## Inclusions and Exclusions
Sydney Forecast Inclusions and Exclusions
Date Printed |  | 08JUL14:11:21:24
| Description | Value
Season |  | Summer | Summer
Either Summer or Winter
Year |  | 2015 | 2015
Year that the forecast starts
POE |  | 50% | 0.5
10%, 50%, 90%
Spots and Transfers |  | Y | Y
Are Spots and Transfers Included?
BBDM Spots |  | Y | Y
Is BBDM included?
Spots Coefficient |  | 55% | 0.55
Scaling factor applied to spot loads in the future
Aligned ROGs |  | Capped | Capped
Have ROGs been aligned to econometric forecast?
Committed Projects |  | Y | Y
Are Committed Projects Included?
Major Customers Scaling Factor |  | 100% | 1
Scaling factor applied to major customer connections in the future
Future Transfers |  | Y | Y
Are future transfers included?
Future Spots |  | 4 | 4
Future spots are cleared from the following forecast year

## Customer4
| Customer4 | [16 empty] | 2015 | SUMMER
| Substation Total Loads | [33 empty] | Spots & Transfers Detail
| Historical Loads | (33kV Amps) | [7 empty] | Weather Corrected Forecast Loads |  |  |  | (33kV Amps) | [20 empty] | Spots & Transfers Summary | (33kV Amps) |  | Historical Spots & Transfers | [6 empty] | Forecast Spots & Transfers
|  | 07/08 | 08/09 | 09/10 | 10/11 | 11/12 | 12/13 | 13/14 |  | 14/15 | 15/16 | 16/17 | 17/18 | 18/19 | 19/20 | 20/21 | 21/22 | 22/23 | 23/24 | 24/25 | 25/26 | 26/27 | 27/28 | 28/29 | 29/30 | 30/31 | 31/32 | 32/33 | 33/34 | 34/35 | 35/36 | 36/37 | 37/38 | 38/39 |  |  |  | 07/08 | 08/09 | 09/10 | 10/11 | 11/12 | 12/13 | 13/14 | 14/15 | 15/16 | 16/17 | 17/18 | 18/19 | 19/20 | 20/21 | 21/22 | 22/23 | 23/24 | 24/25 | 25/26 | 26/27 | 27/28 | 28/29 | 29/30 | 30/31 | 31/32 | 32/33 | 33/34 | 34/35 | 35/36 | 36/37 | 37/38 | 38/39
| Total | [8 empty] | 175 | 385 | 437 | 437 | 437 | 437 | 437 | 437 | 437 | 437 | 437 | 437 | 437 | 437 | 437 | 437 | 437 | 437 | 437 | 437 | 437 | 437 | 437 | 437 | 437 |  |  | Total | Forecast Spots & Transfers 14/15: 175; Forecast Spots & Transfers 15/16: 210; Forecast Spots & Transfers 16/17: 52
Firm Rating
| Total Capacity | [36 empty] | 0 | 0 | 0 | 0 | 0 | 0 | 0 | 0 | 0 | 0 | 0 | 0 | 0 | 0 | 0 | 0 | 0 | 0 | 0 | 0 | 0 | 0 | 0 | 0 | 0 | 0 | 0 | 0 | 0 | 0 | 0 | 0
|  | -7 | -6 | -5 | -4 | -3 | -2 | -1 |  | 0 | 1 | 2 | 3 | 4 | 5 | 6 | 7 | 8 | 9 | 10 | 11 | 12 | 13 | 14 | 15 | 16 | 17 | 18 | 19 | 20 | 21 | 22 | 23 | 24 |  |  |  | 0 | 0 | 0 | 0 | 0 | 0 | 0 | 0 | 0 | 0 | 0 | 0 | 0 | 0 | 0 | 0 | 0 | 0 | 0 | 0 | 0 | 0 | 0 | 0 | 0 | 0 | 0 | 0 | 0 | 0 | 0 | 0
| Transformer Loads | [36 empty] | 0 | 0 | 0 | 0 | 0 | 0 | 0 | 0 | 0 | 0 | 0 | 0 | 0 | 0 | 0 | 0 | 0 | 0 | 0 | 0 | 0 | 0 | 0 | 0 | 0 | 0 | 0 | 0 | 0 | 0 | 0 | 0
| Historical Loads | (33kV Amps) | [7 empty] | Weather Corrected Forecast Loads |  |  |  | (33kV Amps) | [23 empty] | 0 | 0 | 0 | 0 | 0 | 0 | 0 | 0 | 0 | 0 | 0 | 0 | 0 | 0 | 0 | 0 | 0 | 0 | 0 | 0 | 0 | 0 | 0 | 0 | 0 | 0 | 0 | 0 | 0 | 0 | 0 | 0
|  | 07/08 | 08/09 | 09/10 | 10/11 | 11/12 | 12/13 | 13/14 |  | 14/15 | 15/16 | 16/17 | 17/18 | 18/19 | 19/20 | 20/21 | 21/22 | 22/23 | 23/24 | 24/25 | 25/26 | 26/27 | 27/28 | 28/29 | 29/30 | 30/31 | 31/32 | 32/33 | 33/34 | 34/35 | 35/36 | 36/37 | 37/38 | 38/39 |  |  |  | 0 | 0 | 0 | 0 | 0 | 0 | 0 | 0 | 0 | 0 | 0 | 0 | 0 | 0 | 0 | 0 | 0 | 0 | 0 | 0 | 0 | 0 | 0 | 0 | 0 | 0 | 0 | 0 | 0 | 0 | 0 | 0
| 0 | [36 empty] | 0 | 0 | 0 | 0 | 0 | 0 | 0 | 0 | 0 | 0 | 0 | 0 | 0 | 0 | 0 | 0 | 0 | 0 | 0 | 0 | 0 | 0 | 0 | 0 | 0 | 0 | 0 | 0 | 0 | 0 | 0 | 0
| Diversity Factor: 0 | [36 empty] | 0 | 0 | 0 | 0 | 0 | 0 | 0 | 0 | 0 | 0 | 0 | 0 | 0 | 0 | 0 | 0 | 0 | 0 | 0 | 0 | 0 | 0 | 0 | 0 | 0 | 0 | 0 | 0 | 0 | 0 | 0 | 0
[38 empty] | 0 | 0 | 0 | 0 | 0 | 0 | 0 | 0 | 0 | 0 | 0 | 0 | 0 | 0 | 0 | 0 | 0 | 0 | 0 | 0 | 0 | 0 | 0 | 0 | 0 | 0 | 0 | 0 | 0 | 0 | 0 | 0
[38 empty] | 0 | 0 | 0 | 0 | 0 | 0 | 0 | 0 | 0 | 0 | 0 | 0 | 0 | 0 | 0 | 0 | 0 | 0 | 0 | 0 | 0 | 0 | 0 | 0 | 0 | 0 | 0 | 0 | 0 | 0 | 0 | 0
| 0 | [36 empty] | 0 | 0 | 0 | 0 | 0 | 0 | 0 | 0 | 0 | 0 | 0 | 0 | 0 | 0 | 0 | 0 | 0 | 0 | 0 | 0 | 0 | 0 | 0 | 0 | 0 | 0 | 0 | 0 | 0 | 0 | 0 | 0
Diversity Factor: 0
[38 empty] | Historical Spots & Transfers | [6 empty] | Forecast Spots & Transfers
[35 empty] | Project Name | From | To | 07/08 | 08/09 | 09/10 | 10/11 | 11/12 | 12/13 | 13/14 | 14/15 | 15/16 | 16/17 | 17/18 | 18/19 | 19/20 | 20/21 | 21/22 | 22/23 | 23/24 | 24/25 | 25/26 | 26/27 | 27/28 | 28/29 | 29/30 | 30/31 | 31/32 | 32/33 | 33/34 | 34/35 | 35/36 | 36/37 | 37/38 | 38/39
| 0 | [33 empty] | Major Customer Connection |  | Barangaroo South Development 33kV | Forecast Spots & Transfers 14/15: 175; Forecast Spots & Transfers 15/16: 210; Forecast Spots & Transfers 16/17: 52
Diversity Factor: 0
0
Diversity Factor: 0
0
Diversity Factor: 0
0
Diversity Factor: 0
0
Diversity Factor: 0
0
Diversity Factor: 0
0
Diversity Factor: 0
0
Diversity Factor: 0
| Weather Correction and Public Holiday Factors | [8 empty] | Forecast ROG
ROG Justification
| Actual loads for season 13/14 have been weather corrected by the following: | [6 empty] | 0% |  | N/A | [59 empty] | N/A
1 | 2 | 3 | 4 | 5 | 6 | 7 | 8 | 9 | 10 | 14/15 | 15/16 | 16/17 | 17/18 | 18/19 | 19/20 | 20/21 | 21/22 | 22/23 | 23/24 | 24/25 | 25/26 | 26/27 | 27/28 | 28/29 | 29/30 | 30/31 | 31/32 | 32/33 | 33/34 | 34/35 | 35/36 | 36/37 | 37/38 | 38/39
1 | 1 | 1 | 1 | 1 | 1 | 1 | 1 | 1 | 1 | 0% | 0% | 0% | 0% | 0% | 0% | 0% | 0% | 0% | 0% | 0% | 0% | 0% | 0% | 0% | 0% | 0% | 0% | 0% | 0% | 0% | 0% | 0% | 0% | 0%
Substation Load Detail
[7 empty] | Units | 13/14 |  | 14/15 | 15/16 | 16/17 | 17/18 | 18/19 | 19/20 | 20/21 | 21/22 | 22/23 | 23/24 | 24/25 | 25/26 | 26/27 | 27/28 | 28/29 | 29/30 | 30/31 | 31/32 | 32/33 | 33/34 | 34/35 | 35/36 | 36/37 | 37/38 | 38/39
1 | Customer4 | Compensated |  | Load (LV side) |  |  | Amps | 0 |  | 175 | 385 | 437 | 437 | 437 | 437 | 437 | 437 | 437 | 437 | 437 | 437 | 437 | 437 | 437 | 437 | 437 | 437 | 437 | 437 | 437 | 437 | 437 | 437 | 437
|  |  |  | Apparent Power |  |  | MVA | 0 |  | 10.0026 | 22.0057 | 24.9779 | 24.9779 | 24.9779 | 24.9779 | 24.9779 | 24.9779 | 24.9779 | 24.9779 | 24.9779 | 24.9779 | 24.9779 | 24.9779 | 24.9779 | 24.9779 | 24.9779 | 24.9779 | 24.9779 | 24.9779 | 24.9779 | 24.9779 | 24.9779 | 24.9779 | 24.9779
|  |  |  | Real Power |  |  | MW | 0 |  | 9.0023 | 19.8051 | 22.4801 | 22.4801 | 22.4801 | 22.4801 | 22.4801 | 22.4801 | 22.4801 | 22.4801 | 22.4801 | 22.4801 | 22.4801 | 22.4801 | 22.4801 | 22.4801 | 22.4801 | 22.4801 | 22.4801 | 22.4801 | 22.4801 | 22.4801 | 22.4801 | 22.4801 | 22.4801
|  |  |  | Reactive Power |  |  | MVAr | 0 |  | 4.36 | 9.5921 | 10.8876 | 10.8876 | 10.8876 | 10.8876 | 10.8876 | 10.8876 | 10.8876 | 10.8876 | 10.8876 | 10.8876 | 10.8876 | 10.8876 | 10.8876 | 10.8876 | 10.8876 | 10.8876 | 10.8876 | 10.8876 | 10.8876 | 10.8876 | 10.8876 | 10.8876 | 10.8876
|  |  |  | Capacitors In Service |  |  | MVAr | 0 |  | 0 | 0 | 0 | 0 | 0 | 0 | 0 | 0 | 0 | 0 | 0 | 0 | 0 | 0 | 0 | 0 | 0 | 0 | 0 | 0 | 0 | 0 | 0 | 0 | 0
|  |  |  | PF |  |  |  | 0 |  | 0.9 | 0.9 | 0.9 | 0.9 | 0.9 | 0.9 | 0.9 | 0.9 | 0.9 | 0.9 | 0.9 | 0.9 | 0.9 | 0.9 | 0.9 | 0.9 | 0.9 | 0.9 | 0.9 | 0.9 | 0.9 | 0.9 | 0.9 | 0.9 | 0.9
| #VALUE! | Uncompensated |  | Reactive Power |  |  | MVAr | 0 |  | 4.36 | 9.5921 | 10.8876 | 10.8876 | 10.8876 | 10.8876 | 10.8876 | 10.8876 | 10.8876 | 10.8876 | 10.8876 | 10.8876 | 10.8876 | 10.8876 | 10.8876 | 10.8876 | 10.8876 | 10.8876 | 10.8876 | 10.8876 | 10.8876 | 10.8876 | 10.8876 | 10.8876 | 10.8876
|  |  |  | PF |  |  |  | 0 |  | 0.9 | 0.9 | 0.9 | 0.9 | 0.9 | 0.9 | 0.9 | 0.9 | 0.9 | 0.9 | 0.9 | 0.9 | 0.9 | 0.9 | 0.9 | 0.9 | 0.9 | 0.9 | 0.9 | 0.9 | 0.9 | 0.9 | 0.9 | 0.9 | 0.9
[10 empty] | 1 | 2 | 3 | 4 | 5 | 6 | 7 | 8 | 9 | 10 | 11 | 12 | 13 | 14 | 15 | 16 | 17 | 18 | 19 | 20 | 21 | 22 | 23 | 24 | 25
Transformer Load Detail
[7 empty] | Units | 13/14 |  | 14/15 | 15/16 | 16/17 | 17/18 | 18/19 | 19/20 | 20/21 | 21/22 | 22/23 | 23/24 | 24/25 | 25/26 | 26/27 | 27/28 | 28/29 | 29/30 | 30/31 | 31/32 | 32/33 | 33/34 | 34/35 | 35/36 | 36/37 | 37/38 | 38/39
| 0 | Compensated |  | Load (LV side) |  |  | Amps
|  |  |  | Apparent Power |  |  | MVA
|  |  |  | Real Power |  |  | MW
|  |  |  | Reactive Power |  |  | MVAr
|  |  |  | Capacitors In Service |  |  | MVAr
PF
| Zone Div: | Uncompensated |  | Reactive Power |  |  | MVAr
PF
| 0 | Compensated |  | Load (LV side) |  |  | Amps
|  |  |  | Apparent Power |  |  | MVA
|  |  |  | Real Power |  |  | MW
|  |  |  | Reactive Power |  |  | MVAr
|  |  |  | Capacitors In Service |  |  | MVAr
PF
| Zone Div: | Uncompensated |  | Reactive Power |  |  | MVAr
PF
| 0 | Compensated |  | Load (LV side) |  |  | Amps
|  |  |  | Apparent Power |  |  | MVA
|  |  |  | Real Power |  |  | MW
|  |  |  | Reactive Power |  |  | MVAr
|  |  |  | Capacitors In Service |  |  | MVAr
PF
| Zone Div: | Uncompensated |  | Reactive Power |  |  | MVAr
PF
| 0 | Compensated |  | Load (LV side) |  |  | Amps
|  |  |  | Apparent Power |  |  | MVA
|  |  |  | Real Power |  |  | MW
|  |  |  | Reactive Power |  |  | MVAr
|  |  |  | Capacitors In Service |  |  | MVAr
PF
| Zone Div: | Uncompensated |  | Reactive Power |  |  | MVAr
PF
| 0 | Compensated |  | Load (LV side) |  |  | Amps
|  |  |  | Apparent Power |  |  | MVA
|  |  |  | Real Power |  |  | MW
|  |  |  | Reactive Power |  |  | MVAr
|  |  |  | Capacitors In Service |  |  | MVAr
PF
| Zone Div: | Uncompensated |  | Reactive Power |  |  | MVAr
PF
| 0 | Compensated |  | Load (LV side) |  |  | Amps
|  |  |  | Apparent Power |  |  | MVA
|  |  |  | Real Power |  |  | MW
|  |  |  | Reactive Power |  |  | MVAr
|  |  |  | Capacitors In Service |  |  | MVAr
PF
| Zone Div: | Uncompensated |  | Reactive Power |  |  | MVAr
PF
| 0 | Compensated |  | Load (LV side) |  |  | Amps
|  |  |  | Apparent Power |  |  | MVA
|  |  |  | Real Power |  |  | MW
|  |  |  | Reactive Power |  |  | MVAr
|  |  |  | Capacitors In Service |  |  | MVAr
PF
| Zone Div: | Uncompensated |  | Reactive Power |  |  | MVAr
PF
| 0 | Compensated |  | Load (LV side) |  |  | Amps
|  |  |  | Apparent Power |  |  | MVA
|  |  |  | Real Power |  |  | MW
|  |  |  | Reactive Power |  |  | MVAr
|  |  |  | Capacitors In Service |  |  | MVAr
PF
| Zone Div: | Uncompensated |  | Reactive Power |  |  | MVAr
PF
| 0 | Compensated |  | Load (LV side) |  |  | Amps
|  |  |  | Apparent Power |  |  | MVA
|  |  |  | Real Power |  |  | MW
|  |  |  | Reactive Power |  |  | MVAr
|  |  |  | Capacitors In Service |  |  | MVAr
PF
| Zone Div: | Uncompensated |  | Reactive Power |  |  | MVAr
PF
| 0 | Compensated |  | Load (LV side) |  |  | Amps
|  |  |  | Apparent Power |  |  | MVA
|  |  |  | Real Power |  |  | MW
|  |  |  | Reactive Power |  |  | MVAr
|  |  |  | Capacitors In Service |  |  | MVAr
PF
| Zone Div: | Uncompensated |  | Reactive Power |  |  | MVAr
PF

## Blackwattle Bay 33_5kV
| Blackwattle Bay 33_5kV | [16 empty] | 2015 | SUMMER
| Substation Total Loads | [33 empty] | Spots & Transfers Detail
| Historical Loads | (5kV Amps) | [7 empty] | Weather Corrected Forecast Loads |  |  |  | (5kV Amps) | [20 empty] | Spots & Transfers Summary | (5kV Amps) |  | Historical Spots & Transfers | [6 empty] | Forecast Spots & Transfers
|  | 07/08 | 08/09 | 09/10 | 10/11 | 11/12 | 12/13 | 13/14 |  | 14/15 | 15/16 | 16/17 | 17/18 | 18/19 | 19/20 | 20/21 | 21/22 | 22/23 | 23/24 | 24/25 | 25/26 | 26/27 | 27/28 | 28/29 | 29/30 | 30/31 | 31/32 | 32/33 | 33/34 | 34/35 | 35/36 | 36/37 | 37/38 | 38/39 |  |  |  | 07/08 | 08/09 | 09/10 | 10/11 | 11/12 | 12/13 | 13/14 | 14/15 | 15/16 | 16/17 | 17/18 | 18/19 | 19/20 | 20/21 | 21/22 | 22/23 | 23/24 | 24/25 | 25/26 | 26/27 | 27/28 | 28/29 | 29/30 | 30/31 | 31/32 | 32/33 | 33/34 | 34/35 | 35/36 | 36/37 | 37/38 | 38/39
| Total | 3296 | 3300 | 3180 | 3083 | 2897 | 2537 | 2328 |  | 2330.102 | 2203.011 | 2117.497 | 2072.651 | 2056.209 | 2064.364 | 2105.434 | 2161.876 | 2211.872 | 2263.512 | 2305.015 | 2359.4 | 2413.467 | 2477.177 | 2545.989 | 2613.446 | 2678.517 | 2744.751 | 2812.163 | 2880.77 | 2950.586 | 3021.629 | 3093.913 | 3167.455 | 3242.273 |  |  | Total | 0 | 0 | 0 | -2.2055 | 181.1201 | -182.3418 | -1.5415 | -20.1974 | -10.5855 | -12.081 | -9.5537 | -16.4422 | 8.1548 | 41.0695 | 56.4425 | 49.996 | 51.6395 | 41.5038 | 54.3846 | 54.0668 | 63.7097 | 68.8122 | 67.4569 | 65.0708 | 66.234 | 67.4126 | 68.6067 | 69.8165 | 71.0423 | 72.2842 | 73.5426 | 74.8174
| Firm Rating | 0 | 0 | 0 | 0 | 0 | 0 | 4812 |  | 4812 | 4812 | 4812 | 4812 | 4812 | 4812 | 4812 | 4812 | 4812 | 4812 | 4812 | 4812 | 4812 | 4812 | 4812 | 4812 | 4812 | 4812 | 4812 | 4812 | 4812 | 4812 | 4812 | 4812 | 4812
| Total Capacity | 0 | 0 | 0 | 0 | 0 | 0 | 7082 |  | 7082 | 7082 | 7082 | 7082 | 7082 | 7082 | 7082 | 7082 | 7082 | 7082 | 7082 | 7082 | 7082 | 7082 | 7082 | 7082 | 7082 | 7082 | 7082 | 7082 | 7082 | 7082 | 7082 | 7082 | 7082 |  |  | Blackwattle Bay 33_5kV Tx1 | 0 | 0 | 0 | 0 | 0 | 0 | 0 | 0 | 0 | 0 | 0 | 0 | 0 | 0 | 0 | 0 | 0 | 0 | 0 | 0 | 0 | 0 | 0 | 0 | 0 | 0 | 0 | 0 | 0 | 0 | 0 | 0
|  | -7 | -6 | -5 | -4 | -3 | -2 | -1 |  | 0 | 1 | 2 | 3 | 4 | 5 | 6 | 7 | 8 | 9 | 10 | 11 | 12 | 13 | 14 | 15 | 16 | 17 | 18 | 19 | 20 | 21 | 22 | 23 | 24 |  |  | Blackwattle Bay 33_5kV Tx2 | 0 | 0 | 0 | -0.75025 | -0.29931 | -0.11627 | -0.52439 | -6.8706 | -3.6009 | -4.1096 | -3.2499 | -5.5932 | 2.7741 | 13.9708 | 19.2003 | 17.0073 | 17.5664 | 14.1185 | 18.5002 | 18.3921 | 21.6724 | 23.4081 | 22.9471 | 22.1354 | 22.5311 | 22.932 | 23.3382 | 23.7497 | 24.1667 | 24.5892 | 25.0172 | 25.4509
| Transformer Loads | [35 empty] | Blackwattle Bay 33_5kV Tx3 | 0 | 0 | 0 | -0.76239 | 53.6958 | -54.1182 | -0.53288 | -6.9819 | -3.6592 | -4.1762 | -3.3026 | -5.6838 | 2.819 | 14.197 | 19.5111 | 17.2827 | 17.8508 | 14.3471 | 18.7998 | 18.6899 | 22.0233 | 23.7871 | 23.3186 | 22.4938 | 22.8959 | 23.3033 | 23.7161 | 24.1343 | 24.558 | 24.9873 | 25.4223 | 25.863
| Historical Loads | (5kV Amps) | [7 empty] | 0: Weather Corrected Forecast Loads; 4: (5kV Amps) |  |  | Blackwattle Bay 33_5kV Tx4 | 0 | 0 | 0 | -0.69284 | 127.7236 | -128.1074 | -0.48426 | -6.3449 | -3.3254 | -3.7952 | -3.0013 | -5.1652 | 2.5618 | 12.9018 | 17.7311 | 15.706 | 16.2223 | 13.0382 | 17.0846 | 16.9848 | 20.014 | 21.617 | 21.1912 | 20.4416 | 20.8071 | 21.1773 | 21.5524 | 21.9325 | 22.3175 | 22.7077 | 23.103 | 23.5035
|  | 07/08 | 08/09 | 09/10 | 10/11 | 11/12 | 12/13 | 13/14 |  | 14/15 | 15/16 | 16/17 | 17/18 | 18/19 | 19/20 | 20/21 | 21/22 | 22/23 | 23/24 | 24/25 | 25/26 | 26/27 | 27/28 | 28/29 | 29/30 | 30/31 | 31/32 | 32/33 | 33/34 | 34/35 | 35/36 | 36/37 | 37/38 | 38/39 |  |  |  | 0 | 0 | 0 | 0 | 0 | 0 | 0 | 0 | 0 | 0 | 0 | 0 | 0 | 0 | 0 | 0 | 0 | 0 | 0 | 0 | 0 | 0 | 0 | 0 | 0 | 0 | 0 | 0 | 0 | 0 | 0 | 0
| 0 | [36 empty] | 0 | 0 | 0 | 0 | 0 | 0 | 0 | 0 | 0 | 0 | 0 | 0 | 0 | 0 | 0 | 0 | 0 | 0 | 0 | 0 | 0 | 0 | 0 | 0 | 0 | 0 | 0 | 0 | 0 | 0 | 0 | 0
| Diversity Factor: 0 | [36 empty] | 0 | 0 | 0 | 0 | 0 | 0 | 0 | 0 | 0 | 0 | 0 | 0 | 0 | 0 | 0 | 0 | 0 | 0 | 0 | 0 | 0 | 0 | 0 | 0 | 0 | 0 | 0 | 0 | 0 | 0 | 0 | 0
[38 empty] | 0 | 0 | 0 | 0 | 0 | 0 | 0 | 0 | 0 | 0 | 0 | 0 | 0 | 0 | 0 | 0 | 0 | 0 | 0 | 0 | 0 | 0 | 0 | 0 | 0 | 0 | 0 | 0 | 0 | 0 | 0 | 0
[38 empty] | 0 | 0 | 0 | 0 | 0 | 0 | 0 | 0 | 0 | 0 | 0 | 0 | 0 | 0 | 0 | 0 | 0 | 0 | 0 | 0 | 0 | 0 | 0 | 0 | 0 | 0 | 0 | 0 | 0 | 0 | 0 | 0
| 0 | [36 empty] | 0 | 0 | 0 | 0 | 0 | 0 | 0 | 0 | 0 | 0 | 0 | 0 | 0 | 0 | 0 | 0 | 0 | 0 | 0 | 0 | 0 | 0 | 0 | 0 | 0 | 0 | 0 | 0 | 0 | 0 | 0 | 0
Diversity Factor: 0
[38 empty] | Historical Spots & Transfers | [6 empty] | Forecast Spots & Transfers
[35 empty] | Project Name | From | To | 07/08 | 08/09 | 09/10 | 10/11 | 11/12 | 12/13 | 13/14 | 14/15 | 15/16 | 16/17 | 17/18 | 18/19 | 19/20 | 20/21 | 21/22 | 22/23 | 23/24 | 24/25 | 25/26 | 26/27 | 27/28 | 28/29 | 29/30 | 30/31 | 31/32 | 32/33 | 33/34 | 34/35 | 35/36 | 36/37 | 37/38 | 38/39
| 0 | [33 empty] | Broad based demand management |  | Blackwattle Bay 33_5kV Tx1 | 0 | 0 | 0 | 0 | 0 | 0 | 0 | 0 | 0 | 0 | 0 | 0 | 0 | 0 | 0 | 0 | 0 | 0 | 0 | 0 | 0 | 0 | 0 | 0 | 0 | 0 | 0 | 0 | 0 | 0 | 0 | 0
| Diversity Factor: 0 | [33 empty] | Broad based demand management |  | Blackwattle Bay 33_5kV Tx2 | 0 | 0 | 0 | 0 | 0 | 0 | 0 | -0.24561 | -0.49123 | -3.193 | -5.8947 | -7.8076 | 0 | 0 | 0 | 0 | 0 | 0 | 0 | 0 | 0 | 0 | 0 | 0 | 0 | 0 | 0 | 0 | 0 | 0 | 0 | 0
[35 empty] | Broad based demand management |  | Blackwattle Bay 33_5kV Tx3 | 0 | 0 | 0 | 0 | 0 | 0 | 0 | -0.24959 | -0.49918 | -3.2447 | -5.9902 | -7.934 | 0 | 0 | 0 | 0 | 0 | 0 | 0 | 0 | 0 | 0 | 0 | 0 | 0 | 0 | 0 | 0 | 0 | 0 | 0 | 0
[35 empty] | Broad based demand management |  | Blackwattle Bay 33_5kV Tx4 | 0 | 0 | 0 | 0 | 0 | 0 | 0 | -0.22682 | -0.45364 | -2.9487 | -5.4437 | -7.2102 | 0 | 0 | 0 | 0 | 0 | 0 | 0 | 0 | 0 | 0 | 0 | 0 | 0 | 0 | 0 | 0 | 0 | 0 | 0 | 0
| 0 | [33 empty] | DNP_ID: 6546. Camperdown 11kV Conversion Stage 6 - Offload Tx5 | Blackwattle Bay 33_5kV Tx3 | Camperdown 33_5kV Tx5 | 0 | 0 | 0 | 0 | 0 | 54 | 0 | 0 | 0 | 0 | 0 | 0 | 0 | 0 | 0 | 0 | 0 | 0 | 0 | 0 | 0 | 0 | 0 | 0 | 0 | 0 | 0 | 0 | 0 | 0 | 0 | 0
| Diversity Factor: 0 | [33 empty] | DNP_ID: 6546. Camperdown 11kV Conversion Stage 6 - Offload Tx5 | Blackwattle Bay 33_5kV Tx4 | Camperdown 33_5kV Tx5 | 0 | 0 | 0 | 0 | 0 | 128 | 0 | 0 | 0 | 0 | 0 | 0 | 0 | 0 | 0 | 0 | 0 | 0 | 0 | 0 | 0 | 0 | 0 | 0 | 0 | 0 | 0 | 0 | 0 | 0 | 0 | 0
[35 empty] | DNP_ID: 6546. Camperdown 11kV Conversion Stage 6 - Offload Tx5 | Camperdown 33_5kV Tx5 | Blackwattle Bay 33_5kV Tx3 | 0 | 0 | 0 | 0 | 54 | 0 | 0 | 0 | 0 | 0 | 0 | 0 | 0 | 0 | 0 | 0 | 0 | 0 | 0 | 0 | 0 | 0 | 0 | 0 | 0 | 0 | 0 | 0 | 0 | 0 | 0 | 0
[35 empty] | DNP_ID: 6546. Camperdown 11kV Conversion Stage 6 - Offload Tx5 | Camperdown 33_5kV Tx5 | Blackwattle Bay 33_5kV Tx4 | 0 | 0 | 0 | 0 | 128 | 0 | 0 | 0 | 0 | 0 | 0 | 0 | 0 | 0 | 0 | 0 | 0 | 0 | 0 | 0 | 0 | 0 | 0 | 0 | 0 | 0 | 0 | 0 | 0 | 0 | 0 | 0
| 0 | [33 empty] | Econometric |  | Blackwattle Bay 33_5kV Tx1 | 0 | 0 | 0 | 0 | 0 | 0 | 0 | 0 | 0 | 0 | 0 | 0 | 0 | 0 | 0 | 0 | 0 | 0 | 0 | 0 | 0 | 0 | 0 | 0 | 0 | 0 | 0 | 0 | 0 | 0 | 0 | 0
| Diversity Factor: 0 | [33 empty] | Econometric |  | Blackwattle Bay 33_5kV Tx2 | 0 | 0 | 0 | 0 | 0 | 0 | 0 | 0 | 0 | 9.0062 | 17.2982 | 24.4071 | 25.2881 | 26.4977 | 26.1633 | 25.8107 | 26.1669 | 26.5279 | 26.8936 | 27.2641 | 27.6396 | 28.02 | 28.4054 | 28.7959 | 29.1916 | 29.5925 | 29.9987 | 30.4103 | 30.8273 | 31.2497 | 31.6778 | 32.1115
[35 empty] | Econometric |  | Blackwattle Bay 33_5kV Tx3 | 0 | 0 | 0 | 0 | 0 | 0 | 0 | 0 | 0 | 9.152 | 17.5783 | 24.8023 | 25.6975 | 26.9268 | 26.5869 | 26.2286 | 26.5906 | 26.9574 | 27.329 | 27.7056 | 28.0871 | 28.4737 | 28.8653 | 29.2622 | 29.6643 | 30.0717 | 30.4845 | 30.9027 | 31.3264 | 31.7557 | 32.1907 | 32.6314
[35 empty] | Econometric |  | Blackwattle Bay 33_5kV Tx4 | 0 | 0 | 0 | 0 | 0 | 0 | 0 | 0 | 0 | 8.3171 | 15.9746 | 22.5396 | 23.3531 | 24.4702 | 24.1614 | 23.8357 | 24.1647 | 24.498 | 24.8357 | 25.1779 | 25.5247 | 25.876 | 26.2319 | 26.5925 | 26.958 | 27.3282 | 27.7033 | 28.0834 | 28.4684 | 28.8586 | 29.2539 | 29.6544
| 0 | [33 empty] | Energy Efficiency |  | Blackwattle Bay 33_5kV Tx1 | 0 | 0 | 0 | 0 | 0 | 0 | 0 | 0 | 0 | 0 | 0 | 0 | 0 | 0 | 0 | 0 | 0 | 0 | 0 | 0 | 0 | 0 | 0 | 0 | 0 | 0 | 0 | 0 | 0 | 0 | 0 | 0
| Diversity Factor: 0 | [33 empty] | Energy Efficiency |  | Blackwattle Bay 33_5kV Tx2 | 0 | 0 | 0 | 0 | 0 | 0 | 0 | -6.2604 | -2.7007 | -9.461 | -14.1466 | -21.6504 | -21.9426 | -11.9287 | -6.3845 | -8.2157 | -8.1508 | -11.8707 | -7.8547 | -8.3334 | -5.4286 | -4.0732 | -4.9197 | -6.1219 | -6.1219 | -6.1219 | -6.1219 | -6.1219 | -6.1219 | -6.1219 | -6.1219 | -6.1219
[35 empty] | Energy Efficiency |  | Blackwattle Bay 33_5kV Tx3 | 0 | 0 | 0 | 0 | 0 | 0 | 0 | -6.3618 | -2.7445 | -9.6142 | -14.3757 | -22.0009 | -22.2979 | -12.1219 | -6.4879 | -8.3487 | -8.2828 | -12.0629 | -7.9819 | -8.4683 | -5.5165 | -4.1392 | -4.9994 | -6.221 | -6.221 | -6.221 | -6.221 | -6.221 | -6.221 | -6.221 | -6.221 | -6.221
[35 empty] | Energy Efficiency |  | Blackwattle Bay 33_5kV Tx4 | 0 | 0 | 0 | 0 | 0 | 0 | 0 | -5.7814 | -2.4941 | -8.7371 | -13.0641 | -19.9937 | -20.2636 | -11.016 | -5.896 | -7.587 | -7.5271 | -10.9624 | -7.2537 | -7.6957 | -5.0132 | -3.7615 | -4.5433 | -5.6535 | -5.6535 | -5.6535 | -5.6535 | -5.6535 | -5.6535 | -5.6535 | -5.6535 | -5.6535
| 0 | [33 empty] | Solar PV |  | Blackwattle Bay 33_5kV Tx1 | 0 | 0 | 0 | 0 | 0 | 0 | 0 | 0 | 0 | 0 | 0 | 0 | 0 | 0 | 0 | 0 | 0 | 0 | 0 | 0 | 0 | 0 | 0 | 0 | 0 | 0 | 0 | 0 | 0 | 0 | 0 | 0
| Diversity Factor: 0 | [33 empty] | Solar PV |  | Blackwattle Bay 33_5kV Tx2 | 0 | 0 | 0 | -0.75025 | -0.29931 | -0.11627 | -0.52439 | -0.3646 | -0.40895 | -0.46187 | -0.50679 | -0.54239 | -0.5714 | -0.59824 | -0.57851 | -0.58771 | -0.44969 | -0.53864 | -0.53864 | -0.53864 | -0.53864 | -0.53864 | -0.53864 | -0.53864 | -0.53864 | -0.53864 | -0.53864 | -0.53864 | -0.53864 | -0.53864 | -0.53864 | -0.53864
[35 empty] | Solar PV |  | Blackwattle Bay 33_5kV Tx3 | 0 | 0 | 0 | -0.76239 | -0.30416 | -0.11815 | -0.53288 | -0.3705 | -0.41557 | -0.46935 | -0.515 | -0.55117 | -0.58065 | -0.60793 | -0.58788 | -0.59722 | -0.45697 | -0.54736 | -0.54736 | -0.54736 | -0.54736 | -0.54736 | -0.54736 | -0.54736 | -0.54736 | -0.54736 | -0.54736 | -0.54736 | -0.54736 | -0.54736 | -0.54736 | -0.54736
[35 empty] | Solar PV |  | Blackwattle Bay 33_5kV Tx4 | 0 | 0 | 0 | -0.69284 | -0.27641 | -0.10737 | -0.48426 | -0.3367 | -0.37766 | -0.42653 | -0.46801 | -0.50089 | -0.52768 | -0.55247 | -0.53425 | -0.54274 | -0.41528 | -0.49742 | -0.49742 | -0.49742 | -0.49742 | -0.49742 | -0.49742 | -0.49742 | -0.49742 | -0.49742 | -0.49742 | -0.49742 | -0.49742 | -0.49742 | -0.49742 | -0.49742
0
Diversity Factor: 0
0
Diversity Factor: 0
0
Diversity Factor: 0
| Weather Correction and Public Holiday Factors | [8 empty] | Forecast ROG
ROG Justification
| Actual loads for season 13/14 have been weather corrected by the following: | [6 empty] | 5.245% |  | Rog Capped +/-5% | [59 empty] | Rog Capped +/-5%
1 | 2 | 3 | 4 | 5 | 6 | 7 | 8 | 9 | 10 | 14/15 | 15/16 | 16/17 | 17/18 | 18/19 | 19/20 | 20/21 | 21/22 | 22/23 | 23/24 | 24/25 | 25/26 | 26/27 | 27/28 | 28/29 | 29/30 | 30/31 | 31/32 | 32/33 | 33/34 | 34/35 | 35/36 | 36/37 | 37/38 | 38/39
0.95 | 0.9025 | 0.87242 | 0.85789 | 0.85789 | 0.85789 | 0.85789 | 0.85789 | 0.85789 | 0.85789 | -5% | -5% | -3.333% | -1.666% | 0% | 0% | 0% | 0% | 0% | 0% | 0% | 0% | 0% | 0% | 0% | 0% | 0% | 0% | 0% | 0% | 0% | 0% | 0% | 0% | 0%
Substation Load Detail
[7 empty] | Units | 13/14 |  | 14/15 | 15/16 | 16/17 | 17/18 | 18/19 | 19/20 | 20/21 | 21/22 | 22/23 | 23/24 | 24/25 | 25/26 | 26/27 | 27/28 | 28/29 | 29/30 | 30/31 | 31/32 | 32/33 | 33/34 | 34/35 | 35/36 | 36/37 | 37/38 | 38/39
1 | Blackwattle Bay 33_5kV | Compensated |  | Load (LV side) |  |  | Amps | 2328 | 2474 | 2330.102 | 2203.011 | 2117.497 | 2072.651 | 2056.209 | 2064.364 | 2105.434 | 2161.876 | 2211.872 | 2263.512 | 2305.015 | 2359.4 | 2413.467 | 2477.177 | 2545.989 | 2613.446 | 2678.517 | 2744.751 | 2812.163 | 2880.77 | 2950.586 | 3021.629 | 3093.913 | 3167.455 | 3242.273
|  |  |  | Apparent Power |  |  | MVA | 20.1611 |  | 20.1793 | 19.0786 | 18.3381 | 17.9497 | 17.8073 | 17.8779 | 18.2336 | 18.7224 | 19.1554 | 19.6026 | 19.962 | 20.433 | 20.9012 | 21.453 | 22.0489 | 22.6331 | 23.1966 | 23.7702 | 24.3541 | 24.9482 | 25.5528 | 26.1681 | 26.7941 | 27.431 | 28.0789
|  |  |  | Real Power |  |  | MW | 17.7288 | 18.8406 | 17.7448 | 16.7769 | 16.1257 | 15.7842 | 15.659 | 15.7211 | 16.0338 | 16.4637 | 16.8444 | 17.2377 | 17.5537 | 17.9679 | 18.3796 | 18.8648 | 19.3889 | 19.9026 | 20.3981 | 20.9025 | 21.4159 | 21.9384 | 22.4701 | 23.0111 | 23.5616 | 24.1216 | 24.6914
|  |  |  | Reactive Power |  |  | MVAr | 9.6 |  | 9.6086 | 9.0846 | 8.7319 | 8.547 | 8.4792 | 8.5128 | 8.6822 | 8.9149 | 9.1211 | 9.334 | 9.5052 | 9.7295 | 9.9524 | 10.2151 | 10.4989 | 10.7771 | 11.0454 | 11.3185 | 11.5965 | 11.8794 | 12.1673 | 12.4603 | 12.7584 | 13.0616 | 13.3702
|  |  |  | Capacitors In Service |  |  | MVAr | 0 |  | 0 | 0 | 0 | 0 | 0 | 0 | 0 | 0 | 0 | 0 | 0 | 0 | 0 | 0 | 0 | 0 | 0 | 0 | 0 | 0 | 0 | 0 | 0 | 0 | 0
|  |  |  | PF |  |  |  | 0.87936 |  | 0.87936 | 0.87936 | 0.87936 | 0.87936 | 0.87936 | 0.87936 | 0.87936 | 0.87936 | 0.87936 | 0.87936 | 0.87936 | 0.87936 | 0.87936 | 0.87936 | 0.87936 | 0.87936 | 0.87936 | 0.87936 | 0.87936 | 0.87936 | 0.87936 | 0.87936 | 0.87936 | 0.87936 | 0.87936
0.92218 | Diversity Factor: 0.92 | Uncompensated |  | Reactive Power |  |  | MVAr | 9.6 | 10.202 | 9.6086 | 9.0846 | 8.7319 | 8.547 | 8.4792 | 8.5128 | 8.6822 | 8.9149 | 9.1211 | 9.334 | 9.5052 | 9.7295 | 9.9524 | 10.2151 | 10.4989 | 10.7771 | 11.0454 | 11.3185 | 11.5965 | 11.8794 | 12.1673 | 12.4603 | 12.7584 | 13.0616 | 13.3702
|  |  |  | PF |  |  |  | 0.87936 |  | 0.87936 | 0.87936 | 0.87936 | 0.87936 | 0.87936 | 0.87936 | 0.87936 | 0.87936 | 0.87936 | 0.87936 | 0.87936 | 0.87936 | 0.87936 | 0.87936 | 0.87936 | 0.87936 | 0.87936 | 0.87936 | 0.87936 | 0.87936 | 0.87936 | 0.87936 | 0.87936 | 0.87936 | 0.87936
[10 empty] | 1 | 2 | 3 | 4 | 5 | 6 | 7 | 8 | 9 | 10 | 11 | 12 | 13 | 14 | 15 | 16 | 17 | 18 | 19 | 20 | 21 | 22 | 23 | 24 | 25
Transformer Load Detail
[7 empty] | Units | 13/14 |  | 14/15 | 15/16 | 16/17 | 17/18 | 18/19 | 19/20 | 20/21 | 21/22 | 22/23 | 23/24 | 24/25 | 25/26 | 26/27 | 27/28 | 28/29 | 29/30 | 30/31 | 31/32 | 32/33 | 33/34 | 34/35 | 35/36 | 36/37 | 37/38 | 38/39
| 0 | Compensated |  | Load (LV side) |  |  | Amps
|  |  |  | Apparent Power |  |  | MVA
|  |  |  | Real Power |  |  | MW
|  |  |  | Reactive Power |  |  | MVAr
|  |  |  | Capacitors In Service |  |  | MVAr
PF
| Zone Div: | Uncompensated |  | Reactive Power |  |  | MVAr
PF
| 0 | Compensated |  | Load (LV side) |  |  | Amps
|  |  |  | Apparent Power |  |  | MVA
|  |  |  | Real Power |  |  | MW
|  |  |  | Reactive Power |  |  | MVAr
|  |  |  | Capacitors In Service |  |  | MVAr
PF
| Zone Div: | Uncompensated |  | Reactive Power |  |  | MVAr
PF
| 0 | Compensated |  | Load (LV side) |  |  | Amps
|  |  |  | Apparent Power |  |  | MVA
|  |  |  | Real Power |  |  | MW
|  |  |  | Reactive Power |  |  | MVAr
|  |  |  | Capacitors In Service |  |  | MVAr
PF
| Zone Div: | Uncompensated |  | Reactive Power |  |  | MVAr
PF
| 0 | Compensated |  | Load (LV side) |  |  | Amps
|  |  |  | Apparent Power |  |  | MVA
|  |  |  | Real Power |  |  | MW
|  |  |  | Reactive Power |  |  | MVAr
|  |  |  | Capacitors In Service |  |  | MVAr
PF
| Zone Div: | Uncompensated |  | Reactive Power |  |  | MVAr
PF
| 0 | Compensated |  | Load (LV side) |  |  | Amps
|  |  |  | Apparent Power |  |  | MVA
|  |  |  | Real Power |  |  | MW
|  |  |  | Reactive Power |  |  | MVAr
|  |  |  | Capacitors In Service |  |  | MVAr
PF
| Zone Div: | Uncompensated |  | Reactive Power |  |  | MVAr
PF
| 0 | Compensated |  | Load (LV side) |  |  | Amps
|  |  |  | Apparent Power |  |  | MVA
|  |  |  | Real Power |  |  | MW
|  |  |  | Reactive Power |  |  | MVAr
|  |  |  | Capacitors In Service |  |  | MVAr
PF
| Zone Div: | Uncompensated |  | Reactive Power |  |  | MVAr
PF
| 0 | Compensated |  | Load (LV side) |  |  | Amps
|  |  |  | Apparent Power |  |  | MVA
|  |  |  | Real Power |  |  | MW
|  |  |  | Reactive Power |  |  | MVAr
|  |  |  | Capacitors In Service |  |  | MVAr
PF
| Zone Div: | Uncompensated |  | Reactive Power |  |  | MVAr
PF
| 0 | Compensated |  | Load (LV side) |  |  | Amps
|  |  |  | Apparent Power |  |  | MVA
|  |  |  | Real Power |  |  | MW
|  |  |  | Reactive Power |  |  | MVAr
|  |  |  | Capacitors In Service |  |  | MVAr
PF
| Zone Div: | Uncompensated |  | Reactive Power |  |  | MVAr
PF
| 0 | Compensated |  | Load (LV side) |  |  | Amps
|  |  |  | Apparent Power |  |  | MVA
|  |  |  | Real Power |  |  | MW
|  |  |  | Reactive Power |  |  | MVAr
|  |  |  | Capacitors In Service |  |  | MVAr
PF
| Zone Div: | Uncompensated |  | Reactive Power |  |  | MVAr
PF
| 0 | Compensated |  | Load (LV side) |  |  | Amps
|  |  |  | Apparent Power |  |  | MVA
|  |  |  | Real Power |  |  | MW
|  |  |  | Reactive Power |  |  | MVAr
|  |  |  | Capacitors In Service |  |  | MVAr
PF
| Zone Div: | Uncompensated |  | Reactive Power |  |  | MVAr
PF

## Camperdown 33_11kV
| Camperdown 33_11kV | [16 empty] | 2015 | SUMMER
[6 empty] | Zone commissioned |  | 2014-04-30
| Substation Total Loads | [33 empty] | Spots & Transfers Detail
| Historical Loads | (11kV Amps) | [7 empty] | Weather Corrected Forecast Loads |  |  |  | (11kV Amps) | [20 empty] | Spots & Transfers Summary | (11kV Amps) |  | Historical Spots & Transfers | [6 empty] | Forecast Spots & Transfers
|  | 07/08 | 08/09 | 09/10 | 10/11 | 11/12 | 12/13 | 13/14 |  | 14/15 | 15/16 | 16/17 | 17/18 | 18/19 | 19/20 | 20/21 | 21/22 | 22/23 | 23/24 | 24/25 | 25/26 | 26/27 | 27/28 | 28/29 | 29/30 | 30/31 | 31/32 | 32/33 | 33/34 | 34/35 | 35/36 | 36/37 | 37/38 | 38/39 |  |  |  | 07/08 | 08/09 | 09/10 | 10/11 | 11/12 | 12/13 | 13/14 | 14/15 | 15/16 | 16/17 | 17/18 | 18/19 | 19/20 | 20/21 | 21/22 | 22/23 | 23/24 | 24/25 | 25/26 | 26/27 | 27/28 | 28/29 | 29/30 | 30/31 | 31/32 | 32/33 | 33/34 | 34/35 | 35/36 | 36/37 | 37/38 | 38/39
| Total | [8 empty] | 1271.807 | 1404.737 | 1686.775 | 1663.113 | 1660.918 | 1663.496 | 1676.669 | 1694.534 | 1710.263 | 1726.76 | 1740.052 | 1757.447 | 1774.778 | 1795.119 | 1817.081 | 1838.642 | 1859.504 | 1880.76 | 1902.415 | 1924.474 | 1946.942 | 1969.824 | 1993.128 | 2016.856 | 2041.017 |  |  | Total | 0 | 0 | 0 | 0 | 0 | -52 | 0 | 1273.5394 | 183.2871 | 319.1335 | -1.4133 | -2.1948 | 2.5782 | 13.1742 | 17.867 | 15.7305 | 16.4984 | 13.2927 | 17.397 | 17.3317 | 20.3433 | 21.9641 | 21.5622 | 20.8642 | 21.2576 | 21.6563 | 22.0603 | 22.4696 | 22.8844 | 23.3047 | 23.7306 | 24.1621
| Firm Rating | 0 | 0 | 0 | 0 | 0 | 0 | 0 |  | 2729 | 2729 | 2729 | 2729 | 2729 | 2729 | 2729 | 2729 | 2729 | 2729 | 2729 | 2729 | 2729 | 2729 | 2729 | 2729 | 2729 | 2729 | 2729 | 2729 | 2729 | 2729 | 2729 | 2729 | 2729
| Total Capacity | 0 | 0 | 0 | 0 | 0 | 0 | 0 |  | 4094 | 4094 | 4094 | 4094 | 4094 | 4094 | 4094 | 4094 | 4094 | 4094 | 4094 | 4094 | 4094 | 4094 | 4094 | 4094 | 4094 | 4094 | 4094 | 4094 | 4094 | 4094 | 4094 | 4094 | 4094 |  |  | Camperdown 33_11kV Tx3 | 0 | 0 | 0 | 0 | 0 | 0 | 0 | 512.2697 | 64.1435 | 210.7168 | -0.70664 | -1.0974 | 1.2891 | 6.5871 | 8.9335 | 7.8653 | 8.2492 | 6.6464 | 8.6985 | 8.6659 | 10.1716 | 10.982 | 10.7811 | 10.4321 | 10.6288 | 10.8281 | 11.0301 | 11.2348 | 11.4422 | 11.6523 | 11.8653 | 12.0811
|  | -7 | -6 | -5 | -4 | -3 | -2 | -1 |  | 0 | 1 | 2 | 3 | 4 | 5 | 6 | 7 | 8 | 9 | 10 | 11 | 12 | 13 | 14 | 15 | 16 | 17 | 18 | 19 | 20 | 21 | 22 | 23 | 24 |  |  | Camperdown 33_11kV Tx4 | 0 | 0 | 0 | 0 | 0 | 0 | 0 | 574 | 0 | 0 | 0 | 0 | 0 | 0 | 0 | 0 | 0 | 0 | 0 | 0 | 0 | 0 | 0 | 0 | 0 | 0 | 0 | 0 | 0 | 0 | 0 | 0
| Transformer Loads | [35 empty] | Camperdown 33_11kV Tx5 | 0 | 0 | 0 | 0 | 0 | -52 | 0 | 187.2697 | 119.1435 | 108.4168 | -0.70664 | -1.0974 | 1.2891 | 6.5871 | 8.9335 | 7.8653 | 8.2492 | 6.6464 | 8.6985 | 8.6659 | 10.1716 | 10.982 | 10.7811 | 10.4321 | 10.6288 | 10.8281 | 11.0301 | 11.2348 | 11.4422 | 11.6523 | 11.8653 | 12.0811
| Historical Loads | (11kV Amps) | [7 empty] | Weather Corrected Forecast Loads |  |  |  | (11kV Amps) | [23 empty] | 0 | 0 | 0 | 0 | 0 | 0 | 0 | 0 | 0 | 0 | 0 | 0 | 0 | 0 | 0 | 0 | 0 | 0 | 0 | 0 | 0 | 0 | 0 | 0 | 0 | 0 | 0 | 0 | 0 | 0 | 0 | 0
|  | 07/08 | 08/09 | 09/10 | 10/11 | 11/12 | 12/13 | 13/14 |  | 14/15 | 15/16 | 16/17 | 17/18 | 18/19 | 19/20 | 20/21 | 21/22 | 22/23 | 23/24 | 24/25 | 25/26 | 26/27 | 27/28 | 28/29 | 29/30 | 30/31 | 31/32 | 32/33 | 33/34 | 34/35 | 35/36 | 36/37 | 37/38 | 38/39 |  |  |  | 0 | 0 | 0 | 0 | 0 | 0 | 0 | 0 | 0 | 0 | 0 | 0 | 0 | 0 | 0 | 0 | 0 | 0 | 0 | 0 | 0 | 0 | 0 | 0 | 0 | 0 | 0 | 0 | 0 | 0 | 0 | 0
| 0 | [36 empty] | 0 | 0 | 0 | 0 | 0 | 0 | 0 | 0 | 0 | 0 | 0 | 0 | 0 | 0 | 0 | 0 | 0 | 0 | 0 | 0 | 0 | 0 | 0 | 0 | 0 | 0 | 0 | 0 | 0 | 0 | 0 | 0
| Diversity Factor: 0 | [36 empty] | 0 | 0 | 0 | 0 | 0 | 0 | 0 | 0 | 0 | 0 | 0 | 0 | 0 | 0 | 0 | 0 | 0 | 0 | 0 | 0 | 0 | 0 | 0 | 0 | 0 | 0 | 0 | 0 | 0 | 0 | 0 | 0
[38 empty] | 0 | 0 | 0 | 0 | 0 | 0 | 0 | 0 | 0 | 0 | 0 | 0 | 0 | 0 | 0 | 0 | 0 | 0 | 0 | 0 | 0 | 0 | 0 | 0 | 0 | 0 | 0 | 0 | 0 | 0 | 0 | 0
[38 empty] | 0 | 0 | 0 | 0 | 0 | 0 | 0 | 0 | 0 | 0 | 0 | 0 | 0 | 0 | 0 | 0 | 0 | 0 | 0 | 0 | 0 | 0 | 0 | 0 | 0 | 0 | 0 | 0 | 0 | 0 | 0 | 0
| 0 | [36 empty] | 0 | 0 | 0 | 0 | 0 | 0 | 0 | 0 | 0 | 0 | 0 | 0 | 0 | 0 | 0 | 0 | 0 | 0 | 0 | 0 | 0 | 0 | 0 | 0 | 0 | 0 | 0 | 0 | 0 | 0 | 0 | 0
Diversity Factor: 0
[38 empty] | Historical Spots & Transfers | [6 empty] | Forecast Spots & Transfers
[35 empty] | Project Name | From | To | 07/08 | 08/09 | 09/10 | 10/11 | 11/12 | 12/13 | 13/14 | 14/15 | 15/16 | 16/17 | 17/18 | 18/19 | 19/20 | 20/21 | 21/22 | 22/23 | 23/24 | 24/25 | 25/26 | 26/27 | 27/28 | 28/29 | 29/30 | 30/31 | 31/32 | 32/33 | 33/34 | 34/35 | 35/36 | 36/37 | 37/38 | 38/39
| 0 | [33 empty] | Broad based demand management |  | Camperdown 33_11kV Tx3 | 0 | 0 | 0 | 0 | 0 | 0 | 0 | -0.082112 | -0.16422 | -1.0674 | -1.9707 | -2.1849 | 0 | 0 | 0 | 0 | 0 | 0 | 0 | 0 | 0 | 0 | 0 | 0 | 0 | 0 | 0 | 0 | 0 | 0 | 0 | 0
| Diversity Factor: 0 | [33 empty] | Broad based demand management |  | Camperdown 33_11kV Tx5 | 0 | 0 | 0 | 0 | 0 | 0 | 0 | -0.082112 | -0.16422 | -1.0674 | -1.9707 | -2.1849 | 0 | 0 | 0 | 0 | 0 | 0 | 0 | 0 | 0 | 0 | 0 | 0 | 0 | 0 | 0 | 0 | 0 | 0 | 0 | 0
[35 empty] | DNP_ID: 6546. Camperdown 11kV Conversion Stage 6 - Offload Tx5 | Camperdown 33_11kV Tx5 | Darling Harbour 132_11kV Tx12 | 0 | 0 | 0 | 0 | 0 | 52 | 0 | 0 | 0 | 0 | 0 | 0 | 0 | 0 | 0 | 0 | 0 | 0 | 0 | 0 | 0 | 0 | 0 | 0 | 0 | 0 | 0 | 0 | 0 | 0 | 0 | 0
[35 empty] | DNP_ID: 6959. Camperdown 11kV Conversion Stage 8 | Camperdown 33_5kV Tx5 | Camperdown 33_11kV Tx3 | 0 | 0 | 0 | 0 | 0 | 0 | 0 | 380 | 0 | 0 | 0 | 0 | 0 | 0 | 0 | 0 | 0 | 0 | 0 | 0 | 0 | 0 | 0 | 0 | 0 | 0 | 0 | 0 | 0 | 0 | 0 | 0
| 0 | [33 empty] | DNP_ID: 6959. Camperdown 11kV Conversion Stage 8 | Camperdown 33_5kV Tx5 | Camperdown 33_11kV Tx4 | 0 | 0 | 0 | 0 | 0 | 0 | 0 | 574 | 0 | 0 | 0 | 0 | 0 | 0 | 0 | 0 | 0 | 0 | 0 | 0 | 0 | 0 | 0 | 0 | 0 | 0 | 0 | 0 | 0 | 0 | 0 | 0
| Diversity Factor: 0 | [33 empty] | DNP_ID: 6974. Camperdown Zn Egress for URD - Harold Park |  | Camperdown 33_11kV Tx5 | 0 | 0 | 0 | 0 | 0 | 0 | 0 | 55 | 55 | 0 | 0 | 0 | 0 | 0 | 0 | 0 | 0 | 0 | 0 | 0 | 0 | 0 | 0 | 0 | 0 | 0 | 0 | 0 | 0 | 0 | 0 | 0
[35 empty] | Decommission: Commissioning Transfers | Camperdown 33_5kV Tx1 | Camperdown 33_11kV Tx3 | 0 | 0 | 0 | 0 | 0 | 0 | 0 | 12.8498 | 0 | 0 | 0 | 0 | 0 | 0 | 0 | 0 | 0 | 0 | 0 | 0 | 0 | 0 | 0 | 0 | 0 | 0 | 0 | 0 | 0 | 0 | 0 | 0
[35 empty] | Decommission: Commissioning Transfers | Camperdown 33_5kV Tx1 | Camperdown 33_11kV Tx5 | 0 | 0 | 0 | 0 | 0 | 0 | 0 | 12.8498 | 0 | 0 | 0 | 0 | 0 | 0 | 0 | 0 | 0 | 0 | 0 | 0 | 0 | 0 | 0 | 0 | 0 | 0 | 0 | 0 | 0 | 0 | 0 | 0
| 0 | [33 empty] | Decommission: Commissioning Transfers | Camperdown 33_5kV Tx2 | Camperdown 33_11kV Tx3 | 0 | 0 | 0 | 0 | 0 | 0 | 0 | 10.4702 | 0 | 0 | 0 | 0 | 0 | 0 | 0 | 0 | 0 | 0 | 0 | 0 | 0 | 0 | 0 | 0 | 0 | 0 | 0 | 0 | 0 | 0 | 0 | 0
| Diversity Factor: 0 | [33 empty] | Decommission: Commissioning Transfers | Camperdown 33_5kV Tx2 | Camperdown 33_11kV Tx5 | 0 | 0 | 0 | 0 | 0 | 0 | 0 | 10.4702 | 0 | 0 | 0 | 0 | 0 | 0 | 0 | 0 | 0 | 0 | 0 | 0 | 0 | 0 | 0 | 0 | 0 | 0 | 0 | 0 | 0 | 0 | 0 | 0
[35 empty] | Decommission: Commissioning Transfers | Camperdown 33_5kV Tx4 | Camperdown 33_11kV Tx3 | 0 | 0 | 0 | 0 | 0 | 0 | 0 | 0 | 0 | 0 | 0 | 0 | 0 | 0 | 0 | 0 | 0 | 0 | 0 | 0 | 0 | 0 | 0 | 0 | 0 | 0 | 0 | 0 | 0 | 0 | 0 | 0
[35 empty] | Decommission: Commissioning Transfers | Camperdown 33_5kV Tx4 | Camperdown 33_11kV Tx5 | 0 | 0 | 0 | 0 | 0 | 0 | 0 | 0 | 0 | 0 | 0 | 0 | 0 | 0 | 0 | 0 | 0 | 0 | 0 | 0 | 0 | 0 | 0 | 0 | 0 | 0 | 0 | 0 | 0 | 0 | 0 | 0
| 0 | [33 empty] | HVCON_ID: 2012546. Establishment of 11kV feeders from Camperdown Zone for Frasers Stage 2, Abercrombie Street, Chippedale |  | Camperdown 33_11kV Tx3 | 0 | 0 | 0 | 0 | 0 | 0 | 0 | 24.75 | 27.5 | 0 | 0 | 0 | 0 | 0 | 0 | 0 | 0 | 0 | 0 | 0 | 0 | 0 | 0 | 0 | 0 | 0 | 0 | 0 | 0 | 0 | 0 | 0
| Diversity Factor: 0 | [33 empty] | HVCON_ID: 2012546. Establishment of 11kV feeders from Camperdown Zone for Frasers Stage 2, Abercrombie Street, Chippedale |  | Camperdown 33_11kV Tx5 | 0 | 0 | 0 | 0 | 0 | 0 | 0 | 24.75 | 27.5 | 0 | 0 | 0 | 0 | 0 | 0 | 0 | 0 | 0 | 0 | 0 | 0 | 0 | 0 | 0 | 0 | 0 | 0 | 0 | 0 | 0 | 0 | 0
[35 empty] | HVCON_ID: 2012546. Establishment of 11kV feeders from Camperdown Zone for Frasers Stage 2, Abercrombie Street, Chippedale | St Peters 132_11kV Tx4 | Camperdown 33_11kV Tx3 | 0 | 0 | 0 | 0 | 0 | 0 | 0 | 30 | 0 | 0 | 0 | 0 | 0 | 0 | 0 | 0 | 0 | 0 | 0 | 0 | 0 | 0 | 0 | 0 | 0 | 0 | 0 | 0 | 0 | 0 | 0 | 0
[35 empty] | HVCON_ID: 2012546. Establishment of 11kV feeders from Camperdown Zone for Frasers Stage 2, Abercrombie Street, Chippedale | St Peters 132_11kV Tx4 | Camperdown 33_11kV Tx5 | 0 | 0 | 0 | 0 | 0 | 0 | 0 | 30 | 0 | 0 | 0 | 0 | 0 | 0 | 0 | 0 | 0 | 0 | 0 | 0 | 0 | 0 | 0 | 0 | 0 | 0 | 0 | 0 | 0 | 0 | 0 | 0
| 0 | [33 empty] | HVCON_ID: 2012546. Establishment of 11kV feeders from Camperdown Zone for Frasers Stage 2, Abercrombie Street, Chippedale | Surry Hills 33_11kV Tx2 | Camperdown 33_11kV Tx3 | 0 | 0 | 0 | 0 | 0 | 0 | 0 | 57.5 | 0 | 0 | 0 | 0 | 0 | 0 | 0 | 0 | 0 | 0 | 0 | 0 | 0 | 0 | 0 | 0 | 0 | 0 | 0 | 0 | 0 | 0 | 0 | 0
| Diversity Factor: 0 | [33 empty] | HVCON_ID: 2012546. Establishment of 11kV feeders from Camperdown Zone for Frasers Stage 2, Abercrombie Street, Chippedale | Surry Hills 33_11kV Tx2 | Camperdown 33_11kV Tx5 | 0 | 0 | 0 | 0 | 0 | 0 | 0 | 57.5 | 0 | 0 | 0 | 0 | 0 | 0 | 0 | 0 | 0 | 0 | 0 | 0 | 0 | 0 | 0 | 0 | 0 | 0 | 0 | 0 | 0 | 0 | 0 | 0
[35 empty] | HVCON_ID: 2013277. Establishment of 11kV feeders to SICEEP site. SICEEP - Sydney International Convention Exhibition Entertainment Precinct - 'ICC Hotels' - The Public-Private-Partnership{PPP) Entertainment, Exhibition and Conference Centre |  | Camperdown 33_11kV Tx3 | 0 | 0 | 0 | 0 | 0 | 0 | 0 | 0 | 0 | 110 | 0 | 0 | 0 | 0 | 0 | 0 | 0 | 0 | 0 | 0 | 0 | 0 | 0 | 0 | 0 | 0 | 0 | 0 | 0 | 0 | 0 | 0
[35 empty] | HVCON_ID: 2013277. Establishment of 11kV feeders to SICEEP site. SICEEP - Sydney International Convention Exhibition Entertainment Precinct - 'ICC Hotels' - The Public-Private-Partnership{PPP) Entertainment, Exhibition and Conference Centre |  | Camperdown 33_11kV Tx5 | 0 | 0 | 0 | 0 | 0 | 0 | 0 | 0 | 0 | 110 | 0 | 0 | 0 | 0 | 0 | 0 | 0 | 0 | 0 | 0 | 0 | 0 | 0 | 0 | 0 | 0 | 0 | 0 | 0 | 0 | 0 | 0
| 0 | [33 empty] | HVCON_ID: 2013322. Establishment of S.64020 Parkside Convention and decommissioning of S.64483 Darling Temp No.1, Darling Harbour. SCIEEP |  | Camperdown 33_11kV Tx3 | 0 | 0 | 0 | 0 | 0 | 0 | 0 | 0 | 0 | 52.8 | 0 | 0 | 0 | 0 | 0 | 0 | 0 | 0 | 0 | 0 | 0 | 0 | 0 | 0 | 0 | 0 | 0 | 0 | 0 | 0 | 0 | 0
| Diversity Factor: 0 | [33 empty] | HVCON_ID: 2013324. South of existing Darling Harbour Exhebition Centre – Darling Dr, Sydney 2000 ( Haymerket NW ) and Haymarket SW SC04967 – S.64034 Boulevard Dickson No1 – Residentail Tower ( Haymarket SW) SC04966 – S.64035 Boulevard Dicks |  | Camperdown 33_11kV Tx3 | 0 | 0 | 0 | 0 | 0 | 0 | 0 | 0 | 38.5 | 0 | 0 | 0 | 0 | 0 | 0 | 0 | 0 | 0 | 0 | 0 | 0 | 0 | 0 | 0 | 0 | 0 | 0 | 0 | 0 | 0 | 0 | 0
[35 empty] | HVCON_ID: 2013324. South of existing Darling Harbour Exhebition Centre – Darling Dr, Sydney 2000 ( Haymerket NW ) and Haymarket SW SC04967 – S.64034 Boulevard Dickson No1 – Residentail Tower ( Haymarket SW) SC04966 – S.64035 Boulevard Dicks |  | Camperdown 33_11kV Tx5 | 0 | 0 | 0 | 0 | 0 | 0 | 0 | 0 | 38.5 | 0 | 0 | 0 | 0 | 0 | 0 | 0 | 0 | 0 | 0 | 0 | 0 | 0 | 0 | 0 | 0 | 0 | 0 | 0 | 0 | 0 | 0 | 0
[35 empty] | HVCON_ID: 2013468. Establishment of S.64021 Darling Exhibition |  | Camperdown 33_11kV Tx3 | 0 | 0 | 0 | 0 | 0 | 0 | 0 | 0 | 0 | 49.5 | 0 | 0 | 0 | 0 | 0 | 0 | 0 | 0 | 0 | 0 | 0 | 0 | 0 | 0 | 0 | 0 | 0 | 0 | 0 | 0 | 0 | 0
| 0 | [33 empty] | Econometric |  | Camperdown 33_11kV Tx3 | 0 | 0 | 0 | 0 | 0 | 0 | 0 | 0 | 0 | 4.4713 | 8.5494 | 11.9786 | 12.4054 | 13.0433 | 12.848 | 12.6427 | 12.8196 | 12.9989 | 13.1806 | 13.3647 | 13.5513 | 13.7403 | 13.9319 | 14.126 | 14.3228 | 14.5221 | 14.7241 | 14.9287 | 15.1361 | 15.3463 | 15.5592 | 15.775
| Diversity Factor: 0 | [33 empty] | Econometric |  | Camperdown 33_11kV Tx5 | 0 | 0 | 0 | 0 | 0 | 0 | 0 | 0 | 0 | 4.4713 | 8.5494 | 11.9786 | 12.4054 | 13.0433 | 12.848 | 12.6427 | 12.8196 | 12.9989 | 13.1806 | 13.3647 | 13.5513 | 13.7403 | 13.9319 | 14.126 | 14.3228 | 14.5221 | 14.7241 | 14.9287 | 15.1361 | 15.3463 | 15.5592 | 15.775
[35 empty] | Energy Efficiency |  | Camperdown 33_11kV Tx3 | 0 | 0 | 0 | 0 | 0 | 0 | 0 | -2.7891 | -1.2109 | -4.4435 | -6.6889 | -10.2527 | -10.4437 | -5.752 | -3.2336 | -4.0857 | -4.0411 | -5.7186 | -3.8481 | -4.0649 | -2.7456 | -2.1243 | -2.5168 | -3.06 | -3.06 | -3.06 | -3.06 | -3.06 | -3.06 | -3.06 | -3.06 | -3.06
[35 empty] | Energy Efficiency |  | Camperdown 33_11kV Tx5 | 0 | 0 | 0 | 0 | 0 | 0 | 0 | -2.7891 | -1.2109 | -4.4435 | -6.6889 | -10.2527 | -10.4437 | -5.752 | -3.2336 | -4.0857 | -4.0411 | -5.7186 | -3.8481 | -4.0649 | -2.7456 | -2.1243 | -2.5168 | -3.06 | -3.06 | -3.06 | -3.06 | -3.06 | -3.06 | -3.06 | -3.06 | -3.06
| 0 | [33 empty] | Solar PV |  | Camperdown 33_11kV Tx3 | 0 | 0 | 0 | 0 | 0 | 0 | 0 | -0.42914 | -0.48134 | -0.54363 | -0.5965 | -0.6384 | -0.67255 | -0.70415 | -0.68092 | -0.69174 | -0.52929 | -0.63398 | -0.63398 | -0.63398 | -0.63398 | -0.63398 | -0.63398 | -0.63398 | -0.63398 | -0.63398 | -0.63398 | -0.63398 | -0.63398 | -0.63398 | -0.63398 | -0.63398
| Diversity Factor: 0 | [33 empty] | Solar PV |  | Camperdown 33_11kV Tx5 | 0 | 0 | 0 | 0 | 0 | 0 | 0 | -0.42914 | -0.48134 | -0.54363 | -0.5965 | -0.6384 | -0.67255 | -0.70415 | -0.68092 | -0.69174 | -0.52929 | -0.63398 | -0.63398 | -0.63398 | -0.63398 | -0.63398 | -0.63398 | -0.63398 | -0.63398 | -0.63398 | -0.63398 | -0.63398 | -0.63398 | -0.63398 | -0.63398 | -0.63398
| Weather Correction and Public Holiday Factors | [8 empty] | Forecast ROG
ROG Justification
| Actual loads for season 13/14 have been weather corrected by the following: | [8 empty] | Same as Camperdown 33/5kV | [59 empty] | Same as Camperdown 33/5kV
1 | 2 | 3 | 4 | 5 | 6 | 7 | 8 | 9 | 10 | 14/15 | 15/16 | 16/17 | 17/18 | 18/19 | 19/20 | 20/21 | 21/22 | 22/23 | 23/24 | 24/25 | 25/26 | 26/27 | 27/28 | 28/29 | 29/30 | 30/31 | 31/32 | 32/33 | 33/34 | 34/35 | 35/36 | 36/37 | 37/38 | 38/39
0.96043 | 0.92243 | 0.89809 | 0.88625 | 0.88625 | 0.88625 | 0.88625 | 0.88625 | 0.88625 | 0.88625 | -3.957% | -3.957% | -2.638% | -1.319% | 0% | 0% | 0% | 0% | 0% | 0% | 0% | 0% | 0% | 0% | 0% | 0% | 0% | 0% | 0% | 0% | 0% | 0% | 0% | 0% | 0%
Substation Load Detail
[7 empty] | Units | 13/14 |  | 14/15 | 15/16 | 16/17 | 17/18 | 18/19 | 19/20 | 20/21 | 21/22 | 22/23 | 23/24 | 24/25 | 25/26 | 26/27 | 27/28 | 28/29 | 29/30 | 30/31 | 31/32 | 32/33 | 33/34 | 34/35 | 35/36 | 36/37 | 37/38 | 38/39
1 | Camperdown 33_11kV | Compensated |  | Load (LV side) |  |  | Amps | 0 | 0 | 1271.807 | 1404.737 | 1686.775 | 1663.113 | 1660.918 | 1663.496 | 1676.669 | 1694.534 | 1710.263 | 1726.76 | 1740.052 | 1757.447 | 1774.778 | 1795.119 | 1817.081 | 1838.642 | 1859.504 | 1880.76 | 1902.415 | 1924.474 | 1946.942 | 1969.824 | 1993.128 | 2016.856 | 2041.017
|  |  |  | Apparent Power |  |  | MVA | 0 |  | 24.2312 | 26.7638 | 32.1374 | 31.6866 | 31.6447 | 31.6939 | 31.9448 | 32.2852 | 32.5849 | 32.8992 | 33.1524 | 33.4839 | 33.8141 | 34.2016 | 34.62 | 35.0308 | 35.4283 | 35.8333 | 36.2459 | 36.6662 | 37.0942 | 37.5302 | 37.9742 | 38.4263 | 38.8866
|  |  |  | Real Power |  |  | MW | 0 | 0 | 21.5953 | 23.8837 | 28.7259 | 28.3227 | 28.2851 | 28.3293 | 28.5552 | 28.8616 | 29.1313 | 29.4142 | 29.6422 | 29.9405 | 30.2377 | 30.5865 | 30.9631 | 31.3329 | 31.6906 | 32.0551 | 32.4265 | 32.8048 | 33.19 | 33.5825 | 33.9821 | 34.389 | 34.8033
|  |  |  | Reactive Power |  |  | MVAr | 0 |  | 10.9906 | 12.0778 | 14.4095 | 14.2077 | 14.1895 | 14.2109 | 14.3203 | 14.4687 | 14.5994 | 14.7364 | 14.8468 | 14.9913 | 15.1352 | 15.3041 | 15.4865 | 15.6656 | 15.8389 | 16.0154 | 16.1953 | 16.3785 | 16.5651 | 16.7551 | 16.9487 | 17.1457 | 17.3464
|  |  |  | Capacitors In Service |  |  | MVAr | 0 |  | 0 | 0 | 0 | 0 | 0 | 0 | 0 | 0 | 0 | 0 | 0 | 0 | 0 | 0 | 0 | 0 | 0 | 0 | 0 | 0 | 0 | 0 | 0 | 0 | 0
|  |  |  | PF |  |  |  | 0 |  | 0.89122 | 0.89238 | 0.89385 | 0.89384 | 0.89383 | 0.89384 | 0.89389 | 0.89396 | 0.89401 | 0.89407 | 0.89412 | 0.89418 | 0.89423 | 0.8943 | 0.89437 | 0.89444 | 0.8945 | 0.89456 | 0.89463 | 0.89469 | 0.89475 | 0.89481 | 0.89487 | 0.89493 | 0.89499
0.92182 | Diversity Factor: 0.92 | Uncompensated |  | Reactive Power |  |  | MVAr | 0 | 0 | 10.9906 | 12.0778 | 14.4095 | 14.2077 | 14.1895 | 14.2109 | 14.3203 | 14.4687 | 14.5994 | 14.7364 | 14.8468 | 14.9913 | 15.1352 | 15.3041 | 15.4865 | 15.6656 | 15.8389 | 16.0154 | 16.1953 | 16.3785 | 16.5651 | 16.7551 | 16.9487 | 17.1457 | 17.3464
|  |  |  | PF |  |  |  | 0 |  | 0.89122 | 0.89238 | 0.89385 | 0.89384 | 0.89383 | 0.89384 | 0.89389 | 0.89396 | 0.89401 | 0.89407 | 0.89412 | 0.89418 | 0.89423 | 0.8943 | 0.89437 | 0.89444 | 0.8945 | 0.89456 | 0.89463 | 0.89469 | 0.89475 | 0.89481 | 0.89487 | 0.89493 | 0.89499
[10 empty] | 1 | 2 | 3 | 4 | 5 | 6 | 7 | 8 | 9 | 10 | 11 | 12 | 13 | 14 | 15 | 16 | 17 | 18 | 19 | 20 | 21 | 22 | 23 | 24 | 25
Transformer Load Detail
[7 empty] | Units | 13/14 |  | 14/15 | 15/16 | 16/17 | 17/18 | 18/19 | 19/20 | 20/21 | 21/22 | 22/23 | 23/24 | 24/25 | 25/26 | 26/27 | 27/28 | 28/29 | 29/30 | 30/31 | 31/32 | 32/33 | 33/34 | 34/35 | 35/36 | 36/37 | 37/38 | 38/39
| 0 | Compensated |  | Load (LV side) |  |  | Amps
|  |  |  | Apparent Power |  |  | MVA
|  |  |  | Real Power |  |  | MW
|  |  |  | Reactive Power |  |  | MVAr
|  |  |  | Capacitors In Service |  |  | MVAr
PF
| Zone Div: | Uncompensated |  | Reactive Power |  |  | MVAr
PF
| 0 | Compensated |  | Load (LV side) |  |  | Amps
|  |  |  | Apparent Power |  |  | MVA
|  |  |  | Real Power |  |  | MW
|  |  |  | Reactive Power |  |  | MVAr
|  |  |  | Capacitors In Service |  |  | MVAr
PF
| Zone Div: | Uncompensated |  | Reactive Power |  |  | MVAr
PF
| 0 | Compensated |  | Load (LV side) |  |  | Amps
|  |  |  | Apparent Power |  |  | MVA
|  |  |  | Real Power |  |  | MW
|  |  |  | Reactive Power |  |  | MVAr
|  |  |  | Capacitors In Service |  |  | MVAr
PF
| Zone Div: | Uncompensated |  | Reactive Power |  |  | MVAr
PF
| 0 | Compensated |  | Load (LV side) |  |  | Amps
|  |  |  | Apparent Power |  |  | MVA
|  |  |  | Real Power |  |  | MW
|  |  |  | Reactive Power |  |  | MVAr
|  |  |  | Capacitors In Service |  |  | MVAr
PF
| Zone Div: | Uncompensated |  | Reactive Power |  |  | MVAr
PF
| 0 | Compensated |  | Load (LV side) |  |  | Amps
|  |  |  | Apparent Power |  |  | MVA
|  |  |  | Real Power |  |  | MW
|  |  |  | Reactive Power |  |  | MVAr
|  |  |  | Capacitors In Service |  |  | MVAr
PF
| Zone Div: | Uncompensated |  | Reactive Power |  |  | MVAr
PF
| 0 | Compensated |  | Load (LV side) |  |  | Amps
|  |  |  | Apparent Power |  |  | MVA
|  |  |  | Real Power |  |  | MW
|  |  |  | Reactive Power |  |  | MVAr
|  |  |  | Capacitors In Service |  |  | MVAr
PF
| Zone Div: | Uncompensated |  | Reactive Power |  |  | MVAr
PF
| 0 | Compensated |  | Load (LV side) |  |  | Amps
|  |  |  | Apparent Power |  |  | MVA
|  |  |  | Real Power |  |  | MW
|  |  |  | Reactive Power |  |  | MVAr
|  |  |  | Capacitors In Service |  |  | MVAr
PF
| Zone Div: | Uncompensated |  | Reactive Power |  |  | MVAr
PF
| 0 | Compensated |  | Load (LV side) |  |  | Amps
|  |  |  | Apparent Power |  |  | MVA
|  |  |  | Real Power |  |  | MW
|  |  |  | Reactive Power |  |  | MVAr
|  |  |  | Capacitors In Service |  |  | MVAr
PF
| Zone Div: | Uncompensated |  | Reactive Power |  |  | MVAr
PF
| 0 | Compensated |  | Load (LV side) |  |  | Amps
|  |  |  | Apparent Power |  |  | MVA
|  |  |  | Real Power |  |  | MW
|  |  |  | Reactive Power |  |  | MVAr
|  |  |  | Capacitors In Service |  |  | MVAr
PF
| Zone Div: | Uncompensated |  | Reactive Power |  |  | MVAr
PF
| 0 | Compensated |  | Load (LV side) |  |  | Amps
|  |  |  | Apparent Power |  |  | MVA
|  |  |  | Real Power |  |  | MW
|  |  |  | Reactive Power |  |  | MVAr
|  |  |  | Capacitors In Service |  |  | MVAr
PF
| Zone Div: | Uncompensated |  | Reactive Power |  |  | MVAr
PF

## Camperdown 33_5kV
| Camperdown 33_5kV | [16 empty] | 2015 | SUMMER
| Substation Total Loads | [33 empty] | Spots & Transfers Detail
| Historical Loads | (5kV Amps) | [7 empty] | Weather Corrected Forecast Loads |  |  |  | (5kV Amps) | [20 empty] | Spots & Transfers Summary | (5kV Amps) |  | Historical Spots & Transfers | [6 empty] | Forecast Spots & Transfers
|  | 07/08 | 08/09 | 09/10 | 10/11 | 11/12 | 12/13 | 13/14 |  | 14/15 | 15/16 | 16/17 | 17/18 | 18/19 | 19/20 | 20/21 | 21/22 | 22/23 | 23/24 | 24/25 | 25/26 | 26/27 | 27/28 | 28/29 | 29/30 | 30/31 | 31/32 | 32/33 | 33/34 | 34/35 | 35/36 | 36/37 | 37/38 | 38/39 |  |  |  | 07/08 | 08/09 | 09/10 | 10/11 | 11/12 | 12/13 | 13/14 | 14/15 | 15/16 | 16/17 | 17/18 | 18/19 | 19/20 | 20/21 | 21/22 | 22/23 | 23/24 | 24/25 | 25/26 | 26/27 | 27/28 | 28/29 | 29/30 | 30/31 | 31/32 | 32/33 | 33/34 | 34/35 | 35/36 | 36/37 | 37/38 | 38/39
| Total | 4563 | 4597 | 4632 | 4575 | 3516 | 2717 | 2182 |  | 0 | 0 | 0 | 0 | 0 | 0 | 0 | 0 | 0 | 0 | 0 | 0 | 0 | 0 | 0 | 0 | 0 | 0 | 0 | 0 | 0 | 0 | 0 | 0 | 0 |  |  | Total | 0 | 0 | 0 | -2.6316 | -678.5591 | -824.4508 | -170.5593 | -2344.4081 | 0 | -154 | 0 | 0 | 0 | 0 | 0 | 0 | 0 | 0 | 0 | 0 | 0 | 0 | 0 | 0 | 0 | 0 | 0 | 0 | 0 | 0 | 0 | 0
| Firm Rating | 0 | 0 | 0 | 0 | 0 | 0 | 6493 |  | 0 | 0 | 0 | 0 | 0 | 0 | 0 | 0 | 0 | 0 | 0 | 0 | 0 | 0 | 0 | 0 | 0 | 0 | 0 | 0 | 0 | 0 | 0 | 0 | 0
| Total Capacity | 0 | 0 | 0 | 0 | 0 | 0 | 8725 |  | 0 | 0 | 0 | 0 | 0 | 0 | 0 | 0 | 0 | 0 | 0 | 0 | 0 | 0 | 0 | 0 | 0 | 0 | 0 | 0 | 0 | 0 | 0 | 0 | 0 |  |  | Camperdown 33_5kV Tx1 | 0 | 0 | 0 | -1.45 | -64.2999 | -49.0688 | -0.63881 | -26.233 | 0 | 0 | 0 | 0 | 0 | 0 | 0 | 0 | 0 | 0 | 0 | 0 | 0 | 0 | 0 | 0 | 0 | 0 | 0 | 0 | 0 | 0 | 0 | 0
|  | -7 | -6 | -5 | -4 | -3 | -2 | -1 |  | 0 | 1 | 2 | 3 | 4 | 5 | 6 | 7 | 8 | 9 | 10 | 11 | 12 | 13 | 14 | 15 | 16 | 17 | 18 | 19 | 20 | 21 | 22 | 23 | 24 |  |  | Camperdown 33_5kV Tx2 | 0 | 0 | 0 | -1.1815 | -1.0592 | -39.982 | -0.52051 | -21.3751 | 0 | 0 | 0 | 0 | 0 | 0 | 0 | 0 | 0 | 0 | 0 | 0 | 0 | 0 | 0 | 0 | 0 | 0 | 0 | 0 | 0 | 0 | 0 | 0
| Transformer Loads | [35 empty] | Camperdown 33_5kV Tx3 | 0 | 0 | 0 | 0 | 0 | 0 | 0 | 0 | 0 | 0 | 0 | 0 | 0 | 0 | 0 | 0 | 0 | 0 | 0 | 0 | 0 | 0 | 0 | 0 | 0 | 0 | 0 | 0 | 0 | 0 | 0 | 0
| Historical Loads | (5kV Amps) | [7 empty] | 0: Weather Corrected Forecast Loads; 4: (5kV Amps) |  |  | Camperdown 33_5kV Tx4 | 0 | 0 | 0 | 0 | 0 | 0 | 0 | 0 | 0 | 0 | 0 | 0 | 0 | 0 | 0 | 0 | 0 | 0 | 0 | 0 | 0 | 0 | 0 | 0 | 0 | 0 | 0 | 0 | 0 | 0 | 0 | 0
|  | 07/08 | 08/09 | 09/10 | 10/11 | 11/12 | 12/13 | 13/14 |  | 14/15 | 15/16 | 16/17 | 17/18 | 18/19 | 19/20 | 20/21 | 21/22 | 22/23 | 23/24 | 24/25 | 25/26 | 26/27 | 27/28 | 28/29 | 29/30 | 30/31 | 31/32 | 32/33 | 33/34 | 34/35 | 35/36 | 36/37 | 37/38 | 38/39 |  |  | Camperdown 33_5kV Tx5 | 0 | 0 | 0 | 0 | -613.2 | -735.4 | -169.4 | -2296.8 | 0 | -154 | 0 | 0 | 0 | 0 | 0 | 0 | 0 | 0 | 0 | 0 | 0 | 0 | 0 | 0 | 0 | 0 | 0 | 0 | 0 | 0 | 0 | 0
| 0 | [36 empty] | 0 | 0 | 0 | 0 | 0 | 0 | 0 | 0 | 0 | 0 | 0 | 0 | 0 | 0 | 0 | 0 | 0 | 0 | 0 | 0 | 0 | 0 | 0 | 0 | 0 | 0 | 0 | 0 | 0 | 0 | 0 | 0
| Diversity Factor: 0 | [36 empty] | 0 | 0 | 0 | 0 | 0 | 0 | 0 | 0 | 0 | 0 | 0 | 0 | 0 | 0 | 0 | 0 | 0 | 0 | 0 | 0 | 0 | 0 | 0 | 0 | 0 | 0 | 0 | 0 | 0 | 0 | 0 | 0
[38 empty] | 0 | 0 | 0 | 0 | 0 | 0 | 0 | 0 | 0 | 0 | 0 | 0 | 0 | 0 | 0 | 0 | 0 | 0 | 0 | 0 | 0 | 0 | 0 | 0 | 0 | 0 | 0 | 0 | 0 | 0 | 0 | 0
[38 empty] | 0 | 0 | 0 | 0 | 0 | 0 | 0 | 0 | 0 | 0 | 0 | 0 | 0 | 0 | 0 | 0 | 0 | 0 | 0 | 0 | 0 | 0 | 0 | 0 | 0 | 0 | 0 | 0 | 0 | 0 | 0 | 0
| 0 | [36 empty] | 0 | 0 | 0 | 0 | 0 | 0 | 0 | 0 | 0 | 0 | 0 | 0 | 0 | 0 | 0 | 0 | 0 | 0 | 0 | 0 | 0 | 0 | 0 | 0 | 0 | 0 | 0 | 0 | 0 | 0 | 0 | 0
Diversity Factor: 0
[38 empty] | Historical Spots & Transfers | [6 empty] | Forecast Spots & Transfers
[35 empty] | Project Name | From | To | 07/08 | 08/09 | 09/10 | 10/11 | 11/12 | 12/13 | 13/14 | 14/15 | 15/16 | 16/17 | 17/18 | 18/19 | 19/20 | 20/21 | 21/22 | 22/23 | 23/24 | 24/25 | 25/26 | 26/27 | 27/28 | 28/29 | 29/30 | 30/31 | 31/32 | 32/33 | 33/34 | 34/35 | 35/36 | 36/37 | 37/38 | 38/39
| 0 | [33 empty] | DNP_ID: 5848. Camperdown Upgrade Stage 3 - Transferring Load from Camperdown Zone to Leichhardt Zone. | Camperdown 33_5kV Tx5 | Leichhardt 33_11kV Tx3 | 0 | 0 | 0 | 0 | 343.2 | 237.6 | 0 | 0 | 0 | 0 | 0 | 0 | 0 | 0 | 0 | 0 | 0 | 0 | 0 | 0 | 0 | 0 | 0 | 0 | 0 | 0 | 0 | 0 | 0 | 0 | 0 | 0
| Diversity Factor: 0 | [33 empty] | DNP_ID: 5848. Camperdown Upgrade Stage 3 - Transferring Load from Camperdown Zone to Leichhardt Zone. | Camperdown 33_5kV Tx5 | Leichhardt 33_11kV Tx4 | 0 | 0 | 0 | 0 | 0 | 248.6 | 0 | 0 | 0 | 0 | 0 | 0 | 0 | 0 | 0 | 0 | 0 | 0 | 0 | 0 | 0 | 0 | 0 | 0 | 0 | 0 | 0 | 0 | 0 | 0 | 0 | 0
[35 empty] | DNP_ID: 6363. Connection of new 11kV feeders to Sydney Uni (Darlington Campus) | Camperdown 33_5kV Tx5 | Surry Hills 33_11kV Tx4 | 0 | 0 | 0 | 0 | 0 | 66 | 0 | 0 | 0 | 0 | 0 | 0 | 0 | 0 | 0 | 0 | 0 | 0 | 0 | 0 | 0 | 0 | 0 | 0 | 0 | 0 | 0 | 0 | 0 | 0 | 0 | 0
[35 empty] | DNP_ID: 6546. Camperdown 11kV Conversion Stage 6 - Offload Tx5 | Blackwattle Bay 33_5kV Tx3 | Camperdown 33_5kV Tx5 | 0 | 0 | 0 | 0 | 0 | 54 | 0 | 0 | 0 | 0 | 0 | 0 | 0 | 0 | 0 | 0 | 0 | 0 | 0 | 0 | 0 | 0 | 0 | 0 | 0 | 0 | 0 | 0 | 0 | 0 | 0 | 0
| 0 | [33 empty] | DNP_ID: 6546. Camperdown 11kV Conversion Stage 6 - Offload Tx5 | Blackwattle Bay 33_5kV Tx4 | Camperdown 33_5kV Tx5 | 0 | 0 | 0 | 0 | 0 | 128 | 0 | 0 | 0 | 0 | 0 | 0 | 0 | 0 | 0 | 0 | 0 | 0 | 0 | 0 | 0 | 0 | 0 | 0 | 0 | 0 | 0 | 0 | 0 | 0 | 0 | 0
| Diversity Factor: 0 | [33 empty] | DNP_ID: 6546. Camperdown 11kV Conversion Stage 6 - Offload Tx5 | Camperdown 33_5kV Tx5 | Blackwattle Bay 33_5kV Tx3 | 0 | 0 | 0 | 0 | 54 | 0 | 0 | 0 | 0 | 0 | 0 | 0 | 0 | 0 | 0 | 0 | 0 | 0 | 0 | 0 | 0 | 0 | 0 | 0 | 0 | 0 | 0 | 0 | 0 | 0 | 0 | 0
[35 empty] | DNP_ID: 6546. Camperdown 11kV Conversion Stage 6 - Offload Tx5 | Camperdown 33_5kV Tx5 | Blackwattle Bay 33_5kV Tx4 | 0 | 0 | 0 | 0 | 128 | 0 | 0 | 0 | 0 | 0 | 0 | 0 | 0 | 0 | 0 | 0 | 0 | 0 | 0 | 0 | 0 | 0 | 0 | 0 | 0 | 0 | 0 | 0 | 0 | 0 | 0 | 0
[35 empty] | DNP_ID: 6546. Camperdown 11kV Conversion Stage 6 - Offload Tx5 | Camperdown 33_5kV Tx5 | Darling Harbour 132_11kV Tx11 | 0 | 0 | 0 | 0 | 88 | 145.2 | 169.4 | 0 | 0 | 154 | 0 | 0 | 0 | 0 | 0 | 0 | 0 | 0 | 0 | 0 | 0 | 0 | 0 | 0 | 0 | 0 | 0 | 0 | 0 | 0 | 0 | 0
| 0 | [33 empty] | DNP_ID: 6546. Camperdown 11kV Conversion Stage 6 - Offload Tx5 | Camperdown 33_5kV Tx5 | Darling Harbour 132_11kV Tx12 | 0 | 0 | 0 | 0 | 0 | 220 | 0 | 0 | 0 | 0 | 0 | 0 | 0 | 0 | 0 | 0 | 0 | 0 | 0 | 0 | 0 | 0 | 0 | 0 | 0 | 0 | 0 | 0 | 0 | 0 | 0 | 0
| Diversity Factor: 0 | [33 empty] | DNP_ID: 6674. Camperdown 11kV Conversion Stage 7a | Camperdown 33_5kV Tx5 | St Peters 132_11kV Tx4 | 0 | 0 | 0 | 0 | 0 | 0 | 0 | 154 | 0 | 0 | 0 | 0 | 0 | 0 | 0 | 0 | 0 | 0 | 0 | 0 | 0 | 0 | 0 | 0 | 0 | 0 | 0 | 0 | 0 | 0 | 0 | 0
[35 empty] | DNP_ID: 6959. Camperdown 11kV Conversion Stage 8 | Camperdown 33_5kV Tx5 | Camperdown 33_11kV Tx3 | 0 | 0 | 0 | 0 | 0 | 0 | 0 | 836 | 0 | 0 | 0 | 0 | 0 | 0 | 0 | 0 | 0 | 0 | 0 | 0 | 0 | 0 | 0 | 0 | 0 | 0 | 0 | 0 | 0 | 0 | 0 | 0
[35 empty] | DNP_ID: 6959. Camperdown 11kV Conversion Stage 8 | Camperdown 33_5kV Tx5 | Camperdown 33_11kV Tx4 | 0 | 0 | 0 | 0 | 0 | 0 | 0 | 1262.8 | 0 | 0 | 0 | 0 | 0 | 0 | 0 | 0 | 0 | 0 | 0 | 0 | 0 | 0 | 0 | 0 | 0 | 0 | 0 | 0 | 0 | 0 | 0 | 0
| 0 | [33 empty] | Decommission: Commissioning Transfers | Camperdown 33_5kV Tx1 | Camperdown 33_11kV Tx3 | 0 | 0 | 0 | 0 | 0 | 0 | 0 | 28.2696 | 0 | 0 | 0 | 0 | 0 | 0 | 0 | 0 | 0 | 0 | 0 | 0 | 0 | 0 | 0 | 0 | 0 | 0 | 0 | 0 | 0 | 0 | 0 | 0
| Diversity Factor: 0 | [33 empty] | Decommission: Commissioning Transfers | Camperdown 33_5kV Tx1 | Camperdown 33_11kV Tx5 | 0 | 0 | 0 | 0 | 0 | 0 | 0 | 28.2696 | 0 | 0 | 0 | 0 | 0 | 0 | 0 | 0 | 0 | 0 | 0 | 0 | 0 | 0 | 0 | 0 | 0 | 0 | 0 | 0 | 0 | 0 | 0 | 0
[35 empty] | Decommission: Commissioning Transfers | Camperdown 33_5kV Tx2 | Camperdown 33_11kV Tx3 | 0 | 0 | 0 | 0 | 0 | 0 | 0 | 23.0345 | 0 | 0 | 0 | 0 | 0 | 0 | 0 | 0 | 0 | 0 | 0 | 0 | 0 | 0 | 0 | 0 | 0 | 0 | 0 | 0 | 0 | 0 | 0 | 0
[35 empty] | Decommission: Commissioning Transfers | Camperdown 33_5kV Tx2 | Camperdown 33_11kV Tx5 | 0 | 0 | 0 | 0 | 0 | 0 | 0 | 23.0345 | 0 | 0 | 0 | 0 | 0 | 0 | 0 | 0 | 0 | 0 | 0 | 0 | 0 | 0 | 0 | 0 | 0 | 0 | 0 | 0 | 0 | 0 | 0 | 0
| 0 | [33 empty] | Decommission: Commissioning Transfers | Camperdown 33_5kV Tx4 | Camperdown 33_11kV Tx3 | 0 | 0 | 0 | 0 | 0 | 0 | 0 | 0 | 0 | 0 | 0 | 0 | 0 | 0 | 0 | 0 | 0 | 0 | 0 | 0 | 0 | 0 | 0 | 0 | 0 | 0 | 0 | 0 | 0 | 0 | 0 | 0
| Diversity Factor: 0 | [33 empty] | Decommission: Commissioning Transfers | Camperdown 33_5kV Tx4 | Camperdown 33_11kV Tx5 | 0 | 0 | 0 | 0 | 0 | 0 | 0 | 0 | 0 | 0 | 0 | 0 | 0 | 0 | 0 | 0 | 0 | 0 | 0 | 0 | 0 | 0 | 0 | 0 | 0 | 0 | 0 | 0 | 0 | 0 | 0 | 0
[35 empty] | HVCON_ID: 2010533. Refurbishment of S.2896 Geography Building, Sydney Uni, Camperdown Campus | Camperdown 33_5kV Tx1 | St Peters 132_11kV Tx4 | 0 | 0 | 0 | 0 | 0 | 48.4898 | 0 | 0 | 0 | 0 | 0 | 0 | 0 | 0 | 0 | 0 | 0 | 0 | 0 | 0 | 0 | 0 | 0 | 0 | 0 | 0 | 0 | 0 | 0 | 0 | 0 | 0
[35 empty] | HVCON_ID: 2010533. Refurbishment of S.2896 Geography Building, Sydney Uni, Camperdown Campus | Camperdown 33_5kV Tx2 | St Peters 132_11kV Tx4 | 0 | 0 | 0 | 0 | 0 | 39.5102 | 0 | 0 | 0 | 0 | 0 | 0 | 0 | 0 | 0 | 0 | 0 | 0 | 0 | 0 | 0 | 0 | 0 | 0 | 0 | 0 | 0 | 0 | 0 | 0 | 0 | 0
| 0 | [33 empty] | HVCON_ID: 2010533. Refurbishment of S.2896 Geography Building, Sydney Uni, Camperdown Campus | Camperdown 33_5kV Tx4 | St Peters 132_11kV Tx4 | 0 | 0 | 0 | 0 | 0 | 0 | 0 | 0 | 0 | 0 | 0 | 0 | 0 | 0 | 0 | 0 | 0 | 0 | 0 | 0 | 0 | 0 | 0 | 0 | 0 | 0 | 0 | 0 | 0 | 0 | 0 | 0
| Diversity Factor: 0 | [33 empty] | HVCON_ID: 2011278. Decommission S.118 Harold Park No 2, Harold Park, Ross Street, Forest Lodge |  | Camperdown 33_5kV Tx1 | 0 | 0 | 0 | 0 | -63 | 0 | 0 | 0 | 0 | 0 | 0 | 0 | 0 | 0 | 0 | 0 | 0 | 0 | 0 | 0 | 0 | 0 | 0 | 0 | 0 | 0 | 0 | 0 | 0 | 0 | 0 | 0
[35 empty] | HVCON_ID: 2011714. Establishment of S.61622 Fisher Physics No.2 (3 x 1500kVA chamber sub), Nanoscience Bldg, Physics Bldg, Camperdown |  | Camperdown 33_5kV Tx1 | 0 | 0 | 0 | 0 | 0 | 0 | 0 | 30.3061 | 0 | 0 | 0 | 0 | 0 | 0 | 0 | 0 | 0 | 0 | 0 | 0 | 0 | 0 | 0 | 0 | 0 | 0 | 0 | 0 | 0 | 0 | 0 | 0
[35 empty] | HVCON_ID: 2011714. Establishment of S.61622 Fisher Physics No.2 (3 x 1500kVA chamber sub), Nanoscience Bldg, Physics Bldg, Camperdown |  | Camperdown 33_5kV Tx2 | 0 | 0 | 0 | 0 | 0 | 0 | 0 | 24.6939 | 0 | 0 | 0 | 0 | 0 | 0 | 0 | 0 | 0 | 0 | 0 | 0 | 0 | 0 | 0 | 0 | 0 | 0 | 0 | 0 | 0 | 0 | 0 | 0
| 0 | [33 empty] | HVCON_ID: 2011714. Establishment of S.61622 Fisher Physics No.2 (3 x 1500kVA chamber sub), Nanoscience Bldg, Physics Bldg, Camperdown |  | Camperdown 33_5kV Tx4 | 0 | 0 | 0 | 0 | 0 | 0 | 0 | 0 | 0 | 0 | 0 | 0 | 0 | 0 | 0 | 0 | 0 | 0 | 0 | 0 | 0 | 0 | 0 | 0 | 0 | 0 | 0 | 0 | 0 | 0 | 0 | 0
| Diversity Factor: 0 | [33 empty] | HVCON_ID: 2013359. Transfer S.6995 John Woolley Building to Surry Hills ZS as part of Camperdown 5/11kV conversion | Camperdown 33_5kV Tx5 | Surry Hills 33_11kV Tx4 | 0 | 0 | 0 | 0 | 0 | 0 | 0 | 44 | 0 | 0 | 0 | 0 | 0 | 0 | 0 | 0 | 0 | 0 | 0 | 0 | 0 | 0 | 0 | 0 | 0 | 0 | 0 | 0 | 0 | 0 | 0 | 0
[35 empty] | Econometric |  | Camperdown 33_5kV Tx1 | 0 | 0 | 0 | 0 | 0 | 0 | 0 | 0 | 0 | 0 | 0 | 0 | 0 | 0 | 0 | 0 | 0 | 0 | 0 | 0 | 0 | 0 | 0 | 0 | 0 | 0 | 0 | 0 | 0 | 0 | 0 | 0
[35 empty] | Econometric |  | Camperdown 33_5kV Tx2 | 0 | 0 | 0 | 0 | 0 | 0 | 0 | 0 | 0 | 0 | 0 | 0 | 0 | 0 | 0 | 0 | 0 | 0 | 0 | 0 | 0 | 0 | 0 | 0 | 0 | 0 | 0 | 0 | 0 | 0 | 0 | 0
| 0 | [33 empty] | Energy Efficiency |  | Camperdown 33_5kV Tx1 | 0 | 0 | 0 | 0 | 0 | 0 | 0 | 0 | 0 | 0 | 0 | 0 | 0 | 0 | 0 | 0 | 0 | 0 | 0 | 0 | 0 | 0 | 0 | 0 | 0 | 0 | 0 | 0 | 0 | 0 | 0 | 0
| Diversity Factor: 0 | [33 empty] | Energy Efficiency |  | Camperdown 33_5kV Tx2 | 0 | 0 | 0 | 0 | 0 | 0 | 0 | 0 | 0 | 0 | 0 | 0 | 0 | 0 | 0 | 0 | 0 | 0 | 0 | 0 | 0 | 0 | 0 | 0 | 0 | 0 | 0 | 0 | 0 | 0 | 0 | 0
[35 empty] | Solar PV |  | Camperdown 33_5kV Tx1 | 0 | 0 | 0 | -1.45 | -1.2999 | -0.579 | -0.63881 | 0 | 0 | 0 | 0 | 0 | 0 | 0 | 0 | 0 | 0 | 0 | 0 | 0 | 0 | 0 | 0 | 0 | 0 | 0 | 0 | 0 | 0 | 0 | 0 | 0
[35 empty] | Solar PV |  | Camperdown 33_5kV Tx2 | 0 | 0 | 0 | -1.1815 | -1.0592 | -0.47178 | -0.52051 | 0 | 0 | 0 | 0 | 0 | 0 | 0 | 0 | 0 | 0 | 0 | 0 | 0 | 0 | 0 | 0 | 0 | 0 | 0 | 0 | 0 | 0 | 0 | 0 | 0
[35 empty] | Solar PV |  | Camperdown 33_5kV Tx4 | 0 | 0 | 0 | 0 | 0 | 0 | 0 | 0 | 0 | 0 | 0 | 0 | 0 | 0 | 0 | 0 | 0 | 0 | 0 | 0 | 0 | 0 | 0 | 0 | 0 | 0 | 0 | 0 | 0 | 0 | 0 | 0
| Weather Correction and Public Holiday Factors | [8 empty] | Forecast ROG
ROG Justification
| Actual loads for season 13/14 have been weather corrected by the following: | [6 empty] | 4.33% |  | 7 year ROG ok | [59 empty] | 7 year ROG ok
1 | 2 | 3 | 4 | 5 | 6 | 7 | 8 | 9 | 10 | 14/15 | 15/16 | 16/17 | 17/18 | 18/19 | 19/20 | 20/21 | 21/22 | 22/23 | 23/24 | 24/25 | 25/26 | 26/27 | 27/28 | 28/29 | 29/30 | 30/31 | 31/32 | 32/33 | 33/34 | 34/35 | 35/36 | 36/37 | 37/38 | 38/39
0.96043 | 0.92243 | 0.89809 | 0.88625 | 0.88625 | 0.88625 | 0.88625 | 0.88625 | 0.88625 | 0.88625 | -3.957% | -3.957% | -2.638% | -1.319% | 0% | 0% | 0% | 0% | 0% | 0% | 0% | 0% | 0% | 0% | 0% | 0% | 0% | 0% | 0% | 0% | 0% | 0% | 0% | 0% | 0%
Substation Load Detail
[7 empty] | Units | 13/14 |  | 14/15 | 15/16 | 16/17 | 17/18 | 18/19 | 19/20 | 20/21 | 21/22 | 22/23 | 23/24 | 24/25 | 25/26 | 26/27 | 27/28 | 28/29 | 29/30 | 30/31 | 31/32 | 32/33 | 33/34 | 34/35 | 35/36 | 36/37 | 37/38 | 38/39
1 | Camperdown 33_5kV | Compensated |  | Load (LV side) |  |  | Amps | 2182 | 2441 | 0 | 0 | 0 | 0 | 0 | 0 | 0 | 0 | 0 | 0 | 0 | 0 | 0 | 0 | 0 | 0 | 0 | 0 | 0 | 0 | 0 | 0 | 0 | 0 | 0
|  |  |  | Apparent Power |  |  | MVA | 18.8967 |  | 0 | 0 | 0 | 0 | 0 | 0 | 0 | 0 | 0 | 0 | 0 | 0 | 0 | 0 | 0 | 0 | 0 | 0 | 0 | 0 | 0 | 0 | 0 | 0 | 0
|  |  |  | Real Power |  |  | MW | 16.6291 | 18.6029 | 0 | 0 | 0 | 0 | 0 | 0 | 0 | 0 | 0 | 0 | 0 | 0 | 0 | 0 | 0 | 0 | 0 | 0 | 0 | 0 | 0 | 0 | 0 | 0 | 0
|  |  |  | Reactive Power |  |  | MVAr | 8.9754 |  | 0 | 0 | 0 | 0 | 0 | 0 | 0 | 0 | 0 | 0 | 0 | 0 | 0 | 0 | 0 | 0 | 0 | 0 | 0 | 0 | 0 | 0 | 0 | 0 | 0
|  |  |  | Capacitors In Service |  |  | MVAr | 0 |  | 0 | 0 | 0 | 0 | 0 | 0 | 0 | 0 | 0 | 0 | 0 | 0 | 0 | 0 | 0 | 0 | 0 | 0 | 0 | 0 | 0 | 0 | 0 | 0 | 0
|  |  |  | PF |  |  |  | 0.88 |  | 0 | 0 | 0 | 0 | 0 | 0 | 0 | 0 | 0 | 0 | 0 | 0 | 0 | 0 | 0 | 0 | 0 | 0 | 0 | 0 | 0 | 0 | 0 | 0 | 0
0.92182 | Diversity Factor: 0.92 | Uncompensated |  | Reactive Power |  |  | MVAr | 8.9754 | 10.0408 | 0 | 0 | 0 | 0 | 0 | 0 | 0 | 0 | 0 | 0 | 0 | 0 | 0 | 0 | 0 | 0 | 0 | 0 | 0 | 0 | 0 | 0 | 0 | 0 | 0
|  |  |  | PF |  |  |  | 0.88 |  | 0 | 0 | 0 | 0 | 0 | 0 | 0 | 0 | 0 | 0 | 0 | 0 | 0 | 0 | 0 | 0 | 0 | 0 | 0 | 0 | 0 | 0 | 0 | 0 | 0
[10 empty] | 1 | 2 | 3 | 4 | 5 | 6 | 7 | 8 | 9 | 10 | 11 | 12 | 13 | 14 | 15 | 16 | 17 | 18 | 19 | 20 | 21 | 22 | 23 | 24 | 25
Transformer Load Detail
[7 empty] | Units | 13/14 |  | 14/15 | 15/16 | 16/17 | 17/18 | 18/19 | 19/20 | 20/21 | 21/22 | 22/23 | 23/24 | 24/25 | 25/26 | 26/27 | 27/28 | 28/29 | 29/30 | 30/31 | 31/32 | 32/33 | 33/34 | 34/35 | 35/36 | 36/37 | 37/38 | 38/39
| 0 | Compensated |  | Load (LV side) |  |  | Amps
|  |  |  | Apparent Power |  |  | MVA
|  |  |  | Real Power |  |  | MW
|  |  |  | Reactive Power |  |  | MVAr
|  |  |  | Capacitors In Service |  |  | MVAr
PF
| Zone Div: | Uncompensated |  | Reactive Power |  |  | MVAr
PF
| 0 | Compensated |  | Load (LV side) |  |  | Amps
|  |  |  | Apparent Power |  |  | MVA
|  |  |  | Real Power |  |  | MW
|  |  |  | Reactive Power |  |  | MVAr
|  |  |  | Capacitors In Service |  |  | MVAr
PF
| Zone Div: | Uncompensated |  | Reactive Power |  |  | MVAr
PF
| 0 | Compensated |  | Load (LV side) |  |  | Amps
|  |  |  | Apparent Power |  |  | MVA
|  |  |  | Real Power |  |  | MW
|  |  |  | Reactive Power |  |  | MVAr
|  |  |  | Capacitors In Service |  |  | MVAr
PF
| Zone Div: | Uncompensated |  | Reactive Power |  |  | MVAr
PF
| 0 | Compensated |  | Load (LV side) |  |  | Amps
|  |  |  | Apparent Power |  |  | MVA
|  |  |  | Real Power |  |  | MW
|  |  |  | Reactive Power |  |  | MVAr
|  |  |  | Capacitors In Service |  |  | MVAr
PF
| Zone Div: | Uncompensated |  | Reactive Power |  |  | MVAr
PF
| 0 | Compensated |  | Load (LV side) |  |  | Amps
|  |  |  | Apparent Power |  |  | MVA
|  |  |  | Real Power |  |  | MW
|  |  |  | Reactive Power |  |  | MVAr
|  |  |  | Capacitors In Service |  |  | MVAr
PF
| Zone Div: | Uncompensated |  | Reactive Power |  |  | MVAr
PF
| 0 | Compensated |  | Load (LV side) |  |  | Amps
|  |  |  | Apparent Power |  |  | MVA
|  |  |  | Real Power |  |  | MW
|  |  |  | Reactive Power |  |  | MVAr
|  |  |  | Capacitors In Service |  |  | MVAr
PF
| Zone Div: | Uncompensated |  | Reactive Power |  |  | MVAr
PF
| 0 | Compensated |  | Load (LV side) |  |  | Amps
|  |  |  | Apparent Power |  |  | MVA
|  |  |  | Real Power |  |  | MW
|  |  |  | Reactive Power |  |  | MVAr
|  |  |  | Capacitors In Service |  |  | MVAr
PF
| Zone Div: | Uncompensated |  | Reactive Power |  |  | MVAr
PF
| 0 | Compensated |  | Load (LV side) |  |  | Amps
|  |  |  | Apparent Power |  |  | MVA
|  |  |  | Real Power |  |  | MW
|  |  |  | Reactive Power |  |  | MVAr
|  |  |  | Capacitors In Service |  |  | MVAr
PF
| Zone Div: | Uncompensated |  | Reactive Power |  |  | MVAr
PF
| 0 | Compensated |  | Load (LV side) |  |  | Amps
|  |  |  | Apparent Power |  |  | MVA
|  |  |  | Real Power |  |  | MW
|  |  |  | Reactive Power |  |  | MVAr
|  |  |  | Capacitors In Service |  |  | MVAr
PF
| Zone Div: | Uncompensated |  | Reactive Power |  |  | MVAr
PF
| 0 | Compensated |  | Load (LV side) |  |  | Amps
|  |  |  | Apparent Power |  |  | MVA
|  |  |  | Real Power |  |  | MW
|  |  |  | Reactive Power |  |  | MVAr
|  |  |  | Capacitors In Service |  |  | MVAr
PF
| Zone Div: | Uncompensated |  | Reactive Power |  |  | MVAr
PF

## Darling Harbour 132_11kV
| Darling Harbour 132_11kV | [16 empty] | 2015 | SUMMER
| Substation Total Loads | [33 empty] | Spots & Transfers Detail
| Historical Loads | (11kV Amps) | [7 empty] | Weather Corrected Forecast Loads |  |  |  | (11kV Amps) | [20 empty] | Spots & Transfers Summary | (11kV Amps) |  | Historical Spots & Transfers | [6 empty] | Forecast Spots & Transfers
|  | 07/08 | 08/09 | 09/10 | 10/11 | 11/12 | 12/13 | 13/14 |  | 14/15 | 15/16 | 16/17 | 17/18 | 18/19 | 19/20 | 20/21 | 21/22 | 22/23 | 23/24 | 24/25 | 25/26 | 26/27 | 27/28 | 28/29 | 29/30 | 30/31 | 31/32 | 32/33 | 33/34 | 34/35 | 35/36 | 36/37 | 37/38 | 38/39 |  |  |  | 07/08 | 08/09 | 09/10 | 10/11 | 11/12 | 12/13 | 13/14 | 14/15 | 15/16 | 16/17 | 17/18 | 18/19 | 19/20 | 20/21 | 21/22 | 22/23 | 23/24 | 24/25 | 25/26 | 26/27 | 27/28 | 28/29 | 29/30 | 30/31 | 31/32 | 32/33 | 33/34 | 34/35 | 35/36 | 36/37 | 37/38 | 38/39
| Total | 3185 | 3276 | 3266 | 3068 | 2999 | 2994.802 | 2675 |  | 2738.841 | 2791.401 | 2967.183 | 2919.81 | 2902.586 | 2903.211 | 2935.285 | 2984.986 | 3028.974 | 3074.007 | 3107.562 | 3153.987 | 3199.747 | 3255.719 | 3316.833 | 3376.301 | 3432.787 | 3490.212 | 3548.59 | 3607.931 | 3668.249 | 3729.555 | 3791.863 | 3855.185 | 3919.535 |  |  | Total | 0 | 0 | 0 | -283.3091 | 37.4024 | 217.336 | -76.4934 | 21.5487 | 145.7446 | 286.2165 | -13.7217 | -17.224 | 0.62533 | 32.0734 | 49.7013 | 43.9879 | 45.0327 | 33.5554 | 46.4254 | 45.7596 | 55.9715 | 61.1141 | 59.4687 | 56.4856 | 57.4254 | 58.3773 | 59.3414 | 60.3177 | 61.3065 | 62.308 | 63.3222 | 64.3493
| Firm Rating | 0 | 0 | 0 | 0 | 0 | 0 | 3690 |  | 3690 | 3690 | 3690 | 3690 | 3690 | 3690 | 3690 | 3690 | 3690 | 3690 | 3690 | 3690 | 3690 | 3690 | 3690 | 3690 | 3690 | 3690 | 3690 | 3690 | 3690 | 3690 | 3690 | 3690 | 3690
| Total Capacity | 0 | 0 | 0 | 0 | 0 | 0 | 7410 |  | 7410 | 7410 | 7410 | 7410 | 7410 | 7410 | 7410 | 7410 | 7410 | 7410 | 7410 | 7410 | 7410 | 7410 | 7410 | 7410 | 7410 | 7410 | 7410 | 7410 | 7410 | 7410 | 7410 | 7410 | 7410 |  |  | Darling Harbour 132_11kV Tx11 | 0 | -232 | 0 | -136.1707 | 38.5655 | 65.6333 | 76.7275 | -15.1485 | 81.9224 | 226.836 | -7.5776 | -9.5118 | 0.34533 | 17.7122 | 27.447 | 24.2918 | 24.8688 | 18.5306 | 25.6379 | 25.2702 | 30.9096 | 33.7496 | 32.8409 | 31.1935 | 31.7126 | 32.2382 | 32.7706 | 33.3098 | 33.8558 | 34.4089 | 34.969 | 35.5362
|  | -7 | -6 | -5 | -4 | -3 | -2 | -1 |  | 0 | 1 | 2 | 3 | 4 | 5 | 6 | 7 | 8 | 9 | 10 | 11 | 12 | 13 | 14 | 15 | 16 | 17 | 18 | 19 | 20 | 21 | 22 | 23 | 24 |  |  | Darling Harbour 132_11kV Tx12 | 0 | 232 | 0 | -147.1384 | -1.1631 | 151.7027 | -153.2209 | 36.6972 | 63.8222 | 59.3805 | -6.144 | -7.7122 | 0.28 | 14.3612 | 22.2543 | 19.6961 | 20.1639 | 15.0248 | 20.7875 | 20.4894 | 25.0619 | 27.3645 | 26.6278 | 25.292 | 25.7129 | 26.1391 | 26.5708 | 27.0079 | 27.4507 | 27.8991 | 28.3532 | 28.8131
| Transformer Loads | [36 empty] | 0 | 0 | 0 | 0 | 0 | 0 | 0 | 0 | 0 | 0 | 0 | 0 | 0 | 0 | 0 | 0 | 0 | 0 | 0 | 0 | 0 | 0 | 0 | 0 | 0 | 0 | 0 | 0 | 0 | 0 | 0 | 0
| Historical Loads | (11kV Amps) | [7 empty] | Weather Corrected Forecast Loads |  |  |  | (11kV Amps) | [23 empty] | 0 | 0 | 0 | 0 | 0 | 0 | 0 | 0 | 0 | 0 | 0 | 0 | 0 | 0 | 0 | 0 | 0 | 0 | 0 | 0 | 0 | 0 | 0 | 0 | 0 | 0 | 0 | 0 | 0 | 0 | 0 | 0
|  | 07/08 | 08/09 | 09/10 | 10/11 | 11/12 | 12/13 | 13/14 |  | 14/15 | 15/16 | 16/17 | 17/18 | 18/19 | 19/20 | 20/21 | 21/22 | 22/23 | 23/24 | 24/25 | 25/26 | 26/27 | 27/28 | 28/29 | 29/30 | 30/31 | 31/32 | 32/33 | 33/34 | 34/35 | 35/36 | 36/37 | 37/38 | 38/39 |  |  |  | 0 | 0 | 0 | 0 | 0 | 0 | 0 | 0 | 0 | 0 | 0 | 0 | 0 | 0 | 0 | 0 | 0 | 0 | 0 | 0 | 0 | 0 | 0 | 0 | 0 | 0 | 0 | 0 | 0 | 0 | 0 | 0
| 0 | [36 empty] | 0 | 0 | 0 | 0 | 0 | 0 | 0 | 0 | 0 | 0 | 0 | 0 | 0 | 0 | 0 | 0 | 0 | 0 | 0 | 0 | 0 | 0 | 0 | 0 | 0 | 0 | 0 | 0 | 0 | 0 | 0 | 0
| Diversity Factor: 0 | [36 empty] | 0 | 0 | 0 | 0 | 0 | 0 | 0 | 0 | 0 | 0 | 0 | 0 | 0 | 0 | 0 | 0 | 0 | 0 | 0 | 0 | 0 | 0 | 0 | 0 | 0 | 0 | 0 | 0 | 0 | 0 | 0 | 0
[38 empty] | 0 | 0 | 0 | 0 | 0 | 0 | 0 | 0 | 0 | 0 | 0 | 0 | 0 | 0 | 0 | 0 | 0 | 0 | 0 | 0 | 0 | 0 | 0 | 0 | 0 | 0 | 0 | 0 | 0 | 0 | 0 | 0
[38 empty] | 0 | 0 | 0 | 0 | 0 | 0 | 0 | 0 | 0 | 0 | 0 | 0 | 0 | 0 | 0 | 0 | 0 | 0 | 0 | 0 | 0 | 0 | 0 | 0 | 0 | 0 | 0 | 0 | 0 | 0 | 0 | 0
| 0 | [36 empty] | 0 | 0 | 0 | 0 | 0 | 0 | 0 | 0 | 0 | 0 | 0 | 0 | 0 | 0 | 0 | 0 | 0 | 0 | 0 | 0 | 0 | 0 | 0 | 0 | 0 | 0 | 0 | 0 | 0 | 0 | 0 | 0
Diversity Factor: 0
[38 empty] | Historical Spots & Transfers | [6 empty] | Forecast Spots & Transfers
[35 empty] | Project Name | From | To | 07/08 | 08/09 | 09/10 | 10/11 | 11/12 | 12/13 | 13/14 | 14/15 | 15/16 | 16/17 | 17/18 | 18/19 | 19/20 | 20/21 | 21/22 | 22/23 | 23/24 | 24/25 | 25/26 | 26/27 | 27/28 | 28/29 | 29/30 | 30/31 | 31/32 | 32/33 | 33/34 | 34/35 | 35/36 | 36/37 | 37/38 | 38/39
| 0 | [33 empty] | Broad based demand management |  | Darling Harbour 132_11kV Tx11 | 0 | 0 | 0 | 0 | 0 | 0 | 0 | -0.33964 | -0.67927 | -4.4153 | -8.1513 | -8.9027 | 0 | 0 | 0 | 0 | 0 | 0 | 0 | 0 | 0 | 0 | 0 | 0 | 0 | 0 | 0 | 0 | 0 | 0 | 0 | 0
| Diversity Factor: 0 | [33 empty] | Broad based demand management |  | Darling Harbour 132_11kV Tx12 | 0 | 0 | 0 | 0 | 0 | 0 | 0 | -0.27538 | -0.55076 | -3.5799 | -6.6091 | -7.2184 | 0 | 0 | 0 | 0 | 0 | 0 | 0 | 0 | 0 | 0 | 0 | 0 | 0 | 0 | 0 | 0 | 0 | 0 | 0 | 0
[35 empty] | DNP_ID: 6448. Relief of panel 1L, 3L and 12L feeders at Darling Harbour zone | Darling Harbour 132_11kV Tx11 | City Central 132_11kV Tx3 | 0 | 0 | 0 | 136 | 0 | 0 | 0 | 0 | 0 | 0 | 0 | 0 | 0 | 0 | 0 | 0 | 0 | 0 | 0 | 0 | 0 | 0 | 0 | 0 | 0 | 0 | 0 | 0 | 0 | 0 | 0 | 0
[35 empty] | DNP_ID: 6448. Relief of panel 1L, 3L and 12L feeders at Darling Harbour zone | Darling Harbour 132_11kV Tx12 | City Central 132_11kV Tx3 | 0 | 0 | 0 | 147 | 0 | 0 | 0 | 0 | 0 | 0 | 0 | 0 | 0 | 0 | 0 | 0 | 0 | 0 | 0 | 0 | 0 | 0 | 0 | 0 | 0 | 0 | 0 | 0 | 0 | 0 | 0 | 0
| 0 | [33 empty] | DNP_ID: 6546. Camperdown 11kV Conversion Stage 6 - Offload Tx5 | Camperdown 33_11kV Tx5 | Darling Harbour 132_11kV Tx12 | 0 | 0 | 0 | 0 | 0 | 52 | 0 | 0 | 0 | 0 | 0 | 0 | 0 | 0 | 0 | 0 | 0 | 0 | 0 | 0 | 0 | 0 | 0 | 0 | 0 | 0 | 0 | 0 | 0 | 0 | 0 | 0
| Diversity Factor: 0 | [33 empty] | DNP_ID: 6546. Camperdown 11kV Conversion Stage 6 - Offload Tx5 | Camperdown 33_5kV Tx5 | Darling Harbour 132_11kV Tx11 | 0 | 0 | 0 | 0 | 40 | 66 | 77 | 0 | 0 | 70 | 0 | 0 | 0 | 0 | 0 | 0 | 0 | 0 | 0 | 0 | 0 | 0 | 0 | 0 | 0 | 0 | 0 | 0 | 0 | 0 | 0 | 0
[35 empty] | DNP_ID: 6546. Camperdown 11kV Conversion Stage 6 - Offload Tx5 | Camperdown 33_5kV Tx5 | Darling Harbour 132_11kV Tx12 | 0 | 0 | 0 | 0 | 0 | 100 | 0 | 0 | 0 | 0 | 0 | 0 | 0 | 0 | 0 | 0 | 0 | 0 | 0 | 0 | 0 | 0 | 0 | 0 | 0 | 0 | 0 | 0 | 0 | 0 | 0 | 0
[35 empty] | HVCON_ID: 2007083. Establishment of S.35588 Pirrama Darling Is No.2, 44 Pirrama Road, Pyrmont | Darling Harbour 132_11kV Tx11 | Darling Harbour 132_11kV Tx12 | 0 | 232 | 0 | 0 | 0 | 0 | 0 | 0 | 0 | 0 | 0 | 0 | 0 | 0 | 0 | 0 | 0 | 0 | 0 | 0 | 0 | 0 | 0 | 0 | 0 | 0 | 0 | 0 | 0 | 0 | 0 | 0
| 0 | [33 empty] | HVCON_ID: 2011377. Establishment of S.50102 Sydney Casino No 6, Star City Casino, Jones Bay Road, Pyrmont |  | Darling Harbour 132_11kV Tx11 | 0 | 0 | 0 | 0 | 0 | 0 | 0 | 27.5 | 0 | 0 | 0 | 0 | 0 | 0 | 0 | 0 | 0 | 0 | 0 | 0 | 0 | 0 | 0 | 0 | 0 | 0 | 0 | 0 | 0 | 0 | 0 | 0
| Diversity Factor: 0 | [33 empty] | HVCON_ID: 2011528. URD for Housing NSW, Stirling & Elger Sts, Glebe |  | Darling Harbour 132_11kV Tx12 | 0 | 0 | 0 | 0 | 0 | 0 | 0 | 0 | 41.25 | 0 | 0 | 0 | 0 | 0 | 0 | 0 | 0 | 0 | 0 | 0 | 0 | 0 | 0 | 0 | 0 | 0 | 0 | 0 | 0 | 0 | 0 | 0
[35 empty] | HVCON_ID: 2011536. Temp HVC for the construction of Barangaroo Pedestrian Link, Park Lane, Sydney - Via Wynyard Starion. CP.61023 York BPL TEMP |  | Darling Harbour 132_11kV Tx12 | 0 | 0 | 0 | 0 | 0 | 0 | 0 | 0 | 0 | 0 | 0 | 0 | 0 | 0 | 0 | 0 | 0 | 0 | 0 | 0 | 0 | 0 | 0 | 0 | 0 | 0 | 0 | 0 | 0 | 0 | 0 | 0
[35 empty] | HVCON_ID: 2011805. Establishment of S.61428 Maxwell Victoria No.1 and S.61429 Maxwell Victoria No.2, URD - Redevelopment of Harold Park Paceway, Harold Park Paceway - The Crescent, Forest Lodge |  | Darling Harbour 132_11kV Tx12 | 0 | 0 | 0 | 0 | 0 | 0 | 0 | 0 | 27.5 | 0 | 0 | 0 | 0 | 0 | 0 | 0 | 0 | 0 | 0 | 0 | 0 | 0 | 0 | 0 | 0 | 0 | 0 | 0 | 0 | 0 | 0 | 0
| 0 | [33 empty] | HVCON_ID: 2013150. Establishment of S.63701 Hickson Barangaroo Temp 5, Hickson Rd, Millers Point (75m south of existing S.48700) |  | Darling Harbour 132_11kV Tx12 | 0 | 0 | 0 | 0 | 0 | 0 | 0 | 42.9 | 0 | 0 | 0 | 0 | 0 | 0 | 0 | 0 | 0 | 0 | 0 | 0 | 0 | 0 | 0 | 0 | 0 | 0 | 0 | 0 | 0 | 0 | 0 | 0
| Diversity Factor: 0 | [33 empty] | HVCON_ID: 2013245. Establishment of S.63985 Shelley Barangaroo Temp 3, Barangaroo South - Temp Supply No 8, Shelley St, Sydney |  | Darling Harbour 132_11kV Tx12 | 0 | 0 | 0 | 0 | 0 | 0 | 0 | 28.6 | 0 | 0 | 0 | 0 | 0 | 0 | 0 | 0 | 0 | 0 | 0 | 0 | 0 | 0 | 0 | 0 | 0 | 0 | 0 | 0 | 0 | 0 | 0 | 0
[35 empty] | HVCON_ID: 2013277. Establishment of 11kV feeders to SICEEP site. SICEEP - Sydney International Convention Exhibition Entertainment Precinct - 'ICC Hotels' - The Public-Private-Partnership{PPP) Entertainment, Exhibition and Conference Centre |  | Darling Harbour 132_11kV Tx11 | 0 | 0 | 0 | 0 | 0 | 0 | 0 | 0 | 33 | 165 | 0 | 0 | 0 | 0 | 0 | 0 | 0 | 0 | 0 | 0 | 0 | 0 | 0 | 0 | 0 | 0 | 0 | 0 | 0 | 0 | 0 | 0
[35 empty] | HVCON_ID: 2013319. SC05030 - Decommissioning of two chamber substations - S.6335 Convention Centre No.1 and S.6336 Convention Centre No.2 |  | Darling Harbour 132_11kV Tx12 | 0 | 0 | 0 | 0 | 0 | 0 | -153 | 0 | 0 | 0 | 0 | 0 | 0 | 0 | 0 | 0 | 0 | 0 | 0 | 0 | 0 | 0 | 0 | 0 | 0 | 0 | 0 | 0 | 0 | 0 | 0 | 0
| 0 | [33 empty] | HVCON_ID: 2013320. SC05029 - Decommissioning of two chamber substations - S.6337 Exhibition Centre No.1 and S.6338 Exhibition Centre No.2 |  | Darling Harbour 132_11kV Tx11 | 0 | 0 | 0 | 0 | 0 | 0 | 0 | -30.25 | 0 | 0 | 0 | 0 | 0 | 0 | 0 | 0 | 0 | 0 | 0 | 0 | 0 | 0 | 0 | 0 | 0 | 0 | 0 | 0 | 0 | 0 | 0 | 0
| Diversity Factor: 0 | [33 empty] | HVCON_ID: 2013320. SC05029 - Decommissioning of two chamber substations - S.6337 Exhibition Centre No.1 and S.6338 Exhibition Centre No.2 |  | Darling Harbour 132_11kV Tx12 | 0 | 0 | 0 | 0 | 0 | 0 | 0 | -24.75 | 0 | 0 | 0 | 0 | 0 | 0 | 0 | 0 | 0 | 0 | 0 | 0 | 0 | 0 | 0 | 0 | 0 | 0 | 0 | 0 | 0 | 0 | 0 | 0
[35 empty] | HVCON_ID: 2013321. Establishment of S.64022 Darling Theatre and decommissioning of S.64484 Darling Temp No.2, Darling Harbour. SCIEEP |  | Darling Harbour 132_11kV Tx11 | 0 | 0 | 0 | 0 | 0 | 0 | 0 | 0 | 55 | 0 | 0 | 0 | 0 | 0 | 0 | 0 | 0 | 0 | 0 | 0 | 0 | 0 | 0 | 0 | 0 | 0 | 0 | 0 | 0 | 0 | 0 | 0
[35 empty] | HVCON_ID: 2013323. Establishment of a single 3x1500KVA chamber substation S.64032 DARLING ICC HOTEL |  | Darling Harbour 132_11kV Tx12 | 0 | 0 | 0 | 0 | 0 | 0 | 0 | 0 | 0 | 66 | 0 | 0 | 0 | 0 | 0 | 0 | 0 | 0 | 0 | 0 | 0 | 0 | 0 | 0 | 0 | 0 | 0 | 0 | 0 | 0 | 0 | 0
| 0 | [33 empty] | Econometric |  | Darling Harbour 132_11kV Tx11 | 0 | 0 | 0 | 0 | 0 | 0 | 0 | 0 | 0 | 11.9809 | 23.4218 | 33.9357 | 34.8281 | 35.9935 | 35.8906 | 35.7744 | 36.2433 | 36.7182 | 37.1991 | 37.6863 | 38.1796 | 38.6792 | 39.1853 | 39.6978 | 40.2168 | 40.7425 | 41.2749 | 41.814 | 42.3601 | 42.9131 | 43.4732 | 44.0404
| Diversity Factor: 0 | [33 empty] | Econometric |  | Darling Harbour 132_11kV Tx12 | 0 | 0 | 0 | 0 | 0 | 0 | 0 | 0 | 0 | 9.7143 | 18.9906 | 27.5154 | 28.239 | 29.1839 | 29.1005 | 29.0063 | 29.3865 | 29.7715 | 30.1615 | 30.5564 | 30.9564 | 31.3615 | 31.7718 | 32.1874 | 32.6082 | 33.0344 | 33.4661 | 33.9033 | 34.346 | 34.7944 | 35.2485 | 35.7085
[35 empty] | Energy Efficiency |  | Darling Harbour 132_11kV Tx11 | 0 | 0 | 0 | 0 | 0 | 0 | 0 | -11.6578 | -4.9485 | -15.2217 | -22.2907 | -33.9482 | -33.8543 | -17.6233 | -7.8073 | -10.8362 | -10.8799 | -17.5951 | -10.9688 | -11.8236 | -6.6775 | -4.3372 | -5.7519 | -7.9118 | -7.9118 | -7.9118 | -7.9118 | -7.9118 | -7.9118 | -7.9118 | -7.9118 | -7.9118
[35 empty] | Energy Efficiency |  | Darling Harbour 132_11kV Tx12 | 0 | 0 | 0 | 0 | 0 | 0 | 0 | -9.4523 | -4.0123 | -12.3419 | -18.0736 | -27.5255 | -27.4495 | -14.2892 | -6.3303 | -8.7861 | -8.8215 | -14.2663 | -8.8936 | -9.5867 | -5.4142 | -3.5167 | -4.6637 | -6.415 | -6.415 | -6.415 | -6.415 | -6.415 | -6.415 | -6.415 | -6.415 | -6.415
| 0 | [33 empty] | Solar PV |  | Darling Harbour 132_11kV Tx11 | 0 | 0 | 0 | -0.17072 | -1.4345 | -0.36666 | -0.27246 | -0.40101 | -0.4498 | -0.508 | -0.55741 | -0.59656 | -0.62847 | -0.658 | -0.6363 | -0.64641 | -0.4946 | -0.59243 | -0.59243 | -0.59243 | -0.59243 | -0.59243 | -0.59243 | -0.59243 | -0.59243 | -0.59243 | -0.59243 | -0.59243 | -0.59243 | -0.59243 | -0.59243 | -0.59243
| Diversity Factor: 0 | [33 empty] | Solar PV |  | Darling Harbour 132_11kV Tx12 | 0 | 0 | 0 | -0.13842 | -1.1631 | -0.29729 | -0.22091 | -0.32515 | -0.3647 | -0.41189 | -0.45195 | -0.4837 | -0.50957 | -0.53351 | -0.51592 | -0.52411 | -0.40103 | -0.48035 | -0.48035 | -0.48035 | -0.48035 | -0.48035 | -0.48035 | -0.48035 | -0.48035 | -0.48035 | -0.48035 | -0.48035 | -0.48035 | -0.48035 | -0.48035 | -0.48035
0
Diversity Factor: 0
| Weather Correction and Public Holiday Factors | [8 empty] | Forecast ROG
ROG Justification
| Actual loads for season 13/14 have been weather corrected by the following: | [6 empty] | 1.944% |  | 7 year ROG ok | [59 empty] | 7 year ROG ok
1 | 2 | 3 | 4 | 5 | 6 | 7 | 8 | 9 | 10 | 14/15 | 15/16 | 16/17 | 17/18 | 18/19 | 19/20 | 20/21 | 21/22 | 22/23 | 23/24 | 24/25 | 25/26 | 26/27 | 27/28 | 28/29 | 29/30 | 30/31 | 31/32 | 32/33 | 33/34 | 34/35 | 35/36 | 36/37 | 37/38 | 38/39
0.96598 | 0.93312 | 0.91195 | 0.90161 | 0.90161 | 0.90161 | 0.90161 | 0.90161 | 0.90161 | 0.90161 | -3.402% | -3.402% | -2.268% | -1.134% | 0% | 0% | 0% | 0% | 0% | 0% | 0% | 0% | 0% | 0% | 0% | 0% | 0% | 0% | 0% | 0% | 0% | 0% | 0% | 0% | 0%
Substation Load Detail
[7 empty] | Units | 13/14 |  | 14/15 | 15/16 | 16/17 | 17/18 | 18/19 | 19/20 | 20/21 | 21/22 | 22/23 | 23/24 | 24/25 | 25/26 | 26/27 | 27/28 | 28/29 | 29/30 | 30/31 | 31/32 | 32/33 | 33/34 | 34/35 | 35/36 | 36/37 | 37/38 | 38/39
1 | Darling Harbour 132_11kV | Compensated |  | Load (LV side) |  |  | Amps | 2675 | 2813 | 2738.841 | 2791.401 | 2967.183 | 2919.81 | 2902.586 | 2903.211 | 2935.285 | 2984.986 | 3028.974 | 3074.007 | 3107.562 | 3153.987 | 3199.747 | 3255.719 | 3316.833 | 3376.301 | 3432.787 | 3490.212 | 3548.59 | 3607.931 | 3668.249 | 3729.555 | 3791.863 | 3855.185 | 3919.535
|  |  |  | Apparent Power |  |  | MVA | 50.9656 |  | 52.1819 | 53.1833 | 56.5324 | 55.6299 | 55.3017 | 55.3136 | 55.9247 | 56.8716 | 57.7097 | 58.5677 | 59.207 | 60.0915 | 60.9634 | 62.0298 | 63.1942 | 64.3272 | 65.4034 | 66.4975 | 67.6097 | 68.7403 | 69.8895 | 71.0576 | 72.2447 | 73.4511 | 74.6772
|  |  |  | Real Power |  |  | MW | 48.35 | 50.8443 | 49.5039 | 50.4539 | 53.2175 | 52.3679 | 52.059 | 52.0702 | 52.6454 | 53.5369 | 54.3258 | 55.1335 | 55.7353 | 56.568 | 57.3887 | 58.3925 | 59.4886 | 60.5552 | 61.5683 | 62.5983 | 63.6453 | 64.7096 | 65.7914 | 66.891 | 68.0085 | 69.1442 | 70.2983
|  |  |  | Reactive Power |  |  | MVAr | 16.1175 |  | 16.5021 | 16.8188 | 19.0738 | 18.7692 | 18.6585 | 18.6625 | 18.8687 | 19.1882 | 19.471 | 19.7604 | 19.9762 | 20.2746 | 20.5687 | 20.9285 | 21.3214 | 21.7037 | 22.0668 | 22.4359 | 22.8112 | 23.1927 | 23.5804 | 23.9745 | 24.375 | 24.7821 | 25.1957
|  |  |  | Capacitors In Service |  |  | MVAr | 0 |  | 0 | 0 | 0 | 0 | 0 | 0 | 0 | 0 | 0 | 0 | 0 | 0 | 0 | 0 | 0 | 0 | 0 | 0 | 0 | 0 | 0 | 0 | 0 | 0 | 0
|  |  |  | PF |  |  |  | 0.94868 |  | 0.94868 | 0.94868 | 0.94136 | 0.94136 | 0.94136 | 0.94136 | 0.94136 | 0.94136 | 0.94136 | 0.94136 | 0.94136 | 0.94136 | 0.94136 | 0.94136 | 0.94136 | 0.94136 | 0.94136 | 0.94136 | 0.94136 | 0.94136 | 0.94136 | 0.94136 | 0.94136 | 0.94136 | 0.94136
0.96366 | Diversity Factor: 0.96 | Uncompensated |  | Reactive Power |  |  | MVAr | 16.1175 | 16.949 | 16.5021 | 16.8188 | 19.0738 | 18.7692 | 18.6585 | 18.6625 | 18.8687 | 19.1882 | 19.471 | 19.7604 | 19.9762 | 20.2746 | 20.5687 | 20.9285 | 21.3214 | 21.7037 | 22.0668 | 22.4359 | 22.8112 | 23.1927 | 23.5804 | 23.9745 | 24.375 | 24.7821 | 25.1957
|  |  |  | PF |  |  |  | 0.94868 |  | 0.94868 | 0.94868 | 0.94136 | 0.94136 | 0.94136 | 0.94136 | 0.94136 | 0.94136 | 0.94136 | 0.94136 | 0.94136 | 0.94136 | 0.94136 | 0.94136 | 0.94136 | 0.94136 | 0.94136 | 0.94136 | 0.94136 | 0.94136 | 0.94136 | 0.94136 | 0.94136 | 0.94136 | 0.94136
[10 empty] | 1 | 2 | 3 | 4 | 5 | 6 | 7 | 8 | 9 | 10 | 11 | 12 | 13 | 14 | 15 | 16 | 17 | 18 | 19 | 20 | 21 | 22 | 23 | 24 | 25
Transformer Load Detail
[7 empty] | Units | 13/14 |  | 14/15 | 15/16 | 16/17 | 17/18 | 18/19 | 19/20 | 20/21 | 21/22 | 22/23 | 23/24 | 24/25 | 25/26 | 26/27 | 27/28 | 28/29 | 29/30 | 30/31 | 31/32 | 32/33 | 33/34 | 34/35 | 35/36 | 36/37 | 37/38 | 38/39
| 0 | Compensated |  | Load (LV side) |  |  | Amps
|  |  |  | Apparent Power |  |  | MVA
|  |  |  | Real Power |  |  | MW
|  |  |  | Reactive Power |  |  | MVAr
|  |  |  | Capacitors In Service |  |  | MVAr
PF
| Zone Div: | Uncompensated |  | Reactive Power |  |  | MVAr
PF
| 0 | Compensated |  | Load (LV side) |  |  | Amps
|  |  |  | Apparent Power |  |  | MVA
|  |  |  | Real Power |  |  | MW
|  |  |  | Reactive Power |  |  | MVAr
|  |  |  | Capacitors In Service |  |  | MVAr
PF
| Zone Div: | Uncompensated |  | Reactive Power |  |  | MVAr
PF
| 0 | Compensated |  | Load (LV side) |  |  | Amps
|  |  |  | Apparent Power |  |  | MVA
|  |  |  | Real Power |  |  | MW
|  |  |  | Reactive Power |  |  | MVAr
|  |  |  | Capacitors In Service |  |  | MVAr
PF
| Zone Div: | Uncompensated |  | Reactive Power |  |  | MVAr
PF
| 0 | Compensated |  | Load (LV side) |  |  | Amps
|  |  |  | Apparent Power |  |  | MVA
|  |  |  | Real Power |  |  | MW
|  |  |  | Reactive Power |  |  | MVAr
|  |  |  | Capacitors In Service |  |  | MVAr
PF
| Zone Div: | Uncompensated |  | Reactive Power |  |  | MVAr
PF
| 0 | Compensated |  | Load (LV side) |  |  | Amps
|  |  |  | Apparent Power |  |  | MVA
|  |  |  | Real Power |  |  | MW
|  |  |  | Reactive Power |  |  | MVAr
|  |  |  | Capacitors In Service |  |  | MVAr
PF
| Zone Div: | Uncompensated |  | Reactive Power |  |  | MVAr
PF
| 0 | Compensated |  | Load (LV side) |  |  | Amps
|  |  |  | Apparent Power |  |  | MVA
|  |  |  | Real Power |  |  | MW
|  |  |  | Reactive Power |  |  | MVAr
|  |  |  | Capacitors In Service |  |  | MVAr
PF
| Zone Div: | Uncompensated |  | Reactive Power |  |  | MVAr
PF
| 0 | Compensated |  | Load (LV side) |  |  | Amps
|  |  |  | Apparent Power |  |  | MVA
|  |  |  | Real Power |  |  | MW
|  |  |  | Reactive Power |  |  | MVAr
|  |  |  | Capacitors In Service |  |  | MVAr
PF
| Zone Div: | Uncompensated |  | Reactive Power |  |  | MVAr
PF
| 0 | Compensated |  | Load (LV side) |  |  | Amps
|  |  |  | Apparent Power |  |  | MVA
|  |  |  | Real Power |  |  | MW
|  |  |  | Reactive Power |  |  | MVAr
|  |  |  | Capacitors In Service |  |  | MVAr
PF
| Zone Div: | Uncompensated |  | Reactive Power |  |  | MVAr
PF
| 0 | Compensated |  | Load (LV side) |  |  | Amps
|  |  |  | Apparent Power |  |  | MVA
|  |  |  | Real Power |  |  | MW
|  |  |  | Reactive Power |  |  | MVAr
|  |  |  | Capacitors In Service |  |  | MVAr
PF
| Zone Div: | Uncompensated |  | Reactive Power |  |  | MVAr
PF
| 0 | Compensated |  | Load (LV side) |  |  | Amps
|  |  |  | Apparent Power |  |  | MVA
|  |  |  | Real Power |  |  | MW
|  |  |  | Reactive Power |  |  | MVAr
|  |  |  | Capacitors In Service |  |  | MVAr
PF
| Zone Div: | Uncompensated |  | Reactive Power |  |  | MVAr
PF

## Customer5
| Customer5 | [16 empty] | 2015 | SUMMER
| Substation Total Loads | [33 empty] | Spots & Transfers Detail
| Historical Loads | (33kV Amps) | [7 empty] | Weather Corrected Forecast Loads |  |  |  | (33kV Amps) | [20 empty] | Spots & Transfers Summary | (33kV Amps) |  | Historical Spots & Transfers | [6 empty] | Forecast Spots & Transfers
|  | 07/08 | 08/09 | 09/10 | 10/11 | 11/12 | 12/13 | 13/14 |  | 14/15 | 15/16 | 16/17 | 17/18 | 18/19 | 19/20 | 20/21 | 21/22 | 22/23 | 23/24 | 24/25 | 25/26 | 26/27 | 27/28 | 28/29 | 29/30 | 30/31 | 31/32 | 32/33 | 33/34 | 34/35 | 35/36 | 36/37 | 37/38 | 38/39 |  |  |  | 07/08 | 08/09 | 09/10 | 10/11 | 11/12 | 12/13 | 13/14 | 14/15 | 15/16 | 16/17 | 17/18 | 18/19 | 19/20 | 20/21 | 21/22 | 22/23 | 23/24 | 24/25 | 25/26 | 26/27 | 27/28 | 28/29 | 29/30 | 30/31 | 31/32 | 32/33 | 33/34 | 34/35 | 35/36 | 36/37 | 37/38 | 38/39
| Total | [6 empty] | 139 |  | 401 | 296 | 331 | 366 | 436 | 436 | 436 | 436 | 436 | 436 | 436 | 436 | 436 | 436 | 436 | 436 | 436 | 436 | 436 | 436 | 436 | 436 | 436 | 436 | 436 |  |  | Total | Historical Spots & Transfers 12/13: 87; Historical Spots & Transfers 13/14: 87; Forecast Spots & Transfers 14/15: 262; Forecast Spots & Transfers 15/16: -105; Forecast Spots & Transfers 16/17: 35; Forecast Spots & Transfers 17/18: 35; Forecast Spots & Transfers 18/19: 70
Firm Rating
| Total Capacity | [36 empty] | 0 | 0 | 0 | 0 | 0 | 0 | 0 | 0 | 0 | 0 | 0 | 0 | 0 | 0 | 0 | 0 | 0 | 0 | 0 | 0 | 0 | 0 | 0 | 0 | 0 | 0 | 0 | 0 | 0 | 0 | 0 | 0
|  | -7 | -6 | -5 | -4 | -3 | -2 | -1 |  | 0 | 1 | 2 | 3 | 4 | 5 | 6 | 7 | 8 | 9 | 10 | 11 | 12 | 13 | 14 | 15 | 16 | 17 | 18 | 19 | 20 | 21 | 22 | 23 | 24 |  |  |  | 0 | 0 | 0 | 0 | 0 | 0 | 0 | 0 | 0 | 0 | 0 | 0 | 0 | 0 | 0 | 0 | 0 | 0 | 0 | 0 | 0 | 0 | 0 | 0 | 0 | 0 | 0 | 0 | 0 | 0 | 0 | 0
| Transformer Loads | [36 empty] | 0 | 0 | 0 | 0 | 0 | 0 | 0 | 0 | 0 | 0 | 0 | 0 | 0 | 0 | 0 | 0 | 0 | 0 | 0 | 0 | 0 | 0 | 0 | 0 | 0 | 0 | 0 | 0 | 0 | 0 | 0 | 0
| Historical Loads | (33kV Amps) | [7 empty] | Weather Corrected Forecast Loads |  |  |  | (33kV Amps) | [23 empty] | 0 | 0 | 0 | 0 | 0 | 0 | 0 | 0 | 0 | 0 | 0 | 0 | 0 | 0 | 0 | 0 | 0 | 0 | 0 | 0 | 0 | 0 | 0 | 0 | 0 | 0 | 0 | 0 | 0 | 0 | 0 | 0
|  | 07/08 | 08/09 | 09/10 | 10/11 | 11/12 | 12/13 | 13/14 |  | 14/15 | 15/16 | 16/17 | 17/18 | 18/19 | 19/20 | 20/21 | 21/22 | 22/23 | 23/24 | 24/25 | 25/26 | 26/27 | 27/28 | 28/29 | 29/30 | 30/31 | 31/32 | 32/33 | 33/34 | 34/35 | 35/36 | 36/37 | 37/38 | 38/39 |  |  |  | 0 | 0 | 0 | 0 | 0 | 0 | 0 | 0 | 0 | 0 | 0 | 0 | 0 | 0 | 0 | 0 | 0 | 0 | 0 | 0 | 0 | 0 | 0 | 0 | 0 | 0 | 0 | 0 | 0 | 0 | 0 | 0
| 0 | [36 empty] | 0 | 0 | 0 | 0 | 0 | 0 | 0 | 0 | 0 | 0 | 0 | 0 | 0 | 0 | 0 | 0 | 0 | 0 | 0 | 0 | 0 | 0 | 0 | 0 | 0 | 0 | 0 | 0 | 0 | 0 | 0 | 0
| Diversity Factor: 0 | [36 empty] | 0 | 0 | 0 | 0 | 0 | 0 | 0 | 0 | 0 | 0 | 0 | 0 | 0 | 0 | 0 | 0 | 0 | 0 | 0 | 0 | 0 | 0 | 0 | 0 | 0 | 0 | 0 | 0 | 0 | 0 | 0 | 0
[38 empty] | 0 | 0 | 0 | 0 | 0 | 0 | 0 | 0 | 0 | 0 | 0 | 0 | 0 | 0 | 0 | 0 | 0 | 0 | 0 | 0 | 0 | 0 | 0 | 0 | 0 | 0 | 0 | 0 | 0 | 0 | 0 | 0
[38 empty] | 0 | 0 | 0 | 0 | 0 | 0 | 0 | 0 | 0 | 0 | 0 | 0 | 0 | 0 | 0 | 0 | 0 | 0 | 0 | 0 | 0 | 0 | 0 | 0 | 0 | 0 | 0 | 0 | 0 | 0 | 0 | 0
| 0 | [36 empty] | 0 | 0 | 0 | 0 | 0 | 0 | 0 | 0 | 0 | 0 | 0 | 0 | 0 | 0 | 0 | 0 | 0 | 0 | 0 | 0 | 0 | 0 | 0 | 0 | 0 | 0 | 0 | 0 | 0 | 0 | 0 | 0
Diversity Factor: 0
[38 empty] | Historical Spots & Transfers | [6 empty] | Forecast Spots & Transfers
[35 empty] | Project Name | From | To | 07/08 | 08/09 | 09/10 | 10/11 | 11/12 | 12/13 | 13/14 | 14/15 | 15/16 | 16/17 | 17/18 | 18/19 | 19/20 | 20/21 | 21/22 | 22/23 | 23/24 | 24/25 | 25/26 | 26/27 | 27/28 | 28/29 | 29/30 | 30/31 | 31/32 | 32/33 | 33/34 | 34/35 | 35/36 | 36/37 | 37/38 | 38/39
| 0 | [33 empty] | Major Customer Connection |  | Global Switch Ultimo SYD1 33kV | Historical Spots & Transfers 12/13: 5; Historical Spots & Transfers 13/14: 5; Forecast Spots & Transfers 14/15: 262; Forecast Spots & Transfers 15/16: -105; Forecast Spots & Transfers 16/17: 35; Forecast Spots & Transfers 17/18: 35; Forecast Spots & Transfers 18/19: 70
Diversity Factor: 0
0
Diversity Factor: 0
0
Diversity Factor: 0
0
Diversity Factor: 0
0
Diversity Factor: 0
0
Diversity Factor: 0
0
Diversity Factor: 0
0
Diversity Factor: 0
| Weather Correction and Public Holiday Factors | [8 empty] | Forecast ROG
ROG Justification
| Actual loads for season 13/14 have been weather corrected by the following: | [6 empty] | 0% |  | N/A | [59 empty] | N/A
1 | 2 | 3 | 4 | 5 | 6 | 7 | 8 | 9 | 10 | 14/15 | 15/16 | 16/17 | 17/18 | 18/19 | 19/20 | 20/21 | 21/22 | 22/23 | 23/24 | 24/25 | 25/26 | 26/27 | 27/28 | 28/29 | 29/30 | 30/31 | 31/32 | 32/33 | 33/34 | 34/35 | 35/36 | 36/37 | 37/38 | 38/39
1 | 1 | 1 | 1 | 1 | 1 | 1 | 1 | 1 | 1 | 0% | 0% | 0% | 0% | 0% | 0% | 0% | 0% | 0% | 0% | 0% | 0% | 0% | 0% | 0% | 0% | 0% | 0% | 0% | 0% | 0% | 0% | 0% | 0% | 0%
Substation Load Detail
[7 empty] | Units | 13/14 |  | 14/15 | 15/16 | 16/17 | 17/18 | 18/19 | 19/20 | 20/21 | 21/22 | 22/23 | 23/24 | 24/25 | 25/26 | 26/27 | 27/28 | 28/29 | 29/30 | 30/31 | 31/32 | 32/33 | 33/34 | 34/35 | 35/36 | 36/37 | 37/38 | 38/39
1 | Customer5 | Compensated |  | Load (LV side) |  |  | Amps | 139 |  | 401 | 296 | 331 | 366 | 436 | 436 | 436 | 436 | 436 | 436 | 436 | 436 | 436 | 436 | 436 | 436 | 436 | 436 | 436 | 436 | 436 | 436 | 436 | 436 | 436
|  |  |  | Apparent Power |  |  | MVA | 7.9449 |  | 22.9202 | 16.9187 | 18.9192 | 20.9197 | 24.9207 | 24.9207 | 24.9207 | 24.9207 | 24.9207 | 24.9207 | 24.9207 | 24.9207 | 24.9207 | 24.9207 | 24.9207 | 24.9207 | 24.9207 | 24.9207 | 24.9207 | 24.9207 | 24.9207 | 24.9207 | 24.9207 | 24.9207 | 24.9207
|  |  |  | Real Power |  |  | MW | 7.1504 |  | 20.6282 | 15.2268 | 17.0273 | 18.8277 | 22.4287 | 22.4287 | 22.4287 | 22.4287 | 22.4287 | 22.4287 | 22.4287 | 22.4287 | 22.4287 | 22.4287 | 22.4287 | 22.4287 | 22.4287 | 22.4287 | 22.4287 | 22.4287 | 22.4287 | 22.4287 | 22.4287 | 22.4287 | 22.4287
|  |  |  | Reactive Power |  |  | MVAr | 3.4631 |  | 9.9907 | 7.3747 | 8.2467 | 9.1187 | 10.8627 | 10.8627 | 10.8627 | 10.8627 | 10.8627 | 10.8627 | 10.8627 | 10.8627 | 10.8627 | 10.8627 | 10.8627 | 10.8627 | 10.8627 | 10.8627 | 10.8627 | 10.8627 | 10.8627 | 10.8627 | 10.8627 | 10.8627 | 10.8627
|  |  |  | Capacitors In Service |  |  | MVAr | 0 |  | 0 | 0 | 0 | 0 | 0 | 0 | 0 | 0 | 0 | 0 | 0 | 0 | 0 | 0 | 0 | 0 | 0 | 0 | 0 | 0 | 0 | 0 | 0 | 0 | 0
|  |  |  | PF |  |  |  | 0.9 |  | 0.9 | 0.9 | 0.9 | 0.9 | 0.9 | 0.9 | 0.9 | 0.9 | 0.9 | 0.9 | 0.9 | 0.9 | 0.9 | 0.9 | 0.9 | 0.9 | 0.9 | 0.9 | 0.9 | 0.9 | 0.9 | 0.9 | 0.9 | 0.9 | 0.9
0.95683 | Diversity Factor: 0.96 | Uncompensated |  | Reactive Power |  |  | MVAr | 3.4631 |  | 9.9907 | 7.3747 | 8.2467 | 9.1187 | 10.8627 | 10.8627 | 10.8627 | 10.8627 | 10.8627 | 10.8627 | 10.8627 | 10.8627 | 10.8627 | 10.8627 | 10.8627 | 10.8627 | 10.8627 | 10.8627 | 10.8627 | 10.8627 | 10.8627 | 10.8627 | 10.8627 | 10.8627 | 10.8627
|  |  |  | PF |  |  |  | 0.9 |  | 0.9 | 0.9 | 0.9 | 0.9 | 0.9 | 0.9 | 0.9 | 0.9 | 0.9 | 0.9 | 0.9 | 0.9 | 0.9 | 0.9 | 0.9 | 0.9 | 0.9 | 0.9 | 0.9 | 0.9 | 0.9 | 0.9 | 0.9 | 0.9 | 0.9
[10 empty] | 1 | 2 | 3 | 4 | 5 | 6 | 7 | 8 | 9 | 10 | 11 | 12 | 13 | 14 | 15 | 16 | 17 | 18 | 19 | 20 | 21 | 22 | 23 | 24 | 25
Transformer Load Detail
[7 empty] | Units | 13/14 |  | 14/15 | 15/16 | 16/17 | 17/18 | 18/19 | 19/20 | 20/21 | 21/22 | 22/23 | 23/24 | 24/25 | 25/26 | 26/27 | 27/28 | 28/29 | 29/30 | 30/31 | 31/32 | 32/33 | 33/34 | 34/35 | 35/36 | 36/37 | 37/38 | 38/39
| 0 | Compensated |  | Load (LV side) |  |  | Amps
|  |  |  | Apparent Power |  |  | MVA
|  |  |  | Real Power |  |  | MW
|  |  |  | Reactive Power |  |  | MVAr
|  |  |  | Capacitors In Service |  |  | MVAr
PF
| Zone Div: | Uncompensated |  | Reactive Power |  |  | MVAr
PF
| 0 | Compensated |  | Load (LV side) |  |  | Amps
|  |  |  | Apparent Power |  |  | MVA
|  |  |  | Real Power |  |  | MW
|  |  |  | Reactive Power |  |  | MVAr
|  |  |  | Capacitors In Service |  |  | MVAr
PF
| Zone Div: | Uncompensated |  | Reactive Power |  |  | MVAr
PF
| 0 | Compensated |  | Load (LV side) |  |  | Amps
|  |  |  | Apparent Power |  |  | MVA
|  |  |  | Real Power |  |  | MW
|  |  |  | Reactive Power |  |  | MVAr
|  |  |  | Capacitors In Service |  |  | MVAr
PF
| Zone Div: | Uncompensated |  | Reactive Power |  |  | MVAr
PF
| 0 | Compensated |  | Load (LV side) |  |  | Amps
|  |  |  | Apparent Power |  |  | MVA
|  |  |  | Real Power |  |  | MW
|  |  |  | Reactive Power |  |  | MVAr
|  |  |  | Capacitors In Service |  |  | MVAr
PF
| Zone Div: | Uncompensated |  | Reactive Power |  |  | MVAr
PF
| 0 | Compensated |  | Load (LV side) |  |  | Amps
|  |  |  | Apparent Power |  |  | MVA
|  |  |  | Real Power |  |  | MW
|  |  |  | Reactive Power |  |  | MVAr
|  |  |  | Capacitors In Service |  |  | MVAr
PF
| Zone Div: | Uncompensated |  | Reactive Power |  |  | MVAr
PF
| 0 | Compensated |  | Load (LV side) |  |  | Amps
|  |  |  | Apparent Power |  |  | MVA
|  |  |  | Real Power |  |  | MW
|  |  |  | Reactive Power |  |  | MVAr
|  |  |  | Capacitors In Service |  |  | MVAr
PF
| Zone Div: | Uncompensated |  | Reactive Power |  |  | MVAr
PF
| 0 | Compensated |  | Load (LV side) |  |  | Amps
|  |  |  | Apparent Power |  |  | MVA
|  |  |  | Real Power |  |  | MW
|  |  |  | Reactive Power |  |  | MVAr
|  |  |  | Capacitors In Service |  |  | MVAr
PF
| Zone Div: | Uncompensated |  | Reactive Power |  |  | MVAr
PF
| 0 | Compensated |  | Load (LV side) |  |  | Amps
|  |  |  | Apparent Power |  |  | MVA
|  |  |  | Real Power |  |  | MW
|  |  |  | Reactive Power |  |  | MVAr
|  |  |  | Capacitors In Service |  |  | MVAr
PF
| Zone Div: | Uncompensated |  | Reactive Power |  |  | MVAr
PF
| 0 | Compensated |  | Load (LV side) |  |  | Amps
|  |  |  | Apparent Power |  |  | MVA
|  |  |  | Real Power |  |  | MW
|  |  |  | Reactive Power |  |  | MVAr
|  |  |  | Capacitors In Service |  |  | MVAr
PF
| Zone Div: | Uncompensated |  | Reactive Power |  |  | MVAr
PF
| 0 | Compensated |  | Load (LV side) |  |  | Amps
|  |  |  | Apparent Power |  |  | MVA
|  |  |  | Real Power |  |  | MW
|  |  |  | Reactive Power |  |  | MVAr
|  |  |  | Capacitors In Service |  |  | MVAr
PF
| Zone Div: | Uncompensated |  | Reactive Power |  |  | MVAr
PF

## Customer6
| Customer6 | [16 empty] | 2015 | SUMMER
| Substation Total Loads | [33 empty] | Spots & Transfers Detail
| Historical Loads | (33kV Amps) | [7 empty] | Weather Corrected Forecast Loads |  |  |  | (33kV Amps) | [20 empty] | Spots & Transfers Summary | (33kV Amps) |  | Historical Spots & Transfers | [6 empty] | Forecast Spots & Transfers
|  | 07/08 | 08/09 | 09/10 | 10/11 | 11/12 | 12/13 | 13/14 |  | 14/15 | 15/16 | 16/17 | 17/18 | 18/19 | 19/20 | 20/21 | 21/22 | 22/23 | 23/24 | 24/25 | 25/26 | 26/27 | 27/28 | 28/29 | 29/30 | 30/31 | 31/32 | 32/33 | 33/34 | 34/35 | 35/36 | 36/37 | 37/38 | 38/39 |  |  |  | 07/08 | 08/09 | 09/10 | 10/11 | 11/12 | 12/13 | 13/14 | 14/15 | 15/16 | 16/17 | 17/18 | 18/19 | 19/20 | 20/21 | 21/22 | 22/23 | 23/24 | 24/25 | 25/26 | 26/27 | 27/28 | 28/29 | 29/30 | 30/31 | 31/32 | 32/33 | 33/34 | 34/35 | 35/36 | 36/37 | 37/38 | 38/39
| Total | [8 empty] | 0 | 0 | 0 | 0 | 0 | 0 | 0 | 0 | 0 | 0 | 0 | 0 | 0 | 0 | 0 | 0 | 0 | 0 | 0 | 0 | 0 | 0 | 0 | 0 | 0 |  |  | Total
Firm Rating
| Total Capacity | [36 empty] | 0 | 0 | 0 | 0 | 0 | 0 | 0 | 0 | 0 | 0 | 0 | 0 | 0 | 0 | 0 | 0 | 0 | 0 | 0 | 0 | 0 | 0 | 0 | 0 | 0 | 0 | 0 | 0 | 0 | 0 | 0 | 0
|  | -7 | -6 | -5 | -4 | -3 | -2 | -1 |  | 0 | 1 | 2 | 3 | 4 | 5 | 6 | 7 | 8 | 9 | 10 | 11 | 12 | 13 | 14 | 15 | 16 | 17 | 18 | 19 | 20 | 21 | 22 | 23 | 24 |  |  |  | 0 | 0 | 0 | 0 | 0 | 0 | 0 | 0 | 0 | 0 | 0 | 0 | 0 | 0 | 0 | 0 | 0 | 0 | 0 | 0 | 0 | 0 | 0 | 0 | 0 | 0 | 0 | 0 | 0 | 0 | 0 | 0
| Transformer Loads | [36 empty] | 0 | 0 | 0 | 0 | 0 | 0 | 0 | 0 | 0 | 0 | 0 | 0 | 0 | 0 | 0 | 0 | 0 | 0 | 0 | 0 | 0 | 0 | 0 | 0 | 0 | 0 | 0 | 0 | 0 | 0 | 0 | 0
| Historical Loads | (33kV Amps) | [7 empty] | Weather Corrected Forecast Loads |  |  |  | (33kV Amps) | [23 empty] | 0 | 0 | 0 | 0 | 0 | 0 | 0 | 0 | 0 | 0 | 0 | 0 | 0 | 0 | 0 | 0 | 0 | 0 | 0 | 0 | 0 | 0 | 0 | 0 | 0 | 0 | 0 | 0 | 0 | 0 | 0 | 0
|  | 07/08 | 08/09 | 09/10 | 10/11 | 11/12 | 12/13 | 13/14 |  | 14/15 | 15/16 | 16/17 | 17/18 | 18/19 | 19/20 | 20/21 | 21/22 | 22/23 | 23/24 | 24/25 | 25/26 | 26/27 | 27/28 | 28/29 | 29/30 | 30/31 | 31/32 | 32/33 | 33/34 | 34/35 | 35/36 | 36/37 | 37/38 | 38/39 |  |  |  | 0 | 0 | 0 | 0 | 0 | 0 | 0 | 0 | 0 | 0 | 0 | 0 | 0 | 0 | 0 | 0 | 0 | 0 | 0 | 0 | 0 | 0 | 0 | 0 | 0 | 0 | 0 | 0 | 0 | 0 | 0 | 0
| 0 | [36 empty] | 0 | 0 | 0 | 0 | 0 | 0 | 0 | 0 | 0 | 0 | 0 | 0 | 0 | 0 | 0 | 0 | 0 | 0 | 0 | 0 | 0 | 0 | 0 | 0 | 0 | 0 | 0 | 0 | 0 | 0 | 0 | 0
| Diversity Factor: 0 | [36 empty] | 0 | 0 | 0 | 0 | 0 | 0 | 0 | 0 | 0 | 0 | 0 | 0 | 0 | 0 | 0 | 0 | 0 | 0 | 0 | 0 | 0 | 0 | 0 | 0 | 0 | 0 | 0 | 0 | 0 | 0 | 0 | 0
[38 empty] | 0 | 0 | 0 | 0 | 0 | 0 | 0 | 0 | 0 | 0 | 0 | 0 | 0 | 0 | 0 | 0 | 0 | 0 | 0 | 0 | 0 | 0 | 0 | 0 | 0 | 0 | 0 | 0 | 0 | 0 | 0 | 0
[38 empty] | 0 | 0 | 0 | 0 | 0 | 0 | 0 | 0 | 0 | 0 | 0 | 0 | 0 | 0 | 0 | 0 | 0 | 0 | 0 | 0 | 0 | 0 | 0 | 0 | 0 | 0 | 0 | 0 | 0 | 0 | 0 | 0
| 0 | [36 empty] | 0 | 0 | 0 | 0 | 0 | 0 | 0 | 0 | 0 | 0 | 0 | 0 | 0 | 0 | 0 | 0 | 0 | 0 | 0 | 0 | 0 | 0 | 0 | 0 | 0 | 0 | 0 | 0 | 0 | 0 | 0 | 0
Diversity Factor: 0
[38 empty] | Historical Spots & Transfers | [6 empty] | Forecast Spots & Transfers
[35 empty] | Project Name | From | To | 07/08 | 08/09 | 09/10 | 10/11 | 11/12 | 12/13 | 13/14 | 14/15 | 15/16 | 16/17 | 17/18 | 18/19 | 19/20 | 20/21 | 21/22 | 22/23 | 23/24 | 24/25 | 25/26 | 26/27 | 27/28 | 28/29 | 29/30 | 30/31 | 31/32 | 32/33 | 33/34 | 34/35 | 35/36 | 36/37 | 37/38 | 38/39
0
Diversity Factor: 0
0
Diversity Factor: 0
0
Diversity Factor: 0
0
Diversity Factor: 0
0
Diversity Factor: 0
0
Diversity Factor: 0
0
Diversity Factor: 0
0
Diversity Factor: 0
| Weather Correction and Public Holiday Factors | [8 empty] | Forecast ROG
ROG Justification
| Actual loads for season 13/14 have been weather corrected by the following: | [6 empty] | 0% |  | N/A | [59 empty] | N/A
1 | 2 | 3 | 4 | 5 | 6 | 7 | 8 | 9 | 10 | 14/15 | 15/16 | 16/17 | 17/18 | 18/19 | 19/20 | 20/21 | 21/22 | 22/23 | 23/24 | 24/25 | 25/26 | 26/27 | 27/28 | 28/29 | 29/30 | 30/31 | 31/32 | 32/33 | 33/34 | 34/35 | 35/36 | 36/37 | 37/38 | 38/39
1 | 1 | 1 | 1 | 1 | 1 | 1 | 1 | 1 | 1 | 0% | 0% | 0% | 0% | 0% | 0% | 0% | 0% | 0% | 0% | 0% | 0% | 0% | 0% | 0% | 0% | 0% | 0% | 0% | 0% | 0% | 0% | 0% | 0% | 0%
Substation Load Detail
[7 empty] | Units | 13/14 |  | 14/15 | 15/16 | 16/17 | 17/18 | 18/19 | 19/20 | 20/21 | 21/22 | 22/23 | 23/24 | 24/25 | 25/26 | 26/27 | 27/28 | 28/29 | 29/30 | 30/31 | 31/32 | 32/33 | 33/34 | 34/35 | 35/36 | 36/37 | 37/38 | 38/39
1 | Customer6 | Compensated |  | Load (LV side) |  |  | Amps | 0 |  | 0 | 0 | 0 | 0 | 0 | 0 | 0 | 0 | 0 | 0 | 0 | 0 | 0 | 0 | 0 | 0 | 0 | 0 | 0 | 0 | 0 | 0 | 0 | 0 | 0
|  |  |  | Apparent Power |  |  | MVA | 0 |  | 0 | 0 | 0 | 0 | 0 | 0 | 0 | 0 | 0 | 0 | 0 | 0 | 0 | 0 | 0 | 0 | 0 | 0 | 0 | 0 | 0 | 0 | 0 | 0 | 0
|  |  |  | Real Power |  |  | MW | 0 |  | 0 | 0 | 0 | 0 | 0 | 0 | 0 | 0 | 0 | 0 | 0 | 0 | 0 | 0 | 0 | 0 | 0 | 0 | 0 | 0 | 0 | 0 | 0 | 0 | 0
|  |  |  | Reactive Power |  |  | MVAr | 0 |  | 0 | 0 | 0 | 0 | 0 | 0 | 0 | 0 | 0 | 0 | 0 | 0 | 0 | 0 | 0 | 0 | 0 | 0 | 0 | 0 | 0 | 0 | 0 | 0 | 0
|  |  |  | Capacitors In Service |  |  | MVAr | 0 |  | 0 | 0 | 0 | 0 | 0 | 0 | 0 | 0 | 0 | 0 | 0 | 0 | 0 | 0 | 0 | 0 | 0 | 0 | 0 | 0 | 0 | 0 | 0 | 0 | 0
|  |  |  | PF |  |  |  | 0 |  | 0 | 0 | 0 | 0 | 0 | 0 | 0 | 0 | 0 | 0 | 0 | 0 | 0 | 0 | 0 | 0 | 0 | 0 | 0 | 0 | 0 | 0 | 0 | 0 | 0
| #VALUE! | Uncompensated |  | Reactive Power |  |  | MVAr | 0 |  | 0 | 0 | 0 | 0 | 0 | 0 | 0 | 0 | 0 | 0 | 0 | 0 | 0 | 0 | 0 | 0 | 0 | 0 | 0 | 0 | 0 | 0 | 0 | 0 | 0
|  |  |  | PF |  |  |  | 0 |  | 0 | 0 | 0 | 0 | 0 | 0 | 0 | 0 | 0 | 0 | 0 | 0 | 0 | 0 | 0 | 0 | 0 | 0 | 0 | 0 | 0 | 0 | 0 | 0 | 0
[10 empty] | 1 | 2 | 3 | 4 | 5 | 6 | 7 | 8 | 9 | 10 | 11 | 12 | 13 | 14 | 15 | 16 | 17 | 18 | 19 | 20 | 21 | 22 | 23 | 24 | 25
Transformer Load Detail
[7 empty] | Units | 13/14 |  | 14/15 | 15/16 | 16/17 | 17/18 | 18/19 | 19/20 | 20/21 | 21/22 | 22/23 | 23/24 | 24/25 | 25/26 | 26/27 | 27/28 | 28/29 | 29/30 | 30/31 | 31/32 | 32/33 | 33/34 | 34/35 | 35/36 | 36/37 | 37/38 | 38/39
| 0 | Compensated |  | Load (LV side) |  |  | Amps
|  |  |  | Apparent Power |  |  | MVA
|  |  |  | Real Power |  |  | MW
|  |  |  | Reactive Power |  |  | MVAr
|  |  |  | Capacitors In Service |  |  | MVAr
PF
| Zone Div: | Uncompensated |  | Reactive Power |  |  | MVAr
PF
| 0 | Compensated |  | Load (LV side) |  |  | Amps
|  |  |  | Apparent Power |  |  | MVA
|  |  |  | Real Power |  |  | MW
|  |  |  | Reactive Power |  |  | MVAr
|  |  |  | Capacitors In Service |  |  | MVAr
PF
| Zone Div: | Uncompensated |  | Reactive Power |  |  | MVAr
PF
| 0 | Compensated |  | Load (LV side) |  |  | Amps
|  |  |  | Apparent Power |  |  | MVA
|  |  |  | Real Power |  |  | MW
|  |  |  | Reactive Power |  |  | MVAr
|  |  |  | Capacitors In Service |  |  | MVAr
PF
| Zone Div: | Uncompensated |  | Reactive Power |  |  | MVAr
PF
| 0 | Compensated |  | Load (LV side) |  |  | Amps
|  |  |  | Apparent Power |  |  | MVA
|  |  |  | Real Power |  |  | MW
|  |  |  | Reactive Power |  |  | MVAr
|  |  |  | Capacitors In Service |  |  | MVAr
PF
| Zone Div: | Uncompensated |  | Reactive Power |  |  | MVAr
PF
| 0 | Compensated |  | Load (LV side) |  |  | Amps
|  |  |  | Apparent Power |  |  | MVA
|  |  |  | Real Power |  |  | MW
|  |  |  | Reactive Power |  |  | MVAr
|  |  |  | Capacitors In Service |  |  | MVAr
PF
| Zone Div: | Uncompensated |  | Reactive Power |  |  | MVAr
PF
| 0 | Compensated |  | Load (LV side) |  |  | Amps
|  |  |  | Apparent Power |  |  | MVA
|  |  |  | Real Power |  |  | MW
|  |  |  | Reactive Power |  |  | MVAr
|  |  |  | Capacitors In Service |  |  | MVAr
PF
| Zone Div: | Uncompensated |  | Reactive Power |  |  | MVAr
PF
| 0 | Compensated |  | Load (LV side) |  |  | Amps
|  |  |  | Apparent Power |  |  | MVA
|  |  |  | Real Power |  |  | MW
|  |  |  | Reactive Power |  |  | MVAr
|  |  |  | Capacitors In Service |  |  | MVAr
PF
| Zone Div: | Uncompensated |  | Reactive Power |  |  | MVAr
PF
| 0 | Compensated |  | Load (LV side) |  |  | Amps
|  |  |  | Apparent Power |  |  | MVA
|  |  |  | Real Power |  |  | MW
|  |  |  | Reactive Power |  |  | MVAr
|  |  |  | Capacitors In Service |  |  | MVAr
PF
| Zone Div: | Uncompensated |  | Reactive Power |  |  | MVAr
PF
| 0 | Compensated |  | Load (LV side) |  |  | Amps
|  |  |  | Apparent Power |  |  | MVA
|  |  |  | Real Power |  |  | MW
|  |  |  | Reactive Power |  |  | MVAr
|  |  |  | Capacitors In Service |  |  | MVAr
PF
| Zone Div: | Uncompensated |  | Reactive Power |  |  | MVAr
PF
| 0 | Compensated |  | Load (LV side) |  |  | Amps
|  |  |  | Apparent Power |  |  | MVA
|  |  |  | Real Power |  |  | MW
|  |  |  | Reactive Power |  |  | MVAr
|  |  |  | Capacitors In Service |  |  | MVAr
PF
| Zone Div: | Uncompensated |  | Reactive Power |  |  | MVAr
PF

## Customer7
| Customer7 | [16 empty] | 2015 | SUMMER
| Substation Total Loads | [33 empty] | Spots & Transfers Detail
| Historical Loads | (33kV Amps) | [7 empty] | Weather Corrected Forecast Loads |  |  |  | (33kV Amps) | [20 empty] | Spots & Transfers Summary | (33kV Amps) |  | Historical Spots & Transfers | [6 empty] | Forecast Spots & Transfers
|  | 07/08 | 08/09 | 09/10 | 10/11 | 11/12 | 12/13 | 13/14 |  | 14/15 | 15/16 | 16/17 | 17/18 | 18/19 | 19/20 | 20/21 | 21/22 | 22/23 | 23/24 | 24/25 | 25/26 | 26/27 | 27/28 | 28/29 | 29/30 | 30/31 | 31/32 | 32/33 | 33/34 | 34/35 | 35/36 | 36/37 | 37/38 | 38/39 |  |  |  | 07/08 | 08/09 | 09/10 | 10/11 | 11/12 | 12/13 | 13/14 | 14/15 | 15/16 | 16/17 | 17/18 | 18/19 | 19/20 | 20/21 | 21/22 | 22/23 | 23/24 | 24/25 | 25/26 | 26/27 | 27/28 | 28/29 | 29/30 | 30/31 | 31/32 | 32/33 | 33/34 | 34/35 | 35/36 | 36/37 | 37/38 | 38/39
| Total |  |  |  | 165 | 165 | 205 | 141 |  | 141 | 141 | 141 | 141 | 141 | 141 | 141 | 141 | 141 | 141 | 141 | 141 | 141 | 141 | 141 | 141 | 141 | 141 | 141 | 141 | 141 | 141 | 141 | 141 | 141 |  |  | Total
Firm Rating
| Total Capacity | [36 empty] | 0 | 0 | 0 | 0 | 0 | 0 | 0 | 0 | 0 | 0 | 0 | 0 | 0 | 0 | 0 | 0 | 0 | 0 | 0 | 0 | 0 | 0 | 0 | 0 | 0 | 0 | 0 | 0 | 0 | 0 | 0 | 0
|  | -7 | -6 | -5 | -4 | -3 | -2 | -1 |  | 0 | 1 | 2 | 3 | 4 | 5 | 6 | 7 | 8 | 9 | 10 | 11 | 12 | 13 | 14 | 15 | 16 | 17 | 18 | 19 | 20 | 21 | 22 | 23 | 24 |  |  |  | 0 | 0 | 0 | 0 | 0 | 0 | 0 | 0 | 0 | 0 | 0 | 0 | 0 | 0 | 0 | 0 | 0 | 0 | 0 | 0 | 0 | 0 | 0 | 0 | 0 | 0 | 0 | 0 | 0 | 0 | 0 | 0
| Transformer Loads | [36 empty] | 0 | 0 | 0 | 0 | 0 | 0 | 0 | 0 | 0 | 0 | 0 | 0 | 0 | 0 | 0 | 0 | 0 | 0 | 0 | 0 | 0 | 0 | 0 | 0 | 0 | 0 | 0 | 0 | 0 | 0 | 0 | 0
| Historical Loads | (33kV Amps) | [7 empty] | Weather Corrected Forecast Loads |  |  |  | (33kV Amps) | [23 empty] | 0 | 0 | 0 | 0 | 0 | 0 | 0 | 0 | 0 | 0 | 0 | 0 | 0 | 0 | 0 | 0 | 0 | 0 | 0 | 0 | 0 | 0 | 0 | 0 | 0 | 0 | 0 | 0 | 0 | 0 | 0 | 0
|  | 07/08 | 08/09 | 09/10 | 10/11 | 11/12 | 12/13 | 13/14 |  | 14/15 | 15/16 | 16/17 | 17/18 | 18/19 | 19/20 | 20/21 | 21/22 | 22/23 | 23/24 | 24/25 | 25/26 | 26/27 | 27/28 | 28/29 | 29/30 | 30/31 | 31/32 | 32/33 | 33/34 | 34/35 | 35/36 | 36/37 | 37/38 | 38/39 |  |  |  | 0 | 0 | 0 | 0 | 0 | 0 | 0 | 0 | 0 | 0 | 0 | 0 | 0 | 0 | 0 | 0 | 0 | 0 | 0 | 0 | 0 | 0 | 0 | 0 | 0 | 0 | 0 | 0 | 0 | 0 | 0 | 0
| 0 | [36 empty] | 0 | 0 | 0 | 0 | 0 | 0 | 0 | 0 | 0 | 0 | 0 | 0 | 0 | 0 | 0 | 0 | 0 | 0 | 0 | 0 | 0 | 0 | 0 | 0 | 0 | 0 | 0 | 0 | 0 | 0 | 0 | 0
| Diversity Factor: 0 | [36 empty] | 0 | 0 | 0 | 0 | 0 | 0 | 0 | 0 | 0 | 0 | 0 | 0 | 0 | 0 | 0 | 0 | 0 | 0 | 0 | 0 | 0 | 0 | 0 | 0 | 0 | 0 | 0 | 0 | 0 | 0 | 0 | 0
[38 empty] | 0 | 0 | 0 | 0 | 0 | 0 | 0 | 0 | 0 | 0 | 0 | 0 | 0 | 0 | 0 | 0 | 0 | 0 | 0 | 0 | 0 | 0 | 0 | 0 | 0 | 0 | 0 | 0 | 0 | 0 | 0 | 0
[38 empty] | 0 | 0 | 0 | 0 | 0 | 0 | 0 | 0 | 0 | 0 | 0 | 0 | 0 | 0 | 0 | 0 | 0 | 0 | 0 | 0 | 0 | 0 | 0 | 0 | 0 | 0 | 0 | 0 | 0 | 0 | 0 | 0
| 0 | [36 empty] | 0 | 0 | 0 | 0 | 0 | 0 | 0 | 0 | 0 | 0 | 0 | 0 | 0 | 0 | 0 | 0 | 0 | 0 | 0 | 0 | 0 | 0 | 0 | 0 | 0 | 0 | 0 | 0 | 0 | 0 | 0 | 0
Diversity Factor: 0
[38 empty] | Historical Spots & Transfers | [6 empty] | Forecast Spots & Transfers
[35 empty] | Project Name | From | To | 07/08 | 08/09 | 09/10 | 10/11 | 11/12 | 12/13 | 13/14 | 14/15 | 15/16 | 16/17 | 17/18 | 18/19 | 19/20 | 20/21 | 21/22 | 22/23 | 23/24 | 24/25 | 25/26 | 26/27 | 27/28 | 28/29 | 29/30 | 30/31 | 31/32 | 32/33 | 33/34 | 34/35 | 35/36 | 36/37 | 37/38 | 38/39
0
Diversity Factor: 0
0
Diversity Factor: 0
0
Diversity Factor: 0
0
Diversity Factor: 0
0
Diversity Factor: 0
0
Diversity Factor: 0
0
Diversity Factor: 0
0
Diversity Factor: 0
| Weather Correction and Public Holiday Factors | [8 empty] | Forecast ROG
ROG Justification
| Actual loads for season 13/14 have been weather corrected by the following: | [6 empty] | 0% |  | N/A | [59 empty] | N/A
1 | 2 | 3 | 4 | 5 | 6 | 7 | 8 | 9 | 10 | 14/15 | 15/16 | 16/17 | 17/18 | 18/19 | 19/20 | 20/21 | 21/22 | 22/23 | 23/24 | 24/25 | 25/26 | 26/27 | 27/28 | 28/29 | 29/30 | 30/31 | 31/32 | 32/33 | 33/34 | 34/35 | 35/36 | 36/37 | 37/38 | 38/39
1 | 1 | 1 | 1 | 1 | 1 | 1 | 1 | 1 | 1 | 0% | 0% | 0% | 0% | 0% | 0% | 0% | 0% | 0% | 0% | 0% | 0% | 0% | 0% | 0% | 0% | 0% | 0% | 0% | 0% | 0% | 0% | 0% | 0% | 0%
Substation Load Detail
[7 empty] | Units | 13/14 |  | 14/15 | 15/16 | 16/17 | 17/18 | 18/19 | 19/20 | 20/21 | 21/22 | 22/23 | 23/24 | 24/25 | 25/26 | 26/27 | 27/28 | 28/29 | 29/30 | 30/31 | 31/32 | 32/33 | 33/34 | 34/35 | 35/36 | 36/37 | 37/38 | 38/39
1 | Customer7 | Compensated |  | Load (LV side) |  |  | Amps | 141 |  | 141 | 141 | 141 | 141 | 141 | 141 | 141 | 141 | 141 | 141 | 141 | 141 | 141 | 141 | 141 | 141 | 141 | 141 | 141 | 141 | 141 | 141 | 141 | 141 | 141
|  |  |  | Apparent Power |  |  | MVA | 8.0592 |  | 8.0592 | 8.0592 | 8.0592 | 8.0592 | 8.0592 | 8.0592 | 8.0592 | 8.0592 | 8.0592 | 8.0592 | 8.0592 | 8.0592 | 8.0592 | 8.0592 | 8.0592 | 8.0592 | 8.0592 | 8.0592 | 8.0592 | 8.0592 | 8.0592 | 8.0592 | 8.0592 | 8.0592 | 8.0592
|  |  |  | Real Power |  |  | MW | 7.2533 |  | 7.2533 | 7.2533 | 7.2533 | 7.2533 | 7.2533 | 7.2533 | 7.2533 | 7.2533 | 7.2533 | 7.2533 | 7.2533 | 7.2533 | 7.2533 | 7.2533 | 7.2533 | 7.2533 | 7.2533 | 7.2533 | 7.2533 | 7.2533 | 7.2533 | 7.2533 | 7.2533 | 7.2533 | 7.2533
|  |  |  | Reactive Power |  |  | MVAr | 3.5129 |  | 3.5129 | 3.5129 | 3.5129 | 3.5129 | 3.5129 | 3.5129 | 3.5129 | 3.5129 | 3.5129 | 3.5129 | 3.5129 | 3.5129 | 3.5129 | 3.5129 | 3.5129 | 3.5129 | 3.5129 | 3.5129 | 3.5129 | 3.5129 | 3.5129 | 3.5129 | 3.5129 | 3.5129 | 3.5129
|  |  |  | Capacitors In Service |  |  | MVAr | 0 |  | 0 | 0 | 0 | 0 | 0 | 0 | 0 | 0 | 0 | 0 | 0 | 0 | 0 | 0 | 0 | 0 | 0 | 0 | 0 | 0 | 0 | 0 | 0 | 0 | 0
|  |  |  | PF |  |  |  | 0.9 |  | 0.9 | 0.9 | 0.9 | 0.9 | 0.9 | 0.9 | 0.9 | 0.9 | 0.9 | 0.9 | 0.9 | 0.9 | 0.9 | 0.9 | 0.9 | 0.9 | 0.9 | 0.9 | 0.9 | 0.9 | 0.9 | 0.9 | 0.9 | 0.9 | 0.9
0.97336 | Diversity Factor: 0.97 | Uncompensated |  | Reactive Power |  |  | MVAr | 3.5129 |  | 3.5129 | 3.5129 | 3.5129 | 3.5129 | 3.5129 | 3.5129 | 3.5129 | 3.5129 | 3.5129 | 3.5129 | 3.5129 | 3.5129 | 3.5129 | 3.5129 | 3.5129 | 3.5129 | 3.5129 | 3.5129 | 3.5129 | 3.5129 | 3.5129 | 3.5129 | 3.5129 | 3.5129 | 3.5129
|  |  |  | PF |  |  |  | 0.9 |  | 0.9 | 0.9 | 0.9 | 0.9 | 0.9 | 0.9 | 0.9 | 0.9 | 0.9 | 0.9 | 0.9 | 0.9 | 0.9 | 0.9 | 0.9 | 0.9 | 0.9 | 0.9 | 0.9 | 0.9 | 0.9 | 0.9 | 0.9 | 0.9 | 0.9
[10 empty] | 1 | 2 | 3 | 4 | 5 | 6 | 7 | 8 | 9 | 10 | 11 | 12 | 13 | 14 | 15 | 16 | 17 | 18 | 19 | 20 | 21 | 22 | 23 | 24 | 25
Transformer Load Detail
[7 empty] | Units | 13/14 |  | 14/15 | 15/16 | 16/17 | 17/18 | 18/19 | 19/20 | 20/21 | 21/22 | 22/23 | 23/24 | 24/25 | 25/26 | 26/27 | 27/28 | 28/29 | 29/30 | 30/31 | 31/32 | 32/33 | 33/34 | 34/35 | 35/36 | 36/37 | 37/38 | 38/39
| 0 | Compensated |  | Load (LV side) |  |  | Amps
|  |  |  | Apparent Power |  |  | MVA
|  |  |  | Real Power |  |  | MW
|  |  |  | Reactive Power |  |  | MVAr
|  |  |  | Capacitors In Service |  |  | MVAr
PF
| Zone Div: | Uncompensated |  | Reactive Power |  |  | MVAr
PF
| 0 | Compensated |  | Load (LV side) |  |  | Amps
|  |  |  | Apparent Power |  |  | MVA
|  |  |  | Real Power |  |  | MW
|  |  |  | Reactive Power |  |  | MVAr
|  |  |  | Capacitors In Service |  |  | MVAr
PF
| Zone Div: | Uncompensated |  | Reactive Power |  |  | MVAr
PF
| 0 | Compensated |  | Load (LV side) |  |  | Amps
|  |  |  | Apparent Power |  |  | MVA
|  |  |  | Real Power |  |  | MW
|  |  |  | Reactive Power |  |  | MVAr
|  |  |  | Capacitors In Service |  |  | MVAr
PF
| Zone Div: | Uncompensated |  | Reactive Power |  |  | MVAr
PF
| 0 | Compensated |  | Load (LV side) |  |  | Amps
|  |  |  | Apparent Power |  |  | MVA
|  |  |  | Real Power |  |  | MW
|  |  |  | Reactive Power |  |  | MVAr
|  |  |  | Capacitors In Service |  |  | MVAr
PF
| Zone Div: | Uncompensated |  | Reactive Power |  |  | MVAr
PF
| 0 | Compensated |  | Load (LV side) |  |  | Amps
|  |  |  | Apparent Power |  |  | MVA
|  |  |  | Real Power |  |  | MW
|  |  |  | Reactive Power |  |  | MVAr
|  |  |  | Capacitors In Service |  |  | MVAr
PF
| Zone Div: | Uncompensated |  | Reactive Power |  |  | MVAr
PF
| 0 | Compensated |  | Load (LV side) |  |  | Amps
|  |  |  | Apparent Power |  |  | MVA
|  |  |  | Real Power |  |  | MW
|  |  |  | Reactive Power |  |  | MVAr
|  |  |  | Capacitors In Service |  |  | MVAr
PF
| Zone Div: | Uncompensated |  | Reactive Power |  |  | MVAr
PF
| 0 | Compensated |  | Load (LV side) |  |  | Amps
|  |  |  | Apparent Power |  |  | MVA
|  |  |  | Real Power |  |  | MW
|  |  |  | Reactive Power |  |  | MVAr
|  |  |  | Capacitors In Service |  |  | MVAr
PF
| Zone Div: | Uncompensated |  | Reactive Power |  |  | MVAr
PF
| 0 | Compensated |  | Load (LV side) |  |  | Amps
|  |  |  | Apparent Power |  |  | MVA
|  |  |  | Real Power |  |  | MW
|  |  |  | Reactive Power |  |  | MVAr
|  |  |  | Capacitors In Service |  |  | MVAr
PF
| Zone Div: | Uncompensated |  | Reactive Power |  |  | MVAr
PF
| 0 | Compensated |  | Load (LV side) |  |  | Amps
|  |  |  | Apparent Power |  |  | MVA
|  |  |  | Real Power |  |  | MW
|  |  |  | Reactive Power |  |  | MVAr
|  |  |  | Capacitors In Service |  |  | MVAr
PF
| Zone Div: | Uncompensated |  | Reactive Power |  |  | MVAr
PF
| 0 | Compensated |  | Load (LV side) |  |  | Amps
|  |  |  | Apparent Power |  |  | MVA
|  |  |  | Real Power |  |  | MW
|  |  |  | Reactive Power |  |  | MVAr
|  |  |  | Capacitors In Service |  |  | MVAr
PF
| Zone Div: | Uncompensated |  | Reactive Power |  |  | MVAr
PF

## Customer8
| Customer8 | [16 empty] | 2015 | SUMMER
| Substation Total Loads | [33 empty] | Spots & Transfers Detail
| Historical Loads | (33kV Amps) | [7 empty] | Weather Corrected Forecast Loads |  |  |  | (33kV Amps) | [20 empty] | Spots & Transfers Summary | (33kV Amps) |  | Historical Spots & Transfers | [6 empty] | Forecast Spots & Transfers
|  | 07/08 | 08/09 | 09/10 | 10/11 | 11/12 | 12/13 | 13/14 |  | 14/15 | 15/16 | 16/17 | 17/18 | 18/19 | 19/20 | 20/21 | 21/22 | 22/23 | 23/24 | 24/25 | 25/26 | 26/27 | 27/28 | 28/29 | 29/30 | 30/31 | 31/32 | 32/33 | 33/34 | 34/35 | 35/36 | 36/37 | 37/38 | 38/39 |  |  |  | 07/08 | 08/09 | 09/10 | 10/11 | 11/12 | 12/13 | 13/14 | 14/15 | 15/16 | 16/17 | 17/18 | 18/19 | 19/20 | 20/21 | 21/22 | 22/23 | 23/24 | 24/25 | 25/26 | 26/27 | 27/28 | 28/29 | 29/30 | 30/31 | 31/32 | 32/33 | 33/34 | 34/35 | 35/36 | 36/37 | 37/38 | 38/39
| Total |  |  |  | 180 | 195 | 205.3999 | 140 |  | 140 | 140 | 140 | 140 | 140 | 140 | 140 | 140 | 140 | 140 | 140 | 140 | 140 | 140 | 140 | 140 | 140 | 140 | 140 | 140 | 140 | 140 | 140 | 140 | 140 |  |  | Total
Firm Rating
| Total Capacity | [36 empty] | 0 | 0 | 0 | 0 | 0 | 0 | 0 | 0 | 0 | 0 | 0 | 0 | 0 | 0 | 0 | 0 | 0 | 0 | 0 | 0 | 0 | 0 | 0 | 0 | 0 | 0 | 0 | 0 | 0 | 0 | 0 | 0
|  | -7 | -6 | -5 | -4 | -3 | -2 | -1 |  | 0 | 1 | 2 | 3 | 4 | 5 | 6 | 7 | 8 | 9 | 10 | 11 | 12 | 13 | 14 | 15 | 16 | 17 | 18 | 19 | 20 | 21 | 22 | 23 | 24 |  |  |  | 0 | 0 | 0 | 0 | 0 | 0 | 0 | 0 | 0 | 0 | 0 | 0 | 0 | 0 | 0 | 0 | 0 | 0 | 0 | 0 | 0 | 0 | 0 | 0 | 0 | 0 | 0 | 0 | 0 | 0 | 0 | 0
| Transformer Loads | [36 empty] | 0 | 0 | 0 | 0 | 0 | 0 | 0 | 0 | 0 | 0 | 0 | 0 | 0 | 0 | 0 | 0 | 0 | 0 | 0 | 0 | 0 | 0 | 0 | 0 | 0 | 0 | 0 | 0 | 0 | 0 | 0 | 0
| Historical Loads | (33kV Amps) | [7 empty] | Weather Corrected Forecast Loads |  |  |  | (33kV Amps) | [23 empty] | 0 | 0 | 0 | 0 | 0 | 0 | 0 | 0 | 0 | 0 | 0 | 0 | 0 | 0 | 0 | 0 | 0 | 0 | 0 | 0 | 0 | 0 | 0 | 0 | 0 | 0 | 0 | 0 | 0 | 0 | 0 | 0
|  | 07/08 | 08/09 | 09/10 | 10/11 | 11/12 | 12/13 | 13/14 |  | 14/15 | 15/16 | 16/17 | 17/18 | 18/19 | 19/20 | 20/21 | 21/22 | 22/23 | 23/24 | 24/25 | 25/26 | 26/27 | 27/28 | 28/29 | 29/30 | 30/31 | 31/32 | 32/33 | 33/34 | 34/35 | 35/36 | 36/37 | 37/38 | 38/39 |  |  |  | 0 | 0 | 0 | 0 | 0 | 0 | 0 | 0 | 0 | 0 | 0 | 0 | 0 | 0 | 0 | 0 | 0 | 0 | 0 | 0 | 0 | 0 | 0 | 0 | 0 | 0 | 0 | 0 | 0 | 0 | 0 | 0
| 0 | [36 empty] | 0 | 0 | 0 | 0 | 0 | 0 | 0 | 0 | 0 | 0 | 0 | 0 | 0 | 0 | 0 | 0 | 0 | 0 | 0 | 0 | 0 | 0 | 0 | 0 | 0 | 0 | 0 | 0 | 0 | 0 | 0 | 0
| Diversity Factor: 0 | [36 empty] | 0 | 0 | 0 | 0 | 0 | 0 | 0 | 0 | 0 | 0 | 0 | 0 | 0 | 0 | 0 | 0 | 0 | 0 | 0 | 0 | 0 | 0 | 0 | 0 | 0 | 0 | 0 | 0 | 0 | 0 | 0 | 0
[38 empty] | 0 | 0 | 0 | 0 | 0 | 0 | 0 | 0 | 0 | 0 | 0 | 0 | 0 | 0 | 0 | 0 | 0 | 0 | 0 | 0 | 0 | 0 | 0 | 0 | 0 | 0 | 0 | 0 | 0 | 0 | 0 | 0
[38 empty] | 0 | 0 | 0 | 0 | 0 | 0 | 0 | 0 | 0 | 0 | 0 | 0 | 0 | 0 | 0 | 0 | 0 | 0 | 0 | 0 | 0 | 0 | 0 | 0 | 0 | 0 | 0 | 0 | 0 | 0 | 0 | 0
| 0 | [36 empty] | 0 | 0 | 0 | 0 | 0 | 0 | 0 | 0 | 0 | 0 | 0 | 0 | 0 | 0 | 0 | 0 | 0 | 0 | 0 | 0 | 0 | 0 | 0 | 0 | 0 | 0 | 0 | 0 | 0 | 0 | 0 | 0
Diversity Factor: 0
[38 empty] | Historical Spots & Transfers | [6 empty] | Forecast Spots & Transfers
[35 empty] | Project Name | From | To | 07/08 | 08/09 | 09/10 | 10/11 | 11/12 | 12/13 | 13/14 | 14/15 | 15/16 | 16/17 | 17/18 | 18/19 | 19/20 | 20/21 | 21/22 | 22/23 | 23/24 | 24/25 | 25/26 | 26/27 | 27/28 | 28/29 | 29/30 | 30/31 | 31/32 | 32/33 | 33/34 | 34/35 | 35/36 | 36/37 | 37/38 | 38/39
0
Diversity Factor: 0
0
Diversity Factor: 0
0
Diversity Factor: 0
0
Diversity Factor: 0
0
Diversity Factor: 0
0
Diversity Factor: 0
0
Diversity Factor: 0
0
Diversity Factor: 0
| Weather Correction and Public Holiday Factors | [8 empty] | Forecast ROG
ROG Justification
| Actual loads for season 13/14 have been weather corrected by the following: | [6 empty] | 0% |  | N/A | [59 empty] | N/A
1 | 2 | 3 | 4 | 5 | 6 | 7 | 8 | 9 | 10 | 14/15 | 15/16 | 16/17 | 17/18 | 18/19 | 19/20 | 20/21 | 21/22 | 22/23 | 23/24 | 24/25 | 25/26 | 26/27 | 27/28 | 28/29 | 29/30 | 30/31 | 31/32 | 32/33 | 33/34 | 34/35 | 35/36 | 36/37 | 37/38 | 38/39
1 | 1 | 1 | 1 | 1 | 1 | 1 | 1 | 1 | 1 | 0% | 0% | 0% | 0% | 0% | 0% | 0% | 0% | 0% | 0% | 0% | 0% | 0% | 0% | 0% | 0% | 0% | 0% | 0% | 0% | 0% | 0% | 0% | 0% | 0%
Substation Load Detail
[7 empty] | Units | 13/14 |  | 14/15 | 15/16 | 16/17 | 17/18 | 18/19 | 19/20 | 20/21 | 21/22 | 22/23 | 23/24 | 24/25 | 25/26 | 26/27 | 27/28 | 28/29 | 29/30 | 30/31 | 31/32 | 32/33 | 33/34 | 34/35 | 35/36 | 36/37 | 37/38 | 38/39
1 | Customer8 | Compensated |  | Load (LV side) |  |  | Amps | 140 |  | 140 | 140 | 140 | 140 | 140 | 140 | 140 | 140 | 140 | 140 | 140 | 140 | 140 | 140 | 140 | 140 | 140 | 140 | 140 | 140 | 140 | 140 | 140 | 140 | 140
|  |  |  | Apparent Power |  |  | MVA | 8.0021 |  | 8.0021 | 8.0021 | 8.0021 | 8.0021 | 8.0021 | 8.0021 | 8.0021 | 8.0021 | 8.0021 | 8.0021 | 8.0021 | 8.0021 | 8.0021 | 8.0021 | 8.0021 | 8.0021 | 8.0021 | 8.0021 | 8.0021 | 8.0021 | 8.0021 | 8.0021 | 8.0021 | 8.0021 | 8.0021
|  |  |  | Real Power |  |  | MW | 7.2019 |  | 7.2019 | 7.2019 | 7.2019 | 7.2019 | 7.2019 | 7.2019 | 7.2019 | 7.2019 | 7.2019 | 7.2019 | 7.2019 | 7.2019 | 7.2019 | 7.2019 | 7.2019 | 7.2019 | 7.2019 | 7.2019 | 7.2019 | 7.2019 | 7.2019 | 7.2019 | 7.2019 | 7.2019 | 7.2019
|  |  |  | Reactive Power |  |  | MVAr | 3.488 |  | 3.488 | 3.488 | 3.488 | 3.488 | 3.488 | 3.488 | 3.488 | 3.488 | 3.488 | 3.488 | 3.488 | 3.488 | 3.488 | 3.488 | 3.488 | 3.488 | 3.488 | 3.488 | 3.488 | 3.488 | 3.488 | 3.488 | 3.488 | 3.488 | 3.488
|  |  |  | Capacitors In Service |  |  | MVAr | 0 |  | 0 | 0 | 0 | 0 | 0 | 0 | 0 | 0 | 0 | 0 | 0 | 0 | 0 | 0 | 0 | 0 | 0 | 0 | 0 | 0 | 0 | 0 | 0 | 0 | 0
|  |  |  | PF |  |  |  | 0.9 |  | 0.9 | 0.9 | 0.9 | 0.9 | 0.9 | 0.9 | 0.9 | 0.9 | 0.9 | 0.9 | 0.9 | 0.9 | 0.9 | 0.9 | 0.9 | 0.9 | 0.9 | 0.9 | 0.9 | 0.9 | 0.9 | 0.9 | 0.9 | 0.9 | 0.9
0.94521 | Diversity Factor: 0.95 | Uncompensated |  | Reactive Power |  |  | MVAr | 3.488 |  | 3.488 | 3.488 | 3.488 | 3.488 | 3.488 | 3.488 | 3.488 | 3.488 | 3.488 | 3.488 | 3.488 | 3.488 | 3.488 | 3.488 | 3.488 | 3.488 | 3.488 | 3.488 | 3.488 | 3.488 | 3.488 | 3.488 | 3.488 | 3.488 | 3.488
|  |  |  | PF |  |  |  | 0.9 |  | 0.9 | 0.9 | 0.9 | 0.9 | 0.9 | 0.9 | 0.9 | 0.9 | 0.9 | 0.9 | 0.9 | 0.9 | 0.9 | 0.9 | 0.9 | 0.9 | 0.9 | 0.9 | 0.9 | 0.9 | 0.9 | 0.9 | 0.9 | 0.9 | 0.9
[10 empty] | 1 | 2 | 3 | 4 | 5 | 6 | 7 | 8 | 9 | 10 | 11 | 12 | 13 | 14 | 15 | 16 | 17 | 18 | 19 | 20 | 21 | 22 | 23 | 24 | 25
Transformer Load Detail
[7 empty] | Units | 13/14 |  | 14/15 | 15/16 | 16/17 | 17/18 | 18/19 | 19/20 | 20/21 | 21/22 | 22/23 | 23/24 | 24/25 | 25/26 | 26/27 | 27/28 | 28/29 | 29/30 | 30/31 | 31/32 | 32/33 | 33/34 | 34/35 | 35/36 | 36/37 | 37/38 | 38/39
| 0 | Compensated |  | Load (LV side) |  |  | Amps
|  |  |  | Apparent Power |  |  | MVA
|  |  |  | Real Power |  |  | MW
|  |  |  | Reactive Power |  |  | MVAr
|  |  |  | Capacitors In Service |  |  | MVAr
PF
| Zone Div: | Uncompensated |  | Reactive Power |  |  | MVAr
PF
| 0 | Compensated |  | Load (LV side) |  |  | Amps
|  |  |  | Apparent Power |  |  | MVA
|  |  |  | Real Power |  |  | MW
|  |  |  | Reactive Power |  |  | MVAr
|  |  |  | Capacitors In Service |  |  | MVAr
PF
| Zone Div: | Uncompensated |  | Reactive Power |  |  | MVAr
PF
| 0 | Compensated |  | Load (LV side) |  |  | Amps
|  |  |  | Apparent Power |  |  | MVA
|  |  |  | Real Power |  |  | MW
|  |  |  | Reactive Power |  |  | MVAr
|  |  |  | Capacitors In Service |  |  | MVAr
PF
| Zone Div: | Uncompensated |  | Reactive Power |  |  | MVAr
PF
| 0 | Compensated |  | Load (LV side) |  |  | Amps
|  |  |  | Apparent Power |  |  | MVA
|  |  |  | Real Power |  |  | MW
|  |  |  | Reactive Power |  |  | MVAr
|  |  |  | Capacitors In Service |  |  | MVAr
PF
| Zone Div: | Uncompensated |  | Reactive Power |  |  | MVAr
PF
| 0 | Compensated |  | Load (LV side) |  |  | Amps
|  |  |  | Apparent Power |  |  | MVA
|  |  |  | Real Power |  |  | MW
|  |  |  | Reactive Power |  |  | MVAr
|  |  |  | Capacitors In Service |  |  | MVAr
PF
| Zone Div: | Uncompensated |  | Reactive Power |  |  | MVAr
PF
| 0 | Compensated |  | Load (LV side) |  |  | Amps
|  |  |  | Apparent Power |  |  | MVA
|  |  |  | Real Power |  |  | MW
|  |  |  | Reactive Power |  |  | MVAr
|  |  |  | Capacitors In Service |  |  | MVAr
PF
| Zone Div: | Uncompensated |  | Reactive Power |  |  | MVAr
PF
| 0 | Compensated |  | Load (LV side) |  |  | Amps
|  |  |  | Apparent Power |  |  | MVA
|  |  |  | Real Power |  |  | MW
|  |  |  | Reactive Power |  |  | MVAr
|  |  |  | Capacitors In Service |  |  | MVAr
PF
| Zone Div: | Uncompensated |  | Reactive Power |  |  | MVAr
PF
| 0 | Compensated |  | Load (LV side) |  |  | Amps
|  |  |  | Apparent Power |  |  | MVA
|  |  |  | Real Power |  |  | MW
|  |  |  | Reactive Power |  |  | MVAr
|  |  |  | Capacitors In Service |  |  | MVAr
PF
| Zone Div: | Uncompensated |  | Reactive Power |  |  | MVAr
PF
| 0 | Compensated |  | Load (LV side) |  |  | Amps
|  |  |  | Apparent Power |  |  | MVA
|  |  |  | Real Power |  |  | MW
|  |  |  | Reactive Power |  |  | MVAr
|  |  |  | Capacitors In Service |  |  | MVAr
PF
| Zone Div: | Uncompensated |  | Reactive Power |  |  | MVAr
PF
| 0 | Compensated |  | Load (LV side) |  |  | Amps
|  |  |  | Apparent Power |  |  | MVA
|  |  |  | Real Power |  |  | MW
|  |  |  | Reactive Power |  |  | MVAr
|  |  |  | Capacitors In Service |  |  | MVAr
PF
| Zone Div: | Uncompensated |  | Reactive Power |  |  | MVAr
PF

## Customer9
| Customer9 | [16 empty] | 2015 | SUMMER
| Substation Total Loads | [33 empty] | Spots & Transfers Detail
| Historical Loads | (33kV Amps) | [7 empty] | Weather Corrected Forecast Loads |  |  |  | (33kV Amps) | [20 empty] | Spots & Transfers Summary | (33kV Amps) |  | Historical Spots & Transfers | [6 empty] | Forecast Spots & Transfers
|  | 07/08 | 08/09 | 09/10 | 10/11 | 11/12 | 12/13 | 13/14 |  | 14/15 | 15/16 | 16/17 | 17/18 | 18/19 | 19/20 | 20/21 | 21/22 | 22/23 | 23/24 | 24/25 | 25/26 | 26/27 | 27/28 | 28/29 | 29/30 | 30/31 | 31/32 | 32/33 | 33/34 | 34/35 | 35/36 | 36/37 | 37/38 | 38/39 |  |  |  | 07/08 | 08/09 | 09/10 | 10/11 | 11/12 | 12/13 | 13/14 | 14/15 | 15/16 | 16/17 | 17/18 | 18/19 | 19/20 | 20/21 | 21/22 | 22/23 | 23/24 | 24/25 | 25/26 | 26/27 | 27/28 | 28/29 | 29/30 | 30/31 | 31/32 | 32/33 | 33/34 | 34/35 | 35/36 | 36/37 | 37/38 | 38/39
| Total |  |  |  | 174.1 | 144.3999 | 139.2999 | 250 |  | 250 | 250 | 250 | 250 | 250 | 250 | 250 | 250 | 250 | 250 | 250 | 250 | 250 | 250 | 250 | 250 | 250 | 250 | 250 | 250 | 250 | 250 | 250 | 250 | 250 |  |  | Total
Firm Rating
| Total Capacity | [36 empty] | 0 | 0 | 0 | 0 | 0 | 0 | 0 | 0 | 0 | 0 | 0 | 0 | 0 | 0 | 0 | 0 | 0 | 0 | 0 | 0 | 0 | 0 | 0 | 0 | 0 | 0 | 0 | 0 | 0 | 0 | 0 | 0
|  | -7 | -6 | -5 | -4 | -3 | -2 | -1 |  | 0 | 1 | 2 | 3 | 4 | 5 | 6 | 7 | 8 | 9 | 10 | 11 | 12 | 13 | 14 | 15 | 16 | 17 | 18 | 19 | 20 | 21 | 22 | 23 | 24 |  |  |  | 0 | 0 | 0 | 0 | 0 | 0 | 0 | 0 | 0 | 0 | 0 | 0 | 0 | 0 | 0 | 0 | 0 | 0 | 0 | 0 | 0 | 0 | 0 | 0 | 0 | 0 | 0 | 0 | 0 | 0 | 0 | 0
| Transformer Loads | [36 empty] | 0 | 0 | 0 | 0 | 0 | 0 | 0 | 0 | 0 | 0 | 0 | 0 | 0 | 0 | 0 | 0 | 0 | 0 | 0 | 0 | 0 | 0 | 0 | 0 | 0 | 0 | 0 | 0 | 0 | 0 | 0 | 0
| Historical Loads | (33kV Amps) | [7 empty] | Weather Corrected Forecast Loads |  |  |  | (33kV Amps) | [23 empty] | 0 | 0 | 0 | 0 | 0 | 0 | 0 | 0 | 0 | 0 | 0 | 0 | 0 | 0 | 0 | 0 | 0 | 0 | 0 | 0 | 0 | 0 | 0 | 0 | 0 | 0 | 0 | 0 | 0 | 0 | 0 | 0
|  | 07/08 | 08/09 | 09/10 | 10/11 | 11/12 | 12/13 | 13/14 |  | 14/15 | 15/16 | 16/17 | 17/18 | 18/19 | 19/20 | 20/21 | 21/22 | 22/23 | 23/24 | 24/25 | 25/26 | 26/27 | 27/28 | 28/29 | 29/30 | 30/31 | 31/32 | 32/33 | 33/34 | 34/35 | 35/36 | 36/37 | 37/38 | 38/39 |  |  |  | 0 | 0 | 0 | 0 | 0 | 0 | 0 | 0 | 0 | 0 | 0 | 0 | 0 | 0 | 0 | 0 | 0 | 0 | 0 | 0 | 0 | 0 | 0 | 0 | 0 | 0 | 0 | 0 | 0 | 0 | 0 | 0
| 0 | [36 empty] | 0 | 0 | 0 | 0 | 0 | 0 | 0 | 0 | 0 | 0 | 0 | 0 | 0 | 0 | 0 | 0 | 0 | 0 | 0 | 0 | 0 | 0 | 0 | 0 | 0 | 0 | 0 | 0 | 0 | 0 | 0 | 0
| Diversity Factor: 0 | [36 empty] | 0 | 0 | 0 | 0 | 0 | 0 | 0 | 0 | 0 | 0 | 0 | 0 | 0 | 0 | 0 | 0 | 0 | 0 | 0 | 0 | 0 | 0 | 0 | 0 | 0 | 0 | 0 | 0 | 0 | 0 | 0 | 0
[38 empty] | 0 | 0 | 0 | 0 | 0 | 0 | 0 | 0 | 0 | 0 | 0 | 0 | 0 | 0 | 0 | 0 | 0 | 0 | 0 | 0 | 0 | 0 | 0 | 0 | 0 | 0 | 0 | 0 | 0 | 0 | 0 | 0
[38 empty] | 0 | 0 | 0 | 0 | 0 | 0 | 0 | 0 | 0 | 0 | 0 | 0 | 0 | 0 | 0 | 0 | 0 | 0 | 0 | 0 | 0 | 0 | 0 | 0 | 0 | 0 | 0 | 0 | 0 | 0 | 0 | 0
| 0 | [36 empty] | 0 | 0 | 0 | 0 | 0 | 0 | 0 | 0 | 0 | 0 | 0 | 0 | 0 | 0 | 0 | 0 | 0 | 0 | 0 | 0 | 0 | 0 | 0 | 0 | 0 | 0 | 0 | 0 | 0 | 0 | 0 | 0
Diversity Factor: 0
[38 empty] | Historical Spots & Transfers | [6 empty] | Forecast Spots & Transfers
[35 empty] | Project Name | From | To | 07/08 | 08/09 | 09/10 | 10/11 | 11/12 | 12/13 | 13/14 | 14/15 | 15/16 | 16/17 | 17/18 | 18/19 | 19/20 | 20/21 | 21/22 | 22/23 | 23/24 | 24/25 | 25/26 | 26/27 | 27/28 | 28/29 | 29/30 | 30/31 | 31/32 | 32/33 | 33/34 | 34/35 | 35/36 | 36/37 | 37/38 | 38/39
0
Diversity Factor: 0
0
Diversity Factor: 0
0
Diversity Factor: 0
0
Diversity Factor: 0
0
Diversity Factor: 0
0
Diversity Factor: 0
0
Diversity Factor: 0
0
Diversity Factor: 0
| Weather Correction and Public Holiday Factors | [8 empty] | Forecast ROG
ROG Justification
| Actual loads for season 13/14 have been weather corrected by the following: | [6 empty] | 0% |  | N/A | [59 empty] | N/A
1 | 2 | 3 | 4 | 5 | 6 | 7 | 8 | 9 | 10 | 14/15 | 15/16 | 16/17 | 17/18 | 18/19 | 19/20 | 20/21 | 21/22 | 22/23 | 23/24 | 24/25 | 25/26 | 26/27 | 27/28 | 28/29 | 29/30 | 30/31 | 31/32 | 32/33 | 33/34 | 34/35 | 35/36 | 36/37 | 37/38 | 38/39
1 | 1 | 1 | 1 | 1 | 1 | 1 | 1 | 1 | 1 | 0% | 0% | 0% | 0% | 0% | 0% | 0% | 0% | 0% | 0% | 0% | 0% | 0% | 0% | 0% | 0% | 0% | 0% | 0% | 0% | 0% | 0% | 0% | 0% | 0%
Substation Load Detail
[7 empty] | Units | 13/14 |  | 14/15 | 15/16 | 16/17 | 17/18 | 18/19 | 19/20 | 20/21 | 21/22 | 22/23 | 23/24 | 24/25 | 25/26 | 26/27 | 27/28 | 28/29 | 29/30 | 30/31 | 31/32 | 32/33 | 33/34 | 34/35 | 35/36 | 36/37 | 37/38 | 38/39
1 | Customer9 | Compensated |  | Load (LV side) |  |  | Amps | 250 |  | 250 | 250 | 250 | 250 | 250 | 250 | 250 | 250 | 250 | 250 | 250 | 250 | 250 | 250 | 250 | 250 | 250 | 250 | 250 | 250 | 250 | 250 | 250 | 250 | 250
|  |  |  | Apparent Power |  |  | MVA | 14.2894 |  | 14.2894 | 14.2894 | 14.2894 | 14.2894 | 14.2894 | 14.2894 | 14.2894 | 14.2894 | 14.2894 | 14.2894 | 14.2894 | 14.2894 | 14.2894 | 14.2894 | 14.2894 | 14.2894 | 14.2894 | 14.2894 | 14.2894 | 14.2894 | 14.2894 | 14.2894 | 14.2894 | 14.2894 | 14.2894
|  |  |  | Real Power |  |  | MW | 12.8605 |  | 12.8605 | 12.8605 | 12.8605 | 12.8605 | 12.8605 | 12.8605 | 12.8605 | 12.8605 | 12.8605 | 12.8605 | 12.8605 | 12.8605 | 12.8605 | 12.8605 | 12.8605 | 12.8605 | 12.8605 | 12.8605 | 12.8605 | 12.8605 | 12.8605 | 12.8605 | 12.8605 | 12.8605 | 12.8605
|  |  |  | Reactive Power |  |  | MVAr | 6.2286 |  | 6.2286 | 6.2286 | 6.2286 | 6.2286 | 6.2286 | 6.2286 | 6.2286 | 6.2286 | 6.2286 | 6.2286 | 6.2286 | 6.2286 | 6.2286 | 6.2286 | 6.2286 | 6.2286 | 6.2286 | 6.2286 | 6.2286 | 6.2286 | 6.2286 | 6.2286 | 6.2286 | 6.2286 | 6.2286
|  |  |  | Capacitors In Service |  |  | MVAr | 0 |  | 0 | 0 | 0 | 0 | 0 | 0 | 0 | 0 | 0 | 0 | 0 | 0 | 0 | 0 | 0 | 0 | 0 | 0 | 0 | 0 | 0 | 0 | 0 | 0 | 0
|  |  |  | PF |  |  |  | 0.9 |  | 0.9 | 0.9 | 0.9 | 0.9 | 0.9 | 0.9 | 0.9 | 0.9 | 0.9 | 0.9 | 0.9 | 0.9 | 0.9 | 0.9 | 0.9 | 0.9 | 0.9 | 0.9 | 0.9 | 0.9 | 0.9 | 0.9 | 0.9 | 0.9 | 0.9
0.87592 | Diversity Factor: 0.88 | Uncompensated |  | Reactive Power |  |  | MVAr | 6.2286 |  | 6.2286 | 6.2286 | 6.2286 | 6.2286 | 6.2286 | 6.2286 | 6.2286 | 6.2286 | 6.2286 | 6.2286 | 6.2286 | 6.2286 | 6.2286 | 6.2286 | 6.2286 | 6.2286 | 6.2286 | 6.2286 | 6.2286 | 6.2286 | 6.2286 | 6.2286 | 6.2286 | 6.2286 | 6.2286
|  |  |  | PF |  |  |  | 0.9 |  | 0.9 | 0.9 | 0.9 | 0.9 | 0.9 | 0.9 | 0.9 | 0.9 | 0.9 | 0.9 | 0.9 | 0.9 | 0.9 | 0.9 | 0.9 | 0.9 | 0.9 | 0.9 | 0.9 | 0.9 | 0.9 | 0.9 | 0.9 | 0.9 | 0.9
[10 empty] | 1 | 2 | 3 | 4 | 5 | 6 | 7 | 8 | 9 | 10 | 11 | 12 | 13 | 14 | 15 | 16 | 17 | 18 | 19 | 20 | 21 | 22 | 23 | 24 | 25
Transformer Load Detail
[7 empty] | Units | 13/14 |  | 14/15 | 15/16 | 16/17 | 17/18 | 18/19 | 19/20 | 20/21 | 21/22 | 22/23 | 23/24 | 24/25 | 25/26 | 26/27 | 27/28 | 28/29 | 29/30 | 30/31 | 31/32 | 32/33 | 33/34 | 34/35 | 35/36 | 36/37 | 37/38 | 38/39
| 0 | Compensated |  | Load (LV side) |  |  | Amps
|  |  |  | Apparent Power |  |  | MVA
|  |  |  | Real Power |  |  | MW
|  |  |  | Reactive Power |  |  | MVAr
|  |  |  | Capacitors In Service |  |  | MVAr
PF
| Zone Div: | Uncompensated |  | Reactive Power |  |  | MVAr
PF
| 0 | Compensated |  | Load (LV side) |  |  | Amps
|  |  |  | Apparent Power |  |  | MVA
|  |  |  | Real Power |  |  | MW
|  |  |  | Reactive Power |  |  | MVAr
|  |  |  | Capacitors In Service |  |  | MVAr
PF
| Zone Div: | Uncompensated |  | Reactive Power |  |  | MVAr
PF
| 0 | Compensated |  | Load (LV side) |  |  | Amps
|  |  |  | Apparent Power |  |  | MVA
|  |  |  | Real Power |  |  | MW
|  |  |  | Reactive Power |  |  | MVAr
|  |  |  | Capacitors In Service |  |  | MVAr
PF
| Zone Div: | Uncompensated |  | Reactive Power |  |  | MVAr
PF
| 0 | Compensated |  | Load (LV side) |  |  | Amps
|  |  |  | Apparent Power |  |  | MVA
|  |  |  | Real Power |  |  | MW
|  |  |  | Reactive Power |  |  | MVAr
|  |  |  | Capacitors In Service |  |  | MVAr
PF
| Zone Div: | Uncompensated |  | Reactive Power |  |  | MVAr
PF
| 0 | Compensated |  | Load (LV side) |  |  | Amps
|  |  |  | Apparent Power |  |  | MVA
|  |  |  | Real Power |  |  | MW
|  |  |  | Reactive Power |  |  | MVAr
|  |  |  | Capacitors In Service |  |  | MVAr
PF
| Zone Div: | Uncompensated |  | Reactive Power |  |  | MVAr
PF
| 0 | Compensated |  | Load (LV side) |  |  | Amps
|  |  |  | Apparent Power |  |  | MVA
|  |  |  | Real Power |  |  | MW
|  |  |  | Reactive Power |  |  | MVAr
|  |  |  | Capacitors In Service |  |  | MVAr
PF
| Zone Div: | Uncompensated |  | Reactive Power |  |  | MVAr
PF
| 0 | Compensated |  | Load (LV side) |  |  | Amps
|  |  |  | Apparent Power |  |  | MVA
|  |  |  | Real Power |  |  | MW
|  |  |  | Reactive Power |  |  | MVAr
|  |  |  | Capacitors In Service |  |  | MVAr
PF
| Zone Div: | Uncompensated |  | Reactive Power |  |  | MVAr
PF
| 0 | Compensated |  | Load (LV side) |  |  | Amps
|  |  |  | Apparent Power |  |  | MVA
|  |  |  | Real Power |  |  | MW
|  |  |  | Reactive Power |  |  | MVAr
|  |  |  | Capacitors In Service |  |  | MVAr
PF
| Zone Div: | Uncompensated |  | Reactive Power |  |  | MVAr
PF
| 0 | Compensated |  | Load (LV side) |  |  | Amps
|  |  |  | Apparent Power |  |  | MVA
|  |  |  | Real Power |  |  | MW
|  |  |  | Reactive Power |  |  | MVAr
|  |  |  | Capacitors In Service |  |  | MVAr
PF
| Zone Div: | Uncompensated |  | Reactive Power |  |  | MVAr
PF
| 0 | Compensated |  | Load (LV side) |  |  | Amps
|  |  |  | Apparent Power |  |  | MVA
|  |  |  | Real Power |  |  | MW
|  |  |  | Reactive Power |  |  | MVAr
|  |  |  | Capacitors In Service |  |  | MVAr
PF
| Zone Div: | Uncompensated |  | Reactive Power |  |  | MVAr
PF

## Customer10
| Customer10 | [16 empty] | 2015 | SUMMER
| Substation Total Loads | [33 empty] | Spots & Transfers Detail
| Historical Loads | (33kV Amps) | [7 empty] | Weather Corrected Forecast Loads |  |  |  | (33kV Amps) | [20 empty] | Spots & Transfers Summary | (33kV Amps) |  | Historical Spots & Transfers | [6 empty] | Forecast Spots & Transfers
|  | 07/08 | 08/09 | 09/10 | 10/11 | 11/12 | 12/13 | 13/14 |  | 14/15 | 15/16 | 16/17 | 17/18 | 18/19 | 19/20 | 20/21 | 21/22 | 22/23 | 23/24 | 24/25 | 25/26 | 26/27 | 27/28 | 28/29 | 29/30 | 30/31 | 31/32 | 32/33 | 33/34 | 34/35 | 35/36 | 36/37 | 37/38 | 38/39 |  |  |  | 07/08 | 08/09 | 09/10 | 10/11 | 11/12 | 12/13 | 13/14 | 14/15 | 15/16 | 16/17 | 17/18 | 18/19 | 19/20 | 20/21 | 21/22 | 22/23 | 23/24 | 24/25 | 25/26 | 26/27 | 27/28 | 28/29 | 29/30 | 30/31 | 31/32 | 32/33 | 33/34 | 34/35 | 35/36 | 36/37 | 37/38 | 38/39
| Total |  |  |  | 228 |  |  | 253 |  | 253 | 253 | 253 | 253 | 253 | 253 | 253 | 253 | 253 | 253 | 253 | 253 | 253 | 253 | 253 | 253 | 253 | 253 | 253 | 253 | 253 | 253 | 253 | 253 | 253 |  |  | Total
Firm Rating
| Total Capacity | [36 empty] | 0 | 0 | 0 | 0 | 0 | 0 | 0 | 0 | 0 | 0 | 0 | 0 | 0 | 0 | 0 | 0 | 0 | 0 | 0 | 0 | 0 | 0 | 0 | 0 | 0 | 0 | 0 | 0 | 0 | 0 | 0 | 0
|  | -7 | -6 | -5 | -4 | -3 | -2 | -1 |  | 0 | 1 | 2 | 3 | 4 | 5 | 6 | 7 | 8 | 9 | 10 | 11 | 12 | 13 | 14 | 15 | 16 | 17 | 18 | 19 | 20 | 21 | 22 | 23 | 24 |  |  |  | 0 | 0 | 0 | 0 | 0 | 0 | 0 | 0 | 0 | 0 | 0 | 0 | 0 | 0 | 0 | 0 | 0 | 0 | 0 | 0 | 0 | 0 | 0 | 0 | 0 | 0 | 0 | 0 | 0 | 0 | 0 | 0
| Transformer Loads | [36 empty] | 0 | 0 | 0 | 0 | 0 | 0 | 0 | 0 | 0 | 0 | 0 | 0 | 0 | 0 | 0 | 0 | 0 | 0 | 0 | 0 | 0 | 0 | 0 | 0 | 0 | 0 | 0 | 0 | 0 | 0 | 0 | 0
| Historical Loads | (33kV Amps) | [7 empty] | Weather Corrected Forecast Loads |  |  |  | (33kV Amps) | [23 empty] | 0 | 0 | 0 | 0 | 0 | 0 | 0 | 0 | 0 | 0 | 0 | 0 | 0 | 0 | 0 | 0 | 0 | 0 | 0 | 0 | 0 | 0 | 0 | 0 | 0 | 0 | 0 | 0 | 0 | 0 | 0 | 0
|  | 07/08 | 08/09 | 09/10 | 10/11 | 11/12 | 12/13 | 13/14 |  | 14/15 | 15/16 | 16/17 | 17/18 | 18/19 | 19/20 | 20/21 | 21/22 | 22/23 | 23/24 | 24/25 | 25/26 | 26/27 | 27/28 | 28/29 | 29/30 | 30/31 | 31/32 | 32/33 | 33/34 | 34/35 | 35/36 | 36/37 | 37/38 | 38/39 |  |  |  | 0 | 0 | 0 | 0 | 0 | 0 | 0 | 0 | 0 | 0 | 0 | 0 | 0 | 0 | 0 | 0 | 0 | 0 | 0 | 0 | 0 | 0 | 0 | 0 | 0 | 0 | 0 | 0 | 0 | 0 | 0 | 0
| 0 | [36 empty] | 0 | 0 | 0 | 0 | 0 | 0 | 0 | 0 | 0 | 0 | 0 | 0 | 0 | 0 | 0 | 0 | 0 | 0 | 0 | 0 | 0 | 0 | 0 | 0 | 0 | 0 | 0 | 0 | 0 | 0 | 0 | 0
| Diversity Factor: 0 | [36 empty] | 0 | 0 | 0 | 0 | 0 | 0 | 0 | 0 | 0 | 0 | 0 | 0 | 0 | 0 | 0 | 0 | 0 | 0 | 0 | 0 | 0 | 0 | 0 | 0 | 0 | 0 | 0 | 0 | 0 | 0 | 0 | 0
[38 empty] | 0 | 0 | 0 | 0 | 0 | 0 | 0 | 0 | 0 | 0 | 0 | 0 | 0 | 0 | 0 | 0 | 0 | 0 | 0 | 0 | 0 | 0 | 0 | 0 | 0 | 0 | 0 | 0 | 0 | 0 | 0 | 0
[38 empty] | 0 | 0 | 0 | 0 | 0 | 0 | 0 | 0 | 0 | 0 | 0 | 0 | 0 | 0 | 0 | 0 | 0 | 0 | 0 | 0 | 0 | 0 | 0 | 0 | 0 | 0 | 0 | 0 | 0 | 0 | 0 | 0
| 0 | [36 empty] | 0 | 0 | 0 | 0 | 0 | 0 | 0 | 0 | 0 | 0 | 0 | 0 | 0 | 0 | 0 | 0 | 0 | 0 | 0 | 0 | 0 | 0 | 0 | 0 | 0 | 0 | 0 | 0 | 0 | 0 | 0 | 0
Diversity Factor: 0
[38 empty] | Historical Spots & Transfers | [6 empty] | Forecast Spots & Transfers
[35 empty] | Project Name | From | To | 07/08 | 08/09 | 09/10 | 10/11 | 11/12 | 12/13 | 13/14 | 14/15 | 15/16 | 16/17 | 17/18 | 18/19 | 19/20 | 20/21 | 21/22 | 22/23 | 23/24 | 24/25 | 25/26 | 26/27 | 27/28 | 28/29 | 29/30 | 30/31 | 31/32 | 32/33 | 33/34 | 34/35 | 35/36 | 36/37 | 37/38 | 38/39
0
Diversity Factor: 0
0
Diversity Factor: 0
0
Diversity Factor: 0
0
Diversity Factor: 0
0
Diversity Factor: 0
0
Diversity Factor: 0
0
Diversity Factor: 0
0
Diversity Factor: 0
| Weather Correction and Public Holiday Factors | [8 empty] | Forecast ROG
ROG Justification
| Actual loads for season 13/14 have been weather corrected by the following: | [6 empty] | 0% |  | N/A | [59 empty] | N/A
1 | 2 | 3 | 4 | 5 | 6 | 7 | 8 | 9 | 10 | 14/15 | 15/16 | 16/17 | 17/18 | 18/19 | 19/20 | 20/21 | 21/22 | 22/23 | 23/24 | 24/25 | 25/26 | 26/27 | 27/28 | 28/29 | 29/30 | 30/31 | 31/32 | 32/33 | 33/34 | 34/35 | 35/36 | 36/37 | 37/38 | 38/39
1 | 1 | 1 | 1 | 1 | 1 | 1 | 1 | 1 | 1 | 0% | 0% | 0% | 0% | 0% | 0% | 0% | 0% | 0% | 0% | 0% | 0% | 0% | 0% | 0% | 0% | 0% | 0% | 0% | 0% | 0% | 0% | 0% | 0% | 0%
Substation Load Detail
[7 empty] | Units | 13/14 |  | 14/15 | 15/16 | 16/17 | 17/18 | 18/19 | 19/20 | 20/21 | 21/22 | 22/23 | 23/24 | 24/25 | 25/26 | 26/27 | 27/28 | 28/29 | 29/30 | 30/31 | 31/32 | 32/33 | 33/34 | 34/35 | 35/36 | 36/37 | 37/38 | 38/39
1 | Customer10 | Compensated |  | Load (LV side) |  |  | Amps | 253 |  | 253 | 253 | 253 | 253 | 253 | 253 | 253 | 253 | 253 | 253 | 253 | 253 | 253 | 253 | 253 | 253 | 253 | 253 | 253 | 253 | 253 | 253 | 253 | 253 | 253
|  |  |  | Apparent Power |  |  | MVA | 14.4609 |  | 14.4609 | 14.4609 | 14.4609 | 14.4609 | 14.4609 | 14.4609 | 14.4609 | 14.4609 | 14.4609 | 14.4609 | 14.4609 | 14.4609 | 14.4609 | 14.4609 | 14.4609 | 14.4609 | 14.4609 | 14.4609 | 14.4609 | 14.4609 | 14.4609 | 14.4609 | 14.4609 | 14.4609 | 14.4609
|  |  |  | Real Power |  |  | MW | 13.0148 |  | 13.0148 | 13.0148 | 13.0148 | 13.0148 | 13.0148 | 13.0148 | 13.0148 | 13.0148 | 13.0148 | 13.0148 | 13.0148 | 13.0148 | 13.0148 | 13.0148 | 13.0148 | 13.0148 | 13.0148 | 13.0148 | 13.0148 | 13.0148 | 13.0148 | 13.0148 | 13.0148 | 13.0148 | 13.0148
|  |  |  | Reactive Power |  |  | MVAr | 6.3034 |  | 6.3034 | 6.3034 | 6.3034 | 6.3034 | 6.3034 | 6.3034 | 6.3034 | 6.3034 | 6.3034 | 6.3034 | 6.3034 | 6.3034 | 6.3034 | 6.3034 | 6.3034 | 6.3034 | 6.3034 | 6.3034 | 6.3034 | 6.3034 | 6.3034 | 6.3034 | 6.3034 | 6.3034 | 6.3034
|  |  |  | Capacitors In Service |  |  | MVAr | 0 |  | 0 | 0 | 0 | 0 | 0 | 0 | 0 | 0 | 0 | 0 | 0 | 0 | 0 | 0 | 0 | 0 | 0 | 0 | 0 | 0 | 0 | 0 | 0 | 0 | 0
|  |  |  | PF |  |  |  | 0.9 |  | 0.9 | 0.9 | 0.9 | 0.9 | 0.9 | 0.9 | 0.9 | 0.9 | 0.9 | 0.9 | 0.9 | 0.9 | 0.9 | 0.9 | 0.9 | 0.9 | 0.9 | 0.9 | 0.9 | 0.9 | 0.9 | 0.9 | 0.9 | 0.9 | 0.9
0.7747 | Diversity Factor: 0.77 | Uncompensated |  | Reactive Power |  |  | MVAr | 6.3034 |  | 6.3034 | 6.3034 | 6.3034 | 6.3034 | 6.3034 | 6.3034 | 6.3034 | 6.3034 | 6.3034 | 6.3034 | 6.3034 | 6.3034 | 6.3034 | 6.3034 | 6.3034 | 6.3034 | 6.3034 | 6.3034 | 6.3034 | 6.3034 | 6.3034 | 6.3034 | 6.3034 | 6.3034 | 6.3034
|  |  |  | PF |  |  |  | 0.9 |  | 0.9 | 0.9 | 0.9 | 0.9 | 0.9 | 0.9 | 0.9 | 0.9 | 0.9 | 0.9 | 0.9 | 0.9 | 0.9 | 0.9 | 0.9 | 0.9 | 0.9 | 0.9 | 0.9 | 0.9 | 0.9 | 0.9 | 0.9 | 0.9 | 0.9
[10 empty] | 1 | 2 | 3 | 4 | 5 | 6 | 7 | 8 | 9 | 10 | 11 | 12 | 13 | 14 | 15 | 16 | 17 | 18 | 19 | 20 | 21 | 22 | 23 | 24 | 25
Transformer Load Detail
[7 empty] | Units | 13/14 |  | 14/15 | 15/16 | 16/17 | 17/18 | 18/19 | 19/20 | 20/21 | 21/22 | 22/23 | 23/24 | 24/25 | 25/26 | 26/27 | 27/28 | 28/29 | 29/30 | 30/31 | 31/32 | 32/33 | 33/34 | 34/35 | 35/36 | 36/37 | 37/38 | 38/39
| 0 | Compensated |  | Load (LV side) |  |  | Amps
|  |  |  | Apparent Power |  |  | MVA
|  |  |  | Real Power |  |  | MW
|  |  |  | Reactive Power |  |  | MVAr
|  |  |  | Capacitors In Service |  |  | MVAr
PF
| Zone Div: | Uncompensated |  | Reactive Power |  |  | MVAr
PF
| 0 | Compensated |  | Load (LV side) |  |  | Amps
|  |  |  | Apparent Power |  |  | MVA
|  |  |  | Real Power |  |  | MW
|  |  |  | Reactive Power |  |  | MVAr
|  |  |  | Capacitors In Service |  |  | MVAr
PF
| Zone Div: | Uncompensated |  | Reactive Power |  |  | MVAr
PF
| 0 | Compensated |  | Load (LV side) |  |  | Amps
|  |  |  | Apparent Power |  |  | MVA
|  |  |  | Real Power |  |  | MW
|  |  |  | Reactive Power |  |  | MVAr
|  |  |  | Capacitors In Service |  |  | MVAr
PF
| Zone Div: | Uncompensated |  | Reactive Power |  |  | MVAr
PF
| 0 | Compensated |  | Load (LV side) |  |  | Amps
|  |  |  | Apparent Power |  |  | MVA
|  |  |  | Real Power |  |  | MW
|  |  |  | Reactive Power |  |  | MVAr
|  |  |  | Capacitors In Service |  |  | MVAr
PF
| Zone Div: | Uncompensated |  | Reactive Power |  |  | MVAr
PF
| 0 | Compensated |  | Load (LV side) |  |  | Amps
|  |  |  | Apparent Power |  |  | MVA
|  |  |  | Real Power |  |  | MW
|  |  |  | Reactive Power |  |  | MVAr
|  |  |  | Capacitors In Service |  |  | MVAr
PF
| Zone Div: | Uncompensated |  | Reactive Power |  |  | MVAr
PF
| 0 | Compensated |  | Load (LV side) |  |  | Amps
|  |  |  | Apparent Power |  |  | MVA
|  |  |  | Real Power |  |  | MW
|  |  |  | Reactive Power |  |  | MVAr
|  |  |  | Capacitors In Service |  |  | MVAr
PF
| Zone Div: | Uncompensated |  | Reactive Power |  |  | MVAr
PF
| 0 | Compensated |  | Load (LV side) |  |  | Amps
|  |  |  | Apparent Power |  |  | MVA
|  |  |  | Real Power |  |  | MW
|  |  |  | Reactive Power |  |  | MVAr
|  |  |  | Capacitors In Service |  |  | MVAr
PF
| Zone Div: | Uncompensated |  | Reactive Power |  |  | MVAr
PF
| 0 | Compensated |  | Load (LV side) |  |  | Amps
|  |  |  | Apparent Power |  |  | MVA
|  |  |  | Real Power |  |  | MW
|  |  |  | Reactive Power |  |  | MVAr
|  |  |  | Capacitors In Service |  |  | MVAr
PF
| Zone Div: | Uncompensated |  | Reactive Power |  |  | MVAr
PF
| 0 | Compensated |  | Load (LV side) |  |  | Amps
|  |  |  | Apparent Power |  |  | MVA
|  |  |  | Real Power |  |  | MW
|  |  |  | Reactive Power |  |  | MVAr
|  |  |  | Capacitors In Service |  |  | MVAr
PF
| Zone Div: | Uncompensated |  | Reactive Power |  |  | MVAr
PF
| 0 | Compensated |  | Load (LV side) |  |  | Amps
|  |  |  | Apparent Power |  |  | MVA
|  |  |  | Real Power |  |  | MW
|  |  |  | Reactive Power |  |  | MVAr
|  |  |  | Capacitors In Service |  |  | MVAr
PF
| Zone Div: | Uncompensated |  | Reactive Power |  |  | MVAr
PF

## Customer11
| Customer11 | [16 empty] | 2015 | SUMMER
| Substation Total Loads | [33 empty] | Spots & Transfers Detail
| Historical Loads | (33kV Amps) | [7 empty] | Weather Corrected Forecast Loads |  |  |  | (33kV Amps) | [20 empty] | Spots & Transfers Summary | (33kV Amps) |  | Historical Spots & Transfers | [6 empty] | Forecast Spots & Transfers
|  | 07/08 | 08/09 | 09/10 | 10/11 | 11/12 | 12/13 | 13/14 |  | 14/15 | 15/16 | 16/17 | 17/18 | 18/19 | 19/20 | 20/21 | 21/22 | 22/23 | 23/24 | 24/25 | 25/26 | 26/27 | 27/28 | 28/29 | 29/30 | 30/31 | 31/32 | 32/33 | 33/34 | 34/35 | 35/36 | 36/37 | 37/38 | 38/39 |  |  |  | 07/08 | 08/09 | 09/10 | 10/11 | 11/12 | 12/13 | 13/14 | 14/15 | 15/16 | 16/17 | 17/18 | 18/19 | 19/20 | 20/21 | 21/22 | 22/23 | 23/24 | 24/25 | 25/26 | 26/27 | 27/28 | 28/29 | 29/30 | 30/31 | 31/32 | 32/33 | 33/34 | 34/35 | 35/36 | 36/37 | 37/38 | 38/39
| Total | [5 empty] | 253 | 338 |  | 338 | 338 | 338 | 338 | 338 | 338 | 338 | 338 | 338 | 338 | 338 | 338 | 338 | 338 | 338 | 338 | 338 | 338 | 338 | 338 | 338 | 338 | 338 | 338 | 338 |  |  | Total
Firm Rating
| Total Capacity | [36 empty] | 0 | 0 | 0 | 0 | 0 | 0 | 0 | 0 | 0 | 0 | 0 | 0 | 0 | 0 | 0 | 0 | 0 | 0 | 0 | 0 | 0 | 0 | 0 | 0 | 0 | 0 | 0 | 0 | 0 | 0 | 0 | 0
|  | -7 | -6 | -5 | -4 | -3 | -2 | -1 |  | 0 | 1 | 2 | 3 | 4 | 5 | 6 | 7 | 8 | 9 | 10 | 11 | 12 | 13 | 14 | 15 | 16 | 17 | 18 | 19 | 20 | 21 | 22 | 23 | 24 |  |  |  | 0 | 0 | 0 | 0 | 0 | 0 | 0 | 0 | 0 | 0 | 0 | 0 | 0 | 0 | 0 | 0 | 0 | 0 | 0 | 0 | 0 | 0 | 0 | 0 | 0 | 0 | 0 | 0 | 0 | 0 | 0 | 0
| Transformer Loads | [36 empty] | 0 | 0 | 0 | 0 | 0 | 0 | 0 | 0 | 0 | 0 | 0 | 0 | 0 | 0 | 0 | 0 | 0 | 0 | 0 | 0 | 0 | 0 | 0 | 0 | 0 | 0 | 0 | 0 | 0 | 0 | 0 | 0
| Historical Loads | (33kV Amps) | [7 empty] | Weather Corrected Forecast Loads |  |  |  | (33kV Amps) | [23 empty] | 0 | 0 | 0 | 0 | 0 | 0 | 0 | 0 | 0 | 0 | 0 | 0 | 0 | 0 | 0 | 0 | 0 | 0 | 0 | 0 | 0 | 0 | 0 | 0 | 0 | 0 | 0 | 0 | 0 | 0 | 0 | 0
|  | 07/08 | 08/09 | 09/10 | 10/11 | 11/12 | 12/13 | 13/14 |  | 14/15 | 15/16 | 16/17 | 17/18 | 18/19 | 19/20 | 20/21 | 21/22 | 22/23 | 23/24 | 24/25 | 25/26 | 26/27 | 27/28 | 28/29 | 29/30 | 30/31 | 31/32 | 32/33 | 33/34 | 34/35 | 35/36 | 36/37 | 37/38 | 38/39 |  |  |  | 0 | 0 | 0 | 0 | 0 | 0 | 0 | 0 | 0 | 0 | 0 | 0 | 0 | 0 | 0 | 0 | 0 | 0 | 0 | 0 | 0 | 0 | 0 | 0 | 0 | 0 | 0 | 0 | 0 | 0 | 0 | 0
| 0 | [36 empty] | 0 | 0 | 0 | 0 | 0 | 0 | 0 | 0 | 0 | 0 | 0 | 0 | 0 | 0 | 0 | 0 | 0 | 0 | 0 | 0 | 0 | 0 | 0 | 0 | 0 | 0 | 0 | 0 | 0 | 0 | 0 | 0
| Diversity Factor: 0 | [36 empty] | 0 | 0 | 0 | 0 | 0 | 0 | 0 | 0 | 0 | 0 | 0 | 0 | 0 | 0 | 0 | 0 | 0 | 0 | 0 | 0 | 0 | 0 | 0 | 0 | 0 | 0 | 0 | 0 | 0 | 0 | 0 | 0
[38 empty] | 0 | 0 | 0 | 0 | 0 | 0 | 0 | 0 | 0 | 0 | 0 | 0 | 0 | 0 | 0 | 0 | 0 | 0 | 0 | 0 | 0 | 0 | 0 | 0 | 0 | 0 | 0 | 0 | 0 | 0 | 0 | 0
[38 empty] | 0 | 0 | 0 | 0 | 0 | 0 | 0 | 0 | 0 | 0 | 0 | 0 | 0 | 0 | 0 | 0 | 0 | 0 | 0 | 0 | 0 | 0 | 0 | 0 | 0 | 0 | 0 | 0 | 0 | 0 | 0 | 0
| 0 | [36 empty] | 0 | 0 | 0 | 0 | 0 | 0 | 0 | 0 | 0 | 0 | 0 | 0 | 0 | 0 | 0 | 0 | 0 | 0 | 0 | 0 | 0 | 0 | 0 | 0 | 0 | 0 | 0 | 0 | 0 | 0 | 0 | 0
Diversity Factor: 0
[38 empty] | Historical Spots & Transfers | [6 empty] | Forecast Spots & Transfers
[35 empty] | Project Name | From | To | 07/08 | 08/09 | 09/10 | 10/11 | 11/12 | 12/13 | 13/14 | 14/15 | 15/16 | 16/17 | 17/18 | 18/19 | 19/20 | 20/21 | 21/22 | 22/23 | 23/24 | 24/25 | 25/26 | 26/27 | 27/28 | 28/29 | 29/30 | 30/31 | 31/32 | 32/33 | 33/34 | 34/35 | 35/36 | 36/37 | 37/38 | 38/39
0
Diversity Factor: 0
0
Diversity Factor: 0
0
Diversity Factor: 0
0
Diversity Factor: 0
0
Diversity Factor: 0
0
Diversity Factor: 0
0
Diversity Factor: 0
0
Diversity Factor: 0
| Weather Correction and Public Holiday Factors | [8 empty] | Forecast ROG
ROG Justification
| Actual loads for season 13/14 have been weather corrected by the following: | [6 empty] | 0% |  | N/A | [59 empty] | N/A
1 | 2 | 3 | 4 | 5 | 6 | 7 | 8 | 9 | 10 | 14/15 | 15/16 | 16/17 | 17/18 | 18/19 | 19/20 | 20/21 | 21/22 | 22/23 | 23/24 | 24/25 | 25/26 | 26/27 | 27/28 | 28/29 | 29/30 | 30/31 | 31/32 | 32/33 | 33/34 | 34/35 | 35/36 | 36/37 | 37/38 | 38/39
1 | 1 | 1 | 1 | 1 | 1 | 1 | 1 | 1 | 1 | 0% | 0% | 0% | 0% | 0% | 0% | 0% | 0% | 0% | 0% | 0% | 0% | 0% | 0% | 0% | 0% | 0% | 0% | 0% | 0% | 0% | 0% | 0% | 0% | 0%
Substation Load Detail
[7 empty] | Units | 13/14 |  | 14/15 | 15/16 | 16/17 | 17/18 | 18/19 | 19/20 | 20/21 | 21/22 | 22/23 | 23/24 | 24/25 | 25/26 | 26/27 | 27/28 | 28/29 | 29/30 | 30/31 | 31/32 | 32/33 | 33/34 | 34/35 | 35/36 | 36/37 | 37/38 | 38/39
1 | Customer11 | Compensated |  | Load (LV side) |  |  | Amps | 338 |  | 338 | 338 | 338 | 338 | 338 | 338 | 338 | 338 | 338 | 338 | 338 | 338 | 338 | 338 | 338 | 338 | 338 | 338 | 338 | 338 | 338 | 338 | 338 | 338 | 338
|  |  |  | Apparent Power |  |  | MVA | 19.3193 |  | 19.3193 | 19.3193 | 19.3193 | 19.3193 | 19.3193 | 19.3193 | 19.3193 | 19.3193 | 19.3193 | 19.3193 | 19.3193 | 19.3193 | 19.3193 | 19.3193 | 19.3193 | 19.3193 | 19.3193 | 19.3193 | 19.3193 | 19.3193 | 19.3193 | 19.3193 | 19.3193 | 19.3193 | 19.3193
|  |  |  | Real Power |  |  | MW | 17.3874 |  | 17.3874 | 17.3874 | 17.3874 | 17.3874 | 17.3874 | 17.3874 | 17.3874 | 17.3874 | 17.3874 | 17.3874 | 17.3874 | 17.3874 | 17.3874 | 17.3874 | 17.3874 | 17.3874 | 17.3874 | 17.3874 | 17.3874 | 17.3874 | 17.3874 | 17.3874 | 17.3874 | 17.3874 | 17.3874
|  |  |  | Reactive Power |  |  | MVAr | 8.4211 |  | 8.4211 | 8.4211 | 8.4211 | 8.4211 | 8.4211 | 8.4211 | 8.4211 | 8.4211 | 8.4211 | 8.4211 | 8.4211 | 8.4211 | 8.4211 | 8.4211 | 8.4211 | 8.4211 | 8.4211 | 8.4211 | 8.4211 | 8.4211 | 8.4211 | 8.4211 | 8.4211 | 8.4211 | 8.4211
|  |  |  | Capacitors In Service |  |  | MVAr | 0 |  | 0 | 0 | 0 | 0 | 0 | 0 | 0 | 0 | 0 | 0 | 0 | 0 | 0 | 0 | 0 | 0 | 0 | 0 | 0 | 0 | 0 | 0 | 0 | 0 | 0
|  |  |  | PF |  |  |  | 0.9 |  | 0.9 | 0.9 | 0.9 | 0.9 | 0.9 | 0.9 | 0.9 | 0.9 | 0.9 | 0.9 | 0.9 | 0.9 | 0.9 | 0.9 | 0.9 | 0.9 | 0.9 | 0.9 | 0.9 | 0.9 | 0.9 | 0.9 | 0.9 | 0.9 | 0.9
0.89465 | Diversity Factor: 0.89 | Uncompensated |  | Reactive Power |  |  | MVAr | 8.4211 |  | 8.4211 | 8.4211 | 8.4211 | 8.4211 | 8.4211 | 8.4211 | 8.4211 | 8.4211 | 8.4211 | 8.4211 | 8.4211 | 8.4211 | 8.4211 | 8.4211 | 8.4211 | 8.4211 | 8.4211 | 8.4211 | 8.4211 | 8.4211 | 8.4211 | 8.4211 | 8.4211 | 8.4211 | 8.4211
|  |  |  | PF |  |  |  | 0.9 |  | 0.9 | 0.9 | 0.9 | 0.9 | 0.9 | 0.9 | 0.9 | 0.9 | 0.9 | 0.9 | 0.9 | 0.9 | 0.9 | 0.9 | 0.9 | 0.9 | 0.9 | 0.9 | 0.9 | 0.9 | 0.9 | 0.9 | 0.9 | 0.9 | 0.9
[10 empty] | 1 | 2 | 3 | 4 | 5 | 6 | 7 | 8 | 9 | 10 | 11 | 12 | 13 | 14 | 15 | 16 | 17 | 18 | 19 | 20 | 21 | 22 | 23 | 24 | 25
Transformer Load Detail
[7 empty] | Units | 13/14 |  | 14/15 | 15/16 | 16/17 | 17/18 | 18/19 | 19/20 | 20/21 | 21/22 | 22/23 | 23/24 | 24/25 | 25/26 | 26/27 | 27/28 | 28/29 | 29/30 | 30/31 | 31/32 | 32/33 | 33/34 | 34/35 | 35/36 | 36/37 | 37/38 | 38/39
| 0 | Compensated |  | Load (LV side) |  |  | Amps
|  |  |  | Apparent Power |  |  | MVA
|  |  |  | Real Power |  |  | MW
|  |  |  | Reactive Power |  |  | MVAr
|  |  |  | Capacitors In Service |  |  | MVAr
PF
| Zone Div: | Uncompensated |  | Reactive Power |  |  | MVAr
PF
| 0 | Compensated |  | Load (LV side) |  |  | Amps
|  |  |  | Apparent Power |  |  | MVA
|  |  |  | Real Power |  |  | MW
|  |  |  | Reactive Power |  |  | MVAr
|  |  |  | Capacitors In Service |  |  | MVAr
PF
| Zone Div: | Uncompensated |  | Reactive Power |  |  | MVAr
PF
| 0 | Compensated |  | Load (LV side) |  |  | Amps
|  |  |  | Apparent Power |  |  | MVA
|  |  |  | Real Power |  |  | MW
|  |  |  | Reactive Power |  |  | MVAr
|  |  |  | Capacitors In Service |  |  | MVAr
PF
| Zone Div: | Uncompensated |  | Reactive Power |  |  | MVAr
PF
| 0 | Compensated |  | Load (LV side) |  |  | Amps
|  |  |  | Apparent Power |  |  | MVA
|  |  |  | Real Power |  |  | MW
|  |  |  | Reactive Power |  |  | MVAr
|  |  |  | Capacitors In Service |  |  | MVAr
PF
| Zone Div: | Uncompensated |  | Reactive Power |  |  | MVAr
PF
| 0 | Compensated |  | Load (LV side) |  |  | Amps
|  |  |  | Apparent Power |  |  | MVA
|  |  |  | Real Power |  |  | MW
|  |  |  | Reactive Power |  |  | MVAr
|  |  |  | Capacitors In Service |  |  | MVAr
PF
| Zone Div: | Uncompensated |  | Reactive Power |  |  | MVAr
PF
| 0 | Compensated |  | Load (LV side) |  |  | Amps
|  |  |  | Apparent Power |  |  | MVA
|  |  |  | Real Power |  |  | MW
|  |  |  | Reactive Power |  |  | MVAr
|  |  |  | Capacitors In Service |  |  | MVAr
PF
| Zone Div: | Uncompensated |  | Reactive Power |  |  | MVAr
PF
| 0 | Compensated |  | Load (LV side) |  |  | Amps
|  |  |  | Apparent Power |  |  | MVA
|  |  |  | Real Power |  |  | MW
|  |  |  | Reactive Power |  |  | MVAr
|  |  |  | Capacitors In Service |  |  | MVAr
PF
| Zone Div: | Uncompensated |  | Reactive Power |  |  | MVAr
PF
| 0 | Compensated |  | Load (LV side) |  |  | Amps
|  |  |  | Apparent Power |  |  | MVA
|  |  |  | Real Power |  |  | MW
|  |  |  | Reactive Power |  |  | MVAr
|  |  |  | Capacitors In Service |  |  | MVAr
PF
| Zone Div: | Uncompensated |  | Reactive Power |  |  | MVAr
PF
| 0 | Compensated |  | Load (LV side) |  |  | Amps
|  |  |  | Apparent Power |  |  | MVA
|  |  |  | Real Power |  |  | MW
|  |  |  | Reactive Power |  |  | MVAr
|  |  |  | Capacitors In Service |  |  | MVAr
PF
| Zone Div: | Uncompensated |  | Reactive Power |  |  | MVAr
PF
| 0 | Compensated |  | Load (LV side) |  |  | Amps
|  |  |  | Apparent Power |  |  | MVA
|  |  |  | Real Power |  |  | MW
|  |  |  | Reactive Power |  |  | MVAr
|  |  |  | Capacitors In Service |  |  | MVAr
PF
| Zone Div: | Uncompensated |  | Reactive Power |  |  | MVAr
PF

## Customer12
| Customer12 | [16 empty] | 2015 | SUMMER
| Substation Total Loads | [33 empty] | Spots & Transfers Detail
| Historical Loads | (33kV Amps) | [7 empty] | Weather Corrected Forecast Loads |  |  |  | (33kV Amps) | [20 empty] | Spots & Transfers Summary | (33kV Amps) |  | Historical Spots & Transfers | [6 empty] | Forecast Spots & Transfers
|  | 07/08 | 08/09 | 09/10 | 10/11 | 11/12 | 12/13 | 13/14 |  | 14/15 | 15/16 | 16/17 | 17/18 | 18/19 | 19/20 | 20/21 | 21/22 | 22/23 | 23/24 | 24/25 | 25/26 | 26/27 | 27/28 | 28/29 | 29/30 | 30/31 | 31/32 | 32/33 | 33/34 | 34/35 | 35/36 | 36/37 | 37/38 | 38/39 |  |  |  | 07/08 | 08/09 | 09/10 | 10/11 | 11/12 | 12/13 | 13/14 | 14/15 | 15/16 | 16/17 | 17/18 | 18/19 | 19/20 | 20/21 | 21/22 | 22/23 | 23/24 | 24/25 | 25/26 | 26/27 | 27/28 | 28/29 | 29/30 | 30/31 | 31/32 | 32/33 | 33/34 | 34/35 | 35/36 | 36/37 | 37/38 | 38/39
| Total |  |  |  | 210 | 194 | 188 | 187 |  | 187 | 187 | 187 | 187 | 187 | 187 | 187 | 187 | 187 | 187 | 187 | 187 | 187 | 187 | 187 | 187 | 187 | 187 | 187 | 187 | 187 | 187 | 187 | 187 | 187 |  |  | Total
Firm Rating
| Total Capacity | [36 empty] | 0 | 0 | 0 | 0 | 0 | 0 | 0 | 0 | 0 | 0 | 0 | 0 | 0 | 0 | 0 | 0 | 0 | 0 | 0 | 0 | 0 | 0 | 0 | 0 | 0 | 0 | 0 | 0 | 0 | 0 | 0 | 0
|  | -7 | -6 | -5 | -4 | -3 | -2 | -1 |  | 0 | 1 | 2 | 3 | 4 | 5 | 6 | 7 | 8 | 9 | 10 | 11 | 12 | 13 | 14 | 15 | 16 | 17 | 18 | 19 | 20 | 21 | 22 | 23 | 24 |  |  |  | 0 | 0 | 0 | 0 | 0 | 0 | 0 | 0 | 0 | 0 | 0 | 0 | 0 | 0 | 0 | 0 | 0 | 0 | 0 | 0 | 0 | 0 | 0 | 0 | 0 | 0 | 0 | 0 | 0 | 0 | 0 | 0
| Transformer Loads | [36 empty] | 0 | 0 | 0 | 0 | 0 | 0 | 0 | 0 | 0 | 0 | 0 | 0 | 0 | 0 | 0 | 0 | 0 | 0 | 0 | 0 | 0 | 0 | 0 | 0 | 0 | 0 | 0 | 0 | 0 | 0 | 0 | 0
| Historical Loads | (33kV Amps) | [7 empty] | Weather Corrected Forecast Loads |  |  |  | (33kV Amps) | [23 empty] | 0 | 0 | 0 | 0 | 0 | 0 | 0 | 0 | 0 | 0 | 0 | 0 | 0 | 0 | 0 | 0 | 0 | 0 | 0 | 0 | 0 | 0 | 0 | 0 | 0 | 0 | 0 | 0 | 0 | 0 | 0 | 0
|  | 07/08 | 08/09 | 09/10 | 10/11 | 11/12 | 12/13 | 13/14 |  | 14/15 | 15/16 | 16/17 | 17/18 | 18/19 | 19/20 | 20/21 | 21/22 | 22/23 | 23/24 | 24/25 | 25/26 | 26/27 | 27/28 | 28/29 | 29/30 | 30/31 | 31/32 | 32/33 | 33/34 | 34/35 | 35/36 | 36/37 | 37/38 | 38/39 |  |  |  | 0 | 0 | 0 | 0 | 0 | 0 | 0 | 0 | 0 | 0 | 0 | 0 | 0 | 0 | 0 | 0 | 0 | 0 | 0 | 0 | 0 | 0 | 0 | 0 | 0 | 0 | 0 | 0 | 0 | 0 | 0 | 0
| 0 | [36 empty] | 0 | 0 | 0 | 0 | 0 | 0 | 0 | 0 | 0 | 0 | 0 | 0 | 0 | 0 | 0 | 0 | 0 | 0 | 0 | 0 | 0 | 0 | 0 | 0 | 0 | 0 | 0 | 0 | 0 | 0 | 0 | 0
| Diversity Factor: 0 | [36 empty] | 0 | 0 | 0 | 0 | 0 | 0 | 0 | 0 | 0 | 0 | 0 | 0 | 0 | 0 | 0 | 0 | 0 | 0 | 0 | 0 | 0 | 0 | 0 | 0 | 0 | 0 | 0 | 0 | 0 | 0 | 0 | 0
[38 empty] | 0 | 0 | 0 | 0 | 0 | 0 | 0 | 0 | 0 | 0 | 0 | 0 | 0 | 0 | 0 | 0 | 0 | 0 | 0 | 0 | 0 | 0 | 0 | 0 | 0 | 0 | 0 | 0 | 0 | 0 | 0 | 0
[38 empty] | 0 | 0 | 0 | 0 | 0 | 0 | 0 | 0 | 0 | 0 | 0 | 0 | 0 | 0 | 0 | 0 | 0 | 0 | 0 | 0 | 0 | 0 | 0 | 0 | 0 | 0 | 0 | 0 | 0 | 0 | 0 | 0
| 0 | [36 empty] | 0 | 0 | 0 | 0 | 0 | 0 | 0 | 0 | 0 | 0 | 0 | 0 | 0 | 0 | 0 | 0 | 0 | 0 | 0 | 0 | 0 | 0 | 0 | 0 | 0 | 0 | 0 | 0 | 0 | 0 | 0 | 0
Diversity Factor: 0
[38 empty] | Historical Spots & Transfers | [6 empty] | Forecast Spots & Transfers
[35 empty] | Project Name | From | To | 07/08 | 08/09 | 09/10 | 10/11 | 11/12 | 12/13 | 13/14 | 14/15 | 15/16 | 16/17 | 17/18 | 18/19 | 19/20 | 20/21 | 21/22 | 22/23 | 23/24 | 24/25 | 25/26 | 26/27 | 27/28 | 28/29 | 29/30 | 30/31 | 31/32 | 32/33 | 33/34 | 34/35 | 35/36 | 36/37 | 37/38 | 38/39
0
Diversity Factor: 0
0
Diversity Factor: 0
0
Diversity Factor: 0
0
Diversity Factor: 0
0
Diversity Factor: 0
0
Diversity Factor: 0
0
Diversity Factor: 0
0
Diversity Factor: 0
| Weather Correction and Public Holiday Factors | [8 empty] | Forecast ROG
ROG Justification
| Actual loads for season 13/14 have been weather corrected by the following: | [6 empty] | 0% |  | N/A | [59 empty] | N/A
1 | 2 | 3 | 4 | 5 | 6 | 7 | 8 | 9 | 10 | 14/15 | 15/16 | 16/17 | 17/18 | 18/19 | 19/20 | 20/21 | 21/22 | 22/23 | 23/24 | 24/25 | 25/26 | 26/27 | 27/28 | 28/29 | 29/30 | 30/31 | 31/32 | 32/33 | 33/34 | 34/35 | 35/36 | 36/37 | 37/38 | 38/39
1 | 1 | 1 | 1 | 1 | 1 | 1 | 1 | 1 | 1 | 0% | 0% | 0% | 0% | 0% | 0% | 0% | 0% | 0% | 0% | 0% | 0% | 0% | 0% | 0% | 0% | 0% | 0% | 0% | 0% | 0% | 0% | 0% | 0% | 0%
Substation Load Detail
[7 empty] | Units | 13/14 |  | 14/15 | 15/16 | 16/17 | 17/18 | 18/19 | 19/20 | 20/21 | 21/22 | 22/23 | 23/24 | 24/25 | 25/26 | 26/27 | 27/28 | 28/29 | 29/30 | 30/31 | 31/32 | 32/33 | 33/34 | 34/35 | 35/36 | 36/37 | 37/38 | 38/39
1 | Customer12 | Compensated |  | Load (LV side) |  |  | Amps | 187 |  | 187 | 187 | 187 | 187 | 187 | 187 | 187 | 187 | 187 | 187 | 187 | 187 | 187 | 187 | 187 | 187 | 187 | 187 | 187 | 187 | 187 | 187 | 187 | 187 | 187
|  |  |  | Apparent Power |  |  | MVA | 10.6885 |  | 10.6885 | 10.6885 | 10.6885 | 10.6885 | 10.6885 | 10.6885 | 10.6885 | 10.6885 | 10.6885 | 10.6885 | 10.6885 | 10.6885 | 10.6885 | 10.6885 | 10.6885 | 10.6885 | 10.6885 | 10.6885 | 10.6885 | 10.6885 | 10.6885 | 10.6885 | 10.6885 | 10.6885 | 10.6885
|  |  |  | Real Power |  |  | MW | 9.6196 |  | 9.6196 | 9.6196 | 9.6196 | 9.6196 | 9.6196 | 9.6196 | 9.6196 | 9.6196 | 9.6196 | 9.6196 | 9.6196 | 9.6196 | 9.6196 | 9.6196 | 9.6196 | 9.6196 | 9.6196 | 9.6196 | 9.6196 | 9.6196 | 9.6196 | 9.6196 | 9.6196 | 9.6196 | 9.6196
|  |  |  | Reactive Power |  |  | MVAr | 4.659 |  | 4.659 | 4.659 | 4.659 | 4.659 | 4.659 | 4.659 | 4.659 | 4.659 | 4.659 | 4.659 | 4.659 | 4.659 | 4.659 | 4.659 | 4.659 | 4.659 | 4.659 | 4.659 | 4.659 | 4.659 | 4.659 | 4.659 | 4.659 | 4.659 | 4.659
|  |  |  | Capacitors In Service |  |  | MVAr | 0 |  | 0 | 0 | 0 | 0 | 0 | 0 | 0 | 0 | 0 | 0 | 0 | 0 | 0 | 0 | 0 | 0 | 0 | 0 | 0 | 0 | 0 | 0 | 0 | 0 | 0
|  |  |  | PF |  |  |  | 0.9 |  | 0.9 | 0.9 | 0.9 | 0.9 | 0.9 | 0.9 | 0.9 | 0.9 | 0.9 | 0.9 | 0.9 | 0.9 | 0.9 | 0.9 | 0.9 | 0.9 | 0.9 | 0.9 | 0.9 | 0.9 | 0.9 | 0.9 | 0.9 | 0.9 | 0.9
0.67953 | Diversity Factor: 0.68 | Uncompensated |  | Reactive Power |  |  | MVAr | 4.659 |  | 4.659 | 4.659 | 4.659 | 4.659 | 4.659 | 4.659 | 4.659 | 4.659 | 4.659 | 4.659 | 4.659 | 4.659 | 4.659 | 4.659 | 4.659 | 4.659 | 4.659 | 4.659 | 4.659 | 4.659 | 4.659 | 4.659 | 4.659 | 4.659 | 4.659
|  |  |  | PF |  |  |  | 0.9 |  | 0.9 | 0.9 | 0.9 | 0.9 | 0.9 | 0.9 | 0.9 | 0.9 | 0.9 | 0.9 | 0.9 | 0.9 | 0.9 | 0.9 | 0.9 | 0.9 | 0.9 | 0.9 | 0.9 | 0.9 | 0.9 | 0.9 | 0.9 | 0.9 | 0.9
[10 empty] | 1 | 2 | 3 | 4 | 5 | 6 | 7 | 8 | 9 | 10 | 11 | 12 | 13 | 14 | 15 | 16 | 17 | 18 | 19 | 20 | 21 | 22 | 23 | 24 | 25
Transformer Load Detail
[7 empty] | Units | 13/14 |  | 14/15 | 15/16 | 16/17 | 17/18 | 18/19 | 19/20 | 20/21 | 21/22 | 22/23 | 23/24 | 24/25 | 25/26 | 26/27 | 27/28 | 28/29 | 29/30 | 30/31 | 31/32 | 32/33 | 33/34 | 34/35 | 35/36 | 36/37 | 37/38 | 38/39
| 0 | Compensated |  | Load (LV side) |  |  | Amps
|  |  |  | Apparent Power |  |  | MVA
|  |  |  | Real Power |  |  | MW
|  |  |  | Reactive Power |  |  | MVAr
|  |  |  | Capacitors In Service |  |  | MVAr
PF
| Zone Div: | Uncompensated |  | Reactive Power |  |  | MVAr
PF
| 0 | Compensated |  | Load (LV side) |  |  | Amps
|  |  |  | Apparent Power |  |  | MVA
|  |  |  | Real Power |  |  | MW
|  |  |  | Reactive Power |  |  | MVAr
|  |  |  | Capacitors In Service |  |  | MVAr
PF
| Zone Div: | Uncompensated |  | Reactive Power |  |  | MVAr
PF
| 0 | Compensated |  | Load (LV side) |  |  | Amps
|  |  |  | Apparent Power |  |  | MVA
|  |  |  | Real Power |  |  | MW
|  |  |  | Reactive Power |  |  | MVAr
|  |  |  | Capacitors In Service |  |  | MVAr
PF
| Zone Div: | Uncompensated |  | Reactive Power |  |  | MVAr
PF
| 0 | Compensated |  | Load (LV side) |  |  | Amps
|  |  |  | Apparent Power |  |  | MVA
|  |  |  | Real Power |  |  | MW
|  |  |  | Reactive Power |  |  | MVAr
|  |  |  | Capacitors In Service |  |  | MVAr
PF
| Zone Div: | Uncompensated |  | Reactive Power |  |  | MVAr
PF
| 0 | Compensated |  | Load (LV side) |  |  | Amps
|  |  |  | Apparent Power |  |  | MVA
|  |  |  | Real Power |  |  | MW
|  |  |  | Reactive Power |  |  | MVAr
|  |  |  | Capacitors In Service |  |  | MVAr
PF
| Zone Div: | Uncompensated |  | Reactive Power |  |  | MVAr
PF
| 0 | Compensated |  | Load (LV side) |  |  | Amps
|  |  |  | Apparent Power |  |  | MVA
|  |  |  | Real Power |  |  | MW
|  |  |  | Reactive Power |  |  | MVAr
|  |  |  | Capacitors In Service |  |  | MVAr
PF
| Zone Div: | Uncompensated |  | Reactive Power |  |  | MVAr
PF
| 0 | Compensated |  | Load (LV side) |  |  | Amps
|  |  |  | Apparent Power |  |  | MVA
|  |  |  | Real Power |  |  | MW
|  |  |  | Reactive Power |  |  | MVAr
|  |  |  | Capacitors In Service |  |  | MVAr
PF
| Zone Div: | Uncompensated |  | Reactive Power |  |  | MVAr
PF
| 0 | Compensated |  | Load (LV side) |  |  | Amps
|  |  |  | Apparent Power |  |  | MVA
|  |  |  | Real Power |  |  | MW
|  |  |  | Reactive Power |  |  | MVAr
|  |  |  | Capacitors In Service |  |  | MVAr
PF
| Zone Div: | Uncompensated |  | Reactive Power |  |  | MVAr
PF
| 0 | Compensated |  | Load (LV side) |  |  | Amps
|  |  |  | Apparent Power |  |  | MVA
|  |  |  | Real Power |  |  | MW
|  |  |  | Reactive Power |  |  | MVAr
|  |  |  | Capacitors In Service |  |  | MVAr
PF
| Zone Div: | Uncompensated |  | Reactive Power |  |  | MVAr
PF
| 0 | Compensated |  | Load (LV side) |  |  | Amps
|  |  |  | Apparent Power |  |  | MVA
|  |  |  | Real Power |  |  | MW
|  |  |  | Reactive Power |  |  | MVAr
|  |  |  | Capacitors In Service |  |  | MVAr
PF
| Zone Div: | Uncompensated |  | Reactive Power |  |  | MVAr
PF