## Inclusions and Exclusions
Sydney Forecast Inclusions and Exclusions
Date Printed |  | 08JUL14:11:48:40
| Description | Value
Season |  | Summer | Summer
Either Summer or Winter
Year |  | 2015 | 2015
Year that the forecast starts
POE |  | 0%
10%, 50%, 90%
Spots and Transfers |  | Y | Y
Are Spots and Transfers Included?
BBDM Spots |  | Y | Y
Is BBDM included?
Spots Coefficient |  | 55% | 0.55
Scaling factor applied to spot loads in the future
Aligned ROGs |  | Capped | Capped
Have ROGs been aligned to econometric forecast?
Committed Projects |  | Y | Y
Are Committed Projects Included?
Major Customers Scaling Factor |  | 100% | 1
Scaling factor applied to major customer connections in the future
Future Transfers |  | Y | Y
Are future transfers included?
Future Spots |  | 4 | 4
Future spots are cleared from the following forecast year

## Argenton 132_33kV
| Argenton 132_33kV | [16 empty] | 2015 | SUMMER
[6 empty] | Commissioned |  | 2009-05-04
| Substation Total Loads | [33 empty] | Spots & Transfers Detail
| Historical Loads | (MVA) | [7 empty] | Weather Corrected Forecast Loads |  |  |  | (MVA) | [20 empty] | Spots & Transfers Summary | (MVA) |  | Historical Spots & Transfers | [6 empty] | Forecast Spots & Transfers
|  | 07/08 | 08/09 | 09/10 | 10/11 | 11/12 | 12/13 | 13/14 |  | 14/15 | 15/16 | 16/17 | 17/18 | 18/19 | 19/20 | 20/21 | 21/22 | 22/23 | 23/24 | 24/25 | 25/26 | 26/27 | 27/28 | 28/29 | 29/30 | 30/31 | 31/32 | 32/33 | 33/34 | 34/35 | 35/36 | 36/37 | 37/38 | 38/39 |  |  |  | 07/08 | 08/09 | 09/10 | 10/11 | 11/12 | 12/13 | 13/14 | 14/15 | 15/16 | 16/17 | 17/18 | 18/19 | 19/20 | 20/21 | 21/22 | 22/23 | 23/24 | 24/25 | 25/26 | 26/27 | 27/28 | 28/29 | 29/30 | 30/31 | 31/32 | 32/33 | 33/34 | 34/35 | 35/36 | 36/37 | 37/38 | 38/39
| Total |  |  | 49.9 | 94.375 | 85.865 | 101.781 | 83.184 |  | 87.3169 | 86.6757 | 86.0037 | 85.5635 | 85.598 | 85.7296 | 86.2024 | 86.7611 | 87.2388 | 87.7932 | 88.2863 | 88.9179 | 89.5619 | 90.2775 | 91.0437 | 91.8077 | 92.5749 | 93.3638 | 94.1747 | 95.0079 | 95.8638 | 96.7427 | 97.6448 | 98.5706 | 99.5204 |  |  | Total | 4.1414 | 6.5447 | 27.3804 | 42.3972 | 6.1823 | -1.0898 | -4.46 | -0.24113 | 0.3639 | -0.017619 | -0.11857 | 0.034504 | 0.13163 | 0.47294 | 0.55887 | 0.47781 | 0.55457 | 0.49321 | 0.63174 | 0.64416 | 0.71579 | 0.76639 | 0.76423 | 0.76739 | 0.78908 | 0.81109 | 0.83341 | 0.85606 | 0.87904 | 0.90236 | 0.926 | 0.95
| Firm Rating | 0 | 0 | 142.9 | 142.9 | 142.9 | 142.89 | 142.89 |  | 142.89 | 142.89 | 142.89 | 142.89 | 142.89 | 142.89 | 142.89 | 142.89 | 142.89 | 142.89 | 142.89 | 142.89 | 142.89 | 142.89 | 142.89 | 142.89 | 142.89 | 142.89 | 142.89 | 142.89 | 142.89 | 142.89 | 142.89 | 142.89 | 142.89
| Total Capacity | 0 | 0 | 240 | 240 | 240 | 286 | 286 |  | 286 | 286 | 286 | 286 | 286 | 286 | 286 | 286 | 286 | 286 | 286 | 286 | 286 | 286 | 286 | 286 | 286 | 286 | 286 | 286 | 286 | 286 | 286 | 286 | 286 |  |  | Argenton 132_33kV Tx1 | 2.0688 | 3.2693 | 13.6775 | 21.1788 | 3.0883 | -0.54437 | -2.2279 | -0.12045 | 0.18178 | -0.0088015 | -0.059228 | 0.017236 | 0.065753 | 0.23625 | 0.27917 | 0.23868 | 0.27703 | 0.24638 | 0.31558 | 0.32178 | 0.35756 | 0.38284 | 0.38176 | 0.38334 | 0.39417 | 0.40517 | 0.41632 | 0.42763 | 0.43911 | 0.45076 | 0.46257 | 0.47456
|  | -7 | -6 | -5 | -4 | -3 | -2 | -1 |  | 0 | 1 | 2 | 3 | 4 | 5 | 6 | 7 | 8 | 9 | 10 | 11 | 12 | 13 | 14 | 15 | 16 | 17 | 18 | 19 | 20 | 21 | 22 | 23 | 24 |  |  | Argenton 132_33kV Tx3 | 2.0726 | 3.2754 | 13.703 | 21.2183 | 3.094 | -0.54539 | -2.2321 | -0.12068 | 0.18212 | -0.0088179 | -0.059338 | 0.017268 | 0.065876 | 0.23669 | 0.27969 | 0.23913 | 0.27754 | 0.24684 | 0.31617 | 0.32238 | 0.35823 | 0.38355 | 0.38247 | 0.38405 | 0.39491 | 0.40592 | 0.4171 | 0.42843 | 0.43993 | 0.4516 | 0.46343 | 0.47544
| Transformer Loads | [36 empty] | 0 | 0 | 0 | 0 | 0 | 0 | 0 | 0 | 0 | 0 | 0 | 0 | 0 | 0 | 0 | 0 | 0 | 0 | 0 | 0 | 0 | 0 | 0 | 0 | 0 | 0 | 0 | 0 | 0 | 0 | 0 | 0
| Historical Loads | (MVA) | [7 empty] | 0: Weather Corrected Forecast Loads; 4: (MVA) |  |  |  | 0 | 0 | 0 | 0 | 0 | 0 | 0 | 0 | 0 | 0 | 0 | 0 | 0 | 0 | 0 | 0 | 0 | 0 | 0 | 0 | 0 | 0 | 0 | 0 | 0 | 0 | 0 | 0 | 0 | 0 | 0 | 0
|  | 07/08 | 08/09 | 09/10 | 10/11 | 11/12 | 12/13 | 13/14 |  | 14/15 | 15/16 | 16/17 | 17/18 | 18/19 | 19/20 | 20/21 | 21/22 | 22/23 | 23/24 | 24/25 | 25/26 | 26/27 | 27/28 | 28/29 | 29/30 | 30/31 | 31/32 | 32/33 | 33/34 | 34/35 | 35/36 | 36/37 | 37/38 | 38/39 |  |  |  | 0 | 0 | 0 | 0 | 0 | 0 | 0 | 0 | 0 | 0 | 0 | 0 | 0 | 0 | 0 | 0 | 0 | 0 | 0 | 0 | 0 | 0 | 0 | 0 | 0 | 0 | 0 | 0 | 0 | 0 | 0 | 0
| 0 | [36 empty] | 0 | 0 | 0 | 0 | 0 | 0 | 0 | 0 | 0 | 0 | 0 | 0 | 0 | 0 | 0 | 0 | 0 | 0 | 0 | 0 | 0 | 0 | 0 | 0 | 0 | 0 | 0 | 0 | 0 | 0 | 0 | 0
| Diversity Factor: 0 | [36 empty] | 0 | 0 | 0 | 0 | 0 | 0 | 0 | 0 | 0 | 0 | 0 | 0 | 0 | 0 | 0 | 0 | 0 | 0 | 0 | 0 | 0 | 0 | 0 | 0 | 0 | 0 | 0 | 0 | 0 | 0 | 0 | 0
[38 empty] | 0 | 0 | 0 | 0 | 0 | 0 | 0 | 0 | 0 | 0 | 0 | 0 | 0 | 0 | 0 | 0 | 0 | 0 | 0 | 0 | 0 | 0 | 0 | 0 | 0 | 0 | 0 | 0 | 0 | 0 | 0 | 0
[38 empty] | 0 | 0 | 0 | 0 | 0 | 0 | 0 | 0 | 0 | 0 | 0 | 0 | 0 | 0 | 0 | 0 | 0 | 0 | 0 | 0 | 0 | 0 | 0 | 0 | 0 | 0 | 0 | 0 | 0 | 0 | 0 | 0
| 0 | [36 empty] | 0 | 0 | 0 | 0 | 0 | 0 | 0 | 0 | 0 | 0 | 0 | 0 | 0 | 0 | 0 | 0 | 0 | 0 | 0 | 0 | 0 | 0 | 0 | 0 | 0 | 0 | 0 | 0 | 0 | 0 | 0 | 0
Diversity Factor: 0
[38 empty] | Historical Spots & Transfers | [6 empty] | Forecast Spots & Transfers
[35 empty] | Project Name | From | To | 07/08 | 08/09 | 09/10 | 10/11 | 11/12 | 12/13 | 13/14 | 14/15 | 15/16 | 16/17 | 17/18 | 18/19 | 19/20 | 20/21 | 21/22 | 22/23 | 23/24 | 24/25 | 25/26 | 26/27 | 27/28 | 28/29 | 29/30 | 30/31 | 31/32 | 32/33 | 33/34 | 34/35 | 35/36 | 36/37 | 37/38 | 38/39
| 0 | [33 empty] | Cardiff 33_11kV Spots and Transfers |  | Argenton 132_33kV Tx1 | 0 | 0.36793 | -4.5511 | -0.059583 | -0.059012 | -0.053107 | -0.80207 | -0.19037 | -0.049811 | -0.039393 | -0.063951 | -0.04232 | -0.039122 | 0.017964 | 0.042277 | 0.03067 | 0.047552 | 0.028011 | 0.050541 | 0.051343 | 0.06513 | 0.073562 | 0.07221 | 0.070598 | 0.073369 | 0.076179 | 0.079029 | 0.08192 | 0.084852 | 0.087826 | 0.090843 | 0.093902
| Diversity Factor: 0 | [33 empty] | Cardiff 33_11kV Spots and Transfers |  | Argenton 132_33kV Tx3 | 0 | 0.36862 | -4.5596 | -0.059694 | -0.059122 | -0.053206 | -0.80356 | -0.19073 | -0.049904 | -0.039466 | -0.064071 | -0.042399 | -0.039195 | 0.017998 | 0.042356 | 0.030727 | 0.047641 | 0.028064 | 0.050635 | 0.051439 | 0.065252 | 0.0737 | 0.072345 | 0.07073 | 0.073506 | 0.076321 | 0.079176 | 0.082073 | 0.08501 | 0.08799 | 0.091012 | 0.094077
[35 empty] | Croudace Bay 33_11kV Spots and Transfers |  | Argenton 132_33kV Tx1 | 4.9507 | 0 | 0 | -0.00039482 | -0.00075291 | -0.00024332 | -0.75558 | -0.42075 | -0.0061193 | 0.010281 | -0.0078953 | 0.0051255 | 0.009366 | 0.057086 | 0.067007 | 0.059362 | 0.065463 | 0.062047 | 0.079404 | 0.08114 | 0.089169 | 0.095237 | 0.095025 | 0.095907 | 0.098638 | 0.10141 | 0.10422 | 0.10708 | 0.10998 | 0.11292 | 0.1159 | 0.11893
[35 empty] | Croudace Bay 33_11kV Spots and Transfers |  | Argenton 132_33kV Tx3 | 4.96 | 0 | 0 | -0.00039556 | -0.00075431 | -0.00024377 | -0.75699 | -0.42153 | -0.0061307 | 0.0103 | -0.00791 | 0.005135 | 0.0093834 | 0.057192 | 0.067132 | 0.059473 | 0.065586 | 0.062162 | 0.079552 | 0.081291 | 0.089335 | 0.095415 | 0.095202 | 0.096086 | 0.098822 | 0.1016 | 0.10442 | 0.10728 | 0.11018 | 0.11313 | 0.11612 | 0.11916
| 0 | [33 empty] | Edgeworth 33_11kV Spots and Transfers |  | Argenton 132_33kV Tx1 | -0.59029 | 0.4752 | -2.0818 | -2.2022 | 1.2153 | -0.014044 | -0.66466 | 0.57334 | 0.24331 | 0.012135 | 0.022277 | 0.050462 | 0.087672 | 0.11575 | 0.11778 | 0.10271 | 0.11256 | 0.107 | 0.12282 | 0.12494 | 0.13302 | 0.13913 | 0.13963 | 0.14091 | 0.14401 | 0.14715 | 0.15033 | 0.15356 | 0.15684 | 0.16015 | 0.16352 | 0.16693
| Diversity Factor: 0 | [33 empty] | Edgeworth 33_11kV Spots and Transfers |  | Argenton 132_33kV Tx3 | -0.59139 | 0.47609 | -2.0857 | -2.2063 | 1.2175 | -0.01407 | -0.6659 | 0.57441 | 0.24376 | 0.012157 | 0.022318 | 0.050557 | 0.087835 | 0.11597 | 0.118 | 0.1029 | 0.11277 | 0.1072 | 0.12305 | 0.12517 | 0.13327 | 0.13939 | 0.13989 | 0.14117 | 0.14427 | 0.14742 | 0.15061 | 0.15385 | 0.15713 | 0.16045 | 0.16382 | 0.16724
[35 empty] | Mt Hutton 33_11kV Spots and Transfers |  | Argenton 132_33kV Tx1 | -2.2917 | 2.4261 | 0 | -0.0048875 | -0.0067884 | -0.47698 | -0.0055929 | -0.082671 | -0.0055999 | 0.0081758 | -0.0096582 | 0.0039683 | 0.007838 | 0.045447 | 0.052112 | 0.045945 | 0.05145 | 0.049317 | 0.062816 | 0.064356 | 0.070236 | 0.074912 | 0.074898 | 0.075924 | 0.07816 | 0.08043 | 0.082735 | 0.085074 | 0.087448 | 0.089858 | 0.092304 | 0.094787
[35 empty] | Mt Hutton 33_11kV Spots and Transfers |  | Argenton 132_33kV Tx3 | -2.296 | 2.4307 | 0 | -0.0048966 | -0.0068011 | -0.47787 | -0.0056033 | -0.082825 | -0.0056104 | 0.008191 | -0.0096762 | 0.0039757 | 0.0078526 | 0.045532 | 0.052209 | 0.046031 | 0.051546 | 0.049409 | 0.062933 | 0.064476 | 0.070367 | 0.075052 | 0.075038 | 0.076065 | 0.078306 | 0.08058 | 0.082889 | 0.085233 | 0.087611 | 0.090026 | 0.092477 | 0.094964
| 0 | [33 empty] | STS Change: Cardiff 33_11kV Spots and Transfers |  | Argenton 132_33kV Tx1 | 0 | 0 | 10.0459 | 0 | 0 | 0 | 0 | 0 | 0 | 0 | 0 | 0 | 0 | 0 | 0 | 0 | 0 | 0 | 0 | 0 | 0 | 0 | 0 | 0 | 0 | 0 | 0 | 0 | 0 | 0 | 0 | 0
| Diversity Factor: 0 | [33 empty] | STS Change: Cardiff 33_11kV Spots and Transfers |  | Argenton 132_33kV Tx3 | 0 | 0 | 10.0646 | 0 | 0 | 0 | 0 | 0 | 0 | 0 | 0 | 0 | 0 | 0 | 0 | 0 | 0 | 0 | 0 | 0 | 0 | 0 | 0 | 0 | 0 | 0 | 0 | 0 | 0 | 0 | 0 | 0
[35 empty] | STS Change: Croudace Bay 33_11kV Spots and Transfers |  | Argenton 132_33kV Tx1 | 0 | 0 | 0 | 12.0282 | 0 | 0 | 0 | 0 | 0 | 0 | 0 | 0 | 0 | 0 | 0 | 0 | 0 | 0 | 0 | 0 | 0 | 0 | 0 | 0 | 0 | 0 | 0 | 0 | 0 | 0 | 0 | 0
[35 empty] | STS Change: Croudace Bay 33_11kV Spots and Transfers |  | Argenton 132_33kV Tx3 | 0 | 0 | 0 | 12.0506 | 0 | 0 | 0 | 0 | 0 | 0 | 0 | 0 | 0 | 0 | 0 | 0 | 0 | 0 | 0 | 0 | 0 | 0 | 0 | 0 | 0 | 0 | 0 | 0 | 0 | 0 | 0 | 0
| 0 | [33 empty] | STS Change: Edgeworth 33_11kV Spots and Transfers |  | Argenton 132_33kV Tx1 | 0 | 0 | 10.2645 | 0 | 0 | 0 | 0 | 0 | 0 | 0 | 0 | 0 | 0 | 0 | 0 | 0 | 0 | 0 | 0 | 0 | 0 | 0 | 0 | 0 | 0 | 0 | 0 | 0 | 0 | 0 | 0 | 0
| Diversity Factor: 0 | [33 empty] | STS Change: Edgeworth 33_11kV Spots and Transfers |  | Argenton 132_33kV Tx3 | 0 | 0 | 10.2836 | 0 | 0 | 0 | 0 | 0 | 0 | 0 | 0 | 0 | 0 | 0 | 0 | 0 | 0 | 0 | 0 | 0 | 0 | 0 | 0 | 0 | 0 | 0 | 0 | 0 | 0 | 0 | 0 | 0
[35 empty] | STS Change: Mt Hutton 33_11kV Spots and Transfers |  | Argenton 132_33kV Tx1 | 0 | 0 | 0 | 9.0237 | 0 | 0 | 0 | 0 | 0 | 0 | 0 | 0 | 0 | 0 | 0 | 0 | 0 | 0 | 0 | 0 | 0 | 0 | 0 | 0 | 0 | 0 | 0 | 0 | 0 | 0 | 0 | 0
[35 empty] | STS Change: Mt Hutton 33_11kV Spots and Transfers |  | Argenton 132_33kV Tx3 | 0 | 0 | 0 | 9.0405 | 0 | 0 | 0 | 0 | 0 | 0 | 0 | 0 | 0 | 0 | 0 | 0 | 0 | 0 | 0 | 0 | 0 | 0 | 0 | 0 | 0 | 0 | 0 | 0 | 0 | 0 | 0 | 0
| 0 | [33 empty] | STS Change: Stockton Borehole 33kV Spots and Transfers |  | Argenton 132_33kV Tx1 | 0 | 0 | 0 | 0 | 1.9395 | 0 | 0 | 0 | 0 | 0 | 0 | 0 | 0 | 0 | 0 | 0 | 0 | 0 | 0 | 0 | 0 | 0 | 0 | 0 | 0 | 0 | 0 | 0 | 0 | 0 | 0 | 0
| Diversity Factor: 0 | [33 empty] | STS Change: Stockton Borehole 33kV Spots and Transfers |  | Argenton 132_33kV Tx3 | 0 | 0 | 0 | 0 | 1.9431 | 0 | 0 | 0 | 0 | 0 | 0 | 0 | 0 | 0 | 0 | 0 | 0 | 0 | 0 | 0 | 0 | 0 | 0 | 0 | 0 | 0 | 0 | 0 | 0 | 0 | 0 | 0
[35 empty] | STS Change: West Wallsend 2 33kV Spots and Transfers |  | Argenton 132_33kV Tx1 | 0 | 0 | 0 | 2.394 | 0 | 0 | 0 | 0 | 0 | 0 | 0 | 0 | 0 | 0 | 0 | 0 | 0 | 0 | 0 | 0 | 0 | 0 | 0 | 0 | 0 | 0 | 0 | 0 | 0 | 0 | 0 | 0
[35 empty] | STS Change: West Wallsend 2 33kV Spots and Transfers |  | Argenton 132_33kV Tx3 | 0 | 0 | 0 | 2.3984 | 0 | 0 | 0 | 0 | 0 | 0 | 0 | 0 | 0 | 0 | 0 | 0 | 0 | 0 | 0 | 0 | 0 | 0 | 0 | 0 | 0 | 0 | 0 | 0 | 0 | 0 | 0 | 0
0
Diversity Factor: 0
0
Diversity Factor: 0
0
Diversity Factor: 0
| Weather Correction and Public Holiday Factors | [8 empty] | Forecast ROG
ROG Justification
| Actual loads for season 13/14 have been weather corrected by the following: | [6 empty] | 7.415% |  | Weighted ROG calculation based on downstream zone substations and customers | [59 empty] | Weighted ROG calculation based on downstream zone substations and customers
1 | 2 | 3 | 4 | 5 | 6 | 7 | 8 | 9 | 10 | 14/15 | 15/16 | 16/17 | 17/18 | 18/19 | 19/20 | 20/21 | 21/22 | 22/23 | 23/24 | 24/25 | 25/26 | 26/27 | 27/28 | 28/29 | 29/30 | 30/31 | 31/32 | 32/33 | 33/34 | 34/35 | 35/36 | 36/37 | 37/38 | 38/39
0.98806 | 0.97669 | 0.96931 | 0.96569 | 0.96569 | 0.96569 | 0.96569 | 0.96569 | 0.96569 | 0.96569 | -1.194% | -1.151% | -0.755% | -0.374% | 0% | 0% | 0% | 0% | 0% | 0% | 0% | 0% | 0% | 0% | 0% | 0% | 0% | 0% | 0% | 0% | 0% | 0% | 0% | 0% | 0%
Substation Load Detail
[7 empty] | Units | 13/14 |  | 14/15 | 15/16 | 16/17 | 17/18 | 18/19 | 19/20 | 20/21 | 21/22 | 22/23 | 23/24 | 24/25 | 25/26 | 26/27 | 27/28 | 28/29 | 29/30 | 30/31 | 31/32 | 32/33 | 33/34 | 34/35 | 35/36 | 36/37 | 37/38 | 38/39
1 | Argenton 132_33kV | Compensated |  | Load (LV side) |  |  | Amps | 1455 |  | 1527.64 | 1516.43 | 1504.67 | 1496.97 | 1497.57 | 1499.87 | 1508.15 | 1517.92 | 1526.28 | 1535.98 | 1544.6 | 1555.65 | 1566.92 | 1579.44 | 1592.85 | 1606.21 | 1619.64 | 1633.44 | 1647.63 | 1662.2 | 1677.18 | 1692.55 | 1708.34 | 1724.53 | 1741.15
|  |  |  | Apparent Power |  |  | MVA | 83.184 |  | 87.3169 | 86.6757 | 86.0037 | 85.5635 | 85.598 | 85.7296 | 86.2024 | 86.7611 | 87.2388 | 87.7932 | 88.2863 | 88.9179 | 89.5619 | 90.2775 | 91.0437 | 91.8077 | 92.5749 | 93.3638 | 94.1747 | 95.0079 | 95.8638 | 96.7427 | 97.6448 | 98.5706 | 99.5204
|  |  |  | Real Power |  |  | MW | 77.585 | 83.3826 | 82.1621 | 81.5558 | 80.9237 | 80.5104 | 80.5426 | 80.6654 | 81.1065 | 81.6277 | 82.0734 | 82.5906 | 83.0506 | 83.6399 | 84.2407 | 84.9083 | 85.6231 | 86.3359 | 87.0516 | 87.7876 | 88.5441 | 89.3214 | 90.1198 | 90.9397 | 91.7813 | 92.645 | 93.531
|  |  |  | Reactive Power |  |  | MVAr | 30.0024 |  | 29.5572 | 29.3483 | 29.1203 | 28.9687 | 28.9811 | 29.0286 | 29.1992 | 29.4007 | 29.5731 | 29.7731 | 29.951 | 30.1788 | 30.4112 | 30.6693 | 30.9458 | 31.2214 | 31.4982 | 31.7828 | 32.0753 | 32.3759 | 32.6847 | 33.0017 | 33.3272 | 33.6611 | 34.0038
|  |  |  | Capacitors In Service |  |  | MVAr | 0 |  | 0 | 0 | 0 | 0 | 0 | 0 | 0 | 0 | 0 | 0 | 0 | 0 | 0 | 0 | 0 | 0 | 0 | 0 | 0 | 0 | 0 | 0 | 0 | 0 | 0
|  |  |  | PF |  |  |  | 0.93269 |  | 0.94097 | 0.94093 | 0.94093 | 0.94094 | 0.94094 | 0.94093 | 0.94088 | 0.94083 | 0.94079 | 0.94074 | 0.9407 | 0.94064 | 0.94059 | 0.94053 | 0.94046 | 0.9404 | 0.94034 | 0.94027 | 0.94021 | 0.94015 | 0.94008 | 0.94002 | 0.93995 | 0.93988 | 0.93982
0.95913 | Diversity Factor: 0.96 | Uncompensated |  | Reactive Power |  |  | MVAr | 30.0024 | 32.2444 | 29.5572 | 29.3483 | 29.1203 | 28.9687 | 28.9811 | 29.0286 | 29.1992 | 29.4007 | 29.5731 | 29.7731 | 29.951 | 30.1788 | 30.4112 | 30.6693 | 30.9458 | 31.2214 | 31.4982 | 31.7828 | 32.0753 | 32.3759 | 32.6847 | 33.0017 | 33.3272 | 33.6611 | 34.0038
|  |  |  | PF |  |  |  | 0.93269 |  | 0.94097 | 0.94093 | 0.94093 | 0.94094 | 0.94094 | 0.94093 | 0.94088 | 0.94083 | 0.94079 | 0.94074 | 0.9407 | 0.94064 | 0.94059 | 0.94053 | 0.94046 | 0.9404 | 0.94034 | 0.94027 | 0.94021 | 0.94015 | 0.94008 | 0.94002 | 0.93995 | 0.93988 | 0.93982
[10 empty] | 1 | 2 | 3 | 4 | 5 | 6 | 7 | 8 | 9 | 10 | 11 | 12 | 13 | 14 | 15 | 16 | 17 | 18 | 19 | 20 | 21 | 22 | 23 | 24 | 25
Transformer Load Detail
[7 empty] | Units | 13/14 |  | 14/15 | 15/16 | 16/17 | 17/18 | 18/19 | 19/20 | 20/21 | 21/22 | 22/23 | 23/24 | 24/25 | 25/26 | 26/27 | 27/28 | 28/29 | 29/30 | 30/31 | 31/32 | 32/33 | 33/34 | 34/35 | 35/36 | 36/37 | 37/38 | 38/39
| 0 | Compensated |  | Load (LV side) |  |  | Amps
|  |  |  | Apparent Power |  |  | MVA
|  |  |  | Real Power |  |  | MW
|  |  |  | Reactive Power |  |  | MVAr
|  |  |  | Capacitors In Service |  |  | MVAr
PF
| Zone Div: | Uncompensated |  | Reactive Power |  |  | MVAr
PF
| 0 | Compensated |  | Load (LV side) |  |  | Amps
|  |  |  | Apparent Power |  |  | MVA
|  |  |  | Real Power |  |  | MW
|  |  |  | Reactive Power |  |  | MVAr
|  |  |  | Capacitors In Service |  |  | MVAr
PF
| Zone Div: | Uncompensated |  | Reactive Power |  |  | MVAr
PF
| 0 | Compensated |  | Load (LV side) |  |  | Amps
|  |  |  | Apparent Power |  |  | MVA
|  |  |  | Real Power |  |  | MW
|  |  |  | Reactive Power |  |  | MVAr
|  |  |  | Capacitors In Service |  |  | MVAr
PF
| Zone Div: | Uncompensated |  | Reactive Power |  |  | MVAr
PF
| 0 | Compensated |  | Load (LV side) |  |  | Amps
|  |  |  | Apparent Power |  |  | MVA
|  |  |  | Real Power |  |  | MW
|  |  |  | Reactive Power |  |  | MVAr
|  |  |  | Capacitors In Service |  |  | MVAr
PF
| Zone Div: | Uncompensated |  | Reactive Power |  |  | MVAr
PF
| 0 | Compensated |  | Load (LV side) |  |  | Amps
|  |  |  | Apparent Power |  |  | MVA
|  |  |  | Real Power |  |  | MW
|  |  |  | Reactive Power |  |  | MVAr
|  |  |  | Capacitors In Service |  |  | MVAr
PF
| Zone Div: | Uncompensated |  | Reactive Power |  |  | MVAr
PF
| 0 | Compensated |  | Load (LV side) |  |  | Amps
|  |  |  | Apparent Power |  |  | MVA
|  |  |  | Real Power |  |  | MW
|  |  |  | Reactive Power |  |  | MVAr
|  |  |  | Capacitors In Service |  |  | MVAr
PF
| Zone Div: | Uncompensated |  | Reactive Power |  |  | MVAr
PF
| 0 | Compensated |  | Load (LV side) |  |  | Amps
|  |  |  | Apparent Power |  |  | MVA
|  |  |  | Real Power |  |  | MW
|  |  |  | Reactive Power |  |  | MVAr
|  |  |  | Capacitors In Service |  |  | MVAr
PF
| Zone Div: | Uncompensated |  | Reactive Power |  |  | MVAr
PF
| 0 | Compensated |  | Load (LV side) |  |  | Amps
|  |  |  | Apparent Power |  |  | MVA
|  |  |  | Real Power |  |  | MW
|  |  |  | Reactive Power |  |  | MVAr
|  |  |  | Capacitors In Service |  |  | MVAr
PF
| Zone Div: | Uncompensated |  | Reactive Power |  |  | MVAr
PF
| 0 | Compensated |  | Load (LV side) |  |  | Amps
|  |  |  | Apparent Power |  |  | MVA
|  |  |  | Real Power |  |  | MW
|  |  |  | Reactive Power |  |  | MVAr
|  |  |  | Capacitors In Service |  |  | MVAr
PF
| Zone Div: | Uncompensated |  | Reactive Power |  |  | MVAr
PF
| 0 | Compensated |  | Load (LV side) |  |  | Amps
|  |  |  | Apparent Power |  |  | MVA
|  |  |  | Real Power |  |  | MW
|  |  |  | Reactive Power |  |  | MVAr
|  |  |  | Capacitors In Service |  |  | MVAr
PF
| Zone Div: | Uncompensated |  | Reactive Power |  |  | MVAr
PF

## Awaba 132_33kV
| Awaba 132_33kV | [16 empty] | 2015 | SUMMER
| Substation Total Loads | [33 empty] | Spots & Transfers Detail
| Historical Loads | (MVA) | [7 empty] | Weather Corrected Forecast Loads |  |  |  | (MVA) | [20 empty] | Spots & Transfers Summary | (MVA) |  | Historical Spots & Transfers | [6 empty] | Forecast Spots & Transfers
|  | 07/08 | 08/09 | 09/10 | 10/11 | 11/12 | 12/13 | 13/14 |  | 14/15 | 15/16 | 16/17 | 17/18 | 18/19 | 19/20 | 20/21 | 21/22 | 22/23 | 23/24 | 24/25 | 25/26 | 26/27 | 27/28 | 28/29 | 29/30 | 30/31 | 31/32 | 32/33 | 33/34 | 34/35 | 35/36 | 36/37 | 37/38 | 38/39 |  |  |  | 07/08 | 08/09 | 09/10 | 10/11 | 11/12 | 12/13 | 13/14 | 14/15 | 15/16 | 16/17 | 17/18 | 18/19 | 19/20 | 20/21 | 21/22 | 22/23 | 23/24 | 24/25 | 25/26 | 26/27 | 27/28 | 28/29 | 29/30 | 30/31 | 31/32 | 32/33 | 33/34 | 34/35 | 35/36 | 36/37 | 37/38 | 38/39
| Total | 114.947 | 128.229 | 93.1 | 36.201 | 25.356 | 24.181 | 21.744 |  | 22.129 | 21.8106 | 12.0464 | 12.0464 | 12.0464 | 12.0464 | 12.0464 | 12.0464 | 12.0464 | 12.0464 | 12.0464 | 12.0464 | 12.0464 | 12.0464 | 12.0464 | 12.0464 | 12.0464 | 12.0464 | 12.0464 | 12.0464 | 12.0464 | 12.0464 | 12.0464 | 12.0464 | 12.0464 |  |  | Total | -10.9976 | 1.7281 | -23.3806 | -60.7024 | -9.0781 | -0.05963 | -4.6472 | -0.19796 | -0.057095 | -9.7642 | 0 | 0 | 0 | 0 | 0 | 0 | 0 | 0 | 0 | 0 | 0 | 0 | 0 | 0 | 0 | 0 | 0 | 0 | 0 | 0 | 0 | 0
| Firm Rating | 0 | 0 | 137.1 | 137.1 | 137.1 | 137.18 | 137.18 |  | 137.18 | 137.18 | 137.18 | 137.18 | 137.18 | 137.18 | 137.18 | 137.18 | 137.18 | 137.18 | 137.18 | 137.18 | 137.18 | 137.18 | 137.18 | 137.18 | 137.18 | 137.18 | 137.18 | 137.18 | 137.18 | 137.18 | 137.18 | 137.18 | 137.18
| Total Capacity | 0 | 0 | 180 | 180 | 180 | 203 | 203 |  | 203 | 203 | 203 | 203 | 203 | 203 | 203 | 203 | 203 | 203 | 203 | 203 | 203 | 203 | 203 | 203 | 203 | 203 | 203 | 203 | 203 | 203 | 203 | 203 | 203 |  |  | Awaba 132_33kV Tx1 | -3.6391 | 0.57183 | -7.7365 | -20.0861 | -3.0039 | -0.019731 | -1.5377 | -0.065504 | -0.018892 | -3.2309 | 0 | 0 | 0 | 0 | 0 | 0 | 0 | 0 | 0 | 0 | 0 | 0 | 0 | 0 | 0 | 0 | 0 | 0 | 0 | 0 | 0 | 0
|  | -7 | -6 | -5 | -4 | -3 | -2 | -1 |  | 0 | 1 | 2 | 3 | 4 | 5 | 6 | 7 | 8 | 9 | 10 | 11 | 12 | 13 | 14 | 15 | 16 | 17 | 18 | 19 | 20 | 21 | 22 | 23 | 24 |  |  | Awaba 132_33kV Tx2 | -3.6862 | 0.57923 | -7.8367 | -20.3462 | -3.0428 | -0.019987 | -1.5577 | -0.066353 | -0.019137 | -3.2728 | 0 | 0 | 0 | 0 | 0 | 0 | 0 | 0 | 0 | 0 | 0 | 0 | 0 | 0 | 0 | 0 | 0 | 0 | 0 | 0 | 0 | 0
| Transformer Loads | [35 empty] | Awaba 132_33kV Tx3 | -3.6724 | 0.57707 | -7.8074 | -20.2701 | -3.0314 | -0.019912 | -1.5518 | -0.066104 | -0.019065 | -3.2605 | 0 | 0 | 0 | 0 | 0 | 0 | 0 | 0 | 0 | 0 | 0 | 0 | 0 | 0 | 0 | 0 | 0 | 0 | 0 | 0 | 0 | 0
| Historical Loads | (MVA) | [7 empty] | 0: Weather Corrected Forecast Loads; 4: (MVA) |  |  |  | 0 | 0 | 0 | 0 | 0 | 0 | 0 | 0 | 0 | 0 | 0 | 0 | 0 | 0 | 0 | 0 | 0 | 0 | 0 | 0 | 0 | 0 | 0 | 0 | 0 | 0 | 0 | 0 | 0 | 0 | 0 | 0
|  | 07/08 | 08/09 | 09/10 | 10/11 | 11/12 | 12/13 | 13/14 |  | 14/15 | 15/16 | 16/17 | 17/18 | 18/19 | 19/20 | 20/21 | 21/22 | 22/23 | 23/24 | 24/25 | 25/26 | 26/27 | 27/28 | 28/29 | 29/30 | 30/31 | 31/32 | 32/33 | 33/34 | 34/35 | 35/36 | 36/37 | 37/38 | 38/39 |  |  |  | 0 | 0 | 0 | 0 | 0 | 0 | 0 | 0 | 0 | 0 | 0 | 0 | 0 | 0 | 0 | 0 | 0 | 0 | 0 | 0 | 0 | 0 | 0 | 0 | 0 | 0 | 0 | 0 | 0 | 0 | 0 | 0
| 0 | [36 empty] | 0 | 0 | 0 | 0 | 0 | 0 | 0 | 0 | 0 | 0 | 0 | 0 | 0 | 0 | 0 | 0 | 0 | 0 | 0 | 0 | 0 | 0 | 0 | 0 | 0 | 0 | 0 | 0 | 0 | 0 | 0 | 0
| Diversity Factor: 0 | [36 empty] | 0 | 0 | 0 | 0 | 0 | 0 | 0 | 0 | 0 | 0 | 0 | 0 | 0 | 0 | 0 | 0 | 0 | 0 | 0 | 0 | 0 | 0 | 0 | 0 | 0 | 0 | 0 | 0 | 0 | 0 | 0 | 0
[38 empty] | 0 | 0 | 0 | 0 | 0 | 0 | 0 | 0 | 0 | 0 | 0 | 0 | 0 | 0 | 0 | 0 | 0 | 0 | 0 | 0 | 0 | 0 | 0 | 0 | 0 | 0 | 0 | 0 | 0 | 0 | 0 | 0
[38 empty] | 0 | 0 | 0 | 0 | 0 | 0 | 0 | 0 | 0 | 0 | 0 | 0 | 0 | 0 | 0 | 0 | 0 | 0 | 0 | 0 | 0 | 0 | 0 | 0 | 0 | 0 | 0 | 0 | 0 | 0 | 0 | 0
| 0 | [36 empty] | 0 | 0 | 0 | 0 | 0 | 0 | 0 | 0 | 0 | 0 | 0 | 0 | 0 | 0 | 0 | 0 | 0 | 0 | 0 | 0 | 0 | 0 | 0 | 0 | 0 | 0 | 0 | 0 | 0 | 0 | 0 | 0
Diversity Factor: 0
[38 empty] | Historical Spots & Transfers | [6 empty] | Forecast Spots & Transfers
[35 empty] | Project Name | From | To | 07/08 | 08/09 | 09/10 | 10/11 | 11/12 | 12/13 | 13/14 | 14/15 | 15/16 | 16/17 | 17/18 | 18/19 | 19/20 | 20/21 | 21/22 | 22/23 | 23/24 | 24/25 | 25/26 | 26/27 | 27/28 | 28/29 | 29/30 | 30/31 | 31/32 | 32/33 | 33/34 | 34/35 | 35/36 | 36/37 | 37/38 | 38/39
| 0 | [33 empty] | Boolaroo 33_11kV Spots and Transfers |  | Awaba 132_33kV Tx1 | 0.21864 | 0.57183 | -0.93724 | -4.531 | -1.6894 | 0 | 0 | 0 | 0 | 0 | 0 | 0 | 0 | 0 | 0 | 0 | 0 | 0 | 0 | 0 | 0 | 0 | 0 | 0 | 0 | 0 | 0 | 0 | 0 | 0 | 0 | 0
| Diversity Factor: 0 | [33 empty] | Boolaroo 33_11kV Spots and Transfers |  | Awaba 132_33kV Tx2 | 0.22147 | 0.57923 | -0.94938 | -4.5897 | -1.7113 | 0 | 0 | 0 | 0 | 0 | 0 | 0 | 0 | 0 | 0 | 0 | 0 | 0 | 0 | 0 | 0 | 0 | 0 | 0 | 0 | 0 | 0 | 0 | 0 | 0 | 0 | 0
[35 empty] | Boolaroo 33_11kV Spots and Transfers |  | Awaba 132_33kV Tx3 | 0.22064 | 0.57707 | -0.94582 | -4.5725 | -1.7049 | 0 | 0 | 0 | 0 | 0 | 0 | 0 | 0 | 0 | 0 | 0 | 0 | 0 | 0 | 0 | 0 | 0 | 0 | 0 | 0 | 0 | 0 | 0 | 0 | 0 | 0 | 0
[35 empty] | STS Change: Croudace Bay 33_11kV Spots and Transfers |  | Awaba 132_33kV Tx1 | 0 | 0 | 0 | -7.9675 | 0 | 0 | 0 | 0 | 0 | 0 | 0 | 0 | 0 | 0 | 0 | 0 | 0 | 0 | 0 | 0 | 0 | 0 | 0 | 0 | 0 | 0 | 0 | 0 | 0 | 0 | 0 | 0
| 0 | [33 empty] | STS Change: Croudace Bay 33_11kV Spots and Transfers |  | Awaba 132_33kV Tx2 | 0 | 0 | 0 | -8.0707 | 0 | 0 | 0 | 0 | 0 | 0 | 0 | 0 | 0 | 0 | 0 | 0 | 0 | 0 | 0 | 0 | 0 | 0 | 0 | 0 | 0 | 0 | 0 | 0 | 0 | 0 | 0 | 0
| Diversity Factor: 0 | [33 empty] | STS Change: Croudace Bay 33_11kV Spots and Transfers |  | Awaba 132_33kV Tx3 | 0 | 0 | 0 | -8.0405 | 0 | 0 | 0 | 0 | 0 | 0 | 0 | 0 | 0 | 0 | 0 | 0 | 0 | 0 | 0 | 0 | 0 | 0 | 0 | 0 | 0 | 0 | 0 | 0 | 0 | 0 | 0 | 0
[35 empty] | STS Change: Edgeworth 33_11kV Spots and Transfers |  | Awaba 132_33kV Tx1 | 0 | 0 | -6.7993 | 0 | 0 | 0 | 0 | 0 | 0 | 0 | 0 | 0 | 0 | 0 | 0 | 0 | 0 | 0 | 0 | 0 | 0 | 0 | 0 | 0 | 0 | 0 | 0 | 0 | 0 | 0 | 0 | 0
[35 empty] | STS Change: Edgeworth 33_11kV Spots and Transfers |  | Awaba 132_33kV Tx2 | 0 | 0 | -6.8873 | 0 | 0 | 0 | 0 | 0 | 0 | 0 | 0 | 0 | 0 | 0 | 0 | 0 | 0 | 0 | 0 | 0 | 0 | 0 | 0 | 0 | 0 | 0 | 0 | 0 | 0 | 0 | 0 | 0
| 0 | [33 empty] | STS Change: Edgeworth 33_11kV Spots and Transfers |  | Awaba 132_33kV Tx3 | 0 | 0 | -6.8615 | 0 | 0 | 0 | 0 | 0 | 0 | 0 | 0 | 0 | 0 | 0 | 0 | 0 | 0 | 0 | 0 | 0 | 0 | 0 | 0 | 0 | 0 | 0 | 0 | 0 | 0 | 0 | 0 | 0
| Diversity Factor: 0 | [33 empty] | STS Change: Mt Hutton 33_11kV Spots and Transfers |  | Awaba 132_33kV Tx1 | 0 | 0 | 0 | -5.9774 | 0 | 0 | 0 | 0 | 0 | 0 | 0 | 0 | 0 | 0 | 0 | 0 | 0 | 0 | 0 | 0 | 0 | 0 | 0 | 0 | 0 | 0 | 0 | 0 | 0 | 0 | 0 | 0
[35 empty] | STS Change: Mt Hutton 33_11kV Spots and Transfers |  | Awaba 132_33kV Tx2 | 0 | 0 | 0 | -6.0548 | 0 | 0 | 0 | 0 | 0 | 0 | 0 | 0 | 0 | 0 | 0 | 0 | 0 | 0 | 0 | 0 | 0 | 0 | 0 | 0 | 0 | 0 | 0 | 0 | 0 | 0 | 0 | 0
[35 empty] | STS Change: Mt Hutton 33_11kV Spots and Transfers |  | Awaba 132_33kV Tx3 | 0 | 0 | 0 | -6.0321 | 0 | 0 | 0 | 0 | 0 | 0 | 0 | 0 | 0 | 0 | 0 | 0 | 0 | 0 | 0 | 0 | 0 | 0 | 0 | 0 | 0 | 0 | 0 | 0 | 0 | 0 | 0 | 0
| 0 | [33 empty] | STS Change: Stockton Borehole 33kV Spots and Transfers |  | Awaba 132_33kV Tx1 | 0 | 0 | 0 | 0 | -1.2848 | 0 | 0 | 0 | 0 | 0 | 0 | 0 | 0 | 0 | 0 | 0 | 0 | 0 | 0 | 0 | 0 | 0 | 0 | 0 | 0 | 0 | 0 | 0 | 0 | 0 | 0 | 0
| Diversity Factor: 0 | [33 empty] | STS Change: Stockton Borehole 33kV Spots and Transfers |  | Awaba 132_33kV Tx2 | 0 | 0 | 0 | 0 | -1.3014 | 0 | 0 | 0 | 0 | 0 | 0 | 0 | 0 | 0 | 0 | 0 | 0 | 0 | 0 | 0 | 0 | 0 | 0 | 0 | 0 | 0 | 0 | 0 | 0 | 0 | 0 | 0
[35 empty] | STS Change: Stockton Borehole 33kV Spots and Transfers |  | Awaba 132_33kV Tx3 | 0 | 0 | 0 | 0 | -1.2965 | 0 | 0 | 0 | 0 | 0 | 0 | 0 | 0 | 0 | 0 | 0 | 0 | 0 | 0 | 0 | 0 | 0 | 0 | 0 | 0 | 0 | 0 | 0 | 0 | 0 | 0 | 0
[35 empty] | STS Change: West Wallsend 2 33kV Spots and Transfers |  | Awaba 132_33kV Tx1 | 0 | 0 | 0 | -1.5858 | 0 | 0 | 0 | 0 | 0 | 0 | 0 | 0 | 0 | 0 | 0 | 0 | 0 | 0 | 0 | 0 | 0 | 0 | 0 | 0 | 0 | 0 | 0 | 0 | 0 | 0 | 0 | 0
| 0 | [33 empty] | STS Change: West Wallsend 2 33kV Spots and Transfers |  | Awaba 132_33kV Tx2 | 0 | 0 | 0 | -1.6063 | 0 | 0 | 0 | 0 | 0 | 0 | 0 | 0 | 0 | 0 | 0 | 0 | 0 | 0 | 0 | 0 | 0 | 0 | 0 | 0 | 0 | 0 | 0 | 0 | 0 | 0 | 0 | 0
| Diversity Factor: 0 | [33 empty] | STS Change: West Wallsend 2 33kV Spots and Transfers |  | Awaba 132_33kV Tx3 | 0 | 0 | 0 | -1.6003 | 0 | 0 | 0 | 0 | 0 | 0 | 0 | 0 | 0 | 0 | 0 | 0 | 0 | 0 | 0 | 0 | 0 | 0 | 0 | 0 | 0 | 0 | 0 | 0 | 0 | 0 | 0 | 0
[35 empty] | Toronto 33_11kV Spots and Transfers |  | Awaba 132_33kV Tx1 | -3.8577 | 0 | 0 | -0.024428 | -0.029718 | -0.019731 | -1.5377 | -0.065504 | -0.018892 | -3.2309 | 0 | 0 | 0 | 0 | 0 | 0 | 0 | 0 | 0 | 0 | 0 | 0 | 0 | 0 | 0 | 0 | 0 | 0 | 0 | 0 | 0 | 0
[35 empty] | Toronto 33_11kV Spots and Transfers |  | Awaba 132_33kV Tx2 | -3.9077 | 0 | 0 | -0.024744 | -0.030103 | -0.019987 | -1.5577 | -0.066353 | -0.019137 | -3.2728 | 0 | 0 | 0 | 0 | 0 | 0 | 0 | 0 | 0 | 0 | 0 | 0 | 0 | 0 | 0 | 0 | 0 | 0 | 0 | 0 | 0 | 0
| 0 | [33 empty] | Toronto 33_11kV Spots and Transfers |  | Awaba 132_33kV Tx3 | -3.893 | 0 | 0 | -0.024651 | -0.02999 | -0.019912 | -1.5518 | -0.066104 | -0.019065 | -3.2605 | 0 | 0 | 0 | 0 | 0 | 0 | 0 | 0 | 0 | 0 | 0 | 0 | 0 | 0 | 0 | 0 | 0 | 0 | 0 | 0 | 0 | 0
Diversity Factor: 0
0
Diversity Factor: 0
0
Diversity Factor: 0
| Weather Correction and Public Holiday Factors | [8 empty] | Forecast ROG
ROG Justification
| Actual loads for season 13/14 have been weather corrected by the following: | [6 empty] | 4.082% |  | Weighted ROG calculation based on downstream zone substations and customers | [59 empty] | Weighted ROG calculation based on downstream zone substations and customers
1 | 2 | 3 | 4 | 5 | 6 | 7 | 8 | 9 | 10 | 14/15 | 15/16 | 16/17 | 17/18 | 18/19 | 19/20 | 20/21 | 21/22 | 22/23 | 23/24 | 24/25 | 25/26 | 26/27 | 27/28 | 28/29 | 29/30 | 30/31 | 31/32 | 32/33 | 33/34 | 34/35 | 35/36 | 36/37 | 37/38 | 38/39
0.98792 | 0.97625 | #VALUE! | #VALUE! | #VALUE! | #VALUE! | #VALUE! | #VALUE! | #VALUE! | #VALUE! | -1.208% | -1.181%
Substation Load Detail
[7 empty] | Units | 13/14 |  | 14/15 | 15/16 | 16/17 | 17/18 | 18/19 | 19/20 | 20/21 | 21/22 | 22/23 | 23/24 | 24/25 | 25/26 | 26/27 | 27/28 | 28/29 | 29/30 | 30/31 | 31/32 | 32/33 | 33/34 | 34/35 | 35/36 | 36/37 | 37/38 | 38/39
1 | Awaba 132_33kV | Compensated |  | Load (LV side) |  |  | Amps | 380 |  | 387.1576 | 381.5863 | 210.757 | 210.757 | 210.757 | 210.757 | 210.757 | 210.757 | 210.757 | 210.757 | 210.757 | 210.757 | 210.757 | 210.757 | 210.757 | 210.757 | 210.757 | 210.757 | 210.757 | 210.757 | 210.757 | 210.757 | 210.757 | 210.757 | 210.757
|  |  |  | Apparent Power |  |  | MVA | 21.744 |  | 22.129 | 21.8106 | 12.0464 | 12.0464 | 12.0464 | 12.0464 | 12.0464 | 12.0464 | 12.0464 | 12.0464 | 12.0464 | 12.0464 | 12.0464 | 12.0464 | 12.0464 | 12.0464 | 12.0464 | 12.0464 | 12.0464 | 12.0464 | 12.0464 | 12.0464 | 12.0464 | 12.0464 | 12.0464
|  |  |  | Real Power |  |  | MW | 20.5916 | 21.4022 | 20.9562 | 20.6546 | 11.4079 | 11.4079 | 11.4079 | 11.4079 | 11.4079 | 11.4079 | 11.4079 | 11.4079 | 11.4079 | 11.4079 | 11.4079 | 11.4079 | 11.4079 | 11.4079 | 11.4079 | 11.4079 | 11.4079 | 11.4079 | 11.4079 | 11.4079 | 11.4079 | 11.4079 | 11.4079
|  |  |  | Reactive Power |  |  | MVAr | 6.9849 |  | 7.1086 | 7.0063 | 3.8697 | 3.8697 | 3.8697 | 3.8697 | 3.8697 | 3.8697 | 3.8697 | 3.8697 | 3.8697 | 3.8697 | 3.8697 | 3.8697 | 3.8697 | 3.8697 | 3.8697 | 3.8697 | 3.8697 | 3.8697 | 3.8697 | 3.8697 | 3.8697 | 3.8697 | 3.8697
|  |  |  | Capacitors In Service |  |  | MVAr | 0 |  | 0 | 0 | 0 | 0 | 0 | 0 | 0 | 0 | 0 | 0 | 0 | 0 | 0 | 0 | 0 | 0 | 0 | 0 | 0 | 0 | 0 | 0 | 0 | 0 | 0
|  |  |  | PF |  |  |  | 0.947 |  | 0.947 | 0.947 | 0.947 | 0.947 | 0.947 | 0.947 | 0.947 | 0.947 | 0.947 | 0.947 | 0.947 | 0.947 | 0.947 | 0.947 | 0.947 | 0.947 | 0.947 | 0.947 | 0.947 | 0.947 | 0.947 | 0.947 | 0.947 | 0.947 | 0.947
0.95906 | Diversity Factor: 0.96 | Uncompensated |  | Reactive Power |  |  | MVAr | 6.9849 | 7.2599 | 7.1086 | 7.0063 | 3.8697 | 3.8697 | 3.8697 | 3.8697 | 3.8697 | 3.8697 | 3.8697 | 3.8697 | 3.8697 | 3.8697 | 3.8697 | 3.8697 | 3.8697 | 3.8697 | 3.8697 | 3.8697 | 3.8697 | 3.8697 | 3.8697 | 3.8697 | 3.8697 | 3.8697 | 3.8697
|  |  |  | PF |  |  |  | 0.947 |  | 0.947 | 0.947 | 0.947 | 0.947 | 0.947 | 0.947 | 0.947 | 0.947 | 0.947 | 0.947 | 0.947 | 0.947 | 0.947 | 0.947 | 0.947 | 0.947 | 0.947 | 0.947 | 0.947 | 0.947 | 0.947 | 0.947 | 0.947 | 0.947 | 0.947
[10 empty] | 1 | 2 | 3 | 4 | 5 | 6 | 7 | 8 | 9 | 10 | 11 | 12 | 13 | 14 | 15 | 16 | 17 | 18 | 19 | 20 | 21 | 22 | 23 | 24 | 25
Transformer Load Detail
[7 empty] | Units | 13/14 |  | 14/15 | 15/16 | 16/17 | 17/18 | 18/19 | 19/20 | 20/21 | 21/22 | 22/23 | 23/24 | 24/25 | 25/26 | 26/27 | 27/28 | 28/29 | 29/30 | 30/31 | 31/32 | 32/33 | 33/34 | 34/35 | 35/36 | 36/37 | 37/38 | 38/39
| 0 | Compensated |  | Load (LV side) |  |  | Amps
|  |  |  | Apparent Power |  |  | MVA
|  |  |  | Real Power |  |  | MW
|  |  |  | Reactive Power |  |  | MVAr
|  |  |  | Capacitors In Service |  |  | MVAr
PF
| Zone Div: | Uncompensated |  | Reactive Power |  |  | MVAr
PF
| 0 | Compensated |  | Load (LV side) |  |  | Amps
|  |  |  | Apparent Power |  |  | MVA
|  |  |  | Real Power |  |  | MW
|  |  |  | Reactive Power |  |  | MVAr
|  |  |  | Capacitors In Service |  |  | MVAr
PF
| Zone Div: | Uncompensated |  | Reactive Power |  |  | MVAr
PF
| 0 | Compensated |  | Load (LV side) |  |  | Amps
|  |  |  | Apparent Power |  |  | MVA
|  |  |  | Real Power |  |  | MW
|  |  |  | Reactive Power |  |  | MVAr
|  |  |  | Capacitors In Service |  |  | MVAr
PF
| Zone Div: | Uncompensated |  | Reactive Power |  |  | MVAr
PF
| 0 | Compensated |  | Load (LV side) |  |  | Amps
|  |  |  | Apparent Power |  |  | MVA
|  |  |  | Real Power |  |  | MW
|  |  |  | Reactive Power |  |  | MVAr
|  |  |  | Capacitors In Service |  |  | MVAr
PF
| Zone Div: | Uncompensated |  | Reactive Power |  |  | MVAr
PF
| 0 | Compensated |  | Load (LV side) |  |  | Amps
|  |  |  | Apparent Power |  |  | MVA
|  |  |  | Real Power |  |  | MW
|  |  |  | Reactive Power |  |  | MVAr
|  |  |  | Capacitors In Service |  |  | MVAr
PF
| Zone Div: | Uncompensated |  | Reactive Power |  |  | MVAr
PF
| 0 | Compensated |  | Load (LV side) |  |  | Amps
|  |  |  | Apparent Power |  |  | MVA
|  |  |  | Real Power |  |  | MW
|  |  |  | Reactive Power |  |  | MVAr
|  |  |  | Capacitors In Service |  |  | MVAr
PF
| Zone Div: | Uncompensated |  | Reactive Power |  |  | MVAr
PF
| 0 | Compensated |  | Load (LV side) |  |  | Amps
|  |  |  | Apparent Power |  |  | MVA
|  |  |  | Real Power |  |  | MW
|  |  |  | Reactive Power |  |  | MVAr
|  |  |  | Capacitors In Service |  |  | MVAr
PF
| Zone Div: | Uncompensated |  | Reactive Power |  |  | MVAr
PF
| 0 | Compensated |  | Load (LV side) |  |  | Amps
|  |  |  | Apparent Power |  |  | MVA
|  |  |  | Real Power |  |  | MW
|  |  |  | Reactive Power |  |  | MVAr
|  |  |  | Capacitors In Service |  |  | MVAr
PF
| Zone Div: | Uncompensated |  | Reactive Power |  |  | MVAr
PF
| 0 | Compensated |  | Load (LV side) |  |  | Amps
|  |  |  | Apparent Power |  |  | MVA
|  |  |  | Real Power |  |  | MW
|  |  |  | Reactive Power |  |  | MVAr
|  |  |  | Capacitors In Service |  |  | MVAr
PF
| Zone Div: | Uncompensated |  | Reactive Power |  |  | MVAr
PF
| 0 | Compensated |  | Load (LV side) |  |  | Amps
|  |  |  | Apparent Power |  |  | MVA
|  |  |  | Real Power |  |  | MW
|  |  |  | Reactive Power |  |  | MVAr
|  |  |  | Capacitors In Service |  |  | MVAr
PF
| Zone Div: | Uncompensated |  | Reactive Power |  |  | MVAr
PF

## Beresfield 132_33kV
| Beresfield 132_33kV | [16 empty] | 2015 | SUMMER
| Substation Total Loads | [33 empty] | Spots & Transfers Detail
| Historical Loads | (MVA) | [7 empty] | Weather Corrected Forecast Loads |  |  |  | (MVA) | [20 empty] | Spots & Transfers Summary | (MVA) |  | Historical Spots & Transfers | [6 empty] | Forecast Spots & Transfers
|  | 07/08 | 08/09 | 09/10 | 10/11 | 11/12 | 12/13 | 13/14 |  | 14/15 | 15/16 | 16/17 | 17/18 | 18/19 | 19/20 | 20/21 | 21/22 | 22/23 | 23/24 | 24/25 | 25/26 | 26/27 | 27/28 | 28/29 | 29/30 | 30/31 | 31/32 | 32/33 | 33/34 | 34/35 | 35/36 | 36/37 | 37/38 | 38/39 |  |  |  | 07/08 | 08/09 | 09/10 | 10/11 | 11/12 | 12/13 | 13/14 | 14/15 | 15/16 | 16/17 | 17/18 | 18/19 | 19/20 | 20/21 | 21/22 | 22/23 | 23/24 | 24/25 | 25/26 | 26/27 | 27/28 | 28/29 | 29/30 | 30/31 | 31/32 | 32/33 | 33/34 | 34/35 | 35/36 | 36/37 | 37/38 | 38/39
| Total | 44 | 113.248 | 102.406 | 107.156 | 96.311 | 97.662 | 87.293 |  | 81.6509 | 81.3591 | 86.3268 | 85.8257 | 85.8057 | 86.3168 | 81.9042 | 82.9185 | 83.7913 | 84.7665 | 85.6426 | 86.6707 | 87.713 | 88.8502 | 90.0499 | 91.2502 | 92.4505 | 93.6779 | 94.9328 | 96.2156 | 97.5267 | 98.8664 | 100.2352 | 101.6334 | 103.0616 |  |  | Total | 5.779 | -2.2204e-16 | 0.42159 | 1.8987 | -15.1984 | 14.4737 | 2.1338 | -7.0614 | 0.80604 | 0.29081 | -0.15228 | -0.020069 | 0.5111 | 1.0121 | 1.0792 | 0.92715 | 1.0346 | 0.92818 | 1.0878 | 1.1012 | 1.1997 | 1.2638 | 1.2627 | 1.2609 | 1.2877 | 1.3148 | 1.3423 | 1.3701 | 1.3984 | 1.427 | 1.456 | 1.4854
| Firm Rating | 0 | 0 | 142.9 | 142.9 | 142.9 | 142.9 | 114.32 |  | 114.32 | 114.32 | 114.32 | 114.32 | 114.32 | 114.32 | 114.32 | 114.32 | 114.32 | 114.32 | 114.32 | 114.32 | 114.32 | 114.32 | 114.32 | 114.32 | 114.32 | 114.32 | 114.32 | 114.32 | 114.32 | 114.32 | 114.32 | 114.32 | 114.32
| Total Capacity | 0 | 0 | 240 | 240 | 240 | 240 | 229 |  | 229 | 229 | 229 | 229 | 229 | 229 | 229 | 229 | 229 | 229 | 229 | 229 | 229 | 229 | 229 | 229 | 229 | 229 | 229 | 229 | 229 | 229 | 229 | 229 | 229 |  |  | Beresfield 132_33kV Tx1 | 2.8927 | 5e-10 | 0.21103 | 0.9504 | -7.6077 | 7.245 | 1.0681 | -3.5347 | 0.40347 | 0.14557 | -0.076225 | -0.010046 | 0.25584 | 0.50661 | 0.54019 | 0.4641 | 0.51789 | 0.46461 | 0.54449 | 0.55123 | 0.60054 | 0.63261 | 0.63205 | 0.63116 | 0.64455 | 0.65813 | 0.6719 | 0.68584 | 0.69997 | 0.7143 | 0.72881 | 0.74352
|  | -7 | -6 | -5 | -4 | -3 | -2 | -1 |  | 0 | 1 | 2 | 3 | 4 | 5 | 6 | 7 | 8 | 9 | 10 | 11 | 12 | 13 | 14 | 15 | 16 | 17 | 18 | 19 | 20 | 21 | 22 | 23 | 24 |  |  | Beresfield 132_33kV Tx3 | 2.8862 | -5e-10 | 0.21056 | 0.94827 | -7.5907 | 7.2288 | 1.0657 | -3.5268 | 0.40257 | 0.14524 | -0.076054 | -0.010023 | 0.25526 | 0.50548 | 0.53898 | 0.46306 | 0.51673 | 0.46357 | 0.54327 | 0.54999 | 0.5992 | 0.63119 | 0.63063 | 0.62974 | 0.64311 | 0.65666 | 0.67039 | 0.68431 | 0.69841 | 0.7127 | 0.72718 | 0.74185
| Transformer Loads | [36 empty] | 0 | 0 | 0 | 0 | 0 | 0 | 0 | 0 | 0 | 0 | 0 | 0 | 0 | 0 | 0 | 0 | 0 | 0 | 0 | 0 | 0 | 0 | 0 | 0 | 0 | 0 | 0 | 0 | 0 | 0 | 0 | 0
| Historical Loads | (MVA) | [7 empty] | 0: Weather Corrected Forecast Loads; 4: (MVA) |  |  |  | 0 | 0 | 0 | 0 | 0 | 0 | 0 | 0 | 0 | 0 | 0 | 0 | 0 | 0 | 0 | 0 | 0 | 0 | 0 | 0 | 0 | 0 | 0 | 0 | 0 | 0 | 0 | 0 | 0 | 0 | 0 | 0
|  | 07/08 | 08/09 | 09/10 | 10/11 | 11/12 | 12/13 | 13/14 |  | 14/15 | 15/16 | 16/17 | 17/18 | 18/19 | 19/20 | 20/21 | 21/22 | 22/23 | 23/24 | 24/25 | 25/26 | 26/27 | 27/28 | 28/29 | 29/30 | 30/31 | 31/32 | 32/33 | 33/34 | 34/35 | 35/36 | 36/37 | 37/38 | 38/39 |  |  |  | 0 | 0 | 0 | 0 | 0 | 0 | 0 | 0 | 0 | 0 | 0 | 0 | 0 | 0 | 0 | 0 | 0 | 0 | 0 | 0 | 0 | 0 | 0 | 0 | 0 | 0 | 0 | 0 | 0 | 0 | 0 | 0
| 0 | [36 empty] | 0 | 0 | 0 | 0 | 0 | 0 | 0 | 0 | 0 | 0 | 0 | 0 | 0 | 0 | 0 | 0 | 0 | 0 | 0 | 0 | 0 | 0 | 0 | 0 | 0 | 0 | 0 | 0 | 0 | 0 | 0 | 0
| Diversity Factor: 0 | [36 empty] | 0 | 0 | 0 | 0 | 0 | 0 | 0 | 0 | 0 | 0 | 0 | 0 | 0 | 0 | 0 | 0 | 0 | 0 | 0 | 0 | 0 | 0 | 0 | 0 | 0 | 0 | 0 | 0 | 0 | 0 | 0 | 0
[38 empty] | 0 | 0 | 0 | 0 | 0 | 0 | 0 | 0 | 0 | 0 | 0 | 0 | 0 | 0 | 0 | 0 | 0 | 0 | 0 | 0 | 0 | 0 | 0 | 0 | 0 | 0 | 0 | 0 | 0 | 0 | 0 | 0
[38 empty] | 0 | 0 | 0 | 0 | 0 | 0 | 0 | 0 | 0 | 0 | 0 | 0 | 0 | 0 | 0 | 0 | 0 | 0 | 0 | 0 | 0 | 0 | 0 | 0 | 0 | 0 | 0 | 0 | 0 | 0 | 0 | 0
| 0 | [36 empty] | 0 | 0 | 0 | 0 | 0 | 0 | 0 | 0 | 0 | 0 | 0 | 0 | 0 | 0 | 0 | 0 | 0 | 0 | 0 | 0 | 0 | 0 | 0 | 0 | 0 | 0 | 0 | 0 | 0 | 0 | 0 | 0
Diversity Factor: 0
[38 empty] | Historical Spots & Transfers | [6 empty] | Forecast Spots & Transfers
[35 empty] | Project Name | From | To | 07/08 | 08/09 | 09/10 | 10/11 | 11/12 | 12/13 | 13/14 | 14/15 | 15/16 | 16/17 | 17/18 | 18/19 | 19/20 | 20/21 | 21/22 | 22/23 | 23/24 | 24/25 | 25/26 | 26/27 | 27/28 | 28/29 | 29/30 | 30/31 | 31/32 | 32/33 | 33/34 | 34/35 | 35/36 | 36/37 | 37/38 | 38/39
| 0 | [33 empty] | Data Correction: Beresfield 132_33kV Spots and Transfers |  | Beresfield 132_33kV Tx1 | 0 | 0 | 0 | 0 | -7.3582 | 7.3582 | 0 | 0 | 0 | 0 | 0 | 0 | 0 | 0 | 0 | 0 | 0 | 0 | 0 | 0 | 0 | 0 | 0 | 0 | 0 | 0 | 0 | 0 | 0 | 0 | 0 | 0
| Diversity Factor: 0 | [33 empty] | Data Correction: Beresfield 132_33kV Spots and Transfers |  | Beresfield 132_33kV Tx3 | 0 | 0 | 0 | 0 | -7.3418 | 7.3418 | 0 | 0 | 0 | 0 | 0 | 0 | 0 | 0 | 0 | 0 | 0 | 0 | 0 | 0 | 0 | 0 | 0 | 0 | 0 | 0 | 0 | 0 | 0 | 0 | 0 | 0
[35 empty] | East Maitland 33_11kV Spots and Transfers |  | Beresfield 132_33kV Tx1 | 0.34738 | -0.61519 | 0 | -0.052212 | -0.099753 | -0.032272 | -0.0042379 | -0.14105 | -13.8746 | 0 | 0 | 0 | 0 | 0 | 0 | 0 | 0 | 0 | 0 | 0 | 0 | 0 | 0 | 0 | 0 | 0 | 0 | 0 | 0 | 0 | 0 | 0
[35 empty] | East Maitland 33_11kV Spots and Transfers |  | Beresfield 132_33kV Tx3 | 0.34661 | -0.61382 | 0 | -0.052095 | -0.09953 | -0.0322 | -0.0042284 | -0.14073 | -13.8435 | 0 | 0 | 0 | 0 | 0 | 0 | 0 | 0 | 0 | 0 | 0 | 0 | 0 | 0 | 0 | 0 | 0 | 0 | 0 | 0 | 0 | 0 | 0
| 0 | [33 empty] | Metford 33_11kV Spots and Transfers |  | Beresfield 132_33kV Tx1 | 0 | 0 | 0 | 0 | 0 | 0 | 0 | 0 | 14.3996 | 0.19198 | -0.056988 | -0.050182 | 0.06175 | 0.15414 | 0.17357 | 0.14867 | 0.16733 | 0.1458 | 0.1772 | 0.17916 | 0.19883 | 0.21119 | 0.21027 | 0.20897 | 0.21366 | 0.21841 | 0.22323 | 0.22811 | 0.23307 | 0.23808 | 0.24317 | 0.24832
| Diversity Factor: 0 | [33 empty] | Metford 33_11kV Spots and Transfers |  | Beresfield 132_33kV Tx3 | 0 | 0 | 0 | 0 | 0 | 0 | 0 | 0 | 14.3673 | 0.19155 | -0.05686 | -0.05007 | 0.061612 | 0.15379 | 0.17319 | 0.14833 | 0.16696 | 0.14548 | 0.1768 | 0.17876 | 0.19838 | 0.21072 | 0.2098 | 0.2085 | 0.21318 | 0.21792 | 0.22273 | 0.2276 | 0.23254 | 0.23755 | 0.24263 | 0.24777
[35 empty] | STS Change: Hexham Metal 33kV Spots and Transfers |  | Beresfield 132_33kV Tx1 | 0 | 0 | 0 | 0 | 0 | 0 | 0 | -0.85134 | 0 | 0 | 0 | 0 | 0 | 0 | 0 | 0 | 0 | 0 | 0 | 0 | 0 | 0 | 0 | 0 | 0 | 0 | 0 | 0 | 0 | 0 | 0 | 0
[35 empty] | STS Change: Hexham Metal 33kV Spots and Transfers |  | Beresfield 132_33kV Tx1 | 0 | 0 | 0 | 0.84033 | 0 | 0 | 0 | 0 | 0 | 0 | 0 | 0 | 0 | 0 | 0 | 0 | 0 | 0 | 0 | 0 | 0 | 0 | 0 | 0 | 0 | 0 | 0 | 0 | 0 | 0 | 0 | 0
| 0 | [33 empty] | STS Change: Hexham Metal 33kV Spots and Transfers |  | Beresfield 132_33kV Tx3 | 0 | 0 | 0 | 0 | 0 | 0 | 0 | -0.84943 | 0 | 0 | 0 | 0 | 0 | 0 | 0 | 0 | 0 | 0 | 0 | 0 | 0 | 0 | 0 | 0 | 0 | 0 | 0 | 0 | 0 | 0 | 0 | 0
| Diversity Factor: 0 | [33 empty] | STS Change: Hexham Metal 33kV Spots and Transfers |  | Beresfield 132_33kV Tx3 | 0 | 0 | 0 | 0.83845 | 0 | 0 | 0 | 0 | 0 | 0 | 0 | 0 | 0 | 0 | 0 | 0 | 0 | 0 | 0 | 0 | 0 | 0 | 0 | 0 | 0 | 0 | 0 | 0 | 0 | 0 | 0 | 0
[35 empty] | Tarro 33_11kV Spots and Transfers |  | Beresfield 132_33kV Tx1 | 0.20596 | -1.3528 | 0 | -0.057714 | -0.097412 | -0.066603 | -0.774 | -0.21711 | -0.074131 | -0.043728 | -0.029258 | 0.001365 | 0.083423 | 0.13355 | 0.13353 | 0.11038 | 0.13487 | 0.11373 | 0.13433 | 0.13563 | 0.15005 | 0.15875 | 0.15838 | 0.15713 | 0.16046 | 0.16383 | 0.16725 | 0.17071 | 0.17421 | 0.17776 | 0.18136 | 0.185
[35 empty] | Tarro 33_11kV Spots and Transfers |  | Beresfield 132_33kV Tx3 | 0.2055 | -1.3497 | 0 | -0.057585 | -0.097194 | -0.066454 | -0.77227 | -0.21663 | -0.073965 | -0.04363 | -0.029192 | 0.0013619 | 0.083237 | 0.13325 | 0.13323 | 0.11013 | 0.13457 | 0.11347 | 0.13403 | 0.13532 | 0.14971 | 0.15839 | 0.15802 | 0.15678 | 0.1601 | 0.16347 | 0.16688 | 0.17033 | 0.17383 | 0.17737 | 0.18095 | 0.18458
| 0 | [33 empty] | Thornton 33_11kV Spots and Transfers |  | Beresfield 132_33kV Tx1 | 2.3394 | 1.968 | 0.21103 | 0.22573 | -0.031723 | -0.011303 | 1.8473 | -0.10407 | -0.047388 | -0.0026834 | 0.010021 | 0.038772 | 0.11066 | 0.21893 | 0.23308 | 0.20505 | 0.21569 | 0.20508 | 0.23296 | 0.23644 | 0.25167 | 0.26267 | 0.2634 | 0.26506 | 0.27044 | 0.27589 | 0.28141 | 0.28702 | 0.29269 | 0.29845 | 0.30428 | 0.3102
| Diversity Factor: 0 | [33 empty] | Thornton 33_11kV Spots and Transfers |  | Beresfield 132_33kV Tx3 | 2.3341 | 1.9636 | 0.21056 | 0.22522 | -0.031652 | -0.011278 | 1.8432 | -0.10383 | -0.047282 | -0.0026774 | 0.0099989 | 0.038685 | 0.11041 | 0.21844 | 0.23256 | 0.20459 | 0.21521 | 0.20462 | 0.23244 | 0.23591 | 0.2511 | 0.26208 | 0.26281 | 0.26447 | 0.26983 | 0.27527 | 0.28079 | 0.28637 | 0.29204 | 0.29778 | 0.3036 | 0.3095
[35 empty] | Wallalong 33_11kV Spots and Transfers |  | Beresfield 132_33kV Tx1 | 0 | 0 | 0 | -0.0057364 | -0.020607 | -0.003093 | -0.001031 | -2.2211 | 0 | 0 | 0 | 0 | 0 | 0 | 0 | 0 | 0 | 0 | 0 | 0 | 0 | 0 | 0 | 0 | 0 | 0 | 0 | 0 | 0 | 0 | 0 | 0
[35 empty] | Wallalong 33_11kV Spots and Transfers |  | Beresfield 132_33kV Tx3 | 0 | 0 | 0 | -0.0057236 | -0.02056 | -0.0030861 | -0.0010287 | -2.2161 | 0 | 0 | 0 | 0 | 0 | 0 | 0 | 0 | 0 | 0 | 0 | 0 | 0 | 0 | 0 | 0 | 0 | 0 | 0 | 0 | 0 | 0 | 0 | 0
0
Diversity Factor: 0
0
Diversity Factor: 0
0
Diversity Factor: 0
0
Diversity Factor: 0
| Weather Correction and Public Holiday Factors | [8 empty] | Forecast ROG
ROG Justification
| Actual loads for season 13/14 have been weather corrected by the following: | [6 empty] | 22.13% |  | Weighted ROG calculation based on downstream zone substations and customers | [59 empty] | Weighted ROG calculation based on downstream zone substations and customers
1 | 2 | 3 | 4 | 5 | 6 | 7 | 8 | 9 | 10 | 14/15 | 15/16 | 16/17 | 17/18 | 18/19 | 19/20 | 20/21 | 21/22 | 22/23 | 23/24 | 24/25 | 25/26 | 26/27 | 27/28 | 28/29 | 29/30 | 30/31 | 31/32 | 32/33 | 33/34 | 34/35 | 35/36 | 36/37 | 37/38 | 38/39
0.97981 | 0.96724 | 0.9593 | 0.95542 | 0.95542 | 0.95542 | 0.95542 | 0.95542 | 0.95542 | 0.95542 | -2.019% | -1.283% | -0.821% | -0.404% | 0% | 0% | 0% | 0% | 0% | 0% | 0% | 0% | 0% | 0% | 0% | 0% | 0% | 0% | 0% | 0% | 0% | 0% | 0% | 0% | 0%
Substation Load Detail
[7 empty] | Units | 13/14 |  | 14/15 | 15/16 | 16/17 | 17/18 | 18/19 | 19/20 | 20/21 | 21/22 | 22/23 | 23/24 | 24/25 | 25/26 | 26/27 | 27/28 | 28/29 | 29/30 | 30/31 | 31/32 | 32/33 | 33/34 | 34/35 | 35/36 | 36/37 | 37/38 | 38/39
1 | Beresfield 132_33kV | Compensated |  | Load (LV side) |  |  | Amps | 1527 |  | 1428.52 | 1423.41 | 1510.32 | 1501.56 | 1501.21 | 1510.15 | 1432.95 | 1450.69 | 1465.96 | 1483.02 | 1498.35 | 1516.34 | 1534.58 | 1554.47 | 1575.46 | 1596.46 | 1617.46 | 1638.93 | 1660.89 | 1683.33 | 1706.27 | 1729.71 | 1753.66 | 1778.12 | 1803.11
|  |  |  | Apparent Power |  |  | MVA | 87.293 |  | 81.6509 | 81.3591 | 86.3268 | 85.8257 | 85.8057 | 86.3168 | 81.9042 | 82.9185 | 83.7913 | 84.7665 | 85.6426 | 86.6707 | 87.713 | 88.8502 | 90.0499 | 91.2502 | 92.4505 | 93.6779 | 94.9328 | 96.2156 | 97.5267 | 98.8664 | 100.2352 | 101.6334 | 103.0616
|  |  |  | Real Power |  |  | MW | 81.87 | 90.0924 | 81.6506 | 81.359 | 80.9638 | 80.4939 | 80.4751 | 80.9544 | 81.9036 | 82.9158 | 83.7853 | 84.7557 | 85.6262 | 86.6464 | 87.6792 | 88.8044 | 89.9897 | 91.1739 | 92.3565 | 93.5641 | 94.7973 | 96.0562 | 97.3412 | 98.6527 | 99.9911 | 101.3565 | 102.7496
|  |  |  | Reactive Power |  |  | MVAr | 30.2881 |  | 0.20698 | 0.099098 | 29.9529 | 29.779 | 29.7721 | 29.9494 | 0.30058 | 0.67502 | 0.99672 | 1.3557 | 1.6778 | 2.0552 | 2.4373 | 2.8535 | 3.292 | 3.7302 | 4.1677 | 4.6144 | 5.0706 | 5.5364 | 6.0118 | 6.497 | 6.9921 | 7.4973 | 8.0127
|  |  |  | Capacitors In Service |  |  | MVAr | 0 |  | 30 | 30 | 0 | 0 | 0 | 0 | 30 | 30 | 30 | 30 | 30 | 30 | 30 | 30 | 30 | 30 | 30 | 30 | 30 | 30 | 30 | 30 | 30 | 30 | 30
|  |  |  | PF |  |  |  | 0.93788 |  | 1 | 1 | 0.93788 | 0.93788 | 0.93788 | 0.93788 | 0.99999 | 0.99997 | 0.99993 | 0.99987 | 0.99981 | 0.99972 | 0.99961 | 0.99948 | 0.99933 | 0.99916 | 0.99898 | 0.99879 | 0.99857 | 0.99834 | 0.9981 | 0.99784 | 0.99756 | 0.99728 | 0.99697
0.98211 | Diversity Factor: 0.98 | Uncompensated |  | Reactive Power |  |  | MVAr | 30.2881 | 33.33 | 30.207 | 30.0991 | 29.9529 | 29.779 | 29.7721 | 29.9494 | 30.3006 | 30.675 | 30.9967 | 31.3557 | 31.6777 | 32.0552 | 32.4373 | 32.8535 | 33.292 | 33.7302 | 34.1677 | 34.6144 | 35.0706 | 35.5364 | 36.0118 | 36.497 | 36.9921 | 37.4973 | 38.0127
|  |  |  | PF |  |  |  | 0.93788 |  | 0.93788 | 0.93788 | 0.93788 | 0.93788 | 0.93788 | 0.93788 | 0.93788 | 0.93788 | 0.93788 | 0.93788 | 0.93788 | 0.93788 | 0.93788 | 0.93788 | 0.93788 | 0.93788 | 0.93788 | 0.93788 | 0.93788 | 0.93788 | 0.93788 | 0.93788 | 0.93788 | 0.93788 | 0.93788
[10 empty] | 1 | 2 | 3 | 4 | 5 | 6 | 7 | 8 | 9 | 10 | 11 | 12 | 13 | 14 | 15 | 16 | 17 | 18 | 19 | 20 | 21 | 22 | 23 | 24 | 25
Transformer Load Detail
[7 empty] | Units | 13/14 |  | 14/15 | 15/16 | 16/17 | 17/18 | 18/19 | 19/20 | 20/21 | 21/22 | 22/23 | 23/24 | 24/25 | 25/26 | 26/27 | 27/28 | 28/29 | 29/30 | 30/31 | 31/32 | 32/33 | 33/34 | 34/35 | 35/36 | 36/37 | 37/38 | 38/39
| 0 | Compensated |  | Load (LV side) |  |  | Amps
|  |  |  | Apparent Power |  |  | MVA
|  |  |  | Real Power |  |  | MW
|  |  |  | Reactive Power |  |  | MVAr
|  |  |  | Capacitors In Service |  |  | MVAr
PF
| Zone Div: | Uncompensated |  | Reactive Power |  |  | MVAr
PF
| 0 | Compensated |  | Load (LV side) |  |  | Amps
|  |  |  | Apparent Power |  |  | MVA
|  |  |  | Real Power |  |  | MW
|  |  |  | Reactive Power |  |  | MVAr
|  |  |  | Capacitors In Service |  |  | MVAr
PF
| Zone Div: | Uncompensated |  | Reactive Power |  |  | MVAr
PF
| 0 | Compensated |  | Load (LV side) |  |  | Amps
|  |  |  | Apparent Power |  |  | MVA
|  |  |  | Real Power |  |  | MW
|  |  |  | Reactive Power |  |  | MVAr
|  |  |  | Capacitors In Service |  |  | MVAr
PF
| Zone Div: | Uncompensated |  | Reactive Power |  |  | MVAr
PF
| 0 | Compensated |  | Load (LV side) |  |  | Amps
|  |  |  | Apparent Power |  |  | MVA
|  |  |  | Real Power |  |  | MW
|  |  |  | Reactive Power |  |  | MVAr
|  |  |  | Capacitors In Service |  |  | MVAr
PF
| Zone Div: | Uncompensated |  | Reactive Power |  |  | MVAr
PF
| 0 | Compensated |  | Load (LV side) |  |  | Amps
|  |  |  | Apparent Power |  |  | MVA
|  |  |  | Real Power |  |  | MW
|  |  |  | Reactive Power |  |  | MVAr
|  |  |  | Capacitors In Service |  |  | MVAr
PF
| Zone Div: | Uncompensated |  | Reactive Power |  |  | MVAr
PF
| 0 | Compensated |  | Load (LV side) |  |  | Amps
|  |  |  | Apparent Power |  |  | MVA
|  |  |  | Real Power |  |  | MW
|  |  |  | Reactive Power |  |  | MVAr
|  |  |  | Capacitors In Service |  |  | MVAr
PF
| Zone Div: | Uncompensated |  | Reactive Power |  |  | MVAr
PF
| 0 | Compensated |  | Load (LV side) |  |  | Amps
|  |  |  | Apparent Power |  |  | MVA
|  |  |  | Real Power |  |  | MW
|  |  |  | Reactive Power |  |  | MVAr
|  |  |  | Capacitors In Service |  |  | MVAr
PF
| Zone Div: | Uncompensated |  | Reactive Power |  |  | MVAr
PF
| 0 | Compensated |  | Load (LV side) |  |  | Amps
|  |  |  | Apparent Power |  |  | MVA
|  |  |  | Real Power |  |  | MW
|  |  |  | Reactive Power |  |  | MVAr
|  |  |  | Capacitors In Service |  |  | MVAr
PF
| Zone Div: | Uncompensated |  | Reactive Power |  |  | MVAr
PF
| 0 | Compensated |  | Load (LV side) |  |  | Amps
|  |  |  | Apparent Power |  |  | MVA
|  |  |  | Real Power |  |  | MW
|  |  |  | Reactive Power |  |  | MVAr
|  |  |  | Capacitors In Service |  |  | MVAr
PF
| Zone Div: | Uncompensated |  | Reactive Power |  |  | MVAr
PF
| 0 | Compensated |  | Load (LV side) |  |  | Amps
|  |  |  | Apparent Power |  |  | MVA
|  |  |  | Real Power |  |  | MW
|  |  |  | Reactive Power |  |  | MVAr
|  |  |  | Capacitors In Service |  |  | MVAr
PF
| Zone Div: | Uncompensated |  | Reactive Power |  |  | MVAr
PF

## Eraring 132_33kV
| Eraring 132_33kV | [16 empty] | 2015 | SUMMER
| Substation Total Loads | [33 empty] | Spots & Transfers Detail
| Historical Loads | (MVA) | [7 empty] | Weather Corrected Forecast Loads |  |  |  | (MVA) | [20 empty] | Spots & Transfers Summary | (MVA) |  | Historical Spots & Transfers | [6 empty] | Forecast Spots & Transfers
|  | 07/08 | 08/09 | 09/10 | 10/11 | 11/12 | 12/13 | 13/14 |  | 14/15 | 15/16 | 16/17 | 17/18 | 18/19 | 19/20 | 20/21 | 21/22 | 22/23 | 23/24 | 24/25 | 25/26 | 26/27 | 27/28 | 28/29 | 29/30 | 30/31 | 31/32 | 32/33 | 33/34 | 34/35 | 35/36 | 36/37 | 37/38 | 38/39 |  |  |  | 07/08 | 08/09 | 09/10 | 10/11 | 11/12 | 12/13 | 13/14 | 14/15 | 15/16 | 16/17 | 17/18 | 18/19 | 19/20 | 20/21 | 21/22 | 22/23 | 23/24 | 24/25 | 25/26 | 26/27 | 27/28 | 28/29 | 29/30 | 30/31 | 31/32 | 32/33 | 33/34 | 34/35 | 35/36 | 36/37 | 37/38 | 38/39
| Total | 39.1 | 33.457 | 30.6 | 33.158 | 31.249 | 29.606 | 28.341 |  | 27.7513 | 27.4807 | 27.3505 | 27.3213 | 27.4487 | 27.7237 | 28.0923 | 28.4407 | 28.7456 | 29.0705 | 29.3853 | 29.7206 | 30.0604 | 30.4128 | 30.7747 | 31.1394 | 31.5076 | 31.8816 | 32.2617 | 32.6479 | 33.0402 | 33.4388 | 33.8437 | 34.255 | 34.6727 |  |  | Total | 0 | -16.1357 | 0.61578 | -0.14836 | -0.077858 | -0.018716 | -3.1063 | -0.14155 | -0.04308 | 0.018236 | 0.044578 | 0.12747 | 0.275 | 0.36856 | 0.34843 | 0.30482 | 0.32497 | 0.3148 | 0.3353 | 0.33983 | 0.35232 | 0.36192 | 0.36476 | 0.36813 | 0.37407 | 0.38008 | 0.38617 | 0.39233 | 0.39857 | 0.40489 | 0.41128 | 0.41776
| Firm Rating | 0 | 0 | 66 | 66 | 66 | 69.5 | 69.5 |  | 69.5 | 69.5 | 69.5 | 69.5 | 69.5 | 69.5 | 69.5 | 69.5 | 69.5 | 69.5 | 69.5 | 69.5 | 69.5 | 69.5 | 69.5 | 69.5 | 69.5 | 69.5 | 69.5 | 69.5 | 69.5 | 69.5 | 69.5 | 69.5 | 69.5
| Total Capacity | 0 | 0 | 120 | 120 | 120 | 134 | 134 |  | 134 | 134 | 134 | 134 | 134 | 134 | 134 | 134 | 134 | 134 | 134 | 134 | 134 | 134 | 134 | 134 | 134 | 134 | 134 | 134 | 134 | 134 | 134 | 134 | 134 |  |  | Eraring 132_33kV Tx1 | 0 | -7.8905 | 0.30112 | -0.072551 | -0.038073 | -0.0091525 | -1.519 | -0.069221 | -0.021066 | 0.0089175 | 0.021799 | 0.062335 | 0.13448 | 0.18023 | 0.17039 | 0.14906 | 0.15891 | 0.15394 | 0.16396 | 0.16618 | 0.17229 | 0.17698 | 0.17837 | 0.18002 | 0.18292 | 0.18586 | 0.18884 | 0.19185 | 0.1949 | 0.19799 | 0.20112 | 0.20429
|  | -7 | -6 | -5 | -4 | -3 | -2 | -1 |  | 0 | 1 | 2 | 3 | 4 | 5 | 6 | 7 | 8 | 9 | 10 | 11 | 12 | 13 | 14 | 15 | 16 | 17 | 18 | 19 | 20 | 21 | 22 | 23 | 24 |  |  | Eraring 132_33kV Tx2 | 0 | -8.2452 | 0.31466 | -0.075813 | -0.039785 | -0.0095639 | -1.5873 | -0.072332 | -0.022013 | 0.0093184 | 0.022779 | 0.065137 | 0.14052 | 0.18833 | 0.17805 | 0.15576 | 0.16606 | 0.16086 | 0.17134 | 0.17365 | 0.18003 | 0.18494 | 0.18639 | 0.18811 | 0.19115 | 0.19422 | 0.19733 | 0.20048 | 0.20367 | 0.20689 | 0.21016 | 0.21347
| Transformer Loads | [36 empty] | 0 | 0 | 0 | 0 | 0 | 0 | 0 | 0 | 0 | 0 | 0 | 0 | 0 | 0 | 0 | 0 | 0 | 0 | 0 | 0 | 0 | 0 | 0 | 0 | 0 | 0 | 0 | 0 | 0 | 0 | 0 | 0
| Historical Loads | (MVA) | [7 empty] | 0: Weather Corrected Forecast Loads; 4: (MVA) |  |  |  | 0 | 0 | 0 | 0 | 0 | 0 | 0 | 0 | 0 | 0 | 0 | 0 | 0 | 0 | 0 | 0 | 0 | 0 | 0 | 0 | 0 | 0 | 0 | 0 | 0 | 0 | 0 | 0 | 0 | 0 | 0 | 0
|  | 07/08 | 08/09 | 09/10 | 10/11 | 11/12 | 12/13 | 13/14 |  | 14/15 | 15/16 | 16/17 | 17/18 | 18/19 | 19/20 | 20/21 | 21/22 | 22/23 | 23/24 | 24/25 | 25/26 | 26/27 | 27/28 | 28/29 | 29/30 | 30/31 | 31/32 | 32/33 | 33/34 | 34/35 | 35/36 | 36/37 | 37/38 | 38/39 |  |  |  | 0 | 0 | 0 | 0 | 0 | 0 | 0 | 0 | 0 | 0 | 0 | 0 | 0 | 0 | 0 | 0 | 0 | 0 | 0 | 0 | 0 | 0 | 0 | 0 | 0 | 0 | 0 | 0 | 0 | 0 | 0 | 0
| 0 | [36 empty] | 0 | 0 | 0 | 0 | 0 | 0 | 0 | 0 | 0 | 0 | 0 | 0 | 0 | 0 | 0 | 0 | 0 | 0 | 0 | 0 | 0 | 0 | 0 | 0 | 0 | 0 | 0 | 0 | 0 | 0 | 0 | 0
| Diversity Factor: 0 | [36 empty] | 0 | 0 | 0 | 0 | 0 | 0 | 0 | 0 | 0 | 0 | 0 | 0 | 0 | 0 | 0 | 0 | 0 | 0 | 0 | 0 | 0 | 0 | 0 | 0 | 0 | 0 | 0 | 0 | 0 | 0 | 0 | 0
[38 empty] | 0 | 0 | 0 | 0 | 0 | 0 | 0 | 0 | 0 | 0 | 0 | 0 | 0 | 0 | 0 | 0 | 0 | 0 | 0 | 0 | 0 | 0 | 0 | 0 | 0 | 0 | 0 | 0 | 0 | 0 | 0 | 0
[38 empty] | 0 | 0 | 0 | 0 | 0 | 0 | 0 | 0 | 0 | 0 | 0 | 0 | 0 | 0 | 0 | 0 | 0 | 0 | 0 | 0 | 0 | 0 | 0 | 0 | 0 | 0 | 0 | 0 | 0 | 0 | 0 | 0
| 0 | [36 empty] | 0 | 0 | 0 | 0 | 0 | 0 | 0 | 0 | 0 | 0 | 0 | 0 | 0 | 0 | 0 | 0 | 0 | 0 | 0 | 0 | 0 | 0 | 0 | 0 | 0 | 0 | 0 | 0 | 0 | 0 | 0 | 0
Diversity Factor: 0
[38 empty] | Historical Spots & Transfers | [6 empty] | Forecast Spots & Transfers
[35 empty] | Project Name | From | To | 07/08 | 08/09 | 09/10 | 10/11 | 11/12 | 12/13 | 13/14 | 14/15 | 15/16 | 16/17 | 17/18 | 18/19 | 19/20 | 20/21 | 21/22 | 22/23 | 23/24 | 24/25 | 25/26 | 26/27 | 27/28 | 28/29 | 29/30 | 30/31 | 31/32 | 32/33 | 33/34 | 34/35 | 35/36 | 36/37 | 37/38 | 38/39
| 0 | [33 empty] | Avondale 33_11kV Spots and Transfers |  | Eraring 132_33kV Tx1 | 0 | -4.6441 | 0.30112 | -0.072551 | -0.038073 | -0.0091525 | -1.519 | -0.069221 | -0.021066 | 0.0089175 | 0.021799 | 0.062335 | 0.13448 | 0.18023 | 0.17039 | 0.14906 | 0.15891 | 0.15394 | 0.16396 | 0.16618 | 0.17229 | 0.17698 | 0.17837 | 0.18002 | 0.18292 | 0.18586 | 0.18884 | 0.19185 | 0.1949 | 0.19799 | 0.20112 | 0.20429
| Diversity Factor: 0 | [33 empty] | Avondale 33_11kV Spots and Transfers |  | Eraring 132_33kV Tx2 | 0 | -4.8529 | 0.31466 | -0.075813 | -0.039785 | -0.0095639 | -1.5873 | -0.072332 | -0.022013 | 0.0093184 | 0.022779 | 0.065137 | 0.14052 | 0.18833 | 0.17805 | 0.15576 | 0.16606 | 0.16086 | 0.17134 | 0.17365 | 0.18003 | 0.18494 | 0.18639 | 0.18811 | 0.19115 | 0.19422 | 0.19733 | 0.20048 | 0.20367 | 0.20689 | 0.21016 | 0.21347
[35 empty] | Morisset 33_11kV Temp Spots and Transfers |  | Eraring 132_33kV Tx1 | 0 | -3.2464 | 0 | 0 | 0 | 0 | 0 | 0 | 0 | 0 | 0 | 0 | 0 | 0 | 0 | 0 | 0 | 0 | 0 | 0 | 0 | 0 | 0 | 0 | 0 | 0 | 0 | 0 | 0 | 0 | 0 | 0
[35 empty] | Morisset 33_11kV Temp Spots and Transfers |  | Eraring 132_33kV Tx2 | 0 | -3.3924 | 0 | 0 | 0 | 0 | 0 | 0 | 0 | 0 | 0 | 0 | 0 | 0 | 0 | 0 | 0 | 0 | 0 | 0 | 0 | 0 | 0 | 0 | 0 | 0 | 0 | 0 | 0 | 0 | 0 | 0
0
Diversity Factor: 0
0
Diversity Factor: 0
0
Diversity Factor: 0
0
Diversity Factor: 0
0
Diversity Factor: 0
0
Diversity Factor: 0
0
Diversity Factor: 0
| Weather Correction and Public Holiday Factors | [8 empty] | Forecast ROG
ROG Justification
| Actual loads for season 13/14 have been weather corrected by the following: | [6 empty] | 2.756% |  | Weighted ROG calculation based on downstream zone substations and customers | [59 empty] | Weighted ROG calculation based on downstream zone substations and customers
1 | 2 | 3 | 4 | 5 | 6 | 7 | 8 | 9 | 10 | 14/15 | 15/16 | 16/17 | 17/18 | 18/19 | 19/20 | 20/21 | 21/22 | 22/23 | 23/24 | 24/25 | 25/26 | 26/27 | 27/28 | 28/29 | 29/30 | 30/31 | 31/32 | 32/33 | 33/34 | 34/35 | 35/36 | 36/37 | 37/38 | 38/39
0.99162 | 0.98349 | 0.97818 | 0.97554 | 0.97554 | 0.97554 | 0.97554 | 0.97554 | 0.97554 | 0.97554 | -0.838% | -0.82% | -0.54% | -0.27% | 0% | 0% | 0% | 0% | 0% | 0% | 0% | 0% | 0% | 0% | 0% | 0% | 0% | 0% | 0% | 0% | 0% | 0% | 0% | 0% | 0%
Substation Load Detail
[7 empty] | Units | 13/14 |  | 14/15 | 15/16 | 16/17 | 17/18 | 18/19 | 19/20 | 20/21 | 21/22 | 22/23 | 23/24 | 24/25 | 25/26 | 26/27 | 27/28 | 28/29 | 29/30 | 30/31 | 31/32 | 32/33 | 33/34 | 34/35 | 35/36 | 36/37 | 37/38 | 38/39
1 | Eraring 132_33kV | Compensated |  | Load (LV side) |  |  | Amps | 496 |  | 485.5225 | 480.7875 | 478.5103 | 477.9983 | 480.2285 | 485.0397 | 491.4877 | 497.5837 | 502.9167 | 508.6021 | 514.1097 | 519.9759 | 525.9213 | 532.0853 | 538.4173 | 544.7989 | 551.2396 | 557.784 | 564.4337 | 571.1899 | 578.0538 | 585.027 | 592.1106 | 599.3062 | 606.6151
|  |  |  | Apparent Power |  |  | MVA | 28.341 |  | 27.7513 | 27.4807 | 27.3505 | 27.3213 | 27.4487 | 27.7237 | 28.0923 | 28.4407 | 28.7456 | 29.0705 | 29.3853 | 29.7206 | 30.0604 | 30.4128 | 30.7747 | 31.1394 | 31.5076 | 31.8816 | 32.2617 | 32.6479 | 33.0402 | 33.4388 | 33.8437 | 34.255 | 34.6727
|  |  |  | Real Power |  |  | MW | 26.6122 | 26.3859 | 26.0319 | 25.778 | 25.6559 | 25.6285 | 25.7482 | 26.0064 | 26.3525 | 26.6796 | 26.9659 | 27.271 | 27.5666 | 27.8815 | 28.2005 | 28.5314 | 28.8712 | 29.2137 | 29.5594 | 29.9107 | 30.2676 | 30.6302 | 30.9986 | 31.3728 | 31.753 | 32.1392 | 32.5315
|  |  |  | Reactive Power |  |  | MVAr | 9.747 |  | 9.6166 | 9.5229 | 9.4778 | 9.4675 | 9.5114 | 9.6059 | 9.7327 | 9.8525 | 9.9573 | 10.0691 | 10.1774 | 10.2927 | 10.4096 | 10.5307 | 10.6552 | 10.7806 | 10.9072 | 11.0359 | 11.1666 | 11.2994 | 11.4344 | 11.5714 | 11.7107 | 11.8521 | 11.9958
|  |  |  | Capacitors In Service |  |  | MVAr | 0 |  | 0 | 0 | 0 | 0 | 0 | 0 | 0 | 0 | 0 | 0 | 0 | 0 | 0 | 0 | 0 | 0 | 0 | 0 | 0 | 0 | 0 | 0 | 0 | 0 | 0
|  |  |  | PF |  |  |  | 0.939 |  | 0.93804 | 0.93804 | 0.93804 | 0.93804 | 0.93805 | 0.93805 | 0.93807 | 0.93808 | 0.93809 | 0.9381 | 0.93811 | 0.93812 | 0.93813 | 0.93814 | 0.93815 | 0.93816 | 0.93817 | 0.93818 | 0.93819 | 0.9382 | 0.93821 | 0.93822 | 0.93823 | 0.93824 | 0.93824
0.85066 | Diversity Factor: 0.85 | Uncompensated |  | Reactive Power |  |  | MVAr | 9.747 | 9.6641 | 9.6166 | 9.5229 | 9.4778 | 9.4675 | 9.5114 | 9.6059 | 9.7327 | 9.8525 | 9.9573 | 10.0691 | 10.1774 | 10.2927 | 10.4096 | 10.5307 | 10.6552 | 10.7806 | 10.9072 | 11.0359 | 11.1666 | 11.2994 | 11.4344 | 11.5714 | 11.7107 | 11.8521 | 11.9958
|  |  |  | PF |  |  |  | 0.939 |  | 0.93804 | 0.93804 | 0.93804 | 0.93804 | 0.93805 | 0.93805 | 0.93807 | 0.93808 | 0.93809 | 0.9381 | 0.93811 | 0.93812 | 0.93813 | 0.93814 | 0.93815 | 0.93816 | 0.93817 | 0.93818 | 0.93819 | 0.9382 | 0.93821 | 0.93822 | 0.93823 | 0.93824 | 0.93824
[10 empty] | 1 | 2 | 3 | 4 | 5 | 6 | 7 | 8 | 9 | 10 | 11 | 12 | 13 | 14 | 15 | 16 | 17 | 18 | 19 | 20 | 21 | 22 | 23 | 24 | 25
Transformer Load Detail
[7 empty] | Units | 13/14 |  | 14/15 | 15/16 | 16/17 | 17/18 | 18/19 | 19/20 | 20/21 | 21/22 | 22/23 | 23/24 | 24/25 | 25/26 | 26/27 | 27/28 | 28/29 | 29/30 | 30/31 | 31/32 | 32/33 | 33/34 | 34/35 | 35/36 | 36/37 | 37/38 | 38/39
| 0 | Compensated |  | Load (LV side) |  |  | Amps
|  |  |  | Apparent Power |  |  | MVA
|  |  |  | Real Power |  |  | MW
|  |  |  | Reactive Power |  |  | MVAr
|  |  |  | Capacitors In Service |  |  | MVAr
PF
| Zone Div: | Uncompensated |  | Reactive Power |  |  | MVAr
PF
| 0 | Compensated |  | Load (LV side) |  |  | Amps
|  |  |  | Apparent Power |  |  | MVA
|  |  |  | Real Power |  |  | MW
|  |  |  | Reactive Power |  |  | MVAr
|  |  |  | Capacitors In Service |  |  | MVAr
PF
| Zone Div: | Uncompensated |  | Reactive Power |  |  | MVAr
PF
| 0 | Compensated |  | Load (LV side) |  |  | Amps
|  |  |  | Apparent Power |  |  | MVA
|  |  |  | Real Power |  |  | MW
|  |  |  | Reactive Power |  |  | MVAr
|  |  |  | Capacitors In Service |  |  | MVAr
PF
| Zone Div: | Uncompensated |  | Reactive Power |  |  | MVAr
PF
| 0 | Compensated |  | Load (LV side) |  |  | Amps
|  |  |  | Apparent Power |  |  | MVA
|  |  |  | Real Power |  |  | MW
|  |  |  | Reactive Power |  |  | MVAr
|  |  |  | Capacitors In Service |  |  | MVAr
PF
| Zone Div: | Uncompensated |  | Reactive Power |  |  | MVAr
PF
| 0 | Compensated |  | Load (LV side) |  |  | Amps
|  |  |  | Apparent Power |  |  | MVA
|  |  |  | Real Power |  |  | MW
|  |  |  | Reactive Power |  |  | MVAr
|  |  |  | Capacitors In Service |  |  | MVAr
PF
| Zone Div: | Uncompensated |  | Reactive Power |  |  | MVAr
PF
| 0 | Compensated |  | Load (LV side) |  |  | Amps
|  |  |  | Apparent Power |  |  | MVA
|  |  |  | Real Power |  |  | MW
|  |  |  | Reactive Power |  |  | MVAr
|  |  |  | Capacitors In Service |  |  | MVAr
PF
| Zone Div: | Uncompensated |  | Reactive Power |  |  | MVAr
PF
| 0 | Compensated |  | Load (LV side) |  |  | Amps
|  |  |  | Apparent Power |  |  | MVA
|  |  |  | Real Power |  |  | MW
|  |  |  | Reactive Power |  |  | MVAr
|  |  |  | Capacitors In Service |  |  | MVAr
PF
| Zone Div: | Uncompensated |  | Reactive Power |  |  | MVAr
PF
| 0 | Compensated |  | Load (LV side) |  |  | Amps
|  |  |  | Apparent Power |  |  | MVA
|  |  |  | Real Power |  |  | MW
|  |  |  | Reactive Power |  |  | MVAr
|  |  |  | Capacitors In Service |  |  | MVAr
PF
| Zone Div: | Uncompensated |  | Reactive Power |  |  | MVAr
PF
| 0 | Compensated |  | Load (LV side) |  |  | Amps
|  |  |  | Apparent Power |  |  | MVA
|  |  |  | Real Power |  |  | MW
|  |  |  | Reactive Power |  |  | MVAr
|  |  |  | Capacitors In Service |  |  | MVAr
PF
| Zone Div: | Uncompensated |  | Reactive Power |  |  | MVAr
PF
| 0 | Compensated |  | Load (LV side) |  |  | Amps
|  |  |  | Apparent Power |  |  | MVA
|  |  |  | Real Power |  |  | MW
|  |  |  | Reactive Power |  |  | MVAr
|  |  |  | Capacitors In Service |  |  | MVAr
PF
| Zone Div: | Uncompensated |  | Reactive Power |  |  | MVAr
PF

## Kooragang 132_33kV
| Kooragang 132_33kV | [16 empty] | 2015 | SUMMER
[6 empty] | Commissioned |  | 2009-11-26
| Substation Total Loads | [33 empty] | Spots & Transfers Detail
| Historical Loads | (MVA) | [7 empty] | Weather Corrected Forecast Loads |  |  |  | (MVA) | [20 empty] | Spots & Transfers Summary | (MVA) |  | Historical Spots & Transfers | [6 empty] | Forecast Spots & Transfers
|  | 07/08 | 08/09 | 09/10 | 10/11 | 11/12 | 12/13 | 13/14 |  | 14/15 | 15/16 | 16/17 | 17/18 | 18/19 | 19/20 | 20/21 | 21/22 | 22/23 | 23/24 | 24/25 | 25/26 | 26/27 | 27/28 | 28/29 | 29/30 | 30/31 | 31/32 | 32/33 | 33/34 | 34/35 | 35/36 | 36/37 | 37/38 | 38/39 |  |  |  | 07/08 | 08/09 | 09/10 | 10/11 | 11/12 | 12/13 | 13/14 | 14/15 | 15/16 | 16/17 | 17/18 | 18/19 | 19/20 | 20/21 | 21/22 | 22/23 | 23/24 | 24/25 | 25/26 | 26/27 | 27/28 | 28/29 | 29/30 | 30/31 | 31/32 | 32/33 | 33/34 | 34/35 | 35/36 | 36/37 | 37/38 | 38/39
| Total |  |  |  | 34.047 | 56.203 | 61.596 | 63.362 |  | 67.2876 | 67.2876 | 67.2876 | 67.2876 | 67.2876 | 67.2876 | 67.2876 | 67.2876 | 67.2876 | 67.2876 | 67.2876 | 67.2876 | 67.2876 | 67.2876 | 67.2876 | 67.2876 | 67.2876 | 67.2876 | 67.2876 | 67.2876 | 67.2876 | 67.2876 | 67.2876 | 67.2876 | 67.2876 |  |  | Total | 0 | 0 | 0 | 16.4611 | 22.0579 | 0 | 0 | 1.7008 | 0 | 0 | 0 | 0 | 0 | 0 | 0 | 0 | 0 | 0 | 0 | 0 | 0 | 0 | 0 | 0 | 0 | 0 | 0 | 0 | 0 | 0 | 0 | 0
| Firm Rating | 0 | 0 | 142.9 | 142.9 | 142.9 | 142.89 | 142.89 |  | 142.89 | 142.89 | 142.89 | 142.89 | 142.89 | 142.89 | 142.89 | 142.89 | 142.89 | 142.89 | 142.89 | 142.89 | 142.89 | 142.89 | 142.89 | 142.89 | 142.89 | 142.89 | 142.89 | 142.89 | 142.89 | 142.89 | 142.89 | 142.89 | 142.89
| Total Capacity | 0 | 0 | 240 | 240 | 240 | 286 | 286 |  | 286 | 286 | 286 | 286 | 286 | 286 | 286 | 286 | 286 | 286 | 286 | 286 | 286 | 286 | 286 | 286 | 286 | 286 | 286 | 286 | 286 | 286 | 286 | 286 | 286 |  |  | Kooragang 132_33kV Tx1 | 0 | 0 | 0 | 10.2541 | 13.7404 | 0 | 0 | 1.0595 | 0 | 0 | 0 | 0 | 0 | 0 | 0 | 0 | 0 | 0 | 0 | 0 | 0 | 0 | 0 | 0 | 0 | 0 | 0 | 0 | 0 | 0 | 0 | 0
|  | -7 | -6 | -5 | -4 | -3 | -2 | -1 |  | 0 | 1 | 2 | 3 | 4 | 5 | 6 | 7 | 8 | 9 | 10 | 11 | 12 | 13 | 14 | 15 | 16 | 17 | 18 | 19 | 20 | 21 | 22 | 23 | 24 |  |  | Kooragang 132_33kV Tx3 | 0 | 0 | 0 | 6.207 | 8.3174 | 0 | 0 | 0.64132 | 0 | 0 | 0 | 0 | 0 | 0 | 0 | 0 | 0 | 0 | 0 | 0 | 0 | 0 | 0 | 0 | 0 | 0 | 0 | 0 | 0 | 0 | 0 | 0
| Transformer Loads | [36 empty] | 0 | 0 | 0 | 0 | 0 | 0 | 0 | 0 | 0 | 0 | 0 | 0 | 0 | 0 | 0 | 0 | 0 | 0 | 0 | 0 | 0 | 0 | 0 | 0 | 0 | 0 | 0 | 0 | 0 | 0 | 0 | 0
| Historical Loads | (MVA) | [7 empty] | 0: Weather Corrected Forecast Loads; 4: (MVA) |  |  |  | 0 | 0 | 0 | 0 | 0 | 0 | 0 | 0 | 0 | 0 | 0 | 0 | 0 | 0 | 0 | 0 | 0 | 0 | 0 | 0 | 0 | 0 | 0 | 0 | 0 | 0 | 0 | 0 | 0 | 0 | 0 | 0
|  | 07/08 | 08/09 | 09/10 | 10/11 | 11/12 | 12/13 | 13/14 |  | 14/15 | 15/16 | 16/17 | 17/18 | 18/19 | 19/20 | 20/21 | 21/22 | 22/23 | 23/24 | 24/25 | 25/26 | 26/27 | 27/28 | 28/29 | 29/30 | 30/31 | 31/32 | 32/33 | 33/34 | 34/35 | 35/36 | 36/37 | 37/38 | 38/39 |  |  |  | 0 | 0 | 0 | 0 | 0 | 0 | 0 | 0 | 0 | 0 | 0 | 0 | 0 | 0 | 0 | 0 | 0 | 0 | 0 | 0 | 0 | 0 | 0 | 0 | 0 | 0 | 0 | 0 | 0 | 0 | 0 | 0
| 0 | [36 empty] | 0 | 0 | 0 | 0 | 0 | 0 | 0 | 0 | 0 | 0 | 0 | 0 | 0 | 0 | 0 | 0 | 0 | 0 | 0 | 0 | 0 | 0 | 0 | 0 | 0 | 0 | 0 | 0 | 0 | 0 | 0 | 0
| Diversity Factor: 0 | [36 empty] | 0 | 0 | 0 | 0 | 0 | 0 | 0 | 0 | 0 | 0 | 0 | 0 | 0 | 0 | 0 | 0 | 0 | 0 | 0 | 0 | 0 | 0 | 0 | 0 | 0 | 0 | 0 | 0 | 0 | 0 | 0 | 0
[38 empty] | 0 | 0 | 0 | 0 | 0 | 0 | 0 | 0 | 0 | 0 | 0 | 0 | 0 | 0 | 0 | 0 | 0 | 0 | 0 | 0 | 0 | 0 | 0 | 0 | 0 | 0 | 0 | 0 | 0 | 0 | 0 | 0
[38 empty] | 0 | 0 | 0 | 0 | 0 | 0 | 0 | 0 | 0 | 0 | 0 | 0 | 0 | 0 | 0 | 0 | 0 | 0 | 0 | 0 | 0 | 0 | 0 | 0 | 0 | 0 | 0 | 0 | 0 | 0 | 0 | 0
| 0 | [36 empty] | 0 | 0 | 0 | 0 | 0 | 0 | 0 | 0 | 0 | 0 | 0 | 0 | 0 | 0 | 0 | 0 | 0 | 0 | 0 | 0 | 0 | 0 | 0 | 0 | 0 | 0 | 0 | 0 | 0 | 0 | 0 | 0
Diversity Factor: 0
[38 empty] | Historical Spots & Transfers | [6 empty] | Forecast Spots & Transfers
[35 empty] | Project Name | From | To | 07/08 | 08/09 | 09/10 | 10/11 | 11/12 | 12/13 | 13/14 | 14/15 | 15/16 | 16/17 | 17/18 | 18/19 | 19/20 | 20/21 | 21/22 | 22/23 | 23/24 | 24/25 | 25/26 | 26/27 | 27/28 | 28/29 | 29/30 | 30/31 | 31/32 | 32/33 | 33/34 | 34/35 | 35/36 | 36/37 | 37/38 | 38/39
| 0 | [33 empty] | STS Change: Hexham Metal 33kV Spots and Transfers |  | Kooragang 132_33kV Tx1 | 0 | 0 | 0 | 0 | 0 | 0 | 0 | 1.0595 | 0 | 0 | 0 | 0 | 0 | 0 | 0 | 0 | 0 | 0 | 0 | 0 | 0 | 0 | 0 | 0 | 0 | 0 | 0 | 0 | 0 | 0 | 0 | 0
| Diversity Factor: 0 | [33 empty] | STS Change: Hexham Metal 33kV Spots and Transfers |  | Kooragang 132_33kV Tx3 | 0 | 0 | 0 | 0 | 0 | 0 | 0 | 0.64132 | 0 | 0 | 0 | 0 | 0 | 0 | 0 | 0 | 0 | 0 | 0 | 0 | 0 | 0 | 0 | 0 | 0 | 0 | 0 | 0 | 0 | 0 | 0 | 0
[35 empty] | STS Change: Kooragang West 33kV Spots and Transfers |  | Kooragang 132_33kV Tx1 | 0 | 0 | 0 | 0 | 13.7404 | 0 | 0 | 0 | 0 | 0 | 0 | 0 | 0 | 0 | 0 | 0 | 0 | 0 | 0 | 0 | 0 | 0 | 0 | 0 | 0 | 0 | 0 | 0 | 0 | 0 | 0 | 0
[35 empty] | STS Change: Kooragang West 33kV Spots and Transfers |  | Kooragang 132_33kV Tx1 | 0 | 0 | 0 | 10.2541 | 0 | 0 | 0 | 0 | 0 | 0 | 0 | 0 | 0 | 0 | 0 | 0 | 0 | 0 | 0 | 0 | 0 | 0 | 0 | 0 | 0 | 0 | 0 | 0 | 0 | 0 | 0 | 0
| 0 | [33 empty] | STS Change: Kooragang West 33kV Spots and Transfers |  | Kooragang 132_33kV Tx3 | 0 | 0 | 0 | 6.207 | 0 | 0 | 0 | 0 | 0 | 0 | 0 | 0 | 0 | 0 | 0 | 0 | 0 | 0 | 0 | 0 | 0 | 0 | 0 | 0 | 0 | 0 | 0 | 0 | 0 | 0 | 0 | 0
| Diversity Factor: 0 | [33 empty] | STS Change: Kooragang West 33kV Spots and Transfers |  | Kooragang 132_33kV Tx3 | 0 | 0 | 0 | 0 | 8.3174 | 0 | 0 | 0 | 0 | 0 | 0 | 0 | 0 | 0 | 0 | 0 | 0 | 0 | 0 | 0 | 0 | 0 | 0 | 0 | 0 | 0 | 0 | 0 | 0 | 0 | 0 | 0
0
Diversity Factor: 0
0
Diversity Factor: 0
0
Diversity Factor: 0
0
Diversity Factor: 0
0
Diversity Factor: 0
0
Diversity Factor: 0
| Weather Correction and Public Holiday Factors | [8 empty] | Forecast ROG
ROG Justification
| Actual loads for season 13/14 have been weather corrected by the following: | [6 empty] | 3.781% |  | Weighted ROG calculation based on downstream zone substations and customers | [59 empty] | Weighted ROG calculation based on downstream zone substations and customers
1 | 2 | 3 | 4 | 5 | 6 | 7 | 8 | 9 | 10 | 14/15 | 15/16 | 16/17 | 17/18 | 18/19 | 19/20 | 20/21 | 21/22 | 22/23 | 23/24 | 24/25 | 25/26 | 26/27 | 27/28 | 28/29 | 29/30 | 30/31 | 31/32 | 32/33 | 33/34 | 34/35 | 35/36 | 36/37 | 37/38 | 38/39
1 | 1 | 1 | 1 | 1 | 1 | 1 | 1 | 1 | 1 | 0% | 0% | 0% | 0% | 0% | 0% | 0% | 0% | 0% | 0% | 0% | 0% | 0% | 0% | 0% | 0% | 0% | 0% | 0% | 0% | 0% | 0% | 0% | 0% | 0%
Substation Load Detail
[7 empty] | Units | 13/14 |  | 14/15 | 15/16 | 16/17 | 17/18 | 18/19 | 19/20 | 20/21 | 21/22 | 22/23 | 23/24 | 24/25 | 25/26 | 26/27 | 27/28 | 28/29 | 29/30 | 30/31 | 31/32 | 32/33 | 33/34 | 34/35 | 35/36 | 36/37 | 37/38 | 38/39
1 | Kooragang 132_33kV | Compensated |  | Load (LV side) |  |  | Amps | 1109 |  | 1177.22 | 1177.22 | 1177.22 | 1177.22 | 1177.22 | 1177.22 | 1177.22 | 1177.22 | 1177.22 | 1177.22 | 1177.22 | 1177.22 | 1177.22 | 1177.22 | 1177.22 | 1177.22 | 1177.22 | 1177.22 | 1177.22 | 1177.22 | 1177.22 | 1177.22 | 1177.22 | 1177.22 | 1177.22
|  |  |  | Apparent Power |  |  | MVA | 63.362 |  | 67.2876 | 67.2876 | 67.2876 | 67.2876 | 67.2876 | 67.2876 | 67.2876 | 67.2876 | 67.2876 | 67.2876 | 67.2876 | 67.2876 | 67.2876 | 67.2876 | 67.2876 | 67.2876 | 67.2876 | 67.2876 | 67.2876 | 67.2876 | 67.2876 | 67.2876 | 67.2876 | 67.2876 | 67.2876
|  |  |  | Real Power |  |  | MW | 60.48 | 62.8071 | 64.4305 | 64.4305 | 64.4305 | 64.4305 | 64.4305 | 64.4305 | 64.4305 | 64.4305 | 64.4305 | 64.4305 | 64.4305 | 64.4305 | 64.4305 | 64.4305 | 64.4305 | 64.4305 | 64.4305 | 64.4305 | 64.4305 | 64.4305 | 64.4305 | 64.4305 | 64.4305 | 64.4305 | 64.4305
|  |  |  | Reactive Power |  |  | MVAr | 18.8921 |  | 19.3992 | 19.3992 | 19.3992 | 19.3992 | 19.3992 | 19.3992 | 19.3992 | 19.3992 | 19.3992 | 19.3992 | 19.3992 | 19.3992 | 19.3992 | 19.3992 | 19.3992 | 19.3992 | 19.3992 | 19.3992 | 19.3992 | 19.3992 | 19.3992 | 19.3992 | 19.3992 | 19.3992 | 19.3992
|  |  |  | Capacitors In Service |  |  | MVAr | 0 |  | 0 | 0 | 0 | 0 | 0 | 0 | 0 | 0 | 0 | 0 | 0 | 0 | 0 | 0 | 0 | 0 | 0 | 0 | 0 | 0 | 0 | 0 | 0 | 0 | 0
|  |  |  | PF |  |  |  | 0.95452 |  | 0.95754 | 0.95754 | 0.95754 | 0.95754 | 0.95754 | 0.95754 | 0.95754 | 0.95754 | 0.95754 | 0.95754 | 0.95754 | 0.95754 | 0.95754 | 0.95754 | 0.95754 | 0.95754 | 0.95754 | 0.95754 | 0.95754 | 0.95754 | 0.95754 | 0.95754 | 0.95754 | 0.95754 | 0.95754
0.54512 | Diversity Factor: 0.55 | Uncompensated |  | Reactive Power |  |  | MVAr | 18.8921 | 19.6191 | 19.3992 | 19.3992 | 19.3992 | 19.3992 | 19.3992 | 19.3992 | 19.3992 | 19.3992 | 19.3992 | 19.3992 | 19.3992 | 19.3992 | 19.3992 | 19.3992 | 19.3992 | 19.3992 | 19.3992 | 19.3992 | 19.3992 | 19.3992 | 19.3992 | 19.3992 | 19.3992 | 19.3992 | 19.3992
|  |  |  | PF |  |  |  | 0.95452 |  | 0.95754 | 0.95754 | 0.95754 | 0.95754 | 0.95754 | 0.95754 | 0.95754 | 0.95754 | 0.95754 | 0.95754 | 0.95754 | 0.95754 | 0.95754 | 0.95754 | 0.95754 | 0.95754 | 0.95754 | 0.95754 | 0.95754 | 0.95754 | 0.95754 | 0.95754 | 0.95754 | 0.95754 | 0.95754
[10 empty] | 1 | 2 | 3 | 4 | 5 | 6 | 7 | 8 | 9 | 10 | 11 | 12 | 13 | 14 | 15 | 16 | 17 | 18 | 19 | 20 | 21 | 22 | 23 | 24 | 25
Transformer Load Detail
[7 empty] | Units | 13/14 |  | 14/15 | 15/16 | 16/17 | 17/18 | 18/19 | 19/20 | 20/21 | 21/22 | 22/23 | 23/24 | 24/25 | 25/26 | 26/27 | 27/28 | 28/29 | 29/30 | 30/31 | 31/32 | 32/33 | 33/34 | 34/35 | 35/36 | 36/37 | 37/38 | 38/39
| 0 | Compensated |  | Load (LV side) |  |  | Amps
|  |  |  | Apparent Power |  |  | MVA
|  |  |  | Real Power |  |  | MW
|  |  |  | Reactive Power |  |  | MVAr
|  |  |  | Capacitors In Service |  |  | MVAr
PF
| Zone Div: | Uncompensated |  | Reactive Power |  |  | MVAr
PF
| 0 | Compensated |  | Load (LV side) |  |  | Amps
|  |  |  | Apparent Power |  |  | MVA
|  |  |  | Real Power |  |  | MW
|  |  |  | Reactive Power |  |  | MVAr
|  |  |  | Capacitors In Service |  |  | MVAr
PF
| Zone Div: | Uncompensated |  | Reactive Power |  |  | MVAr
PF
| 0 | Compensated |  | Load (LV side) |  |  | Amps
|  |  |  | Apparent Power |  |  | MVA
|  |  |  | Real Power |  |  | MW
|  |  |  | Reactive Power |  |  | MVAr
|  |  |  | Capacitors In Service |  |  | MVAr
PF
| Zone Div: | Uncompensated |  | Reactive Power |  |  | MVAr
PF
| 0 | Compensated |  | Load (LV side) |  |  | Amps
|  |  |  | Apparent Power |  |  | MVA
|  |  |  | Real Power |  |  | MW
|  |  |  | Reactive Power |  |  | MVAr
|  |  |  | Capacitors In Service |  |  | MVAr
PF
| Zone Div: | Uncompensated |  | Reactive Power |  |  | MVAr
PF
| 0 | Compensated |  | Load (LV side) |  |  | Amps
|  |  |  | Apparent Power |  |  | MVA
|  |  |  | Real Power |  |  | MW
|  |  |  | Reactive Power |  |  | MVAr
|  |  |  | Capacitors In Service |  |  | MVAr
PF
| Zone Div: | Uncompensated |  | Reactive Power |  |  | MVAr
PF
| 0 | Compensated |  | Load (LV side) |  |  | Amps
|  |  |  | Apparent Power |  |  | MVA
|  |  |  | Real Power |  |  | MW
|  |  |  | Reactive Power |  |  | MVAr
|  |  |  | Capacitors In Service |  |  | MVAr
PF
| Zone Div: | Uncompensated |  | Reactive Power |  |  | MVAr
PF
| 0 | Compensated |  | Load (LV side) |  |  | Amps
|  |  |  | Apparent Power |  |  | MVA
|  |  |  | Real Power |  |  | MW
|  |  |  | Reactive Power |  |  | MVAr
|  |  |  | Capacitors In Service |  |  | MVAr
PF
| Zone Div: | Uncompensated |  | Reactive Power |  |  | MVAr
PF
| 0 | Compensated |  | Load (LV side) |  |  | Amps
|  |  |  | Apparent Power |  |  | MVA
|  |  |  | Real Power |  |  | MW
|  |  |  | Reactive Power |  |  | MVAr
|  |  |  | Capacitors In Service |  |  | MVAr
PF
| Zone Div: | Uncompensated |  | Reactive Power |  |  | MVAr
PF
| 0 | Compensated |  | Load (LV side) |  |  | Amps
|  |  |  | Apparent Power |  |  | MVA
|  |  |  | Real Power |  |  | MW
|  |  |  | Reactive Power |  |  | MVAr
|  |  |  | Capacitors In Service |  |  | MVAr
PF
| Zone Div: | Uncompensated |  | Reactive Power |  |  | MVAr
PF
| 0 | Compensated |  | Load (LV side) |  |  | Amps
|  |  |  | Apparent Power |  |  | MVA
|  |  |  | Real Power |  |  | MW
|  |  |  | Reactive Power |  |  | MVAr
|  |  |  | Capacitors In Service |  |  | MVAr
PF
| Zone Div: | Uncompensated |  | Reactive Power |  |  | MVAr
PF

## Kurri 132_33kV
| Kurri 132_33kV | [16 empty] | 2015 | SUMMER
| Substation Total Loads | [33 empty] | Spots & Transfers Detail
| Historical Loads | (MVA) | [7 empty] | Weather Corrected Forecast Loads |  |  |  | (MVA) | [20 empty] | Spots & Transfers Summary | (MVA) |  | Historical Spots & Transfers | [6 empty] | Forecast Spots & Transfers
|  | 07/08 | 08/09 | 09/10 | 10/11 | 11/12 | 12/13 | 13/14 |  | 14/15 | 15/16 | 16/17 | 17/18 | 18/19 | 19/20 | 20/21 | 21/22 | 22/23 | 23/24 | 24/25 | 25/26 | 26/27 | 27/28 | 28/29 | 29/30 | 30/31 | 31/32 | 32/33 | 33/34 | 34/35 | 35/36 | 36/37 | 37/38 | 38/39 |  |  |  | 07/08 | 08/09 | 09/10 | 10/11 | 11/12 | 12/13 | 13/14 | 14/15 | 15/16 | 16/17 | 17/18 | 18/19 | 19/20 | 20/21 | 21/22 | 22/23 | 23/24 | 24/25 | 25/26 | 26/27 | 27/28 | 28/29 | 29/30 | 30/31 | 31/32 | 32/33 | 33/34 | 34/35 | 35/36 | 36/37 | 37/38 | 38/39
| Total | 141.7 | 142.1 | 149.5 | 130.241 | 114.4386 | 124.56 | 106.27 |  | 122.8771 | 120.8084 | 119.6346 | 119.2355 | 119.5118 | 120.6071 | 122.4408 | 124.3104 | 125.9242 | 127.7025 | 129.3312 | 131.1783 | 133.0476 | 135.0552 | 137.1539 | 139.2555 | 141.3583 | 143.5017 | 145.6862 | 147.9123 | 150.1805 | 152.4914 | 154.8456 | 157.2436 | 159.686 |  |  | Total | -4.1446 | 0.47891 | 0.65524 | -32.9941 | -0.098847 | 2.0261 | 1.6946 | -2.6842 | -0.56337 | -0.20858 | 0.073424 | 0.27633 | 1.0953 | 1.8337 | 1.8696 | 1.6138 | 1.7783 | 1.6287 | 1.8471 | 1.8692 | 2.0077 | 2.0986 | 2.1016 | 2.1029 | 2.1434 | 2.1845 | 2.2261 | 2.2682 | 2.3109 | 2.3542 | 2.398 | 2.4424
| Firm Rating | 0 | 0 | 137.1 | 137.1 | 155 | 155 | 156.15 |  | 156.15 | 156.15 | 156.15 | 156.15 | 156.15 | 156.15 | 156.15 | 156.15 | 156.15 | 156.15 | 156.15 | 156.15 | 156.15 | 156.15 | 156.15 | 156.15 | 156.15 | 156.15 | 156.15 | 156.15 | 156.15 | 156.15 | 156.15 | 156.15 | 156.15
| Total Capacity | 0 | 0 | 180 | 180 | 183 | 183 | 223 |  | 223 | 223 | 223 | 223 | 223 | 223 | 223 | 223 | 223 | 223 | 223 | 223 | 223 | 223 | 223 | 223 | 223 | 223 | 223 | 223 | 223 | 223 | 223 | 223 | 223 |  |  | Kurri 132_33kV Tx1 | -1.3859 | 0.16014 | 0.2191 | -11.0328 | -0.033053 | 0.67751 | 0.56666 | -0.89756 | -0.18838 | -0.069745 | 0.024552 | 0.0924 | 0.36624 | 0.61318 | 0.62517 | 0.53964 | 0.59463 | 0.54462 | 0.61765 | 0.62504 | 0.67134 | 0.70176 | 0.70274 | 0.70317 | 0.71672 | 0.73046 | 0.74437 | 0.75846 | 0.77274 | 0.7872 | 0.80186 | 0.8167
|  | -7 | -6 | -5 | -4 | -3 | -2 | -1 |  | 0 | 1 | 2 | 3 | 4 | 5 | 6 | 7 | 8 | 9 | 10 | 11 | 12 | 13 | 14 | 15 | 16 | 17 | 18 | 19 | 20 | 21 | 22 | 23 | 24 |  |  | Kurri 132_33kV Tx2 | -1.3783 | 0.15927 | 0.2179 | -10.9724 | -0.032872 | 0.6738 | 0.56356 | -0.89265 | -0.18735 | -0.069364 | 0.024418 | 0.091895 | 0.36424 | 0.60982 | 0.62175 | 0.53669 | 0.59138 | 0.54164 | 0.61427 | 0.62162 | 0.66767 | 0.69792 | 0.6989 | 0.69932 | 0.7128 | 0.72646 | 0.7403 | 0.75431 | 0.76851 | 0.7829 | 0.79747 | 0.81223
| Transformer Loads | [35 empty] | Kurri 132_33kV Tx3 | -1.3804 | 0.15951 | 0.21823 | -10.9889 | -0.032922 | 0.67482 | 0.56441 | -0.89399 | -0.18763 | -0.069468 | 0.024454 | 0.092033 | 0.36479 | 0.61074 | 0.62269 | 0.53749 | 0.59227 | 0.54246 | 0.61519 | 0.62256 | 0.66868 | 0.69897 | 0.69995 | 0.70037 | 0.71388 | 0.72755 | 0.74141 | 0.75545 | 0.76967 | 0.78408 | 0.79867 | 0.81346
| Historical Loads | (MVA) | [7 empty] | 0: Weather Corrected Forecast Loads; 4: (MVA) |  |  | Kurri 132_33kV Tx5 | 0 | 0 | 0 | 0 | 0 | 0 | 0 | 0 | 0 | 0 | 0 | 0 | 0 | 0 | 0 | 0 | 0 | 0 | 0 | 0 | 0 | 0 | 0 | 0 | 0 | 0 | 0 | 0 | 0 | 0 | 0 | 0
|  | 07/08 | 08/09 | 09/10 | 10/11 | 11/12 | 12/13 | 13/14 |  | 14/15 | 15/16 | 16/17 | 17/18 | 18/19 | 19/20 | 20/21 | 21/22 | 22/23 | 23/24 | 24/25 | 25/26 | 26/27 | 27/28 | 28/29 | 29/30 | 30/31 | 31/32 | 32/33 | 33/34 | 34/35 | 35/36 | 36/37 | 37/38 | 38/39 |  |  |  | 0 | 0 | 0 | 0 | 0 | 0 | 0 | 0 | 0 | 0 | 0 | 0 | 0 | 0 | 0 | 0 | 0 | 0 | 0 | 0 | 0 | 0 | 0 | 0 | 0 | 0 | 0 | 0 | 0 | 0 | 0 | 0
| 0 | [36 empty] | 0 | 0 | 0 | 0 | 0 | 0 | 0 | 0 | 0 | 0 | 0 | 0 | 0 | 0 | 0 | 0 | 0 | 0 | 0 | 0 | 0 | 0 | 0 | 0 | 0 | 0 | 0 | 0 | 0 | 0 | 0 | 0
| Diversity Factor: 0 | [36 empty] | 0 | 0 | 0 | 0 | 0 | 0 | 0 | 0 | 0 | 0 | 0 | 0 | 0 | 0 | 0 | 0 | 0 | 0 | 0 | 0 | 0 | 0 | 0 | 0 | 0 | 0 | 0 | 0 | 0 | 0 | 0 | 0
[38 empty] | 0 | 0 | 0 | 0 | 0 | 0 | 0 | 0 | 0 | 0 | 0 | 0 | 0 | 0 | 0 | 0 | 0 | 0 | 0 | 0 | 0 | 0 | 0 | 0 | 0 | 0 | 0 | 0 | 0 | 0 | 0 | 0
[38 empty] | 0 | 0 | 0 | 0 | 0 | 0 | 0 | 0 | 0 | 0 | 0 | 0 | 0 | 0 | 0 | 0 | 0 | 0 | 0 | 0 | 0 | 0 | 0 | 0 | 0 | 0 | 0 | 0 | 0 | 0 | 0 | 0
| 0 | [36 empty] | 0 | 0 | 0 | 0 | 0 | 0 | 0 | 0 | 0 | 0 | 0 | 0 | 0 | 0 | 0 | 0 | 0 | 0 | 0 | 0 | 0 | 0 | 0 | 0 | 0 | 0 | 0 | 0 | 0 | 0 | 0 | 0
Diversity Factor: 0
[38 empty] | Historical Spots & Transfers | [6 empty] | Forecast Spots & Transfers
[35 empty] | Project Name | From | To | 07/08 | 08/09 | 09/10 | 10/11 | 11/12 | 12/13 | 13/14 | 14/15 | 15/16 | 16/17 | 17/18 | 18/19 | 19/20 | 20/21 | 21/22 | 22/23 | 23/24 | 24/25 | 25/26 | 26/27 | 27/28 | 28/29 | 29/30 | 30/31 | 31/32 | 32/33 | 33/34 | 34/35 | 35/36 | 36/37 | 37/38 | 38/39
| 0 | [33 empty] | Austar 1 (Southland) removal from 33kV Spots and Transfers |  | Kurri 132_33kV Tx1 | 0 | 0 | 0 | 0 | 0 | 0 | -0.97453 | 0 | 0 | 0 | 0 | 0 | 0 | 0 | 0 | 0 | 0 | 0 | 0 | 0 | 0 | 0 | 0 | 0 | 0 | 0 | 0 | 0 | 0 | 0 | 0 | 0
| Diversity Factor: 0 | [33 empty] | Austar 1 (Southland) removal from 33kV Spots and Transfers |  | Kurri 132_33kV Tx2 | 0 | 0 | 0 | 0 | 0 | 0 | -0.9692 | 0 | 0 | 0 | 0 | 0 | 0 | 0 | 0 | 0 | 0 | 0 | 0 | 0 | 0 | 0 | 0 | 0 | 0 | 0 | 0 | 0 | 0 | 0 | 0 | 0
[35 empty] | Austar 1 (Southland) removal from 33kV Spots and Transfers |  | Kurri 132_33kV Tx3 | 0 | 0 | 0 | 0 | 0 | 0 | -0.97066 | 0 | 0 | 0 | 0 | 0 | 0 | 0 | 0 | 0 | 0 | 0 | 0 | 0 | 0 | 0 | 0 | 0 | 0 | 0 | 0 | 0 | 0 | 0 | 0 | 0
[35 empty] | Austar 1 (Southland) removal from 33kV Spots and Transfers |  | Kurri 132_33kV Tx5 | 0 | 0 | 0 | 0 | 0 | 0 | 0 | 0 | 0 | 0 | 0 | 0 | 0 | 0 | 0 | 0 | 0 | 0 | 0 | 0 | 0 | 0 | 0 | 0 | 0 | 0 | 0 | 0 | 0 | 0 | 0 | 0
| 0 | [33 empty] | Austar 2 onto 33kV Spots and Transfers |  | Kurri 132_33kV Tx1 | 0 | 0 | 0 | 0 | 0 | 0 | 1.582 | 0 | 0 | 0 | 0 | 0 | 0 | 0 | 0 | 0 | 0 | 0 | 0 | 0 | 0 | 0 | 0 | 0 | 0 | 0 | 0 | 0 | 0 | 0 | 0 | 0
| Diversity Factor: 0 | [33 empty] | Austar 2 onto 33kV Spots and Transfers |  | Kurri 132_33kV Tx2 | 0 | 0 | 0 | 0 | 0 | 0 | 1.5733 | 0 | 0 | 0 | 0 | 0 | 0 | 0 | 0 | 0 | 0 | 0 | 0 | 0 | 0 | 0 | 0 | 0 | 0 | 0 | 0 | 0 | 0 | 0 | 0 | 0
[35 empty] | Austar 2 onto 33kV Spots and Transfers |  | Kurri 132_33kV Tx3 | 0 | 0 | 0 | 0 | 0 | 0 | 1.5757 | 0 | 0 | 0 | 0 | 0 | 0 | 0 | 0 | 0 | 0 | 0 | 0 | 0 | 0 | 0 | 0 | 0 | 0 | 0 | 0 | 0 | 0 | 0 | 0 | 0
[35 empty] | Austar 2 onto 33kV Spots and Transfers |  | Kurri 132_33kV Tx5 | 0 | 0 | 0 | 0 | 0 | 0 | 0 | 0 | 0 | 0 | 0 | 0 | 0 | 0 | 0 | 0 | 0 | 0 | 0 | 0 | 0 | 0 | 0 | 0 | 0 | 0 | 0 | 0 | 0 | 0 | 0 | 0
| 0 | [33 empty] | Cessnock 33_11kV Spots and Transfers |  | Kurri 132_33kV Tx1 | 0 | 0.16014 | -0.3131 | -0.031509 | -0.042972 | -0.040436 | -0.45743 | -0.053609 | -0.028758 | -0.0080113 | 0.0046802 | 0.017272 | 0.07705 | 0.12789 | 0.12897 | 0.111 | 0.12318 | 0.11376 | 0.12846 | 0.13026 | 0.13908 | 0.14516 | 0.14562 | 0.14624 | 0.14917 | 0.15214 | 0.15515 | 0.1582 | 0.16128 | 0.16441 | 0.16758 | 0.17079
| Diversity Factor: 0 | [33 empty] | Cessnock 33_11kV Spots and Transfers |  | Kurri 132_33kV Tx2 | 0 | 0.15927 | -0.31139 | -0.031337 | -0.042737 | -0.040214 | -0.45492 | -0.053316 | -0.0286 | -0.0079674 | 0.0046545 | 0.017177 | 0.076629 | 0.12719 | 0.12826 | 0.11039 | 0.12251 | 0.11313 | 0.12776 | 0.12955 | 0.13831 | 0.14437 | 0.14483 | 0.14544 | 0.14836 | 0.15131 | 0.1543 | 0.15733 | 0.1604 | 0.16351 | 0.16667 | 0.16986
[35 empty] | Cessnock 33_11kV Spots and Transfers |  | Kurri 132_33kV Tx3 | 0 | 0.15951 | -0.31185 | -0.031384 | -0.042802 | -0.040275 | -0.45561 | -0.053396 | -0.028643 | -0.0079794 | 0.0046616 | 0.017203 | 0.076744 | 0.12738 | 0.12846 | 0.11056 | 0.12269 | 0.11331 | 0.12795 | 0.12974 | 0.13852 | 0.14459 | 0.14505 | 0.14566 | 0.14858 | 0.15154 | 0.15453 | 0.15757 | 0.16064 | 0.16376 | 0.16692 | 0.17011
[35 empty] | Cessnock 33_11kV Spots and Transfers |  | Kurri 132_33kV Tx5 | 0 | 0 | 0 | 0 | 0 | 0 | 0 | 0 | 0 | 0 | 0 | 0 | 0 | 0 | 0 | 0 | 0 | 0 | 0 | 0 | 0 | 0 | 0 | 0 | 0 | 0 | 0 | 0 | 0 | 0 | 0 | 0
| 0 | [33 empty] | Kurri 33_11kV Spots and Transfers |  | Kurri 132_33kV Tx1 | 0 | 0 | 0 | -10.7031 | 0 | 0 | 0 | 0 | 0 | 0 | 0 | 0 | 0 | 0 | 0 | 0 | 0 | 0 | 0 | 0 | 0 | 0 | 0 | 0 | 0 | 0 | 0 | 0 | 0 | 0 | 0 | 0
| Diversity Factor: 0 | [33 empty] | Kurri 33_11kV Spots and Transfers |  | Kurri 132_33kV Tx2 | 0 | 0 | 0 | -10.6445 | 0 | 0 | 0 | 0 | 0 | 0 | 0 | 0 | 0 | 0 | 0 | 0 | 0 | 0 | 0 | 0 | 0 | 0 | 0 | 0 | 0 | 0 | 0 | 0 | 0 | 0 | 0 | 0
[35 empty] | Kurri 33_11kV Spots and Transfers |  | Kurri 132_33kV Tx3 | 0 | 0 | 0 | -10.6605 | 0 | 0 | 0 | 0 | 0 | 0 | 0 | 0 | 0 | 0 | 0 | 0 | 0 | 0 | 0 | 0 | 0 | 0 | 0 | 0 | 0 | 0 | 0 | 0 | 0 | 0 | 0 | 0
[35 empty] | Kurri 33_11kV Spots and Transfers |  | Kurri 132_33kV Tx5 | 0 | 0 | 0 | 0 | 0 | 0 | 0 | 0 | 0 | 0 | 0 | 0 | 0 | 0 | 0 | 0 | 0 | 0 | 0 | 0 | 0 | 0 | 0 | 0 | 0 | 0 | 0 | 0 | 0 | 0 | 0 | 0
| 0 | [33 empty] | Maitland 33_11kV Spots and Transfers |  | Kurri 132_33kV Tx1 | 0 | 0 | 0 | 0 | 0 | 0 | 6.1037 | -0.025874 | -0.022224 | -0.0044206 | 0.016365 | 0.022256 | 0.035453 | 0.072555 | 0.07843 | 0.066983 | 0.07539 | 0.066327 | 0.078297 | 0.079155 | 0.086875 | 0.09173 | 0.09153 | 0.091115 | 0.093039 | 0.094988 | 0.096963 | 0.098965 | 0.10099 | 0.10305 | 0.10513 | 0.10724
| Diversity Factor: 0 | [33 empty] | Maitland 33_11kV Spots and Transfers |  | Kurri 132_33kV Tx2 | 0 | 0 | 0 | 0 | 0 | 0 | 6.0703 | -0.025732 | -0.022102 | -0.0043964 | 0.016275 | 0.022135 | 0.035259 | 0.072158 | 0.078001 | 0.066616 | 0.074978 | 0.065964 | 0.077868 | 0.078721 | 0.0864 | 0.091228 | 0.091029 | 0.090616 | 0.092529 | 0.094468 | 0.096433 | 0.098423 | 0.10044 | 0.10248 | 0.10455 | 0.10665
[35 empty] | Maitland 33_11kV Spots and Transfers |  | Kurri 132_33kV Tx3 | 0 | 0 | 0 | 0 | 0 | 0 | 6.0794 | -0.025771 | -0.022135 | -0.004403 | 0.0163 | 0.022168 | 0.035312 | 0.072266 | 0.078119 | 0.066717 | 0.075091 | 0.066063 | 0.077985 | 0.07884 | 0.08653 | 0.091365 | 0.091167 | 0.090753 | 0.092669 | 0.094611 | 0.096578 | 0.098571 | 0.10059 | 0.10264 | 0.10471 | 0.10681
[35 empty] | Maitland 33_11kV Spots and Transfers |  | Kurri 132_33kV Tx5 | 0 | 0 | 0 | 0 | 0 | 0 | 0 | 0 | 0 | 0 | 0 | 0 | 0 | 0 | 0 | 0 | 0 | 0 | 0 | 0 | 0 | 0 | 0 | 0 | 0 | 0 | 0 | 0 | 0 | 0 | 0 | 0
| 0 | [33 empty] | Maitland Central 33_11kV Spots and Transfers |  | Kurri 132_33kV Tx1 | -1.5927 | 0 | 0 | -0.21006 | -0.032905 | -0.022261 | -5.0217 | -0.013868 | -0.017735 | -0.020951 | -0.028611 | -0.026914 | 0 | 0 | 0 | 0 | 0 | 0 | 0 | 0 | 0 | 0 | 0 | 0 | 0 | 0 | 0 | 0 | 0 | 0 | 0 | 0
| Diversity Factor: 0 | [33 empty] | Maitland Central 33_11kV Spots and Transfers |  | Kurri 132_33kV Tx2 | -1.584 | 0 | 0 | -0.20891 | -0.032725 | -0.022139 | -4.9942 | -0.013792 | -0.017638 | -0.020836 | -0.028455 | -0.026767 | 0 | 0 | 0 | 0 | 0 | 0 | 0 | 0 | 0 | 0 | 0 | 0 | 0 | 0 | 0 | 0 | 0 | 0 | 0 | 0
[35 empty] | Maitland Central 33_11kV Spots and Transfers |  | Kurri 132_33kV Tx3 | -1.5864 | 0 | 0 | -0.20922 | -0.032775 | -0.022173 | -5.0017 | -0.013813 | -0.017665 | -0.020868 | -0.028498 | -0.026807 | 0 | 0 | 0 | 0 | 0 | 0 | 0 | 0 | 0 | 0 | 0 | 0 | 0 | 0 | 0 | 0 | 0 | 0 | 0 | 0
[35 empty] | Maitland Central 33_11kV Spots and Transfers |  | Kurri 132_33kV Tx5 | 0 | 0 | 0 | 0 | 0 | 0 | 0 | 0 | 0 | 0 | 0 | 0 | 0 | 0 | 0 | 0 | 0 | 0 | 0 | 0 | 0 | 0 | 0 | 0 | 0 | 0 | 0 | 0 | 0 | 0 | 0 | 0
| 0 | [33 empty] | Nulkaba 33_11kV Spots and Transfers |  | Kurri 132_33kV Tx1 | 0 | 0 | 0.3998 | -0.02362 | 0.13037 | -0.064583 | 0.44756 | -0.041908 | -0.022728 | -0.016068 | -0.012894 | -0.01456 | -0.0013821 | 0.036221 | 0.049874 | 0.04163 | 0.049371 | 0.0379 | 0.052128 | 0.052446 | 0.061841 | 0.067336 | 0.066377 | 0.064933 | 0.066622 | 0.068334 | 0.07007 | 0.07183 | 0.073614 | 0.075422 | 0.077256 | 0.079115
| Diversity Factor: 0 | [33 empty] | Nulkaba 33_11kV Spots and Transfers |  | Kurri 132_33kV Tx2 | 0 | 0 | 0.39761 | -0.023491 | 0.12965 | -0.06423 | 0.44511 | -0.041679 | -0.022604 | -0.01598 | -0.012823 | -0.01448 | -0.0013745 | 0.036023 | 0.049601 | 0.041402 | 0.0491 | 0.037693 | 0.051843 | 0.052159 | 0.061503 | 0.066967 | 0.066014 | 0.064578 | 0.066257 | 0.06796 | 0.069686 | 0.071437 | 0.073211 | 0.07501 | 0.076833 | 0.078682
[35 empty] | Nulkaba 33_11kV Spots and Transfers |  | Kurri 132_33kV Tx3 | 0 | 0 | 0.39821 | -0.023526 | 0.12985 | -0.064327 | 0.44578 | -0.041742 | -0.022638 | -0.016004 | -0.012843 | -0.014502 | -0.0013766 | 0.036077 | 0.049676 | 0.041465 | 0.049174 | 0.037749 | 0.051921 | 0.052238 | 0.061595 | 0.067068 | 0.066114 | 0.064675 | 0.066357 | 0.068063 | 0.069792 | 0.071544 | 0.073321 | 0.075123 | 0.076949 | 0.0788
[35 empty] | Nulkaba 33_11kV Spots and Transfers |  | Kurri 132_33kV Tx5 | 0 | 0 | 0 | 0 | 0 | 0 | 0 | 0 | 0 | 0 | 0 | 0 | 0 | 0 | 0 | 0 | 0 | 0 | 0 | 0 | 0 | 0 | 0 | 0 | 0 | 0 | 0 | 0 | 0 | 0 | 0 | 0
| 0 | [33 empty] | Paxton 33_11kV Spots and Transfers |  | Kurri 132_33kV Tx1 | 0 | 0 | 0 | -0.0039736 | -0.0091136 | -0.0068391 | -2.4623e-05 | -0.0047518 | -0.0031601 | 0.0023459 | 0.0058707 | 0.0066202 | 0.01838 | 0.028518 | 0.027094 | 0.023681 | 0.025923 | 0.025728 | 0.028426 | 0.029034 | 0.030084 | 0.031125 | 0.031426 | 0.032047 | 0.032746 | 0.033453 | 0.034171 | 0.034899 | 0.035637 | 0.036385 | 0.037144 | 0.037913
| Diversity Factor: 0 | [33 empty] | Paxton 33_11kV Spots and Transfers |  | Kurri 132_33kV Tx2 | 0 | 0 | 0 | -0.0039518 | -0.0090637 | -0.0068016 | -2.4488e-05 | -0.0047258 | -0.0031429 | 0.002333 | 0.0058385 | 0.0065839 | 0.018279 | 0.028362 | 0.026946 | 0.023551 | 0.025781 | 0.025587 | 0.02827 | 0.028875 | 0.029919 | 0.030954 | 0.031254 | 0.031872 | 0.032566 | 0.03327 | 0.033984 | 0.034708 | 0.035442 | 0.036186 | 0.03694 | 0.037705
[35 empty] | Paxton 33_11kV Spots and Transfers |  | Kurri 132_33kV Tx3 | 0 | 0 | 0 | -0.0039578 | -0.0090774 | -0.0068119 | -2.4525e-05 | -0.0047329 | -0.0031476 | 0.0023365 | 0.0058473 | 0.0065939 | 0.018307 | 0.028405 | 0.026986 | 0.023587 | 0.02582 | 0.025625 | 0.028313 | 0.028919 | 0.029965 | 0.031001 | 0.031301 | 0.03192 | 0.032615 | 0.033321 | 0.034035 | 0.03476 | 0.035495 | 0.03624 | 0.036996 | 0.037762
[35 empty] | Paxton 33_11kV Spots and Transfers |  | Kurri 132_33kV Tx5 | 0 | 0 | 0 | 0 | 0 | 0 | 0 | 0 | 0 | 0 | 0 | 0 | 0 | 0 | 0 | 0 | 0 | 0 | 0 | 0 | 0 | 0 | 0 | 0 | 0 | 0 | 0 | 0 | 0 | 0 | 0 | 0
[35 empty] | Rutherford 33_11kV Spots and Transfers |  | Kurri 132_33kV Tx1 | -0.16885 | -0.30125 | 0.1324 | 1.2696 | -0.066653 | 0.05562 | 0.057493 | 0.17698 | -0.079805 | -0.033539 | 0.0098067 | 0.039543 | 0.14699 | 0.22929 | 0.22533 | 0.19406 | 0.2142 | 0.1961 | 0.21703 | 0.21919 | 0.23398 | 0.24331 | 0.24386 | 0.24363 | 0.2478 | 0.25202 | 0.2563 | 0.26062 | 0.265 | 0.26944 | 0.27393 | 0.27847
| Weather Correction and Public Holiday Factors | [8 empty] | Forecast ROG | [24 empty] | Rutherford 33_11kV Spots and Transfers |  | Kurri 132_33kV Tx2 | -0.16792 | -0.2996 | 0.13167 | 1.2626 | -0.066288 | 0.055316 | 0.057178 | 0.17601 | -0.079368 | -0.033356 | 0.009753 | 0.039326 | 0.14618 | 0.22804 | 0.22409 | 0.19299 | 0.21303 | 0.19502 | 0.21584 | 0.21799 | 0.2327 | 0.24198 | 0.24253 | 0.2423 | 0.24645 | 0.25064 | 0.25489 | 0.2592 | 0.26355 | 0.26796 | 0.27243 | 0.27695
[10 empty] | ROG Justification | [24 empty] | Rutherford 33_11kV Spots and Transfers |  | Kurri 132_33kV Tx3 | -0.16818 | -0.30005 | 0.13187 | 1.2645 | -0.066388 | 0.055399 | 0.057264 | 0.17628 | -0.079488 | -0.033406 | 0.0097677 | 0.039386 | 0.1464 | 0.22838 | 0.22443 | 0.19329 | 0.21335 | 0.19532 | 0.21616 | 0.21832 | 0.23305 | 0.24234 | 0.24289 | 0.24266 | 0.24682 | 0.25102 | 0.25528 | 0.25959 | 0.26395 | 0.26837 | 0.27284 | 0.27737
| Actual loads for season 13/14 have been weather corrected by the following: | [6 empty] | 22.2% |  | Weighted ROG calculation based on downstream zone substations and customers | [24 empty] | Rutherford 33_11kV Spots and Transfers |  | Kurri 132_33kV Tx5 | 0 | 0 | 0 | 0 | 0 | 0 | 0 | 0 | 0 | 0 | 0 | 0 | 0 | 0 | 0 | 0 | 0 | 0 | 0 | 0 | 0 | 0 | 0 | 0 | 0 | 0 | 0 | 0 | 0 | 0 | 0 | 0 | Weighted ROG calculation based on downstream zone substations and customers
[35 empty] | Telarah 33_11kV Spots and Transfers |  | Kurri 132_33kV Tx1 | 0.37566 | 0.30125 | 0 | -1.3301 | -0.011776 | 0.75601 | -1.1704 | -0.93452 | -0.013966 | 0.010905 | 0.029338 | 0.048189 | 0.089757 | 0.11868 | 0.11545 | 0.10227 | 0.10654 | 0.1048 | 0.11329 | 0.11493 | 0.11946 | 0.12306 | 0.1239 | 0.12517 | 0.12731 | 0.12949 | 0.13169 | 0.13392 | 0.13618 | 0.13847 | 0.14079 | 0.14314
[35 empty] | Telarah 33_11kV Spots and Transfers |  | Kurri 132_33kV Tx2 | 0.3736 | 0.2996 | 0 | -1.3228 | -0.011712 | 0.75187 | -1.164 | -0.9294 | -0.01389 | 0.010846 | 0.029178 | 0.047925 | 0.089266 | 0.11803 | 0.11482 | 0.10171 | 0.10596 | 0.10423 | 0.11267 | 0.1143 | 0.1188 | 0.12239 | 0.12322 | 0.12448 | 0.12662 | 0.12878 | 0.13097 | 0.13319 | 0.13543 | 0.13771 | 0.14002 | 0.14236
1 | 2 | 3 | 4 | 5 | 6 | 7 | 8 | 9 | 10 | 14/15 | 15/16 | 16/17 | 17/18 | 18/19 | 19/20 | 20/21 | 21/22 | 22/23 | 23/24 | 24/25 | 25/26 | 26/27 | 27/28 | 28/29 | 29/30 | 30/31 | 31/32 | 32/33 | 33/34 | 34/35 | 35/36 | 36/37 | 37/38 | 38/39 | Telarah 33_11kV Spots and Transfers |  | Kurri 132_33kV Tx3 | 0.37416 | 0.30005 | 0 | -1.3248 | -0.01173 | 0.75301 | -1.1657 | -0.9308 | -0.013911 | 0.010862 | 0.029222 | 0.047997 | 0.089401 | 0.11821 | 0.11499 | 0.10186 | 0.10612 | 0.10438 | 0.11284 | 0.11447 | 0.11898 | 0.12258 | 0.1234 | 0.12467 | 0.12681 | 0.12897 | 0.13117 | 0.13339 | 0.13564 | 0.13792 | 0.14023 | 0.14257
0.98735 | 0.97525 | 0.96746 | 0.96364 | 0.96364 | 0.96364 | 0.96364 | 0.96364 | 0.96364 | 0.96364 | -1.265% | -1.225% | -0.799% | -0.395% | 0% | 0% | 0% | 0% | 0% | 0% | 0% | 0% | 0% | 0% | 0% | 0% | 0% | 0% | 0% | 0% | 0% | 0% | 0% | 0% | 0% | Telarah 33_11kV Spots and Transfers |  | Kurri 132_33kV Tx5 | 0 | 0 | 0 | 0 | 0 | 0 | 0 | 0 | 0 | 0 | 0 | 0 | 0 | 0 | 0 | 0 | 0 | 0 | 0 | 0 | 0 | 0 | 0 | 0 | 0 | 0 | 0 | 0 | 0 | 0 | 0 | 0
[35 empty] | Tomalpin 33_11kV Spots and Transfers |  | Kurri 132_33kV Tx1 | 0 | 0 | 0 | 0 | 0 | 0 | 0 | -1.4039e-05 | -5.873e-06 | -6.2669e-06 | -3.2817e-06 | -4.8864e-06 | -3.7435e-06 | 1.3568e-05 | 2.52e-05 | 2.232e-05 | 2.2455e-05 | 1.4963e-05 | 2.2403e-05 | 2.179e-05 | 2.8087e-05 | 3.1095e-05 | 2.9955e-05 | 2.7833e-05 | 2.8233e-05 | 2.8638e-05 | 2.9047e-05 | 2.9461e-05 | 2.9881e-05 | 3.0305e-05 | 3.0734e-05 | 3.1168e-05
2: Substation Load Detail | Tomalpin 33_11kV Spots and Transfers |  | Kurri 132_33kV Tx2 | 0 | 0 | 0 | 0 | 0 | 0 | 0 | -1.3962e-05 | -5.8408e-06 | -6.2326e-06 | -3.2637e-06 | -4.8597e-06 | -3.7231e-06 | 1.3493e-05 | 2.5062e-05 | 2.2198e-05 | 2.2332e-05 | 1.4881e-05 | 2.2281e-05 | 2.1671e-05 | 2.7933e-05 | 3.0925e-05 | 2.9791e-05 | 2.7681e-05 | 2.8078e-05 | 2.8481e-05 | 2.8888e-05 | 2.93e-05 | 2.9717e-05 | 3.0139e-05 | 3.0566e-05 | 3.0998e-05
[35 empty] | Tomalpin 33_11kV Spots and Transfers |  | Kurri 132_33kV Tx3 | 0 | 0 | 0 | 0 | 0 | 0 | 0 | -1.3983e-05 | -5.8496e-06 | -6.242e-06 | -3.2686e-06 | -4.867e-06 | -3.7287e-06 | 1.3514e-05 | 2.51e-05 | 2.2231e-05 | 2.2366e-05 | 1.4904e-05 | 2.2314e-05 | 2.1703e-05 | 2.7975e-05 | 3.0971e-05 | 2.9836e-05 | 2.7722e-05 | 2.8121e-05 | 2.8524e-05 | 2.8932e-05 | 2.9344e-05 | 2.9762e-05 | 3.0184e-05 | 3.0612e-05 | 3.1045e-05
[7 empty] | Units | 13/14 |  | 14/15 | 15/16 | 16/17 | 17/18 | 18/19 | 19/20 | 20/21 | 21/22 | 22/23 | 23/24 | 24/25 | 25/26 | 26/27 | 27/28 | 28/29 | 29/30 | 30/31 | 31/32 | 32/33 | 33/34 | 34/35 | 35/36 | 36/37 | 37/38 | 38/39 | Tomalpin 33_11kV Spots and Transfers |  | Kurri 132_33kV Tx5 | 0 | 0 | 0 | 0 | 0 | 0 | 0 | 0 | 0 | 0 | 0 | 0 | 0 | 0 | 0 | 0 | 0 | 0 | 0 | 0 | 0 | 0 | 0 | 0 | 0 | 0 | 0 | 0 | 0 | 0 | 0 | 0
1 | Kurri 132_33kV | Compensated |  | Load (LV side) |  |  | Amps | 1859 |  | 2149.79 | 2113.6 | 2093.06 | 2086.08 | 2090.91 | 2110.07 | 2142.15 | 2174.86 | 2203.1 | 2234.21 | 2262.71 | 2295.02 | 2327.72 | 2362.85 | 2399.57 | 2436.33 | 2473.13 | 2510.63 | 2548.84 | 2587.79 | 2627.47 | 2667.9 | 2709.09 | 2751.05 | 2793.78
|  |  |  | Apparent Power |  |  | MVA | 106.27 |  | 122.8771 | 120.8084 | 119.6346 | 119.2355 | 119.5118 | 120.6071 | 122.4408 | 124.3104 | 125.9242 | 127.7025 | 129.3312 | 131.1783 | 133.0476 | 135.0552 | 137.1539 | 139.2555 | 141.3583 | 143.5017 | 145.6862 | 147.9123 | 150.1805 | 152.4914 | 154.8456 | 157.2436 | 159.686
|  |  |  | Real Power |  |  | MW | 106.27 | 127.17 | 122.8771 | 120.8084 | 119.6346 | 119.2355 | 119.5118 | 120.6071 | 122.4408 | 124.3104 | 125.9242 | 127.7025 | 129.3312 | 131.1783 | 133.0476 | 135.0552 | 137.1539 | 139.2555 | 141.3583 | 143.5017 | 145.6862 | 147.9123 | 150.1805 | 152.4914 | 154.8456 | 157.2436 | 159.686
|  |  |  | Reactive Power |  |  | MVAr | 0 |  | 0 | 0 | 0 | 0 | 0 | 0 | 0 | 0 | 0 | 0 | 0 | 0 | 0 | 0 | 0 | 0 | 0 | 0 | 0 | 0 | 0 | 0 | 0 | 0 | 0
|  |  |  | Capacitors In Service |  |  | MVAr | 0 |  | 0 | 0 | 0 | 0 | 0 | 0 | 0 | 0 | 0 | 0 | 0 | 0 | 0 | 0 | 0 | 0 | 0 | 0 | 0 | 0 | 0 | 0 | 0 | 0 | 0
|  |  |  | PF |  |  |  | 1 |  | 1 | 1 | 1 | 1 | 1 | 1 | 1 | 1 | 1 | 1 | 1 | 1 | 1 | 1 | 1 | 1 | 1 | 1 | 1 | 1 | 1 | 1 | 1 | 1 | 1
0.9032 | Diversity Factor: 0.9 | Uncompensated |  | Reactive Power |  |  | MVAr | 0 | 0 | 0 | 0 | 0 | 0 | 0 | 0 | 0 | 0 | 0 | 0 | 0 | 0 | 0 | 0 | 0 | 0 | 0 | 0 | 0 | 0 | 0 | 0 | 0 | 0 | 0
|  |  |  | PF |  |  |  | 1 |  | 1 | 1 | 1 | 1 | 1 | 1 | 1 | 1 | 1 | 1 | 1 | 1 | 1 | 1 | 1 | 1 | 1 | 1 | 1 | 1 | 1 | 1 | 1 | 1 | 1
[10 empty] | 1 | 2 | 3 | 4 | 5 | 6 | 7 | 8 | 9 | 10 | 11 | 12 | 13 | 14 | 15 | 16 | 17 | 18 | 19 | 20 | 21 | 22 | 23 | 24 | 25
Transformer Load Detail
[7 empty] | Units | 13/14 |  | 14/15 | 15/16 | 16/17 | 17/18 | 18/19 | 19/20 | 20/21 | 21/22 | 22/23 | 23/24 | 24/25 | 25/26 | 26/27 | 27/28 | 28/29 | 29/30 | 30/31 | 31/32 | 32/33 | 33/34 | 34/35 | 35/36 | 36/37 | 37/38 | 38/39
| 0 | Compensated |  | Load (LV side) |  |  | Amps
|  |  |  | Apparent Power |  |  | MVA
|  |  |  | Real Power |  |  | MW
|  |  |  | Reactive Power |  |  | MVAr
|  |  |  | Capacitors In Service |  |  | MVAr
PF
| Zone Div: | Uncompensated |  | Reactive Power |  |  | MVAr
PF
| 0 | Compensated |  | Load (LV side) |  |  | Amps
|  |  |  | Apparent Power |  |  | MVA
|  |  |  | Real Power |  |  | MW
|  |  |  | Reactive Power |  |  | MVAr
|  |  |  | Capacitors In Service |  |  | MVAr
PF
| Zone Div: | Uncompensated |  | Reactive Power |  |  | MVAr
PF
| 0 | Compensated |  | Load (LV side) |  |  | Amps
|  |  |  | Apparent Power |  |  | MVA
|  |  |  | Real Power |  |  | MW
|  |  |  | Reactive Power |  |  | MVAr
|  |  |  | Capacitors In Service |  |  | MVAr
PF
| Zone Div: | Uncompensated |  | Reactive Power |  |  | MVAr
PF
| 0 | Compensated |  | Load (LV side) |  |  | Amps
|  |  |  | Apparent Power |  |  | MVA
|  |  |  | Real Power |  |  | MW
|  |  |  | Reactive Power |  |  | MVAr
|  |  |  | Capacitors In Service |  |  | MVAr
PF
| Zone Div: | Uncompensated |  | Reactive Power |  |  | MVAr
PF
| 0 | Compensated |  | Load (LV side) |  |  | Amps
|  |  |  | Apparent Power |  |  | MVA
|  |  |  | Real Power |  |  | MW
|  |  |  | Reactive Power |  |  | MVAr
|  |  |  | Capacitors In Service |  |  | MVAr
PF
| Zone Div: | Uncompensated |  | Reactive Power |  |  | MVAr
PF
| 0 | Compensated |  | Load (LV side) |  |  | Amps
|  |  |  | Apparent Power |  |  | MVA
|  |  |  | Real Power |  |  | MW
|  |  |  | Reactive Power |  |  | MVAr
|  |  |  | Capacitors In Service |  |  | MVAr
PF
| Zone Div: | Uncompensated |  | Reactive Power |  |  | MVAr
PF
| 0 | Compensated |  | Load (LV side) |  |  | Amps
|  |  |  | Apparent Power |  |  | MVA
|  |  |  | Real Power |  |  | MW
|  |  |  | Reactive Power |  |  | MVAr
|  |  |  | Capacitors In Service |  |  | MVAr
PF
| Zone Div: | Uncompensated |  | Reactive Power |  |  | MVAr
PF
| 0 | Compensated |  | Load (LV side) |  |  | Amps
|  |  |  | Apparent Power |  |  | MVA
|  |  |  | Real Power |  |  | MW
|  |  |  | Reactive Power |  |  | MVAr
|  |  |  | Capacitors In Service |  |  | MVAr
PF
| Zone Div: | Uncompensated |  | Reactive Power |  |  | MVAr
PF
| 0 | Compensated |  | Load (LV side) |  |  | Amps
|  |  |  | Apparent Power |  |  | MVA
|  |  |  | Real Power |  |  | MW
|  |  |  | Reactive Power |  |  | MVAr
|  |  |  | Capacitors In Service |  |  | MVAr
PF
| Zone Div: | Uncompensated |  | Reactive Power |  |  | MVAr
PF
| 0 | Compensated |  | Load (LV side) |  |  | Amps
|  |  |  | Apparent Power |  |  | MVA
|  |  |  | Real Power |  |  | MW
|  |  |  | Reactive Power |  |  | MVAr
|  |  |  | Capacitors In Service |  |  | MVAr
PF
| Zone Div: | Uncompensated |  | Reactive Power |  |  | MVAr
PF

## Merewether 132_33kV
| Merewether 132_33kV | [16 empty] | 2015 | SUMMER
| Substation Total Loads | [33 empty] | Spots & Transfers Detail
| Historical Loads | (MVA) | [7 empty] | Weather Corrected Forecast Loads |  |  |  | (MVA) | [20 empty] | Spots & Transfers Summary | (MVA) |  | Historical Spots & Transfers | [6 empty] | Forecast Spots & Transfers
|  | 07/08 | 08/09 | 09/10 | 10/11 | 11/12 | 12/13 | 13/14 |  | 14/15 | 15/16 | 16/17 | 17/18 | 18/19 | 19/20 | 20/21 | 21/22 | 22/23 | 23/24 | 24/25 | 25/26 | 26/27 | 27/28 | 28/29 | 29/30 | 30/31 | 31/32 | 32/33 | 33/34 | 34/35 | 35/36 | 36/37 | 37/38 | 38/39 |  |  |  | 07/08 | 08/09 | 09/10 | 10/11 | 11/12 | 12/13 | 13/14 | 14/15 | 15/16 | 16/17 | 17/18 | 18/19 | 19/20 | 20/21 | 21/22 | 22/23 | 23/24 | 24/25 | 25/26 | 26/27 | 27/28 | 28/29 | 29/30 | 30/31 | 31/32 | 32/33 | 33/34 | 34/35 | 35/36 | 36/37 | 37/38 | 38/39
| Total | 251.335 | 269.5 | 253.2 | 242.836 | 187.081 | 197.38 | 153.83 |  | 170.0158 | 148.8825 | 145.2634 | 142.9561 | 142.419 | 142.5304 | 143.691 | 145.208 | 146.4781 | 147.9699 | 149.1399 | 150.6984 | 152.2666 | 154.0945 | 156.0742 | 158.0292 | 159.9453 | 161.9089 | 163.9208 | 165.9814 | 168.0916 | 170.252 | 172.4633 | 174.7262 | 177.0413 |  |  | Total | -2.3565 | 0.035113 | -19.412 | -11.9261 | -9.4057 | -41.6235 | 2.7314 | -3.7274 | -15.5489 | -0.33204 | -0.70581 | -0.53762 | 0.11144 | 1.1618 | 1.5186 | 1.2713 | 1.4932 | 1.1712 | 1.56 | 1.5697 | 1.8295 | 1.9814 | 1.9567 | 1.9177 | 1.9652 | 2.0134 | 2.0623 | 2.1118 | 2.162 | 2.2129 | 2.2644 | 2.3167
| Firm Rating | 0 | 0 | 274 | 274 | 274 | 274.36 | 274.36 |  | 274.36 | 274.36 | 274.36 | 274.36 | 274.36 | 274.36 | 274.36 | 274.36 | 274.36 | 274.36 | 274.36 | 274.36 | 274.36 | 274.36 | 274.36 | 274.36 | 274.36 | 274.36 | 274.36 | 274.36 | 274.36 | 274.36 | 274.36 | 274.36 | 274.36
| Total Capacity | 0 | 0 | 360 | 360 | 360 | 412 | 412 |  | 412 | 412 | 412 | 412 | 412 | 412 | 412 | 412 | 412 | 412 | 412 | 412 | 412 | 412 | 412 | 412 | 412 | 412 | 412 | 412 | 412 | 412 | 412 | 412 | 412 |  |  | Merewether 132_33kV Tx1 | -0.81899 | 0.012203 | -6.7464 | -4.1447 | -3.2688 | -14.4657 | 0.94926 | -1.2954 | -5.4038 | -0.1154 | -0.24529 | -0.18684 | 0.038731 | 0.40376 | 0.52777 | 0.44184 | 0.51893 | 0.40702 | 0.54214 | 0.54551 | 0.63582 | 0.6886 | 0.68003 | 0.66646 | 0.68298 | 0.69973 | 0.71671 | 0.73392 | 0.75136 | 0.76905 | 0.78697 | 0.80513
|  | -7 | -6 | -5 | -4 | -3 | -2 | -1 |  | 0 | 1 | 2 | 3 | 4 | 5 | 6 | 7 | 8 | 9 | 10 | 11 | 12 | 13 | 14 | 15 | 16 | 17 | 18 | 19 | 20 | 21 | 22 | 23 | 24 |  |  | Merewether 132_33kV Tx2 | -0.81935 | 0.012209 | -6.7494 | -4.1466 | -3.2703 | -14.4721 | 0.94969 | -1.296 | -5.4062 | -0.11545 | -0.2454 | -0.18692 | 0.038748 | 0.40394 | 0.52801 | 0.44204 | 0.51916 | 0.4072 | 0.54239 | 0.54576 | 0.63611 | 0.68891 | 0.68033 | 0.66676 | 0.68329 | 0.70005 | 0.71703 | 0.73425 | 0.7517 | 0.76939 | 0.78732 | 0.80549
| Transformer Loads | [35 empty] | Merewether 132_33kV Tx3 | -0.71821 | 0.010701 | -5.9162 | -3.6347 | -2.8666 | -12.6857 | 0.83246 | -1.136 | -4.7389 | -0.1012 | -0.21511 | -0.16385 | 0.033965 | 0.35408 | 0.46283 | 0.38747 | 0.45508 | 0.35694 | 0.47543 | 0.47839 | 0.55759 | 0.60387 | 0.59635 | 0.58445 | 0.59894 | 0.61363 | 0.62852 | 0.64361 | 0.65891 | 0.67442 | 0.69013 | 0.70606
| Historical Loads | (MVA) | [7 empty] | 0: Weather Corrected Forecast Loads; 4: (MVA) |  |  |  | 0 | 0 | 0 | 0 | 0 | 0 | 0 | 0 | 0 | 0 | 0 | 0 | 0 | 0 | 0 | 0 | 0 | 0 | 0 | 0 | 0 | 0 | 0 | 0 | 0 | 0 | 0 | 0 | 0 | 0 | 0 | 0
|  | 07/08 | 08/09 | 09/10 | 10/11 | 11/12 | 12/13 | 13/14 |  | 14/15 | 15/16 | 16/17 | 17/18 | 18/19 | 19/20 | 20/21 | 21/22 | 22/23 | 23/24 | 24/25 | 25/26 | 26/27 | 27/28 | 28/29 | 29/30 | 30/31 | 31/32 | 32/33 | 33/34 | 34/35 | 35/36 | 36/37 | 37/38 | 38/39 |  |  |  | 0 | 0 | 0 | 0 | 0 | 0 | 0 | 0 | 0 | 0 | 0 | 0 | 0 | 0 | 0 | 0 | 0 | 0 | 0 | 0 | 0 | 0 | 0 | 0 | 0 | 0 | 0 | 0 | 0 | 0 | 0 | 0
| 0 | [36 empty] | 0 | 0 | 0 | 0 | 0 | 0 | 0 | 0 | 0 | 0 | 0 | 0 | 0 | 0 | 0 | 0 | 0 | 0 | 0 | 0 | 0 | 0 | 0 | 0 | 0 | 0 | 0 | 0 | 0 | 0 | 0 | 0
| Diversity Factor: 0 | [36 empty] | 0 | 0 | 0 | 0 | 0 | 0 | 0 | 0 | 0 | 0 | 0 | 0 | 0 | 0 | 0 | 0 | 0 | 0 | 0 | 0 | 0 | 0 | 0 | 0 | 0 | 0 | 0 | 0 | 0 | 0 | 0 | 0
[38 empty] | 0 | 0 | 0 | 0 | 0 | 0 | 0 | 0 | 0 | 0 | 0 | 0 | 0 | 0 | 0 | 0 | 0 | 0 | 0 | 0 | 0 | 0 | 0 | 0 | 0 | 0 | 0 | 0 | 0 | 0 | 0 | 0
[38 empty] | 0 | 0 | 0 | 0 | 0 | 0 | 0 | 0 | 0 | 0 | 0 | 0 | 0 | 0 | 0 | 0 | 0 | 0 | 0 | 0 | 0 | 0 | 0 | 0 | 0 | 0 | 0 | 0 | 0 | 0 | 0 | 0
| 0 | [36 empty] | 0 | 0 | 0 | 0 | 0 | 0 | 0 | 0 | 0 | 0 | 0 | 0 | 0 | 0 | 0 | 0 | 0 | 0 | 0 | 0 | 0 | 0 | 0 | 0 | 0 | 0 | 0 | 0 | 0 | 0 | 0 | 0
Diversity Factor: 0
[38 empty] | Historical Spots & Transfers | [6 empty] | Forecast Spots & Transfers
[35 empty] | Project Name | From | To | 07/08 | 08/09 | 09/10 | 10/11 | 11/12 | 12/13 | 13/14 | 14/15 | 15/16 | 16/17 | 17/18 | 18/19 | 19/20 | 20/21 | 21/22 | 22/23 | 23/24 | 24/25 | 25/26 | 26/27 | 27/28 | 28/29 | 29/30 | 30/31 | 31/32 | 32/33 | 33/34 | 34/35 | 35/36 | 36/37 | 37/38 | 38/39
| 0 | [33 empty] | Adamstown 33_11kV Spots and Transfers |  | Merewether 132_33kV Tx1 | -0.65991 | 0.024613 | 0 | -4.4445 | -3.5908 | -0.82113 | 0 | 0 | 0 | 0 | 0 | 0 | 0 | 0 | 0 | 0 | 0 | 0 | 0 | 0 | 0 | 0 | 0 | 0 | 0 | 0 | 0 | 0 | 0 | 0 | 0 | 0
| Diversity Factor: 0 | [33 empty] | Adamstown 33_11kV Spots and Transfers |  | Merewether 132_33kV Tx2 | -0.6602 | 0.024624 | 0 | -4.4465 | -3.5924 | -0.82149 | 0 | 0 | 0 | 0 | 0 | 0 | 0 | 0 | 0 | 0 | 0 | 0 | 0 | 0 | 0 | 0 | 0 | 0 | 0 | 0 | 0 | 0 | 0 | 0 | 0 | 0
[35 empty] | Adamstown 33_11kV Spots and Transfers |  | Merewether 132_33kV Tx3 | -0.57871 | 0.021584 | 0 | -3.8976 | -3.149 | -0.72009 | 0 | 0 | 0 | 0 | 0 | 0 | 0 | 0 | 0 | 0 | 0 | 0 | 0 | 0 | 0 | 0 | 0 | 0 | 0 | 0 | 0 | 0 | 0 | 0 | 0 | 0
[35 empty] | Broadmeadow 33_11kV Spots and Transfers |  | Merewether 132_33kV Tx1 | 0.26205 | 0.28725 | 0 | -0.047044 | 0.4223 | -0.58769 | -0.041392 | -2.3294 | -3.7911 | 0 | 0 | 0 | 0 | 0 | 0 | 0 | 0 | 0 | 0 | 0 | 0 | 0 | 0 | 0 | 0 | 0 | 0 | 0 | 0 | 0 | 0 | 0
| 0 | [33 empty] | Broadmeadow 33_11kV Spots and Transfers |  | Merewether 132_33kV Tx2 | 0.26217 | 0.28738 | 0 | -0.047065 | 0.42249 | -0.58795 | -0.041411 | -2.3305 | -3.7928 | 0 | 0 | 0 | 0 | 0 | 0 | 0 | 0 | 0 | 0 | 0 | 0 | 0 | 0 | 0 | 0 | 0 | 0 | 0 | 0 | 0 | 0 | 0
| Diversity Factor: 0 | [33 empty] | Broadmeadow 33_11kV Spots and Transfers |  | Merewether 132_33kV Tx3 | 0.22981 | 0.25191 | 0 | -0.041255 | 0.37034 | -0.51537 | -0.036299 | -2.0428 | -3.3246 | 0 | 0 | 0 | 0 | 0 | 0 | 0 | 0 | 0 | 0 | 0 | 0 | 0 | 0 | 0 | 0 | 0 | 0 | 0 | 0 | 0 | 0 | 0
[35 empty] | Carrington 33_11kV Spots and Transfers |  | Merewether 132_33kV Tx1 | 0.15162 | 0 | 0 | -0.058992 | -0.052335 | -0.026622 | -0.025324 | 1.6246 | -0.71287 | -7.1886 | 0 | 0 | 0 | -0.0058624 | -0.0067825 | -0.0061443 | -0.0054913 | -0.0055512 | -0.0056118 | -0.0056731 | -0.005735 | -0.0057976 | -0.0058609 | -0.0059248 | -0.0059895 | -0.0060549 | -0.006121 | -0.0061878 | -0.0062553 | -0.0063236 | -0.0063926 | -0.0064624
[35 empty] | Carrington 33_11kV Spots and Transfers |  | Merewether 132_33kV Tx2 | 0.15169 | 0 | 0 | -0.059019 | -0.052359 | -0.026634 | -0.025336 | 1.6254 | -0.71319 | -7.1918 | 0 | 0 | 0 | -0.005865 | -0.0067856 | -0.006147 | -0.0054938 | -0.0055537 | -0.0056143 | -0.0056756 | -0.0057376 | -0.0058002 | -0.0058635 | -0.0059275 | -0.0059922 | -0.0060576 | -0.0061237 | -0.0061906 | -0.0062581 | -0.0063264 | -0.0063955 | -0.0064653
| 0 | [33 empty] | Carrington 33_11kV Spots and Transfers |  | Merewether 132_33kV Tx3 | 0.13296 | 0 | 0 | -0.051734 | -0.045896 | -0.023346 | -0.022208 | 1.4247 | -0.62516 | -6.304 | 0 | 0 | 0 | -0.005141 | -0.005948 | -0.0053883 | -0.0048156 | -0.0048682 | -0.0049213 | -0.004975 | -0.0050293 | -0.0050842 | -0.0051397 | -0.0051958 | -0.0052525 | -0.0053099 | -0.0053678 | -0.0054264 | -0.0054856 | -0.0055455 | -0.005606 | -0.0056672
| Diversity Factor: 0 | [33 empty] | Charlestown 33_11kV Spots and Transfers |  | Merewether 132_33kV Tx1 | 0.14502 | -0.60223 | 0.21753 | 0.24468 | 0.10922 | -10.7721 | 0 | 0 | 0 | 0 | 0 | 0 | 0 | 0 | 0 | 0 | 0 | 0 | 0 | 0 | 0 | 0 | 0 | 0 | 0 | 0 | 0 | 0 | 0 | 0 | 0 | 0
[35 empty] | Charlestown 33_11kV Spots and Transfers |  | Merewether 132_33kV Tx2 | 0.14509 | -0.6025 | 0.21763 | 0.24479 | 0.10927 | -10.7769 | 0 | 0 | 0 | 0 | 0 | 0 | 0 | 0 | 0 | 0 | 0 | 0 | 0 | 0 | 0 | 0 | 0 | 0 | 0 | 0 | 0 | 0 | 0 | 0 | 0 | 0
[35 empty] | Charlestown 33_11kV Spots and Transfers |  | Merewether 132_33kV Tx3 | 0.12718 | -0.52813 | 0.19076 | 0.21457 | 0.095784 | -9.4466 | 0 | 0 | 0 | 0 | 0 | 0 | 0 | 0 | 0 | 0 | 0 | 0 | 0 | 0 | 0 | 0 | 0 | 0 | 0 | 0 | 0 | 0 | 0 | 0 | 0 | 0
| 0 | [33 empty] | Dudley 33_11kV Spots and Transfers |  | Merewether 132_33kV Tx1 | 0 | 0 | 0 | -5.9277e-06 | -2.9638e-06 | -2.2395 | -1.4983 | -0.052483 | 0 | 0 | 0 | 0 | 0 | 0 | 0 | 0 | 0 | 0 | 0 | 0 | 0 | 0 | 0 | 0 | 0 | 0 | 0 | 0 | 0 | 0 | 0 | 0
| Diversity Factor: 0 | [33 empty] | Dudley 33_11kV Spots and Transfers |  | Merewether 132_33kV Tx2 | 0 | 0 | 0 | -5.9303e-06 | -2.9652e-06 | -2.2405 | -1.499 | -0.052506 | 0 | 0 | 0 | 0 | 0 | 0 | 0 | 0 | 0 | 0 | 0 | 0 | 0 | 0 | 0 | 0 | 0 | 0 | 0 | 0 | 0 | 0 | 0 | 0
[35 empty] | Dudley 33_11kV Spots and Transfers |  | Merewether 132_33kV Tx3 | 0 | 0 | 0 | -5.1983e-06 | -2.5991e-06 | -1.9639 | -1.3139 | -0.046025 | 0 | 0 | 0 | 0 | 0 | 0 | 0 | 0 | 0 | 0 | 0 | 0 | 0 | 0 | 0 | 0 | 0 | 0 | 0 | 0 | 0 | 0 | 0 | 0
[35 empty] | Gateshead 33_11kV Spots and Transfers |  | Merewether 132_33kV Tx1 | -0.40195 | -0.94066 | 0 | -0.049233 | -0.079453 | -0.85412 | 1.5904 | -0.066706 | -0.018694 | -0.007566 | -0.057926 | -0.05104 | -0.0076088 | 0.032916 | 0.041465 | 0.028683 | 0.04802 | 0.032158 | 0.046168 | 0.047247 | 0.055814 | 0.061353 | 0.061133 | 0.06087 | 0.063115 | 0.06539 | 0.067696 | 0.070034 | 0.072403 | 0.074805 | 0.077238 | 0.079705
| 0 | [33 empty] | Gateshead 33_11kV Spots and Transfers |  | Merewether 132_33kV Tx2 | -0.40213 | -0.94108 | 0 | -0.049255 | -0.079489 | -0.8545 | 1.5911 | -0.066736 | -0.018702 | -0.0075694 | -0.057952 | -0.051063 | -0.0076122 | 0.032931 | 0.041484 | 0.028696 | 0.048042 | 0.032172 | 0.046188 | 0.047268 | 0.055839 | 0.06138 | 0.061161 | 0.060897 | 0.063143 | 0.065419 | 0.067727 | 0.070065 | 0.072436 | 0.074838 | 0.077273 | 0.079741
| Diversity Factor: 0 | [33 empty] | Gateshead 33_11kV Spots and Transfers |  | Merewether 132_33kV Tx3 | -0.35249 | -0.82492 | 0 | -0.043175 | -0.069677 | -0.74903 | 1.3947 | -0.058498 | -0.016394 | -0.0066351 | -0.050799 | -0.04476 | -0.0066726 | 0.028866 | 0.036363 | 0.025154 | 0.042111 | 0.028201 | 0.040487 | 0.041433 | 0.048946 | 0.053804 | 0.053611 | 0.05338 | 0.055349 | 0.057344 | 0.059367 | 0.061417 | 0.063494 | 0.0656 | 0.067734 | 0.069898
[35 empty] | Jewells 33_11kV Spots and Transfers |  | Merewether 132_33kV Tx1 | -0.87598 | 0 | 0 | -0.012384 | -0.024147 | -0.010192 | -0.0046272 | -0.065361 | -0.010648 | 0.0049127 | -0.0040377 | 0.016839 | 0.044252 | 0.077851 | 0.079753 | 0.069886 | 0.075511 | 0.071585 | 0.081871 | 0.083115 | 0.088696 | 0.09272 | 0.092943 | 0.093516 | 0.095459 | 0.097429 | 0.099426 | 0.10145 | 0.1035 | 0.10558 | 0.10769 | 0.10983
[35 empty] | Jewells 33_11kV Spots and Transfers |  | Merewether 132_33kV Tx2 | -0.87637 | 0 | 0 | -0.01239 | -0.024157 | -0.010197 | -0.0046292 | -0.06539 | -0.010653 | 0.0049149 | -0.0040395 | 0.016847 | 0.044272 | 0.077886 | 0.079789 | 0.069918 | 0.075544 | 0.071617 | 0.081907 | 0.083152 | 0.088735 | 0.092762 | 0.092984 | 0.093558 | 0.095502 | 0.097472 | 0.09947 | 0.1015 | 0.10355 | 0.10563 | 0.10774 | 0.10988
| 0 | [33 empty] | Jewells 33_11kV Spots and Transfers |  | Merewether 132_33kV Tx3 | -0.76819 | 0 | 0 | -0.010861 | -0.021175 | -0.0089383 | -0.0040578 | -0.057319 | -0.0093381 | 0.0043082 | -0.0035408 | 0.014767 | 0.038807 | 0.068272 | 0.06994 | 0.061287 | 0.066219 | 0.062776 | 0.071797 | 0.072888 | 0.077782 | 0.081311 | 0.081506 | 0.082009 | 0.083713 | 0.085441 | 0.087192 | 0.088967 | 0.090766 | 0.092591 | 0.09444 | 0.096315
| Diversity Factor: 0 | [33 empty] | Kotara 33_11kV Spots and Transfers |  | Merewether 132_33kV Tx1 | 1.4902 | -0.40511 | 0 | -0.03025 | -0.16412 | -0.43011 | 0.45846 | -0.084349 | -0.024547 | -0.016927 | -0.037179 | -0.0378 | -0.0065026 | 0.042273 | 0.063402 | 0.05412 | 0.061204 | 0.046189 | 0.065384 | 0.065413 | 0.078548 | 0.085932 | 0.084276 | 0.081694 | 0.083684 | 0.085702 | 0.087748 | 0.089823 | 0.091926 | 0.094058 | 0.096219 | 0.098411
[35 empty] | Kotara 33_11kV Spots and Transfers |  | Merewether 132_33kV Tx2 | 1.4909 | -0.4053 | 0 | -0.030263 | -0.16419 | -0.43031 | 0.45866 | -0.084387 | -0.024558 | -0.016935 | -0.037196 | -0.037817 | -0.0065055 | 0.042292 | 0.063431 | 0.054144 | 0.061231 | 0.04621 | 0.065413 | 0.065442 | 0.078583 | 0.085971 | 0.084313 | 0.08173 | 0.083722 | 0.085741 | 0.087788 | 0.089863 | 0.091967 | 0.0941 | 0.096263 | 0.098455
[35 empty] | Kotara 33_11kV Spots and Transfers |  | Merewether 132_33kV Tx3 | 1.3068 | -0.35527 | 0 | -0.026527 | -0.14392 | -0.37719 | 0.40205 | -0.07397 | -0.021527 | -0.014844 | -0.032604 | -0.033149 | -0.0057025 | 0.037071 | 0.055601 | 0.047461 | 0.053673 | 0.040506 | 0.057339 | 0.057364 | 0.068883 | 0.075359 | 0.073906 | 0.071642 | 0.073387 | 0.075157 | 0.076951 | 0.07877 | 0.080615 | 0.082484 | 0.08438 | 0.086302
| 0 | [33 empty] | New Lambton 33_11kV Spots and Transfers |  | Merewether 132_33kV Tx1 | -0.86629 | 0.85909 | -0.32947 | -0.028776 | -0.02444 | -0.52139 | -0.0023518 | 0.14122 | -1.0993 | -0.0059539 | -0.015444 | -0.0084121 | -0.00048277 | 0.024518 | 0.031678 | 0.026558 | 0.031928 | 0.026299 | 0.035558 | 0.036109 | 0.041417 | 0.044858 | 0.04449 | 0.044206 | 0.045488 | 0.046788 | 0.048107 | 0.049445 | 0.050802 | 0.052179 | 0.053575 | 0.054991
| Diversity Factor: 0 | [33 empty] | New Lambton 33_11kV Spots and Transfers |  | Merewether 132_33kV Tx2 | -0.86668 | 0.85947 | -0.32962 | -0.028789 | -0.024451 | -0.52162 | -0.0023528 | 0.14128 | -1.0998 | -0.0059565 | -0.015451 | -0.0084159 | -0.00048299 | 0.024529 | 0.031692 | 0.02657 | 0.031942 | 0.026311 | 0.035573 | 0.036125 | 0.041436 | 0.044879 | 0.04451 | 0.044226 | 0.045509 | 0.046809 | 0.048129 | 0.049467 | 0.050825 | 0.052202 | 0.053599 | 0.055015
[35 empty] | New Lambton 33_11kV Spots and Transfers |  | Merewether 132_33kV Tx3 | -0.7597 | 0.75338 | -0.28893 | -0.025235 | -0.021432 | -0.45724 | -0.0020624 | 0.12384 | -0.96401 | -0.0052213 | -0.013543 | -0.007377 | -0.00042337 | 0.021501 | 0.02778 | 0.02329 | 0.027999 | 0.023063 | 0.031182 | 0.031666 | 0.036321 | 0.039339 | 0.039015 | 0.038767 | 0.039891 | 0.041031 | 0.042188 | 0.043361 | 0.044551 | 0.045758 | 0.046983 | 0.048224
[35 empty] | Newcastle CBD 33_11kV Spots and Transfers |  | Merewether 132_33kV Tx1 | 0 | 0.29413 | 0.2206 | 0.23118 | 0.088794 | 1.8286 | -0.028837 | 0.043312 | 0.27773 | -0.053676 | -0.050237 | -0.040228 | -0.026517 | 0.10302 | 0.16581 | 0.14087 | 0.15766 | 0.11174 | 0.16143 | 0.16023 | 0.1972 | 0.21681 | 0.21158 | 0.20248 | 0.20696 | 0.21149 | 0.21609 | 0.22075 | 0.22547 | 0.23026 | 0.2351 | 0.24001
| 0 | [33 empty] | Newcastle CBD 33_11kV Spots and Transfers |  | Merewether 132_33kV Tx2 | 0 | 0.29426 | 0.2207 | 0.23128 | 0.088834 | 1.8294 | -0.02885 | 0.043331 | 0.27785 | -0.0537 | -0.050259 | -0.040246 | -0.026529 | 0.10307 | 0.16589 | 0.14093 | 0.15773 | 0.11179 | 0.1615 | 0.1603 | 0.19728 | 0.2169 | 0.21167 | 0.20257 | 0.20705 | 0.21159 | 0.21619 | 0.22085 | 0.22557 | 0.23036 | 0.23521 | 0.24012
| Diversity Factor: 0 | [33 empty] | Newcastle CBD 33_11kV Spots and Transfers |  | Merewether 132_33kV Tx3 | 0 | 0.25794 | 0.19345 | 0.20273 | 0.077868 | 1.6036 | -0.025289 | 0.037982 | 0.24356 | -0.047071 | -0.044055 | -0.035278 | -0.023255 | 0.090346 | 0.14541 | 0.12353 | 0.13826 | 0.09799 | 0.14156 | 0.14051 | 0.17293 | 0.19013 | 0.18554 | 0.17756 | 0.18149 | 0.18547 | 0.1895 | 0.19359 | 0.19773 | 0.20192 | 0.20617 | 0.21048
[35 empty] | Newcastle City Main 33_11kV Spots and Transfers |  | Merewether 132_33kV Tx1 | 0.50829 | 0 | 0 | 0 | 0 | 0 | 0 | 0 | 0 | 0 | 0 | 0 | 0 | 0 | 0 | 0 | 0 | 0 | 0 | 0 | 0 | 0 | 0 | 0 | 0 | 0 | 0 | 0 | 0 | 0 | 0 | 0
[35 empty] | Newcastle City Main 33_11kV Spots and Transfers |  | Merewether 132_33kV Tx2 | 0.50852 | 0 | 0 | 0 | 0 | 0 | 0 | 0 | 0 | 0 | 0 | 0 | 0 | 0 | 0 | 0 | 0 | 0 | 0 | 0 | 0 | 0 | 0 | 0 | 0 | 0 | 0 | 0 | 0 | 0 | 0 | 0
[35 empty] | Newcastle City Main 33_11kV Spots and Transfers |  | Merewether 132_33kV Tx3 | 0.44575 | 0 | 0 | 0 | 0 | 0 | 0 | 0 | 0 | 0 | 0 | 0 | 0 | 0 | 0 | 0 | 0 | 0 | 0 | 0 | 0 | 0 | 0 | 0 | 0 | 0 | 0 | 0 | 0 | 0 | 0 | 0
| Weather Correction and Public Holiday Factors | [8 empty] | Forecast ROG | [24 empty] | Pelican 33_11kV Spots and Transfers |  | Merewether 132_33kV Tx1 | -0.57202 | 0 | 0 | -0.016401 | -0.019543 | -0.022282 | 0.5148 | -0.059536 | -0.014356 | -0.010382 | -0.028995 | -0.023727 | -0.0076351 | 0.015453 | 0.024198 | 0.019833 | 0.024804 | 0.018206 | 0.027201 | 0.027473 | 0.03305 | 0.036419 | 0.035838 | 0.035114 | 0.036188 | 0.037278 | 0.038383 | 0.039504 | 0.040641 | 0.041794 | 0.042963 | 0.04415
[10 empty] | ROG Justification | [24 empty] | Pelican 33_11kV Spots and Transfers |  | Merewether 132_33kV Tx2 | -0.57228 | 0 | 0 | -0.016408 | -0.019552 | -0.022292 | 0.51504 | -0.059563 | -0.014363 | -0.010387 | -0.029008 | -0.023737 | -0.0076385 | 0.01546 | 0.024209 | 0.019842 | 0.024816 | 0.018214 | 0.027213 | 0.027486 | 0.033065 | 0.036436 | 0.035854 | 0.03513 | 0.036204 | 0.037295 | 0.0384 | 0.039522 | 0.040659 | 0.041813 | 0.042983 | 0.044169
| Actual loads for season 13/14 have been weather corrected by the following: | [6 empty] | 16.47% |  | Weighted ROG calculation based on downstream zone substations and customers | [24 empty] | Pelican 33_11kV Spots and Transfers |  | Merewether 132_33kV Tx3 | -0.50164 | 0 | 0 | -0.014383 | -0.017138 | -0.01954 | 0.45146 | -0.05221 | -0.01259 | -0.0091049 | -0.025428 | -0.020807 | -0.0066956 | 0.013552 | 0.021221 | 0.017393 | 0.021752 | 0.015966 | 0.023854 | 0.024093 | 0.028983 | 0.031938 | 0.031428 | 0.030793 | 0.031735 | 0.032691 | 0.03366 | 0.034643 | 0.03564 | 0.036651 | 0.037677 | 0.038717 | Weighted ROG calculation based on downstream zone substations and customers
[35 empty] | STS Change: Cardiff 33_11kV Spots and Transfers |  | Merewether 132_33kV Tx1 | 0 | 0 | -6.9891 | 0 | 0 | 0 | 0 | 0 | 0 | 0 | 0 | 0 | 0 | 0 | 0 | 0 | 0 | 0 | 0 | 0 | 0 | 0 | 0 | 0 | 0 | 0 | 0 | 0 | 0 | 0 | 0 | 0
[35 empty] | STS Change: Cardiff 33_11kV Spots and Transfers |  | Merewether 132_33kV Tx2 | 0 | 0 | -6.9922 | 0 | 0 | 0 | 0 | 0 | 0 | 0 | 0 | 0 | 0 | 0 | 0 | 0 | 0 | 0 | 0 | 0 | 0 | 0 | 0 | 0 | 0 | 0 | 0 | 0 | 0 | 0 | 0 | 0
1 | 2 | 3 | 4 | 5 | 6 | 7 | 8 | 9 | 10 | 14/15 | 15/16 | 16/17 | 17/18 | 18/19 | 19/20 | 20/21 | 21/22 | 22/23 | 23/24 | 24/25 | 25/26 | 26/27 | 27/28 | 28/29 | 29/30 | 30/31 | 31/32 | 32/33 | 33/34 | 34/35 | 35/36 | 36/37 | 37/38 | 38/39 | STS Change: Cardiff 33_11kV Spots and Transfers |  | Merewether 132_33kV Tx3 | 0 | 0 | -6.1291 | 0 | 0 | 0 | 0 | 0 | 0 | 0 | 0 | 0 | 0 | 0 | 0 | 0 | 0 | 0 | 0 | 0 | 0 | 0 | 0 | 0 | 0 | 0 | 0 | 0 | 0 | 0 | 0 | 0
0.96613 | 0.93432 | 0.91369 | 0.90361 | 0.90361 | 0.90361 | 0.90361 | 0.90361 | 0.90361 | 0.90361 | -3.387% | -3.293% | -2.208% | -1.103% | 0% | 0% | 0% | 0% | 0% | 0% | 0% | 0% | 0% | 0% | 0% | 0% | 0% | 0% | 0% | 0% | 0% | 0% | 0% | 0% | 0% | Swansea 33_11kV Spots and Transfers |  | Merewether 132_33kV Tx1 | 0 | 0.49513 | 0.1341 | 0.066995 | 0.065696 | -0.0090776 | -0.013574 | -0.057581 | -0.010061 | 0.0043142 | -0.00059303 | 0.020342 | 0.043259 | 0.073651 | 0.075136 | 0.065803 | 0.070946 | 0.067085 | 0.076247 | 0.077339 | 0.082475 | 0.086116 | 0.086321 | 0.086766 | 0.088509 | 0.090276 | 0.092066 | 0.093881 | 0.09572 | 0.097585 | 0.099474 | 0.10139
[35 empty] | Swansea 33_11kV Spots and Transfers |  | Merewether 132_33kV Tx2 | 0 | 0.49535 | 0.13416 | 0.067025 | 0.065725 | -0.0090817 | -0.01358 | -0.057607 | -0.010066 | 0.0043161 | -0.00059329 | 0.020351 | 0.043278 | 0.073684 | 0.07517 | 0.065833 | 0.070977 | 0.067115 | 0.076281 | 0.077374 | 0.082512 | 0.086154 | 0.086359 | 0.086805 | 0.088549 | 0.090316 | 0.092107 | 0.093923 | 0.095763 | 0.097628 | 0.099519 | 0.10143
2: Substation Load Detail | Swansea 33_11kV Spots and Transfers |  | Merewether 132_33kV Tx3 | 0 | 0.43421 | 0.1176 | 0.058751 | 0.057612 | -0.0079607 | -0.011904 | -0.050496 | -0.0088234 | 0.0037833 | -0.00052006 | 0.017839 | 0.037936 | 0.064588 | 0.065891 | 0.057706 | 0.062216 | 0.058831 | 0.066865 | 0.067823 | 0.072327 | 0.075519 | 0.075699 | 0.07609 | 0.077618 | 0.079167 | 0.080738 | 0.082329 | 0.083942 | 0.085577 | 0.087234 | 0.088914
[35 empty] | Tighes Hill 33_11kV Spots and Transfers |  | Merewether 132_33kV Tx1 | 0 | 0 | 0 | 0 | 0 | 0 | 0 | 0 | 0 | 7.1584 | -0.050882 | -0.062815 | -3.3332e-05 | 0.039936 | 0.053113 | 0.042233 | 0.054351 | 0.039307 | 0.053903 | 0.05426 | 0.064363 | 0.070195 | 0.06931 | 0.06774 | 0.069574 | 0.071431 | 0.073314 | 0.075221 | 0.077154 | 0.079112 | 0.081097 | 0.083107
[7 empty] | Units | 13/14 |  | 14/15 | 15/16 | 16/17 | 17/18 | 18/19 | 19/20 | 20/21 | 21/22 | 22/23 | 23/24 | 24/25 | 25/26 | 26/27 | 27/28 | 28/29 | 29/30 | 30/31 | 31/32 | 32/33 | 33/34 | 34/35 | 35/36 | 36/37 | 37/38 | 38/39 | Tighes Hill 33_11kV Spots and Transfers |  | Merewether 132_33kV Tx2 | 0 | 0 | 0 | 0 | 0 | 0 | 0 | 0 | 0 | 7.1616 | -0.050905 | -0.062843 | -3.3347e-05 | 0.039954 | 0.053137 | 0.042252 | 0.054376 | 0.039325 | 0.053927 | 0.054284 | 0.064392 | 0.070227 | 0.069341 | 0.067771 | 0.069605 | 0.071463 | 0.073347 | 0.075255 | 0.077189 | 0.079148 | 0.081133 | 0.083145
1 | Merewether 132_33kV | Compensated |  | Load (LV side) |  |  | Amps | 2691 |  | 2974.5 | 2604.76 | 2541.45 | 2501.08 | 2491.68 | 2493.63 | 2513.94 | 2540.48 | 2562.7 | 2588.8 | 2609.27 | 2636.53 | 2663.97 | 2695.95 | 2730.59 | 2764.79 | 2798.31 | 2832.67 | 2867.87 | 2903.92 | 2940.84 | 2978.63 | 3017.32 | 3056.91 | 3097.41 | Tighes Hill 33_11kV Spots and Transfers |  | Merewether 132_33kV Tx3 | 0 | 0 | 0 | 0 | 0 | 0 | 0 | 0 | 0 | 6.2776 | -0.044621 | -0.055085 | -2.9231e-05 | 0.035022 | 0.046577 | 0.037036 | 0.047664 | 0.03447 | 0.047271 | 0.047583 | 0.056444 | 0.061558 | 0.060782 | 0.059405 | 0.061013 | 0.062642 | 0.064293 | 0.065965 | 0.06766 | 0.069378 | 0.071118 | 0.072881
|  |  |  | Apparent Power |  |  | MVA | 153.83 |  | 170.0158 | 148.8825 | 145.2634 | 142.9561 | 142.419 | 142.5304 | 143.691 | 145.208 | 146.4781 | 147.9699 | 149.1399 | 150.6984 | 152.2666 | 154.0945 | 156.0742 | 158.0292 | 159.9453 | 161.9089 | 163.9208 | 165.9814 | 168.0916 | 170.252 | 172.4633 | 174.7262 | 177.0413 | Tubemakers 33kV transferred to 11kV connectio Spots and Transfers |  | Merewether 132_33kV Tx1 | 0 | 0 | 0 | 0 | 0 | 0 | 0 | -0.38911 | 0 | 0 | 0 | 0 | 0 | 0 | 0 | 0 | 0 | 0 | 0 | 0 | 0 | 0 | 0 | 0 | 0 | 0 | 0 | 0 | 0 | 0 | 0 | 0
|  |  |  | Real Power |  |  | MW | 138.447 | 150.858 | 142.7049 | 125.3093 | 122.2714 | 120.3464 | 119.9074 | 119.9984 | 120.9471 | 122.1871 | 123.2252 | 124.4444 | 125.4007 | 126.6745 | 127.9561 | 129.45 | 131.0679 | 132.6656 | 134.2314 | 135.8361 | 137.4801 | 139.1641 | 140.8884 | 142.6537 | 144.4606 | 146.3096 | 148.2012 | Tubemakers 33kV transferred to 11kV connectio Spots and Transfers |  | Merewether 132_33kV Tx2 | 0 | 0 | 0 | 0 | 0 | 0 | 0 | -0.38928 | 0 | 0 | 0 | 0 | 0 | 0 | 0 | 0 | 0 | 0 | 0 | 0 | 0 | 0 | 0 | 0 | 0 | 0 | 0 | 0 | 0 | 0 | 0 | 0
|  |  |  | Reactive Power |  |  | MVAr | 67.0529 |  | 92.4158 | 80.3963 | 78.4294 | 77.1569 | 76.8465 | 76.9109 | 77.5816 | 78.4583 | 79.1922 | 80.0542 | 80.7303 | 81.6308 | 82.537 | 83.5932 | 84.737 | 85.8666 | 86.9737 | 88.1082 | 89.2706 | 90.4611 | 91.6802 | 92.9283 | 94.2058 | 95.513 | 96.8504 | Tubemakers 33kV transferred to 11kV connectio Spots and Transfers |  | Merewether 132_33kV Tx3 | 0 | 0 | 0 | 0 | 0 | 0 | 0 | -0.34123 | 0 | 0 | 0 | 0 | 0 | 0 | 0 | 0 | 0 | 0 | 0 | 0 | 0 | 0 | 0 | 0 | 0 | 0 | 0 | 0 | 0 | 0 | 0 | 0
|  |  |  | Capacitors In Service |  |  | MVAr | 30.83 |  | 0 | 0 | 0 | 0 | 0 | 0 | 0 | 0 | 0 | 0 | 0 | 0 | 0 | 0 | 0 | 0 | 0 | 0 | 0 | 0 | 0 | 0 | 0 | 0 | 0
|  |  |  | PF |  |  |  | 0.9 |  | 0.83936 | 0.84167 | 0.84172 | 0.84184 | 0.84193 | 0.84191 | 0.84172 | 0.84146 | 0.84125 | 0.84101 | 0.84083 | 0.84058 | 0.84034 | 0.84007 | 0.83978 | 0.8395 | 0.83923 | 0.83897 | 0.8387 | 0.83843 | 0.83816 | 0.8379 | 0.83763 | 0.83737 | 0.8371
0.95979 | Diversity Factor: 0.96 | Uncompensated |  | Reactive Power |  |  | MVAr | 97.8829 | 103.8939 | 92.4158 | 80.3963 | 78.4294 | 77.1569 | 76.8465 | 76.9109 | 77.5816 | 78.4583 | 79.1922 | 80.0542 | 80.7303 | 81.6308 | 82.537 | 83.5932 | 84.737 | 85.8666 | 86.9737 | 88.1082 | 89.2706 | 90.4611 | 91.6802 | 92.9283 | 94.2058 | 95.513 | 96.8504
|  |  |  | PF |  |  |  | 0.81654 |  | 0.83936 | 0.84167 | 0.84172 | 0.84184 | 0.84193 | 0.84191 | 0.84172 | 0.84146 | 0.84125 | 0.84101 | 0.84083 | 0.84058 | 0.84034 | 0.84007 | 0.83978 | 0.8395 | 0.83923 | 0.83897 | 0.8387 | 0.83843 | 0.83816 | 0.8379 | 0.83763 | 0.83737 | 0.8371
[10 empty] | 1 | 2 | 3 | 4 | 5 | 6 | 7 | 8 | 9 | 10 | 11 | 12 | 13 | 14 | 15 | 16 | 17 | 18 | 19 | 20 | 21 | 22 | 23 | 24 | 25
Transformer Load Detail
[7 empty] | Units | 13/14 |  | 14/15 | 15/16 | 16/17 | 17/18 | 18/19 | 19/20 | 20/21 | 21/22 | 22/23 | 23/24 | 24/25 | 25/26 | 26/27 | 27/28 | 28/29 | 29/30 | 30/31 | 31/32 | 32/33 | 33/34 | 34/35 | 35/36 | 36/37 | 37/38 | 38/39
| 0 | Compensated |  | Load (LV side) |  |  | Amps
|  |  |  | Apparent Power |  |  | MVA
|  |  |  | Real Power |  |  | MW
|  |  |  | Reactive Power |  |  | MVAr
|  |  |  | Capacitors In Service |  |  | MVAr
PF
| Zone Div: | Uncompensated |  | Reactive Power |  |  | MVAr
PF
| 0 | Compensated |  | Load (LV side) |  |  | Amps
|  |  |  | Apparent Power |  |  | MVA
|  |  |  | Real Power |  |  | MW
|  |  |  | Reactive Power |  |  | MVAr
|  |  |  | Capacitors In Service |  |  | MVAr
PF
| Zone Div: | Uncompensated |  | Reactive Power |  |  | MVAr
PF
| 0 | Compensated |  | Load (LV side) |  |  | Amps
|  |  |  | Apparent Power |  |  | MVA
|  |  |  | Real Power |  |  | MW
|  |  |  | Reactive Power |  |  | MVAr
|  |  |  | Capacitors In Service |  |  | MVAr
PF
| Zone Div: | Uncompensated |  | Reactive Power |  |  | MVAr
PF
| 0 | Compensated |  | Load (LV side) |  |  | Amps
|  |  |  | Apparent Power |  |  | MVA
|  |  |  | Real Power |  |  | MW
|  |  |  | Reactive Power |  |  | MVAr
|  |  |  | Capacitors In Service |  |  | MVAr
PF
| Zone Div: | Uncompensated |  | Reactive Power |  |  | MVAr
PF
| 0 | Compensated |  | Load (LV side) |  |  | Amps
|  |  |  | Apparent Power |  |  | MVA
|  |  |  | Real Power |  |  | MW
|  |  |  | Reactive Power |  |  | MVAr
|  |  |  | Capacitors In Service |  |  | MVAr
PF
| Zone Div: | Uncompensated |  | Reactive Power |  |  | MVAr
PF
| 0 | Compensated |  | Load (LV side) |  |  | Amps
|  |  |  | Apparent Power |  |  | MVA
|  |  |  | Real Power |  |  | MW
|  |  |  | Reactive Power |  |  | MVAr
|  |  |  | Capacitors In Service |  |  | MVAr
PF
| Zone Div: | Uncompensated |  | Reactive Power |  |  | MVAr
PF
| 0 | Compensated |  | Load (LV side) |  |  | Amps
|  |  |  | Apparent Power |  |  | MVA
|  |  |  | Real Power |  |  | MW
|  |  |  | Reactive Power |  |  | MVAr
|  |  |  | Capacitors In Service |  |  | MVAr
PF
| Zone Div: | Uncompensated |  | Reactive Power |  |  | MVAr
PF
| 0 | Compensated |  | Load (LV side) |  |  | Amps
|  |  |  | Apparent Power |  |  | MVA
|  |  |  | Real Power |  |  | MW
|  |  |  | Reactive Power |  |  | MVAr
|  |  |  | Capacitors In Service |  |  | MVAr
PF
| Zone Div: | Uncompensated |  | Reactive Power |  |  | MVAr
PF
| 0 | Compensated |  | Load (LV side) |  |  | Amps
|  |  |  | Apparent Power |  |  | MVA
|  |  |  | Real Power |  |  | MW
|  |  |  | Reactive Power |  |  | MVAr
|  |  |  | Capacitors In Service |  |  | MVAr
PF
| Zone Div: | Uncompensated |  | Reactive Power |  |  | MVAr
PF
| 0 | Compensated |  | Load (LV side) |  |  | Amps
|  |  |  | Apparent Power |  |  | MVA
|  |  |  | Real Power |  |  | MW
|  |  |  | Reactive Power |  |  | MVAr
|  |  |  | Capacitors In Service |  |  | MVAr
PF
| Zone Div: | Uncompensated |  | Reactive Power |  |  | MVAr
PF

## Mitchell Line 132_66kV
| Mitchell Line 132_66kV | [16 empty] | 2015 | SUMMER
| Substation Total Loads | [33 empty] | Spots & Transfers Detail
| Historical Loads | (MVA) | [7 empty] | Weather Corrected Forecast Loads |  |  |  | (MVA) | [20 empty] | Spots & Transfers Summary | (MVA) |  | Historical Spots & Transfers | [6 empty] | Forecast Spots & Transfers
|  | 07/08 | 08/09 | 09/10 | 10/11 | 11/12 | 12/13 | 13/14 |  | 14/15 | 15/16 | 16/17 | 17/18 | 18/19 | 19/20 | 20/21 | 21/22 | 22/23 | 23/24 | 24/25 | 25/26 | 26/27 | 27/28 | 28/29 | 29/30 | 30/31 | 31/32 | 32/33 | 33/34 | 34/35 | 35/36 | 36/37 | 37/38 | 38/39 |  |  |  | 07/08 | 08/09 | 09/10 | 10/11 | 11/12 | 12/13 | 13/14 | 14/15 | 15/16 | 16/17 | 17/18 | 18/19 | 19/20 | 20/21 | 21/22 | 22/23 | 23/24 | 24/25 | 25/26 | 26/27 | 27/28 | 28/29 | 29/30 | 30/31 | 31/32 | 32/33 | 33/34 | 34/35 | 35/36 | 36/37 | 37/38 | 38/39
| Total | 34.489 | 48.6 | 51.1 | 67.33 | 65.358 | 80.02 | 78.84 |  | 87.5242 | 91.712 | 93.0144 | 92.8547 | 92.9409 | 93.0079 | 93.3258 | 93.724 | 94.0673 | 94.4497 | 94.7696 | 95.1819 | 95.5972 | 96.0719 | 96.5822 | 97.0871 | 97.5844 | 98.0931 | 98.6137 | 99.1462 | 99.6907 | 100.2475 | 100.8167 | 101.3985 | 101.9931 |  |  | Total | 0 | 4.7284 | 0.061523 | 15.9339 | 9.1792 | 3.5359 | -0.024804 | 5.1106 | 4.7112 | 1.6677 | 0.022619 | 0.0862 | 0.067037 | 0.31791 | 0.39827 | 0.34339 | 0.38241 | 0.31996 | 0.41235 | 0.41539 | 0.47482 | 0.51039 | 0.50499 | 0.49728 | 0.50887 | 0.52063 | 0.53254 | 0.54463 | 0.55688 | 0.5693 | 0.58189 | 0.59466
| Firm Rating | 0 | 0 | 141 | 141 | 141 | 141.29 | 141.29 |  | 141.29 | 141.29 | 141.29 | 141.29 | 141.29 | 141.29 | 141.29 | 141.29 | 141.29 | 141.29 | 141.29 | 141.29 | 141.29 | 141.29 | 141.29 | 141.29 | 141.29 | 141.29 | 141.29 | 141.29 | 141.29 | 141.29 | 141.29 | 141.29 | 141.29
| Total Capacity | 0 | 0 | 240 | 240 | 240 | 277 | 277 |  | 277 | 277 | 277 | 277 | 277 | 277 | 277 | 277 | 277 | 277 | 277 | 277 | 277 | 277 | 277 | 277 | 277 | 277 | 277 | 277 | 277 | 277 | 277 | 277 | 277 |  |  | Mitchell Line 132_66kV Tx1 | 0 | 2.3719 | 0.030861 | 7.9927 | 4.6045 | 1.7737 | -0.012442 | 2.5636 | 2.3632 | 0.83656 | 0.011346 | 0.043239 | 0.033627 | 0.15947 | 0.19978 | 0.17225 | 0.19182 | 0.1605 | 0.20684 | 0.20837 | 0.23818 | 0.25602 | 0.25331 | 0.24944 | 0.25526 | 0.26115 | 0.26713 | 0.27319 | 0.27934 | 0.28557 | 0.29189 | 0.29829
|  | -7 | -6 | -5 | -4 | -3 | -2 | -1 |  | 0 | 1 | 2 | 3 | 4 | 5 | 6 | 7 | 8 | 9 | 10 | 11 | 12 | 13 | 14 | 15 | 16 | 17 | 18 | 19 | 20 | 21 | 22 | 23 | 24 |  |  | Mitchell Line 132_66kV Tx2 | 0 | 2.3566 | 0.030662 | 7.9412 | 4.5748 | 1.7622 | -0.012362 | 2.547 | 2.348 | 0.83117 | 0.011273 | 0.042961 | 0.03341 | 0.15844 | 0.19849 | 0.17114 | 0.19059 | 0.15946 | 0.20551 | 0.20702 | 0.23664 | 0.25437 | 0.25168 | 0.24783 | 0.25361 | 0.25947 | 0.26541 | 0.27143 | 0.27754 | 0.28373 | 0.29001 | 0.29637
| Transformer Loads | [36 empty] | 0 | 0 | 0 | 0 | 0 | 0 | 0 | 0 | 0 | 0 | 0 | 0 | 0 | 0 | 0 | 0 | 0 | 0 | 0 | 0 | 0 | 0 | 0 | 0 | 0 | 0 | 0 | 0 | 0 | 0 | 0 | 0
| Historical Loads | (MVA) | [7 empty] | 0: Weather Corrected Forecast Loads; 4: (MVA) |  |  |  | 0 | 0 | 0 | 0 | 0 | 0 | 0 | 0 | 0 | 0 | 0 | 0 | 0 | 0 | 0 | 0 | 0 | 0 | 0 | 0 | 0 | 0 | 0 | 0 | 0 | 0 | 0 | 0 | 0 | 0 | 0 | 0
|  | 07/08 | 08/09 | 09/10 | 10/11 | 11/12 | 12/13 | 13/14 |  | 14/15 | 15/16 | 16/17 | 17/18 | 18/19 | 19/20 | 20/21 | 21/22 | 22/23 | 23/24 | 24/25 | 25/26 | 26/27 | 27/28 | 28/29 | 29/30 | 30/31 | 31/32 | 32/33 | 33/34 | 34/35 | 35/36 | 36/37 | 37/38 | 38/39 |  |  |  | 0 | 0 | 0 | 0 | 0 | 0 | 0 | 0 | 0 | 0 | 0 | 0 | 0 | 0 | 0 | 0 | 0 | 0 | 0 | 0 | 0 | 0 | 0 | 0 | 0 | 0 | 0 | 0 | 0 | 0 | 0 | 0
| 0 | [36 empty] | 0 | 0 | 0 | 0 | 0 | 0 | 0 | 0 | 0 | 0 | 0 | 0 | 0 | 0 | 0 | 0 | 0 | 0 | 0 | 0 | 0 | 0 | 0 | 0 | 0 | 0 | 0 | 0 | 0 | 0 | 0 | 0
| Diversity Factor: 0 | [36 empty] | 0 | 0 | 0 | 0 | 0 | 0 | 0 | 0 | 0 | 0 | 0 | 0 | 0 | 0 | 0 | 0 | 0 | 0 | 0 | 0 | 0 | 0 | 0 | 0 | 0 | 0 | 0 | 0 | 0 | 0 | 0 | 0
[38 empty] | 0 | 0 | 0 | 0 | 0 | 0 | 0 | 0 | 0 | 0 | 0 | 0 | 0 | 0 | 0 | 0 | 0 | 0 | 0 | 0 | 0 | 0 | 0 | 0 | 0 | 0 | 0 | 0 | 0 | 0 | 0 | 0
[38 empty] | 0 | 0 | 0 | 0 | 0 | 0 | 0 | 0 | 0 | 0 | 0 | 0 | 0 | 0 | 0 | 0 | 0 | 0 | 0 | 0 | 0 | 0 | 0 | 0 | 0 | 0 | 0 | 0 | 0 | 0 | 0 | 0
| 0 | [36 empty] | 0 | 0 | 0 | 0 | 0 | 0 | 0 | 0 | 0 | 0 | 0 | 0 | 0 | 0 | 0 | 0 | 0 | 0 | 0 | 0 | 0 | 0 | 0 | 0 | 0 | 0 | 0 | 0 | 0 | 0 | 0 | 0
Diversity Factor: 0
[38 empty] | Historical Spots & Transfers | [6 empty] | Forecast Spots & Transfers
[35 empty] | Project Name | From | To | 07/08 | 08/09 | 09/10 | 10/11 | 11/12 | 12/13 | 13/14 | 14/15 | 15/16 | 16/17 | 17/18 | 18/19 | 19/20 | 20/21 | 21/22 | 22/23 | 23/24 | 24/25 | 25/26 | 26/27 | 27/28 | 28/29 | 29/30 | 30/31 | 31/32 | 32/33 | 33/34 | 34/35 | 35/36 | 36/37 | 37/38 | 38/39
| 0 | [33 empty] | Aberdeen 66_11kV Spots and Transfers |  | Mitchell Line 132_66kV Tx1 | 0 | 0 | 0 | 0 | 0 | 0.35624 | -4.4874e-05 | 2.2374 | -0.014725 | 0.0011349 | 0.0023097 | 0.0063339 | 0.0043275 | 0.019214 | 0.0248 | 0.021933 | 0.023112 | 0.019597 | 0.025241 | 0.025318 | 0.029083 | 0.031252 | 0.030824 | 0.030178 | 0.030809 | 0.031449 | 0.032098 | 0.032756 | 0.033423 | 0.0341 | 0.034785 | 0.035481
| Diversity Factor: 0 | [33 empty] | Aberdeen 66_11kV Spots and Transfers |  | Mitchell Line 132_66kV Tx2 | 0 | 0 | 0 | 0 | 0 | 0.35394 | -4.4585e-05 | 2.223 | -0.01463 | 0.0011276 | 0.0022948 | 0.0062931 | 0.0042996 | 0.01909 | 0.02464 | 0.021792 | 0.022963 | 0.01947 | 0.025079 | 0.025155 | 0.028896 | 0.031051 | 0.030625 | 0.029983 | 0.030611 | 0.031247 | 0.031891 | 0.032545 | 0.033208 | 0.03388 | 0.034561 | 0.035252
[35 empty] | Baerami 33_11kV Spots and Transfers |  | Mitchell Line 132_66kV Tx1 | 0 | 0 | 0.030861 | 0 | -0.00089628 | 0 | -0.00036715 | -0.001327 | -0.0010483 | -0.00013731 | 0.00050856 | 0.00068543 | 0.00041026 | 0.00257 | 0.0035661 | 0.0031424 | 0.0032864 | 0.0026177 | 0.003463 | 0.0034456 | 0.0040707 | 0.0044043 | 0.0043179 | 0.0041677 | 0.0042458 | 0.004325 | 0.0044053 | 0.0044866 | 0.004569 | 0.0046525 | 0.0047371 | 0.0048228
[35 empty] | Baerami 33_11kV Spots and Transfers |  | Mitchell Line 132_66kV Tx2 | 0 | 0 | 0.030662 | 0 | -0.0008905 | 0 | -0.00036479 | -0.0013185 | -0.0010416 | -0.00013642 | 0.00050528 | 0.00068101 | 0.00040762 | 0.0025534 | 0.0035431 | 0.0031221 | 0.0032653 | 0.0026009 | 0.0034407 | 0.0034233 | 0.0040444 | 0.0043759 | 0.0042901 | 0.0041408 | 0.0042185 | 0.0042972 | 0.0043769 | 0.0044577 | 0.0045396 | 0.0046225 | 0.0047066 | 0.0047917
| 0 | [33 empty] | Bengalla Mine 4MVA Increase Spots and Transfers |  | Mitchell Line 132_66kV Tx1 | 0 | 0 | 0 | 0 | 0 | 1.4725 | 0 | 0 | 0 | 0 | 0 | 0 | 0 | 0 | 0 | 0 | 0 | 0 | 0 | 0 | 0 | 0 | 0 | 0 | 0 | 0 | 0 | 0 | 0 | 0 | 0 | 0
| Diversity Factor: 0 | [33 empty] | Bengalla Mine 4MVA Increase Spots and Transfers |  | Mitchell Line 132_66kV Tx2 | 0 | 0 | 0 | 0 | 0 | 1.463 | 0 | 0 | 0 | 0 | 0 | 0 | 0 | 0 | 0 | 0 | 0 | 0 | 0 | 0 | 0 | 0 | 0 | 0 | 0 | 0 | 0 | 0 | 0 | 0 | 0 | 0
[35 empty] | Denman 66_11kV Spots and Transfers |  | Mitchell Line 132_66kV Tx1 | 0 | 0.13837 | 0 | -0.0071685 | -0.0085089 | -0.00053797 | -1.3449e-05 | -0.0091188 | -0.018811 | 0.0027851 | 0.0075693 | 0.014956 | 0.0097208 | 0.028226 | 0.033764 | 0.029595 | 0.031761 | 0.02761 | 0.034283 | 0.034507 | 0.038851 | 0.041442 | 0.041064 | 0.040499 | 0.041349 | 0.04221 | 0.043084 | 0.043969 | 0.044866 | 0.045776 | 0.046698 | 0.047633
[35 empty] | Denman 66_11kV Spots and Transfers |  | Mitchell Line 132_66kV Tx2 | 0 | 0.13748 | 0 | -0.0071223 | -0.0084541 | -0.00053451 | -1.3363e-05 | -0.00906 | -0.01869 | 0.0027671 | 0.0075204 | 0.014859 | 0.0096582 | 0.028044 | 0.033546 | 0.029404 | 0.031556 | 0.027432 | 0.034062 | 0.034284 | 0.0386 | 0.041175 | 0.040799 | 0.040238 | 0.041082 | 0.041938 | 0.042806 | 0.043685 | 0.044577 | 0.045481 | 0.046397 | 0.047326
| 0 | [33 empty] | Drayton South Mine Development (onto new 66kV Spots and Transfers |  | Mitchell Line 132_66kV Tx1 | 0 | 0 | 0 | 0 | 0 | 0 | 0 | 0 | 2.5081 | 0 | 0 | 0 | 0 | 0 | 0 | 0 | 0 | 0 | 0 | 0 | 0 | 0 | 0 | 0 | 0 | 0 | 0 | 0 | 0 | 0 | 0 | 0
| Diversity Factor: 0 | [33 empty] | Drayton South Mine Development (onto new 66kV Spots and Transfers |  | Mitchell Line 132_66kV Tx2 | 0 | 0 | 0 | 0 | 0 | 0 | 0 | 0 | 2.4919 | 0 | 0 | 0 | 0 | 0 | 0 | 0 | 0 | 0 | 0 | 0 | 0 | 0 | 0 | 0 | 0 | 0 | 0 | 0 | 0 | 0 | 0 | 0
[35 empty] | Mangoola (Anvil Hill) Spots and Transfers |  | Mitchell Line 132_66kV Tx1 | 0 | 0 | 0 | 0 | 4.6559 | 0 | 0 | 0 | 0 | 0 | 0 | 0 | 0 | 0 | 0 | 0 | 0 | 0 | 0 | 0 | 0 | 0 | 0 | 0 | 0 | 0 | 0 | 0 | 0 | 0 | 0 | 0
[35 empty] | Mangoola (Anvil Hill) Spots and Transfers |  | Mitchell Line 132_66kV Tx2 | 0 | 0 | 0 | 0 | 4.6258 | 0 | 0 | 0 | 0 | 0 | 0 | 0 | 0 | 0 | 0 | 0 | 0 | 0 | 0 | 0 | 0 | 0 | 0 | 0 | 0 | 0 | 0 | 0 | 0 | 0 | 0 | 0
| 0 | [33 empty] | Merriwa 33_11kV Spots and Transfers |  | Mitchell Line 132_66kV Tx1 | 0 | 0 | 0 | -0.0013474 | -0.0049241 | -0.0037379 | -6.7147e-05 | -0.0050917 | -0.013711 | 0.00056067 | 0.0015247 | 0.0054692 | 0.0030732 | 0.013221 | 0.015858 | 0.013656 | 0.015419 | 0.013373 | 0.017027 | 0.017248 | 0.019387 | 0.020764 | 0.020628 | 0.020508 | 0.021024 | 0.021547 | 0.022078 | 0.022615 | 0.023161 | 0.023714 | 0.024276 | 0.024845
| Diversity Factor: 0 | [33 empty] | Merriwa 33_11kV Spots and Transfers |  | Mitchell Line 132_66kV Tx2 | 0 | 0 | 0 | -0.0013387 | -0.0048924 | -0.0037138 | -6.6714e-05 | -0.0050588 | -0.013623 | 0.00055705 | 0.0015149 | 0.005434 | 0.0030534 | 0.013136 | 0.015756 | 0.013568 | 0.01532 | 0.013287 | 0.016918 | 0.017137 | 0.019262 | 0.02063 | 0.020495 | 0.020376 | 0.020888 | 0.021408 | 0.021935 | 0.02247 | 0.023012 | 0.023561 | 0.024119 | 0.024684
[35 empty] | Mitchell Line 66_11kV Spots and Transfers |  | Mitchell Line 132_66kV Tx1 | 0 | 2.2335 | 0 | -0.013293 | -0.025217 | -0.013982 | -0.0092843 | 0.36876 | -0.042179 | -0.0004247 | 0.0035364 | 0.0090214 | 0.017621 | 0.057598 | 0.070243 | 0.060828 | 0.066649 | 0.056178 | 0.070668 | 0.071044 | 0.080789 | 0.086479 | 0.085583 | 0.084129 | 0.085923 | 0.087741 | 0.089584 | 0.091452 | 0.093345 | 0.095264 | 0.097209 | 0.09918
[35 empty] | Mitchell Line 66_11kV Spots and Transfers |  | Mitchell Line 132_66kV Tx2 | 0 | 2.2191 | 0 | -0.013208 | -0.025055 | -0.013892 | -0.0092244 | 0.36638 | -0.041907 | -0.00042197 | 0.0035136 | 0.0089632 | 0.017508 | 0.057227 | 0.06979 | 0.060435 | 0.066219 | 0.055815 | 0.070213 | 0.070585 | 0.080268 | 0.085921 | 0.085031 | 0.083586 | 0.085369 | 0.087175 | 0.089006 | 0.090862 | 0.092743 | 0.09465 | 0.096582 | 0.09854
| 0 | [33 empty] | STS Change: Moonan 33_11kV Spots and Transfers |  | Mitchell Line 132_66kV Tx1 | 0 | 0 | 0 | 0 | 0 | 0 | 0 | 0 | 0 | 0.37545 | 0 | 0 | 0 | 0 | 0 | 0 | 0 | 0 | 0 | 0 | 0 | 0 | 0 | 0 | 0 | 0 | 0 | 0 | 0 | 0 | 0 | 0
| Diversity Factor: 0 | [33 empty] | STS Change: Moonan 33_11kV Spots and Transfers |  | Mitchell Line 132_66kV Tx2 | 0 | 0 | 0 | 0 | 0 | 0 | 0 | 0 | 0 | 0.37302 | 0 | 0 | 0 | 0 | 0 | 0 | 0 | 0 | 0 | 0 | 0 | 0 | 0 | 0 | 0 | 0 | 0 | 0 | 0 | 0 | 0 | 0
[35 empty] | STS Change: Rouchel 33_11kV Spots and Transfers |  | Mitchell Line 132_66kV Tx1 | 0 | 0 | 0 | 0 | 0 | 0 | 0 | 0 | 0 | 0.46456 | 0 | 0 | 0 | 0 | 0 | 0 | 0 | 0 | 0 | 0 | 0 | 0 | 0 | 0 | 0 | 0 | 0 | 0 | 0 | 0 | 0 | 0
[35 empty] | STS Change: Rouchel 33_11kV Spots and Transfers |  | Mitchell Line 132_66kV Tx2 | 0 | 0 | 0 | 0 | 0 | 0 | 0 | 0 | 0 | 0.46156 | 0 | 0 | 0 | 0 | 0 | 0 | 0 | 0 | 0 | 0 | 0 | 0 | 0 | 0 | 0 | 0 | 0 | 0 | 0 | 0 | 0 | 0
| 0 | [33 empty] | Scone 66_11kV Spots and Transfers |  | Mitchell Line 132_66kV Tx1 | 0 | 0 | 0 | 8.0145 | -0.011864 | -0.03682 | -0.002665 | -0.027066 | -0.054411 | -0.007359 | -0.0041026 | 0.0067736 | -0.0015261 | 0.038642 | 0.05155 | 0.043097 | 0.051597 | 0.041123 | 0.056158 | 0.056803 | 0.065999 | 0.07168 | 0.070895 | 0.069961 | 0.071908 | 0.073882 | 0.075885 | 0.077916 | 0.079975 | 0.082064 | 0.084182 | 0.08633
| Diversity Factor: 0 | [33 empty] | Scone 66_11kV Spots and Transfers |  | Mitchell Line 132_66kV Tx2 | 0 | 0 | 0 | 7.9628 | -0.011788 | -0.036582 | -0.0026478 | -0.026891 | -0.05406 | -0.0073115 | -0.0040761 | 0.0067299 | -0.0015163 | 0.038393 | 0.051217 | 0.042819 | 0.051264 | 0.040858 | 0.055796 | 0.056437 | 0.065573 | 0.071218 | 0.070438 | 0.06951 | 0.071444 | 0.073406 | 0.075396 | 0.077414 | 0.07946 | 0.081535 | 0.083639 | 0.085774
0
Diversity Factor: 0
0
Diversity Factor: 0
| Weather Correction and Public Holiday Factors | [8 empty] | Forecast ROG
ROG Justification
| Actual loads for season 13/14 have been weather corrected by the following: | [6 empty] | 8.696% |  | Weighted ROG calculation based on downstream zone substations and customers | [59 empty] | Weighted ROG calculation based on downstream zone substations and customers
1 | 2 | 3 | 4 | 5 | 6 | 7 | 8 | 9 | 10 | 14/15 | 15/16 | 16/17 | 17/18 | 18/19 | 19/20 | 20/21 | 21/22 | 22/23 | 23/24 | 24/25 | 25/26 | 26/27 | 27/28 | 28/29 | 29/30 | 30/31 | 31/32 | 32/33 | 33/34 | 34/35 | 35/36 | 36/37 | 37/38 | 38/39
0.99338 | 0.98745 | 0.98352 | 0.98159 | 0.98159 | 0.98159 | 0.98159 | 0.98159 | 0.98159 | 0.98159 | -0.662% | -0.597% | -0.398% | -0.196% | 0% | 0% | 0% | 0% | 0% | 0% | 0% | 0% | 0% | 0% | 0% | 0% | 0% | 0% | 0% | 0% | 0% | 0% | 0% | 0% | 0%
Substation Load Detail
[7 empty] | Units | 13/14 |  | 14/15 | 15/16 | 16/17 | 17/18 | 18/19 | 19/20 | 20/21 | 21/22 | 22/23 | 23/24 | 24/25 | 25/26 | 26/27 | 27/28 | 28/29 | 29/30 | 30/31 | 31/32 | 32/33 | 33/34 | 34/35 | 35/36 | 36/37 | 37/38 | 38/39
1 | Mitchell Line 132_66kV | Compensated |  | Load (LV side) |  |  | Amps | 690 |  | 765.6379 | 802.2715 | 813.6649 | 812.2679 | 813.0218 | 813.6082 | 816.3887 | 819.8722 | 822.8756 | 826.2203 | 829.0188 | 832.6253 | 836.2584 | 840.4114 | 844.8755 | 849.2923 | 853.6417 | 858.0925 | 862.6461 | 867.304 | 872.0676 | 876.9383 | 881.9177 | 887.0072 | 892.2084
|  |  |  | Apparent Power |  |  | MVA | 78.84 |  | 87.5242 | 91.712 | 93.0144 | 92.8547 | 92.9409 | 93.0079 | 93.3258 | 93.724 | 94.0673 | 94.4497 | 94.7696 | 95.1819 | 95.5972 | 96.0719 | 96.5822 | 97.0871 | 97.5844 | 98.0931 | 98.6137 | 99.1462 | 99.6907 | 100.2475 | 100.8167 | 101.3985 | 101.9931
|  |  |  | Real Power |  |  | MW | 72.6905 | 77.1437 | 81.345 | 85.2031 | 86.4016 | 86.2531 | 86.3326 | 86.3944 | 86.6875 | 87.0547 | 87.3714 | 87.7239 | 88.0189 | 88.3991 | 88.7821 | 89.2199 | 89.6905 | 90.1561 | 90.6146 | 91.0837 | 91.5638 | 92.0548 | 92.5569 | 93.0704 | 93.5952 | 94.1318 | 94.68
|  |  |  | Reactive Power |  |  | MVAr | 30.5261 |  | 32.3027 | 33.934 | 34.4447 | 34.3859 | 34.4193 | 34.4453 | 34.5684 | 34.7225 | 34.8555 | 35.0036 | 35.1275 | 35.2871 | 35.4479 | 35.6318 | 35.8294 | 36.0249 | 36.2175 | 36.4145 | 36.6161 | 36.8223 | 37.0332 | 37.2488 | 37.4692 | 37.6945 | 37.9248
|  |  |  | Capacitors In Service |  |  | MVAr | 0 |  | 0 | 0 | 0 | 0 | 0 | 0 | 0 | 0 | 0 | 0 | 0 | 0 | 0 | 0 | 0 | 0 | 0 | 0 | 0 | 0 | 0 | 0 | 0 | 0 | 0
|  |  |  | PF |  |  |  | 0.922 |  | 0.9294 | 0.92903 | 0.92891 | 0.9289 | 0.9289 | 0.92889 | 0.92887 | 0.92884 | 0.92882 | 0.92879 | 0.92877 | 0.92874 | 0.92871 | 0.92868 | 0.92864 | 0.92861 | 0.92858 | 0.92854 | 0.92851 | 0.92848 | 0.92844 | 0.92841 | 0.92837 | 0.92833 | 0.9283
0.87621 | Diversity Factor: 0.88 | Uncompensated |  | Reactive Power |  |  | MVAr | 30.5261 | 32.3962 | 32.3027 | 33.934 | 34.4447 | 34.3859 | 34.4193 | 34.4453 | 34.5684 | 34.7225 | 34.8555 | 35.0036 | 35.1275 | 35.2871 | 35.4479 | 35.6318 | 35.8294 | 36.0249 | 36.2175 | 36.4145 | 36.6161 | 36.8223 | 37.0332 | 37.2488 | 37.4692 | 37.6945 | 37.9248
|  |  |  | PF |  |  |  | 0.922 |  | 0.9294 | 0.92903 | 0.92891 | 0.9289 | 0.9289 | 0.92889 | 0.92887 | 0.92884 | 0.92882 | 0.92879 | 0.92877 | 0.92874 | 0.92871 | 0.92868 | 0.92864 | 0.92861 | 0.92858 | 0.92854 | 0.92851 | 0.92848 | 0.92844 | 0.92841 | 0.92837 | 0.92833 | 0.9283
[10 empty] | 1 | 2 | 3 | 4 | 5 | 6 | 7 | 8 | 9 | 10 | 11 | 12 | 13 | 14 | 15 | 16 | 17 | 18 | 19 | 20 | 21 | 22 | 23 | 24 | 25
Transformer Load Detail
[7 empty] | Units | 13/14 |  | 14/15 | 15/16 | 16/17 | 17/18 | 18/19 | 19/20 | 20/21 | 21/22 | 22/23 | 23/24 | 24/25 | 25/26 | 26/27 | 27/28 | 28/29 | 29/30 | 30/31 | 31/32 | 32/33 | 33/34 | 34/35 | 35/36 | 36/37 | 37/38 | 38/39
| 0 | Compensated |  | Load (LV side) |  |  | Amps
|  |  |  | Apparent Power |  |  | MVA
|  |  |  | Real Power |  |  | MW
|  |  |  | Reactive Power |  |  | MVAr
|  |  |  | Capacitors In Service |  |  | MVAr
PF
| Zone Div: | Uncompensated |  | Reactive Power |  |  | MVAr
PF
| 0 | Compensated |  | Load (LV side) |  |  | Amps
|  |  |  | Apparent Power |  |  | MVA
|  |  |  | Real Power |  |  | MW
|  |  |  | Reactive Power |  |  | MVAr
|  |  |  | Capacitors In Service |  |  | MVAr
PF
| Zone Div: | Uncompensated |  | Reactive Power |  |  | MVAr
PF
| 0 | Compensated |  | Load (LV side) |  |  | Amps
|  |  |  | Apparent Power |  |  | MVA
|  |  |  | Real Power |  |  | MW
|  |  |  | Reactive Power |  |  | MVAr
|  |  |  | Capacitors In Service |  |  | MVAr
PF
| Zone Div: | Uncompensated |  | Reactive Power |  |  | MVAr
PF
| 0 | Compensated |  | Load (LV side) |  |  | Amps
|  |  |  | Apparent Power |  |  | MVA
|  |  |  | Real Power |  |  | MW
|  |  |  | Reactive Power |  |  | MVAr
|  |  |  | Capacitors In Service |  |  | MVAr
PF
| Zone Div: | Uncompensated |  | Reactive Power |  |  | MVAr
PF
| 0 | Compensated |  | Load (LV side) |  |  | Amps
|  |  |  | Apparent Power |  |  | MVA
|  |  |  | Real Power |  |  | MW
|  |  |  | Reactive Power |  |  | MVAr
|  |  |  | Capacitors In Service |  |  | MVAr
PF
| Zone Div: | Uncompensated |  | Reactive Power |  |  | MVAr
PF
| 0 | Compensated |  | Load (LV side) |  |  | Amps
|  |  |  | Apparent Power |  |  | MVA
|  |  |  | Real Power |  |  | MW
|  |  |  | Reactive Power |  |  | MVAr
|  |  |  | Capacitors In Service |  |  | MVAr
PF
| Zone Div: | Uncompensated |  | Reactive Power |  |  | MVAr
PF
| 0 | Compensated |  | Load (LV side) |  |  | Amps
|  |  |  | Apparent Power |  |  | MVA
|  |  |  | Real Power |  |  | MW
|  |  |  | Reactive Power |  |  | MVAr
|  |  |  | Capacitors In Service |  |  | MVAr
PF
| Zone Div: | Uncompensated |  | Reactive Power |  |  | MVAr
PF
| 0 | Compensated |  | Load (LV side) |  |  | Amps
|  |  |  | Apparent Power |  |  | MVA
|  |  |  | Real Power |  |  | MW
|  |  |  | Reactive Power |  |  | MVAr
|  |  |  | Capacitors In Service |  |  | MVAr
PF
| Zone Div: | Uncompensated |  | Reactive Power |  |  | MVAr
PF
| 0 | Compensated |  | Load (LV side) |  |  | Amps
|  |  |  | Apparent Power |  |  | MVA
|  |  |  | Real Power |  |  | MW
|  |  |  | Reactive Power |  |  | MVAr
|  |  |  | Capacitors In Service |  |  | MVAr
PF
| Zone Div: | Uncompensated |  | Reactive Power |  |  | MVAr
PF
| 0 | Compensated |  | Load (LV side) |  |  | Amps
|  |  |  | Apparent Power |  |  | MVA
|  |  |  | Real Power |  |  | MW
|  |  |  | Reactive Power |  |  | MVAr
|  |  |  | Capacitors In Service |  |  | MVAr
PF
| Zone Div: | Uncompensated |  | Reactive Power |  |  | MVAr
PF

## Muswellbrook 132_33kV
| Muswellbrook 132_33kV | [16 empty] | 2015 | SUMMER
| Substation Total Loads | [33 empty] | Spots & Transfers Detail
| Historical Loads | (MVA) | [7 empty] | Weather Corrected Forecast Loads |  |  |  | (MVA) | [20 empty] | Spots & Transfers Summary | (MVA) |  | Historical Spots & Transfers | [6 empty] | Forecast Spots & Transfers
|  | 07/08 | 08/09 | 09/10 | 10/11 | 11/12 | 12/13 | 13/14 |  | 14/15 | 15/16 | 16/17 | 17/18 | 18/19 | 19/20 | 20/21 | 21/22 | 22/23 | 23/24 | 24/25 | 25/26 | 26/27 | 27/28 | 28/29 | 29/30 | 30/31 | 31/32 | 32/33 | 33/34 | 34/35 | 35/36 | 36/37 | 37/38 | 38/39 |  |  |  | 07/08 | 08/09 | 09/10 | 10/11 | 11/12 | 12/13 | 13/14 | 14/15 | 15/16 | 16/17 | 17/18 | 18/19 | 19/20 | 20/21 | 21/22 | 22/23 | 23/24 | 24/25 | 25/26 | 26/27 | 27/28 | 28/29 | 29/30 | 30/31 | 31/32 | 32/33 | 33/34 | 34/35 | 35/36 | 36/37 | 37/38 | 38/39
| Total | 38.6 | 39.7 | 42.6 | 23.06 | 18.647 | 22.757 | 20.657 |  | 16.8555 | 16.1192 | 2.1993 | 2.1905 | 2.1898 | 2.1879 | 2.1949 | 2.2057 | 2.2148 | 2.2254 | 2.2332 | 2.2445 | 2.2558 | 2.2696 | 2.2847 | 2.2996 | 2.3141 | 2.329 | 2.3443 | 2.36 | 2.3761 | 2.3927 | 2.4097 | 2.4272 | 2.4452 |  |  | Total | 0.42561 | -3.6965 | 0.84689 | -16.0565 | -0.022096 | -0.75136 | -0.011286 | -4.527 | -0.093084 | -14.1634 | -0.0011198 | -0.00090315 | -0.0022589 | 0.0085491 | 0.013273 | 0.01117 | 0.012987 | 0.0094756 | 0.01374 | 0.013744 | 0.016672 | 0.018315 | 0.017947 | 0.017368 | 0.01781 | 0.018259 | 0.018713 | 0.019174 | 0.019641 | 0.020114 | 0.020594 | 0.021081
| Firm Rating | 0 | 0 | 42 | 42 | 42 | 47.1 | 47.1 |  | 47.1 | 47.1 | 0 | 0 | 0 | 0 | 0 | 0 | 0 | 0 | 0 | 0 | 0 | 0 | 0 | 0 | 0 | 0 | 0 | 0 | 0 | 0 | 0 | 0 | 0
| Total Capacity | 0 | 0 | 56 | 56 | 56 | 69 | 69 |  | 69 | 69 | 0 | 0 | 0 | 0 | 0 | 0 | 0 | 0 | 0 | 0 | 0 | 0 | 0 | 0 | 0 | 0 | 0 | 0 | 0 | 0 | 0 | 0 | 0 |  |  | Muswellbrook 132_33kV Tx1 | 0.11419 | -0.99177 | 0.22722 | -4.3079 | -0.0059284 | -0.20159 | -0.0030281 | -1.2146 | -0.024974 | -3.8 | -0.00030043 | -0.00024231 | -0.00060606 | 0.0022937 | 0.0035612 | 0.0029969 | 0.0034843 | 0.0025423 | 0.0036863 | 0.0036875 | 0.0044731 | 0.004914 | 0.0048151 | 0.0046599 | 0.0047785 | 0.0048988 | 0.0050207 | 0.0051443 | 0.0052696 | 0.0053967 | 0.0055254 | 0.005656
|  | -7 | -6 | -5 | -4 | -3 | -2 | -1 |  | 0 | 1 | 2 | 3 | 4 | 5 | 6 | 7 | 8 | 9 | 10 | 11 | 12 | 13 | 14 | 15 | 16 | 17 | 18 | 19 | 20 | 21 | 22 | 23 | 24 |  |  | Muswellbrook 132_33kV Tx2 | 0.11335 | -0.98444 | 0.22554 | -4.2761 | -0.0058845 | -0.2001 | -0.0030057 | -1.2056 | -0.02479 | -3.7719 | -0.00029821 | -0.00024052 | -0.00060158 | 0.0022768 | 0.0035349 | 0.0029748 | 0.0034586 | 0.0025235 | 0.0036591 | 0.0036603 | 0.00444 | 0.0048777 | 0.0047795 | 0.0046254 | 0.0047432 | 0.0048626 | 0.0049836 | 0.0051063 | 0.0052307 | 0.0053568 | 0.0054846 | 0.0056142
| Transformer Loads | [35 empty] | Muswellbrook 132_33kV Tx3 | 0.19807 | -1.7203 | 0.39413 | -7.4725 | -0.010283 | -0.34967 | -0.0052525 | -2.1068 | -0.04332 | -6.5915 | -0.00052113 | -0.00042031 | -0.0010513 | 0.0039787 | 0.0061772 | 0.0051984 | 0.0060439 | 0.0044098 | 0.0063942 | 0.0063963 | 0.0077589 | 0.0085237 | 0.0083522 | 0.008083 | 0.0082887 | 0.0084973 | 0.0087088 | 0.0089232 | 0.0091406 | 0.0093609 | 0.0095843 | 0.0098108
| Historical Loads | (MVA) | [7 empty] | 0: Weather Corrected Forecast Loads; 4: (MVA) |  |  |  | 0 | 0 | 0 | 0 | 0 | 0 | 0 | 0 | 0 | 0 | 0 | 0 | 0 | 0 | 0 | 0 | 0 | 0 | 0 | 0 | 0 | 0 | 0 | 0 | 0 | 0 | 0 | 0 | 0 | 0 | 0 | 0
|  | 07/08 | 08/09 | 09/10 | 10/11 | 11/12 | 12/13 | 13/14 |  | 14/15 | 15/16 | 16/17 | 17/18 | 18/19 | 19/20 | 20/21 | 21/22 | 22/23 | 23/24 | 24/25 | 25/26 | 26/27 | 27/28 | 28/29 | 29/30 | 30/31 | 31/32 | 32/33 | 33/34 | 34/35 | 35/36 | 36/37 | 37/38 | 38/39 |  |  |  | 0 | 0 | 0 | 0 | 0 | 0 | 0 | 0 | 0 | 0 | 0 | 0 | 0 | 0 | 0 | 0 | 0 | 0 | 0 | 0 | 0 | 0 | 0 | 0 | 0 | 0 | 0 | 0 | 0 | 0 | 0 | 0
| 0 | [36 empty] | 0 | 0 | 0 | 0 | 0 | 0 | 0 | 0 | 0 | 0 | 0 | 0 | 0 | 0 | 0 | 0 | 0 | 0 | 0 | 0 | 0 | 0 | 0 | 0 | 0 | 0 | 0 | 0 | 0 | 0 | 0 | 0
| Diversity Factor: 0 | [36 empty] | 0 | 0 | 0 | 0 | 0 | 0 | 0 | 0 | 0 | 0 | 0 | 0 | 0 | 0 | 0 | 0 | 0 | 0 | 0 | 0 | 0 | 0 | 0 | 0 | 0 | 0 | 0 | 0 | 0 | 0 | 0 | 0
[38 empty] | 0 | 0 | 0 | 0 | 0 | 0 | 0 | 0 | 0 | 0 | 0 | 0 | 0 | 0 | 0 | 0 | 0 | 0 | 0 | 0 | 0 | 0 | 0 | 0 | 0 | 0 | 0 | 0 | 0 | 0 | 0 | 0
[38 empty] | 0 | 0 | 0 | 0 | 0 | 0 | 0 | 0 | 0 | 0 | 0 | 0 | 0 | 0 | 0 | 0 | 0 | 0 | 0 | 0 | 0 | 0 | 0 | 0 | 0 | 0 | 0 | 0 | 0 | 0 | 0 | 0
| 0 | [36 empty] | 0 | 0 | 0 | 0 | 0 | 0 | 0 | 0 | 0 | 0 | 0 | 0 | 0 | 0 | 0 | 0 | 0 | 0 | 0 | 0 | 0 | 0 | 0 | 0 | 0 | 0 | 0 | 0 | 0 | 0 | 0 | 0
Diversity Factor: 0
[38 empty] | Historical Spots & Transfers | [6 empty] | Forecast Spots & Transfers
[35 empty] | Project Name | From | To | 07/08 | 08/09 | 09/10 | 10/11 | 11/12 | 12/13 | 13/14 | 14/15 | 15/16 | 16/17 | 17/18 | 18/19 | 19/20 | 20/21 | 21/22 | 22/23 | 23/24 | 24/25 | 25/26 | 26/27 | 27/28 | 28/29 | 29/30 | 30/31 | 31/32 | 32/33 | 33/34 | 34/35 | 35/36 | 36/37 | 37/38 | 38/39
| 0 | [33 empty] | Aberdeen 33_11kV Spots and Transfers |  | Muswellbrook 132_33kV Tx1 | 0 | 0.048302 | 0.11303 | -1.7747e-05 | -2.0282e-05 | -0.19171 | 0 | -1.2004 | 0 | 0 | 0 | 0 | 0 | 0 | 0 | 0 | 0 | 0 | 0 | 0 | 0 | 0 | 0 | 0 | 0 | 0 | 0 | 0 | 0 | 0 | 0 | 0
| Diversity Factor: 0 | [33 empty] | Aberdeen 33_11kV Spots and Transfers |  | Muswellbrook 132_33kV Tx2 | 0 | 0.047945 | 0.11219 | -1.7615e-05 | -2.0132e-05 | -0.19029 | 0 | -1.1915 | 0 | 0 | 0 | 0 | 0 | 0 | 0 | 0 | 0 | 0 | 0 | 0 | 0 | 0 | 0 | 0 | 0 | 0 | 0 | 0 | 0 | 0 | 0 | 0
[35 empty] | Aberdeen 33_11kV Spots and Transfers |  | Muswellbrook 132_33kV Tx3 | 0 | 0.083784 | 0.19606 | -3.0783e-05 | -3.518e-05 | -0.33253 | 0 | -2.0822 | 0 | 0 | 0 | 0 | 0 | 0 | 0 | 0 | 0 | 0 | 0 | 0 | 0 | 0 | 0 | 0 | 0 | 0 | 0 | 0 | 0 | 0 | 0 | 0
[35 empty] | Moonan 33_11kV Spots and Transfers |  | Muswellbrook 132_33kV Tx1 | 0 | 0 | 0 | -2.0081e-06 | -0.0001968 | 0 | 0 | -0.00084123 | -0.00094193 | 6.6904e-05 | 0.00041732 | 0.00052297 | 0.00036037 | 0.0021362 | 0.002891 | 0.0025701 | 0.0026681 | 0.0022142 | 0.0029047 | 0.002903 | 0.0033809 | 0.0036472 | 0.0035854 | 0.0034875 | 0.0035575 | 0.0036284 | 0.0037003 | 0.0037732 | 0.0038471 | 0.003922 | 0.0039979 | 0.0040749
| 0 | [33 empty] | Moonan 33_11kV Spots and Transfers |  | Muswellbrook 132_33kV Tx2 | 0 | 0 | 0 | -1.9933e-06 | -0.00019534 | 0 | 0 | -0.00083502 | -0.00093497 | 6.641e-05 | 0.00041424 | 0.0005191 | 0.00035771 | 0.0021204 | 0.0028696 | 0.0025511 | 0.0026484 | 0.0021978 | 0.0028833 | 0.0028815 | 0.0033559 | 0.0036202 | 0.0035589 | 0.0034617 | 0.0035312 | 0.0036015 | 0.0036729 | 0.0037453 | 0.0038186 | 0.003893 | 0.0039684 | 0.0040448
| Diversity Factor: 0 | [33 empty] | Moonan 33_11kV Spots and Transfers |  | Muswellbrook 132_33kV Tx3 | 0 | 0 | 0 | -3.4833e-06 | -0.00034136 | 0 | 0 | -0.0014592 | -0.0016339 | 0.00011605 | 0.00072388 | 0.00090713 | 0.00062509 | 0.0037054 | 0.0050147 | 0.004458 | 0.0046281 | 0.0038406 | 0.0050385 | 0.0050355 | 0.0058644 | 0.0063263 | 0.0062191 | 0.0060493 | 0.0061707 | 0.0062937 | 0.0064184 | 0.0065449 | 0.006673 | 0.006803 | 0.0069347 | 0.0070683
[35 empty] | Muswellbrook 33_11kV Spots and Transfers |  | Muswellbrook 132_33kV Tx1 | 0.11419 | -1.1024 | 0.11419 | -0.00011014 | -0.0054607 | -0.0098176 | -0.0030198 | -0.011971 | -0.022629 | -3.3499 | 0 | 0 | 0 | 0 | 0 | 0 | 0 | 0 | 0 | 0 | 0 | 0 | 0 | 0 | 0 | 0 | 0 | 0 | 0 | 0 | 0 | 0
[35 empty] | Muswellbrook 33_11kV Spots and Transfers |  | Muswellbrook 132_33kV Tx2 | 0.11335 | -1.0942 | 0.11335 | -0.00010932 | -0.0054204 | -0.009745 | -0.0029975 | -0.011883 | -0.022462 | -3.3251 | 0 | 0 | 0 | 0 | 0 | 0 | 0 | 0 | 0 | 0 | 0 | 0 | 0 | 0 | 0 | 0 | 0 | 0 | 0 | 0 | 0 | 0
| 0 | [33 empty] | Muswellbrook 33_11kV Spots and Transfers |  | Muswellbrook 132_33kV Tx3 | 0.19807 | -1.9122 | 0.19807 | -0.00019104 | -0.0094721 | -0.017029 | -0.0052381 | -0.020766 | -0.039252 | -5.8106 | 0 | 0 | 0 | 0 | 0 | 0 | 0 | 0 | 0 | 0 | 0 | 0 | 0 | 0 | 0 | 0 | 0 | 0 | 0 | 0 | 0 | 0
| Diversity Factor: 0 | [33 empty] | Rouchel 33_11kV Spots and Transfers |  | Muswellbrook 132_33kV Tx1 | 0 | 0 | 0 | -0.00087174 | -0.00025055 | -6.2119e-05 | -8.2826e-06 | -0.0013671 | -0.001403 | -0.00095826 | -0.00071775 | -0.00076528 | -0.00096643 | 0.00015755 | 0.00067021 | 0.00042686 | 0.00081622 | 0.00032814 | 0.00078158 | 0.00078455 | 0.0010922 | 0.0012668 | 0.0012298 | 0.0011724 | 0.0012211 | 0.0012704 | 0.0013204 | 0.0013711 | 0.0014226 | 0.0014747 | 0.0015275 | 0.0015811
[35 empty] | Rouchel 33_11kV Spots and Transfers |  | Muswellbrook 132_33kV Tx2 | 0 | 0 | 0 | -0.0008653 | -0.0002487 | -6.166e-05 | -8.2213e-06 | -0.001357 | -0.0013926 | -0.00095118 | -0.00071245 | -0.00075962 | -0.00095929 | 0.00015639 | 0.00066525 | 0.0004237 | 0.00081019 | 0.00032572 | 0.0007758 | 0.00077875 | 0.0010842 | 0.0012575 | 0.0012207 | 0.0011637 | 0.001212 | 0.001261 | 0.0013107 | 0.001361 | 0.001412 | 0.0014638 | 0.0015162 | 0.0015694
[35 empty] | Rouchel 33_11kV Spots and Transfers |  | Muswellbrook 132_33kV Tx3 | 0 | 0 | 0 | -0.0015121 | -0.0004346 | -0.00010775 | -1.4367e-05 | -0.0023713 | -0.0024336 | -0.0016622 | -0.001245 | -0.0013274 | -0.0016764 | 0.00027329 | 0.0011625 | 0.00074042 | 0.0014158 | 0.00056919 | 0.0013557 | 0.0013609 | 0.0018946 | 0.0021974 | 0.0021332 | 0.0020336 | 0.002118 | 0.0022036 | 0.0022904 | 0.0023784 | 0.0024675 | 0.002558 | 0.0026496 | 0.0027426
| 0 | [33 empty] | STS Change: Moonan 33_11kV Spots and Transfers |  | Muswellbrook 132_33kV Tx1 | 0 | 0 | 0 | 0 | 0 | 0 | 0 | 0 | 0 | -0.20081 | 0 | 0 | 0 | 0 | 0 | 0 | 0 | 0 | 0 | 0 | 0 | 0 | 0 | 0 | 0 | 0 | 0 | 0 | 0 | 0 | 0 | 0
| Diversity Factor: 0 | [33 empty] | STS Change: Moonan 33_11kV Spots and Transfers |  | Muswellbrook 132_33kV Tx2 | 0 | 0 | 0 | 0 | 0 | 0 | 0 | 0 | 0 | -0.19933 | 0 | 0 | 0 | 0 | 0 | 0 | 0 | 0 | 0 | 0 | 0 | 0 | 0 | 0 | 0 | 0 | 0 | 0 | 0 | 0 | 0 | 0
[35 empty] | STS Change: Moonan 33_11kV Spots and Transfers |  | Muswellbrook 132_33kV Tx3 | 0 | 0 | 0 | 0 | 0 | 0 | 0 | 0 | 0 | -0.34833 | 0 | 0 | 0 | 0 | 0 | 0 | 0 | 0 | 0 | 0 | 0 | 0 | 0 | 0 | 0 | 0 | 0 | 0 | 0 | 0 | 0 | 0
[35 empty] | STS Change: Rouchel 33_11kV Spots and Transfers |  | Muswellbrook 132_33kV Tx1 | 0 | 0 | 0 | 0 | 0 | 0 | 0 | 0 | 0 | -0.24848 | 0 | 0 | 0 | 0 | 0 | 0 | 0 | 0 | 0 | 0 | 0 | 0 | 0 | 0 | 0 | 0 | 0 | 0 | 0 | 0 | 0 | 0
| 0 | [33 empty] | STS Change: Rouchel 33_11kV Spots and Transfers |  | Muswellbrook 132_33kV Tx2 | 0 | 0 | 0 | 0 | 0 | 0 | 0 | 0 | 0 | -0.24664 | 0 | 0 | 0 | 0 | 0 | 0 | 0 | 0 | 0 | 0 | 0 | 0 | 0 | 0 | 0 | 0 | 0 | 0 | 0 | 0 | 0 | 0
| Diversity Factor: 0 | [33 empty] | STS Change: Rouchel 33_11kV Spots and Transfers |  | Muswellbrook 132_33kV Tx3 | 0 | 0 | 0 | 0 | 0 | 0 | 0 | 0 | 0 | -0.431 | 0 | 0 | 0 | 0 | 0 | 0 | 0 | 0 | 0 | 0 | 0 | 0 | 0 | 0 | 0 | 0 | 0 | 0 | 0 | 0 | 0 | 0
[35 empty] | Scone 33_11kV Spots and Transfers |  | Muswellbrook 132_33kV Tx1 | 0 | 0.062321 | 0 | -4.3069 | 0 | 0 | 0 | 0 | 0 | 0 | 0 | 0 | 0 | 0 | 0 | 0 | 0 | 0 | 0 | 0 | 0 | 0 | 0 | 0 | 0 | 0 | 0 | 0 | 0 | 0 | 0 | 0
[35 empty] | Scone 33_11kV Spots and Transfers |  | Muswellbrook 132_33kV Tx2 | 0 | 0.06186 | 0 | -4.2751 | 0 | 0 | 0 | 0 | 0 | 0 | 0 | 0 | 0 | 0 | 0 | 0 | 0 | 0 | 0 | 0 | 0 | 0 | 0 | 0 | 0 | 0 | 0 | 0 | 0 | 0 | 0 | 0
| 0 | [33 empty] | Scone 33_11kV Spots and Transfers |  | Muswellbrook 132_33kV Tx3 | 0 | 0.1081 | 0 | -7.4707 | 0 | 0 | 0 | 0 | 0 | 0 | 0 | 0 | 0 | 0 | 0 | 0 | 0 | 0 | 0 | 0 | 0 | 0 | 0 | 0 | 0 | 0 | 0 | 0 | 0 | 0 | 0 | 0
Diversity Factor: 0
0
Diversity Factor: 0
0
Diversity Factor: 0
| Weather Correction and Public Holiday Factors | [8 empty] | Forecast ROG
ROG Justification
| Actual loads for season 13/14 have been weather corrected by the following: | [6 empty] | 27.25% |  | Weighted ROG calculation based on downstream zone substations and customers | [59 empty] | Weighted ROG calculation based on downstream zone substations and customers
1 | 2 | 3 | 4 | 5 | 6 | 7 | 8 | 9 | 10 | 14/15 | 15/16 | 16/17 | 17/18 | 18/19 | 19/20 | 20/21 | 21/22 | 22/23 | 23/24 | 24/25 | 25/26 | 26/27 | 27/28 | 28/29 | 29/30 | 30/31 | 31/32 | 32/33 | 33/34 | 34/35 | 35/36 | 36/37 | 37/38 | 38/39
0.96153 | 0.92482 | 0.9181 | 0.9148 | 0.9148 | 0.9148 | 0.9148 | 0.9148 | 0.9148 | 0.9148 | -3.847% | -3.818% | -0.726% | -0.36% | 0% | 0% | 0% | 0% | 0% | 0% | 0% | 0% | 0% | 0% | 0% | 0% | 0% | 0% | 0% | 0% | 0% | 0% | 0% | 0% | 0%
Substation Load Detail
[7 empty] | Units | 13/14 |  | 14/15 | 15/16 | 16/17 | 17/18 | 18/19 | 19/20 | 20/21 | 21/22 | 22/23 | 23/24 | 24/25 | 25/26 | 26/27 | 27/28 | 28/29 | 29/30 | 30/31 | 31/32 | 32/33 | 33/34 | 34/35 | 35/36 | 36/37 | 37/38 | 38/39
1 | Muswellbrook 132_33kV | Compensated |  | Load (LV side) |  |  | Amps | 361 |  | 294.8944 | 282.012 | 38.4784 | 38.3239 | 38.3111 | 38.279 | 38.4005 | 38.5896 | 38.7492 | 38.935 | 39.0709 | 39.2683 | 39.4663 | 39.7071 | 39.9724 | 40.2331 | 40.4862 | 40.7464 | 41.0139 | 41.2888 | 41.5713 | 41.8615 | 42.1595 | 42.4655 | 42.7796
|  |  |  | Apparent Power |  |  | MVA | 20.657 |  | 16.8555 | 16.1192 | 2.1993 | 2.1905 | 2.1898 | 2.1879 | 2.1949 | 2.2057 | 2.2148 | 2.2254 | 2.2332 | 2.2445 | 2.2558 | 2.2696 | 2.2847 | 2.2996 | 2.3141 | 2.329 | 2.3443 | 2.36 | 2.3761 | 2.3927 | 2.4097 | 2.4272 | 2.4452
|  |  |  | Real Power |  |  | MW | 15.238 | 17.3057 | 13.3005 | 12.7241 | 2.1838 | 2.1751 | 2.1744 | 2.1727 | 2.1791 | 2.1888 | 2.1971 | 2.2067 | 2.2137 | 2.2238 | 2.2339 | 2.2462 | 2.2597 | 2.273 | 2.2858 | 2.2989 | 2.3124 | 2.3262 | 2.3403 | 2.3548 | 2.3697 | 2.3849 | 2.4004
|  |  |  | Reactive Power |  |  | MVAr | 13.9469 |  | 10.3539 | 9.8957 | 0.26123 | 0.25954 | 0.25893 | 0.2574 | 0.26317 | 0.27214 | 0.27968 | 0.28845 | 0.29484 | 0.30412 | 0.3134 | 0.32466 | 0.33702 | 0.34914 | 0.36086 | 0.37289 | 0.38522 | 0.39785 | 0.4108 | 0.42406 | 0.43764 | 0.45154 | 0.46578
|  |  |  | Capacitors In Service |  |  | MVAr | 0 |  | 0 | 0 | 0 | 0 | 0 | 0 | 0 | 0 | 0 | 0 | 0 | 0 | 0 | 0 | 0 | 0 | 0 | 0 | 0 | 0 | 0 | 0 | 0 | 0 | 0
|  |  |  | PF |  |  |  | 0.73767 |  | 0.78909 | 0.78938 | 0.99292 | 0.99296 | 0.99299 | 0.99306 | 0.99279 | 0.99236 | 0.99199 | 0.99157 | 0.99125 | 0.99078 | 0.9903 | 0.98972 | 0.98906 | 0.98841 | 0.98777 | 0.9871 | 0.98641 | 0.98569 | 0.98494 | 0.98417 | 0.98337 | 0.98254 | 0.98169
0.87695 | Diversity Factor: 0.88 | Uncompensated |  | Reactive Power |  |  | MVAr | 13.9469 | 15.8393 | 10.3539 | 9.8957 | 0.26123 | 0.25954 | 0.25893 | 0.2574 | 0.26317 | 0.27214 | 0.27968 | 0.28845 | 0.29484 | 0.30412 | 0.3134 | 0.32466 | 0.33702 | 0.34914 | 0.36086 | 0.37289 | 0.38522 | 0.39785 | 0.4108 | 0.42406 | 0.43764 | 0.45154 | 0.46578
|  |  |  | PF |  |  |  | 0.73767 |  | 0.78909 | 0.78938 | 0.99292 | 0.99296 | 0.99299 | 0.99306 | 0.99279 | 0.99236 | 0.99199 | 0.99157 | 0.99125 | 0.99078 | 0.9903 | 0.98972 | 0.98906 | 0.98841 | 0.98777 | 0.9871 | 0.98641 | 0.98569 | 0.98494 | 0.98417 | 0.98337 | 0.98254 | 0.98169
[10 empty] | 1 | 2 | 3 | 4 | 5 | 6 | 7 | 8 | 9 | 10 | 11 | 12 | 13 | 14 | 15 | 16 | 17 | 18 | 19 | 20 | 21 | 22 | 23 | 24 | 25
Transformer Load Detail
[7 empty] | Units | 13/14 |  | 14/15 | 15/16 | 16/17 | 17/18 | 18/19 | 19/20 | 20/21 | 21/22 | 22/23 | 23/24 | 24/25 | 25/26 | 26/27 | 27/28 | 28/29 | 29/30 | 30/31 | 31/32 | 32/33 | 33/34 | 34/35 | 35/36 | 36/37 | 37/38 | 38/39
| 0 | Compensated |  | Load (LV side) |  |  | Amps
|  |  |  | Apparent Power |  |  | MVA
|  |  |  | Real Power |  |  | MW
|  |  |  | Reactive Power |  |  | MVAr
|  |  |  | Capacitors In Service |  |  | MVAr
PF
| Zone Div: | Uncompensated |  | Reactive Power |  |  | MVAr
PF
| 0 | Compensated |  | Load (LV side) |  |  | Amps
|  |  |  | Apparent Power |  |  | MVA
|  |  |  | Real Power |  |  | MW
|  |  |  | Reactive Power |  |  | MVAr
|  |  |  | Capacitors In Service |  |  | MVAr
PF
| Zone Div: | Uncompensated |  | Reactive Power |  |  | MVAr
PF
| 0 | Compensated |  | Load (LV side) |  |  | Amps
|  |  |  | Apparent Power |  |  | MVA
|  |  |  | Real Power |  |  | MW
|  |  |  | Reactive Power |  |  | MVAr
|  |  |  | Capacitors In Service |  |  | MVAr
PF
| Zone Div: | Uncompensated |  | Reactive Power |  |  | MVAr
PF
| 0 | Compensated |  | Load (LV side) |  |  | Amps
|  |  |  | Apparent Power |  |  | MVA
|  |  |  | Real Power |  |  | MW
|  |  |  | Reactive Power |  |  | MVAr
|  |  |  | Capacitors In Service |  |  | MVAr
PF
| Zone Div: | Uncompensated |  | Reactive Power |  |  | MVAr
PF
| 0 | Compensated |  | Load (LV side) |  |  | Amps
|  |  |  | Apparent Power |  |  | MVA
|  |  |  | Real Power |  |  | MW
|  |  |  | Reactive Power |  |  | MVAr
|  |  |  | Capacitors In Service |  |  | MVAr
PF
| Zone Div: | Uncompensated |  | Reactive Power |  |  | MVAr
PF
| 0 | Compensated |  | Load (LV side) |  |  | Amps
|  |  |  | Apparent Power |  |  | MVA
|  |  |  | Real Power |  |  | MW
|  |  |  | Reactive Power |  |  | MVAr
|  |  |  | Capacitors In Service |  |  | MVAr
PF
| Zone Div: | Uncompensated |  | Reactive Power |  |  | MVAr
PF
| 0 | Compensated |  | Load (LV side) |  |  | Amps
|  |  |  | Apparent Power |  |  | MVA
|  |  |  | Real Power |  |  | MW
|  |  |  | Reactive Power |  |  | MVAr
|  |  |  | Capacitors In Service |  |  | MVAr
PF
| Zone Div: | Uncompensated |  | Reactive Power |  |  | MVAr
PF
| 0 | Compensated |  | Load (LV side) |  |  | Amps
|  |  |  | Apparent Power |  |  | MVA
|  |  |  | Real Power |  |  | MW
|  |  |  | Reactive Power |  |  | MVAr
|  |  |  | Capacitors In Service |  |  | MVAr
PF
| Zone Div: | Uncompensated |  | Reactive Power |  |  | MVAr
PF
| 0 | Compensated |  | Load (LV side) |  |  | Amps
|  |  |  | Apparent Power |  |  | MVA
|  |  |  | Real Power |  |  | MW
|  |  |  | Reactive Power |  |  | MVAr
|  |  |  | Capacitors In Service |  |  | MVAr
PF
| Zone Div: | Uncompensated |  | Reactive Power |  |  | MVAr
PF
| 0 | Compensated |  | Load (LV side) |  |  | Amps
|  |  |  | Apparent Power |  |  | MVA
|  |  |  | Real Power |  |  | MW
|  |  |  | Reactive Power |  |  | MVAr
|  |  |  | Capacitors In Service |  |  | MVAr
PF
| Zone Div: | Uncompensated |  | Reactive Power |  |  | MVAr
PF

## Muswellbrook North 132_33kV
| Muswellbrook North 132_33kV | [16 empty] | 2015 | SUMMER
| Substation Total Loads | [33 empty] | Spots & Transfers Detail
| Historical Loads | (MVA) | [7 empty] | Weather Corrected Forecast Loads |  |  |  | (MVA) | [20 empty] | Spots & Transfers Summary | (MVA) |  | Historical Spots & Transfers | [6 empty] | Forecast Spots & Transfers
|  | 07/08 | 08/09 | 09/10 | 10/11 | 11/12 | 12/13 | 13/14 |  | 14/15 | 15/16 | 16/17 | 17/18 | 18/19 | 19/20 | 20/21 | 21/22 | 22/23 | 23/24 | 24/25 | 25/26 | 26/27 | 27/28 | 28/29 | 29/30 | 30/31 | 31/32 | 32/33 | 33/34 | 34/35 | 35/36 | 36/37 | 37/38 | 38/39 |  |  |  | 07/08 | 08/09 | 09/10 | 10/11 | 11/12 | 12/13 | 13/14 | 14/15 | 15/16 | 16/17 | 17/18 | 18/19 | 19/20 | 20/21 | 21/22 | 22/23 | 23/24 | 24/25 | 25/26 | 26/27 | 27/28 | 28/29 | 29/30 | 30/31 | 31/32 | 32/33 | 33/34 | 34/35 | 35/36 | 36/37 | 37/38 | 38/39
| Total | [6 empty] | 0 |  | 0 | 0 | 0 | 0 | 0 | 0 | 0 | 0 | 0 | 0 | 0 | 0 | 0 | 0 | 0 | 0 | 0 | 0 | 0 | 0 | 0 | 0 | 0 | 0 | 0 |  |  | Total | 0 | 0 | 0 | 0 | 0 | 0 | 0 | 0 | 0 | 0 | 0 | 0 | 0 | 0 | 0 | 0 | 0 | 0 | 0 | 0 | 0 | 0 | 0 | 0 | 0 | 0 | 0 | 0 | 0 | 0 | 0 | 0
| Firm Rating | 0 | 0 | 0 | 0 | 0 | 0 | 0 |  | 0 | 0 | 0 | 0 | 0 | 0 | 0 | 0 | 0 | 0 | 0 | 0 | 0 | 0 | 0 | 0 | 0 | 0 | 0 | 0 | 0 | 0 | 0 | 0 | 0
| Total Capacity | 0 | 0 | 0 | 0 | 0 | 0 | 0 |  | 0 | 0 | 0 | 0 | 0 | 0 | 0 | 0 | 0 | 0 | 0 | 0 | 0 | 0 | 0 | 0 | 0 | 0 | 0 | 0 | 0 | 0 | 0 | 0 | 0 |  |  | Muswellbrook North 132_33kV Tx3 | 0 | 0 | 0 | 0 | 0 | 0 | 0 | 0 | 0 | 0 | 0 | 0 | 0 | 0 | 0 | 0 | 0 | 0 | 0 | 0 | 0 | 0 | 0 | 0 | 0 | 0 | 0 | 0 | 0 | 0 | 0 | 0
|  | -7 | -6 | -5 | -4 | -3 | -2 | -1 |  | 0 | 1 | 2 | 3 | 4 | 5 | 6 | 7 | 8 | 9 | 10 | 11 | 12 | 13 | 14 | 15 | 16 | 17 | 18 | 19 | 20 | 21 | 22 | 23 | 24 |  |  |  | 0 | 0 | 0 | 0 | 0 | 0 | 0 | 0 | 0 | 0 | 0 | 0 | 0 | 0 | 0 | 0 | 0 | 0 | 0 | 0 | 0 | 0 | 0 | 0 | 0 | 0 | 0 | 0 | 0 | 0 | 0 | 0
| Transformer Loads | [36 empty] | 0 | 0 | 0 | 0 | 0 | 0 | 0 | 0 | 0 | 0 | 0 | 0 | 0 | 0 | 0 | 0 | 0 | 0 | 0 | 0 | 0 | 0 | 0 | 0 | 0 | 0 | 0 | 0 | 0 | 0 | 0 | 0
| Historical Loads | (MVA) | [7 empty] | Weather Corrected Forecast Loads |  |  |  | (MVA) | [23 empty] | 0 | 0 | 0 | 0 | 0 | 0 | 0 | 0 | 0 | 0 | 0 | 0 | 0 | 0 | 0 | 0 | 0 | 0 | 0 | 0 | 0 | 0 | 0 | 0 | 0 | 0 | 0 | 0 | 0 | 0 | 0 | 0
|  | 07/08 | 08/09 | 09/10 | 10/11 | 11/12 | 12/13 | 13/14 |  | 14/15 | 15/16 | 16/17 | 17/18 | 18/19 | 19/20 | 20/21 | 21/22 | 22/23 | 23/24 | 24/25 | 25/26 | 26/27 | 27/28 | 28/29 | 29/30 | 30/31 | 31/32 | 32/33 | 33/34 | 34/35 | 35/36 | 36/37 | 37/38 | 38/39 |  |  |  | 0 | 0 | 0 | 0 | 0 | 0 | 0 | 0 | 0 | 0 | 0 | 0 | 0 | 0 | 0 | 0 | 0 | 0 | 0 | 0 | 0 | 0 | 0 | 0 | 0 | 0 | 0 | 0 | 0 | 0 | 0 | 0
| 0 | [36 empty] | 0 | 0 | 0 | 0 | 0 | 0 | 0 | 0 | 0 | 0 | 0 | 0 | 0 | 0 | 0 | 0 | 0 | 0 | 0 | 0 | 0 | 0 | 0 | 0 | 0 | 0 | 0 | 0 | 0 | 0 | 0 | 0
| Diversity Factor: 0 | [36 empty] | 0 | 0 | 0 | 0 | 0 | 0 | 0 | 0 | 0 | 0 | 0 | 0 | 0 | 0 | 0 | 0 | 0 | 0 | 0 | 0 | 0 | 0 | 0 | 0 | 0 | 0 | 0 | 0 | 0 | 0 | 0 | 0
[38 empty] | 0 | 0 | 0 | 0 | 0 | 0 | 0 | 0 | 0 | 0 | 0 | 0 | 0 | 0 | 0 | 0 | 0 | 0 | 0 | 0 | 0 | 0 | 0 | 0 | 0 | 0 | 0 | 0 | 0 | 0 | 0 | 0
[38 empty] | 0 | 0 | 0 | 0 | 0 | 0 | 0 | 0 | 0 | 0 | 0 | 0 | 0 | 0 | 0 | 0 | 0 | 0 | 0 | 0 | 0 | 0 | 0 | 0 | 0 | 0 | 0 | 0 | 0 | 0 | 0 | 0
| 0 | [36 empty] | 0 | 0 | 0 | 0 | 0 | 0 | 0 | 0 | 0 | 0 | 0 | 0 | 0 | 0 | 0 | 0 | 0 | 0 | 0 | 0 | 0 | 0 | 0 | 0 | 0 | 0 | 0 | 0 | 0 | 0 | 0 | 0
Diversity Factor: 0
[38 empty] | Historical Spots & Transfers | [6 empty] | Forecast Spots & Transfers
[35 empty] | Project Name | From | To | 07/08 | 08/09 | 09/10 | 10/11 | 11/12 | 12/13 | 13/14 | 14/15 | 15/16 | 16/17 | 17/18 | 18/19 | 19/20 | 20/21 | 21/22 | 22/23 | 23/24 | 24/25 | 25/26 | 26/27 | 27/28 | 28/29 | 29/30 | 30/31 | 31/32 | 32/33 | 33/34 | 34/35 | 35/36 | 36/37 | 37/38 | 38/39
0
Diversity Factor: 0
0
Diversity Factor: 0
0
Diversity Factor: 0
0
Diversity Factor: 0
0
Diversity Factor: 0
0
Diversity Factor: 0
0
Diversity Factor: 0
0
Diversity Factor: 0
| Weather Correction and Public Holiday Factors | [8 empty] | Forecast ROG
ROG Justification
| Actual loads for season 13/14 have been weather corrected by the following: | [6 empty] | 0% |  | Weighted ROG calculation based on downstream zone substations and customers | [59 empty] | Weighted ROG calculation based on downstream zone substations and customers
1 | 2 | 3 | 4 | 5 | 6 | 7 | 8 | 9 | 10 | 14/15 | 15/16 | 16/17 | 17/18 | 18/19 | 19/20 | 20/21 | 21/22 | 22/23 | 23/24 | 24/25 | 25/26 | 26/27 | 27/28 | 28/29 | 29/30 | 30/31 | 31/32 | 32/33 | 33/34 | 34/35 | 35/36 | 36/37 | 37/38 | 38/39
1 | 1 | 1 | 1 | 1 | 1 | 1 | 1 | 1 | 1 | 0% | 0% | 0% | 0% | 0% | 0% | 0% | 0% | 0% | 0% | 0% | 0% | 0% | 0% | 0% | 0% | 0% | 0% | 0% | 0% | 0% | 0% | 0% | 0% | 0%
Substation Load Detail
[7 empty] | Units | 13/14 |  | 14/15 | 15/16 | 16/17 | 17/18 | 18/19 | 19/20 | 20/21 | 21/22 | 22/23 | 23/24 | 24/25 | 25/26 | 26/27 | 27/28 | 28/29 | 29/30 | 30/31 | 31/32 | 32/33 | 33/34 | 34/35 | 35/36 | 36/37 | 37/38 | 38/39
1 | Muswellbrook North 132_33kV | Compensated |  | Load (LV side) |  |  | Amps | 0 |  | 0 | 0 | 0 | 0 | 0 | 0 | 0 | 0 | 0 | 0 | 0 | 0 | 0 | 0 | 0 | 0 | 0 | 0 | 0 | 0 | 0 | 0 | 0 | 0 | 0
|  |  |  | Apparent Power |  |  | MVA | 0 |  | 0 | 0 | 0 | 0 | 0 | 0 | 0 | 0 | 0 | 0 | 0 | 0 | 0 | 0 | 0 | 0 | 0 | 0 | 0 | 0 | 0 | 0 | 0 | 0 | 0
|  |  |  | Real Power |  |  | MW | 0 | 0 | 0 | 0 | 0 | 0 | 0 | 0 | 0 | 0 | 0 | 0 | 0 | 0 | 0 | 0 | 0 | 0 | 0 | 0 | 0 | 0 | 0 | 0 | 0 | 0 | 0
|  |  |  | Reactive Power |  |  | MVAr | 0 |  | 0 | 0 | 0 | 0 | 0 | 0 | 0 | 0 | 0 | 0 | 0 | 0 | 0 | 0 | 0 | 0 | 0 | 0 | 0 | 0 | 0 | 0 | 0 | 0 | 0
|  |  |  | Capacitors In Service |  |  | MVAr | 0 |  | 0 | 0 | 0 | 0 | 0 | 0 | 0 | 0 | 0 | 0 | 0 | 0 | 0 | 0 | 0 | 0 | 0 | 0 | 0 | 0 | 0 | 0 | 0 | 0 | 0
|  |  |  | PF |  |  |  | 0.9 |  | 0 | 0 | 0 | 0 | 0 | 0 | 0 | 0 | 0 | 0 | 0 | 0 | 0 | 0 | 0 | 0 | 0 | 0 | 0 | 0 | 0 | 0 | 0 | 0 | 0
| #VALUE! | Uncompensated |  | Reactive Power |  |  | MVAr | 0 | 0 | 0 | 0 | 0 | 0 | 0 | 0 | 0 | 0 | 0 | 0 | 0 | 0 | 0 | 0 | 0 | 0 | 0 | 0 | 0 | 0 | 0 | 0 | 0 | 0 | 0
|  |  |  | PF |  |  |  | 0 |  | 0 | 0 | 0 | 0 | 0 | 0 | 0 | 0 | 0 | 0 | 0 | 0 | 0 | 0 | 0 | 0 | 0 | 0 | 0 | 0 | 0 | 0 | 0 | 0 | 0
[10 empty] | 1 | 2 | 3 | 4 | 5 | 6 | 7 | 8 | 9 | 10 | 11 | 12 | 13 | 14 | 15 | 16 | 17 | 18 | 19 | 20 | 21 | 22 | 23 | 24 | 25
Transformer Load Detail
[7 empty] | Units | 13/14 |  | 14/15 | 15/16 | 16/17 | 17/18 | 18/19 | 19/20 | 20/21 | 21/22 | 22/23 | 23/24 | 24/25 | 25/26 | 26/27 | 27/28 | 28/29 | 29/30 | 30/31 | 31/32 | 32/33 | 33/34 | 34/35 | 35/36 | 36/37 | 37/38 | 38/39
| 0 | Compensated |  | Load (LV side) |  |  | Amps
|  |  |  | Apparent Power |  |  | MVA
|  |  |  | Real Power |  |  | MW
|  |  |  | Reactive Power |  |  | MVAr
|  |  |  | Capacitors In Service |  |  | MVAr
PF
| Zone Div: | Uncompensated |  | Reactive Power |  |  | MVAr
PF
| 0 | Compensated |  | Load (LV side) |  |  | Amps
|  |  |  | Apparent Power |  |  | MVA
|  |  |  | Real Power |  |  | MW
|  |  |  | Reactive Power |  |  | MVAr
|  |  |  | Capacitors In Service |  |  | MVAr
PF
| Zone Div: | Uncompensated |  | Reactive Power |  |  | MVAr
PF
| 0 | Compensated |  | Load (LV side) |  |  | Amps
|  |  |  | Apparent Power |  |  | MVA
|  |  |  | Real Power |  |  | MW
|  |  |  | Reactive Power |  |  | MVAr
|  |  |  | Capacitors In Service |  |  | MVAr
PF
| Zone Div: | Uncompensated |  | Reactive Power |  |  | MVAr
PF
| 0 | Compensated |  | Load (LV side) |  |  | Amps
|  |  |  | Apparent Power |  |  | MVA
|  |  |  | Real Power |  |  | MW
|  |  |  | Reactive Power |  |  | MVAr
|  |  |  | Capacitors In Service |  |  | MVAr
PF
| Zone Div: | Uncompensated |  | Reactive Power |  |  | MVAr
PF
| 0 | Compensated |  | Load (LV side) |  |  | Amps
|  |  |  | Apparent Power |  |  | MVA
|  |  |  | Real Power |  |  | MW
|  |  |  | Reactive Power |  |  | MVAr
|  |  |  | Capacitors In Service |  |  | MVAr
PF
| Zone Div: | Uncompensated |  | Reactive Power |  |  | MVAr
PF
| 0 | Compensated |  | Load (LV side) |  |  | Amps
|  |  |  | Apparent Power |  |  | MVA
|  |  |  | Real Power |  |  | MW
|  |  |  | Reactive Power |  |  | MVAr
|  |  |  | Capacitors In Service |  |  | MVAr
PF
| Zone Div: | Uncompensated |  | Reactive Power |  |  | MVAr
PF
| 0 | Compensated |  | Load (LV side) |  |  | Amps
|  |  |  | Apparent Power |  |  | MVA
|  |  |  | Real Power |  |  | MW
|  |  |  | Reactive Power |  |  | MVAr
|  |  |  | Capacitors In Service |  |  | MVAr
PF
| Zone Div: | Uncompensated |  | Reactive Power |  |  | MVAr
PF
| 0 | Compensated |  | Load (LV side) |  |  | Amps
|  |  |  | Apparent Power |  |  | MVA
|  |  |  | Real Power |  |  | MW
|  |  |  | Reactive Power |  |  | MVAr
|  |  |  | Capacitors In Service |  |  | MVAr
PF
| Zone Div: | Uncompensated |  | Reactive Power |  |  | MVAr
PF
| 0 | Compensated |  | Load (LV side) |  |  | Amps
|  |  |  | Apparent Power |  |  | MVA
|  |  |  | Real Power |  |  | MW
|  |  |  | Reactive Power |  |  | MVAr
|  |  |  | Capacitors In Service |  |  | MVAr
PF
| Zone Div: | Uncompensated |  | Reactive Power |  |  | MVAr
PF
| 0 | Compensated |  | Load (LV side) |  |  | Amps
|  |  |  | Apparent Power |  |  | MVA
|  |  |  | Real Power |  |  | MW
|  |  |  | Reactive Power |  |  | MVAr
|  |  |  | Capacitors In Service |  |  | MVAr
PF
| Zone Div: | Uncompensated |  | Reactive Power |  |  | MVAr
PF

## Singleton 132_66kV
| Singleton 132_66kV | [16 empty] | 2015 | SUMMER
| Substation Total Loads | [33 empty] | Spots & Transfers Detail
| Historical Loads | (MVA) | [7 empty] | Weather Corrected Forecast Loads |  |  |  | (MVA) | [20 empty] | Spots & Transfers Summary | (MVA) |  | Historical Spots & Transfers | [6 empty] | Forecast Spots & Transfers
|  | 07/08 | 08/09 | 09/10 | 10/11 | 11/12 | 12/13 | 13/14 |  | 14/15 | 15/16 | 16/17 | 17/18 | 18/19 | 19/20 | 20/21 | 21/22 | 22/23 | 23/24 | 24/25 | 25/26 | 26/27 | 27/28 | 28/29 | 29/30 | 30/31 | 31/32 | 32/33 | 33/34 | 34/35 | 35/36 | 36/37 | 37/38 | 38/39 |  |  |  | 07/08 | 08/09 | 09/10 | 10/11 | 11/12 | 12/13 | 13/14 | 14/15 | 15/16 | 16/17 | 17/18 | 18/19 | 19/20 | 20/21 | 21/22 | 22/23 | 23/24 | 24/25 | 25/26 | 26/27 | 27/28 | 28/29 | 29/30 | 30/31 | 31/32 | 32/33 | 33/34 | 34/35 | 35/36 | 36/37 | 37/38 | 38/39
| Total | 136.43 | 136.247 | 150.9 | 139.2 | 134.4679 | 153.0907 | 170.1584 |  | 149.0994 | 156.1003 | 162.9736 | 162.7376 | 162.6451 | 162.6412 | 162.908 | 163.2656 | 163.5682 | 163.9214 | 164.2058 | 164.5922 | 164.9824 | 165.4359 | 165.9279 | 166.4142 | 166.8933 | 167.3853 | 167.8904 | 168.4087 | 168.9405 | 169.486 | 170.0453 | 170.6186 | 171.2062 |  |  | Total | 0 | 0.56456 | 0.50142 | 0.57901 | -0.16934 | 0.53727 | 15.5233 | -5.7239 | 7.6416 | 7.3362 | -0.077672 | -0.094463 | -0.0038993 | 0.27222 | 0.36483 | 0.3088 | 0.36031 | 0.29006 | 0.39414 | 0.39805 | 0.46241 | 0.50173 | 0.49579 | 0.48842 | 0.50151 | 0.51478 | 0.52824 | 0.54189 | 0.55574 | 0.56978 | 0.58401 | 0.59845
| Firm Rating | 0 | 0 | 156 | 156 | 240 | 284.42 | 284.42 |  | 284.42 | 284.42 | 284.42 | 284.42 | 284.42 | 284.42 | 284.42 | 284.42 | 284.42 | 284.42 | 284.42 | 284.42 | 284.42 | 284.42 | 284.42 | 284.42 | 284.42 | 284.42 | 284.42 | 284.42 | 284.42 | 284.42 | 284.42 | 284.42 | 284.42
| Total Capacity | 0 | 0 | 360 | 360 | 360 | 406 | 406 |  | 406 | 406 | 406 | 406 | 406 | 406 | 406 | 406 | 406 | 406 | 406 | 406 | 406 | 406 | 406 | 406 | 406 | 406 | 406 | 406 | 406 | 406 | 406 | 406 | 406 |  |  | Singleton 132_66kV Tx1 | 0 | 0.20321 | 0.18049 | 0.20841 | -0.060956 | 0.19339 | 5.5876 | -2.0603 | 2.7506 | 2.6407 | -0.027958 | -0.034002 | -0.0014036 | 0.097984 | 0.13132 | 0.11115 | 0.12969 | 0.10441 | 0.14187 | 0.14328 | 0.16645 | 0.1806 | 0.17846 | 0.17581 | 0.18052 | 0.1853 | 0.19014 | 0.19505 | 0.20004 | 0.20509 | 0.21022 | 0.21541
|  | -7 | -6 | -5 | -4 | -3 | -2 | -1 |  | 0 | 1 | 2 | 3 | 4 | 5 | 6 | 7 | 8 | 9 | 10 | 11 | 12 | 13 | 14 | 15 | 16 | 17 | 18 | 19 | 20 | 21 | 22 | 23 | 24 |  |  | Singleton 132_66kV Tx2 | 0 | 0.17653 | 0.15679 | 0.18105 | -0.052952 | 0.168 | 4.8539 | -1.7898 | 2.3894 | 2.2939 | -0.024287 | -0.029537 | -0.0012193 | 0.085118 | 0.11408 | 0.096557 | 0.11266 | 0.090697 | 0.12324 | 0.12446 | 0.14459 | 0.15688 | 0.15503 | 0.15272 | 0.15682 | 0.16097 | 0.16517 | 0.16944 | 0.17377 | 0.17816 | 0.18261 | 0.18713
| Transformer Loads | [35 empty] | Singleton 132_66kV Tx3 | 0 | 0.18482 | 0.16415 | 0.18954 | -0.055437 | 0.17588 | 5.0817 | -1.8738 | 2.5016 | 2.4016 | -0.025427 | -0.030924 | -0.0012765 | 0.089113 | 0.11943 | 0.10109 | 0.11795 | 0.094954 | 0.12903 | 0.13031 | 0.15138 | 0.16425 | 0.1623 | 0.15989 | 0.16418 | 0.16852 | 0.17293 | 0.1774 | 0.18193 | 0.18652 | 0.19118 | 0.19591
| Historical Loads | (MVA) | [7 empty] | 0: Weather Corrected Forecast Loads; 4: (MVA) |  |  |  | 0 | 0 | 0 | 0 | 0 | 0 | 0 | 0 | 0 | 0 | 0 | 0 | 0 | 0 | 0 | 0 | 0 | 0 | 0 | 0 | 0 | 0 | 0 | 0 | 0 | 0 | 0 | 0 | 0 | 0 | 0 | 0
|  | 07/08 | 08/09 | 09/10 | 10/11 | 11/12 | 12/13 | 13/14 |  | 14/15 | 15/16 | 16/17 | 17/18 | 18/19 | 19/20 | 20/21 | 21/22 | 22/23 | 23/24 | 24/25 | 25/26 | 26/27 | 27/28 | 28/29 | 29/30 | 30/31 | 31/32 | 32/33 | 33/34 | 34/35 | 35/36 | 36/37 | 37/38 | 38/39 |  |  |  | 0 | 0 | 0 | 0 | 0 | 0 | 0 | 0 | 0 | 0 | 0 | 0 | 0 | 0 | 0 | 0 | 0 | 0 | 0 | 0 | 0 | 0 | 0 | 0 | 0 | 0 | 0 | 0 | 0 | 0 | 0 | 0
| 0 | [36 empty] | 0 | 0 | 0 | 0 | 0 | 0 | 0 | 0 | 0 | 0 | 0 | 0 | 0 | 0 | 0 | 0 | 0 | 0 | 0 | 0 | 0 | 0 | 0 | 0 | 0 | 0 | 0 | 0 | 0 | 0 | 0 | 0
| Diversity Factor: 0 | [36 empty] | 0 | 0 | 0 | 0 | 0 | 0 | 0 | 0 | 0 | 0 | 0 | 0 | 0 | 0 | 0 | 0 | 0 | 0 | 0 | 0 | 0 | 0 | 0 | 0 | 0 | 0 | 0 | 0 | 0 | 0 | 0 | 0
[38 empty] | 0 | 0 | 0 | 0 | 0 | 0 | 0 | 0 | 0 | 0 | 0 | 0 | 0 | 0 | 0 | 0 | 0 | 0 | 0 | 0 | 0 | 0 | 0 | 0 | 0 | 0 | 0 | 0 | 0 | 0 | 0 | 0
[38 empty] | 0 | 0 | 0 | 0 | 0 | 0 | 0 | 0 | 0 | 0 | 0 | 0 | 0 | 0 | 0 | 0 | 0 | 0 | 0 | 0 | 0 | 0 | 0 | 0 | 0 | 0 | 0 | 0 | 0 | 0 | 0 | 0
| 0 | [36 empty] | 0 | 0 | 0 | 0 | 0 | 0 | 0 | 0 | 0 | 0 | 0 | 0 | 0 | 0 | 0 | 0 | 0 | 0 | 0 | 0 | 0 | 0 | 0 | 0 | 0 | 0 | 0 | 0 | 0 | 0 | 0 | 0
Diversity Factor: 0
[38 empty] | Historical Spots & Transfers | [6 empty] | Forecast Spots & Transfers
[35 empty] | Project Name | From | To | 07/08 | 08/09 | 09/10 | 10/11 | 11/12 | 12/13 | 13/14 | 14/15 | 15/16 | 16/17 | 17/18 | 18/19 | 19/20 | 20/21 | 21/22 | 22/23 | 23/24 | 24/25 | 25/26 | 26/27 | 27/28 | 28/29 | 29/30 | 30/31 | 31/32 | 32/33 | 33/34 | 34/35 | 35/36 | 36/37 | 37/38 | 38/39
| 0 | [33 empty] | Branxton 66_11kV Spots and Transfers |  | Singleton 132_66kV Tx1 | 0 | 0 | 0 | -0.0067985 | -0.0097755 | 0.10669 | 0.075839 | -1.2427 | -0.017604 | 0.0024265 | 0.0045614 | 0.0072385 | 0.016221 | 0.034175 | 0.035362 | 0.030766 | 0.034265 | 0.032649 | 0.038386 | 0.039164 | 0.041865 | 0.043994 | 0.04415 | 0.044689 | 0.045784 | 0.046894 | 0.04802 | 0.049162 | 0.050321 | 0.051496 | 0.052687 | 0.053896
| Diversity Factor: 0 | [33 empty] | Branxton 66_11kV Spots and Transfers |  | Singleton 132_66kV Tx2 | 0 | 0 | 0 | -0.0059058 | -0.0084919 | 0.09268 | 0.065881 | -1.0796 | -0.015292 | 0.0021079 | 0.0039624 | 0.006288 | 0.014091 | 0.029688 | 0.030719 | 0.026726 | 0.029766 | 0.028362 | 0.033346 | 0.034022 | 0.036368 | 0.038218 | 0.038353 | 0.038821 | 0.039772 | 0.040737 | 0.041715 | 0.042707 | 0.043713 | 0.044734 | 0.045769 | 0.046819
[35 empty] | Branxton 66_11kV Spots and Transfers |  | Singleton 132_66kV Tx3 | 0 | 0 | 0 | -0.006183 | -0.0088904 | 0.09703 | 0.068973 | -1.1302 | -0.01601 | 0.0022068 | 0.0041484 | 0.0065832 | 0.014752 | 0.031081 | 0.03216 | 0.02798 | 0.031163 | 0.029693 | 0.034911 | 0.035619 | 0.038075 | 0.040011 | 0.040153 | 0.040643 | 0.041639 | 0.042649 | 0.043673 | 0.044711 | 0.045765 | 0.046833 | 0.047917 | 0.049016
[35 empty] | Bulga Coal Optimisation Load Increase Spots and Transfers |  | Singleton 132_66kV Tx1 | 0 | 0 | 0 | 0 | 0 | 0 | 0 | 0 | 1.3306 | 2.6612 | 0 | 0 | 0 | 0 | 0 | 0 | 0 | 0 | 0 | 0 | 0 | 0 | 0 | 0 | 0 | 0 | 0 | 0 | 0 | 0 | 0 | 0
| 0 | [33 empty] | Bulga Coal Optimisation Load Increase Spots and Transfers |  | Singleton 132_66kV Tx2 | 0 | 0 | 0 | 0 | 0 | 0 | 0 | 0 | 1.1559 | 2.3118 | 0 | 0 | 0 | 0 | 0 | 0 | 0 | 0 | 0 | 0 | 0 | 0 | 0 | 0 | 0 | 0 | 0 | 0 | 0 | 0 | 0 | 0
| Diversity Factor: 0 | [33 empty] | Bulga Coal Optimisation Load Increase Spots and Transfers |  | Singleton 132_66kV Tx3 | 0 | 0 | 0 | 0 | 0 | 0 | 0 | 0 | 1.2101 | 2.4203 | 0 | 0 | 0 | 0 | 0 | 0 | 0 | 0 | 0 | 0 | 0 | 0 | 0 | 0 | 0 | 0 | 0 | 0 | 0 | 0 | 0 | 0
[35 empty] | Bulga-Beltana Coal Methane Gas Generators 9MW Spots and Transfers |  | Singleton 132_66kV Tx1 | 0 | 0 | 0 | 0 | 0 | 0 | 0 | -2.3951 | 0 | 0 | 0 | 0 | 0 | 0 | 0 | 0 | 0 | 0 | 0 | 0 | 0 | 0 | 0 | 0 | 0 | 0 | 0 | 0 | 0 | 0 | 0 | 0
[35 empty] | Bulga-Beltana Coal Methane Gas Generators 9MW Spots and Transfers |  | Singleton 132_66kV Tx2 | 0 | 0 | 0 | 0 | 0 | 0 | 0 | -2.0806 | 0 | 0 | 0 | 0 | 0 | 0 | 0 | 0 | 0 | 0 | 0 | 0 | 0 | 0 | 0 | 0 | 0 | 0 | 0 | 0 | 0 | 0 | 0 | 0
| 0 | [33 empty] | Bulga-Beltana Coal Methane Gas Generators 9MW Spots and Transfers |  | Singleton 132_66kV Tx3 | 0 | 0 | 0 | 0 | 0 | 0 | 0 | -2.1783 | 0 | 0 | 0 | 0 | 0 | 0 | 0 | 0 | 0 | 0 | 0 | 0 | 0 | 0 | 0 | 0 | 0 | 0 | 0 | 0 | 0 | 0 | 0 | 0
| Diversity Factor: 0 | [33 empty] | Lemington 66_11kV Spots and Transfers |  | Singleton 132_66kV Tx1 | 0 | 0 | 0 | 0.11913 | -0.00028622 | 0 | -0.0031262 | -0.0024854 | -0.0030635 | -0.00066636 | -0.00046803 | -0.00033485 | -0.00030474 | 0.0035915 | 0.0055392 | 0.0048585 | 0.0051456 | 0.0039002 | 0.0054738 | 0.0054365 | 0.0065833 | 0.0071955 | 0.0070271 | 0.0067461 | 0.0068847 | 0.0070251 | 0.0071675 | 0.0073117 | 0.007458 | 0.0076062 | 0.0077564 | 0.0079087
[35 empty] | Lemington 66_11kV Spots and Transfers |  | Singleton 132_66kV Tx2 | 0 | 0 | 0 | 0.10348 | -0.00024864 | 0 | -0.0027157 | -0.0021591 | -0.0026613 | -0.00057886 | -0.00040658 | -0.00029088 | -0.00026472 | 0.0031199 | 0.0048119 | 0.0042205 | 0.00447 | 0.0033881 | 0.004755 | 0.0047227 | 0.0057189 | 0.0062506 | 0.0061044 | 0.0058603 | 0.0059807 | 0.0061027 | 0.0062263 | 0.0063517 | 0.0064787 | 0.0066075 | 0.006738 | 0.0068703
[35 empty] | Lemington 66_11kV Spots and Transfers |  | Singleton 132_66kV Tx3 | 0 | 0 | 0 | 0.10834 | -0.00026031 | 0 | -0.0028432 | -0.0022604 | -0.0027862 | -0.00060603 | -0.00042566 | -0.00030453 | -0.00027715 | 0.0032663 | 0.0050377 | 0.0044186 | 0.0046797 | 0.0035471 | 0.0049782 | 0.0049443 | 0.0059873 | 0.006544 | 0.0063909 | 0.0061353 | 0.0062613 | 0.0063891 | 0.0065185 | 0.0066498 | 0.0067828 | 0.0069176 | 0.0070542 | 0.0071927
| 0 | [33 empty] | Mitchells Flat 66_11kV Spots and Transfers |  | Singleton 132_66kV Tx1 | 0 | 0 | 0 | -0.00052563 | -0.0021456 | -0.0028407 | -0.00035904 | -0.00056524 | -0.0015794 | 0.00013681 | 0.00071167 | 0.00075514 | -0.0001244 | 0.0013263 | 0.0013151 | 0.0010067 | 0.0015673 | 0.0015007 | 0.0019817 | 0.0020835 | 0.0022081 | 0.002366 | 0.0024038 | 0.0025231 | 0.0026317 | 0.0027419 | 0.0028538 | 0.0029674 | 0.0030828 | 0.0031998 | 0.0033186 | 0.0034393
| Diversity Factor: 0 | [33 empty] | Mitchells Flat 66_11kV Spots and Transfers |  | Singleton 132_66kV Tx2 | 0 | 0 | 0 | -0.00045661 | -0.0018639 | -0.0024677 | -0.0003119 | -0.00049102 | -0.0013721 | 0.00011885 | 0.00061822 | 0.00065599 | -0.00010807 | 0.0011521 | 0.0011424 | 0.00087455 | 0.0013615 | 0.0013036 | 0.0017215 | 0.0018099 | 0.0019182 | 0.0020554 | 0.0020882 | 0.0021918 | 0.0022861 | 0.0023819 | 0.0024791 | 0.0025778 | 0.002678 | 0.0027797 | 0.0028829 | 0.0029877
[35 empty] | Mitchells Flat 66_11kV Spots and Transfers |  | Singleton 132_66kV Tx3 | 0 | 0 | 0 | -0.00047804 | -0.0019514 | -0.0025835 | -0.00032653 | -0.00051406 | -0.0014364 | 0.00012443 | 0.00064724 | 0.00068678 | -0.00011314 | 0.0012062 | 0.001196 | 0.00091559 | 0.0014254 | 0.0013648 | 0.0018023 | 0.0018949 | 0.0020082 | 0.0021518 | 0.0021862 | 0.0022947 | 0.0023934 | 0.0024937 | 0.0025955 | 0.0026988 | 0.0028037 | 0.0029101 | 0.0030182 | 0.0031279
[35 empty] | Mt Thorley 66_11kV Spots and Transfers |  | Singleton 132_66kV Tx1 | 0 | 0.20321 | 0 | -0.0081621 | -0.020379 | -0.017096 | -0.015263 | 0.082075 | -0.02146 | -0.018107 | -0.02592 | -0.037655 | -0.018072 | -0.0042018 | 0.0041324 | 0.0013196 | 0.0062481 | -0.0013176 | 0.0046635 | 0.0044567 | 0.0089481 | 0.011292 | 0.010602 | 0.0094147 | 0.0099037 | 0.010399 | 0.010901 | 0.01141 | 0.011926 | 0.012448 | 0.012978 | 0.013514
| 0 | [33 empty] | Mt Thorley 66_11kV Spots and Transfers |  | Singleton 132_66kV Tx2 | 0 | 0.17653 | 0 | -0.0070904 | -0.017703 | -0.014851 | -0.013259 | 0.071298 | -0.018642 | -0.01573 | -0.022516 | -0.03271 | -0.015699 | -0.0036501 | 0.0035898 | 0.0011463 | 0.0054277 | -0.0011446 | 0.0040511 | 0.0038715 | 0.0077732 | 0.0098097 | 0.0092095 | 0.0081785 | 0.0086033 | 0.0090337 | 0.0094699 | 0.0099119 | 0.01036 | 0.010814 | 0.011274 | 0.01174
| Diversity Factor: 0 | [33 empty] | Mt Thorley 66_11kV Spots and Transfers |  | Singleton 132_66kV Tx3 | 0 | 0.18482 | 0 | -0.0074232 | -0.018534 | -0.015548 | -0.013881 | 0.074644 | -0.019517 | -0.016468 | -0.023573 | -0.034246 | -0.016436 | -0.0038214 | 0.0037583 | 0.0012001 | 0.0056824 | -0.0011983 | 0.0042413 | 0.0040532 | 0.008138 | 0.01027 | 0.0096418 | 0.0085624 | 0.009007 | 0.0094577 | 0.0099143 | 0.010377 | 0.010846 | 0.011321 | 0.011803 | 0.012291
[35 empty] | Newdell 66_11kV Spots and Transfers |  | Singleton 132_66kV Tx1 | 0 | 0 | 0 | 0 | -0.0016859 | 0 | -1.021 | -0.0018609 | -0.0015092 | -0.00096819 | -0.0011011 | -0.0017263 | -0.00065277 | 0.0014941 | 0.0027288 | 0.0023401 | 0.0025549 | 0.0016923 | 0.0025857 | 0.002543 | 0.0032401 | 0.0035944 | 0.0034822 | 0.0032827 | 0.0033492 | 0.0034166 | 0.0034849 | 0.003554 | 0.003624 | 0.003695 | 0.0037669 | 0.0038397
[35 empty] | Newdell 66_11kV Spots and Transfers |  | Singleton 132_66kV Tx2 | 0 | 0 | 0 | 0 | -0.0014646 | 0 | -0.88694 | -0.0016165 | -0.0013111 | -0.00084106 | -0.00095655 | -0.0014996 | -0.00056706 | 0.0012979 | 0.0023705 | 0.0020328 | 0.0022194 | 0.0014701 | 0.0022462 | 0.0022091 | 0.0028147 | 0.0031224 | 0.003025 | 0.0028517 | 0.0029094 | 0.002968 | 0.0030273 | 0.0030873 | 0.0031482 | 0.0032098 | 0.0032722 | 0.0033355
| 0 | [33 empty] | Newdell 66_11kV Spots and Transfers |  | Singleton 132_66kV Tx3 | 0 | 0 | 0 | 0 | -0.0015333 | 0 | -0.92857 | -0.0016924 | -0.0013726 | -0.00088053 | -0.0010014 | -0.00157 | -0.00059367 | 0.0013588 | 0.0024818 | 0.0021282 | 0.0023236 | 0.0015391 | 0.0023516 | 0.0023127 | 0.0029468 | 0.0032689 | 0.0031669 | 0.0029855 | 0.003046 | 0.0031073 | 0.0031693 | 0.0032322 | 0.0032959 | 0.0033605 | 0.0034258 | 0.003492
| Diversity Factor: 0 | [33 empty] | Ravensworth North Mine Development Spots and Transfers |  | Singleton 132_66kV Tx1 | 0 | 0 | 0 | 0 | 0 | 0 | 6.4378 | 1.5328 | 1.5328 | 0 | 0 | 0 | 0 | 0 | 0 | 0 | 0 | 0 | 0 | 0 | 0 | 0 | 0 | 0 | 0 | 0 | 0 | 0 | 0 | 0 | 0 | 0
[35 empty] | Ravensworth North Mine Development Spots and Transfers |  | Singleton 132_66kV Tx2 | 0 | 0 | 0 | 0 | 0 | 0 | 5.5925 | 1.3315 | 1.3315 | 0 | 0 | 0 | 0 | 0 | 0 | 0 | 0 | 0 | 0 | 0 | 0 | 0 | 0 | 0 | 0 | 0 | 0 | 0 | 0 | 0 | 0 | 0
[35 empty] | Ravensworth North Mine Development Spots and Transfers |  | Singleton 132_66kV Tx3 | 0 | 0 | 0 | 0 | 0 | 0 | 5.855 | 1.394 | 1.394 | 0 | 0 | 0 | 0 | 0 | 0 | 0 | 0 | 0 | 0 | 0 | 0 | 0 | 0 | 0 | 0 | 0 | 0 | 0 | 0 | 0 | 0 | 0
| 0 | [33 empty] | Singleton 66_11kV Spots and Transfers |  | Singleton 132_66kV Tx1 | 0 | 0 | 0.1274 | -0.6305 | -0.026436 | -0.19988 | 0.1189 | -0.030103 | -0.042725 | -0.015132 | -0.020548 | -0.024456 | -0.011477 | 0.02397 | 0.040718 | 0.033894 | 0.040059 | 0.027476 | 0.041698 | 0.041559 | 0.051606 | 0.057117 | 0.055763 | 0.053561 | 0.054942 | 0.056341 | 0.05776 | 0.059198 | 0.060656 | 0.062134 | 0.063632 | 0.06515
| Diversity Factor: 0 | [33 empty] | Singleton 66_11kV Spots and Transfers |  | Singleton 132_66kV Tx2 | 0 | 0 | 0.11067 | -0.54771 | -0.022965 | -0.17363 | 0.10329 | -0.026151 | -0.037115 | -0.013145 | -0.01785 | -0.021245 | -0.0099704 | 0.020822 | 0.035372 | 0.029443 | 0.034799 | 0.023868 | 0.036222 | 0.036102 | 0.04483 | 0.049617 | 0.048441 | 0.046528 | 0.047728 | 0.048943 | 0.050176 | 0.051425 | 0.052691 | 0.053975 | 0.055276 | 0.056595
[35 empty] | Singleton 66_11kV Spots and Transfers |  | Singleton 132_66kV Tx3 | 0 | 0 | 0.11587 | -0.57341 | -0.024043 | -0.18178 | 0.10813 | -0.027378 | -0.038857 | -0.013762 | -0.018688 | -0.022242 | -0.010438 | 0.021799 | 0.037032 | 0.030825 | 0.036432 | 0.024988 | 0.037922 | 0.037797 | 0.046934 | 0.051946 | 0.050714 | 0.048712 | 0.049968 | 0.05124 | 0.052531 | 0.053839 | 0.055164 | 0.056508 | 0.057871 | 0.059252
[35 empty] | Singleton North 66_11kV Spots and Transfers |  | Singleton 132_66kV Tx1 | 0 | 0 | 0.053085 | 0.73527 | -0.00024766 | 0.30652 | -0.0051793 | -0.0023442 | -0.024879 | 0.011772 | 0.014806 | 0.022176 | 0.013007 | 0.03763 | 0.041525 | 0.036968 | 0.039854 | 0.038505 | 0.047082 | 0.048034 | 0.051994 | 0.055038 | 0.055033 | 0.055591 | 0.057024 | 0.058478 | 0.059953 | 0.061451 | 0.062971 | 0.064513 | 0.066077 | 0.067665
| 0 | [33 empty] | Singleton North 66_11kV Spots and Transfers |  | Singleton 132_66kV Tx2 | 0 | 0 | 0.046114 | 0.63873 | -0.00021514 | 0.26627 | -0.0044992 | -0.0020364 | -0.021612 | 0.010226 | 0.012862 | 0.019264 | 0.011299 | 0.032689 | 0.036072 | 0.032114 | 0.034621 | 0.033449 | 0.0409 | 0.041727 | 0.045167 | 0.047811 | 0.047807 | 0.048291 | 0.049536 | 0.050799 | 0.052081 | 0.053382 | 0.054702 | 0.056042 | 0.057401 | 0.05878
| Diversity Factor: 0 | [33 empty] | Singleton North 66_11kV Spots and Transfers |  | Singleton 132_66kV Tx3 | 0 | 0 | 0.048279 | 0.6687 | -0.00022524 | 0.27877 | -0.0047104 | -0.002132 | -0.022627 | 0.010706 | 0.013466 | 0.020168 | 0.011829 | 0.034223 | 0.037765 | 0.033621 | 0.036245 | 0.035019 | 0.04282 | 0.043685 | 0.047287 | 0.050055 | 0.050051 | 0.050558 | 0.051861 | 0.053183 | 0.054526 | 0.055887 | 0.057269 | 0.058672 | 0.060095 | 0.061539
| Weather Correction and Public Holiday Factors | [8 empty] | Forecast ROG
ROG Justification
| Actual loads for season 13/14 have been weather corrected by the following: | [6 empty] | 6.183% |  | Weighted ROG calculation based on downstream zone substations and customers | [59 empty] | Weighted ROG calculation based on downstream zone substations and customers
1 | 2 | 3 | 4 | 5 | 6 | 7 | 8 | 9 | 10 | 14/15 | 15/16 | 16/17 | 17/18 | 18/19 | 19/20 | 20/21 | 21/22 | 22/23 | 23/24 | 24/25 | 25/26 | 26/27 | 27/28 | 28/29 | 29/30 | 30/31 | 31/32 | 32/33 | 33/34 | 34/35 | 35/36 | 36/37 | 37/38 | 38/39
0.99685 | 0.9939 | 0.99203 | 0.99111 | 0.99111 | 0.99111 | 0.99111 | 0.99111 | 0.99111 | 0.99111 | -0.315% | -0.296% | -0.188% | -0.093% | 0% | 0% | 0% | 0% | 0% | 0% | 0% | 0% | 0% | 0% | 0% | 0% | 0% | 0% | 0% | 0% | 0% | 0% | 0% | 0% | 0%
Substation Load Detail
[7 empty] | Units | 13/14 |  | 14/15 | 15/16 | 16/17 | 17/18 | 18/19 | 19/20 | 20/21 | 21/22 | 22/23 | 23/24 | 24/25 | 25/26 | 26/27 | 27/28 | 28/29 | 29/30 | 30/31 | 31/32 | 32/33 | 33/34 | 34/35 | 35/36 | 36/37 | 37/38 | 38/39
1 | Singleton 132_66kV | Compensated |  | Load (LV side) |  |  | Amps | 1488 |  | 1304.28 | 1365.52 | 1425.64 | 1423.58 | 1422.77 | 1422.74 | 1425.07 | 1428.2 | 1430.85 | 1433.94 | 1436.42 | 1439.8 | 1443.22 | 1447.18 | 1451.49 | 1455.74 | 1459.93 | 1464.24 | 1468.66 | 1473.19 | 1477.84 | 1482.61 | 1487.51 | 1492.52 | 1497.66
|  |  |  | Apparent Power |  |  | MVA | 170.1584 |  | 149.0994 | 156.1003 | 162.9736 | 162.7376 | 162.6451 | 162.6412 | 162.908 | 163.2656 | 163.5682 | 163.9214 | 164.2058 | 164.5922 | 164.9824 | 165.4359 | 165.9279 | 166.4142 | 166.8933 | 167.3853 | 167.8904 | 168.4087 | 168.9405 | 169.486 | 170.0453 | 170.6186 | 171.2062
|  |  |  | Real Power |  |  | MW | 153.1426 | 150.732 | 145.1057 | 151.5536 | 157.8713 | 157.6546 | 157.5695 | 157.566 | 157.811 | 158.1394 | 158.4173 | 158.7416 | 159.0026 | 159.3573 | 159.7156 | 160.1318 | 160.5833 | 161.0295 | 161.4691 | 161.9205 | 162.3838 | 162.8592 | 163.3469 | 163.8471 | 164.3599 | 164.8855 | 165.4241
|  |  |  | Reactive Power |  |  | MVAr | 74.1703 |  | 34.2779 | 37.4008 | 40.4606 | 40.3556 | 40.3144 | 40.3127 | 40.4314 | 40.5904 | 40.725 | 40.8821 | 41.0085 | 41.1803 | 41.3538 | 41.5554 | 41.7741 | 41.9902 | 42.2031 | 42.4217 | 42.6461 | 42.8763 | 43.1125 | 43.3548 | 43.6031 | 43.8577 | 44.1185
|  |  |  | Capacitors In Service |  |  | MVAr | 0 |  | 36 | 36 | 36 | 36 | 36 | 36 | 36 | 36 | 36 | 36 | 36 | 36 | 36 | 36 | 36 | 36 | 36 | 36 | 36 | 36 | 36 | 36 | 36 | 36 | 36
|  |  |  | PF |  |  |  | 0.9 |  | 0.97321 | 0.97087 | 0.96869 | 0.96876 | 0.96879 | 0.96879 | 0.96871 | 0.9686 | 0.96851 | 0.9684 | 0.96831 | 0.9682 | 0.96808 | 0.96794 | 0.96779 | 0.96764 | 0.9675 | 0.96735 | 0.9672 | 0.96705 | 0.96689 | 0.96673 | 0.96657 | 0.9664 | 0.96623
0.85758 | Diversity Factor: 0.86 | Uncompensated |  | Reactive Power |  |  | MVAr | 74.1703 | 73.0028 | 70.2779 | 73.4008 | 76.4606 | 76.3556 | 76.3144 | 76.3127 | 76.4314 | 76.5904 | 76.725 | 76.8821 | 77.0085 | 77.1803 | 77.3538 | 77.5554 | 77.7741 | 77.9902 | 78.2031 | 78.4217 | 78.6461 | 78.8763 | 79.1125 | 79.3548 | 79.6031 | 79.8577 | 80.1185
|  |  |  | PF |  |  |  | 0.9 |  | 0.9 | 0.9 | 0.9 | 0.9 | 0.9 | 0.9 | 0.9 | 0.9 | 0.9 | 0.9 | 0.9 | 0.9 | 0.9 | 0.9 | 0.9 | 0.9 | 0.9 | 0.9 | 0.9 | 0.9 | 0.9 | 0.9 | 0.9 | 0.9 | 0.9
[10 empty] | 1 | 2 | 3 | 4 | 5 | 6 | 7 | 8 | 9 | 10 | 11 | 12 | 13 | 14 | 15 | 16 | 17 | 18 | 19 | 20 | 21 | 22 | 23 | 24 | 25
Transformer Load Detail
[7 empty] | Units | 13/14 |  | 14/15 | 15/16 | 16/17 | 17/18 | 18/19 | 19/20 | 20/21 | 21/22 | 22/23 | 23/24 | 24/25 | 25/26 | 26/27 | 27/28 | 28/29 | 29/30 | 30/31 | 31/32 | 32/33 | 33/34 | 34/35 | 35/36 | 36/37 | 37/38 | 38/39
| 0 | Compensated |  | Load (LV side) |  |  | Amps
|  |  |  | Apparent Power |  |  | MVA
|  |  |  | Real Power |  |  | MW
|  |  |  | Reactive Power |  |  | MVAr
|  |  |  | Capacitors In Service |  |  | MVAr
PF
| Zone Div: | Uncompensated |  | Reactive Power |  |  | MVAr
PF
| 0 | Compensated |  | Load (LV side) |  |  | Amps
|  |  |  | Apparent Power |  |  | MVA
|  |  |  | Real Power |  |  | MW
|  |  |  | Reactive Power |  |  | MVAr
|  |  |  | Capacitors In Service |  |  | MVAr
PF
| Zone Div: | Uncompensated |  | Reactive Power |  |  | MVAr
PF
| 0 | Compensated |  | Load (LV side) |  |  | Amps
|  |  |  | Apparent Power |  |  | MVA
|  |  |  | Real Power |  |  | MW
|  |  |  | Reactive Power |  |  | MVAr
|  |  |  | Capacitors In Service |  |  | MVAr
PF
| Zone Div: | Uncompensated |  | Reactive Power |  |  | MVAr
PF
| 0 | Compensated |  | Load (LV side) |  |  | Amps
|  |  |  | Apparent Power |  |  | MVA
|  |  |  | Real Power |  |  | MW
|  |  |  | Reactive Power |  |  | MVAr
|  |  |  | Capacitors In Service |  |  | MVAr
PF
| Zone Div: | Uncompensated |  | Reactive Power |  |  | MVAr
PF
| 0 | Compensated |  | Load (LV side) |  |  | Amps
|  |  |  | Apparent Power |  |  | MVA
|  |  |  | Real Power |  |  | MW
|  |  |  | Reactive Power |  |  | MVAr
|  |  |  | Capacitors In Service |  |  | MVAr
PF
| Zone Div: | Uncompensated |  | Reactive Power |  |  | MVAr
PF
| 0 | Compensated |  | Load (LV side) |  |  | Amps
|  |  |  | Apparent Power |  |  | MVA
|  |  |  | Real Power |  |  | MW
|  |  |  | Reactive Power |  |  | MVAr
|  |  |  | Capacitors In Service |  |  | MVAr
PF
| Zone Div: | Uncompensated |  | Reactive Power |  |  | MVAr
PF
| 0 | Compensated |  | Load (LV side) |  |  | Amps
|  |  |  | Apparent Power |  |  | MVA
|  |  |  | Real Power |  |  | MW
|  |  |  | Reactive Power |  |  | MVAr
|  |  |  | Capacitors In Service |  |  | MVAr
PF
| Zone Div: | Uncompensated |  | Reactive Power |  |  | MVAr
PF
| 0 | Compensated |  | Load (LV side) |  |  | Amps
|  |  |  | Apparent Power |  |  | MVA
|  |  |  | Real Power |  |  | MW
|  |  |  | Reactive Power |  |  | MVAr
|  |  |  | Capacitors In Service |  |  | MVAr
PF
| Zone Div: | Uncompensated |  | Reactive Power |  |  | MVAr
PF
| 0 | Compensated |  | Load (LV side) |  |  | Amps
|  |  |  | Apparent Power |  |  | MVA
|  |  |  | Real Power |  |  | MW
|  |  |  | Reactive Power |  |  | MVAr
|  |  |  | Capacitors In Service |  |  | MVAr
PF
| Zone Div: | Uncompensated |  | Reactive Power |  |  | MVAr
PF
| 0 | Compensated |  | Load (LV side) |  |  | Amps
|  |  |  | Apparent Power |  |  | MVA
|  |  |  | Real Power |  |  | MW
|  |  |  | Reactive Power |  |  | MVAr
|  |  |  | Capacitors In Service |  |  | MVAr
PF
| Zone Div: | Uncompensated |  | Reactive Power |  |  | MVAr
PF

## Tomago 132_33kV
| Tomago 132_33kV | [16 empty] | 2015 | SUMMER
| Substation Total Loads | [33 empty] | Spots & Transfers Detail
| Historical Loads | (MVA) | [7 empty] | Weather Corrected Forecast Loads |  |  |  | (MVA) | [20 empty] | Spots & Transfers Summary | (MVA) |  | Historical Spots & Transfers | [6 empty] | Forecast Spots & Transfers
|  | 07/08 | 08/09 | 09/10 | 10/11 | 11/12 | 12/13 | 13/14 |  | 14/15 | 15/16 | 16/17 | 17/18 | 18/19 | 19/20 | 20/21 | 21/22 | 22/23 | 23/24 | 24/25 | 25/26 | 26/27 | 27/28 | 28/29 | 29/30 | 30/31 | 31/32 | 32/33 | 33/34 | 34/35 | 35/36 | 36/37 | 37/38 | 38/39 |  |  |  | 07/08 | 08/09 | 09/10 | 10/11 | 11/12 | 12/13 | 13/14 | 14/15 | 15/16 | 16/17 | 17/18 | 18/19 | 19/20 | 20/21 | 21/22 | 22/23 | 23/24 | 24/25 | 25/26 | 26/27 | 27/28 | 28/29 | 29/30 | 30/31 | 31/32 | 32/33 | 33/34 | 34/35 | 35/36 | 36/37 | 37/38 | 38/39
| Total | 119.96 | 136.7 | 147 | 135.365 | 99.139 | 127.77 | 99.704 |  | 97.8542 | 96.1559 | 95.1114 | 94.1574 | 93.7899 | 94.0929 | 94.9953 | 96.0276 | 96.9015 | 97.9173 | 98.7883 | 99.8723 | 100.971 | 102.1992 | 103.5107 | 104.8171 | 106.1178 | 107.4513 | 108.818 | 110.2183 | 111.6528 | 113.1219 | 114.6262 | 116.1661 | 117.7421 |  |  | Total | 0 | 1.5151 | 3.1517 | 0.35988 | -0.59983 | -4.1399 | 0.20228 | 3.4657 | -0.44081 | -0.24 | -0.57455 | -0.37829 | 0.3119 | 0.92848 | 1.0616 | 0.89809 | 1.0434 | 0.89424 | 1.1123 | 1.1268 | 1.2588 | 1.3433 | 1.3373 | 1.3307 | 1.3634 | 1.3966 | 1.4302 | 1.4643 | 1.4988 | 1.5338 | 1.5693 | 1.6053
| Firm Rating | 0 | 0 | 137.1 | 137.1 | 137.1 | 91.45 | 151 |  | 151 | 151 | 151 | 151 | 151 | 151 | 151 | 151 | 151 | 151 | 151 | 151 | 151 | 151 | 151 | 151 | 151 | 151 | 151 | 151 | 151 | 151 | 151 | 151 | 151
| Total Capacity | 0 | 0 | 147 | 147 | 147 | 137 | 180 |  | 180 | 180 | 180 | 180 | 180 | 180 | 180 | 180 | 180 | 180 | 180 | 180 | 180 | 180 | 180 | 180 | 180 | 180 | 180 | 180 | 180 | 180 | 180 | 180 | 180 |  |  | Tomago 132_33kV Tx1 | 0 | 0.50181 | 1.0439 | 0.1192 | -0.19867 | -1.3712 | 0.066997 | 1.1479 | -0.146 | -0.079491 | -0.1903 | -0.12529 | 0.10331 | 0.30752 | 0.35161 | 0.29746 | 0.34558 | 0.29618 | 0.36839 | 0.37321 | 0.41692 | 0.44491 | 0.44292 | 0.44075 | 0.45158 | 0.46256 | 0.47369 | 0.48498 | 0.49642 | 0.50802 | 0.51978 | 0.5317
|  | -7 | -6 | -5 | -4 | -3 | -2 | -1 |  | 0 | 1 | 2 | 3 | 4 | 5 | 6 | 7 | 8 | 9 | 10 | 11 | 12 | 13 | 14 | 15 | 16 | 17 | 18 | 19 | 20 | 21 | 22 | 23 | 24 |  |  | Tomago 132_33kV Tx2 | 0 | 0.50166 | 1.0435 | 0.11916 | -0.19861 | -1.3708 | 0.066977 | 1.1475 | -0.14596 | -0.079467 | -0.19024 | -0.12526 | 0.10327 | 0.30743 | 0.35151 | 0.29737 | 0.34548 | 0.29609 | 0.36828 | 0.3731 | 0.41679 | 0.44478 | 0.44279 | 0.44061 | 0.45144 | 0.46242 | 0.47355 | 0.48483 | 0.49627 | 0.50787 | 0.51962 | 0.53154
| Transformer Loads | [35 empty] | Tomago 132_33kV Tx3 | 0 | 0.51161 | 1.0643 | 0.12153 | -0.20255 | -1.398 | 0.068306 | 1.1703 | -0.14885 | -0.081045 | -0.19402 | -0.12774 | 0.10532 | 0.31353 | 0.35848 | 0.30327 | 0.35233 | 0.30197 | 0.37559 | 0.3805 | 0.42506 | 0.4536 | 0.45157 | 0.44936 | 0.4604 | 0.4716 | 0.48295 | 0.49445 | 0.50612 | 0.51795 | 0.52994 | 0.54209
| Historical Loads | (MVA) | [7 empty] | 0: Weather Corrected Forecast Loads; 4: (MVA) |  |  |  | 0 | 0 | 0 | 0 | 0 | 0 | 0 | 0 | 0 | 0 | 0 | 0 | 0 | 0 | 0 | 0 | 0 | 0 | 0 | 0 | 0 | 0 | 0 | 0 | 0 | 0 | 0 | 0 | 0 | 0 | 0 | 0
|  | 07/08 | 08/09 | 09/10 | 10/11 | 11/12 | 12/13 | 13/14 |  | 14/15 | 15/16 | 16/17 | 17/18 | 18/19 | 19/20 | 20/21 | 21/22 | 22/23 | 23/24 | 24/25 | 25/26 | 26/27 | 27/28 | 28/29 | 29/30 | 30/31 | 31/32 | 32/33 | 33/34 | 34/35 | 35/36 | 36/37 | 37/38 | 38/39 |  |  |  | 0 | 0 | 0 | 0 | 0 | 0 | 0 | 0 | 0 | 0 | 0 | 0 | 0 | 0 | 0 | 0 | 0 | 0 | 0 | 0 | 0 | 0 | 0 | 0 | 0 | 0 | 0 | 0 | 0 | 0 | 0 | 0
| 0 | [36 empty] | 0 | 0 | 0 | 0 | 0 | 0 | 0 | 0 | 0 | 0 | 0 | 0 | 0 | 0 | 0 | 0 | 0 | 0 | 0 | 0 | 0 | 0 | 0 | 0 | 0 | 0 | 0 | 0 | 0 | 0 | 0 | 0
| Diversity Factor: 0 | [36 empty] | 0 | 0 | 0 | 0 | 0 | 0 | 0 | 0 | 0 | 0 | 0 | 0 | 0 | 0 | 0 | 0 | 0 | 0 | 0 | 0 | 0 | 0 | 0 | 0 | 0 | 0 | 0 | 0 | 0 | 0 | 0 | 0
[38 empty] | 0 | 0 | 0 | 0 | 0 | 0 | 0 | 0 | 0 | 0 | 0 | 0 | 0 | 0 | 0 | 0 | 0 | 0 | 0 | 0 | 0 | 0 | 0 | 0 | 0 | 0 | 0 | 0 | 0 | 0 | 0 | 0
[38 empty] | 0 | 0 | 0 | 0 | 0 | 0 | 0 | 0 | 0 | 0 | 0 | 0 | 0 | 0 | 0 | 0 | 0 | 0 | 0 | 0 | 0 | 0 | 0 | 0 | 0 | 0 | 0 | 0 | 0 | 0 | 0 | 0
| 0 | [36 empty] | 0 | 0 | 0 | 0 | 0 | 0 | 0 | 0 | 0 | 0 | 0 | 0 | 0 | 0 | 0 | 0 | 0 | 0 | 0 | 0 | 0 | 0 | 0 | 0 | 0 | 0 | 0 | 0 | 0 | 0 | 0 | 0
Diversity Factor: 0
[38 empty] | Historical Spots & Transfers | [6 empty] | Forecast Spots & Transfers
[35 empty] | Project Name | From | To | 07/08 | 08/09 | 09/10 | 10/11 | 11/12 | 12/13 | 13/14 | 14/15 | 15/16 | 16/17 | 17/18 | 18/19 | 19/20 | 20/21 | 21/22 | 22/23 | 23/24 | 24/25 | 25/26 | 26/27 | 27/28 | 28/29 | 29/30 | 30/31 | 31/32 | 32/33 | 33/34 | 34/35 | 35/36 | 36/37 | 37/38 | 38/39
| 0 | [33 empty] | AGL Gas Storage Facility Tomago Spots and Transfers |  | Tomago 132_33kV Tx1 | 0 | 0 | 0 | 0 | 0 | 0 | 0 | 2.3185 | 0 | 0 | 0 | 0 | 0 | 0 | 0 | 0 | 0 | 0 | 0 | 0 | 0 | 0 | 0 | 0 | 0 | 0 | 0 | 0 | 0 | 0 | 0 | 0
| Diversity Factor: 0 | [33 empty] | AGL Gas Storage Facility Tomago Spots and Transfers |  | Tomago 132_33kV Tx2 | 0 | 0 | 0 | 0 | 0 | 0 | 0 | 2.3178 | 0 | 0 | 0 | 0 | 0 | 0 | 0 | 0 | 0 | 0 | 0 | 0 | 0 | 0 | 0 | 0 | 0 | 0 | 0 | 0 | 0 | 0 | 0 | 0
[35 empty] | AGL Gas Storage Facility Tomago Spots and Transfers |  | Tomago 132_33kV Tx3 | 0 | 0 | 0 | 0 | 0 | 0 | 0 | 2.3638 | 0 | 0 | 0 | 0 | 0 | 0 | 0 | 0 | 0 | 0 | 0 | 0 | 0 | 0 | 0 | 0 | 0 | 0 | 0 | 0 | 0 | 0 | 0 | 0
[35 empty] | Medowie 33_11kV Spots and Transfers |  | Tomago 132_33kV Tx1 | 0 | 0 | 0 | 0 | 0 | 0 | 0 | 2.2349 | 0.50404 | -0.01792 | -0.029316 | -0.026738 | -0.0019013 | 0.010683 | 0.01391 | 0.011367 | 0.014579 | 0.011921 | 0.016562 | 0.016922 | 0.019388 | 0.021081 | 0.020959 | 0.020977 | 0.021664 | 0.022362 | 0.023069 | 0.023787 | 0.024515 | 0.025254 | 0.026004 | 0.026765
| 0 | [33 empty] | Medowie 33_11kV Spots and Transfers |  | Tomago 132_33kV Tx2 | 0 | 0 | 0 | 0 | 0 | 0 | 0 | 2.2343 | 0.50389 | -0.017915 | -0.029307 | -0.02673 | -0.0019007 | 0.010679 | 0.013906 | 0.011364 | 0.014574 | 0.011917 | 0.016557 | 0.016917 | 0.019383 | 0.021075 | 0.020952 | 0.02097 | 0.021657 | 0.022355 | 0.023062 | 0.02378 | 0.024508 | 0.025247 | 0.025996 | 0.026757
| Diversity Factor: 0 | [33 empty] | Medowie 33_11kV Spots and Transfers |  | Tomago 132_33kV Tx3 | 0 | 0 | 0 | 0 | 0 | 0 | 0 | 2.2786 | 0.51389 | -0.018271 | -0.029888 | -0.02726 | -0.0019385 | 0.010891 | 0.014182 | 0.011589 | 0.014864 | 0.012154 | 0.016885 | 0.017253 | 0.019767 | 0.021493 | 0.021368 | 0.021386 | 0.022087 | 0.022798 | 0.02352 | 0.024252 | 0.024994 | 0.025748 | 0.026512 | 0.027288
[35 empty] | Nelson Bay 33_11kV Spots and Transfers |  | Tomago 132_33kV Tx1 | 0 | 0 | 0.54205 | -0.018154 | -0.058713 | -4.9295 | -0.8204 | -0.060095 | -0.051255 | -0.042357 | -0.070156 | -0.052897 | -0.0092289 | 0.041788 | 0.059023 | 0.048267 | 0.060375 | 0.045834 | 0.065146 | 0.065907 | 0.07782 | 0.085122 | 0.084055 | 0.082741 | 0.085197 | 0.087688 | 0.090214 | 0.092776 | 0.095374 | 0.098008 | 0.10068 | 0.10339
[35 empty] | Nelson Bay 33_11kV Spots and Transfers |  | Tomago 132_33kV Tx2 | 0 | 0 | 0.54189 | -0.018149 | -0.058695 | -4.928 | -0.82015 | -0.060077 | -0.05124 | -0.042344 | -0.070135 | -0.052881 | -0.0092261 | 0.041776 | 0.059005 | 0.048252 | 0.060357 | 0.04582 | 0.065126 | 0.065887 | 0.077796 | 0.085096 | 0.08403 | 0.082716 | 0.085172 | 0.087662 | 0.090187 | 0.092748 | 0.095345 | 0.097979 | 0.10065 | 0.10336
| 0 | [33 empty] | Nelson Bay 33_11kV Spots and Transfers |  | Tomago 132_33kV Tx3 | 0 | 0 | 0.55264 | -0.018509 | -0.05986 | -5.0258 | -0.83642 | -0.061269 | -0.052257 | -0.043184 | -0.071527 | -0.05393 | -0.0094092 | 0.042605 | 0.060176 | 0.04921 | 0.061555 | 0.046729 | 0.066419 | 0.067195 | 0.07934 | 0.086785 | 0.085697 | 0.084358 | 0.086862 | 0.089401 | 0.091977 | 0.094588 | 0.097237 | 0.099923 | 0.10265 | 0.10541
| Diversity Factor: 0 | [33 empty] | Raymond Terr NEW 33_11kV Spots and Transfers |  | Tomago 132_33kV Tx1 | 0 | 0 | 0 | 0 | 7.5621 | -1.1947 | 2.83 | -1.2297 | -0.074228 | -0.046066 | -0.036211 | -0.0085977 | 0.073134 | 0.1262 | 0.13082 | 0.11113 | 0.12666 | 0.11228 | 0.13006 | 0.1316 | 0.14313 | 0.1505 | 0.15049 | 0.15019 | 0.15329 | 0.15643 | 0.15962 | 0.16285 | 0.16611 | 0.16943 | 0.17278 | 0.17618
[35 empty] | Raymond Terr NEW 33_11kV Spots and Transfers |  | Tomago 132_33kV Tx2 | 0 | 0 | 0 | 0 | 7.5599 | -1.1943 | 2.8292 | -1.2293 | -0.074206 | -0.046052 | -0.0362 | -0.0085951 | 0.073112 | 0.12616 | 0.13078 | 0.1111 | 0.12662 | 0.11224 | 0.13002 | 0.13156 | 0.14308 | 0.15045 | 0.15044 | 0.15014 | 0.15324 | 0.15639 | 0.15957 | 0.1628 | 0.16606 | 0.16938 | 0.17273 | 0.17613
[35 empty] | Raymond Terr NEW 33_11kV Spots and Transfers |  | Tomago 132_33kV Tx3 | 0 | 0 | 0 | 0 | 7.7099 | -1.218 | 2.8853 | -1.2537 | -0.075679 | -0.046966 | -0.036918 | -0.0087657 | 0.074563 | 0.12866 | 0.13338 | 0.11331 | 0.12913 | 0.11447 | 0.1326 | 0.13417 | 0.14592 | 0.15344 | 0.15343 | 0.15312 | 0.15629 | 0.15949 | 0.16274 | 0.16603 | 0.16936 | 0.17274 | 0.17616 | 0.17962
| 0 | [33 empty] | Raymond Terrace 33_11kV Spots and Transfers |  | Tomago 132_33kV Tx1 | 0 | 0.50181 | 0.50181 | 0.17638 | -7.6494 | 0.24851 | -4.5284 | 0 | 0 | 0 | 0 | 0 | 0 | 0 | 0 | 0 | 0 | 0 | 0 | 0 | 0 | 0 | 0 | 0 | 0 | 0 | 0 | 0 | 0 | 0 | 0 | 0
| Diversity Factor: 0 | [33 empty] | Raymond Terrace 33_11kV Spots and Transfers |  | Tomago 132_33kV Tx2 | 0 | 0.50166 | 0.50166 | 0.17632 | -7.6471 | 0.24844 | -4.527 | 0 | 0 | 0 | 0 | 0 | 0 | 0 | 0 | 0 | 0 | 0 | 0 | 0 | 0 | 0 | 0 | 0 | 0 | 0 | 0 | 0 | 0 | 0 | 0 | 0
[35 empty] | Raymond Terrace 33_11kV Spots and Transfers |  | Tomago 132_33kV Tx3 | 0 | 0.51161 | 0.51161 | 0.17982 | -7.7989 | 0.25337 | -4.6169 | 0 | 0 | 0 | 0 | 0 | 0 | 0 | 0 | 0 | 0 | 0 | 0 | 0 | 0 | 0 | 0 | 0 | 0 | 0 | 0 | 0 | 0 | 0 | 0 | 0
[35 empty] | Salt Ash 33_11kV Spots and Transfers |  | Tomago 132_33kV Tx1 | 0 | 0 | 0 | -2.9161e-06 | -0.0046075 | -0.0036189 | -0.729 | 0 | 0 | 0 | 0 | 0 | 0 | 0 | 0 | 0 | 0 | 0 | 0 | 0 | 0 | 0 | 0 | 0 | 0 | 0 | 0 | 0 | 0 | 0 | 0 | 0
| 0 | [33 empty] | Salt Ash 33_11kV Spots and Transfers |  | Tomago 132_33kV Tx2 | 0 | 0 | 0 | -2.9152e-06 | -0.0046061 | -0.0036178 | -0.72878 | 0 | 0 | 0 | 0 | 0 | 0 | 0 | 0 | 0 | 0 | 0 | 0 | 0 | 0 | 0 | 0 | 0 | 0 | 0 | 0 | 0 | 0 | 0 | 0 | 0
| Diversity Factor: 0 | [33 empty] | Salt Ash 33_11kV Spots and Transfers |  | Tomago 132_33kV Tx3 | 0 | 0 | 0 | -2.9731e-06 | -0.0046975 | -0.0036896 | -0.74324 | 0 | 0 | 0 | 0 | 0 | 0 | 0 | 0 | 0 | 0 | 0 | 0 | 0 | 0 | 0 | 0 | 0 | 0 | 0 | 0 | 0 | 0 | 0 | 0 | 0
[35 empty] | Stockton 33_11kV Spots and Transfers |  | Tomago 132_33kV Tx1 | 0 | 0 | 0 | -0.007476 | -0.0062 | -0.006711 | -0.013221 | -0.021788 | -0.010098 | -0.00051994 | 0.0034048 | 0.012479 | 0.030957 | 0.046294 | 0.044958 | 0.039135 | 0.042511 | 0.040725 | 0.044763 | 0.045457 | 0.047669 | 0.049363 | 0.049674 | 0.050154 | 0.051105 | 0.052069 | 0.053046 | 0.054036 | 0.055038 | 0.056054 | 0.057083 | 0.058126
[35 empty] | Stockton 33_11kV Spots and Transfers |  | Tomago 132_33kV Tx2 | 0 | 0 | 0 | -0.0074738 | -0.0061981 | -0.006709 | -0.013217 | -0.021782 | -0.010095 | -0.00051978 | 0.0034037 | 0.012475 | 0.030948 | 0.04628 | 0.044944 | 0.039123 | 0.042499 | 0.040713 | 0.04475 | 0.045444 | 0.047655 | 0.049348 | 0.049659 | 0.050139 | 0.05109 | 0.052054 | 0.05303 | 0.054019 | 0.055022 | 0.056037 | 0.057066 | 0.058108
| 0 | [33 empty] | Stockton 33_11kV Spots and Transfers |  | Tomago 132_33kV Tx3 | 0 | 0 | 0 | -0.0076221 | -0.0063211 | -0.0068421 | -0.013479 | -0.022214 | -0.010295 | -0.0005301 | 0.0034713 | 0.012722 | 0.031562 | 0.047198 | 0.045836 | 0.0399 | 0.043342 | 0.041521 | 0.045638 | 0.046345 | 0.048601 | 0.050327 | 0.050644 | 0.051134 | 0.052104 | 0.053087 | 0.054082 | 0.055091 | 0.056113 | 0.057149 | 0.058198 | 0.059262
| Diversity Factor: 0 | [33 empty] | Tanilba Bay 33_11kV Spots and Transfers |  | Tomago 132_33kV Tx1 | 0 | 0 | 0 | -0.013922 | -0.010887 | -0.0034142 | 0.70244 | -0.014415 | -0.020348 | -0.015543 | -0.014255 | -0.018493 | 0.0031117 | 0.019822 | 0.022748 | 0.018896 | 0.023321 | 0.020327 | 0.026153 | 0.02675 | 0.029692 | 0.031832 | 0.031811 | 0.032058 | 0.033027 | 0.03401 | 0.035007 | 0.036018 | 0.037044 | 0.038085 | 0.039141 | 0.040211
[35 empty] | Tanilba Bay 33_11kV Spots and Transfers |  | Tomago 132_33kV Tx2 | 0 | 0 | 0 | -0.013917 | -0.010884 | -0.0034132 | 0.70223 | -0.01441 | -0.020342 | -0.015538 | -0.014251 | -0.018487 | 0.0031108 | 0.019816 | 0.022741 | 0.01889 | 0.023314 | 0.020321 | 0.026145 | 0.026742 | 0.029683 | 0.031822 | 0.031802 | 0.032049 | 0.033017 | 0.034 | 0.034996 | 0.036007 | 0.037033 | 0.038073 | 0.039129 | 0.040199
[35 empty] | Tanilba Bay 33_11kV Spots and Transfers |  | Tomago 132_33kV Tx3 | 0 | 0 | 0 | -0.014194 | -0.0111 | -0.0034809 | 0.71616 | -0.014696 | -0.020746 | -0.015846 | -0.014534 | -0.018854 | 0.0031725 | 0.020209 | 0.023192 | 0.019265 | 0.023777 | 0.020724 | 0.026664 | 0.027272 | 0.030272 | 0.032454 | 0.032433 | 0.032685 | 0.033673 | 0.034675 | 0.035691 | 0.036722 | 0.037768 | 0.038829 | 0.039905 | 0.040997
| 0 | [33 empty] | Tea Gardens Spur 33kV transfer to Essentials Spots and Transfers |  | Tomago 132_33kV Tx1 | 0 | 0 | 0 | 0 | 0 | -1.1941 | 0 | 0 | 0 | 0 | 0 | 0 | 0 | 0 | 0 | 0 | 0 | 0 | 0 | 0 | 0 | 0 | 0 | 0 | 0 | 0 | 0 | 0 | 0 | 0 | 0 | 0
| Diversity Factor: 0 | [33 empty] | Tea Gardens Spur 33kV transfer to Essentials Spots and Transfers |  | Tomago 132_33kV Tx2 | 0 | 0 | 0 | 0 | 0 | -1.1938 | 0 | 0 | 0 | 0 | 0 | 0 | 0 | 0 | 0 | 0 | 0 | 0 | 0 | 0 | 0 | 0 | 0 | 0 | 0 | 0 | 0 | 0 | 0 | 0 | 0 | 0
[35 empty] | Tea Gardens Spur 33kV transfer to Essentials Spots and Transfers |  | Tomago 132_33kV Tx3 | 0 | 0 | 0 | 0 | 0 | -1.2175 | 0 | 0 | 0 | 0 | 0 | 0 | 0 | 0 | 0 | 0 | 0 | 0 | 0 | 0 | 0 | 0 | 0 | 0 | 0 | 0 | 0 | 0 | 0 | 0 | 0 | 0
[35 empty] | Tomago 33_11kV Spots and Transfers |  | Tomago 132_33kV Tx1 | 0 | 0 | 0 | 0 | 0 | 0.75807 | 1.7826 | 0.2788 | 0.06115 | 0.062132 | -0.0072106 | -0.0074069 | -0.0020316 | 0.0068244 | 0.012213 | 0.010463 | 0.011299 | 0.0073304 | 0.011022 | 0.010777 | 0.01384 | 0.015339 | 0.014828 | 0.013868 | 0.014111 | 0.014356 | 0.014604 | 0.014856 | 0.01511 | 0.015367 | 0.015628 | 0.015892
| 0 | [33 empty] | Tomago 33_11kV Spots and Transfers |  | Tomago 132_33kV Tx2 | 0 | 0 | 0 | 0 | 0 | 0.75784 | 1.7821 | 0.27871 | 0.061131 | 0.062113 | -0.0072084 | -0.0074047 | -0.002031 | 0.0068223 | 0.012209 | 0.01046 | 0.011296 | 0.0073282 | 0.011018 | 0.010774 | 0.013835 | 0.015334 | 0.014824 | 0.013864 | 0.014106 | 0.014352 | 0.0146 | 0.014851 | 0.015105 | 0.015363 | 0.015623 | 0.015887
| Diversity Factor: 0 | [33 empty] | Tomago 33_11kV Spots and Transfers |  | Tomago 132_33kV Tx3 | 0 | 0 | 0 | 0 | 0 | 0.77288 | 1.8174 | 0.28424 | 0.062345 | 0.063346 | -0.0073515 | -0.0075516 | -0.0020713 | 0.0069577 | 0.012452 | 0.010667 | 0.01152 | 0.0074736 | 0.011237 | 0.010988 | 0.01411 | 0.015638 | 0.015118 | 0.014139 | 0.014386 | 0.014636 | 0.01489 | 0.015146 | 0.015405 | 0.015668 | 0.015933 | 0.016202
[35 empty] | Tomaree 33_11kV Spots and Transfers |  | Tomago 132_33kV Tx1 | 0 | 0 | 0 | 0 | 0 | 4.9817 | 0.84664 | -0.081347 | -0.024248 | -0.015754 | -0.036563 | -0.0203 | 0.011166 | 0.045234 | 0.054029 | 0.046826 | 0.052257 | 0.045846 | 0.058122 | 0.05888 | 0.065992 | 0.070597 | 0.070147 | 0.069784 | 0.071519 | 0.073279 | 0.075063 | 0.076874 | 0.078709 | 0.080571 | 0.08246 | 0.084375
[35 empty] | Tomaree 33_11kV Spots and Transfers |  | Tomago 132_33kV Tx2 | 0 | 0 | 0 | 0 | 0 | 4.9802 | 0.84639 | -0.081323 | -0.024241 | -0.015749 | -0.036552 | -0.020294 | 0.011163 | 0.04522 | 0.054013 | 0.046812 | 0.052241 | 0.045833 | 0.058105 | 0.058862 | 0.065972 | 0.070575 | 0.070125 | 0.069763 | 0.071497 | 0.073257 | 0.075041 | 0.07685 | 0.078686 | 0.080547 | 0.082435 | 0.084349
[35 empty] | Tomaree 33_11kV Spots and Transfers |  | Tomago 132_33kV Tx3 | 0 | 0 | 0 | 0 | 0 | 5.079 | 0.86319 | -0.082937 | -0.024722 | -0.016062 | -0.037277 | -0.020697 | 0.011384 | 0.046117 | 0.055085 | 0.047741 | 0.053277 | 0.046742 | 0.059258 | 0.06003 | 0.067282 | 0.071976 | 0.071517 | 0.071147 | 0.072916 | 0.07471 | 0.07653 | 0.078375 | 0.080247 | 0.082145 | 0.084071 | 0.086023
| Weather Correction and Public Holiday Factors | [8 empty] | Forecast ROG | [24 empty] | Williamtown 33_11kV Spots and Transfers |  | Tomago 132_33kV Tx1 | 0 | 0 | 0 | -0.017625 | -0.030986 | -0.027337 | -0.0037107 | -2.277 | -0.53101 | -0.0034639 | 9.3989e-06 | -0.0033393 | -0.0019013 | 0.010683 | 0.01391 | 0.011367 | 0.014579 | 0.011921 | 0.016562 | 0.016922 | 0.019388 | 0.021081 | 0.020959 | 0.020977 | 0.021664 | 0.022362 | 0.023069 | 0.023787 | 0.024515 | 0.025254 | 0.026004 | 0.026765
[10 empty] | ROG Justification | [24 empty] | Williamtown 33_11kV Spots and Transfers |  | Tomago 132_33kV Tx2 | 0 | 0 | 0 | -0.01762 | -0.030977 | -0.027329 | -0.0037095 | -2.2763 | -0.53085 | -0.0034628 | 9.3961e-06 | -0.0033383 | -0.0019007 | 0.010679 | 0.013906 | 0.011364 | 0.014574 | 0.011917 | 0.016557 | 0.016917 | 0.019383 | 0.021075 | 0.020952 | 0.02097 | 0.021657 | 0.022355 | 0.023062 | 0.02378 | 0.024508 | 0.025247 | 0.025996 | 0.026757
| Actual loads for season 13/14 have been weather corrected by the following: | [6 empty] | 11.31% |  | Weighted ROG calculation based on downstream zone substations and customers | [24 empty] | Williamtown 33_11kV Spots and Transfers |  | Tomago 132_33kV Tx3 | 0 | 0 | 0 | -0.017969 | -0.031592 | -0.027871 | -0.0037832 | -2.3214 | -0.54139 | -0.0035315 | 9.5826e-06 | -0.0034045 | -0.0019385 | 0.010891 | 0.014182 | 0.011589 | 0.014864 | 0.012154 | 0.016885 | 0.017253 | 0.019767 | 0.021493 | 0.021368 | 0.021386 | 0.022087 | 0.022798 | 0.02352 | 0.024252 | 0.024994 | 0.025748 | 0.026512 | 0.027288 | Weighted ROG calculation based on downstream zone substations and customers
1 | 2 | 3 | 4 | 5 | 6 | 7 | 8 | 9 | 10 | 14/15 | 15/16 | 16/17 | 17/18 | 18/19 | 19/20 | 20/21 | 21/22 | 22/23 | 23/24 | 24/25 | 25/26 | 26/27 | 27/28 | 28/29 | 29/30 | 30/31 | 31/32 | 32/33 | 33/34 | 34/35 | 35/36 | 36/37 | 37/38 | 38/39
0.98708 | 0.97474 | 0.96682 | 0.96294 | 0.96294 | 0.96294 | 0.96294 | 0.96294 | 0.96294 | 0.96294 | -1.292% | -1.25% | -0.813% | -0.401% | 0% | 0% | 0% | 0% | 0% | 0% | 0% | 0% | 0% | 0% | 0% | 0% | 0% | 0% | 0% | 0% | 0% | 0% | 0% | 0% | 0%
Substation Load Detail
[7 empty] | Units | 13/14 |  | 14/15 | 15/16 | 16/17 | 17/18 | 18/19 | 19/20 | 20/21 | 21/22 | 22/23 | 23/24 | 24/25 | 25/26 | 26/27 | 27/28 | 28/29 | 29/30 | 30/31 | 31/32 | 32/33 | 33/34 | 34/35 | 35/36 | 36/37 | 37/38 | 38/39
1 | Tomago 132_33kV | Compensated |  | Load (LV side) |  |  | Amps | 1744 |  | 1712 | 1682.29 | 1664.01 | 1647.32 | 1640.89 | 1646.19 | 1661.98 | 1680.04 | 1695.33 | 1713.1 | 1728.34 | 1747.31 | 1766.53 | 1788.02 | 1810.96 | 1833.82 | 1856.58 | 1879.91 | 1903.82 | 1928.32 | 1953.41 | 1979.12 | 2005.43 | 2032.37 | 2059.95
|  |  |  | Apparent Power |  |  | MVA | 99.704 |  | 97.8542 | 96.1559 | 95.1114 | 94.1574 | 93.7899 | 94.0929 | 94.9953 | 96.0276 | 96.9015 | 97.9173 | 98.7883 | 99.8723 | 100.971 | 102.1992 | 103.5107 | 104.8171 | 106.1178 | 107.4513 | 108.818 | 110.2183 | 111.6528 | 113.1219 | 114.6262 | 116.1661 | 117.7421
|  |  |  | Real Power |  |  | MW | 94.329 | 94.6753 | 96.6632 | 95.0465 | 94.0514 | 93.1419 | 92.7914 | 93.0804 | 93.9407 | 94.9243 | 95.7565 | 96.7232 | 97.5518 | 98.5824 | 99.6264 | 100.7927 | 102.0373 | 103.2764 | 104.5094 | 105.7727 | 107.0667 | 108.3918 | 109.7486 | 111.1373 | 112.5585 | 114.0126 | 115.5
|  |  |  | Reactive Power |  |  | MVAr | 32.2944 |  | 15.2203 | 14.5642 | 14.1604 | 13.7912 | 13.649 | 13.7663 | 14.1155 | 14.5148 | 14.8527 | 15.2451 | 15.5815 | 15.9999 | 16.4237 | 16.8972 | 17.4025 | 17.9055 | 18.4061 | 18.9189 | 19.4443 | 19.9822 | 20.533 | 21.0968 | 21.6737 | 22.2641 | 22.8679
|  |  |  | Capacitors In Service |  |  | MVAr | 6 |  | 24 | 24 | 24 | 24 | 24 | 24 | 24 | 24 | 24 | 24 | 24 | 24 | 24 | 24 | 24 | 24 | 24 | 24 | 24 | 24 | 24 | 24 | 24 | 24 | 24
|  |  |  | PF |  |  |  | 0.94609 |  | 0.98783 | 0.98846 | 0.98886 | 0.98921 | 0.98935 | 0.98924 | 0.9889 | 0.98851 | 0.98818 | 0.98781 | 0.98748 | 0.98708 | 0.98668 | 0.98624 | 0.98577 | 0.9853 | 0.98484 | 0.98438 | 0.98391 | 0.98343 | 0.98294 | 0.98246 | 0.98196 | 0.98146 | 0.98096
0.91671 | Diversity Factor: 0.92 | Uncompensated |  | Reactive Power |  |  | MVAr | 38.2944 | 38.4129 | 39.2203 | 38.5642 | 38.1604 | 37.7912 | 37.649 | 37.7663 | 38.1155 | 38.5149 | 38.8527 | 39.2451 | 39.5815 | 39.9999 | 40.4237 | 40.8972 | 41.4025 | 41.9055 | 42.4061 | 42.9189 | 43.4443 | 43.9822 | 44.533 | 45.0968 | 45.6737 | 46.2641 | 46.8679
|  |  |  | PF |  |  |  | 0.92656 |  | 0.92663 | 0.92663 | 0.92663 | 0.92663 | 0.92663 | 0.92663 | 0.92663 | 0.92663 | 0.92663 | 0.92663 | 0.92663 | 0.92663 | 0.92663 | 0.92663 | 0.92663 | 0.92663 | 0.92662 | 0.92662 | 0.92662 | 0.92662 | 0.92662 | 0.92662 | 0.92662 | 0.92662 | 0.92662
[10 empty] | 1 | 2 | 3 | 4 | 5 | 6 | 7 | 8 | 9 | 10 | 11 | 12 | 13 | 14 | 15 | 16 | 17 | 18 | 19 | 20 | 21 | 22 | 23 | 24 | 25
Transformer Load Detail
[7 empty] | Units | 13/14 |  | 14/15 | 15/16 | 16/17 | 17/18 | 18/19 | 19/20 | 20/21 | 21/22 | 22/23 | 23/24 | 24/25 | 25/26 | 26/27 | 27/28 | 28/29 | 29/30 | 30/31 | 31/32 | 32/33 | 33/34 | 34/35 | 35/36 | 36/37 | 37/38 | 38/39
| 0 | Compensated |  | Load (LV side) |  |  | Amps
|  |  |  | Apparent Power |  |  | MVA
|  |  |  | Real Power |  |  | MW
|  |  |  | Reactive Power |  |  | MVAr
|  |  |  | Capacitors In Service |  |  | MVAr
PF
| Zone Div: | Uncompensated |  | Reactive Power |  |  | MVAr
PF
| 0 | Compensated |  | Load (LV side) |  |  | Amps
|  |  |  | Apparent Power |  |  | MVA
|  |  |  | Real Power |  |  | MW
|  |  |  | Reactive Power |  |  | MVAr
|  |  |  | Capacitors In Service |  |  | MVAr
PF
| Zone Div: | Uncompensated |  | Reactive Power |  |  | MVAr
PF
| 0 | Compensated |  | Load (LV side) |  |  | Amps
|  |  |  | Apparent Power |  |  | MVA
|  |  |  | Real Power |  |  | MW
|  |  |  | Reactive Power |  |  | MVAr
|  |  |  | Capacitors In Service |  |  | MVAr
PF
| Zone Div: | Uncompensated |  | Reactive Power |  |  | MVAr
PF
| 0 | Compensated |  | Load (LV side) |  |  | Amps
|  |  |  | Apparent Power |  |  | MVA
|  |  |  | Real Power |  |  | MW
|  |  |  | Reactive Power |  |  | MVAr
|  |  |  | Capacitors In Service |  |  | MVAr
PF
| Zone Div: | Uncompensated |  | Reactive Power |  |  | MVAr
PF
| 0 | Compensated |  | Load (LV side) |  |  | Amps
|  |  |  | Apparent Power |  |  | MVA
|  |  |  | Real Power |  |  | MW
|  |  |  | Reactive Power |  |  | MVAr
|  |  |  | Capacitors In Service |  |  | MVAr
PF
| Zone Div: | Uncompensated |  | Reactive Power |  |  | MVAr
PF
| 0 | Compensated |  | Load (LV side) |  |  | Amps
|  |  |  | Apparent Power |  |  | MVA
|  |  |  | Real Power |  |  | MW
|  |  |  | Reactive Power |  |  | MVAr
|  |  |  | Capacitors In Service |  |  | MVAr
PF
| Zone Div: | Uncompensated |  | Reactive Power |  |  | MVAr
PF
| 0 | Compensated |  | Load (LV side) |  |  | Amps
|  |  |  | Apparent Power |  |  | MVA
|  |  |  | Real Power |  |  | MW
|  |  |  | Reactive Power |  |  | MVAr
|  |  |  | Capacitors In Service |  |  | MVAr
PF
| Zone Div: | Uncompensated |  | Reactive Power |  |  | MVAr
PF
| 0 | Compensated |  | Load (LV side) |  |  | Amps
|  |  |  | Apparent Power |  |  | MVA
|  |  |  | Real Power |  |  | MW
|  |  |  | Reactive Power |  |  | MVAr
|  |  |  | Capacitors In Service |  |  | MVAr
PF
| Zone Div: | Uncompensated |  | Reactive Power |  |  | MVAr
PF
| 0 | Compensated |  | Load (LV side) |  |  | Amps
|  |  |  | Apparent Power |  |  | MVA
|  |  |  | Real Power |  |  | MW
|  |  |  | Reactive Power |  |  | MVAr
|  |  |  | Capacitors In Service |  |  | MVAr
PF
| Zone Div: | Uncompensated |  | Reactive Power |  |  | MVAr
PF
| 0 | Compensated |  | Load (LV side) |  |  | Amps
|  |  |  | Apparent Power |  |  | MVA
|  |  |  | Real Power |  |  | MW
|  |  |  | Reactive Power |  |  | MVAr
|  |  |  | Capacitors In Service |  |  | MVAr
PF
| Zone Div: | Uncompensated |  | Reactive Power |  |  | MVAr
PF

## Customer30
| Customer30 | [16 empty] | 2015 | SUMMER
| Substation Total Loads | [33 empty] | Spots & Transfers Detail
| Historical Loads | (MVA) | [7 empty] | Weather Corrected Forecast Loads |  |  |  | (MVA) | [20 empty] | Spots & Transfers Summary | (MVA) |  | Historical Spots & Transfers | [6 empty] | Forecast Spots & Transfers
|  | 07/08 | 08/09 | 09/10 | 10/11 | 11/12 | 12/13 | 13/14 |  | 14/15 | 15/16 | 16/17 | 17/18 | 18/19 | 19/20 | 20/21 | 21/22 | 22/23 | 23/24 | 24/25 | 25/26 | 26/27 | 27/28 | 28/29 | 29/30 | 30/31 | 31/32 | 32/33 | 33/34 | 34/35 | 35/36 | 36/37 | 37/38 | 38/39 |  |  |  | 07/08 | 08/09 | 09/10 | 10/11 | 11/12 | 12/13 | 13/14 | 14/15 | 15/16 | 16/17 | 17/18 | 18/19 | 19/20 | 20/21 | 21/22 | 22/23 | 23/24 | 24/25 | 25/26 | 26/27 | 27/28 | 28/29 | 29/30 | 30/31 | 31/32 | 32/33 | 33/34 | 34/35 | 35/36 | 36/37 | 37/38 | 38/39
| Total | 58.257 | 58.871 | 58.3 | 58.64 | 56.886 | 57.95 | 56.2637 |  | 56.818 | 56.818 | 56.818 | 56.818 | 56.818 | 56.818 | 56.818 | 56.818 | 56.818 | 56.818 | 56.818 | 56.818 | 56.818 | 56.818 | 56.818 | 56.818 | 56.818 | 56.818 | 56.818 | 56.818 | 56.818 | 56.818 | 56.818 | 56.818 | 56.818 |  |  | Total | 0 | 0 | 0 | 0 | 0 | 0 | 0 | 0 | 0 | 0 | 0 | 0 | 0 | 0 | 0 | 0 | 0 | 0 | 0 | 0 | 0 | 0 | 0 | 0 | 0 | 0 | 0 | 0 | 0 | 0 | 0 | 0
| Firm Rating | 60 | 60 | 60 | 60 | 60 | 60 | 60 |  | 60 | 60 | 60 | 60 | 60 | 60 | 60 | 60 | 60 | 60 | 60 | 60 | 60 | 60 | 60 | 60 | 60 | 60 | 60 | 60 | 60 | 60 | 60 | 60 | 60
| Total Capacity | 0 | 0 | 0 | 0 | 0 | 0 | 0 |  | 0 | 0 | 0 | 0 | 0 | 0 | 0 | 0 | 0 | 0 | 0 | 0 | 0 | 0 | 0 | 0 | 0 | 0 | 0 | 0 | 0 | 0 | 0 | 0 | 0 |  |  | Waratah (Comsteel) 132_33kV Tx4 | 0 | 0 | 0 | 0 | 0 | 0 | 0 | 0 | 0 | 0 | 0 | 0 | 0 | 0 | 0 | 0 | 0 | 0 | 0 | 0 | 0 | 0 | 0 | 0 | 0 | 0 | 0 | 0 | 0 | 0 | 0 | 0
|  | -7 | -6 | -5 | -4 | -3 | -2 | -1 |  | 0 | 1 | 2 | 3 | 4 | 5 | 6 | 7 | 8 | 9 | 10 | 11 | 12 | 13 | 14 | 15 | 16 | 17 | 18 | 19 | 20 | 21 | 22 | 23 | 24 |  |  | Waratah (Comsteel) 132_33kV Tx6 | 0 | 0 | 0 | 0 | 0 | 0 | 0 | 0 | 0 | 0 | 0 | 0 | 0 | 0 | 0 | 0 | 0 | 0 | 0 | 0 | 0 | 0 | 0 | 0 | 0 | 0 | 0 | 0 | 0 | 0 | 0 | 0
| Transformer Loads | [35 empty] | Waratah (Comsteel) 132_33kV Tx7 | 0 | 0 | 0 | 0 | 0 | 0 | 0 | 0 | 0 | 0 | 0 | 0 | 0 | 0 | 0 | 0 | 0 | 0 | 0 | 0 | 0 | 0 | 0 | 0 | 0 | 0 | 0 | 0 | 0 | 0 | 0 | 0
| Historical Loads | (MVA) | [7 empty] | Weather Corrected Forecast Loads |  |  |  | (MVA) | [23 empty] | 0 | 0 | 0 | 0 | 0 | 0 | 0 | 0 | 0 | 0 | 0 | 0 | 0 | 0 | 0 | 0 | 0 | 0 | 0 | 0 | 0 | 0 | 0 | 0 | 0 | 0 | 0 | 0 | 0 | 0 | 0 | 0
|  | 07/08 | 08/09 | 09/10 | 10/11 | 11/12 | 12/13 | 13/14 |  | 14/15 | 15/16 | 16/17 | 17/18 | 18/19 | 19/20 | 20/21 | 21/22 | 22/23 | 23/24 | 24/25 | 25/26 | 26/27 | 27/28 | 28/29 | 29/30 | 30/31 | 31/32 | 32/33 | 33/34 | 34/35 | 35/36 | 36/37 | 37/38 | 38/39 |  |  |  | 0 | 0 | 0 | 0 | 0 | 0 | 0 | 0 | 0 | 0 | 0 | 0 | 0 | 0 | 0 | 0 | 0 | 0 | 0 | 0 | 0 | 0 | 0 | 0 | 0 | 0 | 0 | 0 | 0 | 0 | 0 | 0
| 0 | [36 empty] | 0 | 0 | 0 | 0 | 0 | 0 | 0 | 0 | 0 | 0 | 0 | 0 | 0 | 0 | 0 | 0 | 0 | 0 | 0 | 0 | 0 | 0 | 0 | 0 | 0 | 0 | 0 | 0 | 0 | 0 | 0 | 0
| Diversity Factor: 0 | [36 empty] | 0 | 0 | 0 | 0 | 0 | 0 | 0 | 0 | 0 | 0 | 0 | 0 | 0 | 0 | 0 | 0 | 0 | 0 | 0 | 0 | 0 | 0 | 0 | 0 | 0 | 0 | 0 | 0 | 0 | 0 | 0 | 0
[38 empty] | 0 | 0 | 0 | 0 | 0 | 0 | 0 | 0 | 0 | 0 | 0 | 0 | 0 | 0 | 0 | 0 | 0 | 0 | 0 | 0 | 0 | 0 | 0 | 0 | 0 | 0 | 0 | 0 | 0 | 0 | 0 | 0
[38 empty] | 0 | 0 | 0 | 0 | 0 | 0 | 0 | 0 | 0 | 0 | 0 | 0 | 0 | 0 | 0 | 0 | 0 | 0 | 0 | 0 | 0 | 0 | 0 | 0 | 0 | 0 | 0 | 0 | 0 | 0 | 0 | 0
| 0 | [36 empty] | 0 | 0 | 0 | 0 | 0 | 0 | 0 | 0 | 0 | 0 | 0 | 0 | 0 | 0 | 0 | 0 | 0 | 0 | 0 | 0 | 0 | 0 | 0 | 0 | 0 | 0 | 0 | 0 | 0 | 0 | 0 | 0
Diversity Factor: 0
[38 empty] | Historical Spots & Transfers | [6 empty] | Forecast Spots & Transfers
[35 empty] | Project Name | From | To | 07/08 | 08/09 | 09/10 | 10/11 | 11/12 | 12/13 | 13/14 | 14/15 | 15/16 | 16/17 | 17/18 | 18/19 | 19/20 | 20/21 | 21/22 | 22/23 | 23/24 | 24/25 | 25/26 | 26/27 | 27/28 | 28/29 | 29/30 | 30/31 | 31/32 | 32/33 | 33/34 | 34/35 | 35/36 | 36/37 | 37/38 | 38/39
0
Diversity Factor: 0
0
Diversity Factor: 0
0
Diversity Factor: 0
0
Diversity Factor: 0
0
Diversity Factor: 0
0
Diversity Factor: 0
0
Diversity Factor: 0
0
Diversity Factor: 0
| Weather Correction and Public Holiday Factors | [8 empty] | Forecast ROG
ROG Justification
| Actual loads for season 13/14 have been weather corrected by the following: | [6 empty] | -0.0066% |  | Weighted ROG calculation based on downstream zone substations and customers | [59 empty] | Weighted ROG calculation based on downstream zone substations and customers
1 | 2 | 3 | 4 | 5 | 6 | 7 | 8 | 9 | 10 | 14/15 | 15/16 | 16/17 | 17/18 | 18/19 | 19/20 | 20/21 | 21/22 | 22/23 | 23/24 | 24/25 | 25/26 | 26/27 | 27/28 | 28/29 | 29/30 | 30/31 | 31/32 | 32/33 | 33/34 | 34/35 | 35/36 | 36/37 | 37/38 | 38/39
1 | 1 | 1 | 1 | 1 | 1 | 1 | 1 | 1 | 1 | 0% | 0% | 0% | 0% | 0% | 0% | 0% | 0% | 0% | 0% | 0% | 0% | 0% | 0% | 0% | 0% | 0% | 0% | 0% | 0% | 0% | 0% | 0% | 0% | 0%
Substation Load Detail
[7 empty] | Units | 13/14 |  | 14/15 | 15/16 | 16/17 | 17/18 | 18/19 | 19/20 | 20/21 | 21/22 | 22/23 | 23/24 | 24/25 | 25/26 | 26/27 | 27/28 | 28/29 | 29/30 | 30/31 | 31/32 | 32/33 | 33/34 | 34/35 | 35/36 | 36/37 | 37/38 | 38/39
1 | Customer30 | Compensated |  | Load (LV side) |  |  | Amps | 984 |  | 994.0579 | 994.0579 | 994.0579 | 994.0579 | 994.0579 | 994.0579 | 994.0579 | 994.0579 | 994.0579 | 994.0579 | 994.0579 | 994.0579 | 994.0579 | 994.0579 | 994.0579 | 994.0579 | 994.0579 | 994.0579 | 994.0579 | 994.0579 | 994.0579 | 994.0579 | 994.0579 | 994.0579 | 994.0579
|  |  |  | Apparent Power |  |  | MVA | 56.2637 |  | 56.818 | 56.818 | 56.818 | 56.818 | 56.818 | 56.818 | 56.818 | 56.818 | 56.818 | 56.818 | 56.818 | 56.818 | 56.818 | 56.818 | 56.818 | 56.818 | 56.818 | 56.818 | 56.818 | 56.818 | 56.818 | 56.818 | 56.818 | 56.818 | 56.818
|  |  |  | Real Power |  |  | MW | 54.2382 | 54.813 | 54.813 | 54.813 | 54.813 | 54.813 | 54.813 | 54.813 | 54.813 | 54.813 | 54.813 | 54.813 | 54.813 | 54.813 | 54.813 | 54.813 | 54.813 | 54.813 | 54.813 | 54.813 | 54.813 | 54.813 | 54.813 | 54.813 | 54.813 | 54.813 | 54.813
|  |  |  | Reactive Power |  |  | MVAr | 14.9606 |  | 14.9606 | 14.9606 | 14.9606 | 14.9606 | 14.9606 | 14.9606 | 14.9606 | 14.9606 | 14.9606 | 14.9606 | 14.9606 | 14.9606 | 14.9606 | 14.9606 | 14.9606 | 14.9606 | 14.9606 | 14.9606 | 14.9606 | 14.9606 | 14.9606 | 14.9606 | 14.9606 | 14.9606 | 14.9606
|  |  |  | Capacitors In Service |  |  | MVAr | 0 |  | 0 | 0 | 0 | 0 | 0 | 0 | 0 | 0 | 0 | 0 | 0 | 0 | 0 | 0 | 0 | 0 | 0 | 0 | 0 | 0 | 0 | 0 | 0 | 0 | 0
|  |  |  | PF |  |  |  | 0.964 |  | 0.96471 | 0.96471 | 0.96471 | 0.96471 | 0.96471 | 0.96471 | 0.96471 | 0.96471 | 0.96471 | 0.96471 | 0.96471 | 0.96471 | 0.96471 | 0.96471 | 0.96471 | 0.96471 | 0.96471 | 0.96471 | 0.96471 | 0.96471 | 0.96471 | 0.96471 | 0.96471 | 0.96471 | 0.96471
0.33175 | Diversity Factor: 0.33 | Uncompensated |  | Reactive Power |  |  | MVAr | 14.9606 | 15.1192 | 14.9606 | 14.9606 | 14.9606 | 14.9606 | 14.9606 | 14.9606 | 14.9606 | 14.9606 | 14.9606 | 14.9606 | 14.9606 | 14.9606 | 14.9606 | 14.9606 | 14.9606 | 14.9606 | 14.9606 | 14.9606 | 14.9606 | 14.9606 | 14.9606 | 14.9606 | 14.9606 | 14.9606 | 14.9606
|  |  |  | PF |  |  |  | 0.964 |  | 0.96471 | 0.96471 | 0.96471 | 0.96471 | 0.96471 | 0.96471 | 0.96471 | 0.96471 | 0.96471 | 0.96471 | 0.96471 | 0.96471 | 0.96471 | 0.96471 | 0.96471 | 0.96471 | 0.96471 | 0.96471 | 0.96471 | 0.96471 | 0.96471 | 0.96471 | 0.96471 | 0.96471 | 0.96471
[10 empty] | 1 | 2 | 3 | 4 | 5 | 6 | 7 | 8 | 9 | 10 | 11 | 12 | 13 | 14 | 15 | 16 | 17 | 18 | 19 | 20 | 21 | 22 | 23 | 24 | 25
Transformer Load Detail
[7 empty] | Units | 13/14 |  | 14/15 | 15/16 | 16/17 | 17/18 | 18/19 | 19/20 | 20/21 | 21/22 | 22/23 | 23/24 | 24/25 | 25/26 | 26/27 | 27/28 | 28/29 | 29/30 | 30/31 | 31/32 | 32/33 | 33/34 | 34/35 | 35/36 | 36/37 | 37/38 | 38/39
| 0 | Compensated |  | Load (LV side) |  |  | Amps
|  |  |  | Apparent Power |  |  | MVA
|  |  |  | Real Power |  |  | MW
|  |  |  | Reactive Power |  |  | MVAr
|  |  |  | Capacitors In Service |  |  | MVAr
PF
| Zone Div: | Uncompensated |  | Reactive Power |  |  | MVAr
PF
| 0 | Compensated |  | Load (LV side) |  |  | Amps
|  |  |  | Apparent Power |  |  | MVA
|  |  |  | Real Power |  |  | MW
|  |  |  | Reactive Power |  |  | MVAr
|  |  |  | Capacitors In Service |  |  | MVAr
PF
| Zone Div: | Uncompensated |  | Reactive Power |  |  | MVAr
PF
| 0 | Compensated |  | Load (LV side) |  |  | Amps
|  |  |  | Apparent Power |  |  | MVA
|  |  |  | Real Power |  |  | MW
|  |  |  | Reactive Power |  |  | MVAr
|  |  |  | Capacitors In Service |  |  | MVAr
PF
| Zone Div: | Uncompensated |  | Reactive Power |  |  | MVAr
PF
| 0 | Compensated |  | Load (LV side) |  |  | Amps
|  |  |  | Apparent Power |  |  | MVA
|  |  |  | Real Power |  |  | MW
|  |  |  | Reactive Power |  |  | MVAr
|  |  |  | Capacitors In Service |  |  | MVAr
PF
| Zone Div: | Uncompensated |  | Reactive Power |  |  | MVAr
PF
| 0 | Compensated |  | Load (LV side) |  |  | Amps
|  |  |  | Apparent Power |  |  | MVA
|  |  |  | Real Power |  |  | MW
|  |  |  | Reactive Power |  |  | MVAr
|  |  |  | Capacitors In Service |  |  | MVAr
PF
| Zone Div: | Uncompensated |  | Reactive Power |  |  | MVAr
PF
| 0 | Compensated |  | Load (LV side) |  |  | Amps
|  |  |  | Apparent Power |  |  | MVA
|  |  |  | Real Power |  |  | MW
|  |  |  | Reactive Power |  |  | MVAr
|  |  |  | Capacitors In Service |  |  | MVAr
PF
| Zone Div: | Uncompensated |  | Reactive Power |  |  | MVAr
PF
| 0 | Compensated |  | Load (LV side) |  |  | Amps
|  |  |  | Apparent Power |  |  | MVA
|  |  |  | Real Power |  |  | MW
|  |  |  | Reactive Power |  |  | MVAr
|  |  |  | Capacitors In Service |  |  | MVAr
PF
| Zone Div: | Uncompensated |  | Reactive Power |  |  | MVAr
PF
| 0 | Compensated |  | Load (LV side) |  |  | Amps
|  |  |  | Apparent Power |  |  | MVA
|  |  |  | Real Power |  |  | MW
|  |  |  | Reactive Power |  |  | MVAr
|  |  |  | Capacitors In Service |  |  | MVAr
PF
| Zone Div: | Uncompensated |  | Reactive Power |  |  | MVAr
PF
| 0 | Compensated |  | Load (LV side) |  |  | Amps
|  |  |  | Apparent Power |  |  | MVA
|  |  |  | Real Power |  |  | MW
|  |  |  | Reactive Power |  |  | MVAr
|  |  |  | Capacitors In Service |  |  | MVAr
PF
| Zone Div: | Uncompensated |  | Reactive Power |  |  | MVAr
PF
| 0 | Compensated |  | Load (LV side) |  |  | Amps
|  |  |  | Apparent Power |  |  | MVA
|  |  |  | Real Power |  |  | MW
|  |  |  | Reactive Power |  |  | MVAr
|  |  |  | Capacitors In Service |  |  | MVAr
PF
| Zone Div: | Uncompensated |  | Reactive Power |  |  | MVAr
PF

## Waratah (Domestic) 132_33kV
| Waratah (Domestic) 132_33kV | [16 empty] | 2015 | SUMMER
| Substation Total Loads | [33 empty] | Spots & Transfers Detail
| Historical Loads | (MVA) | [7 empty] | Weather Corrected Forecast Loads |  |  |  | (MVA) | [20 empty] | Spots & Transfers Summary | (MVA) |  | Historical Spots & Transfers | [6 empty] | Forecast Spots & Transfers
|  | 07/08 | 08/09 | 09/10 | 10/11 | 11/12 | 12/13 | 13/14 |  | 14/15 | 15/16 | 16/17 | 17/18 | 18/19 | 19/20 | 20/21 | 21/22 | 22/23 | 23/24 | 24/25 | 25/26 | 26/27 | 27/28 | 28/29 | 29/30 | 30/31 | 31/32 | 32/33 | 33/34 | 34/35 | 35/36 | 36/37 | 37/38 | 38/39 |  |  |  | 07/08 | 08/09 | 09/10 | 10/11 | 11/12 | 12/13 | 13/14 | 14/15 | 15/16 | 16/17 | 17/18 | 18/19 | 19/20 | 20/21 | 21/22 | 22/23 | 23/24 | 24/25 | 25/26 | 26/27 | 27/28 | 28/29 | 29/30 | 30/31 | 31/32 | 32/33 | 33/34 | 34/35 | 35/36 | 36/37 | 37/38 | 38/39
| Total | 94.4 | 108.7 | 80.3 | 96.393 | 34.13 | 23.286 | 6.2 |  | 6.2 | 6.2 | 6.2 | 6.2 | 6.2 | 6.2 | 6.2 | 6.2 | 6.2 | 6.2 | 6.2 | 6.2 | 6.2 | 6.2 | 6.2 | 6.2 | 6.2 | 6.2 | 6.2 | 6.2 | 6.2 | 6.2 | 6.2 | 6.2 | 6.2 |  |  | Total | -2.7236 | 1.5541 | -20.009 | -23.9498 | -45.1109 | -12.3642 | 0 | 0 | 0 | 0 | 0 | 0 | 0 | 0 | 0 | 0 | 0 | 0 | 0 | 0 | 0 | 0 | 0 | 0 | 0 | 0 | 0 | 0 | 0 | 0 | 0 | 0
| Firm Rating | 0 | 0 | 90 | 90 | 90 | 90 | 68.59 |  | 68.59 | 68.59 | 68.59 | 68.59 | 68.59 | 68.59 | 68.59 | 68.59 | 68.59 | 68.59 | 68.59 | 68.59 | 68.59 | 68.59 | 68.59 | 68.59 | 68.59 | 68.59 | 68.59 | 68.59 | 68.59 | 68.59 | 68.59 | 68.59 | 68.59
| Total Capacity | 0 | 0 | 120 | 120 | 120 | 120 | 91 |  | 91 | 91 | 91 | 91 | 91 | 91 | 91 | 91 | 91 | 91 | 91 | 91 | 91 | 91 | 91 | 91 | 91 | 91 | 91 | 91 | 91 | 91 | 91 | 91 | 91 |  |  | Waratah (Domestic) 132_33kV Tx1 | -0.6786 | 0.38721 | -4.9854 | -5.9673 | -11.2397 | -3.0806 | 0 | 0 | 0 | 0 | 0 | 0 | 0 | 0 | 0 | 0 | 0 | 0 | 0 | 0 | 0 | 0 | 0 | 0 | 0 | 0 | 0 | 0 | 0 | 0 | 0 | 0
|  | -7 | -6 | -5 | -4 | -3 | -2 | -1 |  | 0 | 1 | 2 | 3 | 4 | 5 | 6 | 7 | 8 | 9 | 10 | 11 | 12 | 13 | 14 | 15 | 16 | 17 | 18 | 19 | 20 | 21 | 22 | 23 | 24 |  |  | Waratah (Domestic) 132_33kV Tx2 | -0.66363 | 0.37867 | -4.8754 | -5.8356 | -10.9917 | -3.0127 | 0 | 0 | 0 | 0 | 0 | 0 | 0 | 0 | 0 | 0 | 0 | 0 | 0 | 0 | 0 | 0 | 0 | 0 | 0 | 0 | 0 | 0 | 0 | 0 | 0 | 0
| Transformer Loads | [35 empty] | Waratah (Domestic) 132_33kV Tx3 | -0.70457 | 0.40203 | -5.1762 | -6.1956 | -11.6698 | -3.1985 | 0 | 0 | 0 | 0 | 0 | 0 | 0 | 0 | 0 | 0 | 0 | 0 | 0 | 0 | 0 | 0 | 0 | 0 | 0 | 0 | 0 | 0 | 0 | 0 | 0 | 0
| Historical Loads | (MVA) | [7 empty] | Weather Corrected Forecast Loads |  |  |  | (MVA) | [22 empty] | Waratah (Domestic) 132_33kV Tx5 | -0.67678 | 0.38618 | -4.9721 | -5.9513 | -11.2096 | -3.0724 | 0 | 0 | 0 | 0 | 0 | 0 | 0 | 0 | 0 | 0 | 0 | 0 | 0 | 0 | 0 | 0 | 0 | 0 | 0 | 0 | 0 | 0 | 0 | 0 | 0 | 0
|  | 07/08 | 08/09 | 09/10 | 10/11 | 11/12 | 12/13 | 13/14 |  | 14/15 | 15/16 | 16/17 | 17/18 | 18/19 | 19/20 | 20/21 | 21/22 | 22/23 | 23/24 | 24/25 | 25/26 | 26/27 | 27/28 | 28/29 | 29/30 | 30/31 | 31/32 | 32/33 | 33/34 | 34/35 | 35/36 | 36/37 | 37/38 | 38/39 |  |  |  | 0 | 0 | 0 | 0 | 0 | 0 | 0 | 0 | 0 | 0 | 0 | 0 | 0 | 0 | 0 | 0 | 0 | 0 | 0 | 0 | 0 | 0 | 0 | 0 | 0 | 0 | 0 | 0 | 0 | 0 | 0 | 0
| 0 | [36 empty] | 0 | 0 | 0 | 0 | 0 | 0 | 0 | 0 | 0 | 0 | 0 | 0 | 0 | 0 | 0 | 0 | 0 | 0 | 0 | 0 | 0 | 0 | 0 | 0 | 0 | 0 | 0 | 0 | 0 | 0 | 0 | 0
| Diversity Factor: 0 | [36 empty] | 0 | 0 | 0 | 0 | 0 | 0 | 0 | 0 | 0 | 0 | 0 | 0 | 0 | 0 | 0 | 0 | 0 | 0 | 0 | 0 | 0 | 0 | 0 | 0 | 0 | 0 | 0 | 0 | 0 | 0 | 0 | 0
[38 empty] | 0 | 0 | 0 | 0 | 0 | 0 | 0 | 0 | 0 | 0 | 0 | 0 | 0 | 0 | 0 | 0 | 0 | 0 | 0 | 0 | 0 | 0 | 0 | 0 | 0 | 0 | 0 | 0 | 0 | 0 | 0 | 0
[38 empty] | 0 | 0 | 0 | 0 | 0 | 0 | 0 | 0 | 0 | 0 | 0 | 0 | 0 | 0 | 0 | 0 | 0 | 0 | 0 | 0 | 0 | 0 | 0 | 0 | 0 | 0 | 0 | 0 | 0 | 0 | 0 | 0
| 0 | [36 empty] | 0 | 0 | 0 | 0 | 0 | 0 | 0 | 0 | 0 | 0 | 0 | 0 | 0 | 0 | 0 | 0 | 0 | 0 | 0 | 0 | 0 | 0 | 0 | 0 | 0 | 0 | 0 | 0 | 0 | 0 | 0 | 0
Diversity Factor: 0
[38 empty] | Historical Spots & Transfers | [6 empty] | Forecast Spots & Transfers
[35 empty] | Project Name | From | To | 07/08 | 08/09 | 09/10 | 10/11 | 11/12 | 12/13 | 13/14 | 14/15 | 15/16 | 16/17 | 17/18 | 18/19 | 19/20 | 20/21 | 21/22 | 22/23 | 23/24 | 24/25 | 25/26 | 26/27 | 27/28 | 28/29 | 29/30 | 30/31 | 31/32 | 32/33 | 33/34 | 34/35 | 35/36 | 36/37 | 37/38 | 38/39
| 0 | [33 empty] | Mayfield 33_11kV Spots and Transfers |  | Waratah (Domestic) 132_33kV Tx1 | -0.47677 | 0.1068 | -4.6654 | 0 | 0 | 0 | 0 | 0 | 0 | 0 | 0 | 0 | 0 | 0 | 0 | 0 | 0 | 0 | 0 | 0 | 0 | 0 | 0 | 0 | 0 | 0 | 0 | 0 | 0 | 0 | 0 | 0
| Diversity Factor: 0 | [33 empty] | Mayfield 33_11kV Spots and Transfers |  | Waratah (Domestic) 132_33kV Tx2 | -0.46626 | 0.10445 | -4.5624 | 0 | 0 | 0 | 0 | 0 | 0 | 0 | 0 | 0 | 0 | 0 | 0 | 0 | 0 | 0 | 0 | 0 | 0 | 0 | 0 | 0 | 0 | 0 | 0 | 0 | 0 | 0 | 0 | 0
[35 empty] | Mayfield 33_11kV Spots and Transfers |  | Waratah (Domestic) 132_33kV Tx3 | -0.49502 | 0.11089 | -4.8439 | 0 | 0 | 0 | 0 | 0 | 0 | 0 | 0 | 0 | 0 | 0 | 0 | 0 | 0 | 0 | 0 | 0 | 0 | 0 | 0 | 0 | 0 | 0 | 0 | 0 | 0 | 0 | 0 | 0
[35 empty] | Mayfield 33_11kV Spots and Transfers |  | Waratah (Domestic) 132_33kV Tx5 | -0.4755 | 0.10652 | -4.6529 | 0 | 0 | 0 | 0 | 0 | 0 | 0 | 0 | 0 | 0 | 0 | 0 | 0 | 0 | 0 | 0 | 0 | 0 | 0 | 0 | 0 | 0 | 0 | 0 | 0 | 0 | 0 | 0 | 0
| 0 | [33 empty] | STS Change: Hexham Metal 33kV Spots and Transfers |  | Waratah (Domestic) 132_33kV Tx1 | 0 | 0 | 0 | -0.41828 | 0 | 0 | 0 | 0 | 0 | 0 | 0 | 0 | 0 | 0 | 0 | 0 | 0 | 0 | 0 | 0 | 0 | 0 | 0 | 0 | 0 | 0 | 0 | 0 | 0 | 0 | 0 | 0
| Diversity Factor: 0 | [33 empty] | STS Change: Hexham Metal 33kV Spots and Transfers |  | Waratah (Domestic) 132_33kV Tx2 | 0 | 0 | 0 | -0.40906 | 0 | 0 | 0 | 0 | 0 | 0 | 0 | 0 | 0 | 0 | 0 | 0 | 0 | 0 | 0 | 0 | 0 | 0 | 0 | 0 | 0 | 0 | 0 | 0 | 0 | 0 | 0 | 0
[35 empty] | STS Change: Hexham Metal 33kV Spots and Transfers |  | Waratah (Domestic) 132_33kV Tx3 | 0 | 0 | 0 | -0.43429 | 0 | 0 | 0 | 0 | 0 | 0 | 0 | 0 | 0 | 0 | 0 | 0 | 0 | 0 | 0 | 0 | 0 | 0 | 0 | 0 | 0 | 0 | 0 | 0 | 0 | 0 | 0 | 0
[35 empty] | STS Change: Hexham Metal 33kV Spots and Transfers |  | Waratah (Domestic) 132_33kV Tx5 | 0 | 0 | 0 | -0.41716 | 0 | 0 | 0 | 0 | 0 | 0 | 0 | 0 | 0 | 0 | 0 | 0 | 0 | 0 | 0 | 0 | 0 | 0 | 0 | 0 | 0 | 0 | 0 | 0 | 0 | 0 | 0 | 0
| 0 | [33 empty] | STS Change: Kooragang West 33kV Spots and Transfers |  | Waratah (Domestic) 132_33kV Tx1 | 0 | 0 | 0 | 0 | -5.4959 | 0 | 0 | 0 | 0 | 0 | 0 | 0 | 0 | 0 | 0 | 0 | 0 | 0 | 0 | 0 | 0 | 0 | 0 | 0 | 0 | 0 | 0 | 0 | 0 | 0 | 0 | 0
| Diversity Factor: 0 | [33 empty] | STS Change: Kooragang West 33kV Spots and Transfers |  | Waratah (Domestic) 132_33kV Tx1 | 0 | 0 | 0 | -4.1014 | 0 | 0 | 0 | 0 | 0 | 0 | 0 | 0 | 0 | 0 | 0 | 0 | 0 | 0 | 0 | 0 | 0 | 0 | 0 | 0 | 0 | 0 | 0 | 0 | 0 | 0 | 0 | 0
[35 empty] | STS Change: Kooragang West 33kV Spots and Transfers |  | Waratah (Domestic) 132_33kV Tx2 | 0 | 0 | 0 | 0 | -5.3746 | 0 | 0 | 0 | 0 | 0 | 0 | 0 | 0 | 0 | 0 | 0 | 0 | 0 | 0 | 0 | 0 | 0 | 0 | 0 | 0 | 0 | 0 | 0 | 0 | 0 | 0 | 0
[35 empty] | STS Change: Kooragang West 33kV Spots and Transfers |  | Waratah (Domestic) 132_33kV Tx2 | 0 | 0 | 0 | -4.0109 | 0 | 0 | 0 | 0 | 0 | 0 | 0 | 0 | 0 | 0 | 0 | 0 | 0 | 0 | 0 | 0 | 0 | 0 | 0 | 0 | 0 | 0 | 0 | 0 | 0 | 0 | 0 | 0
| 0 | [33 empty] | STS Change: Kooragang West 33kV Spots and Transfers |  | Waratah (Domestic) 132_33kV Tx3 | 0 | 0 | 0 | 0 | -5.7062 | 0 | 0 | 0 | 0 | 0 | 0 | 0 | 0 | 0 | 0 | 0 | 0 | 0 | 0 | 0 | 0 | 0 | 0 | 0 | 0 | 0 | 0 | 0 | 0 | 0 | 0 | 0
| Diversity Factor: 0 | [33 empty] | STS Change: Kooragang West 33kV Spots and Transfers |  | Waratah (Domestic) 132_33kV Tx3 | 0 | 0 | 0 | -4.2583 | 0 | 0 | 0 | 0 | 0 | 0 | 0 | 0 | 0 | 0 | 0 | 0 | 0 | 0 | 0 | 0 | 0 | 0 | 0 | 0 | 0 | 0 | 0 | 0 | 0 | 0 | 0 | 0
[35 empty] | STS Change: Kooragang West 33kV Spots and Transfers |  | Waratah (Domestic) 132_33kV Tx5 | 0 | 0 | 0 | 0 | -5.4812 | 0 | 0 | 0 | 0 | 0 | 0 | 0 | 0 | 0 | 0 | 0 | 0 | 0 | 0 | 0 | 0 | 0 | 0 | 0 | 0 | 0 | 0 | 0 | 0 | 0 | 0 | 0
[35 empty] | STS Change: Kooragang West 33kV Spots and Transfers |  | Waratah (Domestic) 132_33kV Tx5 | 0 | 0 | 0 | -4.0904 | 0 | 0 | 0 | 0 | 0 | 0 | 0 | 0 | 0 | 0 | 0 | 0 | 0 | 0 | 0 | 0 | 0 | 0 | 0 | 0 | 0 | 0 | 0 | 0 | 0 | 0 | 0 | 0
| 0 | [33 empty] | Shortland 33_11kV Spots and Transfers |  | Waratah (Domestic) 132_33kV Tx1 | 0.8061 | 0.13208 | -0.32003 | 0 | -4.7938 | -1.5064 | 0 | 0 | 0 | 0 | 0 | 0 | 0 | 0 | 0 | 0 | 0 | 0 | 0 | 0 | 0 | 0 | 0 | 0 | 0 | 0 | 0 | 0 | 0 | 0 | 0 | 0
| Diversity Factor: 0 | [33 empty] | Shortland 33_11kV Spots and Transfers |  | Waratah (Domestic) 132_33kV Tx2 | 0.78832 | 0.12917 | -0.31297 | 0 | -4.6881 | -1.4732 | 0 | 0 | 0 | 0 | 0 | 0 | 0 | 0 | 0 | 0 | 0 | 0 | 0 | 0 | 0 | 0 | 0 | 0 | 0 | 0 | 0 | 0 | 0 | 0 | 0 | 0
[35 empty] | Shortland 33_11kV Spots and Transfers |  | Waratah (Domestic) 132_33kV Tx3 | 0.83695 | 0.13714 | -0.33228 | 0 | -4.9773 | -1.564 | 0 | 0 | 0 | 0 | 0 | 0 | 0 | 0 | 0 | 0 | 0 | 0 | 0 | 0 | 0 | 0 | 0 | 0 | 0 | 0 | 0 | 0 | 0 | 0 | 0 | 0
[35 empty] | Shortland 33_11kV Spots and Transfers |  | Waratah (Domestic) 132_33kV Tx5 | 0.80395 | 0.13173 | -0.31918 | 0 | -4.781 | -1.5024 | 0 | 0 | 0 | 0 | 0 | 0 | 0 | 0 | 0 | 0 | 0 | 0 | 0 | 0 | 0 | 0 | 0 | 0 | 0 | 0 | 0 | 0 | 0 | 0 | 0 | 0
| 0 | [33 empty] | Wallsend 33_11kV Spots and Transfers |  | Waratah (Domestic) 132_33kV Tx1 | -1.0079 | 0.14833 | 0 | -1.4476 | -0.94997 | -1.5742 | 0 | 0 | 0 | 0 | 0 | 0 | 0 | 0 | 0 | 0 | 0 | 0 | 0 | 0 | 0 | 0 | 0 | 0 | 0 | 0 | 0 | 0 | 0 | 0 | 0 | 0
| Diversity Factor: 0 | [33 empty] | Wallsend 33_11kV Spots and Transfers |  | Waratah (Domestic) 132_33kV Tx2 | -0.9857 | 0.14505 | 0 | -1.4156 | -0.92902 | -1.5395 | 0 | 0 | 0 | 0 | 0 | 0 | 0 | 0 | 0 | 0 | 0 | 0 | 0 | 0 | 0 | 0 | 0 | 0 | 0 | 0 | 0 | 0 | 0 | 0 | 0 | 0
[35 empty] | Wallsend 33_11kV Spots and Transfers |  | Waratah (Domestic) 132_33kV Tx3 | -1.0465 | 0.154 | 0 | -1.503 | -0.98633 | -1.6345 | 0 | 0 | 0 | 0 | 0 | 0 | 0 | 0 | 0 | 0 | 0 | 0 | 0 | 0 | 0 | 0 | 0 | 0 | 0 | 0 | 0 | 0 | 0 | 0 | 0 | 0
[35 empty] | Wallsend 33_11kV Spots and Transfers |  | Waratah (Domestic) 132_33kV Tx5 | -1.0052 | 0.14793 | 0 | -1.4437 | -0.94743 | -1.57 | 0 | 0 | 0 | 0 | 0 | 0 | 0 | 0 | 0 | 0 | 0 | 0 | 0 | 0 | 0 | 0 | 0 | 0 | 0 | 0 | 0 | 0 | 0 | 0 | 0 | 0
0
Diversity Factor: 0
0
Diversity Factor: 0
| Weather Correction and Public Holiday Factors | [8 empty] | Forecast ROG
ROG Justification
| Actual loads for season 13/14 have been weather corrected by the following: | [6 empty] | 0% |  | Weighted ROG calculation based on downstream zone substations and customers | [59 empty] | Weighted ROG calculation based on downstream zone substations and customers
1 | 2 | 3 | 4 | 5 | 6 | 7 | 8 | 9 | 10 | 14/15 | 15/16 | 16/17 | 17/18 | 18/19 | 19/20 | 20/21 | 21/22 | 22/23 | 23/24 | 24/25 | 25/26 | 26/27 | 27/28 | 28/29 | 29/30 | 30/31 | 31/32 | 32/33 | 33/34 | 34/35 | 35/36 | 36/37 | 37/38 | 38/39
#VALUE! | #VALUE! | #VALUE! | #VALUE! | #VALUE! | #VALUE! | #VALUE! | #VALUE! | #VALUE! | #VALUE!
Substation Load Detail
[7 empty] | Units | 13/14 |  | 14/15 | 15/16 | 16/17 | 17/18 | 18/19 | 19/20 | 20/21 | 21/22 | 22/23 | 23/24 | 24/25 | 25/26 | 26/27 | 27/28 | 28/29 | 29/30 | 30/31 | 31/32 | 32/33 | 33/34 | 34/35 | 35/36 | 36/37 | 37/38 | 38/39
1 | Waratah (Domestic) 132_33kV | Compensated |  | Load (LV side) |  |  | Amps | 108 |  | 108.4718 | 108.4718 | 108.4718 | 108.4718 | 108.4718 | 108.4718 | 108.4718 | 108.4718 | 108.4718 | 108.4718 | 108.4718 | 108.4718 | 108.4718 | 108.4718 | 108.4718 | 108.4718 | 108.4718 | 108.4718 | 108.4718 | 108.4718 | 108.4718 | 108.4718 | 108.4718 | 108.4718 | 108.4718
|  |  |  | Apparent Power |  |  | MVA | 6.2 |  | 6.2 | 6.2 | 6.2 | 6.2 | 6.2 | 6.2 | 6.2 | 6.2 | 6.2 | 6.2 | 6.2 | 6.2 | 6.2 | 6.2 | 6.2 | 6.2 | 6.2 | 6.2 | 6.2 | 6.2 | 6.2 | 6.2 | 6.2 | 6.2 | 6.2
|  |  |  | Real Power |  |  | MW | 5.58 | 5.58 | 5.58 | 5.58 | 5.58 | 5.58 | 5.58 | 5.58 | 5.58 | 5.58 | 5.58 | 5.58 | 5.58 | 5.58 | 5.58 | 5.58 | 5.58 | 5.58 | 5.58 | 5.58 | 5.58 | 5.58 | 5.58 | 5.58 | 5.58 | 5.58 | 5.58
|  |  |  | Reactive Power |  |  | MVAr | 2.7025 |  | 2.7025 | 2.7025 | 2.7025 | 2.7025 | 2.7025 | 2.7025 | 2.7025 | 2.7025 | 2.7025 | 2.7025 | 2.7025 | 2.7025 | 2.7025 | 2.7025 | 2.7025 | 2.7025 | 2.7025 | 2.7025 | 2.7025 | 2.7025 | 2.7025 | 2.7025 | 2.7025 | 2.7025 | 2.7025
|  |  |  | Capacitors In Service |  |  | MVAr | 0 |  | 0 | 0 | 0 | 0 | 0 | 0 | 0 | 0 | 0 | 0 | 0 | 0 | 0 | 0 | 0 | 0 | 0 | 0 | 0 | 0 | 0 | 0 | 0 | 0 | 0
|  |  |  | PF |  |  |  | 0.9 |  | 0.9 | 0.9 | 0.9 | 0.9 | 0.9 | 0.9 | 0.9 | 0.9 | 0.9 | 0.9 | 0.9 | 0.9 | 0.9 | 0.9 | 0.9 | 0.9 | 0.9 | 0.9 | 0.9 | 0.9 | 0.9 | 0.9 | 0.9 | 0.9 | 0.9
1 | Diversity Factor: 1 | Uncompensated |  | Reactive Power |  |  | MVAr | 2.7025 | 2.7025 | 2.7025 | 2.7025 | 2.7025 | 2.7025 | 2.7025 | 2.7025 | 2.7025 | 2.7025 | 2.7025 | 2.7025 | 2.7025 | 2.7025 | 2.7025 | 2.7025 | 2.7025 | 2.7025 | 2.7025 | 2.7025 | 2.7025 | 2.7025 | 2.7025 | 2.7025 | 2.7025 | 2.7025 | 2.7025
|  |  |  | PF |  |  |  | 0.9 |  | 0.9 | 0.9 | 0.9 | 0.9 | 0.9 | 0.9 | 0.9 | 0.9 | 0.9 | 0.9 | 0.9 | 0.9 | 0.9 | 0.9 | 0.9 | 0.9 | 0.9 | 0.9 | 0.9 | 0.9 | 0.9 | 0.9 | 0.9 | 0.9 | 0.9
[10 empty] | 1 | 2 | 3 | 4 | 5 | 6 | 7 | 8 | 9 | 10 | 11 | 12 | 13 | 14 | 15 | 16 | 17 | 18 | 19 | 20 | 21 | 22 | 23 | 24 | 25
Transformer Load Detail
[7 empty] | Units | 13/14 |  | 14/15 | 15/16 | 16/17 | 17/18 | 18/19 | 19/20 | 20/21 | 21/22 | 22/23 | 23/24 | 24/25 | 25/26 | 26/27 | 27/28 | 28/29 | 29/30 | 30/31 | 31/32 | 32/33 | 33/34 | 34/35 | 35/36 | 36/37 | 37/38 | 38/39
| 0 | Compensated |  | Load (LV side) |  |  | Amps
|  |  |  | Apparent Power |  |  | MVA
|  |  |  | Real Power |  |  | MW
|  |  |  | Reactive Power |  |  | MVAr
|  |  |  | Capacitors In Service |  |  | MVAr
PF
| Zone Div: | Uncompensated |  | Reactive Power |  |  | MVAr
PF
| 0 | Compensated |  | Load (LV side) |  |  | Amps
|  |  |  | Apparent Power |  |  | MVA
|  |  |  | Real Power |  |  | MW
|  |  |  | Reactive Power |  |  | MVAr
|  |  |  | Capacitors In Service |  |  | MVAr
PF
| Zone Div: | Uncompensated |  | Reactive Power |  |  | MVAr
PF
| 0 | Compensated |  | Load (LV side) |  |  | Amps
|  |  |  | Apparent Power |  |  | MVA
|  |  |  | Real Power |  |  | MW
|  |  |  | Reactive Power |  |  | MVAr
|  |  |  | Capacitors In Service |  |  | MVAr
PF
| Zone Div: | Uncompensated |  | Reactive Power |  |  | MVAr
PF
| 0 | Compensated |  | Load (LV side) |  |  | Amps
|  |  |  | Apparent Power |  |  | MVA
|  |  |  | Real Power |  |  | MW
|  |  |  | Reactive Power |  |  | MVAr
|  |  |  | Capacitors In Service |  |  | MVAr
PF
| Zone Div: | Uncompensated |  | Reactive Power |  |  | MVAr
PF
| 0 | Compensated |  | Load (LV side) |  |  | Amps
|  |  |  | Apparent Power |  |  | MVA
|  |  |  | Real Power |  |  | MW
|  |  |  | Reactive Power |  |  | MVAr
|  |  |  | Capacitors In Service |  |  | MVAr
PF
| Zone Div: | Uncompensated |  | Reactive Power |  |  | MVAr
PF
| 0 | Compensated |  | Load (LV side) |  |  | Amps
|  |  |  | Apparent Power |  |  | MVA
|  |  |  | Real Power |  |  | MW
|  |  |  | Reactive Power |  |  | MVAr
|  |  |  | Capacitors In Service |  |  | MVAr
PF
| Zone Div: | Uncompensated |  | Reactive Power |  |  | MVAr
PF
| 0 | Compensated |  | Load (LV side) |  |  | Amps
|  |  |  | Apparent Power |  |  | MVA
|  |  |  | Real Power |  |  | MW
|  |  |  | Reactive Power |  |  | MVAr
|  |  |  | Capacitors In Service |  |  | MVAr
PF
| Zone Div: | Uncompensated |  | Reactive Power |  |  | MVAr
PF
| 0 | Compensated |  | Load (LV side) |  |  | Amps
|  |  |  | Apparent Power |  |  | MVA
|  |  |  | Real Power |  |  | MW
|  |  |  | Reactive Power |  |  | MVAr
|  |  |  | Capacitors In Service |  |  | MVAr
PF
| Zone Div: | Uncompensated |  | Reactive Power |  |  | MVAr
PF
| 0 | Compensated |  | Load (LV side) |  |  | Amps
|  |  |  | Apparent Power |  |  | MVA
|  |  |  | Real Power |  |  | MW
|  |  |  | Reactive Power |  |  | MVAr
|  |  |  | Capacitors In Service |  |  | MVAr
PF
| Zone Div: | Uncompensated |  | Reactive Power |  |  | MVAr
PF
| 0 | Compensated |  | Load (LV side) |  |  | Amps
|  |  |  | Apparent Power |  |  | MVA
|  |  |  | Real Power |  |  | MW
|  |  |  | Reactive Power |  |  | MVAr
|  |  |  | Capacitors In Service |  |  | MVAr
PF
| Zone Div: | Uncompensated |  | Reactive Power |  |  | MVAr
PF