## Inclusions and Exclusions
Sydney Forecast Inclusions and Exclusions
Date Printed |  | 08JUL14:11:21:24
| Description | Value
Season |  | Winter | Winter
Either Summer or Winter
Year |  | 2014 | 2014
Year that the forecast starts
POE |  | 50% | 0.5
10%, 50%, 90%
Spots and Transfers |  | Y | Y
Are Spots and Transfers Included?
BBDM Spots |  | Y | Y
Is BBDM included?
Spots Coefficient |  | 55% | 0.55
Scaling factor applied to spot loads in the future
Aligned ROGs |  | Capped | Capped
Have ROGs been aligned to econometric forecast?
Committed Projects |  | Y | Y
Are Committed Projects Included?
Major Customers Scaling Factor |  | 100% | 1
Scaling factor applied to major customer connections in the future
Future Transfers |  | Y | Y
Are future transfers included?
Future Spots |  | 4 | 4
Future spots are cleared from the following forecast year

## Epping 66_11kV
| Epping 66_11kV | [16 empty] | 2014 | WINTER
| Substation Total Loads | [33 empty] | Spots & Transfers Detail
| Historical Loads | (11kV Amps) | [7 empty] | Weather Corrected Forecast Loads |  |  |  | (11kV Amps) | [20 empty] | Spots & Transfers Summary | (11kV Amps) |  | Historical Spots & Transfers | [6 empty] | Forecast Spots & Transfers
|  | 2007 | 2008 | 2009 | 2010 | 2011 | 2012 | 2013 |  | 2014 | 2015 | 2016 | 2017 | 2018 | 2019 | 2020 | 2021 | 2022 | 2023 | 2024 | 2025 | 2026 | 2027 | 2028 | 2029 | 2030 | 2031 | 2032 | 2033 | 2034 | 2035 | 2036 | 2037 | 2038 |  |  |  | 2007 | 2008 | 2009 | 2010 | 2011 | 2012 | 2013 | 2014 | 2015 | 2016 | 2017 | 2018 | 2019 | 2020 | 2021 | 2022 | 2023 | 2024 | 2025 | 2026 | 2027 | 2028 | 2029 | 2030 | 2031 | 2032 | 2033 | 2034 | 2035 | 2036 | 2037 | 2038
| Total | 3029 | 3082 | 2853 | 2987 | 2730 | 2547 | 2415 |  | 2529.131 | 2463.921 | 2352.669 | 2320.591 | 2329.844 | 2337.941 | 2368.726 | 2405.383 | 2439.456 | 2474.81 | 2505.104 | 2543.895 | 2582.817 | 2627.5 | 2675.497 | 2722.881 | 2769.292 | 2816.685 | 2865.076 | 2914.478 | 2960.35 | 3011.464 | 3063.638 | 3116.887 | 3171.226 |  |  | Total | -173 | 48.6 | 21.6 | 23 | 47.7 | 0 | 45 | 163.9869 | 60.6161 | -30.1276 | 6.8203 | 9.3361 | 8.1699 | 31.058 | 36.9716 | 34.3567 | 35.6409 | 30.5323 | 39.0886 | 39.2119 | 45.0046 | 48.3298 | 47.7022 | 46.7105 | 47.6899 | 48.6833 | 49.6907 | 50.7125 | 51.7488 | 52.7998 | 53.8658 | 54.9468
| Firm Rating | 0 | 0 | 0 | 0 | 0 | 0 | 3932 |  | 3932 | 3932 | 3932 | 3932 | 3932 | 3932 | 3932 | 3932 | 3932 | 3932 | 3932 | 3932 | 3932 | 3932 | 3932 | 3932 | 3932 | 3932 | 3932 | 3932 | 3932 | 3932 | 3932 | 3932 | 3932
| Total Capacity | 0 | 0 | 0 | 0 | 0 | 0 | 5956 |  | 5956 | 5956 | 5956 | 5956 | 5956 | 5956 | 5956 | 5956 | 5956 | 5956 | 5956 | 5956 | 5956 | 5956 | 5956 | 5956 | 5956 | 5956 | 5956 | 5956 | 5956 | 5956 | 5956 | 5956 | 5956 |  |  | Epping 66_11kV Tx1 | -141 | 55.6 | 21.6 | 23 | 47.7 | 0 | -300 | 51.0869 | -4.2839 | -0.12762 | 6.8203 | 9.3361 | 8.1699 | 31.058 | 36.9716 | 34.3567 | 35.6409 | 30.5323 | 39.0886 | 39.2119 | 45.0046 | 48.3298 | 47.7022 | 46.7105 | 47.6899 | 48.6833 | 49.6907 | 50.7125 | 51.7488 | 52.7998 | 53.8658 | 54.9468
|  | -7 | -6 | -5 | -4 | -3 | -2 | -1 |  | 0 | 1 | 2 | 3 | 4 | 5 | 6 | 7 | 8 | 9 | 10 | 11 | 12 | 13 | 14 | 15 | 16 | 17 | 18 | 19 | 20 | 21 | 22 | 23 | 24 |  |  | Epping 66_11kV Tx2 | 0 | 0 | 0 | 0 | 0 | 0 | -864 | 0 | 0 | 0 | 0 | 0 | 0 | 0 | 0 | 0 | 0 | 0 | 0 | 0 | 0 | 0 | 0 | 0 | 0 | 0 | 0 | 0 | 0 | 0 | 0 | 0
| Transformer Loads | [35 empty] | Epping 66_11kV Tx3 | -32 | -7 | 0 | 0 | 0 | 0 | 1209 | 112.9 | 64.9 | -30 | 0 | 0 | 0 | 0 | 0 | 0 | 0 | 0 | 0 | 0 | 0 | 0 | 0 | 0 | 0 | 0 | 0 | 0 | 0 | 0 | 0 | 0
| Historical Loads | (11kV Amps) | [7 empty] | Weather Corrected Forecast Loads |  |  |  | (11kV Amps) | [23 empty] | 0 | 0 | 0 | 0 | 0 | 0 | 0 | 0 | 0 | 0 | 0 | 0 | 0 | 0 | 0 | 0 | 0 | 0 | 0 | 0 | 0 | 0 | 0 | 0 | 0 | 0 | 0 | 0 | 0 | 0 | 0 | 0
|  | 2007 | 2008 | 2009 | 2010 | 2011 | 2012 | 2013 |  | 2014 | 2015 | 2016 | 2017 | 2018 | 2019 | 2020 | 2021 | 2022 | 2023 | 2024 | 2025 | 2026 | 2027 | 2028 | 2029 | 2030 | 2031 | 2032 | 2033 | 2034 | 2035 | 2036 | 2037 | 2038 |  |  |  | 0 | 0 | 0 | 0 | 0 | 0 | 0 | 0 | 0 | 0 | 0 | 0 | 0 | 0 | 0 | 0 | 0 | 0 | 0 | 0 | 0 | 0 | 0 | 0 | 0 | 0 | 0 | 0 | 0 | 0 | 0 | 0
| 0 | [36 empty] | 0 | 0 | 0 | 0 | 0 | 0 | 0 | 0 | 0 | 0 | 0 | 0 | 0 | 0 | 0 | 0 | 0 | 0 | 0 | 0 | 0 | 0 | 0 | 0 | 0 | 0 | 0 | 0 | 0 | 0 | 0 | 0
| Diversity Factor: 0 | [36 empty] | 0 | 0 | 0 | 0 | 0 | 0 | 0 | 0 | 0 | 0 | 0 | 0 | 0 | 0 | 0 | 0 | 0 | 0 | 0 | 0 | 0 | 0 | 0 | 0 | 0 | 0 | 0 | 0 | 0 | 0 | 0 | 0
[38 empty] | 0 | 0 | 0 | 0 | 0 | 0 | 0 | 0 | 0 | 0 | 0 | 0 | 0 | 0 | 0 | 0 | 0 | 0 | 0 | 0 | 0 | 0 | 0 | 0 | 0 | 0 | 0 | 0 | 0 | 0 | 0 | 0
[38 empty] | 0 | 0 | 0 | 0 | 0 | 0 | 0 | 0 | 0 | 0 | 0 | 0 | 0 | 0 | 0 | 0 | 0 | 0 | 0 | 0 | 0 | 0 | 0 | 0 | 0 | 0 | 0 | 0 | 0 | 0 | 0 | 0
| 0 | [36 empty] | 0 | 0 | 0 | 0 | 0 | 0 | 0 | 0 | 0 | 0 | 0 | 0 | 0 | 0 | 0 | 0 | 0 | 0 | 0 | 0 | 0 | 0 | 0 | 0 | 0 | 0 | 0 | 0 | 0 | 0 | 0 | 0
Diversity Factor: 0
[38 empty] | Historical Spots & Transfers | [6 empty] | Forecast Spots & Transfers
[35 empty] | Project Name | From | To | 2007 | 2008 | 2009 | 2010 | 2011 | 2012 | 2013 | 2014 | 2015 | 2016 | 2017 | 2018 | 2019 | 2020 | 2021 | 2022 | 2023 | 2024 | 2025 | 2026 | 2027 | 2028 | 2029 | 2030 | 2031 | 2032 | 2033 | 2034 | 2035 | 2036 | 2037 | 2038
| 0 | [33 empty] | Broad based demand management |  | Epping 66_11kV Tx1 | 0 | 0 | 0 | 0 | 0 | 0 | 0 | 0 | -0.069979 | -1.6023 | -1.8417 | -1.9924 | -2.294 | 0 | 0 | 0 | 0 | 0 | 0 | 0 | 0 | 0 | 0 | 0 | 0 | 0 | 0 | 0 | 0 | 0 | 0 | 0
| Diversity Factor: 0 | [33 empty] | Broad based demand management |  | Epping 66_11kV Tx3 | 0 | 0 | 0 | 0 | 0 | 0 | 0 | 0 | 0 | 0 | 0 | 0 | 0 | 0 | 0 | 0 | 0 | 0 | 0 | 0 | 0 | 0 | 0 | 0 | 0 | 0 | 0 | 0 | 0 | 0 | 0 | 0
[35 empty] | DNP_ID: 6131. Relief of Feeders from Epping Zone Substation Panels 1,10,11 and 12 | Epping 66_11kV Tx1 | Pennant Hills 132_11kV Tx1 | 173 | 0 | 0 | 0 | 0 | 0 | 0 | 0 | 0 | 0 | 0 | 0 | 0 | 0 | 0 | 0 | 0 | 0 | 0 | 0 | 0 | 0 | 0 | 0 | 0 | 0 | 0 | 0 | 0 | 0 | 0 | 0
[35 empty] | DNP_ID: 6313. Works required to supply Macquarie Uni Hospital Load (LLC) | Epping 66_11kV Tx1 | Macquarie Park 132_11kV Tx1 | 0 | 0 | 0 | 42 | 0 | 0 | 0 | 0 | 0 | 0 | 0 | 0 | 0 | 0 | 0 | 0 | 0 | 0 | 0 | 0 | 0 | 0 | 0 | 0 | 0 | 0 | 0 | 0 | 0 | 0 | 0 | 0
| 0 | [33 empty] | DNP_ID: 6416. Works required to relieve Remedial Panel 41 Feeder - Meadowbank. | Meadowbank 132_11kV Tx3 | Epping 66_11kV Tx1 | 0 | 0 | 0 | 65 | 0 | 0 | 0 | 0 | 0 | 0 | 0 | 0 | 0 | 0 | 0 | 0 | 0 | 0 | 0 | 0 | 0 | 0 | 0 | 0 | 0 | 0 | 0 | 0 | 0 | 0 | 0 | 0
| Diversity Factor: 0 | [33 empty] | DNP_ID: 6827. Epping Zone 11kV switchgear replacement | Epping 66_11kV Tx1 | Epping 66_11kV Tx2 | 0 | 0 | 0 | 0 | 0 | 0 | 1111 | 0 | 0 | 0 | 0 | 0 | 0 | 0 | 0 | 0 | 0 | 0 | 0 | 0 | 0 | 0 | 0 | 0 | 0 | 0 | 0 | 0 | 0 | 0 | 0 | 0
[35 empty] | DNP_ID: 6827. Epping Zone 11kV switchgear replacement | Epping 66_11kV Tx1 | Epping 66_11kV Tx3 | 0 | 0 | 0 | 0 | 0 | 0 | 296 | 0 | 0 | 0 | 0 | 0 | 0 | 0 | 0 | 0 | 0 | 0 | 0 | 0 | 0 | 0 | 0 | 0 | 0 | 0 | 0 | 0 | 0 | 0 | 0 | 0
[35 empty] | DNP_ID: 6827. Epping Zone 11kV switchgear replacement | Epping 66_11kV Tx2 | Epping 66_11kV Tx1 | 0 | 0 | 0 | 0 | 0 | 0 | 1111 | 0 | 0 | 0 | 0 | 0 | 0 | 0 | 0 | 0 | 0 | 0 | 0 | 0 | 0 | 0 | 0 | 0 | 0 | 0 | 0 | 0 | 0 | 0 | 0 | 0
| 0 | [33 empty] | DNP_ID: 6827. Epping Zone 11kV switchgear replacement | Epping 66_11kV Tx2 | Epping 66_11kV Tx3 | 0 | 0 | 0 | 0 | 0 | 0 | 864 | 0 | 0 | 0 | 0 | 0 | 0 | 0 | 0 | 0 | 0 | 0 | 0 | 0 | 0 | 0 | 0 | 0 | 0 | 0 | 0 | 0 | 0 | 0 | 0 | 0
| Diversity Factor: 0 | [33 empty] | HVCON_ID: 2005039. Est S.8723 'Macquarie Uni No.9', Est S.8421 'Macquarie Uni No.10',Est S.8422 'Macquarie Uni No.11', Recover S.2517 'Macquarie University 2' |  | Epping 66_11kV Tx1 | 0 | 48.6 | 0 | 0 | 0 | 0 | 0 | 0 | 0 | 0 | 0 | 0 | 0 | 0 | 0 | 0 | 0 | 0 | 0 | 0 | 0 | 0 | 0 | 0 | 0 | 0 | 0 | 0 | 0 | 0 | 0 | 0
[35 empty] | HVCON_ID: 2005039. Est S.8723 'Macquarie Uni No.9', Est S.8421 'Macquarie Uni No.10',Est S.8422 'Macquarie Uni No.11', Recover S.2517 'Macquarie University 2' | Epping 66_11kV Tx1 | Epping 66_11kV Tx3 | 78 | 0 | 0 | 0 | 0 | 0 | 0 | 0 | 0 | 0 | 0 | 0 | 0 | 0 | 0 | 0 | 0 | 0 | 0 | 0 | 0 | 0 | 0 | 0 | 0 | 0 | 0 | 0 | 0 | 0 | 0 | 0
[35 empty] | HVCON_ID: 2005039. Est S.8723 'Macquarie Uni No.9', Est S.8421 'Macquarie Uni No.10',Est S.8422 'Macquarie Uni No.11', Recover S.2517 'Macquarie University 2' | Epping 66_11kV Tx3 | Epping 66_11kV Tx1 | 110 | 7 | 0 | 0 | 0 | 0 | 0 | 0 | 0 | 0 | 0 | 0 | 0 | 0 | 0 | 0 | 0 | 0 | 0 | 0 | 0 | 0 | 0 | 0 | 0 | 0 | 0 | 0 | 0 | 0 | 0 | 0
| 0 | [33 empty] | HVCON_ID: 2007215. Establishment of S.35642-& S.35643 Talavera Christie No.2-3, 2 Technology Place, Macquarie Park |  | Epping 66_11kV Tx1 | 0 | 0 | 21.6 | 0 | 14.4 | 0 | 0 | 0 | 0 | 0 | 0 | 0 | 0 | 0 | 0 | 0 | 0 | 0 | 0 | 0 | 0 | 0 | 0 | 0 | 0 | 0 | 0 | 0 | 0 | 0 | 0 | 0
| Diversity Factor: 0 | [33 empty] | HVCON_ID: 2008172. Establishment of 2 x 800kVA L type kiosks - S.36012 Macquarie Uni No 12 and S.36013 Macquarie Uni No 13, Macquarie Drive (Macquarie Uni) Macquarie Park - This load considered with other projects can be considered a LLC - |  | Epping 66_11kV Tx1 | 0 | 0 | 0 | 0 | 33.3 | 0 | 0 | 0 | 0 | 0 | 0 | 0 | 0 | 0 | 0 | 0 | 0 | 0 | 0 | 0 | 0 | 0 | 0 | 0 | 0 | 0 | 0 | 0 | 0 | 0 | 0 | 0
[35 empty] | HVCON_ID: 2010129. Establishment of S.47527 Talavera Khartoum No 8, 54-60 Talavera Rd, Macquarie Park |  | Epping 66_11kV Tx3 | 0 | 0 | 0 | 0 | 0 | 0 | 0 | 0 | 31.35 | 0 | 0 | 0 | 0 | 0 | 0 | 0 | 0 | 0 | 0 | 0 | 0 | 0 | 0 | 0 | 0 | 0 | 0 | 0 | 0 | 0 | 0 | 0
[35 empty] | HVCON_ID: 2010129. Establishment of S.47527 Talavera Khartoum No 8, 54-60 Talavera Rd, Macquarie Park | Macquarie Park 132_11kV Tx3 | Epping 66_11kV Tx3 | 0 | 0 | 0 | 0 | 0 | 0 | 0 | 70 | 0 | 0 | 0 | 0 | 0 | 0 | 0 | 0 | 0 | 0 | 0 | 0 | 0 | 0 | 0 | 0 | 0 | 0 | 0 | 0 | 0 | 0 | 0 | 0
| 0 | [33 empty] | HVCON_ID: 2010678. Establishment of S.49162 Waterloo Herring and S.49163 Macquarie Eastern, Macquarie University NSW 2109. Decommission and recover S.3673 Macquarie University No.3 - LLC | Epping 66_11kV Tx3 | Macquarie Park 132_11kV Tx3 | 0 | 0 | 0 | 0 | 0 | 0 | 0 | 0 | 0 | 30 | 0 | 0 | 0 | 0 | 0 | 0 | 0 | 0 | 0 | 0 | 0 | 0 | 0 | 0 | 0 | 0 | 0 | 0 | 0 | 0 | 0 | 0
| Diversity Factor: 0 | [33 empty] | HVCON_ID: 2012216. Establishment of S.62143 Herring Windsor No 1, 120-128 Herring Rd, Macquarie Park |  | Epping 66_11kV Tx3 | 0 | 0 | 0 | 0 | 0 | 0 | 45 | 0 | 0 | 0 | 0 | 0 | 0 | 0 | 0 | 0 | 0 | 0 | 0 | 0 | 0 | 0 | 0 | 0 | 0 | 0 | 0 | 0 | 0 | 0 | 0 | 0
[35 empty] | HVCON_ID: 2012231. Establishment of S.62278 Talavera Herring No.1 & S.62279 Talavera Herring No.2, 84-92 Talavera Road Macquarie Park NSW 21113 |  | Epping 66_11kV Tx3 | 0 | 0 | 0 | 0 | 0 | 0 | 0 | 42.9 | 0 | 0 | 0 | 0 | 0 | 0 | 0 | 0 | 0 | 0 | 0 | 0 | 0 | 0 | 0 | 0 | 0 | 0 | 0 | 0 | 0 | 0 | 0 | 0
[35 empty] | HVCON_ID: 2012262. Establishment of S.62347 Dayman Epping, 7 Dayman Pl, Marsfield | Epping 66_11kV Tx1 | Epping 66_11kV Tx3 | 0 | 0 | 0 | 0 | 0 | 0 | 4 | 0 | 0 | 0 | 0 | 0 | 0 | 0 | 0 | 0 | 0 | 0 | 0 | 0 | 0 | 0 | 0 | 0 | 0 | 0 | 0 | 0 | 0 | 0 | 0 | 0
| 0 | [33 empty] | HVCON_ID: 2013043. Establishment of S.63380 Herring Windsor No 2 and S.63381 Herring Windsor No 3, Toga Macquarie Developments P/L Residential Apartments, 120-128 Herring Rd, Macquarie Park |  | Epping 66_11kV Tx3 | 0 | 0 | 0 | 0 | 0 | 0 | 0 | 0 | 33.55 | 0 | 0 | 0 | 0 | 0 | 0 | 0 | 0 | 0 | 0 | 0 | 0 | 0 | 0 | 0 | 0 | 0 | 0 | 0 | 0 | 0 | 0 | 0
| Diversity Factor: 0 | [33 empty] | HVCON_ID: 2013066. New commercial development AFC requesting 2800A, Establishment of 2 x Kiosks, S.63508 Talavera Christie No 5 and S.63509 Talavera Christie No 6, 118 Talavera Road, Macquarie Park |  | Epping 66_11kV Tx1 | 0 | 0 | 0 | 0 | 0 | 0 | 0 | 60.5 | 0 | 0 | 0 | 0 | 0 | 0 | 0 | 0 | 0 | 0 | 0 | 0 | 0 | 0 | 0 | 0 | 0 | 0 | 0 | 0 | 0 | 0 | 0 | 0
[35 empty] | Econometric |  | Epping 66_11kV Tx1 | 0 | 0 | 0 | 0 | 0 | 0 | 0 | 0 | 0 | 20.2509 | 37.6291 | 55.9761 | 56.7629 | 57.7109 | 54.3232 | 55.1852 | 56.0595 | 56.9463 | 57.8458 | 58.7582 | 59.6837 | 60.6223 | 61.5744 | 62.54 | 63.5194 | 64.5127 | 65.5202 | 66.542 | 67.5783 | 68.6293 | 69.6953 | 70.7763
[35 empty] | Econometric |  | Epping 66_11kV Tx3 | 0 | 0 | 0 | 0 | 0 | 0 | 0 | 0 | 0 | 0 | 0 | 0 | 0 | 0 | 0 | 0 | 0 | 0 | 0 | 0 | 0 | 0 | 0 | 0 | 0 | 0 | 0 | 0 | 0 | 0 | 0 | 0
| 0 | [33 empty] | Energy Efficiency |  | Epping 66_11kV Tx1 | 0 | 0 | 0 | 0 | 0 | 0 | 0 | -9.4131 | -4.214 | -18.7762 | -28.9671 | -44.6477 | -46.299 | -26.6528 | -17.3516 | -20.8285 | -20.4186 | -26.4141 | -18.7572 | -19.5464 | -14.6791 | -12.2925 | -13.8722 | -15.8295 | -15.8295 | -15.8295 | -15.8295 | -15.8295 | -15.8295 | -15.8295 | -15.8295 | -15.8295
| Diversity Factor: 0 | [33 empty] | Energy Efficiency |  | Epping 66_11kV Tx3 | 0 | 0 | 0 | 0 | 0 | 0 | 0 | 0 | 0 | 0 | 0 | 0 | 0 | 0 | 0 | 0 | 0 | 0 | 0 | 0 | 0 | 0 | 0 | 0 | 0 | 0 | 0 | 0 | 0 | 0 | 0 | 0
[35 empty] | Solar PV |  | Epping 66_11kV Tx1 | 0 | 0 | 0 | 0 | 0 | 0 | 0 | 0 | 0 | 0 | 0 | 0 | 0 | 0 | 0 | 0 | 0 | 0 | 0 | 0 | 0 | 0 | 0 | 0 | 0 | 0 | 0 | 0 | 0 | 0 | 0 | 0
[35 empty] | Solar PV |  | Epping 66_11kV Tx3 | 0 | 0 | 0 | 0 | 0 | 0 | 0 | 0 | 0 | 0 | 0 | 0 | 0 | 0 | 0 | 0 | 0 | 0 | 0 | 0 | 0 | 0 | 0 | 0 | 0 | 0 | 0 | 0 | 0 | 0 | 0 | 0
0
Diversity Factor: 0
| Weather Correction and Public Holiday Factors | [8 empty] | Forecast ROG
ROG Justification
| Actual loads for season 2013 have been weather corrected by the following: | [6 empty] | 1.382% |  | 7 year ROG ok | [59 empty] | 7 year ROG ok
1 | 2 | 3 | 4 | 5 | 6 | 7 | 8 | 9 | 10 | 2014 | 2015 | 2016 | 2017 | 2018 | 2019 | 2020 | 2021 | 2022 | 2023 | 2024 | 2025 | 2026 | 2027 | 2028 | 2029 | 2030 | 2031 | 2032 | 2033 | 2034 | 2035 | 2036 | 2037 | 2038
0.95066 | 0.90375 | 0.87403 | 0.85966 | 0.85966 | 0.85966 | 0.85966 | 0.85966 | 0.85966 | 0.85966 | -4.934% | -4.934% | -3.289% | -1.644% | 0% | 0% | 0% | 0% | 0% | 0% | 0% | 0% | 0% | 0% | 0% | 0% | 0% | 0% | 0% | 0% | 0% | 0% | 0% | 0% | 0%
Substation Load Detail
[7 empty] | Units | 2013 |  | 2014 | 2015 | 2016 | 2017 | 2018 | 2019 | 2020 | 2021 | 2022 | 2023 | 2024 | 2025 | 2026 | 2027 | 2028 | 2029 | 2030 | 2031 | 2032 | 2033 | 2034 | 2035 | 2036 | 2037 | 2038
1 | Epping 66_11kV | Compensated |  | Load (LV side) |  |  | Amps | 2415 | 2521 | 2529.131 | 2463.921 | 2352.669 | 2320.591 | 2329.844 | 2337.941 | 2368.726 | 2405.383 | 2439.456 | 2474.81 | 2505.104 | 2543.895 | 2582.817 | 2627.5 | 2675.497 | 2722.881 | 2769.292 | 2816.685 | 2865.076 | 2914.478 | 2960.35 | 3011.464 | 3063.638 | 3116.887 | 3171.226
|  |  |  | Apparent Power |  |  | MVA | 46.0119 |  | 48.1864 | 46.944 | 44.8244 | 44.2132 | 44.3895 | 44.5438 | 45.1303 | 45.8287 | 46.4779 | 47.1515 | 47.7286 | 48.4677 | 49.2093 | 50.0606 | 50.9751 | 51.8779 | 52.7621 | 53.6651 | 54.587 | 55.5283 | 56.4023 | 57.3761 | 58.3702 | 59.3847 | 60.42
|  |  |  | Real Power |  |  | MW | 45.4388 | 47.4333 | 48.1529 | 46.9168 | 44.8068 | 44.1981 | 44.3736 | 44.5273 | 45.1114 | 45.8068 | 46.453 | 47.1233 | 47.6975 | 48.4327 | 49.1701 | 50.0166 | 50.9255 | 51.8227 | 52.7012 | 53.5981 | 54.5138 | 55.4483 | 56.4021 | 57.3754 | 58.3684 | 59.3815 | 60.4149
|  |  |  | Reactive Power |  |  | MVAr | 7.2394 |  | 1.7974 | 1.5973 | 1.2556 | 1.157 | 1.1855 | 1.2103 | 1.3049 | 1.4175 | 1.5222 | 1.6307 | 1.7237 | 1.8427 | 1.9622 | 2.0992 | 2.2464 | 2.3917 | 2.5339 | 2.6792 | 2.8275 | 2.9788 | 0.13324 | 0.29084 | 0.45164 | 0.61569 | 0.78303
|  |  |  | Capacitors In Service |  |  | MVAr | 0 |  | 6 | 6 | 6 | 6 | 6 | 6 | 6 | 6 | 6 | 6 | 6 | 6 | 6 | 6 | 6 | 6 | 6 | 6 | 6 | 6 | 9 | 9 | 9 | 9 | 9
|  |  |  | PF |  |  |  | 0.98754 |  | 0.9993 | 0.99942 | 0.99961 | 0.99966 | 0.99964 | 0.99963 | 0.99958 | 0.99952 | 0.99946 | 0.9994 | 0.99935 | 0.99928 | 0.9992 | 0.99912 | 0.99903 | 0.99894 | 0.99885 | 0.99875 | 0.99866 | 0.99856 | 1 | 0.99999 | 0.99997 | 0.99995 | 0.99992
0.96519 | Diversity Factor: 0.97 | Uncompensated |  | Reactive Power |  |  | MVAr | 7.2394 | 7.5572 | 7.7974 | 7.5973 | 7.2556 | 7.157 | 7.1855 | 7.2103 | 7.3049 | 7.4175 | 7.5222 | 7.6307 | 7.7237 | 7.8427 | 7.9622 | 8.0992 | 8.2464 | 8.3917 | 8.5339 | 8.6792 | 8.8275 | 8.9788 | 9.1332 | 9.2908 | 9.4516 | 9.6157 | 9.783
|  |  |  | PF |  |  |  | 0.98754 |  | 0.98714 | 0.98714 | 0.98714 | 0.98714 | 0.98714 | 0.98714 | 0.98714 | 0.98714 | 0.98714 | 0.98714 | 0.98714 | 0.98714 | 0.98714 | 0.98714 | 0.98714 | 0.98714 | 0.98714 | 0.98714 | 0.98714 | 0.98714 | 0.98714 | 0.98714 | 0.98714 | 0.98714 | 0.98714
[10 empty] | 1 | 2 | 3 | 4 | 5 | 6 | 7 | 8 | 9 | 10 | 11 | 12 | 13 | 14 | 15 | 16 | 17 | 18 | 19 | 20 | 21 | 22 | 23 | 24 | 25
Transformer Load Detail
[7 empty] | Units | 2013 |  | 2014 | 2015 | 2016 | 2017 | 2018 | 2019 | 2020 | 2021 | 2022 | 2023 | 2024 | 2025 | 2026 | 2027 | 2028 | 2029 | 2030 | 2031 | 2032 | 2033 | 2034 | 2035 | 2036 | 2037 | 2038
| 0 | Compensated |  | Load (LV side) |  |  | Amps
|  |  |  | Apparent Power |  |  | MVA
|  |  |  | Real Power |  |  | MW
|  |  |  | Reactive Power |  |  | MVAr
|  |  |  | Capacitors In Service |  |  | MVAr
PF
| Zone Div: | Uncompensated |  | Reactive Power |  |  | MVAr
PF
| 0 | Compensated |  | Load (LV side) |  |  | Amps
|  |  |  | Apparent Power |  |  | MVA
|  |  |  | Real Power |  |  | MW
|  |  |  | Reactive Power |  |  | MVAr
|  |  |  | Capacitors In Service |  |  | MVAr
PF
| Zone Div: | Uncompensated |  | Reactive Power |  |  | MVAr
PF
| 0 | Compensated |  | Load (LV side) |  |  | Amps
|  |  |  | Apparent Power |  |  | MVA
|  |  |  | Real Power |  |  | MW
|  |  |  | Reactive Power |  |  | MVAr
|  |  |  | Capacitors In Service |  |  | MVAr
PF
| Zone Div: | Uncompensated |  | Reactive Power |  |  | MVAr
PF
| 0 | Compensated |  | Load (LV side) |  |  | Amps
|  |  |  | Apparent Power |  |  | MVA
|  |  |  | Real Power |  |  | MW
|  |  |  | Reactive Power |  |  | MVAr
|  |  |  | Capacitors In Service |  |  | MVAr
PF
| Zone Div: | Uncompensated |  | Reactive Power |  |  | MVAr
PF
| 0 | Compensated |  | Load (LV side) |  |  | Amps
|  |  |  | Apparent Power |  |  | MVA
|  |  |  | Real Power |  |  | MW
|  |  |  | Reactive Power |  |  | MVAr
|  |  |  | Capacitors In Service |  |  | MVAr
PF
| Zone Div: | Uncompensated |  | Reactive Power |  |  | MVAr
PF
| 0 | Compensated |  | Load (LV side) |  |  | Amps
|  |  |  | Apparent Power |  |  | MVA
|  |  |  | Real Power |  |  | MW
|  |  |  | Reactive Power |  |  | MVAr
|  |  |  | Capacitors In Service |  |  | MVAr
PF
| Zone Div: | Uncompensated |  | Reactive Power |  |  | MVAr
PF
| 0 | Compensated |  | Load (LV side) |  |  | Amps
|  |  |  | Apparent Power |  |  | MVA
|  |  |  | Real Power |  |  | MW
|  |  |  | Reactive Power |  |  | MVAr
|  |  |  | Capacitors In Service |  |  | MVAr
PF
| Zone Div: | Uncompensated |  | Reactive Power |  |  | MVAr
PF
| 0 | Compensated |  | Load (LV side) |  |  | Amps
|  |  |  | Apparent Power |  |  | MVA
|  |  |  | Real Power |  |  | MW
|  |  |  | Reactive Power |  |  | MVAr
|  |  |  | Capacitors In Service |  |  | MVAr
PF
| Zone Div: | Uncompensated |  | Reactive Power |  |  | MVAr
PF
| 0 | Compensated |  | Load (LV side) |  |  | Amps
|  |  |  | Apparent Power |  |  | MVA
|  |  |  | Real Power |  |  | MW
|  |  |  | Reactive Power |  |  | MVAr
|  |  |  | Capacitors In Service |  |  | MVAr
PF
| Zone Div: | Uncompensated |  | Reactive Power |  |  | MVAr
PF
| 0 | Compensated |  | Load (LV side) |  |  | Amps
|  |  |  | Apparent Power |  |  | MVA
|  |  |  | Real Power |  |  | MW
|  |  |  | Reactive Power |  |  | MVAr
|  |  |  | Capacitors In Service |  |  | MVAr
PF
| Zone Div: | Uncompensated |  | Reactive Power |  |  | MVAr
PF

## Hunters Hill 66_11kV
| Hunters Hill 66_11kV | [16 empty] | 2014 | WINTER
| Substation Total Loads | [33 empty] | Spots & Transfers Detail
| Historical Loads | (11kV Amps) | [7 empty] | Weather Corrected Forecast Loads |  |  |  | (11kV Amps) | [20 empty] | Spots & Transfers Summary | (11kV Amps) |  | Historical Spots & Transfers | [6 empty] | Forecast Spots & Transfers
|  | 2007 | 2008 | 2009 | 2010 | 2011 | 2012 | 2013 |  | 2014 | 2015 | 2016 | 2017 | 2018 | 2019 | 2020 | 2021 | 2022 | 2023 | 2024 | 2025 | 2026 | 2027 | 2028 | 2029 | 2030 | 2031 | 2032 | 2033 | 2034 | 2035 | 2036 | 2037 | 2038 |  |  |  | 2007 | 2008 | 2009 | 2010 | 2011 | 2012 | 2013 | 2014 | 2015 | 2016 | 2017 | 2018 | 2019 | 2020 | 2021 | 2022 | 2023 | 2024 | 2025 | 2026 | 2027 | 2028 | 2029 | 2030 | 2031 | 2032 | 2033 | 2034 | 2035 | 2036 | 2037 | 2038
| Total | 3424 | 3462 | 2956 | 3099 | 3049.743 | 2446 | 2214 |  | 2242.528 | 2216.238 | 2174.04 | 2162.893 | 2179.339 | 2190.243 | 2221.782 | 2256.258 | 2288.904 | 2323.051 | 2354.44 | 2392.792 | 2431.587 | 2474.54 | 2520.16 | 2565.56 | 2610.741 | 2656.942 | 2704.177 | 2752.462 | 2801.813 | 2852.243 | 2903.771 | 2956.41 | 3010.178 |  |  | Total | 0 | 0 | 0 | 0 | 0 | -534 | 22.5 | -5.0165 | 40.9334 | 2.0916 | 10.5759 | 16.4465 | 10.9036 | 31.5396 | 34.4756 | 32.6458 | 34.1474 | 31.3887 | 38.3517 | 38.7955 | 42.9528 | 45.6205 | 45.3995 | 45.1812 | 46.2009 | 47.2354 | 48.2851 | 49.3502 | 50.4308 | 51.5272 | 52.6396 | 53.7681
| Firm Rating | 0 | 0 | 0 | 0 | 0 | 0 | 3796 |  | 3796 | 3796 | 3796 | 3796 | 3796 | 3796 | 3796 | 3796 | 3796 | 3796 | 3796 | 3796 | 3796 | 3796 | 3796 | 3796 | 3796 | 3796 | 3796 | 3796 | 3796 | 3796 | 3796 | 3796 | 3796
| Total Capacity | 0 | 0 | 0 | 0 | 0 | 0 | 5964 |  | 5964 | 5964 | 5964 | 5964 | 5964 | 5964 | 5964 | 5964 | 5964 | 5964 | 5964 | 5964 | 5964 | 5964 | 5964 | 5964 | 5964 | 5964 | 5964 | 5964 | 5964 | 5964 | 5964 | 5964 | 5964 |  |  | Hunters Hill 66_11kV Tx1 | 0 | 0 | -170 | 0 | 0 | -282 | 22.5 | -2.3788 | -1.9758 | 0.9918 | 5.015 | 7.7988 | 5.1704 | 14.9559 | 16.3481 | 15.4804 | 16.1925 | 14.8843 | 18.1861 | 18.3966 | 20.3679 | 21.6329 | 21.5281 | 21.4246 | 21.9081 | 22.3987 | 22.8965 | 23.4016 | 23.914 | 24.4339 | 24.9613 | 25.4965
|  | -7 | -6 | -5 | -4 | -3 | -2 | -1 |  | 0 | 1 | 2 | 3 | 4 | 5 | 6 | 7 | 8 | 9 | 10 | 11 | 12 | 13 | 14 | 15 | 16 | 17 | 18 | 19 | 20 | 21 | 22 | 23 | 24 |  |  | Hunters Hill 66_11kV Tx2 | 0 | 0 | 0 | 0 | 0 | 0 | 0 | 0 | 0 | 0 | 0 | 0 | 0 | 0 | 0 | 0 | 0 | 0 | 0 | 0 | 0 | 0 | 0 | 0 | 0 | 0 | 0 | 0 | 0 | 0 | 0 | 0
| Transformer Loads | [35 empty] | Hunters Hill 66_11kV Tx3 | 0 | 0 | 170 | 0 | 0 | -252 | 0 | -2.6377 | 42.9092 | 1.0998 | 5.5609 | 8.6477 | 5.7332 | 16.5837 | 18.1275 | 17.1654 | 17.9549 | 16.5044 | 20.1656 | 20.3989 | 22.5849 | 23.9875 | 23.8713 | 23.7566 | 24.2927 | 24.8367 | 25.3886 | 25.9487 | 26.5169 | 27.0933 | 27.6782 | 28.2716
| Historical Loads | (11kV Amps) | [7 empty] | Weather Corrected Forecast Loads |  |  |  | (11kV Amps) | [23 empty] | 0 | 0 | 0 | 0 | 0 | 0 | 0 | 0 | 0 | 0 | 0 | 0 | 0 | 0 | 0 | 0 | 0 | 0 | 0 | 0 | 0 | 0 | 0 | 0 | 0 | 0 | 0 | 0 | 0 | 0 | 0 | 0
|  | 2007 | 2008 | 2009 | 2010 | 2011 | 2012 | 2013 |  | 2014 | 2015 | 2016 | 2017 | 2018 | 2019 | 2020 | 2021 | 2022 | 2023 | 2024 | 2025 | 2026 | 2027 | 2028 | 2029 | 2030 | 2031 | 2032 | 2033 | 2034 | 2035 | 2036 | 2037 | 2038 |  |  |  | 0 | 0 | 0 | 0 | 0 | 0 | 0 | 0 | 0 | 0 | 0 | 0 | 0 | 0 | 0 | 0 | 0 | 0 | 0 | 0 | 0 | 0 | 0 | 0 | 0 | 0 | 0 | 0 | 0 | 0 | 0 | 0
| 0 | [36 empty] | 0 | 0 | 0 | 0 | 0 | 0 | 0 | 0 | 0 | 0 | 0 | 0 | 0 | 0 | 0 | 0 | 0 | 0 | 0 | 0 | 0 | 0 | 0 | 0 | 0 | 0 | 0 | 0 | 0 | 0 | 0 | 0
| Diversity Factor: 0 | [36 empty] | 0 | 0 | 0 | 0 | 0 | 0 | 0 | 0 | 0 | 0 | 0 | 0 | 0 | 0 | 0 | 0 | 0 | 0 | 0 | 0 | 0 | 0 | 0 | 0 | 0 | 0 | 0 | 0 | 0 | 0 | 0 | 0
[38 empty] | 0 | 0 | 0 | 0 | 0 | 0 | 0 | 0 | 0 | 0 | 0 | 0 | 0 | 0 | 0 | 0 | 0 | 0 | 0 | 0 | 0 | 0 | 0 | 0 | 0 | 0 | 0 | 0 | 0 | 0 | 0 | 0
[38 empty] | 0 | 0 | 0 | 0 | 0 | 0 | 0 | 0 | 0 | 0 | 0 | 0 | 0 | 0 | 0 | 0 | 0 | 0 | 0 | 0 | 0 | 0 | 0 | 0 | 0 | 0 | 0 | 0 | 0 | 0 | 0 | 0
| 0 | [36 empty] | 0 | 0 | 0 | 0 | 0 | 0 | 0 | 0 | 0 | 0 | 0 | 0 | 0 | 0 | 0 | 0 | 0 | 0 | 0 | 0 | 0 | 0 | 0 | 0 | 0 | 0 | 0 | 0 | 0 | 0 | 0 | 0
Diversity Factor: 0
[38 empty] | Historical Spots & Transfers | [6 empty] | Forecast Spots & Transfers
[35 empty] | Project Name | From | To | 2007 | 2008 | 2009 | 2010 | 2011 | 2012 | 2013 | 2014 | 2015 | 2016 | 2017 | 2018 | 2019 | 2020 | 2021 | 2022 | 2023 | 2024 | 2025 | 2026 | 2027 | 2028 | 2029 | 2030 | 2031 | 2032 | 2033 | 2034 | 2035 | 2036 | 2037 | 2038
| 0 | [33 empty] | Broad based demand management |  | Hunters Hill 66_11kV Tx1 | 0 | 0 | 0 | 0 | 0 | 0 | 0 | 0 | -0.82341 | -1.8787 | -2.0256 | -1.8502 | -1.7317 | 0 | 0 | 0 | 0 | 0 | 0 | 0 | 0 | 0 | 0 | 0 | 0 | 0 | 0 | 0 | 0 | 0 | 0 | 0
| Diversity Factor: 0 | [33 empty] | Broad based demand management |  | Hunters Hill 66_11kV Tx3 | 0 | 0 | 0 | 0 | 0 | 0 | 0 | 0 | -0.91303 | -2.0832 | -2.2461 | -2.0516 | -1.9202 | 0 | 0 | 0 | 0 | 0 | 0 | 0 | 0 | 0 | 0 | 0 | 0 | 0 | 0 | 0 | 0 | 0 | 0 | 0
[35 empty] | DNP_ID: 6168. Hunters Hill Zone Development - New Feeder to Woolwich Peninsular. | Hunters Hill 66_11kV Tx1 | Hunters Hill 66_11kV Tx3 | 0 | 0 | 220 | 0 | 0 | 0 | 0 | 0 | 0 | 0 | 0 | 0 | 0 | 0 | 0 | 0 | 0 | 0 | 0 | 0 | 0 | 0 | 0 | 0 | 0 | 0 | 0 | 0 | 0 | 0 | 0 | 0
[35 empty] | DNP_ID: 6168. Hunters Hill Zone Development - New Feeder to Woolwich Peninsular. | Hunters Hill 66_11kV Tx3 | Hunters Hill 66_11kV Tx1 | 0 | 0 | 140 | 0 | 0 | 0 | 0 | 0 | 0 | 0 | 0 | 0 | 0 | 0 | 0 | 0 | 0 | 0 | 0 | 0 | 0 | 0 | 0 | 0 | 0 | 0 | 0 | 0 | 0 | 0 | 0 | 0
| 0 | [33 empty] | DNP_ID: 6366. Relieve Hunters Hill Panel 9 & Panel 28 Feeders | Hunters Hill 66_11kV Tx1 | Hunters Hill 66_11kV Tx3 | 0 | 0 | 90 | 0 | 0 | 0 | 0 | 0 | 0 | 0 | 0 | 0 | 0 | 0 | 0 | 0 | 0 | 0 | 0 | 0 | 0 | 0 | 0 | 0 | 0 | 0 | 0 | 0 | 0 | 0 | 0 | 0
| Diversity Factor: 0 | [33 empty] | DNP_ID: 6766. Hunters Hill to Top Ryde 11kV Load Transfer | Hunters Hill 66_11kV Tx1 | Top Ryde 132_11kV Tx2 | 0 | 0 | 0 | 0 | 0 | 212 | 0 | 0 | 0 | 0 | 0 | 0 | 0 | 0 | 0 | 0 | 0 | 0 | 0 | 0 | 0 | 0 | 0 | 0 | 0 | 0 | 0 | 0 | 0 | 0 | 0 | 0
[35 empty] | DNP_ID: 6766. Hunters Hill to Top Ryde 11kV Load Transfer | Hunters Hill 66_11kV Tx1 | Top Ryde 132_11kV Tx3 | 0 | 0 | 0 | 0 | 0 | 70 | 0 | 0 | 0 | 0 | 0 | 0 | 0 | 0 | 0 | 0 | 0 | 0 | 0 | 0 | 0 | 0 | 0 | 0 | 0 | 0 | 0 | 0 | 0 | 0 | 0 | 0
[35 empty] | DNP_ID: 6766. Hunters Hill to Top Ryde 11kV Load Transfer | Hunters Hill 66_11kV Tx3 | Top Ryde 132_11kV Tx3 | 0 | 0 | 0 | 0 | 0 | 252 | 0 | 0 | 0 | 0 | 0 | 0 | 0 | 0 | 0 | 0 | 0 | 0 | 0 | 0 | 0 | 0 | 0 | 0 | 0 | 0 | 0 | 0 | 0 | 0 | 0 | 0
| 0 | [33 empty] | HVCON_ID: 2011612. Establishment of S.35386 Stansell Victoria No 2, 297-307 Victoria Road, Gladesville |  | Hunters Hill 66_11kV Tx1 | 0 | 0 | 0 | 0 | 0 | 0 | 22.5 | 0 | 0 | 0 | 0 | 0 | 0 | 0 | 0 | 0 | 0 | 0 | 0 | 0 | 0 | 0 | 0 | 0 | 0 | 0 | 0 | 0 | 0 | 0 | 0 | 0
| Diversity Factor: 0 | [33 empty] | HVCON_ID: 2013386. Establishment of 2 x Kiosks S.64396 Epping Mowbray No 1 and S.64397 Epping Mowbray No 2, Meriton Apartments, 150 Epping Rd, Lane Cove |  | Hunters Hill 66_11kV Tx3 | 0 | 0 | 0 | 0 | 0 | 0 | 0 | 0 | 45.1 | 0 | 0 | 0 | 0 | 0 | 0 | 0 | 0 | 0 | 0 | 0 | 0 | 0 | 0 | 0 | 0 | 0 | 0 | 0 | 0 | 0 | 0 | 0
[35 empty] | Econometric |  | Hunters Hill 66_11kV Tx1 | 0 | 0 | 0 | 0 | 0 | 0 | 0 | 0 | 0 | 10.2131 | 18.7543 | 27.8359 | 26.1981 | 26.6673 | 25.1582 | 25.5821 | 26.0123 | 26.4489 | 26.8919 | 27.3414 | 27.7975 | 28.2604 | 28.73 | 29.2065 | 29.69 | 30.1806 | 30.6784 | 31.1834 | 31.6959 | 32.2158 | 32.7432 | 33.2784
[35 empty] | Econometric |  | Hunters Hill 66_11kV Tx3 | 0 | 0 | 0 | 0 | 0 | 0 | 0 | 0 | 0 | 11.3248 | 20.7956 | 30.8657 | 29.0496 | 29.5699 | 27.8965 | 28.3665 | 28.8436 | 29.3277 | 29.8189 | 30.3173 | 30.8231 | 31.3363 | 31.8571 | 32.3855 | 32.9216 | 33.4656 | 34.0175 | 34.5776 | 35.1457 | 35.7222 | 36.3071 | 36.9005
| 0 | [33 empty] | Energy Efficiency |  | Hunters Hill 66_11kV Tx1 | 0 | 0 | 0 | 0 | 0 | 0 | 0 | -2.3788 | -1.1523 | -7.3427 | -11.7137 | -18.1869 | -19.296 | -11.7114 | -8.81 | -10.1017 | -9.8198 | -11.5646 | -8.7057 | -8.9448 | -7.4296 | -6.6274 | -7.2018 | -7.7819 | -7.7819 | -7.7819 | -7.7819 | -7.7819 | -7.7819 | -7.7819 | -7.7819 | -7.7819
| Diversity Factor: 0 | [33 empty] | Energy Efficiency |  | Hunters Hill 66_11kV Tx3 | 0 | 0 | 0 | 0 | 0 | 0 | 0 | -2.6377 | -1.2778 | -8.1419 | -12.9887 | -20.1664 | -21.3962 | -12.9861 | -9.7689 | -11.2012 | -10.8886 | -12.8233 | -9.6533 | -9.9184 | -8.2382 | -7.3488 | -7.9857 | -8.6289 | -8.6289 | -8.6289 | -8.6289 | -8.6289 | -8.6289 | -8.6289 | -8.6289 | -8.6289
[35 empty] | Solar PV |  | Hunters Hill 66_11kV Tx1 | 0 | 0 | 0 | 0 | 0 | 0 | 0 | 0 | 0 | 0 | 0 | 0 | 0 | 0 | 0 | 0 | 0 | 0 | 0 | 0 | 0 | 0 | 0 | 0 | 0 | 0 | 0 | 0 | 0 | 0 | 0 | 0
[35 empty] | Solar PV |  | Hunters Hill 66_11kV Tx3 | 0 | 0 | 0 | 0 | 0 | 0 | 0 | 0 | 0 | 0 | 0 | 0 | 0 | 0 | 0 | 0 | 0 | 0 | 0 | 0 | 0 | 0 | 0 | 0 | 0 | 0 | 0 | 0 | 0 | 0 | 0 | 0
0
Diversity Factor: 0
0
Diversity Factor: 0
0
Diversity Factor: 0
0
Diversity Factor: 0
| Weather Correction and Public Holiday Factors | [8 empty] | Forecast ROG
ROG Justification
| Actual loads for season 2013 have been weather corrected by the following: | [6 empty] | 2.605% |  | 7 year ROG ok | [59 empty] | 7 year ROG ok
1 | 2 | 3 | 4 | 5 | 6 | 7 | 8 | 9 | 10 | 2014 | 2015 | 2016 | 2017 | 2018 | 2019 | 2020 | 2021 | 2022 | 2023 | 2024 | 2025 | 2026 | 2027 | 2028 | 2029 | 2030 | 2031 | 2032 | 2033 | 2034 | 2035 | 2036 | 2037 | 2038
0.97003 | 0.94096 | 0.92216 | 0.91295 | 0.91295 | 0.91295 | 0.91295 | 0.91295 | 0.91295 | 0.91295 | -2.997% | -2.997% | -1.998% | -0.999% | 0% | 0% | 0% | 0% | 0% | 0% | 0% | 0% | 0% | 0% | 0% | 0% | 0% | 0% | 0% | 0% | 0% | 0% | 0% | 0% | 0%
Substation Load Detail
[7 empty] | Units | 2013 |  | 2014 | 2015 | 2016 | 2017 | 2018 | 2019 | 2020 | 2021 | 2022 | 2023 | 2024 | 2025 | 2026 | 2027 | 2028 | 2029 | 2030 | 2031 | 2032 | 2033 | 2034 | 2035 | 2036 | 2037 | 2038
1 | Hunters Hill 66_11kV | Compensated |  | Load (LV side) |  |  | Amps | 2214 | 2317 | 2242.528 | 2216.238 | 2174.04 | 2162.893 | 2179.339 | 2190.243 | 2221.782 | 2256.258 | 2288.904 | 2323.051 | 2354.44 | 2392.792 | 2431.587 | 2474.54 | 2520.16 | 2565.56 | 2610.741 | 2656.942 | 2704.177 | 2752.462 | 2801.813 | 2852.243 | 2903.771 | 2956.41 | 3010.178
|  |  |  | Apparent Power |  |  | MVA | 42.1824 |  | 42.7259 | 42.225 | 41.421 | 41.2086 | 41.522 | 41.7297 | 42.3306 | 42.9875 | 43.6095 | 44.2601 | 44.8581 | 45.5888 | 46.328 | 47.1463 | 48.0155 | 48.8805 | 49.7413 | 50.6215 | 51.5215 | 52.4415 | 53.3817 | 54.3425 | 55.3243 | 56.3272 | 57.3516
|  |  |  | Real Power |  |  | MW | 39.5426 | 41.3822 | 40.0521 | 39.5825 | 38.8289 | 38.6298 | 38.9235 | 39.1183 | 39.6816 | 40.2973 | 40.8804 | 41.4902 | 42.0508 | 42.7358 | 43.4287 | 44.1959 | 45.0107 | 45.8215 | 46.6285 | 47.4536 | 48.2972 | 49.1596 | 50.041 | 50.9417 | 51.862 | 52.8022 | 53.7625
|  |  |  | Reactive Power |  |  | MVAr | 14.688 |  | 14.8773 | 14.7029 | 14.4229 | 14.349 | 14.4581 | 14.5304 | 14.7396 | 14.9684 | 15.1849 | 15.4115 | 15.6197 | 15.8742 | 16.1315 | 16.4165 | 16.7191 | 17.0203 | 17.3201 | 17.6266 | 17.9399 | 18.2603 | 18.5877 | 18.9222 | 19.2641 | 19.6133 | 19.97
|  |  |  | Capacitors In Service |  |  | MVAr | 0 |  | 0 | 0 | 0 | 0 | 0 | 0 | 0 | 0 | 0 | 0 | 0 | 0 | 0 | 0 | 0 | 0 | 0 | 0 | 0 | 0 | 0 | 0 | 0 | 0 | 0
|  |  |  | PF |  |  |  | 0.93742 |  | 0.93742 | 0.93742 | 0.93742 | 0.93742 | 0.93742 | 0.93742 | 0.93742 | 0.93742 | 0.93742 | 0.93742 | 0.93742 | 0.93742 | 0.93742 | 0.93742 | 0.93742 | 0.93742 | 0.93742 | 0.93742 | 0.93742 | 0.93742 | 0.93742 | 0.93742 | 0.93742 | 0.93742 | 0.93742
0.94691 | Diversity Factor: 0.95 | Uncompensated |  | Reactive Power |  |  | MVAr | 14.688 | 15.3713 | 14.8773 | 14.7029 | 14.4229 | 14.349 | 14.4581 | 14.5304 | 14.7396 | 14.9684 | 15.1849 | 15.4115 | 15.6197 | 15.8742 | 16.1315 | 16.4165 | 16.7191 | 17.0203 | 17.3201 | 17.6266 | 17.9399 | 18.2603 | 18.5877 | 18.9222 | 19.2641 | 19.6133 | 19.97
|  |  |  | PF |  |  |  | 0.93742 |  | 0.93742 | 0.93742 | 0.93742 | 0.93742 | 0.93742 | 0.93742 | 0.93742 | 0.93742 | 0.93742 | 0.93742 | 0.93742 | 0.93742 | 0.93742 | 0.93742 | 0.93742 | 0.93742 | 0.93742 | 0.93742 | 0.93742 | 0.93742 | 0.93742 | 0.93742 | 0.93742 | 0.93742 | 0.93742
[10 empty] | 1 | 2 | 3 | 4 | 5 | 6 | 7 | 8 | 9 | 10 | 11 | 12 | 13 | 14 | 15 | 16 | 17 | 18 | 19 | 20 | 21 | 22 | 23 | 24 | 25
Transformer Load Detail
[7 empty] | Units | 2013 |  | 2014 | 2015 | 2016 | 2017 | 2018 | 2019 | 2020 | 2021 | 2022 | 2023 | 2024 | 2025 | 2026 | 2027 | 2028 | 2029 | 2030 | 2031 | 2032 | 2033 | 2034 | 2035 | 2036 | 2037 | 2038
| 0 | Compensated |  | Load (LV side) |  |  | Amps
|  |  |  | Apparent Power |  |  | MVA
|  |  |  | Real Power |  |  | MW
|  |  |  | Reactive Power |  |  | MVAr
|  |  |  | Capacitors In Service |  |  | MVAr
PF
| Zone Div: | Uncompensated |  | Reactive Power |  |  | MVAr
PF
| 0 | Compensated |  | Load (LV side) |  |  | Amps
|  |  |  | Apparent Power |  |  | MVA
|  |  |  | Real Power |  |  | MW
|  |  |  | Reactive Power |  |  | MVAr
|  |  |  | Capacitors In Service |  |  | MVAr
PF
| Zone Div: | Uncompensated |  | Reactive Power |  |  | MVAr
PF
| 0 | Compensated |  | Load (LV side) |  |  | Amps
|  |  |  | Apparent Power |  |  | MVA
|  |  |  | Real Power |  |  | MW
|  |  |  | Reactive Power |  |  | MVAr
|  |  |  | Capacitors In Service |  |  | MVAr
PF
| Zone Div: | Uncompensated |  | Reactive Power |  |  | MVAr
PF
| 0 | Compensated |  | Load (LV side) |  |  | Amps
|  |  |  | Apparent Power |  |  | MVA
|  |  |  | Real Power |  |  | MW
|  |  |  | Reactive Power |  |  | MVAr
|  |  |  | Capacitors In Service |  |  | MVAr
PF
| Zone Div: | Uncompensated |  | Reactive Power |  |  | MVAr
PF
| 0 | Compensated |  | Load (LV side) |  |  | Amps
|  |  |  | Apparent Power |  |  | MVA
|  |  |  | Real Power |  |  | MW
|  |  |  | Reactive Power |  |  | MVAr
|  |  |  | Capacitors In Service |  |  | MVAr
PF
| Zone Div: | Uncompensated |  | Reactive Power |  |  | MVAr
PF
| 0 | Compensated |  | Load (LV side) |  |  | Amps
|  |  |  | Apparent Power |  |  | MVA
|  |  |  | Real Power |  |  | MW
|  |  |  | Reactive Power |  |  | MVAr
|  |  |  | Capacitors In Service |  |  | MVAr
PF
| Zone Div: | Uncompensated |  | Reactive Power |  |  | MVAr
PF
| 0 | Compensated |  | Load (LV side) |  |  | Amps
|  |  |  | Apparent Power |  |  | MVA
|  |  |  | Real Power |  |  | MW
|  |  |  | Reactive Power |  |  | MVAr
|  |  |  | Capacitors In Service |  |  | MVAr
PF
| Zone Div: | Uncompensated |  | Reactive Power |  |  | MVAr
PF
| 0 | Compensated |  | Load (LV side) |  |  | Amps
|  |  |  | Apparent Power |  |  | MVA
|  |  |  | Real Power |  |  | MW
|  |  |  | Reactive Power |  |  | MVAr
|  |  |  | Capacitors In Service |  |  | MVAr
PF
| Zone Div: | Uncompensated |  | Reactive Power |  |  | MVAr
PF
| 0 | Compensated |  | Load (LV side) |  |  | Amps
|  |  |  | Apparent Power |  |  | MVA
|  |  |  | Real Power |  |  | MW
|  |  |  | Reactive Power |  |  | MVAr
|  |  |  | Capacitors In Service |  |  | MVAr
PF
| Zone Div: | Uncompensated |  | Reactive Power |  |  | MVAr
PF
| 0 | Compensated |  | Load (LV side) |  |  | Amps
|  |  |  | Apparent Power |  |  | MVA
|  |  |  | Real Power |  |  | MW
|  |  |  | Reactive Power |  |  | MVAr
|  |  |  | Capacitors In Service |  |  | MVAr
PF
| Zone Div: | Uncompensated |  | Reactive Power |  |  | MVAr
PF

## Macquarie Park 132_11kV
| Macquarie Park 132_11kV | [16 empty] | 2014 | WINTER
| Substation Total Loads | [33 empty] | Spots & Transfers Detail
| Historical Loads | (11kV Amps) | [7 empty] | Weather Corrected Forecast Loads |  |  |  | (11kV Amps) | [20 empty] | Spots & Transfers Summary | (11kV Amps) |  | Historical Spots & Transfers | [6 empty] | Forecast Spots & Transfers
|  | 2007 | 2008 | 2009 | 2010 | 2011 | 2012 | 2013 |  | 2014 | 2015 | 2016 | 2017 | 2018 | 2019 | 2020 | 2021 | 2022 | 2023 | 2024 | 2025 | 2026 | 2027 | 2028 | 2029 | 2030 | 2031 | 2032 | 2033 | 2034 | 2035 | 2036 | 2037 | 2038 |  |  |  | 2007 | 2008 | 2009 | 2010 | 2011 | 2012 | 2013 | 2014 | 2015 | 2016 | 2017 | 2018 | 2019 | 2020 | 2021 | 2022 | 2023 | 2024 | 2025 | 2026 | 2027 | 2028 | 2029 | 2030 | 2031 | 2032 | 2033 | 2034 | 2035 | 2036 | 2037 | 2038
| Total | 2166 | 2245 | 2694 | 2902 | 2943 | 2900 | 2877 |  | 3168.251 | 3791.582 | 4215.183 | 3679.343 | 3655.305 | 3632.323 | 3642.673 | 3668.976 | 3690.802 | 3712.916 | 3724.039 | 3746.501 | 3768.018 | 3798.776 | 3833.973 | 3867.371 | 3897.619 | 3928.409 | 3959.748 | 3991.645 | 4024.105 | 4057.137 | 4090.746 | 4124.942 | 4159.731 |  |  | Total | 294.3 | 158.4 | 177.5 | 215.2 | 153.9 | -318 | 63.9 | 204.5739 | 572.6327 | 383.2748 | -558.3232 | -24.0387 | -22.9816 | 10.35 | 26.3026 | 21.8265 | 22.1134 | 11.123 | 22.4625 | 21.517 | 30.7574 | 35.198 | 33.3978 | 30.2473 | 30.79 | 31.3397 | 31.8965 | 32.4604 | 33.0315 | 33.6099 | 34.1958 | 34.7891
| Firm Rating | 0 | 0 | 0 | 0 | 0 | 0 | 6000 |  | 6000 | 6000 | 6000 | 6000 | 6000 | 6000 | 6000 | 6000 | 6000 | 6000 | 6000 | 6000 | 6000 | 6000 | 6000 | 6000 | 6000 | 6000 | 6000 | 6000 | 6000 | 6000 | 6000 | 6000 | 6000
| Total Capacity | 0 | 0 | 0 | 0 | 0 | 0 | 9000 |  | 9000 | 9000 | 9000 | 9000 | 9000 | 9000 | 9000 | 9000 | 9000 | 9000 | 9000 | 9000 | 9000 | 9000 | 9000 | 9000 | 9000 | 9000 | 9000 | 9000 | 9000 | 9000 | 9000 | 9000 | 9000 |  |  | Macquarie Park 132_11kV Tx1 | 91.8 | 26.1 | -711 | 64.5 | 22.5 | 34.2 | 94 | 213.4737 | 165.9688 | -7.6071 | -128.2859 | -9.0639 | -8.6653 | 3.9025 | 9.9175 | 8.2298 | 8.338 | 4.194 | 8.4696 | 8.1131 | 11.5972 | 13.2716 | 12.5928 | 11.4049 | 11.6095 | 11.8168 | 12.0267 | 12.2393 | 12.4547 | 12.6728 | 12.8937 | 13.1174
|  | -7 | -6 | -5 | -4 | -3 | -2 | -1 |  | 0 | 1 | 2 | 3 | 4 | 5 | 6 | 7 | 8 | 9 | 10 | 11 | 12 | 13 | 14 | 15 | 16 | 17 | 18 | 19 | 20 | 21 | 22 | 23 | 24 |  |  | Macquarie Park 132_11kV Tx2 | 202.5 | 132.3 | -55.5 | 67.5 | 81 | 57.6 | 45.9 | 189.5468 | 152.3217 | 75.0656 | -286.1205 | -8.8581 | -8.4685 | 3.8139 | 9.6923 | 8.0429 | 8.1486 | 4.0988 | 8.2773 | 7.9289 | 11.3339 | 12.9702 | 12.3068 | 11.1459 | 11.3459 | 11.5485 | 11.7536 | 11.9614 | 12.1719 | 12.385 | 12.6009 | 12.8196
| Transformer Loads | [35 empty] | Macquarie Park 132_11kV Tx3 | 0 | 0 | 944 | 83.2 | 50.4 | -409.8 | -76 | -198.4466 | 254.3422 | 315.8164 | -143.9168 | -6.1167 | -5.8477 | 2.6336 | 6.6928 | 5.5538 | 5.6268 | 2.8303 | 5.7156 | 5.4751 | 7.8263 | 8.9562 | 8.4981 | 7.6965 | 7.8346 | 7.9745 | 8.1161 | 8.2596 | 8.4049 | 8.5521 | 8.7012 | 8.8522
| Historical Loads | (11kV Amps) | [7 empty] | 0: Weather Corrected Forecast Loads; 4: (11kV Amps) |  |  |  | 0 | 0 | 0 | 0 | 0 | 0 | 0 | 0 | 0 | 0 | 0 | 0 | 0 | 0 | 0 | 0 | 0 | 0 | 0 | 0 | 0 | 0 | 0 | 0 | 0 | 0 | 0 | 0 | 0 | 0 | 0 | 0
|  | 2007 | 2008 | 2009 | 2010 | 2011 | 2012 | 2013 |  | 2014 | 2015 | 2016 | 2017 | 2018 | 2019 | 2020 | 2021 | 2022 | 2023 | 2024 | 2025 | 2026 | 2027 | 2028 | 2029 | 2030 | 2031 | 2032 | 2033 | 2034 | 2035 | 2036 | 2037 | 2038 |  |  |  | 0 | 0 | 0 | 0 | 0 | 0 | 0 | 0 | 0 | 0 | 0 | 0 | 0 | 0 | 0 | 0 | 0 | 0 | 0 | 0 | 0 | 0 | 0 | 0 | 0 | 0 | 0 | 0 | 0 | 0 | 0 | 0
| 0 | [36 empty] | 0 | 0 | 0 | 0 | 0 | 0 | 0 | 0 | 0 | 0 | 0 | 0 | 0 | 0 | 0 | 0 | 0 | 0 | 0 | 0 | 0 | 0 | 0 | 0 | 0 | 0 | 0 | 0 | 0 | 0 | 0 | 0
| Diversity Factor: 0 | [36 empty] | 0 | 0 | 0 | 0 | 0 | 0 | 0 | 0 | 0 | 0 | 0 | 0 | 0 | 0 | 0 | 0 | 0 | 0 | 0 | 0 | 0 | 0 | 0 | 0 | 0 | 0 | 0 | 0 | 0 | 0 | 0 | 0
[38 empty] | 0 | 0 | 0 | 0 | 0 | 0 | 0 | 0 | 0 | 0 | 0 | 0 | 0 | 0 | 0 | 0 | 0 | 0 | 0 | 0 | 0 | 0 | 0 | 0 | 0 | 0 | 0 | 0 | 0 | 0 | 0 | 0
[38 empty] | 0 | 0 | 0 | 0 | 0 | 0 | 0 | 0 | 0 | 0 | 0 | 0 | 0 | 0 | 0 | 0 | 0 | 0 | 0 | 0 | 0 | 0 | 0 | 0 | 0 | 0 | 0 | 0 | 0 | 0 | 0 | 0
| 0 | [36 empty] | 0 | 0 | 0 | 0 | 0 | 0 | 0 | 0 | 0 | 0 | 0 | 0 | 0 | 0 | 0 | 0 | 0 | 0 | 0 | 0 | 0 | 0 | 0 | 0 | 0 | 0 | 0 | 0 | 0 | 0 | 0 | 0
Diversity Factor: 0
[38 empty] | Historical Spots & Transfers | [6 empty] | Forecast Spots & Transfers
[35 empty] | Project Name | From | To | 2007 | 2008 | 2009 | 2010 | 2011 | 2012 | 2013 | 2014 | 2015 | 2016 | 2017 | 2018 | 2019 | 2020 | 2021 | 2022 | 2023 | 2024 | 2025 | 2026 | 2027 | 2028 | 2029 | 2030 | 2031 | 2032 | 2033 | 2034 | 2035 | 2036 | 2037 | 2038
| 0 | [33 empty] | Broad based demand management |  | Macquarie Park 132_11kV Tx1 | 0 | 0 | 0 | 0 | 0 | 0 | 0 | 0 | -1.3175 | -3.1578 | -3.352 | -2.9275 | -2.4672 | 0 | 0 | 0 | 0 | 0 | 0 | 0 | 0 | 0 | 0 | 0 | 0 | 0 | 0 | 0 | 0 | 0 | 0 | 0
| Diversity Factor: 0 | [33 empty] | Broad based demand management |  | Macquarie Park 132_11kV Tx2 | 0 | 0 | 0 | 0 | 0 | 0 | 0 | 0 | -1.2876 | -3.0861 | -3.2759 | -2.861 | -2.4112 | 0 | 0 | 0 | 0 | 0 | 0 | 0 | 0 | 0 | 0 | 0 | 0 | 0 | 0 | 0 | 0 | 0 | 0 | 0
[35 empty] | Broad based demand management |  | Macquarie Park 132_11kV Tx3 | 0 | 0 | 0 | 0 | 0 | 0 | 0 | 0 | -0.88909 | -2.131 | -2.262 | -1.9756 | -1.665 | 0 | 0 | 0 | 0 | 0 | 0 | 0 | 0 | 0 | 0 | 0 | 0 | 0 | 0 | 0 | 0 | 0 | 0 | 0
[35 empty] | DNP_ID: 6198. Remedial Feeder Relief - Pymble Pa25, Turramurra Pa4, Macquarie Park Pa6. | Macquarie Park 132_11kV Tx1 | Macquarie Park 132_11kV Tx2 | 0 | 0 | 95 | 0 | 0 | 0 | 0 | 0 | 0 | 0 | 0 | 0 | 0 | 0 | 0 | 0 | 0 | 0 | 0 | 0 | 0 | 0 | 0 | 0 | 0 | 0 | 0 | 0 | 0 | 0 | 0 | 0
| 0 | [33 empty] | DNP_ID: 6208. Macquarie Park Zone Development - Populating Tx.3 Switchgear Group | Macquarie Park 132_11kV Tx1 | Macquarie Park 132_11kV Tx3 | 0 | 0 | 616 | 0 | 0 | 0 | 0 | 0 | 0 | 0 | 0 | 0 | 0 | 0 | 0 | 0 | 0 | 0 | 0 | 0 | 0 | 0 | 0 | 0 | 0 | 0 | 0 | 0 | 0 | 0 | 0 | 0
| Diversity Factor: 0 | [33 empty] | DNP_ID: 6208. Macquarie Park Zone Development - Populating Tx.3 Switchgear Group | Macquarie Park 132_11kV Tx2 | Macquarie Park 132_11kV Tx3 | 0 | 0 | 328 | 0 | 0 | 0 | 0 | 0 | 0 | 0 | 0 | 0 | 0 | 0 | 0 | 0 | 0 | 0 | 0 | 0 | 0 | 0 | 0 | 0 | 0 | 0 | 0 | 0 | 0 | 0 | 0 | 0
[35 empty] | DNP_ID: 6313. Works required to supply Macquarie Uni Hospital Load (LLC) | Epping 66_11kV Tx1 | Macquarie Park 132_11kV Tx1 | 0 | 0 | 0 | 42 | 0 | 0 | 0 | 0 | 0 | 0 | 0 | 0 | 0 | 0 | 0 | 0 | 0 | 0 | 0 | 0 | 0 | 0 | 0 | 0 | 0 | 0 | 0 | 0 | 0 | 0 | 0 | 0
[35 empty] | DNP_ID: 6322. Works required to supply new large customer load (LLC) at Giffnock Ave, Macquarie Park. (CUSTOMER FUNDED) | North Ryde 66_11kV Tx3 | Macquarie Park 132_11kV Tx2 | 0 | 0 | 56 | 0 | 0 | 0 | 0 | 0 | 0 | 0 | 0 | 0 | 0 | 0 | 0 | 0 | 0 | 0 | 0 | 0 | 0 | 0 | 0 | 0 | 0 | 0 | 0 | 0 | 0 | 0 | 0 | 0
| 0 | [33 empty] | DNP_ID: 6364. Top Ryde Zone Development - Relieving North Ryde of 43MVA and providing a permanent 17MVA supply to Top Ryde Shopping Centre. | Macquarie Park 132_11kV Tx3 | Top Ryde 132_11kV Tx2 | 0 | 0 | 0 | 0 | 0 | 242 | 0 | 0 | 0 | 0 | 0 | 0 | 0 | 0 | 0 | 0 | 0 | 0 | 0 | 0 | 0 | 0 | 0 | 0 | 0 | 0 | 0 | 0 | 0 | 0 | 0 | 0
| Diversity Factor: 0 | [33 empty] | DNP_ID: 6364. Top Ryde Zone Development - Relieving North Ryde of 43MVA and providing a permanent 17MVA supply to Top Ryde Shopping Centre. | Macquarie Park 132_11kV Tx3 | Top Ryde 132_11kV Tx3 | 0 | 0 | 0 | 0 | 0 | 121 | 0 | 0 | 0 | 0 | 0 | 0 | 0 | 0 | 0 | 0 | 0 | 0 | 0 | 0 | 0 | 0 | 0 | 0 | 0 | 0 | 0 | 0 | 0 | 0 | 0 | 0
[35 empty] | HVCON_ID: 2005098. Est 'Centre Court' Development - 12 DCs - 11MVA - Request guidance from AIM (Terry). Establishes the following 12 subs: S.35010 Lyonpark Epping No.1, S.35011, S.35012, S.35013, S.35014, S.35015, S.35016, S.35017, S.35018, |  | Macquarie Park 132_11kV Tx1 | 91.8 | 26.1 | 0 | 0 | 0 | 0 | 0 | 0 | 0 | 0 | 0 | 0 | 0 | 0 | 0 | 0 | 0 | 0 | 0 | 0 | 0 | 0 | 0 | 0 | 0 | 0 | 0 | 0 | 0 | 0 | 0 | 0
[35 empty] | HVCON_ID: 2005098. Est 'Centre Court' Development - 12 DCs - 11MVA - Request guidance from AIM (Terry). Establishes the following 12 subs: S.35010 Lyonpark Epping No.1, S.35011, S.35012, S.35013, S.35014, S.35015, S.35016, S.35017, S.35018, |  | Macquarie Park 132_11kV Tx2 | 127.8 | 54.9 | 0 | 0 | 0 | 0 | 0 | 0 | 0 | 0 | 0 | 0 | 0 | 0 | 0 | 0 | 0 | 0 | 0 | 0 | 0 | 0 | 0 | 0 | 0 | 0 | 0 | 0 | 0 | 0 | 0 | 0
| 0 | [33 empty] | HVCON_ID: 2005342. Est S.35183 "Giffnock Coolinga No2" and S.35184 "Giffnock Coolinga No3" for Sonic Health Care (Douglass Hanly Moir Pathology) - Macquarie Park. |  | Macquarie Park 132_11kV Tx2 | 74.7 | 0 | 0 | 0 | 0 | 0 | 0 | 0 | 0 | 0 | 0 | 0 | 0 | 0 | 0 | 0 | 0 | 0 | 0 | 0 | 0 | 0 | 0 | 0 | 0 | 0 | 0 | 0 | 0 | 0 | 0 | 0
| Diversity Factor: 0 | [33 empty] | HVCON_ID: 2006348. Top Ryde Shopping Centre, 115-121 Blaxland Rd, Top Ryde - 6 new substations. Temp supply to Top Ryde S.35427 Blaxland Devlin, S.35431 Pope Tucker from new group. (To be followed up with S.35428, S.35429, S.35430, & S.3543 |  | Macquarie Park 132_11kV Tx3 | 0 | 0 | 0 | 43.2 | 50.4 | 0 | 0 | 0 | 0 | 0 | 0 | 0 | 0 | 0 | 0 | 0 | 0 | 0 | 0 | 0 | 0 | 0 | 0 | 0 | 0 | 0 | 0 | 0 | 0 | 0 | 0 | 0
[35 empty] | HVCON_ID: 2006348. Top Ryde Shopping Centre, 115-121 Blaxland Rd, Top Ryde - 6 new substations. Temp supply to Top Ryde S.35427 Blaxland Devlin, S.35431 Pope Tucker from new group. (To be followed up with S.35428, S.35429, S.35430, & S.3543 | Macquarie Park 132_11kV Tx3 | Top Ryde 132_11kV Tx2 | 0 | 0 | 0 | 0 | 0 | 96 | 0 | 0 | 0 | 0 | 0 | 0 | 0 | 0 | 0 | 0 | 0 | 0 | 0 | 0 | 0 | 0 | 0 | 0 | 0 | 0 | 0 | 0 | 0 | 0 | 0 | 0
[35 empty] | HVCON_ID: 2006348. Top Ryde Shopping Centre, 115-121 Blaxland Rd, Top Ryde - 6 new substations. Temp supply to Top Ryde S.35427 Blaxland Devlin, S.35431 Pope Tucker from new group. (To be followed up with S.35428, S.35429, S.35430, & S.3543 | Macquarie Park 132_11kV Tx3 | Top Ryde 132_11kV Tx3 | 0 | 0 | 0 | 0 | 0 | 48 | 0 | 0 | 0 | 0 | 0 | 0 | 0 | 0 | 0 | 0 | 0 | 0 | 0 | 0 | 0 | 0 | 0 | 0 | 0 | 0 | 0 | 0 | 0 | 0 | 0 | 0
| 0 | [33 empty] | HVCON_ID: 2006348. Top Ryde Shopping Centre, 115-121 Blaxland Rd, Top Ryde - 6 new substations. Temp supply to Top Ryde S.35427 Blaxland Devlin, S.35431 Pope Tucker from new group. (To be followed up with S.35428, S.35429, S.35430, & S.3543 | Meadowbank 132_11kV Tx1 | Macquarie Park 132_11kV Tx3 | 0 | 0 | 0 | 40 | 0 | 0 | 0 | 0 | 0 | 0 | 0 | 0 | 0 | 0 | 0 | 0 | 0 | 0 | 0 | 0 | 0 | 0 | 0 | 0 | 0 | 0 | 0 | 0 | 0 | 0 | 0 | 0
| Diversity Factor: 0 | [33 empty] | HVCON_ID: 2007075. Establishment of S.35081, S.35082, S.35083 Eden Park Waterloo No.3, 4, 5 |  | Macquarie Park 132_11kV Tx2 | 0 | 77.4 | 0 | 0 | 0 | 0 | 0 | 0 | 0 | 0 | 0 | 0 | 0 | 0 | 0 | 0 | 0 | 0 | 0 | 0 | 0 | 0 | 0 | 0 | 0 | 0 | 0 | 0 | 0 | 0 | 0 | 0
[35 empty] | HVCON_ID: 2007188. Establishment of S.35579 Lane Cove Giffnock No. 1 and S.35580 Lane Cove Giffnock No. 2, 394 Lane Cove Road, Macquarie Park |  | Macquarie Park 132_11kV Tx2 | 0 | 0 | 0 | 36.9 | 0 | 0 | 0 | 0 | 0 | 0 | 0 | 0 | 0 | 0 | 0 | 0 | 0 | 0 | 0 | 0 | 0 | 0 | 0 | 0 | 0 | 0 | 0 | 0 | 0 | 0 | 0 | 0
[35 empty] | HVCON_ID: 2007238. Establishment 6xKiosks - Riverside Corp Park No1 S.35681; Riverside Corp Park No2 S.35682; Riverside Corp Park No3 S.35683; Riverside Corp Park No4 S.35684; Riverside Corp Park No5 S.35685; Riverside Corp Park No6 S.3 |  | Macquarie Park 132_11kV Tx2 | 0 | 0 | 71.1 | 20.7 | 0 | 0 | 0 | 0 | 0 | 0 | 0 | 0 | 0 | 0 | 0 | 0 | 0 | 0 | 0 | 0 | 0 | 0 | 0 | 0 | 0 | 0 | 0 | 0 | 0 | 0 | 0 | 0
| 0 | [33 empty] | HVCON_ID: 2007395. Establishment of S.35744 Delhi Julius No. 4 and S.35745 Delhi Julius No. 5, 105 Delhi Road, North Ryde |  | Macquarie Park 132_11kV Tx2 | 0 | 0 | 0 | 0 | 0 | 28.8 | 7.2 | 0 | 0 | 0 | 0 | 0 | 0 | 0 | 0 | 0 | 0 | 0 | 0 | 0 | 0 | 0 | 0 | 0 | 0 | 0 | 0 | 0 | 0 | 0 | 0 | 0
| Diversity Factor: 0 | [33 empty] | HVCON_ID: 2007408. Establishment of multiple (4) kiosks - S.35752 Kittys Giffnock No. 2; S.35753 Kittys Giffnock No 3; S.35754 Kittys Giffnock No. 4; S.35755 Kittys Giffnock No. 5, 6 Giffnock Ave, Macquarie Park |  | Macquarie Park 132_11kV Tx2 | 0 | 0 | 50.4 | 9.9 | 3.6 | 28.8 | 0 | 0 | 55 | 0 | 0 | 0 | 0 | 0 | 0 | 0 | 0 | 0 | 0 | 0 | 0 | 0 | 0 | 0 | 0 | 0 | 0 | 0 | 0 | 0 | 0 | 0
[35 empty] | HVCON_ID: 2007552. Establishment of chamber sub - S.35844 Talavera Christie No 4; 2 Technology Place, Macquarie Park |  | Macquarie Park 132_11kV Tx1 | 0 | 0 | 0 | 22.5 | 22.5 | 34.2 | 0 | 0 | 0 | 0 | 0 | 0 | 0 | 0 | 0 | 0 | 0 | 0 | 0 | 0 | 0 | 0 | 0 | 0 | 0 | 0 | 0 | 0 | 0 | 0 | 0 | 0
[35 empty] | HVCON_ID: 2008171. Establishment of 2 x 1500 kVA Chamber Type Sub - S.36014 Macquarie Uni No 14, Macquarie Drive (Macquarie Uni) Macquarie Park |  | Macquarie Park 132_11kV Tx2 | 0 | 0 | 0 | 0 | 51.3 | 0 | 0 | 0 | 11 | 0 | 0 | 0 | 0 | 0 | 0 | 0 | 0 | 0 | 0 | 0 | 0 | 0 | 0 | 0 | 0 | 0 | 0 | 0 | 0 | 0 | 0 | 0
| 0 | [33 empty] | HVCON_ID: 2010129. Establishment of S.47527 Talavera Khartoum No 8, 54-60 Talavera Rd, Macquarie Park |  | Macquarie Park 132_11kV Tx2 | 0 | 0 | 0 | 0 | 26.1 | 0 | 4.5 | 0 | 13.75 | 0 | 0 | 0 | 0 | 0 | 0 | 0 | 0 | 0 | 0 | 0 | 0 | 0 | 0 | 0 | 0 | 0 | 0 | 0 | 0 | 0 | 0 | 0
| Diversity Factor: 0 | [33 empty] | HVCON_ID: 2010129. Establishment of S.47527 Talavera Khartoum No 8, 54-60 Talavera Rd, Macquarie Park |  | Macquarie Park 132_11kV Tx3 | 0 | 0 | 0 | 0 | 0 | 49.5 | 0 | 0 | 0 | 0 | 0 | 0 | 0 | 0 | 0 | 0 | 0 | 0 | 0 | 0 | 0 | 0 | 0 | 0 | 0 | 0 | 0 | 0 | 0 | 0 | 0 | 0
[35 empty] | HVCON_ID: 2010129. Establishment of S.47527 Talavera Khartoum No 8, 54-60 Talavera Rd, Macquarie Park | Macquarie Park 132_11kV Tx3 | Epping 66_11kV Tx3 | 0 | 0 | 0 | 0 | 0 | 0 | 0 | 70 | 0 | 0 | 0 | 0 | 0 | 0 | 0 | 0 | 0 | 0 | 0 | 0 | 0 | 0 | 0 | 0 | 0 | 0 | 0 | 0 | 0 | 0 | 0 | 0
[35 empty] | HVCON_ID: 2010142. Establish S.47942 Macquarie Uni Western. Previous request was 3 x kiosks S.47942, S.47943 and S.47944. |  | Macquarie Park 132_11kV Tx2 | 0 | 0 | 0 | 0 | 0 | 0 | 34.2 | 5.5 | 27.5 | 0 | 0 | 0 | 0 | 0 | 0 | 0 | 0 | 0 | 0 | 0 | 0 | 0 | 0 | 0 | 0 | 0 | 0 | 0 | 0 | 0 | 0 | 0
| 0 | [33 empty] | HVCON_ID: 2010404. Establishment of 2 x Kiosks - S.48540 Talavera Macquarie Shops No 1 and S.48541 Talavera Macquarie Shops No 2, 55-61 Talavera Road, Macquarie Park |  | Macquarie Park 132_11kV Tx1 | 0 | 0 | 0 | 0 | 0 | 0 | 0 | 0 | 110 | 0 | 0 | 0 | 0 | 0 | 0 | 0 | 0 | 0 | 0 | 0 | 0 | 0 | 0 | 0 | 0 | 0 | 0 | 0 | 0 | 0 | 0 | 0
| Diversity Factor: 0 | [33 empty] | HVCON_ID: 2010404. Establishment of 2 x Kiosks - S.48540 Talavera Macquarie Shops No 1 and S.48541 Talavera Macquarie Shops No 2, 55-61 Talavera Road, Macquarie Park |  | Macquarie Park 132_11kV Tx3 | 0 | 0 | 0 | 0 | 0 | 0 | 0 | 25.85 | 0 | 0 | 0 | 0 | 0 | 0 | 0 | 0 | 0 | 0 | 0 | 0 | 0 | 0 | 0 | 0 | 0 | 0 | 0 | 0 | 0 | 0 | 0 | 0
[35 empty] | HVCON_ID: 2010404. Establishment of 2 x Kiosks - S.48540 Talavera Macquarie Shops No 1 and S.48541 Talavera Macquarie Shops No 2, 55-61 Talavera Road, Macquarie Park | Macquarie Park 132_11kV Tx3 | Macquarie Park 132_11kV Tx1 | 0 | 0 | 0 | 0 | 0 | 0 | 0 | 47 | 0 | 0 | 0 | 0 | 0 | 0 | 0 | 0 | 0 | 0 | 0 | 0 | 0 | 0 | 0 | 0 | 0 | 0 | 0 | 0 | 0 | 0 | 0 | 0
[35 empty] | HVCON_ID: 2010665. Establishment of 2 x Kiosks - S.49138 21 Talavera Rd No 1; and S.49139 21 Talavera Rd No 2; 21 Talavera Road, Macqarie Park |  | Macquarie Park 132_11kV Tx3 | 0 | 0 | 0 | 0 | 0 | 47.7 | 0 | 0 | 78.65 | 110 | 0 | 0 | 0 | 0 | 0 | 0 | 0 | 0 | 0 | 0 | 0 | 0 | 0 | 0 | 0 | 0 | 0 | 0 | 0 | 0 | 0 | 0
[35 empty] | HVCON_ID: 2010678. Establishment of S.49162 Waterloo Herring and S.49163 Macquarie Eastern, Macquarie University NSW 2109. Decommission and recover S.3673 Macquarie University No.3 - LLC |  | Macquarie Park 132_11kV Tx3 | 0 | 0 | 0 | 0 | 0 | 0 | 0 | 0 | 41.25 | 131.45 | 0 | 0 | 0 | 0 | 0 | 0 | 0 | 0 | 0 | 0 | 0 | 0 | 0 | 0 | 0 | 0 | 0 | 0 | 0 | 0 | 0 | 0
| Weather Correction and Public Holiday Factors | [8 empty] | 0: Forecast ROG | HVCON_ID: 2010678. Establishment of S.49162 Waterloo Herring and S.49163 Macquarie Eastern, Macquarie University NSW 2109. Decommission and recover S.3673 Macquarie University No.3 - LLC | Epping 66_11kV Tx3 | Macquarie Park 132_11kV Tx3 | 0 | 0 | 0 | 0 | 0 | 0 | 0 | 0 | 0 | 30 | 0 | 0 | 0 | 0 | 0 | 0 | 0 | 0 | 0 | 0 | 0 | 0 | 0 | 0 | 0 | 0 | 0 | 0 | 0 | 0 | 0 | 0
[10 empty] | 0: ROG Justification | HVCON_ID: 2011517. Next DC Data Centre - 4 Eden Park Drive, Macquarie Park |  | Macquarie Park 132_11kV Tx1 | 0 | 0 | 0 | 0 | 0 | 0 | 0 | 0 | 38.5 | 0 | 0 | 0 | 0 | 0 | 0 | 0 | 0 | 0 | 0 | 0 | 0 | 0 | 0 | 0 | 0 | 0 | 0 | 0 | 0 | 0 | 0 | 0
| Actual loads for season 2013 have been weather corrected by the following: | [6 empty] | 0% |  | 0: 7 year ROG ok | HVCON_ID: 2011517. Next DC Data Centre - 4 Eden Park Drive, Macquarie Park |  | Macquarie Park 132_11kV Tx2 | 0 | 0 | 0 | 0 | 0 | 0 | 0 | 115.5 | 49.5 | 0 | 0 | 0 | 0 | 0 | 0 | 0 | 0 | 0 | 0 | 0 | 0 | 0 | 0 | 0 | 0 | 0 | 0 | 0 | 0 | 0 | 0 | 0 | 7 year ROG ok
[35 empty] | HVCON_ID: 2011517. Next DC Data Centre - 4 Eden Park Drive, Macquarie Park |  | Macquarie Park 132_11kV Tx3 | 0 | 0 | 0 | 0 | 0 | 0 | 0 | 124.85 | 115.5 | 49.5 | 0 | 0 | 0 | 0 | 0 | 0 | 0 | 0 | 0 | 0 | 0 | 0 | 0 | 0 | 0 | 0 | 0 | 0 | 0 | 0 | 0 | 0
[35 empty] | HVCON_ID: 2011517. Next DC Data Centre - 4 Eden Park Drive, Macquarie Park | Macquarie Park 132_11kV Tx3 | Macquarie Park 132_11kV Tx1 | 0 | 0 | 0 | 0 | 0 | 0 | 0 | 227 | 0 | 0 | 0 | 0 | 0 | 0 | 0 | 0 | 0 | 0 | 0 | 0 | 0 | 0 | 0 | 0 | 0 | 0 | 0 | 0 | 0 | 0 | 0 | 0
1 | 2 | 3 | 4 | 5 | 6 | 7 | 8 | 9 | 10 | 2014 | 2015 | 2016 | 2017 | 2018 | 2019 | 2020 | 2021 | 2022 | 2023 | 2024 | 2025 | 2026 | 2027 | 2028 | 2029 | 2030 | 2031 | 2032 | 2033 | 2034 | 2035 | 2036 | 2037 | 2038 | HVCON_ID: 2012230. Establishment of S.62281 Giffnock Lyon Park No.3, 22 Giffnock Avenue, Macquarie Park |  | Macquarie Park 132_11kV Tx1 | 0 | 0 | 0 | 0 | 0 | 0 | 18 | 23.1 | 0 | 0 | 0 | 0 | 0 | 0 | 0 | 0 | 0 | 0 | 0 | 0 | 0 | 0 | 0 | 0 | 0 | 0 | 0 | 0 | 0 | 0 | 0 | 0
1.016 | 1.0323 | 1.0433 | 1.0488 | 1.0488 | 1.0488 | 1.0488 | 1.0488 | 1.0488 | 1.0488 | 1.6% | 1.6% | 1.067% | 0.5333% | 0% | 0% | 0% | 0% | 0% | 0% | 0% | 0% | 0% | 0% | 0% | 0% | 0% | 0% | 0% | 0% | 0% | 0% | 0% | 0% | 0% | HVCON_ID: 2012553. Establishment of 2 x Kiosks; S.63297 Talavera Lane Cove No 1, and S.63298 Talavera Lane Cove No 2, 5 Talavera Rd, Macquarie Park |  | Macquarie Park 132_11kV Tx1 | 0 | 0 | 0 | 0 | 0 | 0 | 0 | 0 | 22 | 0 | 0 | 0 | 0 | 0 | 0 | 0 | 0 | 0 | 0 | 0 | 0 | 0 | 0 | 0 | 0 | 0 | 0 | 0 | 0 | 0 | 0 | 0
[35 empty] | HVCON_ID: 2012553. Establishment of 2 x Kiosks; S.63297 Talavera Lane Cove No 1, and S.63298 Talavera Lane Cove No 2, 5 Talavera Rd, Macquarie Park |  | Macquarie Park 132_11kV Tx3 | 0 | 0 | 0 | 0 | 0 | 0 | 0 | 0 | 22 | 0 | 0 | 0 | 0 | 0 | 0 | 0 | 0 | 0 | 0 | 0 | 0 | 0 | 0 | 0 | 0 | 0 | 0 | 0 | 0 | 0 | 0 | 0
| Substation Load Detail | [33 empty] | HVCON_ID: 2013276. Temporary Connection for NextDC Standby feeder, 4 Eden Park Drive Macquarie Park. | Macquarie Park 132_11kV Tx1 | Macquarie Park 132_11kV Tx2 | 0 | 0 | 0 | 0 | 0 | 0 | 0 | 76 | 0 | 0 | 0 | 0 | 0 | 0 | 0 | 0 | 0 | 0 | 0 | 0 | 0 | 0 | 0 | 0 | 0 | 0 | 0 | 0 | 0 | 0 | 0 | 0
[35 empty] | HVCON_ID: 2013276. Temporary Connection for NextDC Standby feeder, 4 Eden Park Drive Macquarie Park. | Macquarie Park 132_11kV Tx3 | Macquarie Park 132_11kV Tx1 | 0 | 0 | 0 | 0 | 0 | 0 | 76 | 0 | 0 | 0 | 0 | 0 | 0 | 0 | 0 | 0 | 0 | 0 | 0 | 0 | 0 | 0 | 0 | 0 | 0 | 0 | 0 | 0 | 0 | 0 | 0 | 0
[7 empty] | Units | 2013 |  | 2014 | 2015 | 2016 | 2017 | 2018 | 2019 | 2020 | 2021 | 2022 | 2023 | 2024 | 2025 | 2026 | 2027 | 2028 | 2029 | 2030 | 2031 | 2032 | 2033 | 2034 | 2035 | 2036 | 2037 | 2038 | HVCON_ID: 2013331. 15MVA Load Transfer from Macquarie Park Zone to Top Ryde Zone due to LLC NextDC, 4 Eden Park Dr Macquarie Park | Macquarie Park 132_11kV Tx1 | Top Ryde 132_11kV Tx1 | 0 | 0 | 0 | 0 | 0 | 0 | 0 | 0 | 0 | 0 | 121 | 0 | 0 | 0 | 0 | 0 | 0 | 0 | 0 | 0 | 0 | 0 | 0 | 0 | 0 | 0 | 0 | 0 | 0 | 0 | 0 | 0
1 | Macquarie Park 132_11kV | Compensated |  | Load (LV side) |  |  | Amps | 2877 | 2917 | 3168.251 | 3791.582 | 4215.183 | 3679.343 | 3655.305 | 3632.323 | 3642.673 | 3668.976 | 3690.802 | 3712.916 | 3724.039 | 3746.501 | 3768.018 | 3798.776 | 3833.973 | 3867.371 | 3897.619 | 3928.409 | 3959.748 | 3991.645 | 4024.105 | 4057.137 | 4090.746 | 4124.942 | 4159.731 | HVCON_ID: 2013331. 15MVA Load Transfer from Macquarie Park Zone to Top Ryde Zone due to LLC NextDC, 4 Eden Park Dr Macquarie Park | Macquarie Park 132_11kV Tx2 | Top Ryde 132_11kV Tx1 | 0 | 0 | 0 | 0 | 0 | 0 | 0 | 0 | 0 | 0 | 188 | 0 | 0 | 0 | 0 | 0 | 0 | 0 | 0 | 0 | 0 | 0 | 0 | 0 | 0 | 0 | 0 | 0 | 0 | 0 | 0 | 0
|  |  |  | Apparent Power |  |  | MVA | 54.8142 |  | 60.3633 | 72.2393 | 80.31 | 70.1009 | 69.6429 | 69.2051 | 69.4022 | 69.9034 | 70.3192 | 70.7405 | 70.9525 | 71.3804 | 71.7904 | 72.3764 | 73.047 | 73.6833 | 74.2596 | 74.8462 | 75.4433 | 76.0511 | 76.6695 | 77.2988 | 77.9392 | 78.5907 | 79.2535 | HVCON_ID: 2013331. 15MVA Load Transfer from Macquarie Park Zone to Top Ryde Zone due to LLC NextDC, 4 Eden Park Dr Macquarie Park | Macquarie Park 132_11kV Tx2 | Top Ryde 132_11kV Tx2 | 0 | 0 | 0 | 0 | 0 | 0 | 0 | 0 | 0 | 0 | 91 | 0 | 0 | 0 | 0 | 0 | 0 | 0 | 0 | 0 | 0 | 0 | 0 | 0 | 0 | 0 | 0 | 0 | 0 | 0 | 0 | 0
|  |  |  | Real Power |  |  | MW | 53.0949 | 53.8331 | 58.47 | 69.9735 | 77.8039 | 67.9134 | 67.4697 | 67.0455 | 67.2365 | 67.722 | 68.1249 | 68.533 | 68.7383 | 69.153 | 69.5501 | 70.1178 | 70.7675 | 71.384 | 71.9423 | 72.5106 | 73.0891 | 73.6778 | 74.277 | 74.8867 | 75.507 | 76.1382 | 76.7804 | HVCON_ID: 2013331. 15MVA Load Transfer from Macquarie Park Zone to Top Ryde Zone due to LLC NextDC, 4 Eden Park Dr Macquarie Park | Macquarie Park 132_11kV Tx3 | Top Ryde 132_11kV Tx1 | 0 | 0 | 0 | 0 | 0 | 0 | 0 | 0 | 0 | 0 | 139 | 0 | 0 | 0 | 0 | 0 | 0 | 0 | 0 | 0 | 0 | 0 | 0 | 0 | 0 | 0 | 0 | 0 | 0 | 0 | 0 | 0
|  |  |  | Reactive Power |  |  | MVAr | 13.6208 |  | 14.9997 | 17.9508 | 19.9062 | 17.3757 | 17.2621 | 17.1536 | 17.2025 | 17.3267 | 17.4298 | 17.5342 | 17.5867 | 17.6928 | 17.7944 | 17.9397 | 18.1059 | 18.2636 | 18.4065 | 18.5519 | 18.6999 | 18.8505 | 19.0038 | 19.1598 | 19.3185 | 19.48 | 19.6443 | HVCON_ID: 2014039. Establish two new kiosk substations (KL) S.64706 Waterloo Novartis No.1 and S.64707 Waterloo Novartis No.2, Lot 2, 54 Waterloo Rd, Macquarie Park |  | Macquarie Park 132_11kV Tx1 | 0 | 0 | 0 | 0 | 0 | 0 | 0 | 0 | 0 | 0 | 0 | 0 | 0 | 0 | 0 | 0 | 0 | 0 | 0 | 0 | 0 | 0 | 0 | 0 | 0 | 0 | 0 | 0 | 0 | 0 | 0 | 0
|  |  |  | Capacitors In Service |  |  | MVAr | 0 |  | 0 | 0 | 0 | 0 | 0 | 0 | 0 | 0 | 0 | 0 | 0 | 0 | 0 | 0 | 0 | 0 | 0 | 0 | 0 | 0 | 0 | 0 | 0 | 0 | 0 | HVCON_ID: 2014095. Establish New 3x1500kVA Chamber Sub S.64810 ‘Delhi Epping’, 27-31 Delhi road – North Ryde |  | Macquarie Park 132_11kV Tx2 | 0 | 0 | 0 | 0 | 0 | 0 | 0 | 0 | 0 | 82.5 | 0 | 0 | 0 | 0 | 0 | 0 | 0 | 0 | 0 | 0 | 0 | 0 | 0 | 0 | 0 | 0 | 0 | 0 | 0 | 0 | 0 | 0
|  |  |  | PF |  |  |  | 0.96863 |  | 0.96863 | 0.96863 | 0.96879 | 0.96879 | 0.96879 | 0.96879 | 0.96879 | 0.96879 | 0.96879 | 0.96879 | 0.96879 | 0.96879 | 0.96879 | 0.96879 | 0.96879 | 0.96879 | 0.96879 | 0.96879 | 0.96879 | 0.96879 | 0.96879 | 0.96879 | 0.96879 | 0.96879 | 0.96879 | Econometric |  | Macquarie Park 132_11kV Tx1 | 0 | 0 | 0 | 0 | 0 | 0 | 0 | 0 | 0 | 4.8089 | 9.4651 | 14.2127 | 13.9033 | 14.0914 | 13.8333 | 14.0157 | 14.2005 | 14.3877 | 14.5773 | 14.7693 | 14.9638 | 15.1607 | 15.3602 | 15.5623 | 15.7669 | 15.9742 | 16.1841 | 16.3967 | 16.6121 | 16.8302 | 17.0511 | 17.2748
0.84092 | Diversity Factor: 0.84 | Uncompensated |  | Reactive Power |  |  | MVAr | 13.6208 | 13.8102 | 14.9997 | 17.9508 | 19.9062 | 17.3757 | 17.2621 | 17.1536 | 17.2025 | 17.3267 | 17.4298 | 17.5342 | 17.5867 | 17.6928 | 17.7944 | 17.9397 | 18.1059 | 18.2636 | 18.4065 | 18.5519 | 18.6999 | 18.8505 | 19.0038 | 19.1598 | 19.3185 | 19.48 | 19.6443 | Econometric |  | Macquarie Park 132_11kV Tx2 | 0 | 0 | 0 | 0 | 0 | 0 | 0 | 0 | 0 | 4.6997 | 9.2502 | 13.8899 | 13.5876 | 13.7714 | 13.5192 | 13.6975 | 13.8781 | 14.061 | 14.2463 | 14.4339 | 14.624 | 14.8165 | 15.0114 | 15.2089 | 15.4089 | 15.6115 | 15.8166 | 16.0244 | 16.2349 | 16.448 | 16.6639 | 16.8825
|  |  |  | PF |  |  |  | 0.96863 |  | 0.96863 | 0.96863 | 0.96879 | 0.96879 | 0.96879 | 0.96879 | 0.96879 | 0.96879 | 0.96879 | 0.96879 | 0.96879 | 0.96879 | 0.96879 | 0.96879 | 0.96879 | 0.96879 | 0.96879 | 0.96879 | 0.96879 | 0.96879 | 0.96879 | 0.96879 | 0.96879 | 0.96879 | 0.96879 | Econometric |  | Macquarie Park 132_11kV Tx3 | 0 | 0 | 0 | 0 | 0 | 0 | 0 | 0 | 0 | 3.2452 | 6.3875 | 9.5913 | 9.3825 | 9.5094 | 9.3353 | 9.4584 | 9.5831 | 9.7094 | 9.8373 | 9.9669 | 10.0982 | 10.2311 | 10.3657 | 10.5021 | 10.6402 | 10.78 | 10.9217 | 11.0652 | 11.2105 | 11.3577 | 11.5068 | 11.6577
[10 empty] | 1 | 2 | 3 | 4 | 5 | 6 | 7 | 8 | 9 | 10 | 11 | 12 | 13 | 14 | 15 | 16 | 17 | 18 | 19 | 20 | 21 | 22 | 23 | 24 | 25 | Energy Efficiency |  | Macquarie Park 132_11kV Tx1 | 0 | 0 | 0 | 0 | 0 | 0 | 0 | -7.6263 | -3.2137 | -9.2582 | -13.3991 | -20.3491 | -20.1014 | -10.1888 | -3.9157 | -5.786 | -5.8626 | -10.1937 | -6.1077 | -6.6562 | -3.3665 | -1.8892 | -2.7674 | -4.1574 | -4.1574 | -4.1574 | -4.1574 | -4.1574 | -4.1574 | -4.1574 | -4.1574 | -4.1574
| Transformer Load Detail | [33 empty] | Energy Efficiency |  | Macquarie Park 132_11kV Tx2 | 0 | 0 | 0 | 0 | 0 | 0 | 0 | -7.4532 | -3.1407 | -9.048 | -13.0948 | -19.887 | -19.645 | -9.9575 | -3.8268 | -5.6546 | -5.7295 | -9.9623 | -5.969 | -6.505 | -3.2901 | -1.8463 | -2.7046 | -4.063 | -4.063 | -4.063 | -4.063 | -4.063 | -4.063 | -4.063 | -4.063 | -4.063
[35 empty] | Energy Efficiency |  | Macquarie Park 132_11kV Tx3 | 0 | 0 | 0 | 0 | 0 | 0 | 0 | -5.1466 | -2.1687 | -6.2478 | -9.0422 | -13.7324 | -13.5652 | -6.8759 | -2.6425 | -3.9046 | -3.9563 | -6.8791 | -4.1217 | -4.4919 | -2.2719 | -1.2749 | -1.8676 | -2.8056 | -2.8056 | -2.8056 | -2.8056 | -2.8056 | -2.8056 | -2.8056 | -2.8056 | -2.8056
[7 empty] | Units | 2013 |  | 2014 | 2015 | 2016 | 2017 | 2018 | 2019 | 2020 | 2021 | 2022 | 2023 | 2024 | 2025 | 2026 | 2027 | 2028 | 2029 | 2030 | 2031 | 2032 | 2033 | 2034 | 2035 | 2036 | 2037 | 2038 | Solar PV |  | Macquarie Park 132_11kV Tx1 | 0 | 0 | 0 | 0 | 0 | 0 | 0 | 0 | 0 | 0 | 0 | 0 | 0 | 0 | 0 | 0 | 0 | 0 | 0 | 0 | 0 | 0 | 0 | 0 | 0 | 0 | 0 | 0 | 0 | 0 | 0 | 0
| 0 | Compensated |  | Load (LV side) |  |  | Amps | [27 empty] | Solar PV |  | Macquarie Park 132_11kV Tx2 | 0 | 0 | 0 | 0 | 0 | 0 | 0 | 0 | 0 | 0 | 0 | 0 | 0 | 0 | 0 | 0 | 0 | 0 | 0 | 0 | 0 | 0 | 0 | 0 | 0 | 0 | 0 | 0 | 0 | 0 | 0 | 0
|  |  |  | Apparent Power |  |  | MVA | [27 empty] | Solar PV |  | Macquarie Park 132_11kV Tx3 | 0 | 0 | 0 | 0 | 0 | 0 | 0 | 0 | 0 | 0 | 0 | 0 | 0 | 0 | 0 | 0 | 0 | 0 | 0 | 0 | 0 | 0 | 0 | 0 | 0 | 0 | 0 | 0 | 0 | 0 | 0 | 0
|  |  |  | Real Power |  |  | MW
|  |  |  | Reactive Power |  |  | MVAr
|  |  |  | Capacitors In Service |  |  | MVAr
PF
| Zone Div: | Uncompensated |  | Reactive Power |  |  | MVAr
PF
| 0 | Compensated |  | Load (LV side) |  |  | Amps
|  |  |  | Apparent Power |  |  | MVA
|  |  |  | Real Power |  |  | MW
|  |  |  | Reactive Power |  |  | MVAr
|  |  |  | Capacitors In Service |  |  | MVAr
PF
| Zone Div: | Uncompensated |  | Reactive Power |  |  | MVAr
PF
| 0 | Compensated |  | Load (LV side) |  |  | Amps
|  |  |  | Apparent Power |  |  | MVA
|  |  |  | Real Power |  |  | MW
|  |  |  | Reactive Power |  |  | MVAr
|  |  |  | Capacitors In Service |  |  | MVAr
PF
| Zone Div: | Uncompensated |  | Reactive Power |  |  | MVAr
PF
| 0 | Compensated |  | Load (LV side) |  |  | Amps
|  |  |  | Apparent Power |  |  | MVA
|  |  |  | Real Power |  |  | MW
|  |  |  | Reactive Power |  |  | MVAr
|  |  |  | Capacitors In Service |  |  | MVAr
PF
| Zone Div: | Uncompensated |  | Reactive Power |  |  | MVAr
PF
| 0 | Compensated |  | Load (LV side) |  |  | Amps
|  |  |  | Apparent Power |  |  | MVA
|  |  |  | Real Power |  |  | MW
|  |  |  | Reactive Power |  |  | MVAr
|  |  |  | Capacitors In Service |  |  | MVAr
PF
| Zone Div: | Uncompensated |  | Reactive Power |  |  | MVAr
PF
| 0 | Compensated |  | Load (LV side) |  |  | Amps
|  |  |  | Apparent Power |  |  | MVA
|  |  |  | Real Power |  |  | MW
|  |  |  | Reactive Power |  |  | MVAr
|  |  |  | Capacitors In Service |  |  | MVAr
PF
| Zone Div: | Uncompensated |  | Reactive Power |  |  | MVAr
PF
| 0 | Compensated |  | Load (LV side) |  |  | Amps
|  |  |  | Apparent Power |  |  | MVA
|  |  |  | Real Power |  |  | MW
|  |  |  | Reactive Power |  |  | MVAr
|  |  |  | Capacitors In Service |  |  | MVAr
PF
| Zone Div: | Uncompensated |  | Reactive Power |  |  | MVAr
PF
| 0 | Compensated |  | Load (LV side) |  |  | Amps
|  |  |  | Apparent Power |  |  | MVA
|  |  |  | Real Power |  |  | MW
|  |  |  | Reactive Power |  |  | MVAr
|  |  |  | Capacitors In Service |  |  | MVAr
PF
| Zone Div: | Uncompensated |  | Reactive Power |  |  | MVAr
PF
| 0 | Compensated |  | Load (LV side) |  |  | Amps
|  |  |  | Apparent Power |  |  | MVA
|  |  |  | Real Power |  |  | MW
|  |  |  | Reactive Power |  |  | MVAr
|  |  |  | Capacitors In Service |  |  | MVAr
PF
| Zone Div: | Uncompensated |  | Reactive Power |  |  | MVAr
PF
| 0 | Compensated |  | Load (LV side) |  |  | Amps
|  |  |  | Apparent Power |  |  | MVA
|  |  |  | Real Power |  |  | MW
|  |  |  | Reactive Power |  |  | MVAr
|  |  |  | Capacitors In Service |  |  | MVAr
PF
| Zone Div: | Uncompensated |  | Reactive Power |  |  | MVAr
PF

## Meadowbank 132_11kV
| Meadowbank 132_11kV | [16 empty] | 2014 | WINTER
| Substation Total Loads | [33 empty] | Spots & Transfers Detail
| Historical Loads | (11kV Amps) | [7 empty] | Weather Corrected Forecast Loads |  |  |  | (11kV Amps) | [20 empty] | Spots & Transfers Summary | (11kV Amps) |  | Historical Spots & Transfers | [6 empty] | Forecast Spots & Transfers
|  | 2007 | 2008 | 2009 | 2010 | 2011 | 2012 | 2013 |  | 2014 | 2015 | 2016 | 2017 | 2018 | 2019 | 2020 | 2021 | 2022 | 2023 | 2024 | 2025 | 2026 | 2027 | 2028 | 2029 | 2030 | 2031 | 2032 | 2033 | 2034 | 2035 | 2036 | 2037 | 2038 |  |  |  | 2007 | 2008 | 2009 | 2010 | 2011 | 2012 | 2013 | 2014 | 2015 | 2016 | 2017 | 2018 | 2019 | 2020 | 2021 | 2022 | 2023 | 2024 | 2025 | 2026 | 2027 | 2028 | 2029 | 2030 | 2031 | 2032 | 2033 | 2034 | 2035 | 2036 | 2037 | 2038
| Total | 3953 | 3886 | 3399 | 3387 | 3309 | 3044 | 2871 |  | 2990.813 | 3028.558 | 3097.313 | 3101.363 | 3149.543 | 3186.239 | 3253.082 | 3320.621 | 3385.483 | 3452.493 | 3514.773 | 3587.557 | 3661.004 | 3741.161 | 3825.509 | 3909.577 | 3993.187 | 4078.397 | 4165.231 | 4253.71 | 4343.858 | 4435.698 | 4529.253 | 4624.547 | 4721.605 |  |  | Total | 0 | -126 | 0 | 20.1 | 32.4 | -331 | 11.7 | 170.2954 | 120.6756 | 124.7399 | 32.6785 | 48.1794 | 36.6958 | 66.8435 | 67.5392 | 64.8618 | 67.0096 | 62.2802 | 72.7844 | 73.4468 | 80.1573 | 84.3472 | 84.0683 | 83.61 | 85.2106 | 86.8335 | 88.4792 | 90.1477 | 91.8396 | 93.5551 | 95.2944 | 97.058
| Firm Rating | 0 | 0 | 0 | 0 | 0 | 0 | 5703 |  | 5703 | 5703 | 5703 | 5703 | 5703 | 5703 | 5703 | 5703 | 5703 | 5703 | 5703 | 5703 | 5703 | 5703 | 5703 | 5703 | 5703 | 5703 | 5703 | 5703 | 5703 | 5703 | 5703 | 5703 | 5703
| Total Capacity | 0 | 0 | 0 | 0 | 0 | 0 | 8278 |  | 8278 | 8278 | 8278 | 8278 | 8278 | 8278 | 8278 | 8278 | 8278 | 8278 | 8278 | 8278 | 8278 | 8278 | 8278 | 8278 | 8278 | 8278 | 8278 | 8278 | 8278 | 8278 | 8278 | 8278 | 8278 |  |  | Meadowbank 132_11kV Tx1 | 0 | -33 | 0 | 52.7 | -6.6 | -165 | 11 | 4.1067 | 51.0447 | 17.8487 | 8.9986 | 13.267 | 10.1048 | 18.4065 | 18.5981 | 17.8608 | 18.4522 | 17.1499 | 20.0424 | 20.2248 | 22.0727 | 23.2264 | 23.1496 | 23.0234 | 23.4642 | 23.9111 | 24.3642 | 24.8237 | 25.2896 | 25.762 | 26.2409 | 26.7266
|  | -7 | -6 | -5 | -4 | -3 | -2 | -1 |  | 0 | 1 | 2 | 3 | 4 | 5 | 6 | 7 | 8 | 9 | 10 | 11 | 12 | 13 | 14 | 15 | 16 | 17 | 18 | 19 | 20 | 21 | 22 | 23 | 24 |  |  | Meadowbank 132_11kV Tx2 | 0 | 116 | 0 | 32.4 | 39 | -177 | -76 | 120.2726 | 50.33 | 85.7802 | 9.8432 | 14.5123 | 11.0532 | 20.1341 | 20.3437 | 19.5372 | 20.1841 | 18.7596 | 21.9236 | 22.1231 | 24.1444 | 25.4064 | 25.3224 | 25.1844 | 25.6665 | 26.1553 | 26.651 | 27.1536 | 27.6632 | 28.18 | 28.7039 | 29.2351
| Transformer Loads | [35 empty] | Meadowbank 132_11kV Tx3 | 0 | -209 | 0 | -65 | 0 | 11 | 76.7 | 45.9161 | 19.301 | 21.111 | 13.8368 | 20.4002 | 15.5378 | 28.3029 | 28.5975 | 27.4638 | 28.3732 | 26.3707 | 30.8184 | 31.0989 | 33.9402 | 35.7143 | 35.5963 | 35.4022 | 36.0799 | 36.7671 | 37.4639 | 38.1704 | 38.8868 | 39.6131 | 40.3496 | 41.0963
| Historical Loads | (11kV Amps) | [7 empty] | Weather Corrected Forecast Loads |  |  |  | (11kV Amps) | [23 empty] | 0 | 0 | 0 | 0 | 0 | 0 | 0 | 0 | 0 | 0 | 0 | 0 | 0 | 0 | 0 | 0 | 0 | 0 | 0 | 0 | 0 | 0 | 0 | 0 | 0 | 0 | 0 | 0 | 0 | 0 | 0 | 0
|  | 2007 | 2008 | 2009 | 2010 | 2011 | 2012 | 2013 |  | 2014 | 2015 | 2016 | 2017 | 2018 | 2019 | 2020 | 2021 | 2022 | 2023 | 2024 | 2025 | 2026 | 2027 | 2028 | 2029 | 2030 | 2031 | 2032 | 2033 | 2034 | 2035 | 2036 | 2037 | 2038 |  |  |  | 0 | 0 | 0 | 0 | 0 | 0 | 0 | 0 | 0 | 0 | 0 | 0 | 0 | 0 | 0 | 0 | 0 | 0 | 0 | 0 | 0 | 0 | 0 | 0 | 0 | 0 | 0 | 0 | 0 | 0 | 0 | 0
| 0 | [36 empty] | 0 | 0 | 0 | 0 | 0 | 0 | 0 | 0 | 0 | 0 | 0 | 0 | 0 | 0 | 0 | 0 | 0 | 0 | 0 | 0 | 0 | 0 | 0 | 0 | 0 | 0 | 0 | 0 | 0 | 0 | 0 | 0
| Diversity Factor: 0 | [36 empty] | 0 | 0 | 0 | 0 | 0 | 0 | 0 | 0 | 0 | 0 | 0 | 0 | 0 | 0 | 0 | 0 | 0 | 0 | 0 | 0 | 0 | 0 | 0 | 0 | 0 | 0 | 0 | 0 | 0 | 0 | 0 | 0
[38 empty] | 0 | 0 | 0 | 0 | 0 | 0 | 0 | 0 | 0 | 0 | 0 | 0 | 0 | 0 | 0 | 0 | 0 | 0 | 0 | 0 | 0 | 0 | 0 | 0 | 0 | 0 | 0 | 0 | 0 | 0 | 0 | 0
[38 empty] | 0 | 0 | 0 | 0 | 0 | 0 | 0 | 0 | 0 | 0 | 0 | 0 | 0 | 0 | 0 | 0 | 0 | 0 | 0 | 0 | 0 | 0 | 0 | 0 | 0 | 0 | 0 | 0 | 0 | 0 | 0 | 0
| 0 | [36 empty] | 0 | 0 | 0 | 0 | 0 | 0 | 0 | 0 | 0 | 0 | 0 | 0 | 0 | 0 | 0 | 0 | 0 | 0 | 0 | 0 | 0 | 0 | 0 | 0 | 0 | 0 | 0 | 0 | 0 | 0 | 0 | 0
Diversity Factor: 0
[38 empty] | Historical Spots & Transfers | [6 empty] | Forecast Spots & Transfers
[35 empty] | Project Name | From | To | 2007 | 2008 | 2009 | 2010 | 2011 | 2012 | 2013 | 2014 | 2015 | 2016 | 2017 | 2018 | 2019 | 2020 | 2021 | 2022 | 2023 | 2024 | 2025 | 2026 | 2027 | 2028 | 2029 | 2030 | 2031 | 2032 | 2033 | 2034 | 2035 | 2036 | 2037 | 2038
| 0 | [33 empty] | Broad based demand management |  | Meadowbank 132_11kV Tx1 | 0 | 0 | 0 | 0 | 0 | 0 | 0 | 0 | -0.59567 | -1.4499 | -1.567 | -1.4419 | -1.3595 | 0 | 0 | 0 | 0 | 0 | 0 | 0 | 0 | 0 | 0 | 0 | 0 | 0 | 0 | 0 | 0 | 0 | 0 | 0
| Diversity Factor: 0 | [33 empty] | Broad based demand management |  | Meadowbank 132_11kV Tx2 | 0 | 0 | 0 | 0 | 0 | 0 | 0 | 0 | -0.65157 | -1.5859 | -1.714 | -1.5772 | -1.4871 | 0 | 0 | 0 | 0 | 0 | 0 | 0 | 0 | 0 | 0 | 0 | 0 | 0 | 0 | 0 | 0 | 0 | 0 | 0
[35 empty] | Broad based demand management |  | Meadowbank 132_11kV Tx3 | 0 | 0 | 0 | 0 | 0 | 0 | 0 | 0 | -0.91593 | -2.2294 | -2.4094 | -2.2171 | -2.0905 | 0 | 0 | 0 | 0 | 0 | 0 | 0 | 0 | 0 | 0 | 0 | 0 | 0 | 0 | 0 | 0 | 0 | 0 | 0
[35 empty] | DNP_ID: 6176. Change of Open Points Due to Forecasted Overload on Panels 36,40 and 41. | Meadowbank 132_11kV Tx2 | Meadowbank 132_11kV Tx3 | 0 | 64 | 0 | 0 | 0 | 0 | 0 | 0 | 0 | 0 | 0 | 0 | 0 | 0 | 0 | 0 | 0 | 0 | 0 | 0 | 0 | 0 | 0 | 0 | 0 | 0 | 0 | 0 | 0 | 0 | 0 | 0
| 0 | [33 empty] | DNP_ID: 6176. Change of Open Points Due to Forecasted Overload on Panels 36,40 and 41. | Meadowbank 132_11kV Tx3 | Meadowbank 132_11kV Tx1 | 0 | 93 | 0 | 0 | 0 | 0 | 0 | 0 | 0 | 0 | 0 | 0 | 0 | 0 | 0 | 0 | 0 | 0 | 0 | 0 | 0 | 0 | 0 | 0 | 0 | 0 | 0 | 0 | 0 | 0 | 0 | 0
| Diversity Factor: 0 | [33 empty] | DNP_ID: 6176. Change of Open Points Due to Forecasted Overload on Panels 36,40 and 41. | Meadowbank 132_11kV Tx3 | Meadowbank 132_11kV Tx2 | 0 | 180 | 0 | 0 | 0 | 0 | 0 | 0 | 0 | 0 | 0 | 0 | 0 | 0 | 0 | 0 | 0 | 0 | 0 | 0 | 0 | 0 | 0 | 0 | 0 | 0 | 0 | 0 | 0 | 0 | 0 | 0
[35 empty] | DNP_ID: 6364. Top Ryde Zone Development - Relieving North Ryde of 43MVA and providing a permanent 17MVA supply to Top Ryde Shopping Centre. | Meadowbank 132_11kV Tx1 | Top Ryde 132_11kV Tx2 | 0 | 0 | 0 | 0 | 0 | 79 | 0 | 0 | 0 | 0 | 0 | 0 | 0 | 0 | 0 | 0 | 0 | 0 | 0 | 0 | 0 | 0 | 0 | 0 | 0 | 0 | 0 | 0 | 0 | 0 | 0 | 0
[35 empty] | DNP_ID: 6364. Top Ryde Zone Development - Relieving North Ryde of 43MVA and providing a permanent 17MVA supply to Top Ryde Shopping Centre. | Meadowbank 132_11kV Tx2 | Top Ryde 132_11kV Tx3 | 0 | 0 | 0 | 0 | 0 | 110 | 0 | 0 | 0 | 0 | 0 | 0 | 0 | 0 | 0 | 0 | 0 | 0 | 0 | 0 | 0 | 0 | 0 | 0 | 0 | 0 | 0 | 0 | 0 | 0 | 0 | 0
| 0 | [33 empty] | DNP_ID: 6416. Works required to relieve Remedial Panel 41 Feeder - Meadowbank. | Meadowbank 132_11kV Tx3 | Epping 66_11kV Tx1 | 0 | 0 | 0 | 65 | 0 | 0 | 0 | 0 | 0 | 0 | 0 | 0 | 0 | 0 | 0 | 0 | 0 | 0 | 0 | 0 | 0 | 0 | 0 | 0 | 0 | 0 | 0 | 0 | 0 | 0 | 0 | 0
| Diversity Factor: 0 | [33 empty] | DNP_ID: 6531. North Concord Zone Development | Concord 33_11kV Tx4 | Meadowbank 132_11kV Tx3 | 0 | 0 | 0 | 0 | 0 | 0 | 0 | 170 | 0 | 0 | 0 | 0 | 0 | 0 | 0 | 0 | 0 | 0 | 0 | 0 | 0 | 0 | 0 | 0 | 0 | 0 | 0 | 0 | 0 | 0 | 0 | 0
[35 empty] | DNP_ID: 6697. Meadowbank West Zone Development | Meadowbank 132_11kV Tx2 | Meadowbank 132_11kV Tx1 | 0 | 0 | 0 | 0 | 0 | 0 | 11 | 0 | 0 | 0 | 0 | 0 | 0 | 0 | 0 | 0 | 0 | 0 | 0 | 0 | 0 | 0 | 0 | 0 | 0 | 0 | 0 | 0 | 0 | 0 | 0 | 0
[35 empty] | DNP_ID: 6697. Meadowbank West Zone Development | Meadowbank 132_11kV Tx2 | Meadowbank 132_11kV Tx3 | 0 | 0 | 0 | 0 | 0 | 0 | 65 | 0 | 0 | 0 | 0 | 0 | 0 | 0 | 0 | 0 | 0 | 0 | 0 | 0 | 0 | 0 | 0 | 0 | 0 | 0 | 0 | 0 | 0 | 0 | 0 | 0
| 0 | [33 empty] | DNP_ID: 6735. Meadowbank North Zone Development | Meadowbank 132_11kV Tx3 | Meadowbank 132_11kV Tx2 | 0 | 0 | 0 | 0 | 0 | 0 | 0 | 123 | 0 | 0 | 0 | 0 | 0 | 0 | 0 | 0 | 0 | 0 | 0 | 0 | 0 | 0 | 0 | 0 | 0 | 0 | 0 | 0 | 0 | 0 | 0 | 0
| Diversity Factor: 0 | [33 empty] | DNP_ID: 6766. Hunters Hill to Top Ryde 11kV Load Transfer | Meadowbank 132_11kV Tx1 | Top Ryde 132_11kV Tx3 | 0 | 0 | 0 | 0 | 0 | 30 | 0 | 0 | 0 | 0 | 0 | 0 | 0 | 0 | 0 | 0 | 0 | 0 | 0 | 0 | 0 | 0 | 0 | 0 | 0 | 0 | 0 | 0 | 0 | 0 | 0 | 0
[35 empty] | HVCON_ID: 2006347. TBS for Top Ryde Shopping Centre, 115-121 Blaxland Rd, Top Ryde (sub actually located on road reserve in Ope Street). Est S.35435 Pope Smith and recovery of S.972 Tucker St, S.4694 Tucker Pope, S.2112 Pope St & S.6416 Dev |  | Meadowbank 132_11kV Tx1 | 0 | -126 | 0 | 20.7 | 0 | 0 | 0 | 0 | 0 | 0 | 0 | 0 | 0 | 0 | 0 | 0 | 0 | 0 | 0 | 0 | 0 | 0 | 0 | 0 | 0 | 0 | 0 | 0 | 0 | 0 | 0 | 0
[35 empty] | HVCON_ID: 2006348. Top Ryde Shopping Centre, 115-121 Blaxland Rd, Top Ryde - 6 new substations. Temp supply to Top Ryde S.35427 Blaxland Devlin, S.35431 Pope Tucker from new group. (To be followed up with S.35428, S.35429, S.35430, & S.3543 |  | Meadowbank 132_11kV Tx1 | 0 | 0 | 0 | 72 | 14.4 | 0 | 0 | 0 | 0 | 0 | 0 | 0 | 0 | 0 | 0 | 0 | 0 | 0 | 0 | 0 | 0 | 0 | 0 | 0 | 0 | 0 | 0 | 0 | 0 | 0 | 0 | 0
| 0 | [33 empty] | HVCON_ID: 2006348. Top Ryde Shopping Centre, 115-121 Blaxland Rd, Top Ryde - 6 new substations. Temp supply to Top Ryde S.35427 Blaxland Devlin, S.35431 Pope Tucker from new group. (To be followed up with S.35428, S.35429, S.35430, & S.3543 |  | Meadowbank 132_11kV Tx2 | 0 | 0 | 0 | 32.4 | 18 | 0 | 0 | 0 | 0 | 0 | 0 | 0 | 0 | 0 | 0 | 0 | 0 | 0 | 0 | 0 | 0 | 0 | 0 | 0 | 0 | 0 | 0 | 0 | 0 | 0 | 0 | 0
| Diversity Factor: 0 | [33 empty] | HVCON_ID: 2006348. Top Ryde Shopping Centre, 115-121 Blaxland Rd, Top Ryde - 6 new substations. Temp supply to Top Ryde S.35427 Blaxland Devlin, S.35431 Pope Tucker from new group. (To be followed up with S.35428, S.35429, S.35430, & S.3543 | Meadowbank 132_11kV Tx1 | Macquarie Park 132_11kV Tx3 | 0 | 0 | 0 | 40 | 0 | 0 | 0 | 0 | 0 | 0 | 0 | 0 | 0 | 0 | 0 | 0 | 0 | 0 | 0 | 0 | 0 | 0 | 0 | 0 | 0 | 0 | 0 | 0 | 0 | 0 | 0 | 0
[35 empty] | HVCON_ID: 2006348. Top Ryde Shopping Centre, 115-121 Blaxland Rd, Top Ryde - 6 new substations. Temp supply to Top Ryde S.35427 Blaxland Devlin, S.35431 Pope Tucker from new group. (To be followed up with S.35428, S.35429, S.35430, & S.3543 | Meadowbank 132_11kV Tx1 | Top Ryde 132_11kV Tx2 | 0 | 0 | 0 | 0 | 0 | 56 | 0 | 0 | 0 | 0 | 0 | 0 | 0 | 0 | 0 | 0 | 0 | 0 | 0 | 0 | 0 | 0 | 0 | 0 | 0 | 0 | 0 | 0 | 0 | 0 | 0 | 0
[35 empty] | HVCON_ID: 2006348. Top Ryde Shopping Centre, 115-121 Blaxland Rd, Top Ryde - 6 new substations. Temp supply to Top Ryde S.35427 Blaxland Devlin, S.35431 Pope Tucker from new group. (To be followed up with S.35428, S.35429, S.35430, & S.3543 | Meadowbank 132_11kV Tx2 | Top Ryde 132_11kV Tx3 | 0 | 0 | 0 | 0 | 0 | 56 | 0 | 0 | 0 | 0 | 0 | 0 | 0 | 0 | 0 | 0 | 0 | 0 | 0 | 0 | 0 | 0 | 0 | 0 | 0 | 0 | 0 | 0 | 0 | 0 | 0 | 0
| 0 | [33 empty] | HVCON_ID: 2010283. Establishment of S.47941 Falconer Parkes, Falconer Street, West Ryde | Meadowbank 132_11kV Tx1 | Meadowbank 132_11kV Tx2 | 0 | 0 | 0 | 0 | 21 | 0 | 0 | 0 | 0 | 0 | 0 | 0 | 0 | 0 | 0 | 0 | 0 | 0 | 0 | 0 | 0 | 0 | 0 | 0 | 0 | 0 | 0 | 0 | 0 | 0 | 0 | 0
| Diversity Factor: 0 | [33 empty] | HVCON_ID: 2010529. Establishment of S.48211 Tramway Brush, 38-42 Tramway Street, West Ryde | Meadowbank 132_11kV Tx2 | Meadowbank 132_11kV Tx3 | 0 | 0 | 0 | 0 | 0 | 11 | 0 | 0 | 0 | 0 | 0 | 0 | 0 | 0 | 0 | 0 | 0 | 0 | 0 | 0 | 0 | 0 | 0 | 0 | 0 | 0 | 0 | 0 | 0 | 0 | 0 | 0
[35 empty] | HVCON_ID: 2011235. Establishment of S.47010 Anthony Betts, 2-12 Anthony Rd, West Ryde |  | Meadowbank 132_11kV Tx3 | 0 | 0 | 0 | 0 | 0 | 0 | 11.7 | 2.75 | 11 | 0 | 0 | 0 | 0 | 0 | 0 | 0 | 0 | 0 | 0 | 0 | 0 | 0 | 0 | 0 | 0 | 0 | 0 | 0 | 0 | 0 | 0 | 0
[35 empty] | HVCON_ID: 2012189. Stage 1: Establishment of S.50101 Dress Circle Main and S.62140 Road 5 Road 16; and Stage 2: Establishment of S.62141 Road 5 Victoria, Charles Street, Ryde. Decomission S.2576 Royal Ryde Homes |  | Meadowbank 132_11kV Tx1 | 0 | 0 | 0 | 0 | 0 | 0 | 0 | 6.6 | 27.5 | 0 | 0 | 0 | 0 | 0 | 0 | 0 | 0 | 0 | 0 | 0 | 0 | 0 | 0 | 0 | 0 | 0 | 0 | 0 | 0 | 0 | 0 | 0
| 0 | [33 empty] | HVCON_ID: 2013079. Establishment of S.63481 Belmore Junction, 74-76 Belmore Street, Ryde - new 135 residential uni development - application 950amps |  | Meadowbank 132_11kV Tx1 | 0 | 0 | 0 | 0 | 0 | 0 | 0 | 0 | 19.25 | 0 | 0 | 0 | 0 | 0 | 0 | 0 | 0 | 0 | 0 | 0 | 0 | 0 | 0 | 0 | 0 | 0 | 0 | 0 | 0 | 0 | 0 | 0
| Diversity Factor: 0 | [33 empty] | HVCON_ID: 2013267. Stage 1 : Decommission S.3387 and close links to supply existing lightly loaded LV overhead; and Stage 2: when development construction begins install new 1000kVA kiosk substation, 9 Angas Street, Meadowbank |  | Meadowbank 132_11kV Tx2 | 0 | 0 | 0 | 0 | 0 | 0 | 0 | 0 | 11 | 13.75 | 0 | 0 | 0 | 0 | 0 | 0 | 0 | 0 | 0 | 0 | 0 | 0 | 0 | 0 | 0 | 0 | 0 | 0 | 0 | 0 | 0 | 0
[35 empty] | HVCON_ID: 2013329. Establishment S.64027 Hamilton Belmore, 41-46 Belmore Street, Ryde |  | Meadowbank 132_11kV Tx1 | 0 | 0 | 0 | 0 | 0 | 0 | 0 | 0 | 11 | 14.85 | 0 | 0 | 0 | 0 | 0 | 0 | 0 | 0 | 0 | 0 | 0 | 0 | 0 | 0 | 0 | 0 | 0 | 0 | 0 | 0 | 0 | 0
[35 empty] | HVCON_ID: 2013349. Establishment of S.64028 Rothesay Belmore No 1 and Decommission S.5400 Rothesay Belmore, 6-10 Nancarrow Road, Ryde |  | Meadowbank 132_11kV Tx2 | 0 | 0 | 0 | 0 | 0 | 0 | 0 | 0 | 12.1 | 11 | 0 | 0 | 0 | 0 | 0 | 0 | 0 | 0 | 0 | 0 | 0 | 0 | 0 | 0 | 0 | 0 | 0 | 0 | 0 | 0 | 0 | 0
| 0 | [33 empty] | HVCON_ID: 2013391. Establishment of S.64408 Church Riverside No 1 and S.64409 Church Riverside No 2, decommission and remove S.6287 Church Addis, 125-135 Church Street, and 21-27 Porter Street, Ryde |  | Meadowbank 132_11kV Tx2 | 0 | 0 | 0 | 0 | 0 | 0 | 0 | 0 | 11 | 18.7 | 0 | 0 | 0 | 0 | 0 | 0 | 0 | 0 | 0 | 0 | 0 | 0 | 0 | 0 | 0 | 0 | 0 | 0 | 0 | 0 | 0 | 0
| Diversity Factor: 0 | [33 empty] | HVCON_ID: 2013402. Establishment of S.64463 Nancarrow Hamilton No 2, 12-18 Nancarrow Road, Ryde |  | Meadowbank 132_11kV Tx2 | 0 | 0 | 0 | 0 | 0 | 0 | 0 | 0 | 0 | 11 | 0 | 0 | 0 | 0 | 0 | 0 | 0 | 0 | 0 | 0 | 0 | 0 | 0 | 0 | 0 | 0 | 0 | 0 | 0 | 0 | 0 | 0
[35 empty] | HVCON_ID: 2014010. Establish S.64687 Betts Chatham, Lot 13 Chatham Rd West Ryde |  | Meadowbank 132_11kV Tx3 | 0 | 0 | 0 | 0 | 0 | 0 | 0 | 0 | 11 | 16.5 | 0 | 0 | 0 | 0 | 0 | 0 | 0 | 0 | 0 | 0 | 0 | 0 | 0 | 0 | 0 | 0 | 0 | 0 | 0 | 0 | 0 | 0
[35 empty] | HVCON_ID: 2014043. Establish New 1000kVA Kiosk Sub S.64730 ‘Constitution Belmore’, 2-6 Constitution Rd - Ryde |  | Meadowbank 132_11kV Tx2 | 0 | 0 | 0 | 0 | 0 | 0 | 0 | 0 | 11 | 13.2 | 0 | 0 | 0 | 0 | 0 | 0 | 0 | 0 | 0 | 0 | 0 | 0 | 0 | 0 | 0 | 0 | 0 | 0 | 0 | 0 | 0 | 0
[35 empty] | HVCON_ID: 2014044. Establish New 1000kVA Kiosk Sub S.64731 ‘Constitution Hamilton’, decommission S.5274 'Constitution Gale' and decommission S.4979 'Hamilton Nancarrow', 16-18 Constitution Rd - Ryde |  | Meadowbank 132_11kV Tx1 | 0 | 0 | 0 | 0 | 0 | 0 | 0 | 0 | -4.95 | 0 | 0 | 0 | 0 | 0 | 0 | 0 | 0 | 0 | 0 | 0 | 0 | 0 | 0 | 0 | 0 | 0 | 0 | 0 | 0 | 0 | 0 | 0
| Weather Correction and Public Holiday Factors | [8 empty] | Forecast ROG | [24 empty] | HVCON_ID: 2014044. Establish New 1000kVA Kiosk Sub S.64731 ‘Constitution Hamilton’, decommission S.5274 'Constitution Gale' and decommission S.4979 'Hamilton Nancarrow', 16-18 Constitution Rd - Ryde |  | Meadowbank 132_11kV Tx2 | 0 | 0 | 0 | 0 | 0 | 0 | 0 | 0 | 7.15 | 14.85 | 0 | 0 | 0 | 0 | 0 | 0 | 0 | 0 | 0 | 0 | 0 | 0 | 0 | 0 | 0 | 0 | 0 | 0 | 0 | 0 | 0 | 0
[10 empty] | ROG Justification | [24 empty] | Econometric |  | Meadowbank 132_11kV Tx1 | 0 | 0 | 0 | 0 | 0 | 0 | 0 | 0 | 0 | 10.7124 | 20.4207 | 29.9646 | 27.5011 | 27.938 | 25.3923 | 25.7811 | 26.1754 | 26.5752 | 26.9807 | 27.3918 | 27.8087 | 28.2315 | 28.6601 | 29.0948 | 29.5355 | 29.9824 | 30.4356 | 30.8951 | 31.361 | 31.8333 | 32.3123 | 32.7979
| Actual loads for season 2013 have been weather corrected by the following: | [6 empty] | 2.024% |  | 7 year ROG ok | [24 empty] | Econometric |  | Meadowbank 132_11kV Tx2 | 0 | 0 | 0 | 0 | 0 | 0 | 0 | 0 | 0 | 11.7178 | 22.3373 | 32.777 | 30.0823 | 30.5602 | 27.7755 | 28.2009 | 28.6322 | 29.0695 | 29.513 | 29.9628 | 30.4188 | 30.8812 | 31.3501 | 31.8256 | 32.3077 | 32.7966 | 33.2922 | 33.7948 | 34.3045 | 34.8212 | 35.3451 | 35.8763 | 7 year ROG ok
[35 empty] | Econometric |  | Meadowbank 132_11kV Tx3 | 0 | 0 | 0 | 0 | 0 | 0 | 0 | 0 | 0 | 16.472 | 31.4001 | 46.0753 | 42.2873 | 42.9591 | 39.0446 | 39.6425 | 40.2488 | 40.8636 | 41.4871 | 42.1193 | 42.7603 | 43.4104 | 44.0695 | 44.7379 | 45.4156 | 46.1028 | 46.7996 | 47.5061 | 48.2225 | 48.9488 | 49.6853 | 50.432
[35 empty] | Energy Efficiency |  | Meadowbank 132_11kV Tx1 | 0 | 0 | 0 | 0 | 0 | 0 | 0 | -2.4933 | -1.1596 | -6.2638 | -9.8551 | -15.2557 | -16.0367 | -9.5315 | -6.7942 | -7.9203 | -7.7232 | -9.4253 | -6.9383 | -7.167 | -5.7361 | -5.005 | -5.5105 | -6.0714 | -6.0714 | -6.0714 | -6.0714 | -6.0714 | -6.0714 | -6.0714 | -6.0714 | -6.0714
1 | 2 | 3 | 4 | 5 | 6 | 7 | 8 | 9 | 10 | 2014 | 2015 | 2016 | 2017 | 2018 | 2019 | 2020 | 2021 | 2022 | 2023 | 2024 | 2025 | 2026 | 2027 | 2028 | 2029 | 2030 | 2031 | 2032 | 2033 | 2034 | 2035 | 2036 | 2037 | 2038 | Energy Efficiency |  | Meadowbank 132_11kV Tx2 | 0 | 0 | 0 | 0 | 0 | 0 | 0 | -2.7274 | -1.2685 | -6.8517 | -10.7801 | -16.6876 | -17.5419 | -10.4261 | -7.4319 | -8.6637 | -8.448 | -10.3099 | -7.5895 | -7.8397 | -6.2744 | -5.4748 | -6.0277 | -6.6412 | -6.6412 | -6.6412 | -6.6412 | -6.6412 | -6.6412 | -6.6412 | -6.6412 | -6.6412
0.97228 | 0.94533 | 0.92786 | 0.91929 | 0.91929 | 0.91929 | 0.91929 | 0.91929 | 0.91929 | 0.91929 | -2.772% | -2.772% | -1.848% | -0.924% | 0% | 0% | 0% | 0% | 0% | 0% | 0% | 0% | 0% | 0% | 0% | 0% | 0% | 0% | 0% | 0% | 0% | 0% | 0% | 0% | 0% | Energy Efficiency |  | Meadowbank 132_11kV Tx3 | 0 | 0 | 0 | 0 | 0 | 0 | 0 | -3.8339 | -1.7831 | -9.6316 | -15.1539 | -23.4581 | -24.659 | -14.6562 | -10.4471 | -12.1787 | -11.8756 | -14.4929 | -10.6687 | -11.0204 | -8.8201 | -7.696 | -8.4733 | -9.3357 | -9.3357 | -9.3357 | -9.3357 | -9.3357 | -9.3357 | -9.3357 | -9.3357 | -9.3357
[35 empty] | Solar PV |  | Meadowbank 132_11kV Tx1 | 0 | 0 | 0 | 0 | 0 | 0 | 0 | 0 | 0 | 0 | 0 | 0 | 0 | 0 | 0 | 0 | 0 | 0 | 0 | 0 | 0 | 0 | 0 | 0 | 0 | 0 | 0 | 0 | 0 | 0 | 0 | 0
| Substation Load Detail | [33 empty] | Solar PV |  | Meadowbank 132_11kV Tx2 | 0 | 0 | 0 | 0 | 0 | 0 | 0 | 0 | 0 | 0 | 0 | 0 | 0 | 0 | 0 | 0 | 0 | 0 | 0 | 0 | 0 | 0 | 0 | 0 | 0 | 0 | 0 | 0 | 0 | 0 | 0 | 0
[35 empty] | Solar PV |  | Meadowbank 132_11kV Tx3 | 0 | 0 | 0 | 0 | 0 | 0 | 0 | 0 | 0 | 0 | 0 | 0 | 0 | 0 | 0 | 0 | 0 | 0 | 0 | 0 | 0 | 0 | 0 | 0 | 0 | 0 | 0 | 0 | 0 | 0 | 0 | 0
[7 empty] | Units | 2013 |  | 2014 | 2015 | 2016 | 2017 | 2018 | 2019 | 2020 | 2021 | 2022 | 2023 | 2024 | 2025 | 2026 | 2027 | 2028 | 2029 | 2030 | 2031 | 2032 | 2033 | 2034 | 2035 | 2036 | 2037 | 2038
1 | Meadowbank 132_11kV | Compensated |  | Load (LV side) |  |  | Amps | 2871 | 2901 | 2990.813 | 3028.558 | 3097.313 | 3101.363 | 3149.543 | 3186.239 | 3253.082 | 3320.621 | 3385.483 | 3452.493 | 3514.773 | 3587.557 | 3661.004 | 3741.161 | 3825.509 | 3909.577 | 3993.187 | 4078.397 | 4165.231 | 4253.71 | 4343.858 | 4435.698 | 4529.253 | 4624.547 | 4721.605
|  |  |  | Apparent Power |  |  | MVA | 54.6999 |  | 56.9826 | 57.7018 | 59.0117 | 59.0889 | 60.0069 | 60.706 | 61.9795 | 63.2663 | 64.5021 | 65.7788 | 66.9654 | 68.3521 | 69.7515 | 71.2787 | 72.8857 | 74.4874 | 76.0804 | 77.7039 | 79.3583 | 81.0441 | 82.7616 | 84.5114 | 86.2939 | 88.1095 | 89.9587
|  |  |  | Real Power |  |  | MW | 51.4179 | 51.9552 | 53.5384 | 54.214 | 55.4448 | 55.5173 | 56.3798 | 57.0367 | 58.2332 | 59.4422 | 60.6033 | 61.8028 | 62.9177 | 64.2206 | 65.5354 | 66.9703 | 68.4802 | 69.9851 | 71.4818 | 73.0071 | 74.5615 | 76.1454 | 77.7591 | 79.4031 | 81.0779 | 82.7837 | 84.5212
|  |  |  | Reactive Power |  |  | MVAr | 18.6622 |  | 19.5107 | 19.7569 | 20.2054 | 20.2319 | 20.5462 | 20.7855 | 21.2216 | 21.6622 | 22.0853 | 22.5224 | 22.9287 | 23.4035 | 23.8827 | 24.4056 | 24.9558 | 25.5043 | 26.0497 | 26.6056 | 27.172 | 27.7492 | 28.3373 | 28.9364 | 29.5467 | 30.1684 | 30.8015
|  |  |  | Capacitors In Service |  |  | MVAr | 0 |  | 0 | 0 | 0 | 0 | 0 | 0 | 0 | 0 | 0 | 0 | 0 | 0 | 0 | 0 | 0 | 0 | 0 | 0 | 0 | 0 | 0 | 0 | 0 | 0 | 0
|  |  |  | PF |  |  |  | 0.94 |  | 0.93956 | 0.93956 | 0.93956 | 0.93956 | 0.93956 | 0.93956 | 0.93956 | 0.93956 | 0.93956 | 0.93956 | 0.93956 | 0.93956 | 0.93956 | 0.93956 | 0.93956 | 0.93956 | 0.93956 | 0.93956 | 0.93956 | 0.93956 | 0.93956 | 0.93956 | 0.93956 | 0.93956 | 0.93956
0.94227 | Diversity Factor: 0.94 | Uncompensated |  | Reactive Power |  |  | MVAr | 18.6622 | 18.8572 | 19.5107 | 19.7569 | 20.2054 | 20.2319 | 20.5462 | 20.7855 | 21.2216 | 21.6622 | 22.0853 | 22.5224 | 22.9287 | 23.4035 | 23.8827 | 24.4056 | 24.9558 | 25.5043 | 26.0497 | 26.6056 | 27.172 | 27.7492 | 28.3373 | 28.9364 | 29.5467 | 30.1684 | 30.8015
|  |  |  | PF |  |  |  | 0.94 |  | 0.93956 | 0.93956 | 0.93956 | 0.93956 | 0.93956 | 0.93956 | 0.93956 | 0.93956 | 0.93956 | 0.93956 | 0.93956 | 0.93956 | 0.93956 | 0.93956 | 0.93956 | 0.93956 | 0.93956 | 0.93956 | 0.93956 | 0.93956 | 0.93956 | 0.93956 | 0.93956 | 0.93956 | 0.93956
[10 empty] | 1 | 2 | 3 | 4 | 5 | 6 | 7 | 8 | 9 | 10 | 11 | 12 | 13 | 14 | 15 | 16 | 17 | 18 | 19 | 20 | 21 | 22 | 23 | 24 | 25
Transformer Load Detail
[7 empty] | Units | 2013 |  | 2014 | 2015 | 2016 | 2017 | 2018 | 2019 | 2020 | 2021 | 2022 | 2023 | 2024 | 2025 | 2026 | 2027 | 2028 | 2029 | 2030 | 2031 | 2032 | 2033 | 2034 | 2035 | 2036 | 2037 | 2038
| 0 | Compensated |  | Load (LV side) |  |  | Amps
|  |  |  | Apparent Power |  |  | MVA
|  |  |  | Real Power |  |  | MW
|  |  |  | Reactive Power |  |  | MVAr
|  |  |  | Capacitors In Service |  |  | MVAr
PF
| Zone Div: | Uncompensated |  | Reactive Power |  |  | MVAr
PF
| 0 | Compensated |  | Load (LV side) |  |  | Amps
|  |  |  | Apparent Power |  |  | MVA
|  |  |  | Real Power |  |  | MW
|  |  |  | Reactive Power |  |  | MVAr
|  |  |  | Capacitors In Service |  |  | MVAr
PF
| Zone Div: | Uncompensated |  | Reactive Power |  |  | MVAr
PF
| 0 | Compensated |  | Load (LV side) |  |  | Amps
|  |  |  | Apparent Power |  |  | MVA
|  |  |  | Real Power |  |  | MW
|  |  |  | Reactive Power |  |  | MVAr
|  |  |  | Capacitors In Service |  |  | MVAr
PF
| Zone Div: | Uncompensated |  | Reactive Power |  |  | MVAr
PF
| 0 | Compensated |  | Load (LV side) |  |  | Amps
|  |  |  | Apparent Power |  |  | MVA
|  |  |  | Real Power |  |  | MW
|  |  |  | Reactive Power |  |  | MVAr
|  |  |  | Capacitors In Service |  |  | MVAr
PF
| Zone Div: | Uncompensated |  | Reactive Power |  |  | MVAr
PF
| 0 | Compensated |  | Load (LV side) |  |  | Amps
|  |  |  | Apparent Power |  |  | MVA
|  |  |  | Real Power |  |  | MW
|  |  |  | Reactive Power |  |  | MVAr
|  |  |  | Capacitors In Service |  |  | MVAr
PF
| Zone Div: | Uncompensated |  | Reactive Power |  |  | MVAr
PF
| 0 | Compensated |  | Load (LV side) |  |  | Amps
|  |  |  | Apparent Power |  |  | MVA
|  |  |  | Real Power |  |  | MW
|  |  |  | Reactive Power |  |  | MVAr
|  |  |  | Capacitors In Service |  |  | MVAr
PF
| Zone Div: | Uncompensated |  | Reactive Power |  |  | MVAr
PF
| 0 | Compensated |  | Load (LV side) |  |  | Amps
|  |  |  | Apparent Power |  |  | MVA
|  |  |  | Real Power |  |  | MW
|  |  |  | Reactive Power |  |  | MVAr
|  |  |  | Capacitors In Service |  |  | MVAr
PF
| Zone Div: | Uncompensated |  | Reactive Power |  |  | MVAr
PF
| 0 | Compensated |  | Load (LV side) |  |  | Amps
|  |  |  | Apparent Power |  |  | MVA
|  |  |  | Real Power |  |  | MW
|  |  |  | Reactive Power |  |  | MVAr
|  |  |  | Capacitors In Service |  |  | MVAr
PF
| Zone Div: | Uncompensated |  | Reactive Power |  |  | MVAr
PF
| 0 | Compensated |  | Load (LV side) |  |  | Amps
|  |  |  | Apparent Power |  |  | MVA
|  |  |  | Real Power |  |  | MW
|  |  |  | Reactive Power |  |  | MVAr
|  |  |  | Capacitors In Service |  |  | MVAr
PF
| Zone Div: | Uncompensated |  | Reactive Power |  |  | MVAr
PF
| 0 | Compensated |  | Load (LV side) |  |  | Amps
|  |  |  | Apparent Power |  |  | MVA
|  |  |  | Real Power |  |  | MW
|  |  |  | Reactive Power |  |  | MVAr
|  |  |  | Capacitors In Service |  |  | MVAr
PF
| Zone Div: | Uncompensated |  | Reactive Power |  |  | MVAr
PF

## North Ryde 66_11kV
| North Ryde 66_11kV | [16 empty] | 2014 | WINTER
[6 empty] | Zone decommissioned |  | 2012-04-30
| Substation Total Loads | [33 empty] | Spots & Transfers Detail
| Historical Loads | (11kV Amps) | [7 empty] | Weather Corrected Forecast Loads |  |  |  | (11kV Amps) | [20 empty] | Spots & Transfers Summary | (11kV Amps) |  | Historical Spots & Transfers | [6 empty] | Forecast Spots & Transfers
|  | 2007 | 2008 | 2009 | 2010 | 2011 | 2012 | 2013 |  | 2014 | 2015 | 2016 | 2017 | 2018 | 2019 | 2020 | 2021 | 2022 | 2023 | 2024 | 2025 | 2026 | 2027 | 2028 | 2029 | 2030 | 2031 | 2032 | 2033 | 2034 | 2035 | 2036 | 2037 | 2038 |  |  |  | 2007 | 2008 | 2009 | 2010 | 2011 | 2012 | 2013 | 2014 | 2015 | 2016 | 2017 | 2018 | 2019 | 2020 | 2021 | 2022 | 2023 | 2024 | 2025 | 2026 | 2027 | 2028 | 2029 | 2030 | 2031 | 2032 | 2033 | 2034 | 2035 | 2036 | 2037 | 2038
| Total | 1900 | 1840 | 1489 | 1539 | 1454 | 0 |  |  | 0 | 0 | 0 | 0 | 0 | 0 | 0 | 0 | 0 | 0 | 0 | 0 | 0 | 0 | 0 | 0 | 0 | 0 | 0 | 0 | 0 | 0 | 0 | 0 | 0 |  |  | Total | 0 | 0 | 39.4 | 56.7 | 0 | -1887 | 0 | 0 | 0 | 0 | 0 | 0 | 0 | 0 | 0 | 0 | 0 | 0 | 0 | 0 | 0 | 0 | 0 | 0 | 0 | 0 | 0 | 0 | 0 | 0 | 0 | 0
| Firm Rating | 0 | 0 | 0 | 0 | 0 | 0 | 0 |  | 0 | 0 | 0 | 0 | 0 | 0 | 0 | 0 | 0 | 0 | 0 | 0 | 0 | 0 | 0 | 0 | 0 | 0 | 0 | 0 | 0 | 0 | 0 | 0 | 0
| Total Capacity | 0 | 0 | 0 | 0 | 0 | 0 | 0 |  | 0 | 0 | 0 | 0 | 0 | 0 | 0 | 0 | 0 | 0 | 0 | 0 | 0 | 0 | 0 | 0 | 0 | 0 | 0 | 0 | 0 | 0 | 0 | 0 | 0 |  |  | North Ryde 66_11kV Tx1 | 0 | 50 | 22.5 | 40.5 | 0 | -1008 | 0 | 0 | 0 | 0 | 0 | 0 | 0 | 0 | 0 | 0 | 0 | 0 | 0 | 0 | 0 | 0 | 0 | 0 | 0 | 0 | 0 | 0 | 0 | 0 | 0 | 0
|  | -7 | -6 | -5 | -4 | -3 | -2 | -1 |  | 0 | 1 | 2 | 3 | 4 | 5 | 6 | 7 | 8 | 9 | 10 | 11 | 12 | 13 | 14 | 15 | 16 | 17 | 18 | 19 | 20 | 21 | 22 | 23 | 24 |  |  | North Ryde 66_11kV Tx2 | 0 | 0 | 0 | 0 | 0 | 0 | 0 | 0 | 0 | 0 | 0 | 0 | 0 | 0 | 0 | 0 | 0 | 0 | 0 | 0 | 0 | 0 | 0 | 0 | 0 | 0 | 0 | 0 | 0 | 0 | 0 | 0
| Transformer Loads | [35 empty] | North Ryde 66_11kV Tx3 | 0 | -50 | 16.9 | 16.2 | 0 | -879 | 0 | 0 | 0 | 0 | 0 | 0 | 0 | 0 | 0 | 0 | 0 | 0 | 0 | 0 | 0 | 0 | 0 | 0 | 0 | 0 | 0 | 0 | 0 | 0 | 0 | 0
| Historical Loads | (11kV Amps) | [7 empty] | Weather Corrected Forecast Loads |  |  |  | (11kV Amps) | [23 empty] | 0 | 0 | 0 | 0 | 0 | 0 | 0 | 0 | 0 | 0 | 0 | 0 | 0 | 0 | 0 | 0 | 0 | 0 | 0 | 0 | 0 | 0 | 0 | 0 | 0 | 0 | 0 | 0 | 0 | 0 | 0 | 0
|  | 2007 | 2008 | 2009 | 2010 | 2011 | 2012 | 2013 |  | 2014 | 2015 | 2016 | 2017 | 2018 | 2019 | 2020 | 2021 | 2022 | 2023 | 2024 | 2025 | 2026 | 2027 | 2028 | 2029 | 2030 | 2031 | 2032 | 2033 | 2034 | 2035 | 2036 | 2037 | 2038 |  |  |  | 0 | 0 | 0 | 0 | 0 | 0 | 0 | 0 | 0 | 0 | 0 | 0 | 0 | 0 | 0 | 0 | 0 | 0 | 0 | 0 | 0 | 0 | 0 | 0 | 0 | 0 | 0 | 0 | 0 | 0 | 0 | 0
| 0 | [36 empty] | 0 | 0 | 0 | 0 | 0 | 0 | 0 | 0 | 0 | 0 | 0 | 0 | 0 | 0 | 0 | 0 | 0 | 0 | 0 | 0 | 0 | 0 | 0 | 0 | 0 | 0 | 0 | 0 | 0 | 0 | 0 | 0
| Diversity Factor: 0 | [36 empty] | 0 | 0 | 0 | 0 | 0 | 0 | 0 | 0 | 0 | 0 | 0 | 0 | 0 | 0 | 0 | 0 | 0 | 0 | 0 | 0 | 0 | 0 | 0 | 0 | 0 | 0 | 0 | 0 | 0 | 0 | 0 | 0
[38 empty] | 0 | 0 | 0 | 0 | 0 | 0 | 0 | 0 | 0 | 0 | 0 | 0 | 0 | 0 | 0 | 0 | 0 | 0 | 0 | 0 | 0 | 0 | 0 | 0 | 0 | 0 | 0 | 0 | 0 | 0 | 0 | 0
[38 empty] | 0 | 0 | 0 | 0 | 0 | 0 | 0 | 0 | 0 | 0 | 0 | 0 | 0 | 0 | 0 | 0 | 0 | 0 | 0 | 0 | 0 | 0 | 0 | 0 | 0 | 0 | 0 | 0 | 0 | 0 | 0 | 0
| 0 | [36 empty] | 0 | 0 | 0 | 0 | 0 | 0 | 0 | 0 | 0 | 0 | 0 | 0 | 0 | 0 | 0 | 0 | 0 | 0 | 0 | 0 | 0 | 0 | 0 | 0 | 0 | 0 | 0 | 0 | 0 | 0 | 0 | 0
Diversity Factor: 0
[38 empty] | Historical Spots & Transfers | [6 empty] | Forecast Spots & Transfers
[35 empty] | Project Name | From | To | 2007 | 2008 | 2009 | 2010 | 2011 | 2012 | 2013 | 2014 | 2015 | 2016 | 2017 | 2018 | 2019 | 2020 | 2021 | 2022 | 2023 | 2024 | 2025 | 2026 | 2027 | 2028 | 2029 | 2030 | 2031 | 2032 | 2033 | 2034 | 2035 | 2036 | 2037 | 2038
| 0 | [33 empty] | DNP_ID: 6322. Works required to supply new large customer load (LLC) at Giffnock Ave, Macquarie Park. (CUSTOMER FUNDED) | North Ryde 66_11kV Tx3 | Macquarie Park 132_11kV Tx2 | 0 | 0 | 56 | 0 | 0 | 0 | 0 | 0 | 0 | 0 | 0 | 0 | 0 | 0 | 0 | 0 | 0 | 0 | 0 | 0 | 0 | 0 | 0 | 0 | 0 | 0 | 0 | 0 | 0 | 0 | 0 | 0
| Diversity Factor: 0 | [33 empty] | DNP_ID: 6364. Top Ryde Zone Development - Relieving North Ryde of 43MVA and providing a permanent 17MVA supply to Top Ryde Shopping Centre. | North Ryde 66_11kV Tx1 | Top Ryde 132_11kV Tx2 | 0 | 0 | 0 | 0 | 0 | 272 | 0 | 0 | 0 | 0 | 0 | 0 | 0 | 0 | 0 | 0 | 0 | 0 | 0 | 0 | 0 | 0 | 0 | 0 | 0 | 0 | 0 | 0 | 0 | 0 | 0 | 0
[35 empty] | DNP_ID: 6364. Top Ryde Zone Development - Relieving North Ryde of 43MVA and providing a permanent 17MVA supply to Top Ryde Shopping Centre. | North Ryde 66_11kV Tx1 | Top Ryde 132_11kV Tx3 | 0 | 0 | 0 | 0 | 0 | 736 | 0 | 0 | 0 | 0 | 0 | 0 | 0 | 0 | 0 | 0 | 0 | 0 | 0 | 0 | 0 | 0 | 0 | 0 | 0 | 0 | 0 | 0 | 0 | 0 | 0 | 0
[35 empty] | DNP_ID: 6364. Top Ryde Zone Development - Relieving North Ryde of 43MVA and providing a permanent 17MVA supply to Top Ryde Shopping Centre. | North Ryde 66_11kV Tx3 | Top Ryde 132_11kV Tx2 | 0 | 0 | 0 | 0 | 0 | 448 | 0 | 0 | 0 | 0 | 0 | 0 | 0 | 0 | 0 | 0 | 0 | 0 | 0 | 0 | 0 | 0 | 0 | 0 | 0 | 0 | 0 | 0 | 0 | 0 | 0 | 0
| 0 | [33 empty] | DNP_ID: 6364. Top Ryde Zone Development - Relieving North Ryde of 43MVA and providing a permanent 17MVA supply to Top Ryde Shopping Centre. | North Ryde 66_11kV Tx3 | Top Ryde 132_11kV Tx3 | 0 | 0 | 0 | 0 | 0 | 431 | 0 | 0 | 0 | 0 | 0 | 0 | 0 | 0 | 0 | 0 | 0 | 0 | 0 | 0 | 0 | 0 | 0 | 0 | 0 | 0 | 0 | 0 | 0 | 0 | 0 | 0
| Diversity Factor: 0 | [33 empty] | DNP_ID: 6372. Change of Open Points for relief of Remedial Feeder North Ryde Zone Panel Feeder 14 | North Ryde 66_11kV Tx3 | North Ryde 66_11kV Tx1 | 0 | 50 | 0 | 0 | 0 | 0 | 0 | 0 | 0 | 0 | 0 | 0 | 0 | 0 | 0 | 0 | 0 | 0 | 0 | 0 | 0 | 0 | 0 | 0 | 0 | 0 | 0 | 0 | 0 | 0 | 0 | 0
[35 empty] | HVCON_ID: 2006257. Establishment of S.35393 Rivett Julius No.1 and S.35394 Rivett Julius No.2. 1 Rivett Road North Ryde. |  | North Ryde 66_11kV Tx1 | 0 | 0 | 22.5 | 40.5 | 0 | 0 | 0 | 0 | 0 | 0 | 0 | 0 | 0 | 0 | 0 | 0 | 0 | 0 | 0 | 0 | 0 | 0 | 0 | 0 | 0 | 0 | 0 | 0 | 0 | 0 | 0 | 0
[35 empty] | HVCON_ID: 2007408. Establishment of multiple (4) kiosks - S.35752 Kittys Giffnock No. 2; S.35753 Kittys Giffnock No 3; S.35754 Kittys Giffnock No. 4; S.35755 Kittys Giffnock No. 5, 6 Giffnock Ave, Macquarie Park |  | North Ryde 66_11kV Tx3 | 0 | 0 | 50.4 | 0 | 0 | 0 | 0 | 0 | 0 | 0 | 0 | 0 | 0 | 0 | 0 | 0 | 0 | 0 | 0 | 0 | 0 | 0 | 0 | 0 | 0 | 0 | 0 | 0 | 0 | 0 | 0 | 0
| 0 | [33 empty] | HVCON_ID: 2008087. Establishment of S.35919 Epping Lane Cove No 3, 67 Epping Rd, Macquarie Park |  | North Ryde 66_11kV Tx3 | 0 | 0 | 22.5 | 16.2 | 0 | 0 | 0 | 0 | 0 | 0 | 0 | 0 | 0 | 0 | 0 | 0 | 0 | 0 | 0 | 0 | 0 | 0 | 0 | 0 | 0 | 0 | 0 | 0 | 0 | 0 | 0 | 0
Diversity Factor: 0
0
Diversity Factor: 0
0
Diversity Factor: 0
0
Diversity Factor: 0
0
Diversity Factor: 0
0
Diversity Factor: 0
| Weather Correction and Public Holiday Factors | [8 empty] | Forecast ROG
ROG Justification
| Actual loads for season 2013 have been weather corrected by the following: | [6 empty] | 0% |  | 0
1 | 2 | 3 | 4 | 5 | 6 | 7 | 8 | 9 | 10 | 2014 | 2015 | 2016 | 2017 | 2018 | 2019 | 2020 | 2021 | 2022 | 2023 | 2024 | 2025 | 2026 | 2027 | 2028 | 2029 | 2030 | 2031 | 2032 | 2033 | 2034 | 2035 | 2036 | 2037 | 2038
1 | 1 | 1 | 1 | 1 | 1 | 1 | 1 | 1 | 1 | 0% | 0% | 0% | 0% | 0% | 0% | 0% | 0% | 0% | 0% | 0% | 0% | 0% | 0% | 0% | 0% | 0% | 0% | 0% | 0% | 0% | 0% | 0% | 0% | 0%
Substation Load Detail
[7 empty] | Units | 2013 |  | 2014 | 2015 | 2016 | 2017 | 2018 | 2019 | 2020 | 2021 | 2022 | 2023 | 2024 | 2025 | 2026 | 2027 | 2028 | 2029 | 2030 | 2031 | 2032 | 2033 | 2034 | 2035 | 2036 | 2037 | 2038
1 | North Ryde 66_11kV | Compensated |  | Load (LV side) |  |  | Amps | 0 | 0 | 0 | 0 | 0 | 0 | 0 | 0 | 0 | 0 | 0 | 0 | 0 | 0 | 0 | 0 | 0 | 0 | 0 | 0 | 0 | 0 | 0 | 0 | 0 | 0 | 0
|  |  |  | Apparent Power |  |  | MVA | 0 |  | 0 | 0 | 0 | 0 | 0 | 0 | 0 | 0 | 0 | 0 | 0 | 0 | 0 | 0 | 0 | 0 | 0 | 0 | 0 | 0 | 0 | 0 | 0 | 0 | 0
|  |  |  | Real Power |  |  | MW | 0 | 0 | 0 | 0 | 0 | 0 | 0 | 0 | 0 | 0 | 0 | 0 | 0 | 0 | 0 | 0 | 0 | 0 | 0 | 0 | 0 | 0 | 0 | 0 | 0 | 0 | 0
|  |  |  | Reactive Power |  |  | MVAr | 0 |  | 0 | 0 | 0 | 0 | 0 | 0 | 0 | 0 | 0 | 0 | 0 | 0 | 0 | 0 | 0 | 0 | 0 | 0 | 0 | 0 | 0 | 0 | 0 | 0 | 0
|  |  |  | Capacitors In Service |  |  | MVAr | 0 |  | 0 | 0 | 0 | 0 | 0 | 0 | 0 | 0 | 0 | 0 | 0 | 0 | 0 | 0 | 0 | 0 | 0 | 0 | 0 | 0 | 0 | 0 | 0 | 0 | 0
|  |  |  | PF |  |  |  | 0 |  | 0 | 0 | 0 | 0 | 0 | 0 | 0 | 0 | 0 | 0 | 0 | 0 | 0 | 0 | 0 | 0 | 0 | 0 | 0 | 0 | 0 | 0 | 0 | 0 | 0
0.97698 | Diversity Factor: 0.98 | Uncompensated |  | Reactive Power |  |  | MVAr | 0 | 0 | 0 | 0 | 0 | 0 | 0 | 0 | 0 | 0 | 0 | 0 | 0 | 0 | 0 | 0 | 0 | 0 | 0 | 0 | 0 | 0 | 0 | 0 | 0 | 0 | 0
|  |  |  | PF |  |  |  | 0 |  | 0 | 0 | 0 | 0 | 0 | 0 | 0 | 0 | 0 | 0 | 0 | 0 | 0 | 0 | 0 | 0 | 0 | 0 | 0 | 0 | 0 | 0 | 0 | 0 | 0
[10 empty] | 1 | 2 | 3 | 4 | 5 | 6 | 7 | 8 | 9 | 10 | 11 | 12 | 13 | 14 | 15 | 16 | 17 | 18 | 19 | 20 | 21 | 22 | 23 | 24 | 25
Transformer Load Detail
[7 empty] | Units | 2013 |  | 2014 | 2015 | 2016 | 2017 | 2018 | 2019 | 2020 | 2021 | 2022 | 2023 | 2024 | 2025 | 2026 | 2027 | 2028 | 2029 | 2030 | 2031 | 2032 | 2033 | 2034 | 2035 | 2036 | 2037 | 2038
| 0 | Compensated |  | Load (LV side) |  |  | Amps
|  |  |  | Apparent Power |  |  | MVA
|  |  |  | Real Power |  |  | MW
|  |  |  | Reactive Power |  |  | MVAr
|  |  |  | Capacitors In Service |  |  | MVAr
PF
| Zone Div: | Uncompensated |  | Reactive Power |  |  | MVAr
PF
| 0 | Compensated |  | Load (LV side) |  |  | Amps
|  |  |  | Apparent Power |  |  | MVA
|  |  |  | Real Power |  |  | MW
|  |  |  | Reactive Power |  |  | MVAr
|  |  |  | Capacitors In Service |  |  | MVAr
PF
| Zone Div: | Uncompensated |  | Reactive Power |  |  | MVAr
PF
| 0 | Compensated |  | Load (LV side) |  |  | Amps
|  |  |  | Apparent Power |  |  | MVA
|  |  |  | Real Power |  |  | MW
|  |  |  | Reactive Power |  |  | MVAr
|  |  |  | Capacitors In Service |  |  | MVAr
PF
| Zone Div: | Uncompensated |  | Reactive Power |  |  | MVAr
PF
| 0 | Compensated |  | Load (LV side) |  |  | Amps
|  |  |  | Apparent Power |  |  | MVA
|  |  |  | Real Power |  |  | MW
|  |  |  | Reactive Power |  |  | MVAr
|  |  |  | Capacitors In Service |  |  | MVAr
PF
| Zone Div: | Uncompensated |  | Reactive Power |  |  | MVAr
PF
| 0 | Compensated |  | Load (LV side) |  |  | Amps
|  |  |  | Apparent Power |  |  | MVA
|  |  |  | Real Power |  |  | MW
|  |  |  | Reactive Power |  |  | MVAr
|  |  |  | Capacitors In Service |  |  | MVAr
PF
| Zone Div: | Uncompensated |  | Reactive Power |  |  | MVAr
PF
| 0 | Compensated |  | Load (LV side) |  |  | Amps
|  |  |  | Apparent Power |  |  | MVA
|  |  |  | Real Power |  |  | MW
|  |  |  | Reactive Power |  |  | MVAr
|  |  |  | Capacitors In Service |  |  | MVAr
PF
| Zone Div: | Uncompensated |  | Reactive Power |  |  | MVAr
PF
| 0 | Compensated |  | Load (LV side) |  |  | Amps
|  |  |  | Apparent Power |  |  | MVA
|  |  |  | Real Power |  |  | MW
|  |  |  | Reactive Power |  |  | MVAr
|  |  |  | Capacitors In Service |  |  | MVAr
PF
| Zone Div: | Uncompensated |  | Reactive Power |  |  | MVAr
PF
| 0 | Compensated |  | Load (LV side) |  |  | Amps
|  |  |  | Apparent Power |  |  | MVA
|  |  |  | Real Power |  |  | MW
|  |  |  | Reactive Power |  |  | MVAr
|  |  |  | Capacitors In Service |  |  | MVAr
PF
| Zone Div: | Uncompensated |  | Reactive Power |  |  | MVAr
PF
| 0 | Compensated |  | Load (LV side) |  |  | Amps
|  |  |  | Apparent Power |  |  | MVA
|  |  |  | Real Power |  |  | MW
|  |  |  | Reactive Power |  |  | MVAr
|  |  |  | Capacitors In Service |  |  | MVAr
PF
| Zone Div: | Uncompensated |  | Reactive Power |  |  | MVAr
PF
| 0 | Compensated |  | Load (LV side) |  |  | Amps
|  |  |  | Apparent Power |  |  | MVA
|  |  |  | Real Power |  |  | MW
|  |  |  | Reactive Power |  |  | MVAr
|  |  |  | Capacitors In Service |  |  | MVAr
PF
| Zone Div: | Uncompensated |  | Reactive Power |  |  | MVAr
PF

## Top Ryde 132_11kV
| Top Ryde 132_11kV | [16 empty] | 2014 | WINTER
[6 empty] | Zone commissioned |  | 2011-09-30
| Substation Total Loads | [33 empty] | Spots & Transfers Detail
| Historical Loads | (11kV Amps) | [7 empty] | Weather Corrected Forecast Loads |  |  |  | (11kV Amps) | [20 empty] | Spots & Transfers Summary | (11kV Amps) |  | Historical Spots & Transfers | [6 empty] | Forecast Spots & Transfers
|  | 2007 | 2008 | 2009 | 2010 | 2011 | 2012 | 2013 |  | 2014 | 2015 | 2016 | 2017 | 2018 | 2019 | 2020 | 2021 | 2022 | 2023 | 2024 | 2025 | 2026 | 2027 | 2028 | 2029 | 2030 | 2031 | 2032 | 2033 | 2034 | 2035 | 2036 | 2037 | 2038 |  |  |  | 2007 | 2008 | 2009 | 2010 | 2011 | 2012 | 2013 | 2014 | 2015 | 2016 | 2017 | 2018 | 2019 | 2020 | 2021 | 2022 | 2023 | 2024 | 2025 | 2026 | 2027 | 2028 | 2029 | 2030 | 2031 | 2032 | 2033 | 2034 | 2035 | 2036 | 2037 | 2038
| Total | [5 empty] | 2274 | 2171 |  | 2164.313 | 2231.19 | 2281.422 | 2827.155 | 2845.152 | 2856.661 | 2887.788 | 2923.416 | 2956.75 | 2991.186 | 3020.984 | 3058.329 | 3095.776 | 3138.427 | 3184.045 | 3229.115 | 3273.277 | 3318.312 | 3364.231 | 3411.049 | 3458.777 | 3507.427 | 3557.013 | 3607.548 | 3659.045 |  |  | Total | 0 | 0 | 0 | 0 | 0 | 3358.9 | 21.6 | 21.6143 | 78.6032 | 58.2916 | 552.0079 | 17.9962 | 11.5099 | 31.1263 | 35.6281 | 33.334 | 34.4366 | 29.7979 | 37.3446 | 37.4469 | 42.6512 | 45.6175 | 45.0705 | 44.1618 | 45.0347 | 45.9199 | 46.8175 | 47.7276 | 48.6504 | 49.5861 | 50.5349 | 51.4969
| Firm Rating | 0 | 0 | 0 | 0 | 0 | 0 | 3215 |  | 3215 | 3215 | 3215 | 3215 | 3215 | 3215 | 3215 | 3215 | 3215 | 3215 | 3215 | 3215 | 3215 | 3215 | 3215 | 3215 | 3215 | 3215 | 3215 | 3215 | 3215 | 3215 | 3215 | 3215 | 3215
| Total Capacity | 0 | 0 | 0 | 0 | 0 | 0 | 5946 |  | 5946 | 5946 | 5946 | 5946 | 5946 | 5946 | 5946 | 5946 | 5946 | 5946 | 5946 | 5946 | 5946 | 5946 | 5946 | 5946 | 5946 | 5946 | 5946 | 5946 | 5946 | 5946 | 5946 | 5946 | 5946 |  |  | Top Ryde 132_11kV Tx1 | 0 | 0 | 0 | 0 | 0 | 0 | 0 | 0 | 0 | 0 | 448 | 0 | 0 | 0 | 0 | 0 | 0 | 0 | 0 | 0 | 0 | 0 | 0 | 0 | 0 | 0 | 0 | 0 | 0 | 0 | 0 | 0
|  | -7 | -6 | -5 | -4 | -3 | -2 | -1 |  | 0 | 1 | 2 | 3 | 4 | 5 | 6 | 7 | 8 | 9 | 10 | 11 | 12 | 13 | 14 | 15 | 16 | 17 | 18 | 19 | 20 | 21 | 22 | 23 | 24 |  |  | Top Ryde 132_11kV Tx2 | 0 | 0 | 0 | 0 | 0 | 1487.3 | 0 | 26.6121 | 25.6328 | 15.3272 | 97.2328 | 8.623 | 5.5151 | 14.9144 | 17.0715 | 15.9722 | 16.5006 | 14.2779 | 17.8939 | 17.943 | 20.4367 | 21.858 | 21.5959 | 21.1604 | 21.5787 | 22.0029 | 22.433 | 22.869 | 23.3112 | 23.7596 | 24.2142 | 24.6751
| Transformer Loads | [35 empty] | Top Ryde 132_11kV Tx3 | 0 | 0 | 0 | 0 | 0 | 1871.6 | 21.6 | -4.9978 | 52.9704 | 42.9644 | 6.7751 | 9.3732 | 5.9948 | 16.2119 | 18.5566 | 17.3617 | 17.9361 | 15.52 | 19.4506 | 19.5039 | 22.2146 | 23.7595 | 23.4746 | 23.0013 | 23.456 | 23.917 | 24.3845 | 24.8586 | 25.3392 | 25.8266 | 26.3207 | 26.8218
| Historical Loads | (11kV Amps) | [7 empty] | Weather Corrected Forecast Loads |  |  |  | (11kV Amps) | [23 empty] | 0 | 0 | 0 | 0 | 0 | 0 | 0 | 0 | 0 | 0 | 0 | 0 | 0 | 0 | 0 | 0 | 0 | 0 | 0 | 0 | 0 | 0 | 0 | 0 | 0 | 0 | 0 | 0 | 0 | 0 | 0 | 0
|  | 2007 | 2008 | 2009 | 2010 | 2011 | 2012 | 2013 |  | 2014 | 2015 | 2016 | 2017 | 2018 | 2019 | 2020 | 2021 | 2022 | 2023 | 2024 | 2025 | 2026 | 2027 | 2028 | 2029 | 2030 | 2031 | 2032 | 2033 | 2034 | 2035 | 2036 | 2037 | 2038 |  |  |  | 0 | 0 | 0 | 0 | 0 | 0 | 0 | 0 | 0 | 0 | 0 | 0 | 0 | 0 | 0 | 0 | 0 | 0 | 0 | 0 | 0 | 0 | 0 | 0 | 0 | 0 | 0 | 0 | 0 | 0 | 0 | 0
| 0 | [36 empty] | 0 | 0 | 0 | 0 | 0 | 0 | 0 | 0 | 0 | 0 | 0 | 0 | 0 | 0 | 0 | 0 | 0 | 0 | 0 | 0 | 0 | 0 | 0 | 0 | 0 | 0 | 0 | 0 | 0 | 0 | 0 | 0
| Diversity Factor: 0 | [36 empty] | 0 | 0 | 0 | 0 | 0 | 0 | 0 | 0 | 0 | 0 | 0 | 0 | 0 | 0 | 0 | 0 | 0 | 0 | 0 | 0 | 0 | 0 | 0 | 0 | 0 | 0 | 0 | 0 | 0 | 0 | 0 | 0
[38 empty] | 0 | 0 | 0 | 0 | 0 | 0 | 0 | 0 | 0 | 0 | 0 | 0 | 0 | 0 | 0 | 0 | 0 | 0 | 0 | 0 | 0 | 0 | 0 | 0 | 0 | 0 | 0 | 0 | 0 | 0 | 0 | 0
[38 empty] | 0 | 0 | 0 | 0 | 0 | 0 | 0 | 0 | 0 | 0 | 0 | 0 | 0 | 0 | 0 | 0 | 0 | 0 | 0 | 0 | 0 | 0 | 0 | 0 | 0 | 0 | 0 | 0 | 0 | 0 | 0 | 0
| 0 | [36 empty] | 0 | 0 | 0 | 0 | 0 | 0 | 0 | 0 | 0 | 0 | 0 | 0 | 0 | 0 | 0 | 0 | 0 | 0 | 0 | 0 | 0 | 0 | 0 | 0 | 0 | 0 | 0 | 0 | 0 | 0 | 0 | 0
Diversity Factor: 0
[38 empty] | Historical Spots & Transfers | [6 empty] | Forecast Spots & Transfers
[35 empty] | Project Name | From | To | 2007 | 2008 | 2009 | 2010 | 2011 | 2012 | 2013 | 2014 | 2015 | 2016 | 2017 | 2018 | 2019 | 2020 | 2021 | 2022 | 2023 | 2024 | 2025 | 2026 | 2027 | 2028 | 2029 | 2030 | 2031 | 2032 | 2033 | 2034 | 2035 | 2036 | 2037 | 2038
| 0 | [33 empty] | Broad based demand management |  | Top Ryde 132_11kV Tx2 | 0 | 0 | 0 | 0 | 0 | 0 | 0 | 0 | -0.027535 | -0.48112 | -0.55871 | -0.618 | -0.73669 | 0 | 0 | 0 | 0 | 0 | 0 | 0 | 0 | 0 | 0 | 0 | 0 | 0 | 0 | 0 | 0 | 0 | 0 | 0
| Diversity Factor: 0 | [33 empty] | Broad based demand management |  | Top Ryde 132_11kV Tx3 | 0 | 0 | 0 | 0 | 0 | 0 | 0 | 0 | -0.02993 | -0.52297 | -0.60732 | -0.67176 | -0.80078 | 0 | 0 | 0 | 0 | 0 | 0 | 0 | 0 | 0 | 0 | 0 | 0 | 0 | 0 | 0 | 0 | 0 | 0 | 0
[35 empty] | DNP_ID: 6364. Top Ryde Zone Development - Relieving North Ryde of 43MVA and providing a permanent 17MVA supply to Top Ryde Shopping Centre. | Macquarie Park 132_11kV Tx3 | Top Ryde 132_11kV Tx2 | 0 | 0 | 0 | 0 | 0 | 242 | 0 | 0 | 0 | 0 | 0 | 0 | 0 | 0 | 0 | 0 | 0 | 0 | 0 | 0 | 0 | 0 | 0 | 0 | 0 | 0 | 0 | 0 | 0 | 0 | 0 | 0
[35 empty] | DNP_ID: 6364. Top Ryde Zone Development - Relieving North Ryde of 43MVA and providing a permanent 17MVA supply to Top Ryde Shopping Centre. | Macquarie Park 132_11kV Tx3 | Top Ryde 132_11kV Tx3 | 0 | 0 | 0 | 0 | 0 | 121 | 0 | 0 | 0 | 0 | 0 | 0 | 0 | 0 | 0 | 0 | 0 | 0 | 0 | 0 | 0 | 0 | 0 | 0 | 0 | 0 | 0 | 0 | 0 | 0 | 0 | 0
| 0 | [33 empty] | DNP_ID: 6364. Top Ryde Zone Development - Relieving North Ryde of 43MVA and providing a permanent 17MVA supply to Top Ryde Shopping Centre. | Meadowbank 132_11kV Tx1 | Top Ryde 132_11kV Tx2 | 0 | 0 | 0 | 0 | 0 | 79 | 0 | 0 | 0 | 0 | 0 | 0 | 0 | 0 | 0 | 0 | 0 | 0 | 0 | 0 | 0 | 0 | 0 | 0 | 0 | 0 | 0 | 0 | 0 | 0 | 0 | 0
| Diversity Factor: 0 | [33 empty] | DNP_ID: 6364. Top Ryde Zone Development - Relieving North Ryde of 43MVA and providing a permanent 17MVA supply to Top Ryde Shopping Centre. | Meadowbank 132_11kV Tx2 | Top Ryde 132_11kV Tx3 | 0 | 0 | 0 | 0 | 0 | 110 | 0 | 0 | 0 | 0 | 0 | 0 | 0 | 0 | 0 | 0 | 0 | 0 | 0 | 0 | 0 | 0 | 0 | 0 | 0 | 0 | 0 | 0 | 0 | 0 | 0 | 0
[35 empty] | DNP_ID: 6364. Top Ryde Zone Development - Relieving North Ryde of 43MVA and providing a permanent 17MVA supply to Top Ryde Shopping Centre. | North Ryde 66_11kV Tx1 | Top Ryde 132_11kV Tx2 | 0 | 0 | 0 | 0 | 0 | 272 | 0 | 0 | 0 | 0 | 0 | 0 | 0 | 0 | 0 | 0 | 0 | 0 | 0 | 0 | 0 | 0 | 0 | 0 | 0 | 0 | 0 | 0 | 0 | 0 | 0 | 0
[35 empty] | DNP_ID: 6364. Top Ryde Zone Development - Relieving North Ryde of 43MVA and providing a permanent 17MVA supply to Top Ryde Shopping Centre. | North Ryde 66_11kV Tx1 | Top Ryde 132_11kV Tx3 | 0 | 0 | 0 | 0 | 0 | 736 | 0 | 0 | 0 | 0 | 0 | 0 | 0 | 0 | 0 | 0 | 0 | 0 | 0 | 0 | 0 | 0 | 0 | 0 | 0 | 0 | 0 | 0 | 0 | 0 | 0 | 0
| 0 | [33 empty] | DNP_ID: 6364. Top Ryde Zone Development - Relieving North Ryde of 43MVA and providing a permanent 17MVA supply to Top Ryde Shopping Centre. | North Ryde 66_11kV Tx3 | Top Ryde 132_11kV Tx2 | 0 | 0 | 0 | 0 | 0 | 448 | 0 | 0 | 0 | 0 | 0 | 0 | 0 | 0 | 0 | 0 | 0 | 0 | 0 | 0 | 0 | 0 | 0 | 0 | 0 | 0 | 0 | 0 | 0 | 0 | 0 | 0
| Diversity Factor: 0 | [33 empty] | DNP_ID: 6364. Top Ryde Zone Development - Relieving North Ryde of 43MVA and providing a permanent 17MVA supply to Top Ryde Shopping Centre. | North Ryde 66_11kV Tx3 | Top Ryde 132_11kV Tx3 | 0 | 0 | 0 | 0 | 0 | 431 | 0 | 0 | 0 | 0 | 0 | 0 | 0 | 0 | 0 | 0 | 0 | 0 | 0 | 0 | 0 | 0 | 0 | 0 | 0 | 0 | 0 | 0 | 0 | 0 | 0 | 0
[35 empty] | DNP_ID: 6766. Hunters Hill to Top Ryde 11kV Load Transfer | Hunters Hill 66_11kV Tx1 | Top Ryde 132_11kV Tx2 | 0 | 0 | 0 | 0 | 0 | 212 | 0 | 0 | 0 | 0 | 0 | 0 | 0 | 0 | 0 | 0 | 0 | 0 | 0 | 0 | 0 | 0 | 0 | 0 | 0 | 0 | 0 | 0 | 0 | 0 | 0 | 0
[35 empty] | DNP_ID: 6766. Hunters Hill to Top Ryde 11kV Load Transfer | Hunters Hill 66_11kV Tx1 | Top Ryde 132_11kV Tx3 | 0 | 0 | 0 | 0 | 0 | 70 | 0 | 0 | 0 | 0 | 0 | 0 | 0 | 0 | 0 | 0 | 0 | 0 | 0 | 0 | 0 | 0 | 0 | 0 | 0 | 0 | 0 | 0 | 0 | 0 | 0 | 0
| 0 | [33 empty] | DNP_ID: 6766. Hunters Hill to Top Ryde 11kV Load Transfer | Hunters Hill 66_11kV Tx3 | Top Ryde 132_11kV Tx3 | 0 | 0 | 0 | 0 | 0 | 252 | 0 | 0 | 0 | 0 | 0 | 0 | 0 | 0 | 0 | 0 | 0 | 0 | 0 | 0 | 0 | 0 | 0 | 0 | 0 | 0 | 0 | 0 | 0 | 0 | 0 | 0
| Diversity Factor: 0 | [33 empty] | DNP_ID: 6766. Hunters Hill to Top Ryde 11kV Load Transfer | Meadowbank 132_11kV Tx1 | Top Ryde 132_11kV Tx3 | 0 | 0 | 0 | 0 | 0 | 30 | 0 | 0 | 0 | 0 | 0 | 0 | 0 | 0 | 0 | 0 | 0 | 0 | 0 | 0 | 0 | 0 | 0 | 0 | 0 | 0 | 0 | 0 | 0 | 0 | 0 | 0
[35 empty] | DNP_ID: 6766. Hunters Hill to Top Ryde 11kV Load Transfer | Top Ryde 132_11kV Tx3 | Top Ryde 132_11kV Tx2 | 0 | 0 | 0 | 0 | 0 | 49 | 0 | 0 | 0 | 0 | 0 | 0 | 0 | 0 | 0 | 0 | 0 | 0 | 0 | 0 | 0 | 0 | 0 | 0 | 0 | 0 | 0 | 0 | 0 | 0 | 0 | 0
[35 empty] | DNP_ID: 7086. Re-conductor OH at PA 28 Lindfield Zone | Top Ryde 132_11kV Tx3 | Top Ryde 132_11kV Tx2 | 0 | 0 | 0 | 0 | 0 | 0 | 0 | 17 | 0 | 0 | 0 | 0 | 0 | 0 | 0 | 0 | 0 | 0 | 0 | 0 | 0 | 0 | 0 | 0 | 0 | 0 | 0 | 0 | 0 | 0 | 0 | 0
| 0 | [33 empty] | HVCON_ID: 2006348. Top Ryde Shopping Centre, 115-121 Blaxland Rd, Top Ryde - 6 new substations. Temp supply to Top Ryde S.35427 Blaxland Devlin, S.35431 Pope Tucker from new group. (To be followed up with S.35428, S.35429, S.35430, & S.3543 |  | Top Ryde 132_11kV Tx2 | 0 | 0 | 0 | 0 | 0 | 33.3 | 0 | 13.75 | 27.5 | 13.75 | 0 | 0 | 0 | 0 | 0 | 0 | 0 | 0 | 0 | 0 | 0 | 0 | 0 | 0 | 0 | 0 | 0 | 0 | 0 | 0 | 0 | 0
| Diversity Factor: 0 | [33 empty] | HVCON_ID: 2006348. Top Ryde Shopping Centre, 115-121 Blaxland Rd, Top Ryde - 6 new substations. Temp supply to Top Ryde S.35427 Blaxland Devlin, S.35431 Pope Tucker from new group. (To be followed up with S.35428, S.35429, S.35430, & S.3543 |  | Top Ryde 132_11kV Tx3 | 0 | 0 | 0 | 0 | 0 | 66.6 | 21.6 | 16.5 | 55 | 41.25 | 0 | 0 | 0 | 0 | 0 | 0 | 0 | 0 | 0 | 0 | 0 | 0 | 0 | 0 | 0 | 0 | 0 | 0 | 0 | 0 | 0 | 0
[35 empty] | HVCON_ID: 2006348. Top Ryde Shopping Centre, 115-121 Blaxland Rd, Top Ryde - 6 new substations. Temp supply to Top Ryde S.35427 Blaxland Devlin, S.35431 Pope Tucker from new group. (To be followed up with S.35428, S.35429, S.35430, & S.3543 | Macquarie Park 132_11kV Tx3 | Top Ryde 132_11kV Tx2 | 0 | 0 | 0 | 0 | 0 | 96 | 0 | 0 | 0 | 0 | 0 | 0 | 0 | 0 | 0 | 0 | 0 | 0 | 0 | 0 | 0 | 0 | 0 | 0 | 0 | 0 | 0 | 0 | 0 | 0 | 0 | 0
[35 empty] | HVCON_ID: 2006348. Top Ryde Shopping Centre, 115-121 Blaxland Rd, Top Ryde - 6 new substations. Temp supply to Top Ryde S.35427 Blaxland Devlin, S.35431 Pope Tucker from new group. (To be followed up with S.35428, S.35429, S.35430, & S.3543 | Macquarie Park 132_11kV Tx3 | Top Ryde 132_11kV Tx3 | 0 | 0 | 0 | 0 | 0 | 48 | 0 | 0 | 0 | 0 | 0 | 0 | 0 | 0 | 0 | 0 | 0 | 0 | 0 | 0 | 0 | 0 | 0 | 0 | 0 | 0 | 0 | 0 | 0 | 0 | 0 | 0
| 0 | [33 empty] | HVCON_ID: 2006348. Top Ryde Shopping Centre, 115-121 Blaxland Rd, Top Ryde - 6 new substations. Temp supply to Top Ryde S.35427 Blaxland Devlin, S.35431 Pope Tucker from new group. (To be followed up with S.35428, S.35429, S.35430, & S.3543 | Meadowbank 132_11kV Tx1 | Top Ryde 132_11kV Tx2 | 0 | 0 | 0 | 0 | 0 | 56 | 0 | 0 | 0 | 0 | 0 | 0 | 0 | 0 | 0 | 0 | 0 | 0 | 0 | 0 | 0 | 0 | 0 | 0 | 0 | 0 | 0 | 0 | 0 | 0 | 0 | 0
| Diversity Factor: 0 | [33 empty] | HVCON_ID: 2006348. Top Ryde Shopping Centre, 115-121 Blaxland Rd, Top Ryde - 6 new substations. Temp supply to Top Ryde S.35427 Blaxland Devlin, S.35431 Pope Tucker from new group. (To be followed up with S.35428, S.35429, S.35430, & S.3543 | Meadowbank 132_11kV Tx2 | Top Ryde 132_11kV Tx3 | 0 | 0 | 0 | 0 | 0 | 56 | 0 | 0 | 0 | 0 | 0 | 0 | 0 | 0 | 0 | 0 | 0 | 0 | 0 | 0 | 0 | 0 | 0 | 0 | 0 | 0 | 0 | 0 | 0 | 0 | 0 | 0
[35 empty] | HVCON_ID: 2012457. North Ryde Station Precinct - Group Development LLC Projct, North Ryde - Wicks Rd, Epping Rd, Delhi Rd |  | Top Ryde 132_11kV Tx1 | 0 | 0 | 0 | 0 | 0 | 0 | 0 | 0 | 0 | 0 | 0 | 0 | 0 | 0 | 0 | 0 | 0 | 0 | 0 | 0 | 0 | 0 | 0 | 0 | 0 | 0 | 0 | 0 | 0 | 0 | 0 | 0
[35 empty] | HVCON_ID: 2013331. 15MVA Load Transfer from Macquarie Park Zone to Top Ryde Zone due to LLC NextDC, 4 Eden Park Dr Macquarie Park | Macquarie Park 132_11kV Tx1 | Top Ryde 132_11kV Tx1 | 0 | 0 | 0 | 0 | 0 | 0 | 0 | 0 | 0 | 0 | 121 | 0 | 0 | 0 | 0 | 0 | 0 | 0 | 0 | 0 | 0 | 0 | 0 | 0 | 0 | 0 | 0 | 0 | 0 | 0 | 0 | 0
| 0 | [33 empty] | HVCON_ID: 2013331. 15MVA Load Transfer from Macquarie Park Zone to Top Ryde Zone due to LLC NextDC, 4 Eden Park Dr Macquarie Park | Macquarie Park 132_11kV Tx2 | Top Ryde 132_11kV Tx1 | 0 | 0 | 0 | 0 | 0 | 0 | 0 | 0 | 0 | 0 | 188 | 0 | 0 | 0 | 0 | 0 | 0 | 0 | 0 | 0 | 0 | 0 | 0 | 0 | 0 | 0 | 0 | 0 | 0 | 0 | 0 | 0
| Diversity Factor: 0 | [33 empty] | HVCON_ID: 2013331. 15MVA Load Transfer from Macquarie Park Zone to Top Ryde Zone due to LLC NextDC, 4 Eden Park Dr Macquarie Park | Macquarie Park 132_11kV Tx2 | Top Ryde 132_11kV Tx2 | 0 | 0 | 0 | 0 | 0 | 0 | 0 | 0 | 0 | 0 | 91 | 0 | 0 | 0 | 0 | 0 | 0 | 0 | 0 | 0 | 0 | 0 | 0 | 0 | 0 | 0 | 0 | 0 | 0 | 0 | 0 | 0
[35 empty] | HVCON_ID: 2013331. 15MVA Load Transfer from Macquarie Park Zone to Top Ryde Zone due to LLC NextDC, 4 Eden Park Dr Macquarie Park | Macquarie Park 132_11kV Tx3 | Top Ryde 132_11kV Tx1 | 0 | 0 | 0 | 0 | 0 | 0 | 0 | 0 | 0 | 0 | 139 | 0 | 0 | 0 | 0 | 0 | 0 | 0 | 0 | 0 | 0 | 0 | 0 | 0 | 0 | 0 | 0 | 0 | 0 | 0 | 0 | 0
[35 empty] | Econometric |  | Top Ryde 132_11kV Tx2 | 0 | 0 | 0 | 0 | 0 | 0 | 0 | 0 | 0 | 9.9337 | 18.8852 | 27.862 | 25.4978 | 25.9059 | 24.0545 | 24.4234 | 24.7976 | 25.177 | 25.5618 | 25.9519 | 26.3476 | 26.7487 | 27.1556 | 27.5681 | 27.9864 | 28.4105 | 28.8406 | 29.2767 | 29.7188 | 30.1672 | 30.6218 | 31.0827
| 0 | [33 empty] | Econometric |  | Top Ryde 132_11kV Tx3 | 0 | 0 | 0 | 0 | 0 | 0 | 0 | 0 | 0 | 10.7979 | 20.5281 | 30.2859 | 27.716 | 28.1596 | 26.1471 | 26.5482 | 26.9549 | 27.3673 | 27.7855 | 28.2096 | 28.6397 | 29.0758 | 29.518 | 29.9664 | 30.4211 | 30.8821 | 31.3496 | 31.8236 | 32.3043 | 32.7916 | 33.2858 | 33.7868
| Diversity Factor: 0 | [33 empty] | Energy Efficiency |  | Top Ryde 132_11kV Tx2 | 0 | 0 | 0 | 0 | 0 | 0 | 0 | -4.1379 | -1.8397 | -7.8754 | -12.0936 | -18.621 | -19.2461 | -10.9915 | -6.983 | -8.4512 | -8.297 | -10.8991 | -7.6678 | -8.009 | -5.9109 | -4.8908 | -5.5597 | -6.4076 | -6.4076 | -6.4076 | -6.4076 | -6.4076 | -6.4076 | -6.4076 | -6.4076 | -6.4076
[35 empty] | Energy Efficiency |  | Top Ryde 132_11kV Tx3 | 0 | 0 | 0 | 0 | 0 | 0 | 0 | -4.4978 | -1.9997 | -8.5605 | -13.1457 | -20.2409 | -20.9204 | -11.9477 | -7.5905 | -9.1865 | -9.0188 | -11.8473 | -8.3349 | -8.7057 | -6.4251 | -5.3163 | -6.0434 | -6.9651 | -6.9651 | -6.9651 | -6.9651 | -6.9651 | -6.9651 | -6.9651 | -6.9651 | -6.9651
[35 empty] | Solar PV |  | Top Ryde 132_11kV Tx2 | 0 | 0 | 0 | 0 | 0 | 0 | 0 | 0 | 0 | 0 | 0 | 0 | 0 | 0 | 0 | 0 | 0 | 0 | 0 | 0 | 0 | 0 | 0 | 0 | 0 | 0 | 0 | 0 | 0 | 0 | 0 | 0
[35 empty] | Solar PV |  | Top Ryde 132_11kV Tx3 | 0 | 0 | 0 | 0 | 0 | 0 | 0 | 0 | 0 | 0 | 0 | 0 | 0 | 0 | 0 | 0 | 0 | 0 | 0 | 0 | 0 | 0 | 0 | 0 | 0 | 0 | 0 | 0 | 0 | 0 | 0 | 0
| Weather Correction and Public Holiday Factors | [8 empty] | Forecast ROG
ROG Justification
| Actual loads for season 2013 have been weather corrected by the following: | [6 empty] | -0.7659% |  | Weighted ROG calc | [59 empty] | Weighted ROG calc
1 | 2 | 3 | 4 | 5 | 6 | 7 | 8 | 9 | 10 | 2014 | 2015 | 2016 | 2017 | 2018 | 2019 | 2020 | 2021 | 2022 | 2023 | 2024 | 2025 | 2026 | 2027 | 2028 | 2029 | 2030 | 2031 | 2032 | 2033 | 2034 | 2035 | 2036 | 2037 | 2038
0.99459 | 0.98921 | 0.98564 | 0.98386 | 0.98386 | 0.98386 | 0.98386 | 0.98386 | 0.98386 | 0.98386 | -0.541% | -0.541% | -0.361% | -0.18% | 0% | 0% | 0% | 0% | 0% | 0% | 0% | 0% | 0% | 0% | 0% | 0% | 0% | 0% | 0% | 0% | 0% | 0% | 0% | 0% | 0%
Substation Load Detail
[7 empty] | Units | 2013 |  | 2014 | 2015 | 2016 | 2017 | 2018 | 2019 | 2020 | 2021 | 2022 | 2023 | 2024 | 2025 | 2026 | 2027 | 2028 | 2029 | 2030 | 2031 | 2032 | 2033 | 2034 | 2035 | 2036 | 2037 | 2038
1 | Top Ryde 132_11kV | Compensated |  | Load (LV side) |  |  | Amps | 2171 | 2154.3727 | 2164.313 | 2231.19 | 2281.422 | 2827.155 | 2845.152 | 2856.661 | 2887.788 | 2923.416 | 2956.75 | 2991.186 | 3020.984 | 3058.329 | 3095.776 | 3138.427 | 3184.045 | 3229.115 | 3273.277 | 3318.312 | 3364.231 | 3411.049 | 3458.777 | 3507.427 | 3557.013 | 3607.548 | 3659.045
|  |  |  | Apparent Power |  |  | MVA | 41.3631 |  | 41.2357 | 42.5099 | 43.4669 | 53.8646 | 54.2074 | 54.4267 | 55.0198 | 55.6986 | 56.3336 | 56.9898 | 57.5575 | 58.269 | 58.9825 | 59.7951 | 60.6642 | 61.5229 | 62.3643 | 63.2223 | 64.0972 | 64.9892 | 65.8986 | 66.8255 | 67.7702 | 68.733 | 69.7142
|  |  |  | Real Power |  |  | MW | 40.8918 | 40.5787 | 40.7659 | 42.0256 | 42.9717 | 53.088 | 53.4259 | 53.642 | 54.2265 | 54.8955 | 55.5215 | 56.1681 | 56.7276 | 57.4289 | 58.1321 | 58.933 | 59.7896 | 60.6359 | 61.4652 | 62.3108 | 63.1731 | 64.0522 | 64.9485 | 65.862 | 66.7931 | 67.7421 | 68.7091
|  |  |  | Reactive Power |  |  | MVAr | 6.2261 |  | 6.2069 | 6.3987 | 6.5427 | 9.1136 | 9.1716 | 9.2088 | 9.3091 | 9.4239 | 9.5314 | 9.6424 | 9.7385 | 9.8589 | 9.9796 | 10.1171 | 10.2641 | 10.4094 | 10.5518 | 10.6969 | 10.845 | 10.9959 | 11.1497 | 11.3066 | 11.4664 | 11.6293 | 11.7953
|  |  |  | Capacitors In Service |  |  | MVAr | 0 |  | 0 | 0 | 0 | 0 | 0 | 0 | 0 | 0 | 0 | 0 | 0 | 0 | 0 | 0 | 0 | 0 | 0 | 0 | 0 | 0 | 0 | 0 | 0 | 0 | 0
|  |  |  | PF |  |  |  | 0.98861 |  | 0.98861 | 0.98861 | 0.98861 | 0.98558 | 0.98558 | 0.98558 | 0.98558 | 0.98558 | 0.98558 | 0.98558 | 0.98558 | 0.98558 | 0.98558 | 0.98558 | 0.98558 | 0.98558 | 0.98558 | 0.98558 | 0.98558 | 0.98558 | 0.98558 | 0.98558 | 0.98558 | 0.98558 | 0.98558
0.94577 | Diversity Factor: 0.95 | Uncompensated |  | Reactive Power |  |  | MVAr | 6.2261 | 6.1784 | 6.2069 | 6.3987 | 6.5427 | 9.1136 | 9.1716 | 9.2088 | 9.3091 | 9.4239 | 9.5314 | 9.6424 | 9.7385 | 9.8589 | 9.9796 | 10.1171 | 10.2641 | 10.4094 | 10.5518 | 10.6969 | 10.845 | 10.9959 | 11.1497 | 11.3066 | 11.4664 | 11.6293 | 11.7953
|  |  |  | PF |  |  |  | 0.98861 |  | 0.98861 | 0.98861 | 0.98861 | 0.98558 | 0.98558 | 0.98558 | 0.98558 | 0.98558 | 0.98558 | 0.98558 | 0.98558 | 0.98558 | 0.98558 | 0.98558 | 0.98558 | 0.98558 | 0.98558 | 0.98558 | 0.98558 | 0.98558 | 0.98558 | 0.98558 | 0.98558 | 0.98558 | 0.98558
[10 empty] | 1 | 2 | 3 | 4 | 5 | 6 | 7 | 8 | 9 | 10 | 11 | 12 | 13 | 14 | 15 | 16 | 17 | 18 | 19 | 20 | 21 | 22 | 23 | 24 | 25
Transformer Load Detail
[7 empty] | Units | 2013 |  | 2014 | 2015 | 2016 | 2017 | 2018 | 2019 | 2020 | 2021 | 2022 | 2023 | 2024 | 2025 | 2026 | 2027 | 2028 | 2029 | 2030 | 2031 | 2032 | 2033 | 2034 | 2035 | 2036 | 2037 | 2038
| 0 | Compensated |  | Load (LV side) |  |  | Amps
|  |  |  | Apparent Power |  |  | MVA
|  |  |  | Real Power |  |  | MW
|  |  |  | Reactive Power |  |  | MVAr
|  |  |  | Capacitors In Service |  |  | MVAr
PF
| Zone Div: | Uncompensated |  | Reactive Power |  |  | MVAr
PF
| 0 | Compensated |  | Load (LV side) |  |  | Amps
|  |  |  | Apparent Power |  |  | MVA
|  |  |  | Real Power |  |  | MW
|  |  |  | Reactive Power |  |  | MVAr
|  |  |  | Capacitors In Service |  |  | MVAr
PF
| Zone Div: | Uncompensated |  | Reactive Power |  |  | MVAr
PF
| 0 | Compensated |  | Load (LV side) |  |  | Amps
|  |  |  | Apparent Power |  |  | MVA
|  |  |  | Real Power |  |  | MW
|  |  |  | Reactive Power |  |  | MVAr
|  |  |  | Capacitors In Service |  |  | MVAr
PF
| Zone Div: | Uncompensated |  | Reactive Power |  |  | MVAr
PF
| 0 | Compensated |  | Load (LV side) |  |  | Amps
|  |  |  | Apparent Power |  |  | MVA
|  |  |  | Real Power |  |  | MW
|  |  |  | Reactive Power |  |  | MVAr
|  |  |  | Capacitors In Service |  |  | MVAr
PF
| Zone Div: | Uncompensated |  | Reactive Power |  |  | MVAr
PF
| 0 | Compensated |  | Load (LV side) |  |  | Amps
|  |  |  | Apparent Power |  |  | MVA
|  |  |  | Real Power |  |  | MW
|  |  |  | Reactive Power |  |  | MVAr
|  |  |  | Capacitors In Service |  |  | MVAr
PF
| Zone Div: | Uncompensated |  | Reactive Power |  |  | MVAr
PF
| 0 | Compensated |  | Load (LV side) |  |  | Amps
|  |  |  | Apparent Power |  |  | MVA
|  |  |  | Real Power |  |  | MW
|  |  |  | Reactive Power |  |  | MVAr
|  |  |  | Capacitors In Service |  |  | MVAr
PF
| Zone Div: | Uncompensated |  | Reactive Power |  |  | MVAr
PF
| 0 | Compensated |  | Load (LV side) |  |  | Amps
|  |  |  | Apparent Power |  |  | MVA
|  |  |  | Real Power |  |  | MW
|  |  |  | Reactive Power |  |  | MVAr
|  |  |  | Capacitors In Service |  |  | MVAr
PF
| Zone Div: | Uncompensated |  | Reactive Power |  |  | MVAr
PF
| 0 | Compensated |  | Load (LV side) |  |  | Amps
|  |  |  | Apparent Power |  |  | MVA
|  |  |  | Real Power |  |  | MW
|  |  |  | Reactive Power |  |  | MVAr
|  |  |  | Capacitors In Service |  |  | MVAr
PF
| Zone Div: | Uncompensated |  | Reactive Power |  |  | MVAr
PF
| 0 | Compensated |  | Load (LV side) |  |  | Amps
|  |  |  | Apparent Power |  |  | MVA
|  |  |  | Real Power |  |  | MW
|  |  |  | Reactive Power |  |  | MVAr
|  |  |  | Capacitors In Service |  |  | MVAr
PF
| Zone Div: | Uncompensated |  | Reactive Power |  |  | MVAr
PF
| 0 | Compensated |  | Load (LV side) |  |  | Amps
|  |  |  | Apparent Power |  |  | MVA
|  |  |  | Real Power |  |  | MW
|  |  |  | Reactive Power |  |  | MVAr
|  |  |  | Capacitors In Service |  |  | MVAr
PF
| Zone Div: | Uncompensated |  | Reactive Power |  |  | MVAr
PF