## Inclusions and Exclusions
Sydney Forecast Inclusions and Exclusions
Date Printed |  | 08JUL14:11:21:24
| Description | Value
Season |  | Winter | Winter
Either Summer or Winter
Year |  | 2014 | 2014
Year that the forecast starts
POE |  | 50% | 0.5
10%, 50%, 90%
Spots and Transfers |  | Y | Y
Are Spots and Transfers Included?
BBDM Spots |  | Y | Y
Is BBDM included?
Spots Coefficient |  | 55% | 0.55
Scaling factor applied to spot loads in the future
Aligned ROGs |  | Capped | Capped
Have ROGs been aligned to econometric forecast?
Committed Projects |  | Y | Y
Are Committed Projects Included?
Major Customers Scaling Factor |  | 100% | 1
Scaling factor applied to major customer connections in the future
Future Transfers |  | Y | Y
Are future transfers included?
Future Spots |  | 4 | 4
Future spots are cleared from the following forecast year

## Customer48
| Customer48 | [16 empty] | 2014 | WINTER
| Substation Total Loads | [33 empty] | Spots & Transfers Detail
| Historical Loads | (33kV Amps) | [7 empty] | Weather Corrected Forecast Loads |  |  |  | (33kV Amps) | [20 empty] | Spots & Transfers Summary | (33kV Amps) |  | Historical Spots & Transfers | [6 empty] | Forecast Spots & Transfers
|  | 2007 | 2008 | 2009 | 2010 | 2011 | 2012 | 2013 |  | 2014 | 2015 | 2016 | 2017 | 2018 | 2019 | 2020 | 2021 | 2022 | 2023 | 2024 | 2025 | 2026 | 2027 | 2028 | 2029 | 2030 | 2031 | 2032 | 2033 | 2034 | 2035 | 2036 | 2037 | 2038 |  |  |  | 2007 | 2008 | 2009 | 2010 | 2011 | 2012 | 2013 | 2014 | 2015 | 2016 | 2017 | 2018 | 2019 | 2020 | 2021 | 2022 | 2023 | 2024 | 2025 | 2026 | 2027 | 2028 | 2029 | 2030 | 2031 | 2032 | 2033 | 2034 | 2035 | 2036 | 2037 | 2038
| Total |  |  |  |  | 14.81 | 14.81 | 8.93 |  | 9 | 9 | 9 | 9 | 9 | 9 | 9 | 9 | 9 | 9 | 9 | 9 | 9 | 9 | 9 | 9 | 9 | 9 | 9 | 9 | 9 | 9 | 9 | 9 | 9 |  |  | Total
Firm Rating
| Total Capacity | [36 empty] | 0 | 0 | 0 | 0 | 0 | 0 | 0 | 0 | 0 | 0 | 0 | 0 | 0 | 0 | 0 | 0 | 0 | 0 | 0 | 0 | 0 | 0 | 0 | 0 | 0 | 0 | 0 | 0 | 0 | 0 | 0 | 0
|  | -7 | -6 | -5 | -4 | -3 | -2 | -1 |  | 0 | 1 | 2 | 3 | 4 | 5 | 6 | 7 | 8 | 9 | 10 | 11 | 12 | 13 | 14 | 15 | 16 | 17 | 18 | 19 | 20 | 21 | 22 | 23 | 24 |  |  |  | 0 | 0 | 0 | 0 | 0 | 0 | 0 | 0 | 0 | 0 | 0 | 0 | 0 | 0 | 0 | 0 | 0 | 0 | 0 | 0 | 0 | 0 | 0 | 0 | 0 | 0 | 0 | 0 | 0 | 0 | 0 | 0
| Transformer Loads | [36 empty] | 0 | 0 | 0 | 0 | 0 | 0 | 0 | 0 | 0 | 0 | 0 | 0 | 0 | 0 | 0 | 0 | 0 | 0 | 0 | 0 | 0 | 0 | 0 | 0 | 0 | 0 | 0 | 0 | 0 | 0 | 0 | 0
| Historical Loads | (33kV Amps) | [7 empty] | Weather Corrected Forecast Loads |  |  |  | (33kV Amps) | [23 empty] | 0 | 0 | 0 | 0 | 0 | 0 | 0 | 0 | 0 | 0 | 0 | 0 | 0 | 0 | 0 | 0 | 0 | 0 | 0 | 0 | 0 | 0 | 0 | 0 | 0 | 0 | 0 | 0 | 0 | 0 | 0 | 0
|  | 2007 | 2008 | 2009 | 2010 | 2011 | 2012 | 2013 |  | 2014 | 2015 | 2016 | 2017 | 2018 | 2019 | 2020 | 2021 | 2022 | 2023 | 2024 | 2025 | 2026 | 2027 | 2028 | 2029 | 2030 | 2031 | 2032 | 2033 | 2034 | 2035 | 2036 | 2037 | 2038 |  |  |  | 0 | 0 | 0 | 0 | 0 | 0 | 0 | 0 | 0 | 0 | 0 | 0 | 0 | 0 | 0 | 0 | 0 | 0 | 0 | 0 | 0 | 0 | 0 | 0 | 0 | 0 | 0 | 0 | 0 | 0 | 0 | 0
| 0 | [36 empty] | 0 | 0 | 0 | 0 | 0 | 0 | 0 | 0 | 0 | 0 | 0 | 0 | 0 | 0 | 0 | 0 | 0 | 0 | 0 | 0 | 0 | 0 | 0 | 0 | 0 | 0 | 0 | 0 | 0 | 0 | 0 | 0
| Diversity Factor: 0 | [36 empty] | 0 | 0 | 0 | 0 | 0 | 0 | 0 | 0 | 0 | 0 | 0 | 0 | 0 | 0 | 0 | 0 | 0 | 0 | 0 | 0 | 0 | 0 | 0 | 0 | 0 | 0 | 0 | 0 | 0 | 0 | 0 | 0
[38 empty] | 0 | 0 | 0 | 0 | 0 | 0 | 0 | 0 | 0 | 0 | 0 | 0 | 0 | 0 | 0 | 0 | 0 | 0 | 0 | 0 | 0 | 0 | 0 | 0 | 0 | 0 | 0 | 0 | 0 | 0 | 0 | 0
[38 empty] | 0 | 0 | 0 | 0 | 0 | 0 | 0 | 0 | 0 | 0 | 0 | 0 | 0 | 0 | 0 | 0 | 0 | 0 | 0 | 0 | 0 | 0 | 0 | 0 | 0 | 0 | 0 | 0 | 0 | 0 | 0 | 0
| 0 | [36 empty] | 0 | 0 | 0 | 0 | 0 | 0 | 0 | 0 | 0 | 0 | 0 | 0 | 0 | 0 | 0 | 0 | 0 | 0 | 0 | 0 | 0 | 0 | 0 | 0 | 0 | 0 | 0 | 0 | 0 | 0 | 0 | 0
Diversity Factor: 0
[38 empty] | Historical Spots & Transfers | [6 empty] | Forecast Spots & Transfers
[35 empty] | Project Name | From | To | 2007 | 2008 | 2009 | 2010 | 2011 | 2012 | 2013 | 2014 | 2015 | 2016 | 2017 | 2018 | 2019 | 2020 | 2021 | 2022 | 2023 | 2024 | 2025 | 2026 | 2027 | 2028 | 2029 | 2030 | 2031 | 2032 | 2033 | 2034 | 2035 | 2036 | 2037 | 2038
0
Diversity Factor: 0
0
Diversity Factor: 0
0
Diversity Factor: 0
0
Diversity Factor: 0
0
Diversity Factor: 0
0
Diversity Factor: 0
0
Diversity Factor: 0
0
Diversity Factor: 0
| Weather Correction and Public Holiday Factors | [8 empty] | Forecast ROG
ROG Justification
| Actual loads for season 2013 have been weather corrected by the following: | [6 empty] | 0% |  | N/A | [59 empty] | N/A
1 | 2 | 3 | 4 | 5 | 6 | 7 | 8 | 9 | 10 | 2014 | 2015 | 2016 | 2017 | 2018 | 2019 | 2020 | 2021 | 2022 | 2023 | 2024 | 2025 | 2026 | 2027 | 2028 | 2029 | 2030 | 2031 | 2032 | 2033 | 2034 | 2035 | 2036 | 2037 | 2038
1 | 1 | 1 | 1 | 1 | 1 | 1 | 1 | 1 | 1 | 0% | 0% | 0% | 0% | 0% | 0% | 0% | 0% | 0% | 0% | 0% | 0% | 0% | 0% | 0% | 0% | 0% | 0% | 0% | 0% | 0% | 0% | 0% | 0% | 0%
Substation Load Detail
[7 empty] | Units | 2013 |  | 2014 | 2015 | 2016 | 2017 | 2018 | 2019 | 2020 | 2021 | 2022 | 2023 | 2024 | 2025 | 2026 | 2027 | 2028 | 2029 | 2030 | 2031 | 2032 | 2033 | 2034 | 2035 | 2036 | 2037 | 2038
1 | Customer48 | Compensated |  | Load (LV side) |  |  | Amps | 9 |  | 9 | 9 | 9 | 9 | 9 | 9 | 9 | 9 | 9 | 9 | 9 | 9 | 9 | 9 | 9 | 9 | 9 | 9 | 9 | 9 | 9 | 9 | 9 | 9 | 9
|  |  |  | Apparent Power |  |  | MVA | 0.51042 |  | 0.51042 | 0.51042 | 0.51042 | 0.51042 | 0.51042 | 0.51042 | 0.51042 | 0.51042 | 0.51042 | 0.51042 | 0.51042 | 0.51042 | 0.51042 | 0.51042 | 0.51042 | 0.51042 | 0.51042 | 0.51042 | 0.51042 | 0.51042 | 0.51042 | 0.51042 | 0.51042 | 0.51042 | 0.51042
|  |  |  | Real Power |  |  | MW | 0.51042 |  | 0.51042 | 0.51042 | 0.51042 | 0.51042 | 0.51042 | 0.51042 | 0.51042 | 0.51042 | 0.51042 | 0.51042 | 0.51042 | 0.51042 | 0.51042 | 0.51042 | 0.51042 | 0.51042 | 0.51042 | 0.51042 | 0.51042 | 0.51042 | 0.51042 | 0.51042 | 0.51042 | 0.51042 | 0.51042
|  |  |  | Reactive Power |  |  | MVAr | 0 |  | 0 | 0 | 0 | 0 | 0 | 0 | 0 | 0 | 0 | 0 | 0 | 0 | 0 | 0 | 0 | 0 | 0 | 0 | 0 | 0 | 0 | 0 | 0 | 0 | 0
|  |  |  | Capacitors In Service |  |  | MVAr | 0 |  | 0 | 0 | 0 | 0 | 0 | 0 | 0 | 0 | 0 | 0 | 0 | 0 | 0 | 0 | 0 | 0 | 0 | 0 | 0 | 0 | 0 | 0 | 0 | 0 | 0
|  |  |  | PF |  |  |  | 1 | bar: 2014 to 2038
0.95756 | Diversity Factor: 0.96 | Uncompensated |  | Reactive Power |  |  | MVAr | 0 |  | 0 | 0 | 0 | 0 | 0 | 0 | 0 | 0 | 0 | 0 | 0 | 0 | 0 | 0 | 0 | 0 | 0 | 0 | 0 | 0 | 0 | 0 | 0 | 0 | 0
|  |  |  | PF |  |  |  | 1 | bar: 2014 to 2038
[10 empty] | 1 | 2 | 3 | 4 | 5 | 6 | 7 | 8 | 9 | 10 | 11 | 12 | 13 | 14 | 15 | 16 | 17 | 18 | 19 | 20 | 21 | 22 | 23 | 24 | 25
Transformer Load Detail
[7 empty] | Units | 2013 |  | 2014 | 2015 | 2016 | 2017 | 2018 | 2019 | 2020 | 2021 | 2022 | 2023 | 2024 | 2025 | 2026 | 2027 | 2028 | 2029 | 2030 | 2031 | 2032 | 2033 | 2034 | 2035 | 2036 | 2037 | 2038
| 0 | Compensated |  | Load (LV side) |  |  | Amps
|  |  |  | Apparent Power |  |  | MVA
|  |  |  | Real Power |  |  | MW
|  |  |  | Reactive Power |  |  | MVAr
|  |  |  | Capacitors In Service |  |  | MVAr
PF
| Zone Div: | Uncompensated |  | Reactive Power |  |  | MVAr
PF
| 0 | Compensated |  | Load (LV side) |  |  | Amps
|  |  |  | Apparent Power |  |  | MVA
|  |  |  | Real Power |  |  | MW
|  |  |  | Reactive Power |  |  | MVAr
|  |  |  | Capacitors In Service |  |  | MVAr
PF
| Zone Div: | Uncompensated |  | Reactive Power |  |  | MVAr
PF
| 0 | Compensated |  | Load (LV side) |  |  | Amps
|  |  |  | Apparent Power |  |  | MVA
|  |  |  | Real Power |  |  | MW
|  |  |  | Reactive Power |  |  | MVAr
|  |  |  | Capacitors In Service |  |  | MVAr
PF
| Zone Div: | Uncompensated |  | Reactive Power |  |  | MVAr
PF
| 0 | Compensated |  | Load (LV side) |  |  | Amps
|  |  |  | Apparent Power |  |  | MVA
|  |  |  | Real Power |  |  | MW
|  |  |  | Reactive Power |  |  | MVAr
|  |  |  | Capacitors In Service |  |  | MVAr
PF
| Zone Div: | Uncompensated |  | Reactive Power |  |  | MVAr
PF
| 0 | Compensated |  | Load (LV side) |  |  | Amps
|  |  |  | Apparent Power |  |  | MVA
|  |  |  | Real Power |  |  | MW
|  |  |  | Reactive Power |  |  | MVAr
|  |  |  | Capacitors In Service |  |  | MVAr
PF
| Zone Div: | Uncompensated |  | Reactive Power |  |  | MVAr
PF
| 0 | Compensated |  | Load (LV side) |  |  | Amps
|  |  |  | Apparent Power |  |  | MVA
|  |  |  | Real Power |  |  | MW
|  |  |  | Reactive Power |  |  | MVAr
|  |  |  | Capacitors In Service |  |  | MVAr
PF
| Zone Div: | Uncompensated |  | Reactive Power |  |  | MVAr
PF
| 0 | Compensated |  | Load (LV side) |  |  | Amps
|  |  |  | Apparent Power |  |  | MVA
|  |  |  | Real Power |  |  | MW
|  |  |  | Reactive Power |  |  | MVAr
|  |  |  | Capacitors In Service |  |  | MVAr
PF
| Zone Div: | Uncompensated |  | Reactive Power |  |  | MVAr
PF
| 0 | Compensated |  | Load (LV side) |  |  | Amps
|  |  |  | Apparent Power |  |  | MVA
|  |  |  | Real Power |  |  | MW
|  |  |  | Reactive Power |  |  | MVAr
|  |  |  | Capacitors In Service |  |  | MVAr
PF
| Zone Div: | Uncompensated |  | Reactive Power |  |  | MVAr
PF
| 0 | Compensated |  | Load (LV side) |  |  | Amps
|  |  |  | Apparent Power |  |  | MVA
|  |  |  | Real Power |  |  | MW
|  |  |  | Reactive Power |  |  | MVAr
|  |  |  | Capacitors In Service |  |  | MVAr
PF
| Zone Div: | Uncompensated |  | Reactive Power |  |  | MVAr
PF
| 0 | Compensated |  | Load (LV side) |  |  | Amps
|  |  |  | Apparent Power |  |  | MVA
|  |  |  | Real Power |  |  | MW
|  |  |  | Reactive Power |  |  | MVAr
|  |  |  | Capacitors In Service |  |  | MVAr
PF
| Zone Div: | Uncompensated |  | Reactive Power |  |  | MVAr
PF

## Careel Bay 33_11kV
| Careel Bay 33_11kV | [16 empty] | 2014 | WINTER
| Substation Total Loads | [33 empty] | Spots & Transfers Detail
| Historical Loads | (11kV Amps) | [7 empty] | Weather Corrected Forecast Loads |  |  |  | (11kV Amps) | [20 empty] | Spots & Transfers Summary | (11kV Amps) |  | Historical Spots & Transfers | [6 empty] | Forecast Spots & Transfers
|  | 2007 | 2008 | 2009 | 2010 | 2011 | 2012 | 2013 |  | 2014 | 2015 | 2016 | 2017 | 2018 | 2019 | 2020 | 2021 | 2022 | 2023 | 2024 | 2025 | 2026 | 2027 | 2028 | 2029 | 2030 | 2031 | 2032 | 2033 | 2034 | 2035 | 2036 | 2037 | 2038 |  |  |  | 2007 | 2008 | 2009 | 2010 | 2011 | 2012 | 2013 | 2014 | 2015 | 2016 | 2017 | 2018 | 2019 | 2020 | 2021 | 2022 | 2023 | 2024 | 2025 | 2026 | 2027 | 2028 | 2029 | 2030 | 2031 | 2032 | 2033 | 2034 | 2035 | 2036 | 2037 | 2038
| Total | 863 | 787 | 725 | 727 | 710 | 682 | 646 |  | 658.9549 | 629.2323 | 612.3628 | 607.1311 | 612.5967 | 618.5478 | 629.3127 | 639.9615 | 650.2776 | 661.1352 | 671.835 | 684.247 | 696.9001 | 710.3749 | 724.496 | 738.676 | 753.0249 | 767.7121 | 782.7428 | 798.122 | 813.8548 | 829.9467 | 846.4029 | 863.2287 | 880.4298 |  |  | Total | 0 | 0 | 0 | 0 | 0 | 0 | 0 | -0.26212 | -0.32469 | 1.8452 | 3.8747 | 5.4656 | 5.9511 | 10.7649 | 10.6488 | 10.3161 | 10.8575 | 10.6998 | 12.412 | 12.6531 | 13.4747 | 14.1211 | 14.18 | 14.3489 | 14.6873 | 15.0307 | 15.3792 | 15.7329 | 16.0919 | 16.4562 | 16.8259 | 17.201
| Firm Rating | 0 | 0 | 0 | 0 | 0 | 0 | 801 |  | 801 | 801 | 801 | 801 | 801 | 801 | 801 | 801 | 801 | 801 | 801 | 801 | 801 | 801 | 801 | 801 | 801 | 801 | 801 | 801 | 801 | 801 | 801 | 801 | 801
| Total Capacity | 0 | 0 | 0 | 0 | 0 | 0 | 801 |  | 801 | 801 | 801 | 801 | 801 | 801 | 801 | 801 | 801 | 801 | 801 | 801 | 801 | 801 | 801 | 801 | 801 | 801 | 801 | 801 | 801 | 801 | 801 | 801 | 801 |  |  | Careel Bay 33_11kV Tx1 | 0 | 0 | 0 | 0 | 0 | 0 | 0 | 0 | 0 | 0 | 0 | 0 | 0 | 0 | 0 | 0 | 0 | 0 | 0 | 0 | 0 | 0 | 0 | 0 | 0 | 0 | 0 | 0 | 0 | 0 | 0 | 0
|  | -7 | -6 | -5 | -4 | -3 | -2 | -1 |  | 0 | 1 | 2 | 3 | 4 | 5 | 6 | 7 | 8 | 9 | 10 | 11 | 12 | 13 | 14 | 15 | 16 | 17 | 18 | 19 | 20 | 21 | 22 | 23 | 24 |  |  | Careel Bay 33_11kV Tx3 | 0 | 0 | 0 | 0 | 0 | 0 | 0 | -0.26212 | -0.32469 | 1.8452 | 3.8747 | 5.4656 | 5.9511 | 10.7649 | 10.6488 | 10.3161 | 10.8575 | 10.6998 | 12.412 | 12.6531 | 13.4747 | 14.1211 | 14.18 | 14.3489 | 14.6873 | 15.0307 | 15.3792 | 15.7329 | 16.0919 | 16.4562 | 16.8259 | 17.201
| Transformer Loads | [36 empty] | 0 | 0 | 0 | 0 | 0 | 0 | 0 | 0 | 0 | 0 | 0 | 0 | 0 | 0 | 0 | 0 | 0 | 0 | 0 | 0 | 0 | 0 | 0 | 0 | 0 | 0 | 0 | 0 | 0 | 0 | 0 | 0
| Historical Loads | (11kV Amps) | [7 empty] | 0: Weather Corrected Forecast Loads; 4: (11kV Amps) |  |  |  | 0 | 0 | 0 | 0 | 0 | 0 | 0 | 0 | 0 | 0 | 0 | 0 | 0 | 0 | 0 | 0 | 0 | 0 | 0 | 0 | 0 | 0 | 0 | 0 | 0 | 0 | 0 | 0 | 0 | 0 | 0 | 0
|  | 2007 | 2008 | 2009 | 2010 | 2011 | 2012 | 2013 |  | 2014 | 2015 | 2016 | 2017 | 2018 | 2019 | 2020 | 2021 | 2022 | 2023 | 2024 | 2025 | 2026 | 2027 | 2028 | 2029 | 2030 | 2031 | 2032 | 2033 | 2034 | 2035 | 2036 | 2037 | 2038 |  |  |  | 0 | 0 | 0 | 0 | 0 | 0 | 0 | 0 | 0 | 0 | 0 | 0 | 0 | 0 | 0 | 0 | 0 | 0 | 0 | 0 | 0 | 0 | 0 | 0 | 0 | 0 | 0 | 0 | 0 | 0 | 0 | 0
| 0 | [36 empty] | 0 | 0 | 0 | 0 | 0 | 0 | 0 | 0 | 0 | 0 | 0 | 0 | 0 | 0 | 0 | 0 | 0 | 0 | 0 | 0 | 0 | 0 | 0 | 0 | 0 | 0 | 0 | 0 | 0 | 0 | 0 | 0
| Diversity Factor: 0 | [36 empty] | 0 | 0 | 0 | 0 | 0 | 0 | 0 | 0 | 0 | 0 | 0 | 0 | 0 | 0 | 0 | 0 | 0 | 0 | 0 | 0 | 0 | 0 | 0 | 0 | 0 | 0 | 0 | 0 | 0 | 0 | 0 | 0
[38 empty] | 0 | 0 | 0 | 0 | 0 | 0 | 0 | 0 | 0 | 0 | 0 | 0 | 0 | 0 | 0 | 0 | 0 | 0 | 0 | 0 | 0 | 0 | 0 | 0 | 0 | 0 | 0 | 0 | 0 | 0 | 0 | 0
[38 empty] | 0 | 0 | 0 | 0 | 0 | 0 | 0 | 0 | 0 | 0 | 0 | 0 | 0 | 0 | 0 | 0 | 0 | 0 | 0 | 0 | 0 | 0 | 0 | 0 | 0 | 0 | 0 | 0 | 0 | 0 | 0 | 0
| 0 | [36 empty] | 0 | 0 | 0 | 0 | 0 | 0 | 0 | 0 | 0 | 0 | 0 | 0 | 0 | 0 | 0 | 0 | 0 | 0 | 0 | 0 | 0 | 0 | 0 | 0 | 0 | 0 | 0 | 0 | 0 | 0 | 0 | 0
Diversity Factor: 0
[38 empty] | Historical Spots & Transfers | [6 empty] | Forecast Spots & Transfers
[35 empty] | Project Name | From | To | 2007 | 2008 | 2009 | 2010 | 2011 | 2012 | 2013 | 2014 | 2015 | 2016 | 2017 | 2018 | 2019 | 2020 | 2021 | 2022 | 2023 | 2024 | 2025 | 2026 | 2027 | 2028 | 2029 | 2030 | 2031 | 2032 | 2033 | 2034 | 2035 | 2036 | 2037 | 2038
| 0 | [33 empty] | Broad based demand management |  | Careel Bay 33_11kV Tx3 | 0 | 0 | 0 | 0 | 0 | 0 | 0 | 0 | -0.094771 | -0.35383 | -0.41191 | -0.4561 | -0.56365 | 0 | 0 | 0 | 0 | 0 | 0 | 0 | 0 | 0 | 0 | 0 | 0 | 0 | 0 | 0 | 0 | 0 | 0 | 0
| Diversity Factor: 0 | [33 empty] | Econometric |  | Careel Bay 33_11kV Tx3 | 0 | 0 | 0 | 0 | 0 | 0 | 0 | 0 | 0 | 6.0664 | 10.7498 | 16.0538 | 17.5835 | 17.9137 | 16.8293 | 17.1252 | 17.4256 | 17.7305 | 18.04 | 18.3542 | 18.673 | 18.9967 | 19.3251 | 19.6585 | 19.9969 | 20.3403 | 20.6888 | 21.0425 | 21.4015 | 21.7658 | 22.1355 | 22.5107
[35 empty] | Energy Efficiency |  | Careel Bay 33_11kV Tx3 | 0 | 0 | 0 | 0 | 0 | 0 | 0 | -0.26212 | -0.22992 | -3.8674 | -6.4631 | -10.1321 | -11.0688 | -7.1488 | -6.1805 | -6.8091 | -6.5681 | -7.0307 | -5.628 | -5.7011 | -5.1983 | -4.8756 | -5.1451 | -5.3096 | -5.3096 | -5.3096 | -5.3096 | -5.3096 | -5.3096 | -5.3096 | -5.3096 | -5.3096
[35 empty] | Solar PV |  | Careel Bay 33_11kV Tx3 | 0 | 0 | 0 | 0 | 0 | 0 | 0 | 0 | 0 | 0 | 0 | 0 | 0 | 0 | 0 | 0 | 0 | 0 | 0 | 0 | 0 | 0 | 0 | 0 | 0 | 0 | 0 | 0 | 0 | 0 | 0 | 0
0
Diversity Factor: 0
0
Diversity Factor: 0
0
Diversity Factor: 0
0
Diversity Factor: 0
0
Diversity Factor: 0
0
Diversity Factor: 0
0
Diversity Factor: 0
| Weather Correction and Public Holiday Factors | [8 empty] | Forecast ROG
ROG Justification
| Actual loads for season 2013 have been weather corrected by the following: | [6 empty] | 3.412% |  | 5 year ROG ok | [59 empty] | 5 year ROG ok
1 | 2 | 3 | 4 | 5 | 6 | 7 | 8 | 9 | 10 | 2014 | 2015 | 2016 | 2017 | 2018 | 2019 | 2020 | 2021 | 2022 | 2023 | 2024 | 2025 | 2026 | 2027 | 2028 | 2029 | 2030 | 2031 | 2032 | 2033 | 2034 | 2035 | 2036 | 2037 | 2038
0.95539 | 0.91277 | 0.88562 | 0.87246 | 0.87246 | 0.87246 | 0.87246 | 0.87246 | 0.87246 | 0.87246 | -4.461% | -4.461% | -2.974% | -1.487% | 0% | 0% | 0% | 0% | 0% | 0% | 0% | 0% | 0% | 0% | 0% | 0% | 0% | 0% | 0% | 0% | 0% | 0% | 0% | 0% | 0%
Substation Load Detail
[7 empty] | Units | 2013 |  | 2014 | 2015 | 2016 | 2017 | 2018 | 2019 | 2020 | 2021 | 2022 | 2023 | 2024 | 2025 | 2026 | 2027 | 2028 | 2029 | 2030 | 2031 | 2032 | 2033 | 2034 | 2035 | 2036 | 2037 | 2038
1 | Careel Bay 33_11kV | Compensated |  | Load (LV side) |  |  | Amps | 646 | 690 | 658.9549 | 629.2323 | 612.3628 | 607.1311 | 612.5967 | 618.5478 | 629.3127 | 639.9615 | 650.2776 | 661.1352 | 671.835 | 684.247 | 696.9001 | 710.3749 | 724.496 | 738.676 | 753.0249 | 767.7121 | 782.7428 | 798.122 | 813.8548 | 829.9467 | 846.4029 | 863.2287 | 880.4298
|  |  |  | Apparent Power |  |  | MVA | 12.308 |  | 12.5548 | 11.9885 | 11.6671 | 11.5674 | 11.6715 | 11.7849 | 11.99 | 12.1929 | 12.3895 | 12.5963 | 12.8002 | 13.0366 | 13.2777 | 13.5344 | 13.8035 | 14.0737 | 14.347 | 14.6269 | 14.9132 | 15.2063 | 15.506 | 15.8126 | 16.1261 | 16.4467 | 16.7744
|  |  |  | Real Power |  |  | MW | 11.0772 | 11.8316 | 11.2993 | 10.7896 | 10.5004 | 10.4107 | 10.5044 | 10.6064 | 10.791 | 10.9736 | 11.1505 | 11.3367 | 11.5201 | 11.733 | 11.9499 | 12.181 | 12.4231 | 12.6663 | 12.9123 | 13.1642 | 13.4219 | 13.6856 | 13.9554 | 14.2313 | 14.5135 | 14.802 | 15.097
|  |  |  | Reactive Power |  |  | MVAr | 5.3649 |  | 5.4725 | 5.2257 | 5.0856 | 5.0421 | 5.0875 | 5.1369 | 5.2263 | 5.3148 | 5.4004 | 5.4906 | 5.5795 | 5.6825 | 5.7876 | 5.8995 | 6.0168 | 6.1346 | 6.2537 | 6.3757 | 6.5005 | 6.6283 | 6.7589 | 6.8926 | 7.0292 | 7.169 | 7.3118
|  |  |  | Capacitors In Service |  |  | MVAr | 0 |  | 0 | 0 | 0 | 0 | 0 | 0 | 0 | 0 | 0 | 0 | 0 | 0 | 0 | 0 | 0 | 0 | 0 | 0 | 0 | 0 | 0 | 0 | 0 | 0 | 0
|  |  |  | PF |  |  |  | 0.9 |  | 0.9 | 0.9 | 0.9 | 0.9 | 0.9 | 0.9 | 0.9 | 0.9 | 0.9 | 0.9 | 0.9 | 0.9 | 0.9 | 0.9 | 0.9 | 0.9 | 0.9 | 0.9 | 0.9 | 0.9 | 0.9 | 0.9 | 0.9 | 0.9 | 0.9
0.97143 | Diversity Factor: 0.97 | Uncompensated |  | Reactive Power |  |  | MVAr | 5.3649 | 5.7303 | 5.4725 | 5.2257 | 5.0856 | 5.0421 | 5.0875 | 5.1369 | 5.2263 | 5.3148 | 5.4004 | 5.4906 | 5.5795 | 5.6825 | 5.7876 | 5.8995 | 6.0168 | 6.1346 | 6.2537 | 6.3757 | 6.5005 | 6.6283 | 6.7589 | 6.8926 | 7.0292 | 7.169 | 7.3118
|  |  |  | PF |  |  |  | 0.9 |  | 0.9 | 0.9 | 0.9 | 0.9 | 0.9 | 0.9 | 0.9 | 0.9 | 0.9 | 0.9 | 0.9 | 0.9 | 0.9 | 0.9 | 0.9 | 0.9 | 0.9 | 0.9 | 0.9 | 0.9 | 0.9 | 0.9 | 0.9 | 0.9 | 0.9
[10 empty] | 1 | 2 | 3 | 4 | 5 | 6 | 7 | 8 | 9 | 10 | 11 | 12 | 13 | 14 | 15 | 16 | 17 | 18 | 19 | 20 | 21 | 22 | 23 | 24 | 25
Transformer Load Detail
[7 empty] | Units | 2013 |  | 2014 | 2015 | 2016 | 2017 | 2018 | 2019 | 2020 | 2021 | 2022 | 2023 | 2024 | 2025 | 2026 | 2027 | 2028 | 2029 | 2030 | 2031 | 2032 | 2033 | 2034 | 2035 | 2036 | 2037 | 2038
| 0 | Compensated |  | Load (LV side) |  |  | Amps
|  |  |  | Apparent Power |  |  | MVA
|  |  |  | Real Power |  |  | MW
|  |  |  | Reactive Power |  |  | MVAr
|  |  |  | Capacitors In Service |  |  | MVAr
PF
| Zone Div: | Uncompensated |  | Reactive Power |  |  | MVAr
PF
| 0 | Compensated |  | Load (LV side) |  |  | Amps
|  |  |  | Apparent Power |  |  | MVA
|  |  |  | Real Power |  |  | MW
|  |  |  | Reactive Power |  |  | MVAr
|  |  |  | Capacitors In Service |  |  | MVAr
PF
| Zone Div: | Uncompensated |  | Reactive Power |  |  | MVAr
PF
| 0 | Compensated |  | Load (LV side) |  |  | Amps
|  |  |  | Apparent Power |  |  | MVA
|  |  |  | Real Power |  |  | MW
|  |  |  | Reactive Power |  |  | MVAr
|  |  |  | Capacitors In Service |  |  | MVAr
PF
| Zone Div: | Uncompensated |  | Reactive Power |  |  | MVAr
PF
| 0 | Compensated |  | Load (LV side) |  |  | Amps
|  |  |  | Apparent Power |  |  | MVA
|  |  |  | Real Power |  |  | MW
|  |  |  | Reactive Power |  |  | MVAr
|  |  |  | Capacitors In Service |  |  | MVAr
PF
| Zone Div: | Uncompensated |  | Reactive Power |  |  | MVAr
PF
| 0 | Compensated |  | Load (LV side) |  |  | Amps
|  |  |  | Apparent Power |  |  | MVA
|  |  |  | Real Power |  |  | MW
|  |  |  | Reactive Power |  |  | MVAr
|  |  |  | Capacitors In Service |  |  | MVAr
PF
| Zone Div: | Uncompensated |  | Reactive Power |  |  | MVAr
PF
| 0 | Compensated |  | Load (LV side) |  |  | Amps
|  |  |  | Apparent Power |  |  | MVA
|  |  |  | Real Power |  |  | MW
|  |  |  | Reactive Power |  |  | MVAr
|  |  |  | Capacitors In Service |  |  | MVAr
PF
| Zone Div: | Uncompensated |  | Reactive Power |  |  | MVAr
PF
| 0 | Compensated |  | Load (LV side) |  |  | Amps
|  |  |  | Apparent Power |  |  | MVA
|  |  |  | Real Power |  |  | MW
|  |  |  | Reactive Power |  |  | MVAr
|  |  |  | Capacitors In Service |  |  | MVAr
PF
| Zone Div: | Uncompensated |  | Reactive Power |  |  | MVAr
PF
| 0 | Compensated |  | Load (LV side) |  |  | Amps
|  |  |  | Apparent Power |  |  | MVA
|  |  |  | Real Power |  |  | MW
|  |  |  | Reactive Power |  |  | MVAr
|  |  |  | Capacitors In Service |  |  | MVAr
PF
| Zone Div: | Uncompensated |  | Reactive Power |  |  | MVAr
PF
| 0 | Compensated |  | Load (LV side) |  |  | Amps
|  |  |  | Apparent Power |  |  | MVA
|  |  |  | Real Power |  |  | MW
|  |  |  | Reactive Power |  |  | MVAr
|  |  |  | Capacitors In Service |  |  | MVAr
PF
| Zone Div: | Uncompensated |  | Reactive Power |  |  | MVAr
PF
| 0 | Compensated |  | Load (LV side) |  |  | Amps
|  |  |  | Apparent Power |  |  | MVA
|  |  |  | Real Power |  |  | MW
|  |  |  | Reactive Power |  |  | MVAr
|  |  |  | Capacitors In Service |  |  | MVAr
PF
| Zone Div: | Uncompensated |  | Reactive Power |  |  | MVAr
PF

## Mona Vale 33_11kV
| Mona Vale 33_11kV | [16 empty] | 2014 | WINTER
| Substation Total Loads | [33 empty] | Spots & Transfers Detail
| Historical Loads | (11kV Amps) | [7 empty] | Weather Corrected Forecast Loads |  |  |  | (11kV Amps) | [20 empty] | Spots & Transfers Summary | (11kV Amps) |  | Historical Spots & Transfers | [6 empty] | Forecast Spots & Transfers
|  | 2007 | 2008 | 2009 | 2010 | 2011 | 2012 | 2013 |  | 2014 | 2015 | 2016 | 2017 | 2018 | 2019 | 2020 | 2021 | 2022 | 2023 | 2024 | 2025 | 2026 | 2027 | 2028 | 2029 | 2030 | 2031 | 2032 | 2033 | 2034 | 2035 | 2036 | 2037 | 2038 |  |  |  | 2007 | 2008 | 2009 | 2010 | 2011 | 2012 | 2013 | 2014 | 2015 | 2016 | 2017 | 2018 | 2019 | 2020 | 2021 | 2022 | 2023 | 2024 | 2025 | 2026 | 2027 | 2028 | 2029 | 2030 | 2031 | 2032 | 2033 | 2034 | 2035 | 2036 | 2037 | 2038
| Total | 1795 | 1829 | 1579 | 1650 | 1803 | 1645 | 1630 |  | 1618.338 | 1602.033 | 1580.308 | 1566.122 | 1570.146 | 1575.435 | 1595.292 | 1618.499 | 1640.176 | 1662.83 | 1682.859 | 1708.221 | 1733.786 | 1762.719 | 1793.695 | 1824.381 | 1854.673 | 1885.651 | 1917.324 | 1949.703 | 1982.798 | 2016.619 | 2051.177 | 2086.483 | 2122.547 |  |  | Total | 0 | -34.8 | -67 | 27.9 | 238 | 23.4 | 0 | -18.2227 | 35.7947 | 12.6577 | 2.7726 | 4.0238 | 5.289 | 19.8571 | 23.207 | 21.6774 | 22.6542 | 20.0288 | 25.3623 | 25.5643 | 28.933 | 30.9767 | 30.6854 | 30.2925 | 30.9779 | 31.6734 | 32.379 | 33.0948 | 33.8211 | 34.558 | 35.3055 | 36.0639
| Firm Rating | 0 | 0 | 0 | 0 | 0 | 0 | 2922 |  | 2922 | 2922 | 2922 | 2922 | 2922 | 2922 | 2922 | 2922 | 2922 | 2922 | 2922 | 2922 | 2922 | 2922 | 2922 | 2922 | 2922 | 2922 | 2922 | 2922 | 2922 | 2922 | 2922 | 2922 | 2922
| Total Capacity | 0 | 0 | 0 | 0 | 0 | 0 | 5135 |  | 5135 | 5135 | 5135 | 5135 | 5135 | 5135 | 5135 | 5135 | 5135 | 5135 | 5135 | 5135 | 5135 | 5135 | 5135 | 5135 | 5135 | 5135 | 5135 | 5135 | 5135 | 5135 | 5135 | 5135 | 5135 |  |  | Mona Vale 33_11kV Tx1 | 0 | -34.8 | -424 | 27.9 | 337 | 0 | 30 | -75.9689 | -1.3995 | -0.28053 | 1.4343 | 2.0815 | 2.736 | 10.2722 | 12.0051 | 11.2138 | 11.7191 | 10.361 | 13.12 | 13.2245 | 14.9672 | 16.0244 | 15.8737 | 15.6704 | 16.025 | 16.3848 | 16.7498 | 17.1201 | 17.4958 | 17.877 | 18.2637 | 18.656
|  | -7 | -6 | -5 | -4 | -3 | -2 | -1 |  | 0 | 1 | 2 | 3 | 4 | 5 | 6 | 7 | 8 | 9 | 10 | 11 | 12 | 13 | 14 | 15 | 16 | 17 | 18 | 19 | 20 | 21 | 22 | 23 | 24 |  |  | Mona Vale 33_11kV Tx2 | 0 | -37 | 0 | 0 | 0 | 0 | 0 | 0 | 0 | 0 | 0 | 0 | 0 | 0 | 0 | 0 | 0 | 0 | 0 | 0 | 0 | 0 | 0 | 0 | 0 | 0 | 0 | 0 | 0 | 0 | 0 | 0
| Transformer Loads | [35 empty] | Mona Vale 33_11kV Tx3 | 0 | 37 | 357 | 0 | -99 | 23.4 | -30 | 57.7462 | 37.1941 | 12.9382 | 1.3383 | 1.9423 | 2.553 | 9.5849 | 11.2019 | 10.4636 | 10.9351 | 9.6678 | 12.2423 | 12.3398 | 13.9659 | 14.9523 | 14.8117 | 14.6221 | 14.9529 | 15.2886 | 15.6292 | 15.9747 | 16.3253 | 16.681 | 17.0418 | 17.4079
| Historical Loads | (11kV Amps) | [7 empty] | Weather Corrected Forecast Loads |  |  |  | (11kV Amps) | [23 empty] | 0 | 0 | 0 | 0 | 0 | 0 | 0 | 0 | 0 | 0 | 0 | 0 | 0 | 0 | 0 | 0 | 0 | 0 | 0 | 0 | 0 | 0 | 0 | 0 | 0 | 0 | 0 | 0 | 0 | 0 | 0 | 0
|  | 2007 | 2008 | 2009 | 2010 | 2011 | 2012 | 2013 |  | 2014 | 2015 | 2016 | 2017 | 2018 | 2019 | 2020 | 2021 | 2022 | 2023 | 2024 | 2025 | 2026 | 2027 | 2028 | 2029 | 2030 | 2031 | 2032 | 2033 | 2034 | 2035 | 2036 | 2037 | 2038 |  |  |  | 0 | 0 | 0 | 0 | 0 | 0 | 0 | 0 | 0 | 0 | 0 | 0 | 0 | 0 | 0 | 0 | 0 | 0 | 0 | 0 | 0 | 0 | 0 | 0 | 0 | 0 | 0 | 0 | 0 | 0 | 0 | 0
| 0 | [36 empty] | 0 | 0 | 0 | 0 | 0 | 0 | 0 | 0 | 0 | 0 | 0 | 0 | 0 | 0 | 0 | 0 | 0 | 0 | 0 | 0 | 0 | 0 | 0 | 0 | 0 | 0 | 0 | 0 | 0 | 0 | 0 | 0
| Diversity Factor: 0 | [36 empty] | 0 | 0 | 0 | 0 | 0 | 0 | 0 | 0 | 0 | 0 | 0 | 0 | 0 | 0 | 0 | 0 | 0 | 0 | 0 | 0 | 0 | 0 | 0 | 0 | 0 | 0 | 0 | 0 | 0 | 0 | 0 | 0
[38 empty] | 0 | 0 | 0 | 0 | 0 | 0 | 0 | 0 | 0 | 0 | 0 | 0 | 0 | 0 | 0 | 0 | 0 | 0 | 0 | 0 | 0 | 0 | 0 | 0 | 0 | 0 | 0 | 0 | 0 | 0 | 0 | 0
[38 empty] | 0 | 0 | 0 | 0 | 0 | 0 | 0 | 0 | 0 | 0 | 0 | 0 | 0 | 0 | 0 | 0 | 0 | 0 | 0 | 0 | 0 | 0 | 0 | 0 | 0 | 0 | 0 | 0 | 0 | 0 | 0 | 0
| 0 | [36 empty] | 0 | 0 | 0 | 0 | 0 | 0 | 0 | 0 | 0 | 0 | 0 | 0 | 0 | 0 | 0 | 0 | 0 | 0 | 0 | 0 | 0 | 0 | 0 | 0 | 0 | 0 | 0 | 0 | 0 | 0 | 0 | 0
Diversity Factor: 0
[38 empty] | Historical Spots & Transfers | [6 empty] | Forecast Spots & Transfers
[35 empty] | Project Name | From | To | 2007 | 2008 | 2009 | 2010 | 2011 | 2012 | 2013 | 2014 | 2015 | 2016 | 2017 | 2018 | 2019 | 2020 | 2021 | 2022 | 2023 | 2024 | 2025 | 2026 | 2027 | 2028 | 2029 | 2030 | 2031 | 2032 | 2033 | 2034 | 2035 | 2036 | 2037 | 2038
| 0 | [33 empty] | Broad based demand management |  | Mona Vale 33_11kV Tx1 | 0 | 0 | 0 | 0 | 0 | 0 | 0 | 0 | -0.25391 | -0.72931 | -0.80757 | -0.79396 | -0.83365 | 0 | 0 | 0 | 0 | 0 | 0 | 0 | 0 | 0 | 0 | 0 | 0 | 0 | 0 | 0 | 0 | 0 | 0 | 0
| Diversity Factor: 0 | [33 empty] | Broad based demand management |  | Mona Vale 33_11kV Tx2 | 0 | 0 | 0 | 0 | 0 | 0 | 0 | 0 | 0 | 0 | 0 | 0 | 0 | 0 | 0 | 0 | 0 | 0 | 0 | 0 | 0 | 0 | 0 | 0 | 0 | 0 | 0 | 0 | 0 | 0 | 0 | 0
[35 empty] | Broad based demand management |  | Mona Vale 33_11kV Tx3 | 0 | 0 | 0 | 0 | 0 | 0 | 0 | 0 | -0.23692 | -0.68052 | -0.75354 | -0.74084 | -0.77787 | 0 | 0 | 0 | 0 | 0 | 0 | 0 | 0 | 0 | 0 | 0 | 0 | 0 | 0 | 0 | 0 | 0 | 0 | 0
[35 empty] | DNP_ID: 6166. Relief of Panel 5L Feeder - Mona Vale Zone | Mona Vale 33_11kV Tx2 | Mona Vale 33_11kV Tx3 | 0 | 37 | 0 | 0 | 0 | 0 | 0 | 0 | 0 | 0 | 0 | 0 | 0 | 0 | 0 | 0 | 0 | 0 | 0 | 0 | 0 | 0 | 0 | 0 | 0 | 0 | 0 | 0 | 0 | 0 | 0 | 0
| 0 | [33 empty] | DNP_ID: 6194. Mona Vale Minor Zone Development – Relief of Panels 5R, 7L, 11L & 12 Feeders. | Mona Vale 33_11kV Tx1 | Mona Vale 33_11kV Tx3 | 0 | 0 | 328 | 0 | 0 | 0 | 0 | 0 | 0 | 0 | 0 | 0 | 0 | 0 | 0 | 0 | 0 | 0 | 0 | 0 | 0 | 0 | 0 | 0 | 0 | 0 | 0 | 0 | 0 | 0 | 0 | 0
| Diversity Factor: 0 | [33 empty] | DNP_ID: 6194. Mona Vale Minor Zone Development – Relief of Panels 5R, 7L, 11L & 12 Feeders. | Mona Vale 33_11kV Tx1 | Narrabeen 33_11kV Tx2 | 0 | 0 | 41 | 0 | 0 | 0 | 0 | 0 | 0 | 0 | 0 | 0 | 0 | 0 | 0 | 0 | 0 | 0 | 0 | 0 | 0 | 0 | 0 | 0 | 0 | 0 | 0 | 0 | 0 | 0 | 0 | 0
[35 empty] | DNP_ID: 6194. Mona Vale Minor Zone Development – Relief of Panels 5R, 7L, 11L & 12 Feeders. | Mona Vale 33_11kV Tx1 | Newport 33_11kV Tx2 | 0 | 60 | 0 | 0 | 0 | 0 | 0 | 0 | 0 | 0 | 0 | 0 | 0 | 0 | 0 | 0 | 0 | 0 | 0 | 0 | 0 | 0 | 0 | 0 | 0 | 0 | 0 | 0 | 0 | 0 | 0 | 0
[35 empty] | DNP_ID: 6194. Mona Vale Minor Zone Development – Relief of Panels 5R, 7L, 11L & 12 Feeders. | Newport 33_11kV Tx2 | Mona Vale 33_11kV Tx3 | 0 | 0 | 29 | 0 | 0 | 0 | 0 | 0 | 0 | 0 | 0 | 0 | 0 | 0 | 0 | 0 | 0 | 0 | 0 | 0 | 0 | 0 | 0 | 0 | 0 | 0 | 0 | 0 | 0 | 0 | 0 | 0
| 0 | [33 empty] | DNP_ID: 6389. Populating the new TX3 Switchgear Group - Mona Vale Zone Substation | Mona Vale 33_11kV Tx1 | Mona Vale 33_11kV Tx3 | 0 | 0 | 0 | 0 | 940 | 0 | 0 | 0 | 0 | 0 | 0 | 0 | 0 | 0 | 0 | 0 | 0 | 0 | 0 | 0 | 0 | 0 | 0 | 0 | 0 | 0 | 0 | 0 | 0 | 0 | 0 | 0
| Diversity Factor: 0 | [33 empty] | DNP_ID: 6389. Populating the new TX3 Switchgear Group - Mona Vale Zone Substation | Mona Vale 33_11kV Tx3 | Mona Vale 33_11kV Tx1 | 0 | 0 | 0 | 0 | 1039 | 0 | 0 | 0 | 0 | 0 | 0 | 0 | 0 | 0 | 0 | 0 | 0 | 0 | 0 | 0 | 0 | 0 | 0 | 0 | 0 | 0 | 0 | 0 | 0 | 0 | 0 | 0
[35 empty] | DNP_ID: 6422. Newport Zone Development - 2008 (New feeder from Mona Vale) | Newport 33_11kV Tx2 | Mona Vale 33_11kV Tx1 | 0 | 0 | 0 | 0 | 238 | 0 | 0 | 0 | 0 | 0 | 0 | 0 | 0 | 0 | 0 | 0 | 0 | 0 | 0 | 0 | 0 | 0 | 0 | 0 | 0 | 0 | 0 | 0 | 0 | 0 | 0 | 0
[35 empty] | DNP_ID: 6465. Works Required to reduce the Load on Panel 7R Feeder Mona Vale (Open Points) | Mona Vale 33_11kV Tx1 | Newport 33_11kV Tx2 | 0 | 0 | 55 | 0 | 0 | 0 | 0 | 0 | 0 | 0 | 0 | 0 | 0 | 0 | 0 | 0 | 0 | 0 | 0 | 0 | 0 | 0 | 0 | 0 | 0 | 0 | 0 | 0 | 0 | 0 | 0 | 0
| 0 | [33 empty] | DNP_ID: 6949. Mona Vale Zone Development | Mona Vale 33_11kV Tx1 | Mona Vale 33_11kV Tx3 | 0 | 0 | 0 | 0 | 0 | 0 | 0 | 79 | 0 | 0 | 0 | 0 | 0 | 0 | 0 | 0 | 0 | 0 | 0 | 0 | 0 | 0 | 0 | 0 | 0 | 0 | 0 | 0 | 0 | 0 | 0 | 0
| Diversity Factor: 0 | [33 empty] | HVCON_ID: 2005152. Investigate the Est. 4x Kiosks, 6-14 macpherson St, Warriewood |  | Mona Vale 33_11kV Tx1 | 0 | 0 | 0 | 27.9 | 0 | 0 | 0 | 0 | 0 | 0 | 0 | 0 | 0 | 0 | 0 | 0 | 0 | 0 | 0 | 0 | 0 | 0 | 0 | 0 | 0 | 0 | 0 | 0 | 0 | 0 | 0 | 0
[35 empty] | HVCON_ID: 2005240. Re-assess HVCon2004_475 due to increase in load to 1.8MVA Est S.16937 Jubilee Daydream No1, Est S.16938 Jubilee Daydream No2 - Warriewood |  | Mona Vale 33_11kV Tx1 | 0 | 25.2 | 0 | 0 | 0 | 0 | 0 | 0 | 0 | 0 | 0 | 0 | 0 | 0 | 0 | 0 | 0 | 0 | 0 | 0 | 0 | 0 | 0 | 0 | 0 | 0 | 0 | 0 | 0 | 0 | 0 | 0
[35 empty] | HVCON_ID: 2011230. Establishment of S.49874 Daydream Mona Vale No 2, 2 Daydream St. Warriewood |  | Mona Vale 33_11kV Tx3 | 0 | 0 | 0 | 0 | 0 | 9 | 0 | 6.05 | 0 | 13.2 | 0 | 0 | 0 | 0 | 0 | 0 | 0 | 0 | 0 | 0 | 0 | 0 | 0 | 0 | 0 | 0 | 0 | 0 | 0 | 0 | 0 | 0
| 0 | [33 empty] | HVCON_ID: 2011243. Establishment of 2 x Kiosks - S.49907 Macpherson Ocean Vale and S.49908 Boondah Ocean Vale, Macpherson St and Boondah Rd, Warriewood - 455 Unit Development |  | Mona Vale 33_11kV Tx3 | 0 | 0 | 0 | 0 | 0 | 14.4 | 0 | 0 | 38.5 | 0 | 0 | 0 | 0 | 0 | 0 | 0 | 0 | 0 | 0 | 0 | 0 | 0 | 0 | 0 | 0 | 0 | 0 | 0 | 0 | 0 | 0 | 0
| Diversity Factor: 0 | [33 empty] | HVCON_ID: 2011243. Establishment of 2 x Kiosks - S.49907 Macpherson Ocean Vale and S.49908 Boondah Ocean Vale, Macpherson St and Boondah Rd, Warriewood - 455 Unit Development | Mona Vale 33_11kV Tx3 | Mona Vale 33_11kV Tx1 | 0 | 0 | 0 | 0 | 0 | 0 | 0 | 0 | 0 | 0 | 0 | 0 | 0 | 0 | 0 | 0 | 0 | 0 | 0 | 0 | 0 | 0 | 0 | 0 | 0 | 0 | 0 | 0 | 0 | 0 | 0 | 0
[35 empty] | HVCON_ID: 2011243. Establishment of 2 x Kiosks - S.49907 Macpherson Ocean Vale and S.49908 Boondah Ocean Vale, Macpherson St and Boondah Rd, Warriewood - 455 Unit Development | Mona Vale 33_11kV Tx3 | Narrabeen 33_11kV Tx2 | 0 | 0 | 0 | 0 | 0 | 0 | 0 | 25 | 0 | 0 | 0 | 0 | 0 | 0 | 0 | 0 | 0 | 0 | 0 | 0 | 0 | 0 | 0 | 0 | 0 | 0 | 0 | 0 | 0 | 0 | 0 | 0
[35 empty] | HVCON_ID: 2011766. Upgrade to supply at Warriewood Waste Water Treatment Plant. Warriewood Rd, Warriewood |  | Mona Vale 33_11kV Tx1 | 0 | 0 | 0 | 0 | 0 | 0 | 0 | 5.5 | 0 | 0 | 0 | 0 | 0 | 0 | 0 | 0 | 0 | 0 | 0 | 0 | 0 | 0 | 0 | 0 | 0 | 0 | 0 | 0 | 0 | 0 | 0 | 0
| 0 | [33 empty] | HVCON_ID: 2011766. Upgrade to supply at Warriewood Waste Water Treatment Plant. Warriewood Rd, Warriewood | Mona Vale 33_11kV Tx3 | Mona Vale 33_11kV Tx1 | 0 | 0 | 0 | 0 | 0 | 0 | 30 | 0 | 0 | 0 | 0 | 0 | 0 | 0 | 0 | 0 | 0 | 0 | 0 | 0 | 0 | 0 | 0 | 0 | 0 | 0 | 0 | 0 | 0 | 0 | 0 | 0
| Diversity Factor: 0 | [33 empty] | Econometric |  | Mona Vale 33_11kV Tx1 | 0 | 0 | 0 | 0 | 0 | 0 | 0 | 0 | 0 | 6.5709 | 11.8646 | 17.7682 | 19.2143 | 19.5564 | 18.5958 | 18.9068 | 19.2224 | 19.5427 | 19.8677 | 20.1974 | 20.5319 | 20.8714 | 21.2159 | 21.5653 | 21.9199 | 22.2797 | 22.6447 | 23.015 | 23.3907 | 23.7719 | 24.1586 | 24.5509
[35 empty] | Econometric |  | Mona Vale 33_11kV Tx2 | 0 | 0 | 0 | 0 | 0 | 0 | 0 | 0 | 0 | 0 | 0 | 0 | 0 | 0 | 0 | 0 | 0 | 0 | 0 | 0 | 0 | 0 | 0 | 0 | 0 | 0 | 0 | 0 | 0 | 0 | 0 | 0
[35 empty] | Econometric |  | Mona Vale 33_11kV Tx3 | 0 | 0 | 0 | 0 | 0 | 0 | 0 | 0 | 0 | 6.1313 | 11.0708 | 16.5795 | 17.9289 | 18.248 | 17.3517 | 17.6419 | 17.9364 | 18.2353 | 18.5385 | 18.8462 | 19.1583 | 19.4751 | 19.7965 | 20.1226 | 20.4534 | 20.7891 | 21.1297 | 21.4753 | 21.8258 | 22.1815 | 22.5423 | 22.9084
| 0 | [33 empty] | Energy Efficiency |  | Mona Vale 33_11kV Tx1 | 0 | 0 | 0 | 0 | 0 | 0 | 0 | -2.4689 | -1.1456 | -6.1221 | -9.6227 | -14.8927 | -15.6447 | -9.2842 | -6.5907 | -7.693 | -7.5033 | -9.1817 | -6.7476 | -6.9729 | -5.5648 | -4.8471 | -5.3422 | -5.8949 | -5.8949 | -5.8949 | -5.8949 | -5.8949 | -5.8949 | -5.8949 | -5.8949 | -5.8949
| Diversity Factor: 0 | [33 empty] | Energy Efficiency |  | Mona Vale 33_11kV Tx2 | 0 | 0 | 0 | 0 | 0 | 0 | 0 | 0 | 0 | 0 | 0 | 0 | 0 | 0 | 0 | 0 | 0 | 0 | 0 | 0 | 0 | 0 | 0 | 0 | 0 | 0 | 0 | 0 | 0 | 0 | 0 | 0
[35 empty] | Energy Efficiency |  | Mona Vale 33_11kV Tx3 | 0 | 0 | 0 | 0 | 0 | 0 | 0 | -2.3038 | -1.0689 | -5.7125 | -8.9789 | -13.8964 | -14.598 | -8.6631 | -6.1498 | -7.1784 | -7.0014 | -8.5674 | -6.2962 | -6.5064 | -5.1925 | -4.5228 | -4.9848 | -5.5005 | -5.5005 | -5.5005 | -5.5005 | -5.5005 | -5.5005 | -5.5005 | -5.5005 | -5.5005
[35 empty] | Solar PV |  | Mona Vale 33_11kV Tx1 | 0 | 0 | 0 | 0 | 0 | 0 | 0 | 0 | 0 | 0 | 0 | 0 | 0 | 0 | 0 | 0 | 0 | 0 | 0 | 0 | 0 | 0 | 0 | 0 | 0 | 0 | 0 | 0 | 0 | 0 | 0 | 0
| 0 | [33 empty] | Solar PV |  | Mona Vale 33_11kV Tx2 | 0 | 0 | 0 | 0 | 0 | 0 | 0 | 0 | 0 | 0 | 0 | 0 | 0 | 0 | 0 | 0 | 0 | 0 | 0 | 0 | 0 | 0 | 0 | 0 | 0 | 0 | 0 | 0 | 0 | 0 | 0 | 0
| Diversity Factor: 0 | [33 empty] | Solar PV |  | Mona Vale 33_11kV Tx3 | 0 | 0 | 0 | 0 | 0 | 0 | 0 | 0 | 0 | 0 | 0 | 0 | 0 | 0 | 0 | 0 | 0 | 0 | 0 | 0 | 0 | 0 | 0 | 0 | 0 | 0 | 0 | 0 | 0 | 0 | 0 | 0
| Weather Correction and Public Holiday Factors | [8 empty] | Forecast ROG
ROG Justification
| Actual loads for season 2013 have been weather corrected by the following: | [6 empty] | 3.024% |  | 7 year ROG ok | [59 empty] | 7 year ROG ok
1 | 2 | 3 | 4 | 5 | 6 | 7 | 8 | 9 | 10 | 2014 | 2015 | 2016 | 2017 | 2018 | 2019 | 2020 | 2021 | 2022 | 2023 | 2024 | 2025 | 2026 | 2027 | 2028 | 2029 | 2030 | 2031 | 2032 | 2033 | 2034 | 2035 | 2036 | 2037 | 2038
0.96781 | 0.93666 | 0.91656 | 0.90672 | 0.90672 | 0.90672 | 0.90672 | 0.90672 | 0.90672 | 0.90672 | -3.219% | -3.219% | -2.146% | -1.073% | 0% | 0% | 0% | 0% | 0% | 0% | 0% | 0% | 0% | 0% | 0% | 0% | 0% | 0% | 0% | 0% | 0% | 0% | 0% | 0% | 0%
Substation Load Detail
[7 empty] | Units | 2013 |  | 2014 | 2015 | 2016 | 2017 | 2018 | 2019 | 2020 | 2021 | 2022 | 2023 | 2024 | 2025 | 2026 | 2027 | 2028 | 2029 | 2030 | 2031 | 2032 | 2033 | 2034 | 2035 | 2036 | 2037 | 2038
1 | Mona Vale 33_11kV | Compensated |  | Load (LV side) |  |  | Amps | 1630 | 1691 | 1618.338 | 1602.033 | 1580.308 | 1566.122 | 1570.146 | 1575.435 | 1595.292 | 1618.499 | 1640.176 | 1662.83 | 1682.859 | 1708.221 | 1733.786 | 1762.719 | 1793.695 | 1824.381 | 1854.673 | 1885.651 | 1917.324 | 1949.703 | 1982.798 | 2016.619 | 2051.177 | 2086.483 | 2122.547
|  |  |  | Apparent Power |  |  | MVA | 31.0557 |  | 30.8335 | 30.5228 | 30.1089 | 29.8386 | 29.9153 | 30.0161 | 30.3944 | 30.8365 | 31.2495 | 31.6812 | 32.0628 | 32.546 | 33.0331 | 33.5843 | 34.1745 | 34.7591 | 35.3363 | 35.9265 | 36.5299 | 37.1468 | 37.7774 | 38.4218 | 39.0802 | 39.7528 | 40.44
|  |  |  | Real Power |  |  | MW | 28.5861 | 29.6559 | 28.3816 | 28.0956 | 27.7146 | 27.4658 | 27.5364 | 27.6291 | 27.9774 | 28.3844 | 28.7645 | 29.1618 | 29.5131 | 29.9579 | 30.4062 | 30.9136 | 31.4569 | 31.995 | 32.5263 | 33.0695 | 33.625 | 34.1929 | 34.7733 | 35.3664 | 35.9725 | 36.5916 | 37.2241
|  |  |  | Reactive Power |  |  | MVAr | 12.1364 |  | 12.0495 | 11.9281 | 11.7664 | 11.6607 | 11.6907 | 11.7301 | 11.8779 | 12.0507 | 12.2121 | 12.3808 | 12.5299 | 12.7188 | 12.9091 | 13.1245 | 13.3552 | 13.5836 | 13.8092 | 14.0398 | 14.2757 | 14.5167 | 14.7632 | 15.015 | 15.2723 | 15.5351 | 15.8037
|  |  |  | Capacitors In Service |  |  | MVAr | 0 |  | 0 | 0 | 0 | 0 | 0 | 0 | 0 | 0 | 0 | 0 | 0 | 0 | 0 | 0 | 0 | 0 | 0 | 0 | 0 | 0 | 0 | 0 | 0 | 0 | 0
|  |  |  | PF |  |  |  | 0.92048 |  | 0.92048 | 0.92048 | 0.92048 | 0.92048 | 0.92048 | 0.92048 | 0.92048 | 0.92048 | 0.92048 | 0.92048 | 0.92048 | 0.92048 | 0.92048 | 0.92048 | 0.92048 | 0.92048 | 0.92048 | 0.92048 | 0.92048 | 0.92048 | 0.92048 | 0.92048 | 0.92048 | 0.92048 | 0.92048
0.98319 | Diversity Factor: 0.98 | Uncompensated |  | Reactive Power |  |  | MVAr | 12.1364 | 12.5905 | 12.0495 | 11.9281 | 11.7664 | 11.6607 | 11.6907 | 11.7301 | 11.8779 | 12.0507 | 12.2121 | 12.3808 | 12.5299 | 12.7188 | 12.9091 | 13.1245 | 13.3552 | 13.5836 | 13.8092 | 14.0398 | 14.2757 | 14.5167 | 14.7632 | 15.015 | 15.2723 | 15.5351 | 15.8037
|  |  |  | PF |  |  |  | 0.92048 |  | 0.92048 | 0.92048 | 0.92048 | 0.92048 | 0.92048 | 0.92048 | 0.92048 | 0.92048 | 0.92048 | 0.92048 | 0.92048 | 0.92048 | 0.92048 | 0.92048 | 0.92048 | 0.92048 | 0.92048 | 0.92048 | 0.92048 | 0.92048 | 0.92048 | 0.92048 | 0.92048 | 0.92048 | 0.92048
[10 empty] | 1 | 2 | 3 | 4 | 5 | 6 | 7 | 8 | 9 | 10 | 11 | 12 | 13 | 14 | 15 | 16 | 17 | 18 | 19 | 20 | 21 | 22 | 23 | 24 | 25
Transformer Load Detail
[7 empty] | Units | 2013 |  | 2014 | 2015 | 2016 | 2017 | 2018 | 2019 | 2020 | 2021 | 2022 | 2023 | 2024 | 2025 | 2026 | 2027 | 2028 | 2029 | 2030 | 2031 | 2032 | 2033 | 2034 | 2035 | 2036 | 2037 | 2038
| 0 | Compensated |  | Load (LV side) |  |  | Amps
|  |  |  | Apparent Power |  |  | MVA
|  |  |  | Real Power |  |  | MW
|  |  |  | Reactive Power |  |  | MVAr
|  |  |  | Capacitors In Service |  |  | MVAr
PF
| Zone Div: | Uncompensated |  | Reactive Power |  |  | MVAr
PF
| 0 | Compensated |  | Load (LV side) |  |  | Amps
|  |  |  | Apparent Power |  |  | MVA
|  |  |  | Real Power |  |  | MW
|  |  |  | Reactive Power |  |  | MVAr
|  |  |  | Capacitors In Service |  |  | MVAr
PF
| Zone Div: | Uncompensated |  | Reactive Power |  |  | MVAr
PF
| 0 | Compensated |  | Load (LV side) |  |  | Amps
|  |  |  | Apparent Power |  |  | MVA
|  |  |  | Real Power |  |  | MW
|  |  |  | Reactive Power |  |  | MVAr
|  |  |  | Capacitors In Service |  |  | MVAr
PF
| Zone Div: | Uncompensated |  | Reactive Power |  |  | MVAr
PF
| 0 | Compensated |  | Load (LV side) |  |  | Amps
|  |  |  | Apparent Power |  |  | MVA
|  |  |  | Real Power |  |  | MW
|  |  |  | Reactive Power |  |  | MVAr
|  |  |  | Capacitors In Service |  |  | MVAr
PF
| Zone Div: | Uncompensated |  | Reactive Power |  |  | MVAr
PF
| 0 | Compensated |  | Load (LV side) |  |  | Amps
|  |  |  | Apparent Power |  |  | MVA
|  |  |  | Real Power |  |  | MW
|  |  |  | Reactive Power |  |  | MVAr
|  |  |  | Capacitors In Service |  |  | MVAr
PF
| Zone Div: | Uncompensated |  | Reactive Power |  |  | MVAr
PF
| 0 | Compensated |  | Load (LV side) |  |  | Amps
|  |  |  | Apparent Power |  |  | MVA
|  |  |  | Real Power |  |  | MW
|  |  |  | Reactive Power |  |  | MVAr
|  |  |  | Capacitors In Service |  |  | MVAr
PF
| Zone Div: | Uncompensated |  | Reactive Power |  |  | MVAr
PF
| 0 | Compensated |  | Load (LV side) |  |  | Amps
|  |  |  | Apparent Power |  |  | MVA
|  |  |  | Real Power |  |  | MW
|  |  |  | Reactive Power |  |  | MVAr
|  |  |  | Capacitors In Service |  |  | MVAr
PF
| Zone Div: | Uncompensated |  | Reactive Power |  |  | MVAr
PF
| 0 | Compensated |  | Load (LV side) |  |  | Amps
|  |  |  | Apparent Power |  |  | MVA
|  |  |  | Real Power |  |  | MW
|  |  |  | Reactive Power |  |  | MVAr
|  |  |  | Capacitors In Service |  |  | MVAr
PF
| Zone Div: | Uncompensated |  | Reactive Power |  |  | MVAr
PF
| 0 | Compensated |  | Load (LV side) |  |  | Amps
|  |  |  | Apparent Power |  |  | MVA
|  |  |  | Real Power |  |  | MW
|  |  |  | Reactive Power |  |  | MVAr
|  |  |  | Capacitors In Service |  |  | MVAr
PF
| Zone Div: | Uncompensated |  | Reactive Power |  |  | MVAr
PF
| 0 | Compensated |  | Load (LV side) |  |  | Amps
|  |  |  | Apparent Power |  |  | MVA
|  |  |  | Real Power |  |  | MW
|  |  |  | Reactive Power |  |  | MVAr
|  |  |  | Capacitors In Service |  |  | MVAr
PF
| Zone Div: | Uncompensated |  | Reactive Power |  |  | MVAr
PF

## Narrabeen 33_11kV
| Narrabeen 33_11kV | [16 empty] | 2014 | WINTER
| Substation Total Loads | [33 empty] | Spots & Transfers Detail
| Historical Loads | (11kV Amps) | [7 empty] | Weather Corrected Forecast Loads |  |  |  | (11kV Amps) | [20 empty] | Spots & Transfers Summary | (11kV Amps) |  | Historical Spots & Transfers | [6 empty] | Forecast Spots & Transfers
|  | 2007 | 2008 | 2009 | 2010 | 2011 | 2012 | 2013 |  | 2014 | 2015 | 2016 | 2017 | 2018 | 2019 | 2020 | 2021 | 2022 | 2023 | 2024 | 2025 | 2026 | 2027 | 2028 | 2029 | 2030 | 2031 | 2032 | 2033 | 2034 | 2035 | 2036 | 2037 | 2038 |  |  |  | 2007 | 2008 | 2009 | 2010 | 2011 | 2012 | 2013 | 2014 | 2015 | 2016 | 2017 | 2018 | 2019 | 2020 | 2021 | 2022 | 2023 | 2024 | 2025 | 2026 | 2027 | 2028 | 2029 | 2030 | 2031 | 2032 | 2033 | 2034 | 2035 | 2036 | 2037 | 2038
| Total | 1065 | 1001 | 791 | 697 | 650 | 614 | 608 |  | 620.4474 | 593.3038 | 577.012 | 570.8442 | 573.8094 | 577.2181 | 585.4793 | 594.3075 | 602.713 | 611.5355 | 619.8203 | 629.824 | 639.9716 | 651.0868 | 662.8555 | 674.5981 | 686.3462 | 698.3678 | 710.6667 | 723.2472 | 736.1134 | 749.2694 | 762.7196 | 776.4684 | 790.5199 |  |  | Total | 0 | 0 | -130 | 0 | 0 | 0 | 0 | 24.0357 | -0.69364 | 0.57008 | 2.0317 | 2.9651 | 3.4087 | 8.2612 | 8.8282 | 8.4055 | 8.8225 | 8.2848 | 10.0038 | 10.1475 | 11.1152 | 11.7687 | 11.7426 | 11.7482 | 12.0215 | 12.299 | 12.5805 | 12.8662 | 13.1561 | 13.4502 | 13.7487 | 14.0516
| Firm Rating | 0 | 0 | 0 | 0 | 0 | 0 | 1063 |  | 1063 | 1063 | 1063 | 1063 | 1063 | 1063 | 1063 | 1063 | 1063 | 1063 | 1063 | 1063 | 1063 | 1063 | 1063 | 1063 | 1063 | 1063 | 1063 | 1063 | 1063 | 1063 | 1063 | 1063 | 1063
| Total Capacity | 0 | 0 | 0 | 0 | 0 | 0 | 1063 |  | 1063 | 1063 | 1063 | 1063 | 1063 | 1063 | 1063 | 1063 | 1063 | 1063 | 1063 | 1063 | 1063 | 1063 | 1063 | 1063 | 1063 | 1063 | 1063 | 1063 | 1063 | 1063 | 1063 | 1063 | 1063 |  |  | Narrabeen 33_11kV Tx1 | 0 | 0 | 0 | 0 | 0 | 0 | 0 | 0 | 0 | 0 | 0 | 0 | 0 | 0 | 0 | 0 | 0 | 0 | 0 | 0 | 0 | 0 | 0 | 0 | 0 | 0 | 0 | 0 | 0 | 0 | 0 | 0
|  | -7 | -6 | -5 | -4 | -3 | -2 | -1 |  | 0 | 1 | 2 | 3 | 4 | 5 | 6 | 7 | 8 | 9 | 10 | 11 | 12 | 13 | 14 | 15 | 16 | 17 | 18 | 19 | 20 | 21 | 22 | 23 | 24 |  |  | Narrabeen 33_11kV Tx2 | 0 | 0 | -130 | 0 | 0 | 0 | 0 | 24.0357 | -0.69364 | 0.57008 | 2.0317 | 2.9651 | 3.4087 | 8.2612 | 8.8282 | 8.4055 | 8.8225 | 8.2848 | 10.0038 | 10.1475 | 11.1152 | 11.7687 | 11.7426 | 11.7482 | 12.0215 | 12.299 | 12.5805 | 12.8662 | 13.1561 | 13.4502 | 13.7487 | 14.0516
| Transformer Loads | [36 empty] | 0 | 0 | 0 | 0 | 0 | 0 | 0 | 0 | 0 | 0 | 0 | 0 | 0 | 0 | 0 | 0 | 0 | 0 | 0 | 0 | 0 | 0 | 0 | 0 | 0 | 0 | 0 | 0 | 0 | 0 | 0 | 0
| Historical Loads | (11kV Amps) | [7 empty] | 0: Weather Corrected Forecast Loads; 4: (11kV Amps) |  |  |  | 0 | 0 | 0 | 0 | 0 | 0 | 0 | 0 | 0 | 0 | 0 | 0 | 0 | 0 | 0 | 0 | 0 | 0 | 0 | 0 | 0 | 0 | 0 | 0 | 0 | 0 | 0 | 0 | 0 | 0 | 0 | 0
|  | 2007 | 2008 | 2009 | 2010 | 2011 | 2012 | 2013 |  | 2014 | 2015 | 2016 | 2017 | 2018 | 2019 | 2020 | 2021 | 2022 | 2023 | 2024 | 2025 | 2026 | 2027 | 2028 | 2029 | 2030 | 2031 | 2032 | 2033 | 2034 | 2035 | 2036 | 2037 | 2038 |  |  |  | 0 | 0 | 0 | 0 | 0 | 0 | 0 | 0 | 0 | 0 | 0 | 0 | 0 | 0 | 0 | 0 | 0 | 0 | 0 | 0 | 0 | 0 | 0 | 0 | 0 | 0 | 0 | 0 | 0 | 0 | 0 | 0
| 0 | [36 empty] | 0 | 0 | 0 | 0 | 0 | 0 | 0 | 0 | 0 | 0 | 0 | 0 | 0 | 0 | 0 | 0 | 0 | 0 | 0 | 0 | 0 | 0 | 0 | 0 | 0 | 0 | 0 | 0 | 0 | 0 | 0 | 0
| Diversity Factor: 0 | [36 empty] | 0 | 0 | 0 | 0 | 0 | 0 | 0 | 0 | 0 | 0 | 0 | 0 | 0 | 0 | 0 | 0 | 0 | 0 | 0 | 0 | 0 | 0 | 0 | 0 | 0 | 0 | 0 | 0 | 0 | 0 | 0 | 0
[38 empty] | 0 | 0 | 0 | 0 | 0 | 0 | 0 | 0 | 0 | 0 | 0 | 0 | 0 | 0 | 0 | 0 | 0 | 0 | 0 | 0 | 0 | 0 | 0 | 0 | 0 | 0 | 0 | 0 | 0 | 0 | 0 | 0
[38 empty] | 0 | 0 | 0 | 0 | 0 | 0 | 0 | 0 | 0 | 0 | 0 | 0 | 0 | 0 | 0 | 0 | 0 | 0 | 0 | 0 | 0 | 0 | 0 | 0 | 0 | 0 | 0 | 0 | 0 | 0 | 0 | 0
| 0 | [36 empty] | 0 | 0 | 0 | 0 | 0 | 0 | 0 | 0 | 0 | 0 | 0 | 0 | 0 | 0 | 0 | 0 | 0 | 0 | 0 | 0 | 0 | 0 | 0 | 0 | 0 | 0 | 0 | 0 | 0 | 0 | 0 | 0
Diversity Factor: 0
[38 empty] | Historical Spots & Transfers | [6 empty] | Forecast Spots & Transfers
[35 empty] | Project Name | From | To | 2007 | 2008 | 2009 | 2010 | 2011 | 2012 | 2013 | 2014 | 2015 | 2016 | 2017 | 2018 | 2019 | 2020 | 2021 | 2022 | 2023 | 2024 | 2025 | 2026 | 2027 | 2028 | 2029 | 2030 | 2031 | 2032 | 2033 | 2034 | 2035 | 2036 | 2037 | 2038
| 0 | [33 empty] | Broad based demand management |  | Narrabeen 33_11kV Tx2 | 0 | 0 | 0 | 0 | 0 | 0 | 0 | 0 | -0.19718 | -0.54406 | -0.60374 | -0.59665 | -0.63401 | 0 | 0 | 0 | 0 | 0 | 0 | 0 | 0 | 0 | 0 | 0 | 0 | 0 | 0 | 0 | 0 | 0 | 0 | 0
| Diversity Factor: 0 | [33 empty] | DNP_ID: 5778. Network Augmentation in the Vicinity of the Dee Why / Narrabeen Zone Boundary (Connections for DNPs 5775 & 5776) | Narrabeen 33_11kV Tx2 | Dee Why West 33_11kV Tx1 | 0 | 0 | 89.4938 | 0 | 0 | 0 | 0 | 0 | 0 | 0 | 0 | 0 | 0 | 0 | 0 | 0 | 0 | 0 | 0 | 0 | 0 | 0 | 0 | 0 | 0 | 0 | 0 | 0 | 0 | 0 | 0 | 0
[35 empty] | DNP_ID: 5778. Network Augmentation in the Vicinity of the Dee Why / Narrabeen Zone Boundary (Connections for DNPs 5775 & 5776) | Narrabeen 33_11kV Tx2 | Dee Why West 33_11kV Tx3 | 0 | 0 | 81.5062 | 0 | 0 | 0 | 0 | 0 | 0 | 0 | 0 | 0 | 0 | 0 | 0 | 0 | 0 | 0 | 0 | 0 | 0 | 0 | 0 | 0 | 0 | 0 | 0 | 0 | 0 | 0 | 0 | 0
[35 empty] | DNP_ID: 6194. Mona Vale Minor Zone Development – Relief of Panels 5R, 7L, 11L & 12 Feeders. | Mona Vale 33_11kV Tx1 | Narrabeen 33_11kV Tx2 | 0 | 0 | 41 | 0 | 0 | 0 | 0 | 0 | 0 | 0 | 0 | 0 | 0 | 0 | 0 | 0 | 0 | 0 | 0 | 0 | 0 | 0 | 0 | 0 | 0 | 0 | 0 | 0 | 0 | 0 | 0 | 0
| 0 | [33 empty] | HVCON_ID: 2011243. Establishment of 2 x Kiosks - S.49907 Macpherson Ocean Vale and S.49908 Boondah Ocean Vale, Macpherson St and Boondah Rd, Warriewood - 455 Unit Development | Mona Vale 33_11kV Tx3 | Narrabeen 33_11kV Tx2 | 0 | 0 | 0 | 0 | 0 | 0 | 0 | 25 | 0 | 0 | 0 | 0 | 0 | 0 | 0 | 0 | 0 | 0 | 0 | 0 | 0 | 0 | 0 | 0 | 0 | 0 | 0 | 0 | 0 | 0 | 0 | 0
| Diversity Factor: 0 | [33 empty] | Econometric |  | Narrabeen 33_11kV Tx2 | 0 | 0 | 0 | 0 | 0 | 0 | 0 | 0 | 0 | 4.962 | 8.8575 | 13.2501 | 14.4126 | 14.6778 | 13.8839 | 14.1233 | 14.3662 | 14.6128 | 14.8631 | 15.117 | 15.3748 | 15.6363 | 15.9018 | 16.1712 | 16.4446 | 16.722 | 17.0035 | 17.2892 | 17.5791 | 17.8732 | 18.1717 | 18.4746
[35 empty] | Energy Efficiency |  | Narrabeen 33_11kV Tx2 | 0 | 0 | 0 | 0 | 0 | 0 | 0 | -0.9643 | -0.49646 | -3.8479 | -6.2221 | -9.6883 | -10.3699 | -6.4166 | -5.0557 | -5.7178 | -5.5437 | -6.328 | -4.8593 | -4.9695 | -4.2596 | -3.8676 | -4.1593 | -4.423 | -4.423 | -4.423 | -4.423 | -4.423 | -4.423 | -4.423 | -4.423 | -4.423
[35 empty] | Solar PV |  | Narrabeen 33_11kV Tx2 | 0 | 0 | 0 | 0 | 0 | 0 | 0 | 0 | 0 | 0 | 0 | 0 | 0 | 0 | 0 | 0 | 0 | 0 | 0 | 0 | 0 | 0 | 0 | 0 | 0 | 0 | 0 | 0 | 0 | 0 | 0 | 0
0
Diversity Factor: 0
0
Diversity Factor: 0
0
Diversity Factor: 0
0
Diversity Factor: 0
0
Diversity Factor: 0
0
Diversity Factor: 0
| Weather Correction and Public Holiday Factors | [8 empty] | Forecast ROG
ROG Justification
| Actual loads for season 2013 have been weather corrected by the following: | [6 empty] | 0.5566% |  | 5 year ROG ok | [59 empty] | 5 year ROG ok
1 | 2 | 3 | 4 | 5 | 6 | 7 | 8 | 9 | 10 | 2014 | 2015 | 2016 | 2017 | 2018 | 2019 | 2020 | 2021 | 2022 | 2023 | 2024 | 2025 | 2026 | 2027 | 2028 | 2029 | 2030 | 2031 | 2032 | 2033 | 2034 | 2035 | 2036 | 2037 | 2038
0.95737 | 0.91656 | 0.89051 | 0.87785 | 0.87785 | 0.87785 | 0.87785 | 0.87785 | 0.87785 | 0.87785 | -4.263% | -4.263% | -2.842% | -1.421% | 0% | 0% | 0% | 0% | 0% | 0% | 0% | 0% | 0% | 0% | 0% | 0% | 0% | 0% | 0% | 0% | 0% | 0% | 0% | 0% | 0%
Substation Load Detail
[7 empty] | Units | 2013 |  | 2014 | 2015 | 2016 | 2017 | 2018 | 2019 | 2020 | 2021 | 2022 | 2023 | 2024 | 2025 | 2026 | 2027 | 2028 | 2029 | 2030 | 2031 | 2032 | 2033 | 2034 | 2035 | 2036 | 2037 | 2038
1 | Narrabeen 33_11kV | Compensated |  | Load (LV side) |  |  | Amps | 608 | 623 | 620.4474 | 593.3038 | 577.012 | 570.8442 | 573.8094 | 577.2181 | 585.4793 | 594.3075 | 602.713 | 611.5355 | 619.8203 | 629.824 | 639.9716 | 651.0868 | 662.8555 | 674.5981 | 686.3462 | 698.3678 | 710.6667 | 723.2472 | 736.1134 | 749.2694 | 762.7196 | 776.4684 | 790.5199
|  |  |  | Apparent Power |  |  | MVA | 11.584 |  | 11.8211 | 11.304 | 10.9936 | 10.876 | 10.9325 | 10.9975 | 11.1549 | 11.3231 | 11.4832 | 11.6513 | 11.8092 | 11.9998 | 12.1931 | 12.4049 | 12.6291 | 12.8528 | 13.0767 | 13.3057 | 13.54 | 13.7797 | 14.0248 | 14.2755 | 14.5318 | 14.7937 | 15.0614
|  |  |  | Real Power |  |  | MW | 10.4256 | 10.6828 | 10.6493 | 10.1834 | 9.9037 | 9.7979 | 9.8488 | 9.9073 | 10.0491 | 10.2006 | 10.3449 | 10.4963 | 10.6385 | 10.8102 | 10.9844 | 11.1751 | 11.3771 | 11.5787 | 11.7803 | 11.9867 | 12.1978 | 12.4137 | 12.6345 | 12.8603 | 13.0912 | 13.3272 | 13.5684
|  |  |  | Reactive Power |  |  | MVAr | 5.0493 |  | 5.1315 | 4.907 | 4.7722 | 4.7212 | 4.7457 | 4.7739 | 4.8423 | 4.9153 | 4.9848 | 5.0578 | 5.1263 | 5.209 | 5.2929 | 5.3849 | 5.4822 | 5.5793 | 5.6765 | 5.7759 | 5.8776 | 5.9817 | 6.0881 | 6.1969 | 6.3081 | 6.4219 | 6.5381
|  |  |  | Capacitors In Service |  |  | MVAr | 0 |  | 0 | 0 | 0 | 0 | 0 | 0 | 0 | 0 | 0 | 0 | 0 | 0 | 0 | 0 | 0 | 0 | 0 | 0 | 0 | 0 | 0 | 0 | 0 | 0 | 0
|  |  |  | PF |  |  |  | 0.9 |  | 0.90087 | 0.90087 | 0.90087 | 0.90087 | 0.90087 | 0.90087 | 0.90087 | 0.90087 | 0.90087 | 0.90087 | 0.90087 | 0.90087 | 0.90087 | 0.90087 | 0.90087 | 0.90087 | 0.90087 | 0.90087 | 0.90087 | 0.90087 | 0.90087 | 0.90087 | 0.90087 | 0.90087 | 0.90087
0.98927 | Diversity Factor: 0.99 | Uncompensated |  | Reactive Power |  |  | MVAr | 5.0493 | 5.1739 | 5.1315 | 4.907 | 4.7722 | 4.7212 | 4.7457 | 4.7739 | 4.8423 | 4.9153 | 4.9848 | 5.0578 | 5.1263 | 5.209 | 5.2929 | 5.3849 | 5.4822 | 5.5793 | 5.6765 | 5.7759 | 5.8776 | 5.9817 | 6.0881 | 6.1969 | 6.3081 | 6.4219 | 6.5381
|  |  |  | PF |  |  |  | 0.9 |  | 0.90087 | 0.90087 | 0.90087 | 0.90087 | 0.90087 | 0.90087 | 0.90087 | 0.90087 | 0.90087 | 0.90087 | 0.90087 | 0.90087 | 0.90087 | 0.90087 | 0.90087 | 0.90087 | 0.90087 | 0.90087 | 0.90087 | 0.90087 | 0.90087 | 0.90087 | 0.90087 | 0.90087 | 0.90087
[10 empty] | 1 | 2 | 3 | 4 | 5 | 6 | 7 | 8 | 9 | 10 | 11 | 12 | 13 | 14 | 15 | 16 | 17 | 18 | 19 | 20 | 21 | 22 | 23 | 24 | 25
Transformer Load Detail
[7 empty] | Units | 2013 |  | 2014 | 2015 | 2016 | 2017 | 2018 | 2019 | 2020 | 2021 | 2022 | 2023 | 2024 | 2025 | 2026 | 2027 | 2028 | 2029 | 2030 | 2031 | 2032 | 2033 | 2034 | 2035 | 2036 | 2037 | 2038
| 0 | Compensated |  | Load (LV side) |  |  | Amps
|  |  |  | Apparent Power |  |  | MVA
|  |  |  | Real Power |  |  | MW
|  |  |  | Reactive Power |  |  | MVAr
|  |  |  | Capacitors In Service |  |  | MVAr
PF
| Zone Div: | Uncompensated |  | Reactive Power |  |  | MVAr
PF
| 0 | Compensated |  | Load (LV side) |  |  | Amps
|  |  |  | Apparent Power |  |  | MVA
|  |  |  | Real Power |  |  | MW
|  |  |  | Reactive Power |  |  | MVAr
|  |  |  | Capacitors In Service |  |  | MVAr
PF
| Zone Div: | Uncompensated |  | Reactive Power |  |  | MVAr
PF
| 0 | Compensated |  | Load (LV side) |  |  | Amps
|  |  |  | Apparent Power |  |  | MVA
|  |  |  | Real Power |  |  | MW
|  |  |  | Reactive Power |  |  | MVAr
|  |  |  | Capacitors In Service |  |  | MVAr
PF
| Zone Div: | Uncompensated |  | Reactive Power |  |  | MVAr
PF
| 0 | Compensated |  | Load (LV side) |  |  | Amps
|  |  |  | Apparent Power |  |  | MVA
|  |  |  | Real Power |  |  | MW
|  |  |  | Reactive Power |  |  | MVAr
|  |  |  | Capacitors In Service |  |  | MVAr
PF
| Zone Div: | Uncompensated |  | Reactive Power |  |  | MVAr
PF
| 0 | Compensated |  | Load (LV side) |  |  | Amps
|  |  |  | Apparent Power |  |  | MVA
|  |  |  | Real Power |  |  | MW
|  |  |  | Reactive Power |  |  | MVAr
|  |  |  | Capacitors In Service |  |  | MVAr
PF
| Zone Div: | Uncompensated |  | Reactive Power |  |  | MVAr
PF
| 0 | Compensated |  | Load (LV side) |  |  | Amps
|  |  |  | Apparent Power |  |  | MVA
|  |  |  | Real Power |  |  | MW
|  |  |  | Reactive Power |  |  | MVAr
|  |  |  | Capacitors In Service |  |  | MVAr
PF
| Zone Div: | Uncompensated |  | Reactive Power |  |  | MVAr
PF
| 0 | Compensated |  | Load (LV side) |  |  | Amps
|  |  |  | Apparent Power |  |  | MVA
|  |  |  | Real Power |  |  | MW
|  |  |  | Reactive Power |  |  | MVAr
|  |  |  | Capacitors In Service |  |  | MVAr
PF
| Zone Div: | Uncompensated |  | Reactive Power |  |  | MVAr
PF
| 0 | Compensated |  | Load (LV side) |  |  | Amps
|  |  |  | Apparent Power |  |  | MVA
|  |  |  | Real Power |  |  | MW
|  |  |  | Reactive Power |  |  | MVAr
|  |  |  | Capacitors In Service |  |  | MVAr
PF
| Zone Div: | Uncompensated |  | Reactive Power |  |  | MVAr
PF
| 0 | Compensated |  | Load (LV side) |  |  | Amps
|  |  |  | Apparent Power |  |  | MVA
|  |  |  | Real Power |  |  | MW
|  |  |  | Reactive Power |  |  | MVAr
|  |  |  | Capacitors In Service |  |  | MVAr
PF
| Zone Div: | Uncompensated |  | Reactive Power |  |  | MVAr
PF
| 0 | Compensated |  | Load (LV side) |  |  | Amps
|  |  |  | Apparent Power |  |  | MVA
|  |  |  | Real Power |  |  | MW
|  |  |  | Reactive Power |  |  | MVAr
|  |  |  | Capacitors In Service |  |  | MVAr
PF
| Zone Div: | Uncompensated |  | Reactive Power |  |  | MVAr
PF

## Newport 33_11kV
| Newport 33_11kV | [16 empty] | 2014 | WINTER
| Substation Total Loads | [33 empty] | Spots & Transfers Detail
| Historical Loads | (11kV Amps) | [7 empty] | Weather Corrected Forecast Loads |  |  |  | (11kV Amps) | [20 empty] | Spots & Transfers Summary | (11kV Amps) |  | Historical Spots & Transfers | [6 empty] | Forecast Spots & Transfers
|  | 2007 | 2008 | 2009 | 2010 | 2011 | 2012 | 2013 |  | 2014 | 2015 | 2016 | 2017 | 2018 | 2019 | 2020 | 2021 | 2022 | 2023 | 2024 | 2025 | 2026 | 2027 | 2028 | 2029 | 2030 | 2031 | 2032 | 2033 | 2034 | 2035 | 2036 | 2037 | 2038 |  |  |  | 2007 | 2008 | 2009 | 2010 | 2011 | 2012 | 2013 | 2014 | 2015 | 2016 | 2017 | 2018 | 2019 | 2020 | 2021 | 2022 | 2023 | 2024 | 2025 | 2026 | 2027 | 2028 | 2029 | 2030 | 2031 | 2032 | 2033 | 2034 | 2035 | 2036 | 2037 | 2038
| Total | 1027 | 1199 | 1121 | 1108 | 833 | 860 | 765 |  | 785.6124 | 766.414 | 756.236 | 754.5327 | 760.7734 | 767.5519 | 779.3263 | 790.7352 | 801.8412 | 813.5392 | 825.2172 | 838.621 | 852.3039 | 866.7626 | 881.8711 | 897.0701 | 912.4993 | 928.2939 | 944.4592 | 961.0008 | 977.9243 | 995.2353 | 1012.939 | 1031.043 | 1049.552 |  |  | Total | 0 | 60 | 26 | 0 | -238 | 0 | 0 | -0.0073608 | -0.28509 | 2.1228 | 4.3654 | 6.2407 | 6.7785 | 11.7744 | 11.4089 | 11.106 | 11.698 | 11.678 | 13.4039 | 13.6828 | 14.4587 | 15.1085 | 15.199 | 15.4293 | 15.7946 | 16.1653 | 16.5416 | 16.9235 | 17.3111 | 17.7044 | 18.1036 | 18.5088
| Firm Rating | 0 | 0 | 0 | 0 | 0 | 0 | 1175 |  | 1175 | 1175 | 1202 | 1202 | 1202 | 1202 | 1202 | 1202 | 1202 | 1202 | 1202 | 1202 | 1202 | 1202 | 1202 | 1202 | 1202 | 1202 | 1202 | 1202 | 1202 | 1202 | 1202 | 1202 | 1202
| Total Capacity | 0 | 0 | 0 | 0 | 0 | 0 | 1186 |  | 1186 | 1186 | 2372 | 2372 | 2372 | 2372 | 2372 | 2372 | 2372 | 2372 | 2372 | 2372 | 2372 | 2372 | 2372 | 2372 | 2372 | 2372 | 2372 | 2372 | 2372 | 2372 | 2372 | 2372 | 2372 |  |  | Newport 33_11kV Tx2 | 0 | 60 | 26 | 0 | -238 | 0 | 0 | -0.0073608 | -0.28509 | 2.1228 | 4.3654 | 6.2407 | 6.7785 | 11.7744 | 11.4089 | 11.106 | 11.698 | 11.678 | 13.4039 | 13.6828 | 14.4587 | 15.1085 | 15.199 | 15.4293 | 15.7946 | 16.1653 | 16.5416 | 16.9235 | 17.3111 | 17.7044 | 18.1036 | 18.5088
|  | -7 | -6 | -5 | -4 | -3 | -2 | -1 |  | 0 | 1 | 2 | 3 | 4 | 5 | 6 | 7 | 8 | 9 | 10 | 11 | 12 | 13 | 14 | 15 | 16 | 17 | 18 | 19 | 20 | 21 | 22 | 23 | 24 |  |  | Newport 33_11kV Tx3 | 0 | 0 | 0 | 0 | 0 | 0 | 0 | 0 | 0 | 0 | 0 | 0 | 0 | 0 | 0 | 0 | 0 | 0 | 0 | 0 | 0 | 0 | 0 | 0 | 0 | 0 | 0 | 0 | 0 | 0 | 0 | 0
| Transformer Loads | [36 empty] | 0 | 0 | 0 | 0 | 0 | 0 | 0 | 0 | 0 | 0 | 0 | 0 | 0 | 0 | 0 | 0 | 0 | 0 | 0 | 0 | 0 | 0 | 0 | 0 | 0 | 0 | 0 | 0 | 0 | 0 | 0 | 0
| Historical Loads | (11kV Amps) | [7 empty] | Weather Corrected Forecast Loads |  |  |  | (11kV Amps) | [23 empty] | 0 | 0 | 0 | 0 | 0 | 0 | 0 | 0 | 0 | 0 | 0 | 0 | 0 | 0 | 0 | 0 | 0 | 0 | 0 | 0 | 0 | 0 | 0 | 0 | 0 | 0 | 0 | 0 | 0 | 0 | 0 | 0
|  | 2007 | 2008 | 2009 | 2010 | 2011 | 2012 | 2013 |  | 2014 | 2015 | 2016 | 2017 | 2018 | 2019 | 2020 | 2021 | 2022 | 2023 | 2024 | 2025 | 2026 | 2027 | 2028 | 2029 | 2030 | 2031 | 2032 | 2033 | 2034 | 2035 | 2036 | 2037 | 2038 |  |  |  | 0 | 0 | 0 | 0 | 0 | 0 | 0 | 0 | 0 | 0 | 0 | 0 | 0 | 0 | 0 | 0 | 0 | 0 | 0 | 0 | 0 | 0 | 0 | 0 | 0 | 0 | 0 | 0 | 0 | 0 | 0 | 0
| 0 | [36 empty] | 0 | 0 | 0 | 0 | 0 | 0 | 0 | 0 | 0 | 0 | 0 | 0 | 0 | 0 | 0 | 0 | 0 | 0 | 0 | 0 | 0 | 0 | 0 | 0 | 0 | 0 | 0 | 0 | 0 | 0 | 0 | 0
| Diversity Factor: 0 | [36 empty] | 0 | 0 | 0 | 0 | 0 | 0 | 0 | 0 | 0 | 0 | 0 | 0 | 0 | 0 | 0 | 0 | 0 | 0 | 0 | 0 | 0 | 0 | 0 | 0 | 0 | 0 | 0 | 0 | 0 | 0 | 0 | 0
[38 empty] | 0 | 0 | 0 | 0 | 0 | 0 | 0 | 0 | 0 | 0 | 0 | 0 | 0 | 0 | 0 | 0 | 0 | 0 | 0 | 0 | 0 | 0 | 0 | 0 | 0 | 0 | 0 | 0 | 0 | 0 | 0 | 0
[38 empty] | 0 | 0 | 0 | 0 | 0 | 0 | 0 | 0 | 0 | 0 | 0 | 0 | 0 | 0 | 0 | 0 | 0 | 0 | 0 | 0 | 0 | 0 | 0 | 0 | 0 | 0 | 0 | 0 | 0 | 0 | 0 | 0
| 0 | [36 empty] | 0 | 0 | 0 | 0 | 0 | 0 | 0 | 0 | 0 | 0 | 0 | 0 | 0 | 0 | 0 | 0 | 0 | 0 | 0 | 0 | 0 | 0 | 0 | 0 | 0 | 0 | 0 | 0 | 0 | 0 | 0 | 0
Diversity Factor: 0
[38 empty] | Historical Spots & Transfers | [6 empty] | Forecast Spots & Transfers
[35 empty] | Project Name | From | To | 2007 | 2008 | 2009 | 2010 | 2011 | 2012 | 2013 | 2014 | 2015 | 2016 | 2017 | 2018 | 2019 | 2020 | 2021 | 2022 | 2023 | 2024 | 2025 | 2026 | 2027 | 2028 | 2029 | 2030 | 2031 | 2032 | 2033 | 2034 | 2035 | 2036 | 2037 | 2038
| 0 | [33 empty] | Broad based demand management |  | Newport 33_11kV Tx2 | 0 | 0 | 0 | 0 | 0 | 0 | 0 | 0 | -0.15063 | -0.49181 | -0.56115 | -0.59372 | -0.69376 | 0 | 0 | 0 | 0 | 0 | 0 | 0 | 0 | 0 | 0 | 0 | 0 | 0 | 0 | 0 | 0 | 0 | 0 | 0
| Diversity Factor: 0 | [33 empty] | DNP_ID: 6194. Mona Vale Minor Zone Development – Relief of Panels 5R, 7L, 11L & 12 Feeders. | Mona Vale 33_11kV Tx1 | Newport 33_11kV Tx2 | 0 | 60 | 0 | 0 | 0 | 0 | 0 | 0 | 0 | 0 | 0 | 0 | 0 | 0 | 0 | 0 | 0 | 0 | 0 | 0 | 0 | 0 | 0 | 0 | 0 | 0 | 0 | 0 | 0 | 0 | 0 | 0
[35 empty] | DNP_ID: 6194. Mona Vale Minor Zone Development – Relief of Panels 5R, 7L, 11L & 12 Feeders. | Newport 33_11kV Tx2 | Mona Vale 33_11kV Tx3 | 0 | 0 | 29 | 0 | 0 | 0 | 0 | 0 | 0 | 0 | 0 | 0 | 0 | 0 | 0 | 0 | 0 | 0 | 0 | 0 | 0 | 0 | 0 | 0 | 0 | 0 | 0 | 0 | 0 | 0 | 0 | 0
[35 empty] | DNP_ID: 6422. Newport Zone Development - 2008 (New feeder from Mona Vale) | Newport 33_11kV Tx2 | Mona Vale 33_11kV Tx1 | 0 | 0 | 0 | 0 | 238 | 0 | 0 | 0 | 0 | 0 | 0 | 0 | 0 | 0 | 0 | 0 | 0 | 0 | 0 | 0 | 0 | 0 | 0 | 0 | 0 | 0 | 0 | 0 | 0 | 0 | 0 | 0
| 0 | [33 empty] | DNP_ID: 6465. Works Required to reduce the Load on Panel 7R Feeder Mona Vale (Open Points) | Mona Vale 33_11kV Tx1 | Newport 33_11kV Tx2 | 0 | 0 | 55 | 0 | 0 | 0 | 0 | 0 | 0 | 0 | 0 | 0 | 0 | 0 | 0 | 0 | 0 | 0 | 0 | 0 | 0 | 0 | 0 | 0 | 0 | 0 | 0 | 0 | 0 | 0 | 0 | 0
| Diversity Factor: 0 | [33 empty] | Econometric |  | Newport 33_11kV Tx2 | 0 | 0 | 0 | 0 | 0 | 0 | 0 | 0 | 0 | 6.5261 | 11.5396 | 17.2257 | 18.9025 | 19.2595 | 18.0604 | 18.3798 | 18.704 | 19.0331 | 19.3672 | 19.7063 | 20.0504 | 20.3998 | 20.7544 | 21.1143 | 21.4796 | 21.8503 | 22.2266 | 22.6085 | 22.9961 | 23.3895 | 23.7887 | 24.1938
[35 empty] | Energy Efficiency |  | Newport 33_11kV Tx2 | 0 | 0 | 0 | 0 | 0 | 0 | 0 | -0.0073608 | -0.13445 | -3.9114 | -6.613 | -10.3913 | -11.4303 | -7.4851 | -6.6515 | -7.2738 | -7.006 | -7.3551 | -5.9633 | -6.0234 | -5.5917 | -5.2913 | -5.5554 | -5.685 | -5.685 | -5.685 | -5.685 | -5.685 | -5.685 | -5.685 | -5.685 | -5.685
[35 empty] | Solar PV |  | Newport 33_11kV Tx2 | 0 | 0 | 0 | 0 | 0 | 0 | 0 | 0 | 0 | 0 | 0 | 0 | 0 | 0 | 0 | 0 | 0 | 0 | 0 | 0 | 0 | 0 | 0 | 0 | 0 | 0 | 0 | 0 | 0 | 0 | 0 | 0
0
Diversity Factor: 0
0
Diversity Factor: 0
0
Diversity Factor: 0
0
Diversity Factor: 0
0
Diversity Factor: 0
0
Diversity Factor: 0
| Weather Correction and Public Holiday Factors | [8 empty] | Forecast ROG
ROG Justification
| Actual loads for season 2013 have been weather corrected by the following: | [6 empty] | 1.624% |  | 7 year ROG ok | [59 empty] | 7 year ROG ok
1 | 2 | 3 | 4 | 5 | 6 | 7 | 8 | 9 | 10 | 2014 | 2015 | 2016 | 2017 | 2018 | 2019 | 2020 | 2021 | 2022 | 2023 | 2024 | 2025 | 2026 | 2027 | 2028 | 2029 | 2030 | 2031 | 2032 | 2033 | 2034 | 2035 | 2036 | 2037 | 2038
0.97593 | 0.95244 | 0.93716 | 0.92965 | 0.92965 | 0.92965 | 0.92965 | 0.92965 | 0.92965 | 0.92965 | -2.407% | -2.407% | -1.604% | -0.802% | 0% | 0% | 0% | 0% | 0% | 0% | 0% | 0% | 0% | 0% | 0% | 0% | 0% | 0% | 0% | 0% | 0% | 0% | 0% | 0% | 0%
Substation Load Detail
[7 empty] | Units | 2013 |  | 2014 | 2015 | 2016 | 2017 | 2018 | 2019 | 2020 | 2021 | 2022 | 2023 | 2024 | 2025 | 2026 | 2027 | 2028 | 2029 | 2030 | 2031 | 2032 | 2033 | 2034 | 2035 | 2036 | 2037 | 2038
1 | Newport 33_11kV | Compensated |  | Load (LV side) |  |  | Amps | 765 | 805 | 785.6124 | 766.414 | 756.236 | 754.5327 | 760.7734 | 767.5519 | 779.3263 | 790.7352 | 801.8412 | 813.5392 | 825.2172 | 838.621 | 852.3039 | 866.7626 | 881.8711 | 897.0701 | 912.4993 | 928.2939 | 944.4592 | 961.0008 | 977.9243 | 995.2353 | 1012.939 | 1031.043 | 1049.552
|  |  |  | Apparent Power |  |  | MVA | 14.5752 |  | 14.9679 | 14.6021 | 14.4082 | 14.3758 | 14.4947 | 14.6238 | 14.8482 | 15.0655 | 15.2771 | 15.5 | 15.7225 | 15.9779 | 16.2386 | 16.514 | 16.8019 | 17.0915 | 17.3854 | 17.6864 | 17.9944 | 18.3095 | 18.632 | 18.9618 | 19.2991 | 19.644 | 19.9966
|  |  |  | Real Power |  |  | MW | 13.8464 | 14.5704 | 14.2195 | 13.872 | 13.6878 | 13.657 | 13.7699 | 13.8926 | 14.1058 | 14.3123 | 14.5133 | 14.725 | 14.9364 | 15.179 | 15.4266 | 15.6883 | 15.9618 | 16.2369 | 16.5162 | 16.8021 | 17.0946 | 17.394 | 17.7004 | 18.0137 | 18.3341 | 18.6618 | 18.9968
|  |  |  | Reactive Power |  |  | MVAr | 4.5511 |  | 4.6737 | 4.5595 | 4.499 | 4.4888 | 4.526 | 4.5663 | 4.6363 | 4.7042 | 4.7703 | 4.8399 | 4.9093 | 4.9891 | 5.0705 | 5.1565 | 5.2464 | 5.3368 | 5.4286 | 5.5226 | 5.6187 | 5.7171 | 5.8178 | 5.9208 | 6.0261 | 6.1338 | 6.244
|  |  |  | Capacitors In Service |  |  | MVAr | 0 |  | 0 | 0 | 0 | 0 | 0 | 0 | 0 | 0 | 0 | 0 | 0 | 0 | 0 | 0 | 0 | 0 | 0 | 0 | 0 | 0 | 0 | 0 | 0 | 0 | 0
|  |  |  | PF |  |  |  | 0.95 |  | 0.95 | 0.95 | 0.95 | 0.95 | 0.95 | 0.95 | 0.95 | 0.95 | 0.95 | 0.95 | 0.95 | 0.95 | 0.95 | 0.95 | 0.95 | 0.95 | 0.95 | 0.95 | 0.95 | 0.95 | 0.95 | 0.95 | 0.95 | 0.95 | 0.95
0.94852 | Diversity Factor: 0.95 | Uncompensated |  | Reactive Power |  |  | MVAr | 4.5511 | 4.7891 | 4.6737 | 4.5595 | 4.499 | 4.4888 | 4.526 | 4.5663 | 4.6363 | 4.7042 | 4.7703 | 4.8399 | 4.9093 | 4.9891 | 5.0705 | 5.1565 | 5.2464 | 5.3368 | 5.4286 | 5.5226 | 5.6187 | 5.7171 | 5.8178 | 5.9208 | 6.0261 | 6.1338 | 6.244
|  |  |  | PF |  |  |  | 0.95 |  | 0.95 | 0.95 | 0.95 | 0.95 | 0.95 | 0.95 | 0.95 | 0.95 | 0.95 | 0.95 | 0.95 | 0.95 | 0.95 | 0.95 | 0.95 | 0.95 | 0.95 | 0.95 | 0.95 | 0.95 | 0.95 | 0.95 | 0.95 | 0.95 | 0.95
[10 empty] | 1 | 2 | 3 | 4 | 5 | 6 | 7 | 8 | 9 | 10 | 11 | 12 | 13 | 14 | 15 | 16 | 17 | 18 | 19 | 20 | 21 | 22 | 23 | 24 | 25
Transformer Load Detail
[7 empty] | Units | 2013 |  | 2014 | 2015 | 2016 | 2017 | 2018 | 2019 | 2020 | 2021 | 2022 | 2023 | 2024 | 2025 | 2026 | 2027 | 2028 | 2029 | 2030 | 2031 | 2032 | 2033 | 2034 | 2035 | 2036 | 2037 | 2038
| 0 | Compensated |  | Load (LV side) |  |  | Amps
|  |  |  | Apparent Power |  |  | MVA
|  |  |  | Real Power |  |  | MW
|  |  |  | Reactive Power |  |  | MVAr
|  |  |  | Capacitors In Service |  |  | MVAr
PF
| Zone Div: | Uncompensated |  | Reactive Power |  |  | MVAr
PF
| 0 | Compensated |  | Load (LV side) |  |  | Amps
|  |  |  | Apparent Power |  |  | MVA
|  |  |  | Real Power |  |  | MW
|  |  |  | Reactive Power |  |  | MVAr
|  |  |  | Capacitors In Service |  |  | MVAr
PF
| Zone Div: | Uncompensated |  | Reactive Power |  |  | MVAr
PF
| 0 | Compensated |  | Load (LV side) |  |  | Amps
|  |  |  | Apparent Power |  |  | MVA
|  |  |  | Real Power |  |  | MW
|  |  |  | Reactive Power |  |  | MVAr
|  |  |  | Capacitors In Service |  |  | MVAr
PF
| Zone Div: | Uncompensated |  | Reactive Power |  |  | MVAr
PF
| 0 | Compensated |  | Load (LV side) |  |  | Amps
|  |  |  | Apparent Power |  |  | MVA
|  |  |  | Real Power |  |  | MW
|  |  |  | Reactive Power |  |  | MVAr
|  |  |  | Capacitors In Service |  |  | MVAr
PF
| Zone Div: | Uncompensated |  | Reactive Power |  |  | MVAr
PF
| 0 | Compensated |  | Load (LV side) |  |  | Amps
|  |  |  | Apparent Power |  |  | MVA
|  |  |  | Real Power |  |  | MW
|  |  |  | Reactive Power |  |  | MVAr
|  |  |  | Capacitors In Service |  |  | MVAr
PF
| Zone Div: | Uncompensated |  | Reactive Power |  |  | MVAr
PF
| 0 | Compensated |  | Load (LV side) |  |  | Amps
|  |  |  | Apparent Power |  |  | MVA
|  |  |  | Real Power |  |  | MW
|  |  |  | Reactive Power |  |  | MVAr
|  |  |  | Capacitors In Service |  |  | MVAr
PF
| Zone Div: | Uncompensated |  | Reactive Power |  |  | MVAr
PF
| 0 | Compensated |  | Load (LV side) |  |  | Amps
|  |  |  | Apparent Power |  |  | MVA
|  |  |  | Real Power |  |  | MW
|  |  |  | Reactive Power |  |  | MVAr
|  |  |  | Capacitors In Service |  |  | MVAr
PF
| Zone Div: | Uncompensated |  | Reactive Power |  |  | MVAr
PF
| 0 | Compensated |  | Load (LV side) |  |  | Amps
|  |  |  | Apparent Power |  |  | MVA
|  |  |  | Real Power |  |  | MW
|  |  |  | Reactive Power |  |  | MVAr
|  |  |  | Capacitors In Service |  |  | MVAr
PF
| Zone Div: | Uncompensated |  | Reactive Power |  |  | MVAr
PF
| 0 | Compensated |  | Load (LV side) |  |  | Amps
|  |  |  | Apparent Power |  |  | MVA
|  |  |  | Real Power |  |  | MW
|  |  |  | Reactive Power |  |  | MVAr
|  |  |  | Capacitors In Service |  |  | MVAr
PF
| Zone Div: | Uncompensated |  | Reactive Power |  |  | MVAr
PF
| 0 | Compensated |  | Load (LV side) |  |  | Amps
|  |  |  | Apparent Power |  |  | MVA
|  |  |  | Real Power |  |  | MW
|  |  |  | Reactive Power |  |  | MVAr
|  |  |  | Capacitors In Service |  |  | MVAr
PF
| Zone Div: | Uncompensated |  | Reactive Power |  |  | MVAr
PF

## Terrey Hills 33_11kV
| Terrey Hills 33_11kV | [16 empty] | 2014 | WINTER
| Substation Total Loads | [33 empty] | Spots & Transfers Detail
| Historical Loads | (11kV Amps) | [7 empty] | Weather Corrected Forecast Loads |  |  |  | (11kV Amps) | [20 empty] | Spots & Transfers Summary | (11kV Amps) |  | Historical Spots & Transfers | [6 empty] | Forecast Spots & Transfers
|  | 2007 | 2008 | 2009 | 2010 | 2011 | 2012 | 2013 |  | 2014 | 2015 | 2016 | 2017 | 2018 | 2019 | 2020 | 2021 | 2022 | 2023 | 2024 | 2025 | 2026 | 2027 | 2028 | 2029 | 2030 | 2031 | 2032 | 2033 | 2034 | 2035 | 2036 | 2037 | 2038 |  |  |  | 2007 | 2008 | 2009 | 2010 | 2011 | 2012 | 2013 | 2014 | 2015 | 2016 | 2017 | 2018 | 2019 | 2020 | 2021 | 2022 | 2023 | 2024 | 2025 | 2026 | 2027 | 2028 | 2029 | 2030 | 2031 | 2032 | 2033 | 2034 | 2035 | 2036 | 2037 | 2038
| Total | 728 | 745 | 701 | 703 | 650 | 692 | 694 |  | 657.8682 | 642.0628 | 630.4927 | 623.8531 | 620.7302 | 617.8844 | 621.8097 | 628.8625 | 634.9894 | 641.3437 | 645.6797 | 652.6152 | 659.453 | 668.2027 | 677.9519 | 687.3868 | 696.307 | 705.4265 | 714.7483 | 724.2751 | 734.0099 | 743.9557 | 754.1155 | 764.4922 | 775.0889 |  |  | Total | 0 | 0 | 0 | 0 | 0 | 27 | 0 | -3.676 | -1.7374 | -2.4167 | -2.1454 | -3.1229 | -2.8459 | 3.9254 | 7.0528 | 6.127 | 6.3543 | 4.336 | 6.9355 | 6.8377 | 8.7497 | 9.7492 | 9.4349 | 8.9202 | 9.1195 | 9.3217 | 9.5268 | 9.7348 | 9.9458 | 10.1597 | 10.3767 | 10.5968
| Firm Rating | 0 | 0 | 0 | 0 | 0 | 0 | 1603 |  | 1603 | 1603 | 1603 | 1603 | 1603 | 1603 | 1603 | 1603 | 1603 | 1603 | 1603 | 1603 | 1603 | 1603 | 1603 | 1603 | 1603 | 1603 | 1603 | 1603 | 1603 | 1603 | 1603 | 1603 | 1603
| Total Capacity | 0 | 0 | 0 | 0 | 0 | 0 | 3188 |  | 3188 | 3188 | 3188 | 3188 | 3188 | 3188 | 3188 | 3188 | 3188 | 3188 | 3188 | 3188 | 3188 | 3188 | 3188 | 3188 | 3188 | 3188 | 3188 | 3188 | 3188 | 3188 | 3188 | 3188 | 3188 |  |  | Terrey Hills 33_11kV Tx1 | 0 | 0 | 0 | 0 | 0 | 0 | 0 | 0 | 0 | 0 | 0 | 0 | 0 | 0 | 0 | 0 | 0 | 0 | 0 | 0 | 0 | 0 | 0 | 0 | 0 | 0 | 0 | 0 | 0 | 0 | 0 | 0
|  | -7 | -6 | -5 | -4 | -3 | -2 | -1 |  | 0 | 1 | 2 | 3 | 4 | 5 | 6 | 7 | 8 | 9 | 10 | 11 | 12 | 13 | 14 | 15 | 16 | 17 | 18 | 19 | 20 | 21 | 22 | 23 | 24 |  |  | Terrey Hills 33_11kV Tx2 | 0 | 0 | 0 | 0 | 0 | 27 | 0 | -3.676 | -1.7374 | -2.4167 | -2.1454 | -3.1229 | -2.8459 | 3.9254 | 7.0528 | 6.127 | 6.3543 | 4.336 | 6.9355 | 6.8377 | 8.7497 | 9.7492 | 9.4349 | 8.9202 | 9.1195 | 9.3217 | 9.5268 | 9.7348 | 9.9458 | 10.1597 | 10.3767 | 10.5968
| Transformer Loads | [35 empty] | Terrey Hills 33_11kV Tx3 | 0 | 0 | 0 | 0 | 0 | 0 | 0 | 0 | 0 | 0 | 0 | 0 | 0 | 0 | 0 | 0 | 0 | 0 | 0 | 0 | 0 | 0 | 0 | 0 | 0 | 0 | 0 | 0 | 0 | 0 | 0 | 0
| Historical Loads | (11kV Amps) | [7 empty] | Weather Corrected Forecast Loads |  |  |  | (11kV Amps) | [23 empty] | 0 | 0 | 0 | 0 | 0 | 0 | 0 | 0 | 0 | 0 | 0 | 0 | 0 | 0 | 0 | 0 | 0 | 0 | 0 | 0 | 0 | 0 | 0 | 0 | 0 | 0 | 0 | 0 | 0 | 0 | 0 | 0
|  | 2007 | 2008 | 2009 | 2010 | 2011 | 2012 | 2013 |  | 2014 | 2015 | 2016 | 2017 | 2018 | 2019 | 2020 | 2021 | 2022 | 2023 | 2024 | 2025 | 2026 | 2027 | 2028 | 2029 | 2030 | 2031 | 2032 | 2033 | 2034 | 2035 | 2036 | 2037 | 2038 |  |  |  | 0 | 0 | 0 | 0 | 0 | 0 | 0 | 0 | 0 | 0 | 0 | 0 | 0 | 0 | 0 | 0 | 0 | 0 | 0 | 0 | 0 | 0 | 0 | 0 | 0 | 0 | 0 | 0 | 0 | 0 | 0 | 0
| 0 | [36 empty] | 0 | 0 | 0 | 0 | 0 | 0 | 0 | 0 | 0 | 0 | 0 | 0 | 0 | 0 | 0 | 0 | 0 | 0 | 0 | 0 | 0 | 0 | 0 | 0 | 0 | 0 | 0 | 0 | 0 | 0 | 0 | 0
| Diversity Factor: 0 | [36 empty] | 0 | 0 | 0 | 0 | 0 | 0 | 0 | 0 | 0 | 0 | 0 | 0 | 0 | 0 | 0 | 0 | 0 | 0 | 0 | 0 | 0 | 0 | 0 | 0 | 0 | 0 | 0 | 0 | 0 | 0 | 0 | 0
[38 empty] | 0 | 0 | 0 | 0 | 0 | 0 | 0 | 0 | 0 | 0 | 0 | 0 | 0 | 0 | 0 | 0 | 0 | 0 | 0 | 0 | 0 | 0 | 0 | 0 | 0 | 0 | 0 | 0 | 0 | 0 | 0 | 0
[38 empty] | 0 | 0 | 0 | 0 | 0 | 0 | 0 | 0 | 0 | 0 | 0 | 0 | 0 | 0 | 0 | 0 | 0 | 0 | 0 | 0 | 0 | 0 | 0 | 0 | 0 | 0 | 0 | 0 | 0 | 0 | 0 | 0
| 0 | [36 empty] | 0 | 0 | 0 | 0 | 0 | 0 | 0 | 0 | 0 | 0 | 0 | 0 | 0 | 0 | 0 | 0 | 0 | 0 | 0 | 0 | 0 | 0 | 0 | 0 | 0 | 0 | 0 | 0 | 0 | 0 | 0 | 0
Diversity Factor: 0
[38 empty] | Historical Spots & Transfers | [6 empty] | Forecast Spots & Transfers
[35 empty] | Project Name | From | To | 2007 | 2008 | 2009 | 2010 | 2011 | 2012 | 2013 | 2014 | 2015 | 2016 | 2017 | 2018 | 2019 | 2020 | 2021 | 2022 | 2023 | 2024 | 2025 | 2026 | 2027 | 2028 | 2029 | 2030 | 2031 | 2032 | 2033 | 2034 | 2035 | 2036 | 2037 | 2038
| 0 | [33 empty] | Broad based demand management |  | Terrey Hills 33_11kV Tx2 | 0 | 0 | 0 | 0 | 0 | 0 | 0 | 0 | -0.14602 | -0.49444 | -0.54492 | -0.52998 | -0.53942 | 0 | 0 | 0 | 0 | 0 | 0 | 0 | 0 | 0 | 0 | 0 | 0 | 0 | 0 | 0 | 0 | 0 | 0 | 0
| Diversity Factor: 0 | [33 empty] | HVCON_ID: 2009142. Establishment of S.17155 Optus Crozier, Crozier Road (Satellite Facility), Belrose and Decommission S.16298 Linden Crozier | Belrose 33_11kV Tx1 | Terrey Hills 33_11kV Tx2 | 0 | 0 | 0 | 0 | 0 | 13.7899 | 0 | 0 | 0 | 0 | 0 | 0 | 0 | 0 | 0 | 0 | 0 | 0 | 0 | 0 | 0 | 0 | 0 | 0 | 0 | 0 | 0 | 0 | 0 | 0 | 0 | 0
[35 empty] | HVCON_ID: 2009142. Establishment of S.17155 Optus Crozier, Crozier Road (Satellite Facility), Belrose and Decommission S.16298 Linden Crozier | Belrose 33_11kV Tx2 | Terrey Hills 33_11kV Tx2 | 0 | 0 | 0 | 0 | 0 | 13.2101 | 0 | 0 | 0 | 0 | 0 | 0 | 0 | 0 | 0 | 0 | 0 | 0 | 0 | 0 | 0 | 0 | 0 | 0 | 0 | 0 | 0 | 0 | 0 | 0 | 0 | 0
[35 empty] | Econometric |  | Terrey Hills 33_11kV Tx2 | 0 | 0 | 0 | 0 | 0 | 0 | 0 | 0 | 0 | 3.7968 | 6.9831 | 10.5551 | 11.0567 | 11.2434 | 11.0806 | 11.2561 | 11.434 | 11.6146 | 11.7977 | 11.9834 | 12.1718 | 12.3629 | 12.5567 | 12.7532 | 12.9526 | 13.1548 | 13.3599 | 13.5679 | 13.7789 | 13.9928 | 14.2098 | 14.4298
| 0 | [33 empty] | Energy Efficiency |  | Terrey Hills 33_11kV Tx2 | 0 | 0 | 0 | 0 | 0 | 0 | 0 | -3.676 | -1.5913 | -5.7191 | -8.5836 | -13.148 | -13.3632 | -7.318 | -4.0278 | -5.1291 | -5.0798 | -7.2785 | -4.8621 | -5.1457 | -3.4221 | -2.6137 | -3.1218 | -3.8331 | -3.8331 | -3.8331 | -3.8331 | -3.8331 | -3.8331 | -3.8331 | -3.8331 | -3.8331
| Diversity Factor: 0 | [33 empty] | Solar PV |  | Terrey Hills 33_11kV Tx2 | 0 | 0 | 0 | 0 | 0 | 0 | 0 | 0 | 0 | 0 | 0 | 0 | 0 | 0 | 0 | 0 | 0 | 0 | 0 | 0 | 0 | 0 | 0 | 0 | 0 | 0 | 0 | 0 | 0 | 0 | 0 | 0
0
Diversity Factor: 0
0
Diversity Factor: 0
0
Diversity Factor: 0
0
Diversity Factor: 0
0
Diversity Factor: 0
0
Diversity Factor: 0
| Weather Correction and Public Holiday Factors | [8 empty] | Forecast ROG
ROG Justification
| Actual loads for season 2013 have been weather corrected by the following: | [6 empty] | -3.138% |  | 7 year ROG ok | [59 empty] | 7 year ROG ok
1 | 2 | 3 | 4 | 5 | 6 | 7 | 8 | 9 | 10 | 2014 | 2015 | 2016 | 2017 | 2018 | 2019 | 2020 | 2021 | 2022 | 2023 | 2024 | 2025 | 2026 | 2027 | 2028 | 2029 | 2030 | 2031 | 2032 | 2033 | 2034 | 2035 | 2036 | 2037 | 2038
0.97862 | 0.9577 | 0.94405 | 0.93733 | 0.93733 | 0.93733 | 0.93733 | 0.93733 | 0.93733 | 0.93733 | -2.138% | -2.138% | -1.425% | -0.712% | 0% | 0% | 0% | 0% | 0% | 0% | 0% | 0% | 0% | 0% | 0% | 0% | 0% | 0% | 0% | 0% | 0% | 0% | 0% | 0% | 0%
Substation Load Detail
[7 empty] | Units | 2013 |  | 2014 | 2015 | 2016 | 2017 | 2018 | 2019 | 2020 | 2021 | 2022 | 2023 | 2024 | 2025 | 2026 | 2027 | 2028 | 2029 | 2030 | 2031 | 2032 | 2033 | 2034 | 2035 | 2036 | 2037 | 2038
1 | Terrey Hills 33_11kV | Compensated |  | Load (LV side) |  |  | Amps | 694 | 676 | 657.8682 | 642.0628 | 630.4927 | 623.8531 | 620.7302 | 617.8844 | 621.8097 | 628.8625 | 634.9894 | 641.3437 | 645.6797 | 652.6152 | 659.453 | 668.2027 | 677.9519 | 687.3868 | 696.307 | 705.4265 | 714.7483 | 724.2751 | 734.0099 | 743.9557 | 754.1155 | 764.4922 | 775.0889
|  |  |  | Apparent Power |  |  | MVA | 13.2225 |  | 12.5341 | 12.2329 | 12.0125 | 11.886 | 11.8265 | 11.7723 | 11.8471 | 11.9814 | 12.0982 | 12.2192 | 12.3018 | 12.434 | 12.5643 | 12.731 | 12.9167 | 13.0965 | 13.2664 | 13.4402 | 13.6178 | 13.7993 | 13.9848 | 14.1743 | 14.3678 | 14.5655 | 14.7674
|  |  |  | Real Power |  |  | MW | 12.5614 | 12.2356 | 11.9074 | 11.6213 | 11.4119 | 11.2917 | 11.2352 | 11.1837 | 11.2547 | 11.3824 | 11.4933 | 11.6083 | 11.6867 | 11.8123 | 11.936 | 12.0944 | 12.2709 | 12.4416 | 12.6031 | 12.7682 | 12.9369 | 13.1093 | 13.2855 | 13.4655 | 13.6494 | 13.8372 | 14.029
|  |  |  | Reactive Power |  |  | MVAr | 4.1287 |  | 3.9138 | 3.8197 | 3.7509 | 3.7114 | 3.6928 | 3.6759 | 3.6992 | 3.7412 | 3.7777 | 3.8155 | 3.8413 | 3.8825 | 3.9232 | 3.9752 | 4.0332 | 4.0894 | 4.1424 | 4.1967 | 4.2522 | 4.3088 | 4.3667 | 4.4259 | 4.4864 | 4.5481 | 4.6111
|  |  |  | Capacitors In Service |  |  | MVAr | 0 |  | 0 | 0 | 0 | 0 | 0 | 0 | 0 | 0 | 0 | 0 | 0 | 0 | 0 | 0 | 0 | 0 | 0 | 0 | 0 | 0 | 0 | 0 | 0 | 0 | 0
|  |  |  | PF |  |  |  | 0.95 |  | 0.95 | 0.95 | 0.95 | 0.95 | 0.95 | 0.95 | 0.95 | 0.95 | 0.95 | 0.95 | 0.95 | 0.95 | 0.95 | 0.95 | 0.95 | 0.95 | 0.95 | 0.95 | 0.95 | 0.95 | 0.95 | 0.95 | 0.95 | 0.95 | 0.95
0.85623 | Diversity Factor: 0.86 | Uncompensated |  | Reactive Power |  |  | MVAr | 4.1287 | 4.0216 | 3.9138 | 3.8197 | 3.7509 | 3.7114 | 3.6928 | 3.6759 | 3.6992 | 3.7412 | 3.7777 | 3.8155 | 3.8413 | 3.8825 | 3.9232 | 3.9752 | 4.0332 | 4.0894 | 4.1424 | 4.1967 | 4.2522 | 4.3088 | 4.3667 | 4.4259 | 4.4864 | 4.5481 | 4.6111
|  |  |  | PF |  |  |  | 0.95 |  | 0.95 | 0.95 | 0.95 | 0.95 | 0.95 | 0.95 | 0.95 | 0.95 | 0.95 | 0.95 | 0.95 | 0.95 | 0.95 | 0.95 | 0.95 | 0.95 | 0.95 | 0.95 | 0.95 | 0.95 | 0.95 | 0.95 | 0.95 | 0.95 | 0.95
[10 empty] | 1 | 2 | 3 | 4 | 5 | 6 | 7 | 8 | 9 | 10 | 11 | 12 | 13 | 14 | 15 | 16 | 17 | 18 | 19 | 20 | 21 | 22 | 23 | 24 | 25
Transformer Load Detail
[7 empty] | Units | 2013 |  | 2014 | 2015 | 2016 | 2017 | 2018 | 2019 | 2020 | 2021 | 2022 | 2023 | 2024 | 2025 | 2026 | 2027 | 2028 | 2029 | 2030 | 2031 | 2032 | 2033 | 2034 | 2035 | 2036 | 2037 | 2038
| 0 | Compensated |  | Load (LV side) |  |  | Amps
|  |  |  | Apparent Power |  |  | MVA
|  |  |  | Real Power |  |  | MW
|  |  |  | Reactive Power |  |  | MVAr
|  |  |  | Capacitors In Service |  |  | MVAr
PF
| Zone Div: | Uncompensated |  | Reactive Power |  |  | MVAr
PF
| 0 | Compensated |  | Load (LV side) |  |  | Amps
|  |  |  | Apparent Power |  |  | MVA
|  |  |  | Real Power |  |  | MW
|  |  |  | Reactive Power |  |  | MVAr
|  |  |  | Capacitors In Service |  |  | MVAr
PF
| Zone Div: | Uncompensated |  | Reactive Power |  |  | MVAr
PF
| 0 | Compensated |  | Load (LV side) |  |  | Amps
|  |  |  | Apparent Power |  |  | MVA
|  |  |  | Real Power |  |  | MW
|  |  |  | Reactive Power |  |  | MVAr
|  |  |  | Capacitors In Service |  |  | MVAr
PF
| Zone Div: | Uncompensated |  | Reactive Power |  |  | MVAr
PF
| 0 | Compensated |  | Load (LV side) |  |  | Amps
|  |  |  | Apparent Power |  |  | MVA
|  |  |  | Real Power |  |  | MW
|  |  |  | Reactive Power |  |  | MVAr
|  |  |  | Capacitors In Service |  |  | MVAr
PF
| Zone Div: | Uncompensated |  | Reactive Power |  |  | MVAr
PF
| 0 | Compensated |  | Load (LV side) |  |  | Amps
|  |  |  | Apparent Power |  |  | MVA
|  |  |  | Real Power |  |  | MW
|  |  |  | Reactive Power |  |  | MVAr
|  |  |  | Capacitors In Service |  |  | MVAr
PF
| Zone Div: | Uncompensated |  | Reactive Power |  |  | MVAr
PF
| 0 | Compensated |  | Load (LV side) |  |  | Amps
|  |  |  | Apparent Power |  |  | MVA
|  |  |  | Real Power |  |  | MW
|  |  |  | Reactive Power |  |  | MVAr
|  |  |  | Capacitors In Service |  |  | MVAr
PF
| Zone Div: | Uncompensated |  | Reactive Power |  |  | MVAr
PF
| 0 | Compensated |  | Load (LV side) |  |  | Amps
|  |  |  | Apparent Power |  |  | MVA
|  |  |  | Real Power |  |  | MW
|  |  |  | Reactive Power |  |  | MVAr
|  |  |  | Capacitors In Service |  |  | MVAr
PF
| Zone Div: | Uncompensated |  | Reactive Power |  |  | MVAr
PF
| 0 | Compensated |  | Load (LV side) |  |  | Amps
|  |  |  | Apparent Power |  |  | MVA
|  |  |  | Real Power |  |  | MW
|  |  |  | Reactive Power |  |  | MVAr
|  |  |  | Capacitors In Service |  |  | MVAr
PF
| Zone Div: | Uncompensated |  | Reactive Power |  |  | MVAr
PF
| 0 | Compensated |  | Load (LV side) |  |  | Amps
|  |  |  | Apparent Power |  |  | MVA
|  |  |  | Real Power |  |  | MW
|  |  |  | Reactive Power |  |  | MVAr
|  |  |  | Capacitors In Service |  |  | MVAr
PF
| Zone Div: | Uncompensated |  | Reactive Power |  |  | MVAr
PF
| 0 | Compensated |  | Load (LV side) |  |  | Amps
|  |  |  | Apparent Power |  |  | MVA
|  |  |  | Real Power |  |  | MW
|  |  |  | Reactive Power |  |  | MVAr
|  |  |  | Capacitors In Service |  |  | MVAr
PF
| Zone Div: | Uncompensated |  | Reactive Power |  |  | MVAr
PF