## Inclusions and Exclusions
Sydney Forecast Inclusions and Exclusions
Date Printed |  | 08JUL14:11:21:24
| Description | Value
Season |  | Summer | Summer
Either Summer or Winter
Year |  | 2015 | 2015
Year that the forecast starts
POE |  | 50% | 0.5
10%, 50%, 90%
Spots and Transfers |  | Y | Y
Are Spots and Transfers Included?
BBDM Spots |  | Y | Y
Is BBDM included?
Spots Coefficient |  | 55% | 0.55
Scaling factor applied to spot loads in the future
Aligned ROGs |  | Capped | Capped
Have ROGs been aligned to econometric forecast?
Committed Projects |  | Y | Y
Are Committed Projects Included?
Major Customers Scaling Factor |  | 100% | 1
Scaling factor applied to major customer connections in the future
Future Transfers |  | Y | Y
Are future transfers included?
Future Spots |  | 4 | 4
Future spots are cleared from the following forecast year

## Alexandria 33_5kV
| Alexandria 33_5kV | [16 empty] | 2015 | SUMMER
[6 empty] | Zone decommissioned |  | 2011-05-03
| Substation Total Loads | [33 empty] | Spots & Transfers Detail
| Historical Loads | (5kV Amps) | [7 empty] | Weather Corrected Forecast Loads |  |  |  | (5kV Amps) | [20 empty] | Spots & Transfers Summary | (5kV Amps) |  | Historical Spots & Transfers | [6 empty] | Forecast Spots & Transfers
|  | 07/08 | 08/09 | 09/10 | 10/11 | 11/12 | 12/13 | 13/14 |  | 14/15 | 15/16 | 16/17 | 17/18 | 18/19 | 19/20 | 20/21 | 21/22 | 22/23 | 23/24 | 24/25 | 25/26 | 26/27 | 27/28 | 28/29 | 29/30 | 30/31 | 31/32 | 32/33 | 33/34 | 34/35 | 35/36 | 36/37 | 37/38 | 38/39 |  |  |  | 07/08 | 08/09 | 09/10 | 10/11 | 11/12 | 12/13 | 13/14 | 14/15 | 15/16 | 16/17 | 17/18 | 18/19 | 19/20 | 20/21 | 21/22 | 22/23 | 23/24 | 24/25 | 25/26 | 26/27 | 27/28 | 28/29 | 29/30 | 30/31 | 31/32 | 32/33 | 33/34 | 34/35 | 35/36 | 36/37 | 37/38 | 38/39
| Total | 744 | 696 | 0 | 0 |  |  |  |  | 0 | 0 | 0 | 0 | 0 | 0 | 0 | 0 | 0 | 0 | 0 | 0 | 0 | 0 | 0 | 0 | 0 | 0 | 0 | 0 | 0 | 0 | 0 | 0 | 0 |  |  | Total | 0 | 0 | -374 | 0 | 0 | 0 | 0 | 0 | 0 | 0 | 0 | 0 | 0 | 0 | 0 | 0 | 0 | 0 | 0 | 0 | 0 | 0 | 0 | 0 | 0 | 0 | 0 | 0 | 0 | 0 | 0 | 0
| Firm Rating | 0 | 0 | 0 | 0 | 0 | 0 | 0 |  | 0 | 0 | 0 | 0 | 0 | 0 | 0 | 0 | 0 | 0 | 0 | 0 | 0 | 0 | 0 | 0 | 0 | 0 | 0 | 0 | 0 | 0 | 0 | 0 | 0
| Total Capacity | 0 | 0 | 0 | 0 | 0 | 0 | 0 |  | 0 | 0 | 0 | 0 | 0 | 0 | 0 | 0 | 0 | 0 | 0 | 0 | 0 | 0 | 0 | 0 | 0 | 0 | 0 | 0 | 0 | 0 | 0 | 0 | 0 |  |  | Alexandria 33_5kV Tx1 | 0 | 0 | 0 | 0 | 0 | 0 | 0 | 0 | 0 | 0 | 0 | 0 | 0 | 0 | 0 | 0 | 0 | 0 | 0 | 0 | 0 | 0 | 0 | 0 | 0 | 0 | 0 | 0 | 0 | 0 | 0 | 0
|  | -7 | -6 | -5 | -4 | -3 | -2 | -1 |  | 0 | 1 | 2 | 3 | 4 | 5 | 6 | 7 | 8 | 9 | 10 | 11 | 12 | 13 | 14 | 15 | 16 | 17 | 18 | 19 | 20 | 21 | 22 | 23 | 24 |  |  | Alexandria 33_5kV Tx2 | 0 | 0 | -374 | 0 | 0 | 0 | 0 | 0 | 0 | 0 | 0 | 0 | 0 | 0 | 0 | 0 | 0 | 0 | 0 | 0 | 0 | 0 | 0 | 0 | 0 | 0 | 0 | 0 | 0 | 0 | 0 | 0
| Transformer Loads | [36 empty] | 0 | 0 | 0 | 0 | 0 | 0 | 0 | 0 | 0 | 0 | 0 | 0 | 0 | 0 | 0 | 0 | 0 | 0 | 0 | 0 | 0 | 0 | 0 | 0 | 0 | 0 | 0 | 0 | 0 | 0 | 0 | 0
| Historical Loads | (5kV Amps) | [7 empty] | Weather Corrected Forecast Loads |  |  |  | (5kV Amps) | [23 empty] | 0 | 0 | 0 | 0 | 0 | 0 | 0 | 0 | 0 | 0 | 0 | 0 | 0 | 0 | 0 | 0 | 0 | 0 | 0 | 0 | 0 | 0 | 0 | 0 | 0 | 0 | 0 | 0 | 0 | 0 | 0 | 0
|  | 07/08 | 08/09 | 09/10 | 10/11 | 11/12 | 12/13 | 13/14 |  | 14/15 | 15/16 | 16/17 | 17/18 | 18/19 | 19/20 | 20/21 | 21/22 | 22/23 | 23/24 | 24/25 | 25/26 | 26/27 | 27/28 | 28/29 | 29/30 | 30/31 | 31/32 | 32/33 | 33/34 | 34/35 | 35/36 | 36/37 | 37/38 | 38/39 |  |  |  | 0 | 0 | 0 | 0 | 0 | 0 | 0 | 0 | 0 | 0 | 0 | 0 | 0 | 0 | 0 | 0 | 0 | 0 | 0 | 0 | 0 | 0 | 0 | 0 | 0 | 0 | 0 | 0 | 0 | 0 | 0 | 0
| 0 | [36 empty] | 0 | 0 | 0 | 0 | 0 | 0 | 0 | 0 | 0 | 0 | 0 | 0 | 0 | 0 | 0 | 0 | 0 | 0 | 0 | 0 | 0 | 0 | 0 | 0 | 0 | 0 | 0 | 0 | 0 | 0 | 0 | 0
| Diversity Factor: 0 | [36 empty] | 0 | 0 | 0 | 0 | 0 | 0 | 0 | 0 | 0 | 0 | 0 | 0 | 0 | 0 | 0 | 0 | 0 | 0 | 0 | 0 | 0 | 0 | 0 | 0 | 0 | 0 | 0 | 0 | 0 | 0 | 0 | 0
[38 empty] | 0 | 0 | 0 | 0 | 0 | 0 | 0 | 0 | 0 | 0 | 0 | 0 | 0 | 0 | 0 | 0 | 0 | 0 | 0 | 0 | 0 | 0 | 0 | 0 | 0 | 0 | 0 | 0 | 0 | 0 | 0 | 0
[38 empty] | 0 | 0 | 0 | 0 | 0 | 0 | 0 | 0 | 0 | 0 | 0 | 0 | 0 | 0 | 0 | 0 | 0 | 0 | 0 | 0 | 0 | 0 | 0 | 0 | 0 | 0 | 0 | 0 | 0 | 0 | 0 | 0
| 0 | [36 empty] | 0 | 0 | 0 | 0 | 0 | 0 | 0 | 0 | 0 | 0 | 0 | 0 | 0 | 0 | 0 | 0 | 0 | 0 | 0 | 0 | 0 | 0 | 0 | 0 | 0 | 0 | 0 | 0 | 0 | 0 | 0 | 0
Diversity Factor: 0
[38 empty] | Historical Spots & Transfers | [6 empty] | Forecast Spots & Transfers
[35 empty] | Project Name | From | To | 07/08 | 08/09 | 09/10 | 10/11 | 11/12 | 12/13 | 13/14 | 14/15 | 15/16 | 16/17 | 17/18 | 18/19 | 19/20 | 20/21 | 21/22 | 22/23 | 23/24 | 24/25 | 25/26 | 26/27 | 27/28 | 28/29 | 29/30 | 30/31 | 31/32 | 32/33 | 33/34 | 34/35 | 35/36 | 36/37 | 37/38 | 38/39
| 0 | [33 empty] | DNP_ID: 6273. 11kV Work for the retirement of Alexandria Zone Substation - Stage 2 | Alexandria 33_5kV Tx2 | Green Square 132_11kV Tx1 | 0 | 0 | 264 | 0 | 0 | 0 | 0 | 0 | 0 | 0 | 0 | 0 | 0 | 0 | 0 | 0 | 0 | 0 | 0 | 0 | 0 | 0 | 0 | 0 | 0 | 0 | 0 | 0 | 0 | 0 | 0 | 0
| Diversity Factor: 0 | [33 empty] | DNP_ID: 6273. 11kV Work for the retirement of Alexandria Zone Substation - Stage 2 | Alexandria 33_5kV Tx2 | Green Square 132_11kV Tx2 | 0 | 0 | 110 | 0 | 0 | 0 | 0 | 0 | 0 | 0 | 0 | 0 | 0 | 0 | 0 | 0 | 0 | 0 | 0 | 0 | 0 | 0 | 0 | 0 | 0 | 0 | 0 | 0 | 0 | 0 | 0 | 0
0
Diversity Factor: 0
0
Diversity Factor: 0
0
Diversity Factor: 0
0
Diversity Factor: 0
0
Diversity Factor: 0
0
Diversity Factor: 0
0
Diversity Factor: 0
| Weather Correction and Public Holiday Factors | [8 empty] | Forecast ROG
ROG Justification
| Actual loads for season 13/14 have been weather corrected by the following: | [6 empty] | 0% |  | 0
1 | 2 | 3 | 4 | 5 | 6 | 7 | 8 | 9 | 10 | 14/15 | 15/16 | 16/17 | 17/18 | 18/19 | 19/20 | 20/21 | 21/22 | 22/23 | 23/24 | 24/25 | 25/26 | 26/27 | 27/28 | 28/29 | 29/30 | 30/31 | 31/32 | 32/33 | 33/34 | 34/35 | 35/36 | 36/37 | 37/38 | 38/39
1 | 1 | 1 | 1 | 1 | 1 | 1 | 1 | 1 | 1 | 0% | 0% | 0% | 0% | 0% | 0% | 0% | 0% | 0% | 0% | 0% | 0% | 0% | 0% | 0% | 0% | 0% | 0% | 0% | 0% | 0% | 0% | 0% | 0% | 0%
Substation Load Detail
[7 empty] | Units | 13/14 |  | 14/15 | 15/16 | 16/17 | 17/18 | 18/19 | 19/20 | 20/21 | 21/22 | 22/23 | 23/24 | 24/25 | 25/26 | 26/27 | 27/28 | 28/29 | 29/30 | 30/31 | 31/32 | 32/33 | 33/34 | 34/35 | 35/36 | 36/37 | 37/38 | 38/39
1 | Alexandria 33_5kV | Compensated |  | Load (LV side) |  |  | Amps | 0 | 0 | 0 | 0 | 0 | 0 | 0 | 0 | 0 | 0 | 0 | 0 | 0 | 0 | 0 | 0 | 0 | 0 | 0 | 0 | 0 | 0 | 0 | 0 | 0 | 0 | 0
|  |  |  | Apparent Power |  |  | MVA | 0 |  | 0 | 0 | 0 | 0 | 0 | 0 | 0 | 0 | 0 | 0 | 0 | 0 | 0 | 0 | 0 | 0 | 0 | 0 | 0 | 0 | 0 | 0 | 0 | 0 | 0
|  |  |  | Real Power |  |  | MW | 0 | 0 | 0 | 0 | 0 | 0 | 0 | 0 | 0 | 0 | 0 | 0 | 0 | 0 | 0 | 0 | 0 | 0 | 0 | 0 | 0 | 0 | 0 | 0 | 0 | 0 | 0
|  |  |  | Reactive Power |  |  | MVAr | 0 |  | 0 | 0 | 0 | 0 | 0 | 0 | 0 | 0 | 0 | 0 | 0 | 0 | 0 | 0 | 0 | 0 | 0 | 0 | 0 | 0 | 0 | 0 | 0 | 0 | 0
|  |  |  | Capacitors In Service |  |  | MVAr | 0 |  | 0 | 0 | 0 | 0 | 0 | 0 | 0 | 0 | 0 | 0 | 0 | 0 | 0 | 0 | 0 | 0 | 0 | 0 | 0 | 0 | 0 | 0 | 0 | 0 | 0
|  |  |  | PF |  |  |  | 0 |  | 0 | 0 | 0 | 0 | 0 | 0 | 0 | 0 | 0 | 0 | 0 | 0 | 0 | 0 | 0 | 0 | 0 | 0 | 0 | 0 | 0 | 0 | 0 | 0 | 0
| #VALUE! | Uncompensated |  | Reactive Power |  |  | MVAr | 0 | 0 | 0 | 0 | 0 | 0 | 0 | 0 | 0 | 0 | 0 | 0 | 0 | 0 | 0 | 0 | 0 | 0 | 0 | 0 | 0 | 0 | 0 | 0 | 0 | 0 | 0
|  |  |  | PF |  |  |  | 0 |  | 0 | 0 | 0 | 0 | 0 | 0 | 0 | 0 | 0 | 0 | 0 | 0 | 0 | 0 | 0 | 0 | 0 | 0 | 0 | 0 | 0 | 0 | 0 | 0 | 0
[10 empty] | 1 | 2 | 3 | 4 | 5 | 6 | 7 | 8 | 9 | 10 | 11 | 12 | 13 | 14 | 15 | 16 | 17 | 18 | 19 | 20 | 21 | 22 | 23 | 24 | 25
Transformer Load Detail
[7 empty] | Units | 13/14 |  | 14/15 | 15/16 | 16/17 | 17/18 | 18/19 | 19/20 | 20/21 | 21/22 | 22/23 | 23/24 | 24/25 | 25/26 | 26/27 | 27/28 | 28/29 | 29/30 | 30/31 | 31/32 | 32/33 | 33/34 | 34/35 | 35/36 | 36/37 | 37/38 | 38/39
| 0 | Compensated |  | Load (LV side) |  |  | Amps
|  |  |  | Apparent Power |  |  | MVA
|  |  |  | Real Power |  |  | MW
|  |  |  | Reactive Power |  |  | MVAr
|  |  |  | Capacitors In Service |  |  | MVAr
PF
| Zone Div: | Uncompensated |  | Reactive Power |  |  | MVAr
PF
| 0 | Compensated |  | Load (LV side) |  |  | Amps
|  |  |  | Apparent Power |  |  | MVA
|  |  |  | Real Power |  |  | MW
|  |  |  | Reactive Power |  |  | MVAr
|  |  |  | Capacitors In Service |  |  | MVAr
PF
| Zone Div: | Uncompensated |  | Reactive Power |  |  | MVAr
PF
| 0 | Compensated |  | Load (LV side) |  |  | Amps
|  |  |  | Apparent Power |  |  | MVA
|  |  |  | Real Power |  |  | MW
|  |  |  | Reactive Power |  |  | MVAr
|  |  |  | Capacitors In Service |  |  | MVAr
PF
| Zone Div: | Uncompensated |  | Reactive Power |  |  | MVAr
PF
| 0 | Compensated |  | Load (LV side) |  |  | Amps
|  |  |  | Apparent Power |  |  | MVA
|  |  |  | Real Power |  |  | MW
|  |  |  | Reactive Power |  |  | MVAr
|  |  |  | Capacitors In Service |  |  | MVAr
PF
| Zone Div: | Uncompensated |  | Reactive Power |  |  | MVAr
PF
| 0 | Compensated |  | Load (LV side) |  |  | Amps
|  |  |  | Apparent Power |  |  | MVA
|  |  |  | Real Power |  |  | MW
|  |  |  | Reactive Power |  |  | MVAr
|  |  |  | Capacitors In Service |  |  | MVAr
PF
| Zone Div: | Uncompensated |  | Reactive Power |  |  | MVAr
PF
| 0 | Compensated |  | Load (LV side) |  |  | Amps
|  |  |  | Apparent Power |  |  | MVA
|  |  |  | Real Power |  |  | MW
|  |  |  | Reactive Power |  |  | MVAr
|  |  |  | Capacitors In Service |  |  | MVAr
PF
| Zone Div: | Uncompensated |  | Reactive Power |  |  | MVAr
PF
| 0 | Compensated |  | Load (LV side) |  |  | Amps
|  |  |  | Apparent Power |  |  | MVA
|  |  |  | Real Power |  |  | MW
|  |  |  | Reactive Power |  |  | MVAr
|  |  |  | Capacitors In Service |  |  | MVAr
PF
| Zone Div: | Uncompensated |  | Reactive Power |  |  | MVAr
PF
| 0 | Compensated |  | Load (LV side) |  |  | Amps
|  |  |  | Apparent Power |  |  | MVA
|  |  |  | Real Power |  |  | MW
|  |  |  | Reactive Power |  |  | MVAr
|  |  |  | Capacitors In Service |  |  | MVAr
PF
| Zone Div: | Uncompensated |  | Reactive Power |  |  | MVAr
PF
| 0 | Compensated |  | Load (LV side) |  |  | Amps
|  |  |  | Apparent Power |  |  | MVA
|  |  |  | Real Power |  |  | MW
|  |  |  | Reactive Power |  |  | MVAr
|  |  |  | Capacitors In Service |  |  | MVAr
PF
| Zone Div: | Uncompensated |  | Reactive Power |  |  | MVAr
PF
| 0 | Compensated |  | Load (LV side) |  |  | Amps
|  |  |  | Apparent Power |  |  | MVA
|  |  |  | Real Power |  |  | MW
|  |  |  | Reactive Power |  |  | MVAr
|  |  |  | Capacitors In Service |  |  | MVAr
PF
| Zone Div: | Uncompensated |  | Reactive Power |  |  | MVAr
PF

## Customer19
| Customer19 | [16 empty] | 2015 | SUMMER
| Substation Total Loads | [33 empty] | Spots & Transfers Detail
| Historical Loads | (33kV Amps) | [7 empty] | Weather Corrected Forecast Loads |  |  |  | (33kV Amps) | [20 empty] | Spots & Transfers Summary | (33kV Amps) |  | Historical Spots & Transfers | [6 empty] | Forecast Spots & Transfers
|  | 07/08 | 08/09 | 09/10 | 10/11 | 11/12 | 12/13 | 13/14 |  | 14/15 | 15/16 | 16/17 | 17/18 | 18/19 | 19/20 | 20/21 | 21/22 | 22/23 | 23/24 | 24/25 | 25/26 | 26/27 | 27/28 | 28/29 | 29/30 | 30/31 | 31/32 | 32/33 | 33/34 | 34/35 | 35/36 | 36/37 | 37/38 | 38/39 |  |  |  | 07/08 | 08/09 | 09/10 | 10/11 | 11/12 | 12/13 | 13/14 | 14/15 | 15/16 | 16/17 | 17/18 | 18/19 | 19/20 | 20/21 | 21/22 | 22/23 | 23/24 | 24/25 | 25/26 | 26/27 | 27/28 | 28/29 | 29/30 | 30/31 | 31/32 | 32/33 | 33/34 | 34/35 | 35/36 | 36/37 | 37/38 | 38/39
| Total |  |  |  | 159 |  | 233 | 235 |  | 235 | 235 | 235 | 235 | 235 | 235 | 235 | 235 | 235 | 235 | 235 | 235 | 235 | 235 | 235 | 235 | 235 | 235 | 235 | 235 | 235 | 235 | 235 | 235 | 235 |  |  | Total | Historical Spots & Transfers 12/13: 87; Historical Spots & Transfers 13/14: 140
Firm Rating
| Total Capacity | [36 empty] | 0 | 0 | 0 | 0 | 0 | 0 | 0 | 0 | 0 | 0 | 0 | 0 | 0 | 0 | 0 | 0 | 0 | 0 | 0 | 0 | 0 | 0 | 0 | 0 | 0 | 0 | 0 | 0 | 0 | 0 | 0 | 0
|  | -7 | -6 | -5 | -4 | -3 | -2 | -1 |  | 0 | 1 | 2 | 3 | 4 | 5 | 6 | 7 | 8 | 9 | 10 | 11 | 12 | 13 | 14 | 15 | 16 | 17 | 18 | 19 | 20 | 21 | 22 | 23 | 24 |  |  |  | 0 | 0 | 0 | 0 | 0 | 0 | 0 | 0 | 0 | 0 | 0 | 0 | 0 | 0 | 0 | 0 | 0 | 0 | 0 | 0 | 0 | 0 | 0 | 0 | 0 | 0 | 0 | 0 | 0 | 0 | 0 | 0
| Transformer Loads | [36 empty] | 0 | 0 | 0 | 0 | 0 | 0 | 0 | 0 | 0 | 0 | 0 | 0 | 0 | 0 | 0 | 0 | 0 | 0 | 0 | 0 | 0 | 0 | 0 | 0 | 0 | 0 | 0 | 0 | 0 | 0 | 0 | 0
| Historical Loads | (33kV Amps) | [7 empty] | Weather Corrected Forecast Loads |  |  |  | (33kV Amps) | [23 empty] | 0 | 0 | 0 | 0 | 0 | 0 | 0 | 0 | 0 | 0 | 0 | 0 | 0 | 0 | 0 | 0 | 0 | 0 | 0 | 0 | 0 | 0 | 0 | 0 | 0 | 0 | 0 | 0 | 0 | 0 | 0 | 0
|  | 07/08 | 08/09 | 09/10 | 10/11 | 11/12 | 12/13 | 13/14 |  | 14/15 | 15/16 | 16/17 | 17/18 | 18/19 | 19/20 | 20/21 | 21/22 | 22/23 | 23/24 | 24/25 | 25/26 | 26/27 | 27/28 | 28/29 | 29/30 | 30/31 | 31/32 | 32/33 | 33/34 | 34/35 | 35/36 | 36/37 | 37/38 | 38/39 |  |  |  | 0 | 0 | 0 | 0 | 0 | 0 | 0 | 0 | 0 | 0 | 0 | 0 | 0 | 0 | 0 | 0 | 0 | 0 | 0 | 0 | 0 | 0 | 0 | 0 | 0 | 0 | 0 | 0 | 0 | 0 | 0 | 0
| 0 | [36 empty] | 0 | 0 | 0 | 0 | 0 | 0 | 0 | 0 | 0 | 0 | 0 | 0 | 0 | 0 | 0 | 0 | 0 | 0 | 0 | 0 | 0 | 0 | 0 | 0 | 0 | 0 | 0 | 0 | 0 | 0 | 0 | 0
| Diversity Factor: 0 | [36 empty] | 0 | 0 | 0 | 0 | 0 | 0 | 0 | 0 | 0 | 0 | 0 | 0 | 0 | 0 | 0 | 0 | 0 | 0 | 0 | 0 | 0 | 0 | 0 | 0 | 0 | 0 | 0 | 0 | 0 | 0 | 0 | 0
[38 empty] | 0 | 0 | 0 | 0 | 0 | 0 | 0 | 0 | 0 | 0 | 0 | 0 | 0 | 0 | 0 | 0 | 0 | 0 | 0 | 0 | 0 | 0 | 0 | 0 | 0 | 0 | 0 | 0 | 0 | 0 | 0 | 0
[38 empty] | 0 | 0 | 0 | 0 | 0 | 0 | 0 | 0 | 0 | 0 | 0 | 0 | 0 | 0 | 0 | 0 | 0 | 0 | 0 | 0 | 0 | 0 | 0 | 0 | 0 | 0 | 0 | 0 | 0 | 0 | 0 | 0
| 0 | [36 empty] | 0 | 0 | 0 | 0 | 0 | 0 | 0 | 0 | 0 | 0 | 0 | 0 | 0 | 0 | 0 | 0 | 0 | 0 | 0 | 0 | 0 | 0 | 0 | 0 | 0 | 0 | 0 | 0 | 0 | 0 | 0 | 0
Diversity Factor: 0
[38 empty] | Historical Spots & Transfers | [6 empty] | Forecast Spots & Transfers
[35 empty] | Project Name | From | To | 07/08 | 08/09 | 09/10 | 10/11 | 11/12 | 12/13 | 13/14 | 14/15 | 15/16 | 16/17 | 17/18 | 18/19 | 19/20 | 20/21 | 21/22 | 22/23 | 23/24 | 24/25 | 25/26 | 26/27 | 27/28 | 28/29 | 29/30 | 30/31 | 31/32 | 32/33 | 33/34 | 34/35 | 35/36 | 36/37 | 37/38 | 38/39
| 0 | [33 empty] | Major Customer Connection |  | Amcor Botany Road 33kV APM | Historical Spots & Transfers 12/13: 5; Historical Spots & Transfers 13/14: 8
Diversity Factor: 0
0
Diversity Factor: 0
0
Diversity Factor: 0
0
Diversity Factor: 0
0
Diversity Factor: 0
0
Diversity Factor: 0
0
Diversity Factor: 0
0
Diversity Factor: 0
| Weather Correction and Public Holiday Factors | [8 empty] | Forecast ROG
ROG Justification
| Actual loads for season 13/14 have been weather corrected by the following: | [6 empty] | 0% |  | N/A | [59 empty] | N/A
1 | 2 | 3 | 4 | 5 | 6 | 7 | 8 | 9 | 10 | 14/15 | 15/16 | 16/17 | 17/18 | 18/19 | 19/20 | 20/21 | 21/22 | 22/23 | 23/24 | 24/25 | 25/26 | 26/27 | 27/28 | 28/29 | 29/30 | 30/31 | 31/32 | 32/33 | 33/34 | 34/35 | 35/36 | 36/37 | 37/38 | 38/39
1 | 1 | 1 | 1 | 1 | 1 | 1 | 1 | 1 | 1 | 0% | 0% | 0% | 0% | 0% | 0% | 0% | 0% | 0% | 0% | 0% | 0% | 0% | 0% | 0% | 0% | 0% | 0% | 0% | 0% | 0% | 0% | 0% | 0% | 0%
Substation Load Detail
[7 empty] | Units | 13/14 |  | 14/15 | 15/16 | 16/17 | 17/18 | 18/19 | 19/20 | 20/21 | 21/22 | 22/23 | 23/24 | 24/25 | 25/26 | 26/27 | 27/28 | 28/29 | 29/30 | 30/31 | 31/32 | 32/33 | 33/34 | 34/35 | 35/36 | 36/37 | 37/38 | 38/39
1 | Customer19 | Compensated |  | Load (LV side) |  |  | Amps | 235 |  | 235 | 235 | 235 | 235 | 235 | 235 | 235 | 235 | 235 | 235 | 235 | 235 | 235 | 235 | 235 | 235 | 235 | 235 | 235 | 235 | 235 | 235 | 235 | 235 | 235
|  |  |  | Apparent Power |  |  | MVA | 13.4321 |  | 13.4321 | 13.4321 | 13.4321 | 13.4321 | 13.4321 | 13.4321 | 13.4321 | 13.4321 | 13.4321 | 13.4321 | 13.4321 | 13.4321 | 13.4321 | 13.4321 | 13.4321 | 13.4321 | 13.4321 | 13.4321 | 13.4321 | 13.4321 | 13.4321 | 13.4321 | 13.4321 | 13.4321 | 13.4321
|  |  |  | Real Power |  |  | MW | 12.0888 |  | 12.0888 | 12.0888 | 12.0888 | 12.0888 | 12.0888 | 12.0888 | 12.0888 | 12.0888 | 12.0888 | 12.0888 | 12.0888 | 12.0888 | 12.0888 | 12.0888 | 12.0888 | 12.0888 | 12.0888 | 12.0888 | 12.0888 | 12.0888 | 12.0888 | 12.0888 | 12.0888 | 12.0888 | 12.0888
|  |  |  | Reactive Power |  |  | MVAr | 5.8549 |  | 5.8549 | 5.8549 | 5.8549 | 5.8549 | 5.8549 | 5.8549 | 5.8549 | 5.8549 | 5.8549 | 5.8549 | 5.8549 | 5.8549 | 5.8549 | 5.8549 | 5.8549 | 5.8549 | 5.8549 | 5.8549 | 5.8549 | 5.8549 | 5.8549 | 5.8549 | 5.8549 | 5.8549 | 5.8549
|  |  |  | Capacitors In Service |  |  | MVAr | 0 |  | 0 | 0 | 0 | 0 | 0 | 0 | 0 | 0 | 0 | 0 | 0 | 0 | 0 | 0 | 0 | 0 | 0 | 0 | 0 | 0 | 0 | 0 | 0 | 0 | 0
|  |  |  | PF |  |  |  | 0.9 |  | 0.9 | 0.9 | 0.9 | 0.9 | 0.9 | 0.9 | 0.9 | 0.9 | 0.9 | 0.9 | 0.9 | 0.9 | 0.9 | 0.9 | 0.9 | 0.9 | 0.9 | 0.9 | 0.9 | 0.9 | 0.9 | 0.9 | 0.9 | 0.9 | 0.9
0.7931 | Diversity Factor: 0.79 | Uncompensated |  | Reactive Power |  |  | MVAr | 5.8549 |  | 5.8549 | 5.8549 | 5.8549 | 5.8549 | 5.8549 | 5.8549 | 5.8549 | 5.8549 | 5.8549 | 5.8549 | 5.8549 | 5.8549 | 5.8549 | 5.8549 | 5.8549 | 5.8549 | 5.8549 | 5.8549 | 5.8549 | 5.8549 | 5.8549 | 5.8549 | 5.8549 | 5.8549 | 5.8549
|  |  |  | PF |  |  |  | 0.9 |  | 0.9 | 0.9 | 0.9 | 0.9 | 0.9 | 0.9 | 0.9 | 0.9 | 0.9 | 0.9 | 0.9 | 0.9 | 0.9 | 0.9 | 0.9 | 0.9 | 0.9 | 0.9 | 0.9 | 0.9 | 0.9 | 0.9 | 0.9 | 0.9 | 0.9
[10 empty] | 1 | 2 | 3 | 4 | 5 | 6 | 7 | 8 | 9 | 10 | 11 | 12 | 13 | 14 | 15 | 16 | 17 | 18 | 19 | 20 | 21 | 22 | 23 | 24 | 25
Transformer Load Detail
[7 empty] | Units | 13/14 |  | 14/15 | 15/16 | 16/17 | 17/18 | 18/19 | 19/20 | 20/21 | 21/22 | 22/23 | 23/24 | 24/25 | 25/26 | 26/27 | 27/28 | 28/29 | 29/30 | 30/31 | 31/32 | 32/33 | 33/34 | 34/35 | 35/36 | 36/37 | 37/38 | 38/39
| 0 | Compensated |  | Load (LV side) |  |  | Amps
|  |  |  | Apparent Power |  |  | MVA
|  |  |  | Real Power |  |  | MW
|  |  |  | Reactive Power |  |  | MVAr
|  |  |  | Capacitors In Service |  |  | MVAr
PF
| Zone Div: | Uncompensated |  | Reactive Power |  |  | MVAr
PF
| 0 | Compensated |  | Load (LV side) |  |  | Amps
|  |  |  | Apparent Power |  |  | MVA
|  |  |  | Real Power |  |  | MW
|  |  |  | Reactive Power |  |  | MVAr
|  |  |  | Capacitors In Service |  |  | MVAr
PF
| Zone Div: | Uncompensated |  | Reactive Power |  |  | MVAr
PF
| 0 | Compensated |  | Load (LV side) |  |  | Amps
|  |  |  | Apparent Power |  |  | MVA
|  |  |  | Real Power |  |  | MW
|  |  |  | Reactive Power |  |  | MVAr
|  |  |  | Capacitors In Service |  |  | MVAr
PF
| Zone Div: | Uncompensated |  | Reactive Power |  |  | MVAr
PF
| 0 | Compensated |  | Load (LV side) |  |  | Amps
|  |  |  | Apparent Power |  |  | MVA
|  |  |  | Real Power |  |  | MW
|  |  |  | Reactive Power |  |  | MVAr
|  |  |  | Capacitors In Service |  |  | MVAr
PF
| Zone Div: | Uncompensated |  | Reactive Power |  |  | MVAr
PF
| 0 | Compensated |  | Load (LV side) |  |  | Amps
|  |  |  | Apparent Power |  |  | MVA
|  |  |  | Real Power |  |  | MW
|  |  |  | Reactive Power |  |  | MVAr
|  |  |  | Capacitors In Service |  |  | MVAr
PF
| Zone Div: | Uncompensated |  | Reactive Power |  |  | MVAr
PF
| 0 | Compensated |  | Load (LV side) |  |  | Amps
|  |  |  | Apparent Power |  |  | MVA
|  |  |  | Real Power |  |  | MW
|  |  |  | Reactive Power |  |  | MVAr
|  |  |  | Capacitors In Service |  |  | MVAr
PF
| Zone Div: | Uncompensated |  | Reactive Power |  |  | MVAr
PF
| 0 | Compensated |  | Load (LV side) |  |  | Amps
|  |  |  | Apparent Power |  |  | MVA
|  |  |  | Real Power |  |  | MW
|  |  |  | Reactive Power |  |  | MVAr
|  |  |  | Capacitors In Service |  |  | MVAr
PF
| Zone Div: | Uncompensated |  | Reactive Power |  |  | MVAr
PF
| 0 | Compensated |  | Load (LV side) |  |  | Amps
|  |  |  | Apparent Power |  |  | MVA
|  |  |  | Real Power |  |  | MW
|  |  |  | Reactive Power |  |  | MVAr
|  |  |  | Capacitors In Service |  |  | MVAr
PF
| Zone Div: | Uncompensated |  | Reactive Power |  |  | MVAr
PF
| 0 | Compensated |  | Load (LV side) |  |  | Amps
|  |  |  | Apparent Power |  |  | MVA
|  |  |  | Real Power |  |  | MW
|  |  |  | Reactive Power |  |  | MVAr
|  |  |  | Capacitors In Service |  |  | MVAr
PF
| Zone Div: | Uncompensated |  | Reactive Power |  |  | MVAr
PF
| 0 | Compensated |  | Load (LV side) |  |  | Amps
|  |  |  | Apparent Power |  |  | MVA
|  |  |  | Real Power |  |  | MW
|  |  |  | Reactive Power |  |  | MVAr
|  |  |  | Capacitors In Service |  |  | MVAr
PF
| Zone Div: | Uncompensated |  | Reactive Power |  |  | MVAr
PF

## Botany 33_11kV
| Botany 33_11kV | [16 empty] | 2015 | SUMMER
| Substation Total Loads | [33 empty] | Spots & Transfers Detail
| Historical Loads | (11kV Amps) | [7 empty] | Weather Corrected Forecast Loads |  |  |  | (11kV Amps) | [20 empty] | Spots & Transfers Summary | (11kV Amps) |  | Historical Spots & Transfers | [6 empty] | Forecast Spots & Transfers
|  | 07/08 | 08/09 | 09/10 | 10/11 | 11/12 | 12/13 | 13/14 |  | 14/15 | 15/16 | 16/17 | 17/18 | 18/19 | 19/20 | 20/21 | 21/22 | 22/23 | 23/24 | 24/25 | 25/26 | 26/27 | 27/28 | 28/29 | 29/30 | 30/31 | 31/32 | 32/33 | 33/34 | 34/35 | 35/36 | 36/37 | 37/38 | 38/39 |  |  |  | 07/08 | 08/09 | 09/10 | 10/11 | 11/12 | 12/13 | 13/14 | 14/15 | 15/16 | 16/17 | 17/18 | 18/19 | 19/20 | 20/21 | 21/22 | 22/23 | 23/24 | 24/25 | 25/26 | 26/27 | 27/28 | 28/29 | 29/30 | 30/31 | 31/32 | 32/33 | 33/34 | 34/35 | 35/36 | 36/37 | 37/38 | 38/39
| Total | 2009 | 2014 | 1805 | 1786 | 1696 | 1542 | 1428 |  | 1300.89 | 1269.908 | 1251.41 | 1246.854 | 1251.562 | 1254.512 | 1268.024 | 1285.166 | 1299.591 | 1316.196 | 1329.267 | 1346.195 | 1363.173 | 1382.892 | 1404.158 | 1425.153 | 1445.658 | 1466.62 | 1488.044 | 1509.936 | 1532.304 | 1555.152 | 1578.488 | 1602.317 | 1626.647 |  |  | Total | 0 | 0 | -316 | -3.5134 | -6.3745 | -86.2879 | -3.863 | -213.5125 | -13.527 | -7.1374 | 1.0403 | 4.7083 | 2.95 | 13.5117 | 17.143 | 14.4243 | 16.6054 | 13.0712 | 16.9274 | 16.9779 | 19.7193 | 21.2655 | 20.9951 | 20.5053 | 20.9617 | 21.4241 | 21.8927 | 22.3674 | 22.8483 | 23.3356 | 23.8293 | 24.3295
| Firm Rating | 0 | 0 | 0 | 0 | 0 | 0 | 2788 |  | 2788 | 2788 | 2788 | 2788 | 2788 | 2788 | 2788 | 2788 | 2788 | 2788 | 2788 | 2788 | 2788 | 2788 | 2788 | 2788 | 2788 | 2788 | 2788 | 2788 | 2788 | 2788 | 2788 | 2788 | 2788
| Total Capacity | 0 | 0 | 0 | 0 | 0 | 0 | 4281 |  | 4281 | 4281 | 4281 | 4281 | 4281 | 4281 | 4281 | 4281 | 4281 | 4281 | 4281 | 4281 | 4281 | 4281 | 4281 | 4281 | 4281 | 4281 | 4281 | 4281 | 4281 | 4281 | 4281 | 4281 | 4281 |  |  | Botany 33_11kV Tx1 | 0 | 0 | 0 | 0 | 0 | 0 | 0 | 0 | 0 | 0 | 0 | 0 | 0 | 0 | 0 | 0 | 0 | 0 | 0 | 0 | 0 | 0 | 0 | 0 | 0 | 0 | 0 | 0 | 0 | 0 | 0 | 0
|  | -7 | -6 | -5 | -4 | -3 | -2 | -1 |  | 0 | 1 | 2 | 3 | 4 | 5 | 6 | 7 | 8 | 9 | 10 | 11 | 12 | 13 | 14 | 15 | 16 | 17 | 18 | 19 | 20 | 21 | 22 | 23 | 24 |  |  | Botany 33_11kV Tx2 | 0 | 0 | -80 | -1.1566 | -2.0984 | -82.0698 | -1.2716 | -3.7897 | -4.4528 | -2.3495 | 0.34246 | 1.5499 | 0.97107 | 4.4478 | 5.6431 | 4.7482 | 5.4662 | 4.3028 | 5.5722 | 5.5888 | 6.4912 | 7.0002 | 6.9112 | 6.7499 | 6.9002 | 7.0524 | 7.2066 | 7.3629 | 7.5212 | 7.6816 | 7.8441 | 8.0088
| Transformer Loads | [35 empty] | Botany 33_11kV Tx3 | 0 | 0 | -20 | -166.2349 | -2.2405 | -2.21 | -1.3577 | -206.0464 | -4.7544 | -2.5086 | 0.36565 | 1.6549 | 1.0368 | 4.749 | 6.0253 | 5.0698 | 5.8364 | 4.5942 | 5.9496 | 5.9673 | 6.9309 | 7.4743 | 7.3793 | 7.2071 | 7.3675 | 7.5301 | 7.6947 | 7.8616 | 8.0306 | 8.2019 | 8.3754 | 8.5512
| Historical Loads | (11kV Amps) | [7 empty] | 0: Weather Corrected Forecast Loads; 4: (11kV Amps) |  |  | Botany 33_11kV Tx4 | 0 | 0 | -216 | 163.878 | -2.0357 | -2.008 | -1.2336 | -3.6765 | -4.3198 | -2.2793 | 0.33222 | 1.5036 | 0.94206 | 4.3149 | 5.4745 | 4.6063 | 5.3028 | 4.1742 | 5.4057 | 5.4218 | 6.2973 | 6.791 | 6.7047 | 6.5482 | 6.694 | 6.8417 | 6.9913 | 7.1429 | 7.2965 | 7.4521 | 7.6098 | 7.7695
|  | 07/08 | 08/09 | 09/10 | 10/11 | 11/12 | 12/13 | 13/14 |  | 14/15 | 15/16 | 16/17 | 17/18 | 18/19 | 19/20 | 20/21 | 21/22 | 22/23 | 23/24 | 24/25 | 25/26 | 26/27 | 27/28 | 28/29 | 29/30 | 30/31 | 31/32 | 32/33 | 33/34 | 34/35 | 35/36 | 36/37 | 37/38 | 38/39 |  |  |  | 0 | 0 | 0 | 0 | 0 | 0 | 0 | 0 | 0 | 0 | 0 | 0 | 0 | 0 | 0 | 0 | 0 | 0 | 0 | 0 | 0 | 0 | 0 | 0 | 0 | 0 | 0 | 0 | 0 | 0 | 0 | 0
| 0 | [36 empty] | 0 | 0 | 0 | 0 | 0 | 0 | 0 | 0 | 0 | 0 | 0 | 0 | 0 | 0 | 0 | 0 | 0 | 0 | 0 | 0 | 0 | 0 | 0 | 0 | 0 | 0 | 0 | 0 | 0 | 0 | 0 | 0
| Diversity Factor: 0 | [36 empty] | 0 | 0 | 0 | 0 | 0 | 0 | 0 | 0 | 0 | 0 | 0 | 0 | 0 | 0 | 0 | 0 | 0 | 0 | 0 | 0 | 0 | 0 | 0 | 0 | 0 | 0 | 0 | 0 | 0 | 0 | 0 | 0
[38 empty] | 0 | 0 | 0 | 0 | 0 | 0 | 0 | 0 | 0 | 0 | 0 | 0 | 0 | 0 | 0 | 0 | 0 | 0 | 0 | 0 | 0 | 0 | 0 | 0 | 0 | 0 | 0 | 0 | 0 | 0 | 0 | 0
[38 empty] | 0 | 0 | 0 | 0 | 0 | 0 | 0 | 0 | 0 | 0 | 0 | 0 | 0 | 0 | 0 | 0 | 0 | 0 | 0 | 0 | 0 | 0 | 0 | 0 | 0 | 0 | 0 | 0 | 0 | 0 | 0 | 0
| 0 | [36 empty] | 0 | 0 | 0 | 0 | 0 | 0 | 0 | 0 | 0 | 0 | 0 | 0 | 0 | 0 | 0 | 0 | 0 | 0 | 0 | 0 | 0 | 0 | 0 | 0 | 0 | 0 | 0 | 0 | 0 | 0 | 0 | 0
Diversity Factor: 0
[38 empty] | Historical Spots & Transfers | [6 empty] | Forecast Spots & Transfers
[35 empty] | Project Name | From | To | 07/08 | 08/09 | 09/10 | 10/11 | 11/12 | 12/13 | 13/14 | 14/15 | 15/16 | 16/17 | 17/18 | 18/19 | 19/20 | 20/21 | 21/22 | 22/23 | 23/24 | 24/25 | 25/26 | 26/27 | 27/28 | 28/29 | 29/30 | 30/31 | 31/32 | 32/33 | 33/34 | 34/35 | 35/36 | 36/37 | 37/38 | 38/39
| 0 | [33 empty] | Broad based demand management |  | Botany 33_11kV Tx1 | 0 | 0 | 0 | 0 | 0 | 0 | 0 | 0 | 0 | 0 | 0 | 0 | 0 | 0 | 0 | 0 | 0 | 0 | 0 | 0 | 0 | 0 | 0 | 0 | 0 | 0 | 0 | 0 | 0 | 0 | 0 | 0
| Diversity Factor: 0 | [33 empty] | Broad based demand management |  | Botany 33_11kV Tx2 | 0 | 0 | 0 | 0 | 0 | 0 | 0 | -0.81911 | -2.1739 | -2.0002 | -1.7679 | -1.6358 | 0 | 0 | 0 | 0 | 0 | 0 | 0 | 0 | 0 | 0 | 0 | 0 | 0 | 0 | 0 | 0 | 0 | 0 | 0 | 0
[35 empty] | Broad based demand management |  | Botany 33_11kV Tx3 | 0 | 0 | 0 | 0 | 0 | 0 | 0 | -0.87458 | -2.3212 | -2.1357 | -1.8877 | -1.7466 | 0 | 0 | 0 | 0 | 0 | 0 | 0 | 0 | 0 | 0 | 0 | 0 | 0 | 0 | 0 | 0 | 0 | 0 | 0 | 0
[35 empty] | Broad based demand management |  | Botany 33_11kV Tx4 | 0 | 0 | 0 | 0 | 0 | 0 | 0 | -0.79463 | -2.109 | -1.9404 | -1.7151 | -1.5869 | 0 | 0 | 0 | 0 | 0 | 0 | 0 | 0 | 0 | 0 | 0 | 0 | 0 | 0 | 0 | 0 | 0 | 0 | 0 | 0
| 0 | [33 empty] | DNP_ID: 6375. Transfer 7MVA from Botany Zone to Mascot Zone | Botany 33_11kV Tx2 | Mascot 33_11kV Tx2 | 0 | 0 | 80 | 0 | 0 | 0 | 0 | 0 | 0 | 0 | 0 | 0 | 0 | 0 | 0 | 0 | 0 | 0 | 0 | 0 | 0 | 0 | 0 | 0 | 0 | 0 | 0 | 0 | 0 | 0 | 0 | 0
| Diversity Factor: 0 | [33 empty] | DNP_ID: 6375. Transfer 7MVA from Botany Zone to Mascot Zone | Botany 33_11kV Tx3 | Mascot 33_11kV Tx6 | 0 | 0 | 20 | 0 | 0 | 0 | 0 | 0 | 0 | 0 | 0 | 0 | 0 | 0 | 0 | 0 | 0 | 0 | 0 | 0 | 0 | 0 | 0 | 0 | 0 | 0 | 0 | 0 | 0 | 0 | 0 | 0
[35 empty] | DNP_ID: 6375. Transfer 7MVA from Botany Zone to Mascot Zone | Botany 33_11kV Tx4 | Mascot 33_11kV Tx2 | 0 | 0 | 60 | 0 | 0 | 0 | 0 | 0 | 0 | 0 | 0 | 0 | 0 | 0 | 0 | 0 | 0 | 0 | 0 | 0 | 0 | 0 | 0 | 0 | 0 | 0 | 0 | 0 | 0 | 0 | 0 | 0
[35 empty] | DNP_ID: 6375. Transfer 7MVA from Botany Zone to Mascot Zone | Botany 33_11kV Tx4 | Mascot 33_11kV Tx6 | 0 | 0 | 156 | 0 | 0 | 0 | 0 | 0 | 0 | 0 | 0 | 0 | 0 | 0 | 0 | 0 | 0 | 0 | 0 | 0 | 0 | 0 | 0 | 0 | 0 | 0 | 0 | 0 | 0 | 0 | 0 | 0
| 0 | [33 empty] | DNP_ID: 6442. Botany Zone Development 2008 | Botany 33_11kV Tx3 | Botany 33_11kV Tx4 | 0 | 0 | 0 | 165 | 0 | 0 | 0 | 0 | 0 | 0 | 0 | 0 | 0 | 0 | 0 | 0 | 0 | 0 | 0 | 0 | 0 | 0 | 0 | 0 | 0 | 0 | 0 | 0 | 0 | 0 | 0 | 0
| Diversity Factor: 0 | [33 empty] | DNP_ID: 6550. Port Botany Load Transfers | Botany 33_11kV Tx3 | Port Botany 33_11kV Tx1 | 0 | 0 | 0 | 0 | 0 | 0 | 0 | 202 | 0 | 0 | 0 | 0 | 0 | 0 | 0 | 0 | 0 | 0 | 0 | 0 | 0 | 0 | 0 | 0 | 0 | 0 | 0 | 0 | 0 | 0 | 0 | 0
[35 empty] | DNP_ID: 7127. Botany TX 2 offload to Mascot TX 2 - Control Room summer readiness | Botany 33_11kV Tx2 | Mascot 33_11kV Tx2 | 0 | 0 | 0 | 0 | 0 | 80 | 0 | 0 | 0 | 0 | 0 | 0 | 0 | 0 | 0 | 0 | 0 | 0 | 0 | 0 | 0 | 0 | 0 | 0 | 0 | 0 | 0 | 0 | 0 | 0 | 0 | 0
[35 empty] | Econometric |  | Botany 33_11kV Tx1 | 0 | 0 | 0 | 0 | 0 | 0 | 0 | 0 | 0 | 0 | 0 | 0 | 0 | 0 | 0 | 0 | 0 | 0 | 0 | 0 | 0 | 0 | 0 | 0 | 0 | 0 | 0 | 0 | 0 | 0 | 0 | 0
| 0 | [33 empty] | Econometric |  | Botany 33_11kV Tx2 | 0 | 0 | 0 | 0 | 0 | 0 | 0 | 0 | 0 | 4.1838 | 8.2466 | 11.6919 | 9.7674 | 10.4824 | 10.1493 | 9.8046 | 9.9399 | 10.0769 | 10.2158 | 10.3565 | 10.4991 | 10.6435 | 10.7899 | 10.9382 | 11.0884 | 11.2407 | 11.3949 | 11.5512 | 11.7095 | 11.8699 | 12.0324 | 12.1971
| Diversity Factor: 0 | [33 empty] | Econometric |  | Botany 33_11kV Tx3 | 0 | 0 | 0 | 0 | 0 | 0 | 0 | 0 | 0 | 4.4672 | 8.8052 | 12.4838 | 10.4289 | 11.1924 | 10.8367 | 10.4686 | 10.6131 | 10.7594 | 10.9077 | 11.058 | 11.2102 | 11.3644 | 11.5207 | 11.679 | 11.8394 | 12.002 | 12.1667 | 12.3335 | 12.5026 | 12.6738 | 12.8474 | 13.0232
[35 empty] | Econometric |  | Botany 33_11kV Tx4 | 0 | 0 | 0 | 0 | 0 | 0 | 0 | 0 | 0 | 4.0588 | 8.0002 | 11.3426 | 9.4756 | 10.1692 | 9.8461 | 9.5116 | 9.6429 | 9.7758 | 9.9106 | 10.0471 | 10.1854 | 10.3255 | 10.4675 | 10.6113 | 10.7571 | 10.9048 | 11.0544 | 11.206 | 11.3596 | 11.5152 | 11.6729 | 11.8326
[35 empty] | Energy Efficiency |  | Botany 33_11kV Tx1 | 0 | 0 | 0 | 0 | 0 | 0 | 0 | 0 | 0 | 0 | 0 | 0 | 0 | 0 | 0 | 0 | 0 | 0 | 0 | 0 | 0 | 0 | 0 | 0 | 0 | 0 | 0 | 0 | 0 | 0 | 0 | 0
| 0 | [33 empty] | Energy Efficiency |  | Botany 33_11kV Tx2 | 0 | 0 | 0 | 0 | 0 | 0 | 0 | -1.5448 | -0.67962 | -2.7269 | -4.1544 | -6.3852 | -6.5618 | -3.6951 | -2.2438 | -2.7581 | -2.7151 | -3.6677 | -2.5372 | -2.6613 | -1.9014 | -1.5369 | -1.7723 | -2.0818 | -2.0818 | -2.0818 | -2.0818 | -2.0818 | -2.0818 | -2.0818 | -2.0818 | -2.0818
| Diversity Factor: 0 | [33 empty] | Energy Efficiency |  | Botany 33_11kV Tx3 | 0 | 0 | 0 | 0 | 0 | 0 | 0 | -1.6494 | -0.72565 | -2.9116 | -4.4357 | -6.8176 | -7.0062 | -3.9454 | -2.3958 | -2.9449 | -2.899 | -3.9161 | -2.709 | -2.8415 | -2.0302 | -1.641 | -1.8923 | -2.2228 | -2.2228 | -2.2228 | -2.2228 | -2.2228 | -2.2228 | -2.2228 | -2.2228 | -2.2228
[35 empty] | Energy Efficiency |  | Botany 33_11kV Tx4 | 0 | 0 | 0 | 0 | 0 | 0 | 0 | -1.4986 | -0.65931 | -2.6454 | -4.0302 | -6.1944 | -6.3657 | -3.5847 | -2.1768 | -2.6757 | -2.634 | -3.5581 | -2.4614 | -2.5818 | -1.8446 | -1.491 | -1.7193 | -2.0196 | -2.0196 | -2.0196 | -2.0196 | -2.0196 | -2.0196 | -2.0196 | -2.0196 | -2.0196
[35 empty] | Solar PV |  | Botany 33_11kV Tx1 | 0 | 0 | 0 | 0 | 0 | 0 | 0 | 0 | 0 | 0 | 0 | 0 | 0 | 0 | 0 | 0 | 0 | 0 | 0 | 0 | 0 | 0 | 0 | 0 | 0 | 0 | 0 | 0 | 0 | 0 | 0 | 0
| 0 | [33 empty] | Solar PV |  | Botany 33_11kV Tx2 | 0 | 0 | 0 | -1.1566 | -2.0984 | -2.0698 | -1.2716 | -1.4258 | -1.5993 | -1.8062 | -1.9819 | -2.1211 | -2.2346 | -2.3395 | -2.2624 | -2.2983 | -1.7586 | -2.1064 | -2.1064 | -2.1064 | -2.1064 | -2.1064 | -2.1064 | -2.1064 | -2.1064 | -2.1064 | -2.1064 | -2.1064 | -2.1064 | -2.1064 | -2.1064 | -2.1064
| Diversity Factor: 0 | [33 empty] | Solar PV |  | Botany 33_11kV Tx3 | 0 | 0 | 0 | -1.2349 | -2.2405 | -2.21 | -1.3577 | -1.5224 | -1.7076 | -1.9285 | -2.1161 | -2.2648 | -2.3859 | -2.498 | -2.4156 | -2.454 | -1.8777 | -2.2491 | -2.2491 | -2.2491 | -2.2491 | -2.2491 | -2.2491 | -2.2491 | -2.2491 | -2.2491 | -2.2491 | -2.2491 | -2.2491 | -2.2491 | -2.2491 | -2.2491
[35 empty] | Solar PV |  | Botany 33_11kV Tx4 | 0 | 0 | 0 | -1.122 | -2.0357 | -2.008 | -1.2336 | -1.3832 | -1.5515 | -1.7522 | -1.9227 | -2.0577 | -2.1678 | -2.2696 | -2.1948 | -2.2297 | -1.706 | -2.0435 | -2.0435 | -2.0435 | -2.0435 | -2.0435 | -2.0435 | -2.0435 | -2.0435 | -2.0435 | -2.0435 | -2.0435 | -2.0435 | -2.0435 | -2.0435 | -2.0435
0
Diversity Factor: 0
0
Diversity Factor: 0
| Weather Correction and Public Holiday Factors | [8 empty] | Forecast ROG
ROG Justification
| Actual loads for season 13/14 have been weather corrected by the following: | [6 empty] | 0.8071% |  | 7 year ROG ok | [59 empty] | 7 year ROG ok
1 | 2 | 3 | 4 | 5 | 6 | 7 | 8 | 9 | 10 | 14/15 | 15/16 | 16/17 | 17/18 | 18/19 | 19/20 | 20/21 | 21/22 | 22/23 | 23/24 | 24/25 | 25/26 | 26/27 | 27/28 | 28/29 | 29/30 | 30/31 | 31/32 | 32/33 | 33/34 | 34/35 | 35/36 | 36/37 | 37/38 | 38/39
0.98659 | 0.97336 | 0.96466 | 0.96035 | 0.96035 | 0.96035 | 0.96035 | 0.96035 | 0.96035 | 0.96035 | -1.341% | -1.341% | -0.894% | -0.447% | 0% | 0% | 0% | 0% | 0% | 0% | 0% | 0% | 0% | 0% | 0% | 0% | 0% | 0% | 0% | 0% | 0% | 0% | 0% | 0% | 0%
Substation Load Detail
[7 empty] | Units | 13/14 |  | 14/15 | 15/16 | 16/17 | 17/18 | 18/19 | 19/20 | 20/21 | 21/22 | 22/23 | 23/24 | 24/25 | 25/26 | 26/27 | 27/28 | 28/29 | 29/30 | 30/31 | 31/32 | 32/33 | 33/34 | 34/35 | 35/36 | 36/37 | 37/38 | 38/39
1 | Botany 33_11kV | Compensated |  | Load (LV side) |  |  | Amps | 1428 | 1535 | 1300.89 | 1269.908 | 1251.41 | 1246.854 | 1251.562 | 1254.512 | 1268.024 | 1285.166 | 1299.591 | 1316.196 | 1329.267 | 1346.195 | 1363.173 | 1382.892 | 1404.158 | 1425.153 | 1445.658 | 1466.62 | 1488.044 | 1509.936 | 1532.304 | 1555.152 | 1578.488 | 1602.317 | 1626.647
|  |  |  | Apparent Power |  |  | MVA | 27.2071 |  | 24.7853 | 24.195 | 23.8426 | 23.7557 | 23.8455 | 23.9017 | 24.1591 | 24.4857 | 24.7605 | 25.0769 | 25.3259 | 25.6485 | 25.9719 | 26.3476 | 26.7528 | 27.1528 | 27.5435 | 27.9429 | 28.3511 | 28.7682 | 29.1943 | 29.6296 | 30.0742 | 30.5282 | 30.9918
|  |  |  | Real Power |  |  | MW | 24.8483 | 26.7101 | 22.6365 | 22.0973 | 21.7755 | 21.6962 | 21.7781 | 21.8295 | 22.0646 | 22.3629 | 22.6139 | 22.9028 | 23.1303 | 23.4248 | 23.7202 | 24.0634 | 24.4334 | 24.7987 | 25.1555 | 25.5203 | 25.8931 | 26.274 | 26.6632 | 27.0608 | 27.4669 | 27.8815 | 28.3049
|  |  |  | Reactive Power |  |  | MVAr | 11.0809 |  | 10.0946 | 9.8542 | 9.7107 | 9.6753 | 9.7118 | 9.7347 | 9.8396 | 9.9726 | 10.0845 | 10.2134 | 10.3148 | 10.4461 | 10.5779 | 10.7309 | 10.8959 | 11.0588 | 11.218 | 11.3806 | 11.5469 | 11.7167 | 11.8903 | 12.0676 | 12.2487 | 12.4336 | 12.6224
|  |  |  | Capacitors In Service |  |  | MVAr | 0 |  | 0 | 0 | 0 | 0 | 0 | 0 | 0 | 0 | 0 | 0 | 0 | 0 | 0 | 0 | 0 | 0 | 0 | 0 | 0 | 0 | 0 | 0 | 0 | 0 | 0
|  |  |  | PF |  |  |  | 0.9133 |  | 0.9133 | 0.9133 | 0.9133 | 0.9133 | 0.9133 | 0.9133 | 0.9133 | 0.9133 | 0.9133 | 0.9133 | 0.9133 | 0.9133 | 0.9133 | 0.9133 | 0.9133 | 0.9133 | 0.9133 | 0.9133 | 0.9133 | 0.9133 | 0.9133 | 0.9133 | 0.9133 | 0.9133 | 0.9133
0.87693 | Diversity Factor: 0.88 | Uncompensated |  | Reactive Power |  |  | MVAr | 11.0809 | 11.9112 | 10.0946 | 9.8542 | 9.7107 | 9.6753 | 9.7118 | 9.7347 | 9.8396 | 9.9726 | 10.0845 | 10.2134 | 10.3148 | 10.4461 | 10.5779 | 10.7309 | 10.8959 | 11.0588 | 11.218 | 11.3806 | 11.5469 | 11.7167 | 11.8903 | 12.0676 | 12.2487 | 12.4336 | 12.6224
|  |  |  | PF |  |  |  | 0.9133 |  | 0.9133 | 0.9133 | 0.9133 | 0.9133 | 0.9133 | 0.9133 | 0.9133 | 0.9133 | 0.9133 | 0.9133 | 0.9133 | 0.9133 | 0.9133 | 0.9133 | 0.9133 | 0.9133 | 0.9133 | 0.9133 | 0.9133 | 0.9133 | 0.9133 | 0.9133 | 0.9133 | 0.9133 | 0.9133
[10 empty] | 1 | 2 | 3 | 4 | 5 | 6 | 7 | 8 | 9 | 10 | 11 | 12 | 13 | 14 | 15 | 16 | 17 | 18 | 19 | 20 | 21 | 22 | 23 | 24 | 25
Transformer Load Detail
[7 empty] | Units | 13/14 |  | 14/15 | 15/16 | 16/17 | 17/18 | 18/19 | 19/20 | 20/21 | 21/22 | 22/23 | 23/24 | 24/25 | 25/26 | 26/27 | 27/28 | 28/29 | 29/30 | 30/31 | 31/32 | 32/33 | 33/34 | 34/35 | 35/36 | 36/37 | 37/38 | 38/39
| 0 | Compensated |  | Load (LV side) |  |  | Amps
|  |  |  | Apparent Power |  |  | MVA
|  |  |  | Real Power |  |  | MW
|  |  |  | Reactive Power |  |  | MVAr
|  |  |  | Capacitors In Service |  |  | MVAr
PF
| Zone Div: | Uncompensated |  | Reactive Power |  |  | MVAr
PF
| 0 | Compensated |  | Load (LV side) |  |  | Amps
|  |  |  | Apparent Power |  |  | MVA
|  |  |  | Real Power |  |  | MW
|  |  |  | Reactive Power |  |  | MVAr
|  |  |  | Capacitors In Service |  |  | MVAr
PF
| Zone Div: | Uncompensated |  | Reactive Power |  |  | MVAr
PF
| 0 | Compensated |  | Load (LV side) |  |  | Amps
|  |  |  | Apparent Power |  |  | MVA
|  |  |  | Real Power |  |  | MW
|  |  |  | Reactive Power |  |  | MVAr
|  |  |  | Capacitors In Service |  |  | MVAr
PF
| Zone Div: | Uncompensated |  | Reactive Power |  |  | MVAr
PF
| 0 | Compensated |  | Load (LV side) |  |  | Amps
|  |  |  | Apparent Power |  |  | MVA
|  |  |  | Real Power |  |  | MW
|  |  |  | Reactive Power |  |  | MVAr
|  |  |  | Capacitors In Service |  |  | MVAr
PF
| Zone Div: | Uncompensated |  | Reactive Power |  |  | MVAr
PF
| 0 | Compensated |  | Load (LV side) |  |  | Amps
|  |  |  | Apparent Power |  |  | MVA
|  |  |  | Real Power |  |  | MW
|  |  |  | Reactive Power |  |  | MVAr
|  |  |  | Capacitors In Service |  |  | MVAr
PF
| Zone Div: | Uncompensated |  | Reactive Power |  |  | MVAr
PF
| 0 | Compensated |  | Load (LV side) |  |  | Amps
|  |  |  | Apparent Power |  |  | MVA
|  |  |  | Real Power |  |  | MW
|  |  |  | Reactive Power |  |  | MVAr
|  |  |  | Capacitors In Service |  |  | MVAr
PF
| Zone Div: | Uncompensated |  | Reactive Power |  |  | MVAr
PF
| 0 | Compensated |  | Load (LV side) |  |  | Amps
|  |  |  | Apparent Power |  |  | MVA
|  |  |  | Real Power |  |  | MW
|  |  |  | Reactive Power |  |  | MVAr
|  |  |  | Capacitors In Service |  |  | MVAr
PF
| Zone Div: | Uncompensated |  | Reactive Power |  |  | MVAr
PF
| 0 | Compensated |  | Load (LV side) |  |  | Amps
|  |  |  | Apparent Power |  |  | MVA
|  |  |  | Real Power |  |  | MW
|  |  |  | Reactive Power |  |  | MVAr
|  |  |  | Capacitors In Service |  |  | MVAr
PF
| Zone Div: | Uncompensated |  | Reactive Power |  |  | MVAr
PF
| 0 | Compensated |  | Load (LV side) |  |  | Amps
|  |  |  | Apparent Power |  |  | MVA
|  |  |  | Real Power |  |  | MW
|  |  |  | Reactive Power |  |  | MVAr
|  |  |  | Capacitors In Service |  |  | MVAr
PF
| Zone Div: | Uncompensated |  | Reactive Power |  |  | MVAr
PF
| 0 | Compensated |  | Load (LV side) |  |  | Amps
|  |  |  | Apparent Power |  |  | MVA
|  |  |  | Real Power |  |  | MW
|  |  |  | Reactive Power |  |  | MVAr
|  |  |  | Capacitors In Service |  |  | MVAr
PF
| Zone Div: | Uncompensated |  | Reactive Power |  |  | MVAr
PF

## Campbell St 132_11kV
| Campbell St 132_11kV | [16 empty] | 2015 | SUMMER
| Substation Total Loads | [33 empty] | Spots & Transfers Detail
| Historical Loads | (11kV Amps) | [7 empty] | Weather Corrected Forecast Loads |  |  |  | (11kV Amps) | [20 empty] | Spots & Transfers Summary | (11kV Amps) |  | Historical Spots & Transfers | [6 empty] | Forecast Spots & Transfers
|  | 07/08 | 08/09 | 09/10 | 10/11 | 11/12 | 12/13 | 13/14 |  | 14/15 | 15/16 | 16/17 | 17/18 | 18/19 | 19/20 | 20/21 | 21/22 | 22/23 | 23/24 | 24/25 | 25/26 | 26/27 | 27/28 | 28/29 | 29/30 | 30/31 | 31/32 | 32/33 | 33/34 | 34/35 | 35/36 | 36/37 | 37/38 | 38/39 |  |  |  | 07/08 | 08/09 | 09/10 | 10/11 | 11/12 | 12/13 | 13/14 | 14/15 | 15/16 | 16/17 | 17/18 | 18/19 | 19/20 | 20/21 | 21/22 | 22/23 | 23/24 | 24/25 | 25/26 | 26/27 | 27/28 | 28/29 | 29/30 | 30/31 | 31/32 | 32/33 | 33/34 | 34/35 | 35/36 | 36/37 | 37/38 | 38/39
| Total | 1580 | 1653 | 1665 | 1719 | 1530 | 2291 | 2015 |  | 2118.026 | 2065.379 | 2029.444 | 2012.334 | 2005.946 | 2009.019 | 2032.033 | 2065.27 | 2094.707 | 2124.951 | 2148.473 | 2179.962 | 2211.14 | 2248.486 | 2289.008 | 2328.597 | 2366.51 | 2405.072 | 2444.291 | 2484.175 | 2524.733 | 2565.975 | 2607.907 | 2650.541 | 2693.884 |  |  | Total | 0 | 0 | 0 | -0.65136 | -0.8697 | 659.6242 | 0 | -15.3613 | -14.9938 | -11.4565 | -5.084 | -6.3879 | 3.0725 | 23.0147 | 33.2366 | 29.4371 | 30.2439 | 23.5215 | 31.4894 | 31.1785 | 37.3457 | 40.5216 | 39.5894 | 37.9132 | 38.5618 | 39.2188 | 39.8842 | 40.5583 | 41.2412 | 41.9328 | 42.6335 | 43.3432
| Firm Rating | 0 | 0 | 0 | 0 | 0 | 0 | 3296 |  | 3296 | 3296 | 3296 | 3296 | 3296 | 3296 | 3296 | 3296 | 3296 | 3296 | 3296 | 3296 | 3296 | 3296 | 3296 | 3296 | 3296 | 3296 | 3296 | 3296 | 3296 | 3296 | 3296 | 3296 | 3296
| Total Capacity | 0 | 0 | 0 | 0 | 0 | 0 | 6667 |  | 6667 | 6667 | 6667 | 6667 | 6667 | 6667 | 6667 | 6667 | 6667 | 6667 | 6667 | 6667 | 6667 | 6667 | 6667 | 6667 | 6667 | 6667 | 6667 | 6667 | 6667 | 6667 | 6667 | 6667 | 6667 |  |  | Campbell St 132_11kV Tx1 | 0 | 0 | 0 | -0.30513 | -0.40742 | 279.824 | 0 | -7.1961 | -7.0239 | -5.3669 | -2.3816 | -2.9925 | 1.4393 | 10.7814 | 15.5699 | 13.79 | 14.1679 | 11.0187 | 14.7514 | 14.6057 | 17.4948 | 18.9825 | 18.5458 | 17.7606 | 18.0645 | 18.3722 | 18.684 | 18.9998 | 19.3196 | 19.6437 | 19.9719 | 20.3043
|  | -7 | -6 | -5 | -4 | -3 | -2 | -1 |  | 0 | 1 | 2 | 3 | 4 | 5 | 6 | 7 | 8 | 9 | 10 | 11 | 12 | 13 | 14 | 15 | 16 | 17 | 18 | 19 | 20 | 21 | 22 | 23 | 24 |  |  | Campbell St 132_11kV Tx2 | 0 | 0 | 0 | -0.34623 | -0.46228 | 379.8002 | 0 | -8.1652 | -7.9699 | -6.0896 | -2.7024 | -3.3955 | 1.6332 | 12.2334 | 17.6667 | 15.6471 | 16.076 | 12.5027 | 16.738 | 16.5728 | 19.8509 | 21.539 | 21.0435 | 20.1526 | 20.4973 | 20.8465 | 21.2003 | 21.5586 | 21.9215 | 22.2892 | 22.6616 | 23.0388
| Transformer Loads | [36 empty] | 0 | 0 | 0 | 0 | 0 | 0 | 0 | 0 | 0 | 0 | 0 | 0 | 0 | 0 | 0 | 0 | 0 | 0 | 0 | 0 | 0 | 0 | 0 | 0 | 0 | 0 | 0 | 0 | 0 | 0 | 0 | 0
| Historical Loads | (11kV Amps) | [7 empty] | Weather Corrected Forecast Loads |  |  |  | (11kV Amps) | [23 empty] | 0 | 0 | 0 | 0 | 0 | 0 | 0 | 0 | 0 | 0 | 0 | 0 | 0 | 0 | 0 | 0 | 0 | 0 | 0 | 0 | 0 | 0 | 0 | 0 | 0 | 0 | 0 | 0 | 0 | 0 | 0 | 0
|  | 07/08 | 08/09 | 09/10 | 10/11 | 11/12 | 12/13 | 13/14 |  | 14/15 | 15/16 | 16/17 | 17/18 | 18/19 | 19/20 | 20/21 | 21/22 | 22/23 | 23/24 | 24/25 | 25/26 | 26/27 | 27/28 | 28/29 | 29/30 | 30/31 | 31/32 | 32/33 | 33/34 | 34/35 | 35/36 | 36/37 | 37/38 | 38/39 |  |  |  | 0 | 0 | 0 | 0 | 0 | 0 | 0 | 0 | 0 | 0 | 0 | 0 | 0 | 0 | 0 | 0 | 0 | 0 | 0 | 0 | 0 | 0 | 0 | 0 | 0 | 0 | 0 | 0 | 0 | 0 | 0 | 0
| 0 | [36 empty] | 0 | 0 | 0 | 0 | 0 | 0 | 0 | 0 | 0 | 0 | 0 | 0 | 0 | 0 | 0 | 0 | 0 | 0 | 0 | 0 | 0 | 0 | 0 | 0 | 0 | 0 | 0 | 0 | 0 | 0 | 0 | 0
| Diversity Factor: 0 | [36 empty] | 0 | 0 | 0 | 0 | 0 | 0 | 0 | 0 | 0 | 0 | 0 | 0 | 0 | 0 | 0 | 0 | 0 | 0 | 0 | 0 | 0 | 0 | 0 | 0 | 0 | 0 | 0 | 0 | 0 | 0 | 0 | 0
[38 empty] | 0 | 0 | 0 | 0 | 0 | 0 | 0 | 0 | 0 | 0 | 0 | 0 | 0 | 0 | 0 | 0 | 0 | 0 | 0 | 0 | 0 | 0 | 0 | 0 | 0 | 0 | 0 | 0 | 0 | 0 | 0 | 0
[38 empty] | 0 | 0 | 0 | 0 | 0 | 0 | 0 | 0 | 0 | 0 | 0 | 0 | 0 | 0 | 0 | 0 | 0 | 0 | 0 | 0 | 0 | 0 | 0 | 0 | 0 | 0 | 0 | 0 | 0 | 0 | 0 | 0
| 0 | [36 empty] | 0 | 0 | 0 | 0 | 0 | 0 | 0 | 0 | 0 | 0 | 0 | 0 | 0 | 0 | 0 | 0 | 0 | 0 | 0 | 0 | 0 | 0 | 0 | 0 | 0 | 0 | 0 | 0 | 0 | 0 | 0 | 0
Diversity Factor: 0
[38 empty] | Historical Spots & Transfers | [6 empty] | Forecast Spots & Transfers
[35 empty] | Project Name | From | To | 07/08 | 08/09 | 09/10 | 10/11 | 11/12 | 12/13 | 13/14 | 14/15 | 15/16 | 16/17 | 17/18 | 18/19 | 19/20 | 20/21 | 21/22 | 22/23 | 23/24 | 24/25 | 25/26 | 26/27 | 27/28 | 28/29 | 29/30 | 30/31 | 31/32 | 32/33 | 33/34 | 34/35 | 35/36 | 36/37 | 37/38 | 38/39
| 0 | [33 empty] | Broad based demand management |  | Campbell St 132_11kV Tx1 | 0 | 0 | 0 | 0 | 0 | 0 | 0 | -1.1798 | -4.2835 | -4.0125 | -3.724 | -3.9114 | 0 | 0 | 0 | 0 | 0 | 0 | 0 | 0 | 0 | 0 | 0 | 0 | 0 | 0 | 0 | 0 | 0 | 0 | 0 | 0
| Diversity Factor: 0 | [33 empty] | Broad based demand management |  | Campbell St 132_11kV Tx2 | 0 | 0 | 0 | 0 | 0 | 0 | 0 | -1.3387 | -4.8604 | -4.5529 | -4.2256 | -4.4382 | 0 | 0 | 0 | 0 | 0 | 0 | 0 | 0 | 0 | 0 | 0 | 0 | 0 | 0 | 0 | 0 | 0 | 0 | 0 | 0
[35 empty] | DNP_ID: 6865. Surry Hills to Campbell Street Load Transfer | Surry Hills 33_11kV Tx2 | Campbell St 132_11kV Tx1 | 0 | 0 | 0 | 0 | 0 | 280 | 0 | 0 | 0 | 0 | 0 | 0 | 0 | 0 | 0 | 0 | 0 | 0 | 0 | 0 | 0 | 0 | 0 | 0 | 0 | 0 | 0 | 0 | 0 | 0 | 0 | 0
[35 empty] | DNP_ID: 6865. Surry Hills to Campbell Street Load Transfer | Surry Hills 33_11kV Tx2 | Campbell St 132_11kV Tx2 | 0 | 0 | 0 | 0 | 0 | 380 | 0 | 0 | 0 | 0 | 0 | 0 | 0 | 0 | 0 | 0 | 0 | 0 | 0 | 0 | 0 | 0 | 0 | 0 | 0 | 0 | 0 | 0 | 0 | 0 | 0 | 0
| 0 | [33 empty] | Econometric |  | Campbell St 132_11kV Tx1 | 0 | 0 | 0 | 0 | 0 | 0 | 0 | 0 | 0 | 6.9718 | 13.5305 | 19.3665 | 19.9878 | 20.8277 | 20.6413 | 20.4435 | 20.7176 | 20.9952 | 21.2764 | 21.5612 | 21.8498 | 22.1421 | 22.4382 | 22.7381 | 23.0419 | 23.3497 | 23.6615 | 23.9772 | 24.2971 | 24.6211 | 24.9493 | 25.2818
| Diversity Factor: 0 | [33 empty] | Econometric |  | Campbell St 132_11kV Tx2 | 0 | 0 | 0 | 0 | 0 | 0 | 0 | 0 | 0 | 7.9108 | 15.3527 | 21.9747 | 22.6797 | 23.6327 | 23.4212 | 23.1968 | 23.5077 | 23.8227 | 24.1418 | 24.465 | 24.7924 | 25.1241 | 25.4601 | 25.8004 | 26.1452 | 26.4944 | 26.8481 | 27.2064 | 27.5694 | 27.937 | 28.3094 | 28.6867
[35 empty] | Energy Efficiency |  | Campbell St 132_11kV Tx1 | 0 | 0 | 0 | 0 | 0 | 0 | 0 | -5.7717 | -2.4661 | -8.0164 | -11.8481 | -18.0837 | -18.1652 | -9.645 | -4.6834 | -6.2593 | -6.248 | -9.6151 | -6.1637 | -6.5942 | -3.9937 | -2.7982 | -3.531 | -4.6162 | -4.6162 | -4.6162 | -4.6162 | -4.6162 | -4.6162 | -4.6162 | -4.6162 | -4.6162
[35 empty] | Energy Efficiency |  | Campbell St 132_11kV Tx2 | 0 | 0 | 0 | 0 | 0 | 0 | 0 | -6.549 | -2.7983 | -9.096 | -13.4438 | -20.5192 | -20.6116 | -10.944 | -5.3141 | -7.1023 | -7.0895 | -10.91 | -6.9938 | -7.4823 | -4.5315 | -3.1751 | -4.0066 | -5.2379 | -5.2379 | -5.2379 | -5.2379 | -5.2379 | -5.2379 | -5.2379 | -5.2379 | -5.2379
| 0 | [33 empty] | Solar PV |  | Campbell St 132_11kV Tx1 | 0 | 0 | 0 | -0.30513 | -0.40742 | -0.17605 | 0 | -0.24457 | -0.27433 | -0.30982 | -0.33996 | -0.36384 | -0.3833 | -0.40131 | -0.38807 | -0.39424 | -0.30165 | -0.36132 | -0.36132 | -0.36132 | -0.36132 | -0.36132 | -0.36132 | -0.36132 | -0.36132 | -0.36132 | -0.36132 | -0.36132 | -0.36132 | -0.36132 | -0.36132 | -0.36132
| Diversity Factor: 0 | [33 empty] | Solar PV |  | Campbell St 132_11kV Tx2 | 0 | 0 | 0 | -0.34623 | -0.46228 | -0.19976 | 0 | -0.27751 | -0.31127 | -0.35155 | -0.38574 | -0.41284 | -0.43492 | -0.45535 | -0.44033 | -0.44733 | -0.34228 | -0.40998 | -0.40998 | -0.40998 | -0.40998 | -0.40998 | -0.40998 | -0.40998 | -0.40998 | -0.40998 | -0.40998 | -0.40998 | -0.40998 | -0.40998 | -0.40998 | -0.40998
0
Diversity Factor: 0
0
Diversity Factor: 0
0
Diversity Factor: 0
0
Diversity Factor: 0
0
Diversity Factor: 0
| Weather Correction and Public Holiday Factors | [8 empty] | Forecast ROG
ROG Justification
| Actual loads for season 13/14 have been weather corrected by the following: | [6 empty] | 5.225% |  | 7 year ROG ok | [59 empty] | 7 year ROG ok
1 | 2 | 3 | 4 | 5 | 6 | 7 | 8 | 9 | 10 | 14/15 | 15/16 | 16/17 | 17/18 | 18/19 | 19/20 | 20/21 | 21/22 | 22/23 | 23/24 | 24/25 | 25/26 | 26/27 | 27/28 | 28/29 | 29/30 | 30/31 | 31/32 | 32/33 | 33/34 | 34/35 | 35/36 | 36/37 | 37/38 | 38/39
0.98223 | 0.96478 | 0.95334 | 0.9477 | 0.9477 | 0.9477 | 0.9477 | 0.9477 | 0.9477 | 0.9477 | -1.777% | -1.777% | -1.185% | -0.592% | 0% | 0% | 0% | 0% | 0% | 0% | 0% | 0% | 0% | 0% | 0% | 0% | 0% | 0% | 0% | 0% | 0% | 0% | 0% | 0% | 0%
Substation Load Detail
[7 empty] | Units | 13/14 |  | 14/15 | 15/16 | 16/17 | 17/18 | 18/19 | 19/20 | 20/21 | 21/22 | 22/23 | 23/24 | 24/25 | 25/26 | 26/27 | 27/28 | 28/29 | 29/30 | 30/31 | 31/32 | 32/33 | 33/34 | 34/35 | 35/36 | 36/37 | 37/38 | 38/39
1 | Campbell St 132_11kV | Compensated |  | Load (LV side) |  |  | Amps | 2015 | 2172 | 2118.026 | 2065.379 | 2029.444 | 2012.334 | 2005.946 | 2009.019 | 2032.033 | 2065.27 | 2094.707 | 2124.951 | 2148.473 | 2179.962 | 2211.14 | 2248.486 | 2289.008 | 2328.597 | 2366.51 | 2405.072 | 2444.291 | 2484.175 | 2524.733 | 2565.975 | 2607.907 | 2650.541 | 2693.884
|  |  |  | Apparent Power |  |  | MVA | 38.3909 |  | 40.3538 | 39.3508 | 38.6661 | 38.3401 | 38.2184 | 38.2769 | 38.7154 | 39.3487 | 39.9095 | 40.4858 | 40.9339 | 41.5339 | 42.1279 | 42.8394 | 43.6115 | 44.3657 | 45.0881 | 45.8228 | 46.57 | 47.3299 | 48.1026 | 48.8884 | 49.6873 | 50.4996 | 51.3254
|  |  |  | Real Power |  |  | MW | 36.4166 | 39.254 | 38.2785 | 37.3271 | 36.6776 | 36.3684 | 36.2529 | 36.3085 | 36.7244 | 37.3251 | 37.8571 | 38.4037 | 38.8288 | 39.3979 | 39.9614 | 40.6363 | 41.3686 | 42.0841 | 42.7693 | 43.4662 | 44.175 | 44.8959 | 45.6288 | 46.3742 | 47.132 | 47.9025 | 48.6859
|  |  |  | Reactive Power |  |  | MVAr | 12.153 |  | 12.7744 | 12.4568 | 12.2401 | 12.1369 | 12.0984 | 12.1169 | 12.2557 | 12.4562 | 12.6337 | 12.8161 | 12.958 | 13.1479 | 13.336 | 13.5612 | 13.8056 | 14.0444 | 14.273 | 14.5056 | 14.7422 | 14.9827 | 15.2273 | 15.4761 | 15.729 | 15.9861 | 16.2475
|  |  |  | Capacitors In Service |  |  | MVAr | 0 |  | 0 | 0 | 0 | 0 | 0 | 0 | 0 | 0 | 0 | 0 | 0 | 0 | 0 | 0 | 0 | 0 | 0 | 0 | 0 | 0 | 0 | 0 | 0 | 0 | 0
|  |  |  | PF |  |  |  | 0.94857 |  | 0.94857 | 0.94857 | 0.94857 | 0.94857 | 0.94857 | 0.94857 | 0.94857 | 0.94857 | 0.94857 | 0.94857 | 0.94857 | 0.94857 | 0.94857 | 0.94857 | 0.94857 | 0.94857 | 0.94857 | 0.94857 | 0.94857 | 0.94857 | 0.94857 | 0.94857 | 0.94857 | 0.94857 | 0.94857
0.95955 | Diversity Factor: 0.96 | Uncompensated |  | Reactive Power |  |  | MVAr | 12.153 | 13.0999 | 12.7744 | 12.4568 | 12.2401 | 12.1369 | 12.0984 | 12.1169 | 12.2557 | 12.4562 | 12.6337 | 12.8161 | 12.958 | 13.1479 | 13.336 | 13.5612 | 13.8056 | 14.0444 | 14.273 | 14.5056 | 14.7422 | 14.9827 | 15.2273 | 15.4761 | 15.729 | 15.9861 | 16.2475
|  |  |  | PF |  |  |  | 0.94857 |  | 0.94857 | 0.94857 | 0.94857 | 0.94857 | 0.94857 | 0.94857 | 0.94857 | 0.94857 | 0.94857 | 0.94857 | 0.94857 | 0.94857 | 0.94857 | 0.94857 | 0.94857 | 0.94857 | 0.94857 | 0.94857 | 0.94857 | 0.94857 | 0.94857 | 0.94857 | 0.94857 | 0.94857 | 0.94857
[10 empty] | 1 | 2 | 3 | 4 | 5 | 6 | 7 | 8 | 9 | 10 | 11 | 12 | 13 | 14 | 15 | 16 | 17 | 18 | 19 | 20 | 21 | 22 | 23 | 24 | 25
Transformer Load Detail
[7 empty] | Units | 13/14 |  | 14/15 | 15/16 | 16/17 | 17/18 | 18/19 | 19/20 | 20/21 | 21/22 | 22/23 | 23/24 | 24/25 | 25/26 | 26/27 | 27/28 | 28/29 | 29/30 | 30/31 | 31/32 | 32/33 | 33/34 | 34/35 | 35/36 | 36/37 | 37/38 | 38/39
| 0 | Compensated |  | Load (LV side) |  |  | Amps
|  |  |  | Apparent Power |  |  | MVA
|  |  |  | Real Power |  |  | MW
|  |  |  | Reactive Power |  |  | MVAr
|  |  |  | Capacitors In Service |  |  | MVAr
PF
| Zone Div: | Uncompensated |  | Reactive Power |  |  | MVAr
PF
| 0 | Compensated |  | Load (LV side) |  |  | Amps
|  |  |  | Apparent Power |  |  | MVA
|  |  |  | Real Power |  |  | MW
|  |  |  | Reactive Power |  |  | MVAr
|  |  |  | Capacitors In Service |  |  | MVAr
PF
| Zone Div: | Uncompensated |  | Reactive Power |  |  | MVAr
PF
| 0 | Compensated |  | Load (LV side) |  |  | Amps
|  |  |  | Apparent Power |  |  | MVA
|  |  |  | Real Power |  |  | MW
|  |  |  | Reactive Power |  |  | MVAr
|  |  |  | Capacitors In Service |  |  | MVAr
PF
| Zone Div: | Uncompensated |  | Reactive Power |  |  | MVAr
PF
| 0 | Compensated |  | Load (LV side) |  |  | Amps
|  |  |  | Apparent Power |  |  | MVA
|  |  |  | Real Power |  |  | MW
|  |  |  | Reactive Power |  |  | MVAr
|  |  |  | Capacitors In Service |  |  | MVAr
PF
| Zone Div: | Uncompensated |  | Reactive Power |  |  | MVAr
PF
| 0 | Compensated |  | Load (LV side) |  |  | Amps
|  |  |  | Apparent Power |  |  | MVA
|  |  |  | Real Power |  |  | MW
|  |  |  | Reactive Power |  |  | MVAr
|  |  |  | Capacitors In Service |  |  | MVAr
PF
| Zone Div: | Uncompensated |  | Reactive Power |  |  | MVAr
PF
| 0 | Compensated |  | Load (LV side) |  |  | Amps
|  |  |  | Apparent Power |  |  | MVA
|  |  |  | Real Power |  |  | MW
|  |  |  | Reactive Power |  |  | MVAr
|  |  |  | Capacitors In Service |  |  | MVAr
PF
| Zone Div: | Uncompensated |  | Reactive Power |  |  | MVAr
PF
| 0 | Compensated |  | Load (LV side) |  |  | Amps
|  |  |  | Apparent Power |  |  | MVA
|  |  |  | Real Power |  |  | MW
|  |  |  | Reactive Power |  |  | MVAr
|  |  |  | Capacitors In Service |  |  | MVAr
PF
| Zone Div: | Uncompensated |  | Reactive Power |  |  | MVAr
PF
| 0 | Compensated |  | Load (LV side) |  |  | Amps
|  |  |  | Apparent Power |  |  | MVA
|  |  |  | Real Power |  |  | MW
|  |  |  | Reactive Power |  |  | MVAr
|  |  |  | Capacitors In Service |  |  | MVAr
PF
| Zone Div: | Uncompensated |  | Reactive Power |  |  | MVAr
PF
| 0 | Compensated |  | Load (LV side) |  |  | Amps
|  |  |  | Apparent Power |  |  | MVA
|  |  |  | Real Power |  |  | MW
|  |  |  | Reactive Power |  |  | MVAr
|  |  |  | Capacitors In Service |  |  | MVAr
PF
| Zone Div: | Uncompensated |  | Reactive Power |  |  | MVAr
PF
| 0 | Compensated |  | Load (LV side) |  |  | Amps
|  |  |  | Apparent Power |  |  | MVA
|  |  |  | Real Power |  |  | MW
|  |  |  | Reactive Power |  |  | MVAr
|  |  |  | Capacitors In Service |  |  | MVAr
PF
| Zone Div: | Uncompensated |  | Reactive Power |  |  | MVAr
PF

## Clovelly 132_11kV
| Clovelly 132_11kV | [16 empty] | 2015 | SUMMER
| Substation Total Loads | [33 empty] | Spots & Transfers Detail
| Historical Loads | (11kV Amps) | [7 empty] | Weather Corrected Forecast Loads |  |  |  | (11kV Amps) | [20 empty] | Spots & Transfers Summary | (11kV Amps) |  | Historical Spots & Transfers | [6 empty] | Forecast Spots & Transfers
|  | 07/08 | 08/09 | 09/10 | 10/11 | 11/12 | 12/13 | 13/14 |  | 14/15 | 15/16 | 16/17 | 17/18 | 18/19 | 19/20 | 20/21 | 21/22 | 22/23 | 23/24 | 24/25 | 25/26 | 26/27 | 27/28 | 28/29 | 29/30 | 30/31 | 31/32 | 32/33 | 33/34 | 34/35 | 35/36 | 36/37 | 37/38 | 38/39 |  |  |  | 07/08 | 08/09 | 09/10 | 10/11 | 11/12 | 12/13 | 13/14 | 14/15 | 15/16 | 16/17 | 17/18 | 18/19 | 19/20 | 20/21 | 21/22 | 22/23 | 23/24 | 24/25 | 25/26 | 26/27 | 27/28 | 28/29 | 29/30 | 30/31 | 31/32 | 32/33 | 33/34 | 34/35 | 35/36 | 36/37 | 37/38 | 38/39
| Total | 3335 | 3366 | 3479 | 3518 | 3319 | 3102 | 2706 |  | 2758.412 | 2706.902 | 2659.355 | 2639.844 | 2637.139 | 2650.808 | 2695.079 | 2748.35 | 2795.645 | 2845.608 | 2890.289 | 2946.164 | 3002.542 | 3065.699 | 3133.071 | 3199.874 | 3266.029 | 3333.644 | 3402.739 | 3473.336 | 3545.455 | 3619.119 | 3694.349 | 3771.168 | 3849.598 |  |  | Total | 0 | 0 | 0 | -3.0337 | -0.0099724 | -58.262 | -245.0037 | -13.5735 | 6.9455 | -9.3049 | -0.72613 | -2.7052 | 13.6688 | 44.2716 | 53.2712 | 47.295 | 49.9624 | 44.6813 | 55.8747 | 56.3784 | 63.1567 | 67.3724 | 66.8029 | 66.155 | 67.6147 | 69.0952 | 70.5967 | 72.1195 | 73.6639 | 75.2302 | 76.8186 | 78.4295
| Firm Rating | 0 | 0 | 0 | 0 | 0 | 0 | 4600 |  | 4600 | 4600 | 4600 | 4600 | 4600 | 4600 | 4600 | 4600 | 4600 | 4600 | 4600 | 4600 | 4600 | 4600 | 4600 | 4600 | 4600 | 4600 | 4600 | 4600 | 4600 | 4600 | 4600 | 4600 | 4600
| Total Capacity | 0 | 0 | 0 | 0 | 0 | 0 | 6720 |  | 6720 | 6720 | 6720 | 6720 | 6720 | 6720 | 6720 | 6720 | 6720 | 6720 | 6720 | 6720 | 6720 | 6720 | 6720 | 6720 | 6720 | 6720 | 6720 | 6720 | 6720 | 6720 | 6720 | 6720 | 6720 |  |  | Clovelly 132_11kV Tx1 | 0 | 70 | 0 | -0.63724 | -0.0020947 | -100.6852 | -65.0008 | -2.8512 | -4.3175 | -1.9545 | -0.15253 | -0.56824 | 2.8712 | 9.2994 | 11.1898 | 9.9345 | 10.4948 | 9.3854 | 11.7367 | 11.8425 | 13.2663 | 14.1518 | 14.0322 | 13.8961 | 14.2027 | 14.5137 | 14.8291 | 15.1489 | 15.4733 | 15.8023 | 16.136 | 16.4744
|  | -7 | -6 | -5 | -4 | -3 | -2 | -1 |  | 0 | 1 | 2 | 3 | 4 | 5 | 6 | 7 | 8 | 9 | 10 | 11 | 12 | 13 | 14 | 15 | 16 | 17 | 18 | 19 | 20 | 21 | 22 | 23 | 24 |  |  | Clovelly 132_11kV Tx2 | 0 | -70 | 0 | -0.70086 | -0.0023039 | -25.7536 | -55.0008 | -3.1358 | -4.7486 | -2.1497 | -0.16775 | -0.62497 | 3.1578 | 10.2279 | 12.307 | 10.9263 | 11.5426 | 10.3225 | 12.9085 | 13.0248 | 14.5908 | 15.5647 | 15.4332 | 15.2835 | 15.6207 | 15.9627 | 16.3096 | 16.6614 | 17.0182 | 17.3801 | 17.747 | 18.1192
| Transformer Loads | [35 empty] | Clovelly 132_11kV Tx3 | 0 | -70 | 0 | -0.95637 | -0.0031438 | 43.9717 | -125.0012 | -4.279 | -6.4797 | -2.9333 | -0.22891 | -0.85281 | 4.309 | 13.9565 | 16.7935 | 14.9096 | 15.7505 | 14.0856 | 17.6143 | 17.7731 | 19.9099 | 21.2389 | 21.0594 | 20.8551 | 21.3153 | 21.782 | 22.2554 | 22.7354 | 23.2223 | 23.716 | 24.2168 | 24.7246
| Historical Loads | (11kV Amps) | [7 empty] | 0: Weather Corrected Forecast Loads; 4: (11kV Amps) |  |  | Clovelly 132_11kV Tx4 | 0 | 70 | 0 | -0.73924 | -0.00243 | 24.2051 | -0.00089527 | -3.3075 | 22.4914 | -2.2674 | -0.17694 | -0.65919 | 3.3307 | 10.7879 | 12.9809 | 11.5246 | 12.1746 | 10.8877 | 13.6153 | 13.738 | 15.3897 | 16.417 | 16.2782 | 16.1203 | 16.476 | 16.8368 | 17.2027 | 17.5737 | 17.9501 | 18.3317 | 18.7188 | 19.1113
|  | 07/08 | 08/09 | 09/10 | 10/11 | 11/12 | 12/13 | 13/14 |  | 14/15 | 15/16 | 16/17 | 17/18 | 18/19 | 19/20 | 20/21 | 21/22 | 22/23 | 23/24 | 24/25 | 25/26 | 26/27 | 27/28 | 28/29 | 29/30 | 30/31 | 31/32 | 32/33 | 33/34 | 34/35 | 35/36 | 36/37 | 37/38 | 38/39 |  |  |  | 0 | 0 | 0 | 0 | 0 | 0 | 0 | 0 | 0 | 0 | 0 | 0 | 0 | 0 | 0 | 0 | 0 | 0 | 0 | 0 | 0 | 0 | 0 | 0 | 0 | 0 | 0 | 0 | 0 | 0 | 0 | 0
| 0 | [36 empty] | 0 | 0 | 0 | 0 | 0 | 0 | 0 | 0 | 0 | 0 | 0 | 0 | 0 | 0 | 0 | 0 | 0 | 0 | 0 | 0 | 0 | 0 | 0 | 0 | 0 | 0 | 0 | 0 | 0 | 0 | 0 | 0
| Diversity Factor: 0 | [36 empty] | 0 | 0 | 0 | 0 | 0 | 0 | 0 | 0 | 0 | 0 | 0 | 0 | 0 | 0 | 0 | 0 | 0 | 0 | 0 | 0 | 0 | 0 | 0 | 0 | 0 | 0 | 0 | 0 | 0 | 0 | 0 | 0
[38 empty] | 0 | 0 | 0 | 0 | 0 | 0 | 0 | 0 | 0 | 0 | 0 | 0 | 0 | 0 | 0 | 0 | 0 | 0 | 0 | 0 | 0 | 0 | 0 | 0 | 0 | 0 | 0 | 0 | 0 | 0 | 0 | 0
[38 empty] | 0 | 0 | 0 | 0 | 0 | 0 | 0 | 0 | 0 | 0 | 0 | 0 | 0 | 0 | 0 | 0 | 0 | 0 | 0 | 0 | 0 | 0 | 0 | 0 | 0 | 0 | 0 | 0 | 0 | 0 | 0 | 0
| 0 | [36 empty] | 0 | 0 | 0 | 0 | 0 | 0 | 0 | 0 | 0 | 0 | 0 | 0 | 0 | 0 | 0 | 0 | 0 | 0 | 0 | 0 | 0 | 0 | 0 | 0 | 0 | 0 | 0 | 0 | 0 | 0 | 0 | 0
Diversity Factor: 0
[38 empty] | Historical Spots & Transfers | [6 empty] | Forecast Spots & Transfers
[35 empty] | Project Name | From | To | 07/08 | 08/09 | 09/10 | 10/11 | 11/12 | 12/13 | 13/14 | 14/15 | 15/16 | 16/17 | 17/18 | 18/19 | 19/20 | 20/21 | 21/22 | 22/23 | 23/24 | 24/25 | 25/26 | 26/27 | 27/28 | 28/29 | 29/30 | 30/31 | 31/32 | 32/33 | 33/34 | 34/35 | 35/36 | 36/37 | 37/38 | 38/39
| 0 | [33 empty] | Broad based demand management |  | Clovelly 132_11kV Tx1 | 0 | 0 | 0 | 0 | 0 | 0 | 0 | -0.72997 | -3.1404 | -3.2169 | -4.0154 | -3.9328 | 0 | 0 | 0 | 0 | 0 | 0 | 0 | 0 | 0 | 0 | 0 | 0 | 0 | 0 | 0 | 0 | 0 | 0 | 0 | 0
| Diversity Factor: 0 | [33 empty] | Broad based demand management |  | Clovelly 132_11kV Tx2 | 0 | 0 | 0 | 0 | 0 | 0 | 0 | -0.80285 | -3.4539 | -3.538 | -4.4163 | -4.3255 | 0 | 0 | 0 | 0 | 0 | 0 | 0 | 0 | 0 | 0 | 0 | 0 | 0 | 0 | 0 | 0 | 0 | 0 | 0 | 0
[35 empty] | Broad based demand management |  | Clovelly 132_11kV Tx3 | 0 | 0 | 0 | 0 | 0 | 0 | 0 | -1.0955 | -4.7131 | -4.8278 | -6.0263 | -5.9023 | 0 | 0 | 0 | 0 | 0 | 0 | 0 | 0 | 0 | 0 | 0 | 0 | 0 | 0 | 0 | 0 | 0 | 0 | 0 | 0
[35 empty] | Broad based demand management |  | Clovelly 132_11kV Tx4 | 0 | 0 | 0 | 0 | 0 | 0 | 0 | -0.84681 | -3.6431 | -3.7318 | -4.6581 | -4.5623 | 0 | 0 | 0 | 0 | 0 | 0 | 0 | 0 | 0 | 0 | 0 | 0 | 0 | 0 | 0 | 0 | 0 | 0 | 0 | 0
| 0 | [33 empty] | DNP_ID: 6141. Clovelly Zone Development 2006 | Clovelly 132_11kV Tx2 | Clovelly 132_11kV Tx4 | 0 | 70 | 0 | 0 | 0 | 0 | 0 | 0 | 0 | 0 | 0 | 0 | 0 | 0 | 0 | 0 | 0 | 0 | 0 | 0 | 0 | 0 | 0 | 0 | 0 | 0 | 0 | 0 | 0 | 0 | 0 | 0
| Diversity Factor: 0 | [33 empty] | DNP_ID: 6141. Clovelly Zone Development 2006 | Clovelly 132_11kV Tx3 | Clovelly 132_11kV Tx1 | 0 | 70 | 0 | 0 | 0 | 0 | 0 | 0 | 0 | 0 | 0 | 0 | 0 | 0 | 0 | 0 | 0 | 0 | 0 | 0 | 0 | 0 | 0 | 0 | 0 | 0 | 0 | 0 | 0 | 0 | 0 | 0
[35 empty] | DNP_ID: 6999. Northern Clovelly Zone Development | Clovelly 132_11kV Tx1 | Double Bay 132_11kV Tx3 | 0 | 0 | 0 | 0 | 0 | 0 | 65 | 0 | 0 | 0 | 0 | 0 | 0 | 0 | 0 | 0 | 0 | 0 | 0 | 0 | 0 | 0 | 0 | 0 | 0 | 0 | 0 | 0 | 0 | 0 | 0 | 0
[35 empty] | DNP_ID: 6999. Northern Clovelly Zone Development | Clovelly 132_11kV Tx2 | Double Bay 132_11kV Tx3 | 0 | 0 | 0 | 0 | 0 | 0 | 55 | 0 | 0 | 0 | 0 | 0 | 0 | 0 | 0 | 0 | 0 | 0 | 0 | 0 | 0 | 0 | 0 | 0 | 0 | 0 | 0 | 0 | 0 | 0 | 0 | 0
| 0 | [33 empty] | DNP_ID: 7059. Clovelly operational open point change | Clovelly 132_11kV Tx1 | Clovelly 132_11kV Tx3 | 0 | 0 | 0 | 0 | 0 | 45 | 0 | 0 | 0 | 0 | 0 | 0 | 0 | 0 | 0 | 0 | 0 | 0 | 0 | 0 | 0 | 0 | 0 | 0 | 0 | 0 | 0 | 0 | 0 | 0 | 0 | 0
| Diversity Factor: 0 | [33 empty] | DNP_ID: 7059. Clovelly operational open point change | Clovelly 132_11kV Tx1 | Kingsford 132_11kV Tx2 | 0 | 0 | 0 | 0 | 0 | 55 | 0 | 0 | 0 | 0 | 0 | 0 | 0 | 0 | 0 | 0 | 0 | 0 | 0 | 0 | 0 | 0 | 0 | 0 | 0 | 0 | 0 | 0 | 0 | 0 | 0 | 0
[35 empty] | DNP_ID: 7156. Load transfers from Clovelly to Kingsford and Double Bay - Control room switching | Clovelly 132_11kV Tx3 | Kingsford 132_11kV Tx2 | 0 | 0 | 0 | 0 | 0 | 0 | 125 | 0 | 0 | 0 | 0 | 0 | 0 | 0 | 0 | 0 | 0 | 0 | 0 | 0 | 0 | 0 | 0 | 0 | 0 | 0 | 0 | 0 | 0 | 0 | 0 | 0
[35 empty] | HVCON_ID: 2011393. Establishment of S.50119 Randwick Doncaster, Randwick Racecourse |  | Clovelly 132_11kV Tx4 | 0 | 0 | 0 | 0 | 0 | 0 | 0 | 0 | 27.5 | 0 | 0 | 0 | 0 | 0 | 0 | 0 | 0 | 0 | 0 | 0 | 0 | 0 | 0 | 0 | 0 | 0 | 0 | 0 | 0 | 0 | 0 | 0
| 0 | [33 empty] | HVCON_ID: 2011393. Establishment of S.50119 Randwick Doncaster, Randwick Racecourse | Clovelly 132_11kV Tx2 | Clovelly 132_11kV Tx4 | 0 | 0 | 0 | 0 | 0 | 50 | 0 | 0 | 0 | 0 | 0 | 0 | 0 | 0 | 0 | 0 | 0 | 0 | 0 | 0 | 0 | 0 | 0 | 0 | 0 | 0 | 0 | 0 | 0 | 0 | 0 | 0
| Diversity Factor: 0 | [33 empty] | HVCON_ID: 2011393. Establishment of S.50119 Randwick Doncaster, Randwick Racecourse | Clovelly 132_11kV Tx4 | Clovelly 132_11kV Tx2 | 0 | 0 | 0 | 0 | 0 | 25 | 0 | 0 | 0 | 0 | 0 | 0 | 0 | 0 | 0 | 0 | 0 | 0 | 0 | 0 | 0 | 0 | 0 | 0 | 0 | 0 | 0 | 0 | 0 | 0 | 0 | 0
[35 empty] | Econometric |  | Clovelly 132_11kV Tx1 | 0 | 0 | 0 | 0 | 0 | 0 | 0 | 0 | 0 | 6.8659 | 12.5931 | 16.7302 | 16.9998 | 17.9872 | 17.693 | 17.38 | 17.6538 | 17.9316 | 18.2133 | 18.499 | 18.7887 | 19.0826 | 19.3807 | 19.6831 | 19.9897 | 20.3007 | 20.6161 | 20.9359 | 21.2603 | 21.5893 | 21.923 | 22.2614
[35 empty] | Econometric |  | Clovelly 132_11kV Tx2 | 0 | 0 | 0 | 0 | 0 | 0 | 0 | 0 | 0 | 7.5514 | 13.8504 | 18.4006 | 18.6971 | 19.7831 | 19.4595 | 19.1153 | 19.4164 | 19.7219 | 20.0317 | 20.3459 | 20.6646 | 20.9879 | 21.3157 | 21.6483 | 21.9855 | 22.3275 | 22.6744 | 23.0262 | 23.383 | 23.7448 | 24.1118 | 24.484
| 0 | [33 empty] | Econometric |  | Clovelly 132_11kV Tx3 | 0 | 0 | 0 | 0 | 0 | 0 | 0 | 0 | 0 | 10.3042 | 18.8996 | 25.1085 | 25.5131 | 26.9951 | 26.5535 | 26.0838 | 26.4948 | 26.9116 | 27.3343 | 27.7631 | 28.198 | 28.6391 | 29.0865 | 29.5402 | 30.0004 | 30.4671 | 30.9404 | 31.4205 | 31.9074 | 32.4011 | 32.9019 | 33.4097
| Diversity Factor: 0 | [33 empty] | Econometric |  | Clovelly 132_11kV Tx4 | 0 | 0 | 0 | 0 | 0 | 0 | 0 | 0 | 0 | 7.9648 | 14.6088 | 19.4081 | 19.7208 | 20.8663 | 20.525 | 20.1619 | 20.4796 | 20.8018 | 21.1285 | 21.46 | 21.7961 | 22.1371 | 22.4829 | 22.8336 | 23.1893 | 23.5501 | 23.9159 | 24.287 | 24.6633 | 25.045 | 25.4321 | 25.8246
[35 empty] | Energy Efficiency |  | Clovelly 132_11kV Tx1 | 0 | 0 | 0 | 0 | 0 | 0 | 0 | -1.8616 | -0.88593 | -5.2746 | -8.3693 | -12.9794 | -13.7218 | -8.2618 | -6.0913 | -7.0271 | -6.8389 | -8.1626 | -6.0931 | -6.273 | -5.1389 | -4.5473 | -4.965 | -5.4035 | -5.4035 | -5.4035 | -5.4035 | -5.4035 | -5.4035 | -5.4035 | -5.4035 | -5.4035
[35 empty] | Energy Efficiency |  | Clovelly 132_11kV Tx2 | 0 | 0 | 0 | 0 | 0 | 0 | 0 | -2.0474 | -0.97438 | -5.8013 | -9.205 | -14.2753 | -15.0918 | -9.0867 | -6.6994 | -7.7287 | -7.5217 | -8.9776 | -6.7014 | -6.8993 | -5.652 | -5.0013 | -5.4608 | -5.9429 | -5.9429 | -5.9429 | -5.9429 | -5.9429 | -5.9429 | -5.9429 | -5.9429 | -5.9429
| 0 | [33 empty] | Energy Efficiency |  | Clovelly 132_11kV Tx3 | 0 | 0 | 0 | 0 | 0 | 0 | 0 | -2.7939 | -1.3296 | -7.9161 | -12.5607 | -19.4794 | -20.5935 | -12.3993 | -9.1417 | -10.5462 | -10.2637 | -12.2503 | -9.1444 | -9.4144 | -7.7125 | -6.8246 | -7.4515 | -8.1095 | -8.1095 | -8.1095 | -8.1095 | -8.1095 | -8.1095 | -8.1095 | -8.1095 | -8.1095
| Diversity Factor: 0 | [33 empty] | Energy Efficiency |  | Clovelly 132_11kV Tx4 | 0 | 0 | 0 | 0 | 0 | 0 | 0 | -2.1596 | -1.0277 | -6.1189 | -9.709 | -15.0569 | -15.9181 | -9.5842 | -7.0662 | -8.1519 | -7.9335 | -9.4691 | -7.0683 | -7.277 | -5.9615 | -5.2752 | -5.7598 | -6.2684 | -6.2684 | -6.2684 | -6.2684 | -6.2684 | -6.2684 | -6.2684 | -6.2684 | -6.2684
[35 empty] | Solar PV |  | Clovelly 132_11kV Tx1 | 0 | 0 | 0 | -0.63724 | -0.0020947 | -0.6852 | -0.00077175 | -0.25961 | -0.29119 | -0.32887 | -0.36086 | -0.38621 | -0.40687 | -0.42598 | -0.41193 | -0.41848 | -0.3202 | -0.38354 | -0.38354 | -0.38354 | -0.38354 | -0.38354 | -0.38354 | -0.38354 | -0.38354 | -0.38354 | -0.38354 | -0.38354 | -0.38354 | -0.38354 | -0.38354 | -0.38354
[35 empty] | Solar PV |  | Clovelly 132_11kV Tx2 | 0 | 0 | 0 | -0.70086 | -0.0023039 | -0.75361 | -0.0008488 | -0.28553 | -0.32027 | -0.36171 | -0.39689 | -0.42477 | -0.44749 | -0.46851 | -0.45306 | -0.46026 | -0.35217 | -0.42183 | -0.42183 | -0.42183 | -0.42183 | -0.42183 | -0.42183 | -0.42183 | -0.42183 | -0.42183 | -0.42183 | -0.42183 | -0.42183 | -0.42183 | -0.42183 | -0.42183
| 0 | [33 empty] | Solar PV |  | Clovelly 132_11kV Tx3 | 0 | 0 | 0 | -0.95637 | -0.0031438 | -1.0283 | -0.0011582 | -0.38962 | -0.43702 | -0.49357 | -0.54157 | -0.57962 | -0.61062 | -0.63931 | -0.61822 | -0.62805 | -0.48055 | -0.57561 | -0.57561 | -0.57561 | -0.57561 | -0.57561 | -0.57561 | -0.57561 | -0.57561 | -0.57561 | -0.57561 | -0.57561 | -0.57561 | -0.57561 | -0.57561 | -0.57561
| Diversity Factor: 0 | [33 empty] | Solar PV |  | Clovelly 132_11kV Tx4 | 0 | 0 | 0 | -0.73924 | -0.00243 | -0.79488 | -0.00089527 | -0.30117 | -0.3378 | -0.38151 | -0.41862 | -0.44802 | -0.47199 | -0.49416 | -0.47787 | -0.48546 | -0.37145 | -0.44493 | -0.44493 | -0.44493 | -0.44493 | -0.44493 | -0.44493 | -0.44493 | -0.44493 | -0.44493 | -0.44493 | -0.44493 | -0.44493 | -0.44493 | -0.44493 | -0.44493
0
Diversity Factor: 0
| Weather Correction and Public Holiday Factors | [8 empty] | Forecast ROG
ROG Justification
| Actual loads for season 13/14 have been weather corrected by the following: | [6 empty] | 1.104% |  | 7 year ROG ok | [59 empty] | 7 year ROG ok
1 | 2 | 3 | 4 | 5 | 6 | 7 | 8 | 9 | 10 | 14/15 | 15/16 | 16/17 | 17/18 | 18/19 | 19/20 | 20/21 | 21/22 | 22/23 | 23/24 | 24/25 | 25/26 | 26/27 | 27/28 | 28/29 | 29/30 | 30/31 | 31/32 | 32/33 | 33/34 | 34/35 | 35/36 | 36/37 | 37/38 | 38/39
0.97881 | 0.95807 | 0.94454 | 0.93787 | 0.93787 | 0.93787 | 0.93787 | 0.93787 | 0.93787 | 0.93787 | -2.119% | -2.119% | -1.412% | -0.706% | 0% | 0% | 0% | 0% | 0% | 0% | 0% | 0% | 0% | 0% | 0% | 0% | 0% | 0% | 0% | 0% | 0% | 0% | 0% | 0% | 0%
Substation Load Detail
[7 empty] | Units | 13/14 |  | 14/15 | 15/16 | 16/17 | 17/18 | 18/19 | 19/20 | 20/21 | 21/22 | 22/23 | 23/24 | 24/25 | 25/26 | 26/27 | 27/28 | 28/29 | 29/30 | 30/31 | 31/32 | 32/33 | 33/34 | 34/35 | 35/36 | 36/37 | 37/38 | 38/39
1 | Clovelly 132_11kV | Compensated |  | Load (LV side) |  |  | Amps | 2706 | 2832 | 2758.412 | 2706.902 | 2659.355 | 2639.844 | 2637.139 | 2650.808 | 2695.079 | 2748.35 | 2795.645 | 2845.608 | 2890.289 | 2946.164 | 3002.542 | 3065.699 | 3133.071 | 3199.874 | 3266.029 | 3333.644 | 3402.739 | 3473.336 | 3545.455 | 3619.119 | 3694.349 | 3771.168 | 3849.598
|  |  |  | Apparent Power |  |  | MVA | 51.5562 |  | 52.5548 | 51.5734 | 50.6675 | 50.2958 | 50.2443 | 50.5047 | 51.3482 | 52.3631 | 53.2642 | 54.2161 | 55.0674 | 56.132 | 57.2061 | 58.4094 | 59.693 | 60.9658 | 62.2262 | 63.5144 | 64.8309 | 66.1759 | 67.55 | 68.9535 | 70.3868 | 71.8504 | 73.3447
|  |  |  | Real Power |  |  | MW | 51.0825 | 53.4611 | 52.0719 | 51.0996 | 50.202 | 49.8337 | 49.7826 | 50.0406 | 50.8764 | 51.882 | 52.7748 | 53.718 | 54.5614 | 55.6162 | 56.6805 | 57.8727 | 59.1446 | 60.4056 | 61.6545 | 62.9309 | 64.2352 | 65.5679 | 66.9293 | 68.3199 | 69.7401 | 71.1902 | 72.6708
|  |  |  | Reactive Power |  |  | MVAr | 6.9728 |  | 7.1079 | 6.9752 | 6.8526 | 6.8024 | 6.7954 | 6.8306 | 6.9447 | 7.082 | 7.2038 | 7.3326 | 7.4477 | 7.5917 | 7.737 | 7.8997 | 8.0733 | 8.2455 | 8.4159 | 8.5902 | 8.7682 | 8.9501 | 9.136 | 9.3258 | 9.5196 | 9.7176 | 9.9197
|  |  |  | Capacitors In Service |  |  | MVAr | 0 |  | 0 | 0 | 0 | 0 | 0 | 0 | 0 | 0 | 0 | 0 | 0 | 0 | 0 | 0 | 0 | 0 | 0 | 0 | 0 | 0 | 0 | 0 | 0 | 0 | 0
|  |  |  | PF |  |  |  | 0.99081 |  | 0.99081 | 0.99081 | 0.99081 | 0.99081 | 0.99081 | 0.99081 | 0.99081 | 0.99081 | 0.99081 | 0.99081 | 0.99081 | 0.99081 | 0.99081 | 0.99081 | 0.99081 | 0.99081 | 0.99081 | 0.99081 | 0.99081 | 0.99081 | 0.99081 | 0.99081 | 0.99081 | 0.99081 | 0.99081
0.94681 | Diversity Factor: 0.95 | Uncompensated |  | Reactive Power |  |  | MVAr | 6.9728 | 7.2975 | 7.1079 | 6.9752 | 6.8526 | 6.8024 | 6.7954 | 6.8306 | 6.9447 | 7.082 | 7.2038 | 7.3326 | 7.4477 | 7.5917 | 7.737 | 7.8997 | 8.0733 | 8.2455 | 8.4159 | 8.5902 | 8.7682 | 8.9501 | 9.136 | 9.3258 | 9.5196 | 9.7176 | 9.9197
|  |  |  | PF |  |  |  | 0.99081 |  | 0.99081 | 0.99081 | 0.99081 | 0.99081 | 0.99081 | 0.99081 | 0.99081 | 0.99081 | 0.99081 | 0.99081 | 0.99081 | 0.99081 | 0.99081 | 0.99081 | 0.99081 | 0.99081 | 0.99081 | 0.99081 | 0.99081 | 0.99081 | 0.99081 | 0.99081 | 0.99081 | 0.99081 | 0.99081
[10 empty] | 1 | 2 | 3 | 4 | 5 | 6 | 7 | 8 | 9 | 10 | 11 | 12 | 13 | 14 | 15 | 16 | 17 | 18 | 19 | 20 | 21 | 22 | 23 | 24 | 25
Transformer Load Detail
[7 empty] | Units | 13/14 |  | 14/15 | 15/16 | 16/17 | 17/18 | 18/19 | 19/20 | 20/21 | 21/22 | 22/23 | 23/24 | 24/25 | 25/26 | 26/27 | 27/28 | 28/29 | 29/30 | 30/31 | 31/32 | 32/33 | 33/34 | 34/35 | 35/36 | 36/37 | 37/38 | 38/39
| 0 | Compensated |  | Load (LV side) |  |  | Amps
|  |  |  | Apparent Power |  |  | MVA
|  |  |  | Real Power |  |  | MW
|  |  |  | Reactive Power |  |  | MVAr
|  |  |  | Capacitors In Service |  |  | MVAr
PF
| Zone Div: | Uncompensated |  | Reactive Power |  |  | MVAr
PF
| 0 | Compensated |  | Load (LV side) |  |  | Amps
|  |  |  | Apparent Power |  |  | MVA
|  |  |  | Real Power |  |  | MW
|  |  |  | Reactive Power |  |  | MVAr
|  |  |  | Capacitors In Service |  |  | MVAr
PF
| Zone Div: | Uncompensated |  | Reactive Power |  |  | MVAr
PF
| 0 | Compensated |  | Load (LV side) |  |  | Amps
|  |  |  | Apparent Power |  |  | MVA
|  |  |  | Real Power |  |  | MW
|  |  |  | Reactive Power |  |  | MVAr
|  |  |  | Capacitors In Service |  |  | MVAr
PF
| Zone Div: | Uncompensated |  | Reactive Power |  |  | MVAr
PF
| 0 | Compensated |  | Load (LV side) |  |  | Amps
|  |  |  | Apparent Power |  |  | MVA
|  |  |  | Real Power |  |  | MW
|  |  |  | Reactive Power |  |  | MVAr
|  |  |  | Capacitors In Service |  |  | MVAr
PF
| Zone Div: | Uncompensated |  | Reactive Power |  |  | MVAr
PF
| 0 | Compensated |  | Load (LV side) |  |  | Amps
|  |  |  | Apparent Power |  |  | MVA
|  |  |  | Real Power |  |  | MW
|  |  |  | Reactive Power |  |  | MVAr
|  |  |  | Capacitors In Service |  |  | MVAr
PF
| Zone Div: | Uncompensated |  | Reactive Power |  |  | MVAr
PF
| 0 | Compensated |  | Load (LV side) |  |  | Amps
|  |  |  | Apparent Power |  |  | MVA
|  |  |  | Real Power |  |  | MW
|  |  |  | Reactive Power |  |  | MVAr
|  |  |  | Capacitors In Service |  |  | MVAr
PF
| Zone Div: | Uncompensated |  | Reactive Power |  |  | MVAr
PF
| 0 | Compensated |  | Load (LV side) |  |  | Amps
|  |  |  | Apparent Power |  |  | MVA
|  |  |  | Real Power |  |  | MW
|  |  |  | Reactive Power |  |  | MVAr
|  |  |  | Capacitors In Service |  |  | MVAr
PF
| Zone Div: | Uncompensated |  | Reactive Power |  |  | MVAr
PF
| 0 | Compensated |  | Load (LV side) |  |  | Amps
|  |  |  | Apparent Power |  |  | MVA
|  |  |  | Real Power |  |  | MW
|  |  |  | Reactive Power |  |  | MVAr
|  |  |  | Capacitors In Service |  |  | MVAr
PF
| Zone Div: | Uncompensated |  | Reactive Power |  |  | MVAr
PF
| 0 | Compensated |  | Load (LV side) |  |  | Amps
|  |  |  | Apparent Power |  |  | MVA
|  |  |  | Real Power |  |  | MW
|  |  |  | Reactive Power |  |  | MVAr
|  |  |  | Capacitors In Service |  |  | MVAr
PF
| Zone Div: | Uncompensated |  | Reactive Power |  |  | MVAr
PF
| 0 | Compensated |  | Load (LV side) |  |  | Amps
|  |  |  | Apparent Power |  |  | MVA
|  |  |  | Real Power |  |  | MW
|  |  |  | Reactive Power |  |  | MVAr
|  |  |  | Capacitors In Service |  |  | MVAr
PF
| Zone Div: | Uncompensated |  | Reactive Power |  |  | MVAr
PF

## Darlinghurst 33_11kV
| Darlinghurst 33_11kV | [16 empty] | 2015 | SUMMER
| Substation Total Loads | [33 empty] | Spots & Transfers Detail
| Historical Loads | (11kV Amps) | [7 empty] | Weather Corrected Forecast Loads |  |  |  | (11kV Amps) | [20 empty] | Spots & Transfers Summary | (11kV Amps) |  | Historical Spots & Transfers | [6 empty] | Forecast Spots & Transfers
|  | 07/08 | 08/09 | 09/10 | 10/11 | 11/12 | 12/13 | 13/14 |  | 14/15 | 15/16 | 16/17 | 17/18 | 18/19 | 19/20 | 20/21 | 21/22 | 22/23 | 23/24 | 24/25 | 25/26 | 26/27 | 27/28 | 28/29 | 29/30 | 30/31 | 31/32 | 32/33 | 33/34 | 34/35 | 35/36 | 36/37 | 37/38 | 38/39 |  |  |  | 07/08 | 08/09 | 09/10 | 10/11 | 11/12 | 12/13 | 13/14 | 14/15 | 15/16 | 16/17 | 17/18 | 18/19 | 19/20 | 20/21 | 21/22 | 22/23 | 23/24 | 24/25 | 25/26 | 26/27 | 27/28 | 28/29 | 29/30 | 30/31 | 31/32 | 32/33 | 33/34 | 34/35 | 35/36 | 36/37 | 37/38 | 38/39
| Total | 2693 | 2689 | 2841 | 2861 | 2550 | 2558 | 2219 |  | 2389.455 | 2284.451 | 2213.529 | 2177.563 | 2163.977 | 2167.708 | 2198.246 | 2241.977 | 2280.508 | 2320.638 | 2351.901 | 2393.795 | 2435.357 | 2484.992 | 2538.848 | 2591.527 | 2642.117 | 2693.623 | 2746.057 | 2799.43 | 2853.756 | 2909.046 | 2965.313 | 3022.571 | 3080.831 |  |  | Total | 0 | 0 | 0 | -0.47028 | -2.1897 | -1.2308 | -2.7876 | 26.7241 | -27.4405 | -21.4859 | -12.0151 | -13.5854 | 3.7305 | 30.5385 | 43.7305 | 38.5313 | 40.1302 | 31.2627 | 41.8937 | 41.562 | 49.6355 | 53.8557 | 52.679 | 50.5902 | 51.5059 | 52.4336 | 53.3734 | 54.3256 | 55.2902 | 56.2675 | 57.2575 | 58.2605
| Firm Rating | 0 | 0 | 0 | 0 | 0 | 0 | 4470 |  | 4470 | 4470 | 4470 | 4470 | 4470 | 4470 | 4470 | 4470 | 4470 | 4470 | 4470 | 4470 | 4470 | 4470 | 4470 | 4470 | 4470 | 4470 | 4470 | 4470 | 4470 | 4470 | 4470 | 4470 | 4470
| Total Capacity | 0 | 0 | 0 | 0 | 0 | 0 | 6400 |  | 6400 | 6400 | 6400 | 6400 | 6400 | 6400 | 6400 | 6400 | 6400 | 6400 | 6400 | 6400 | 6400 | 6400 | 6400 | 6400 | 6400 | 6400 | 6400 | 6400 | 6400 | 6400 | 6400 | 6400 | 6400 |  |  | Darlinghurst 33_11kV Tx1 | 0 | 0 | 0 | 0 | 0 | 0 | 0 | 0 | 0 | 0 | 0 | 0 | 0 | 0 | 0 | 0 | 0 | 0 | 0 | 0 | 0 | 0 | 0 | 0 | 0 | 0 | 0 | 0 | 0 | 0 | 0 | 0
|  | -7 | -6 | -5 | -4 | -3 | -2 | -1 |  | 0 | 1 | 2 | 3 | 4 | 5 | 6 | 7 | 8 | 9 | 10 | 11 | 12 | 13 | 14 | 15 | 16 | 17 | 18 | 19 | 20 | 21 | 22 | 23 | 24 |  |  | Darlinghurst 33_11kV Tx2 | 0 | 0 | 0 | -0.15926 | -0.74154 | -0.41681 | -0.94399 | 41.787 | -9.2926 | -7.2761 | -4.0688 | -4.6006 | 1.2633 | 10.3417 | 14.8091 | 13.0484 | 13.5899 | 10.587 | 14.1871 | 14.0748 | 16.8088 | 18.238 | 17.8395 | 17.1322 | 17.4422 | 17.7564 | 18.0747 | 18.3971 | 18.7238 | 19.0547 | 19.39 | 19.7297
| Transformer Loads | [35 empty] | Darlinghurst 33_11kV Tx3 | 0 | 0 | 0 | -0.1272 | -0.59226 | -0.3329 | -0.75396 | -6.1603 | -7.4219 | -5.8114 | -3.2498 | -3.6745 | 1.009 | 8.2599 | 11.8279 | 10.4217 | 10.8542 | 8.4557 | 11.3311 | 11.2414 | 13.4251 | 14.5665 | 14.2483 | 13.6833 | 13.931 | 14.1819 | 14.4361 | 14.6936 | 14.9545 | 15.2189 | 15.4866 | 15.7579
| Historical Loads | (11kV Amps) | [7 empty] | 0: Weather Corrected Forecast Loads; 4: (11kV Amps) |  |  | Darlinghurst 33_11kV Tx4 | 0 | 0 | 0 | -0.18382 | -0.85592 | -0.4811 | -1.0896 | -8.9027 | -10.726 | -8.3984 | -4.6965 | -5.3103 | 1.4582 | 11.9369 | 17.0934 | 15.0611 | 15.6861 | 12.22 | 16.3754 | 16.2458 | 19.4016 | 21.0512 | 20.5912 | 19.7748 | 20.1327 | 20.4953 | 20.8627 | 21.2348 | 21.6119 | 21.9939 | 22.3809 | 22.7729
|  | 07/08 | 08/09 | 09/10 | 10/11 | 11/12 | 12/13 | 13/14 |  | 14/15 | 15/16 | 16/17 | 17/18 | 18/19 | 19/20 | 20/21 | 21/22 | 22/23 | 23/24 | 24/25 | 25/26 | 26/27 | 27/28 | 28/29 | 29/30 | 30/31 | 31/32 | 32/33 | 33/34 | 34/35 | 35/36 | 36/37 | 37/38 | 38/39 |  |  |  | 0 | 0 | 0 | 0 | 0 | 0 | 0 | 0 | 0 | 0 | 0 | 0 | 0 | 0 | 0 | 0 | 0 | 0 | 0 | 0 | 0 | 0 | 0 | 0 | 0 | 0 | 0 | 0 | 0 | 0 | 0 | 0
| 0 | [36 empty] | 0 | 0 | 0 | 0 | 0 | 0 | 0 | 0 | 0 | 0 | 0 | 0 | 0 | 0 | 0 | 0 | 0 | 0 | 0 | 0 | 0 | 0 | 0 | 0 | 0 | 0 | 0 | 0 | 0 | 0 | 0 | 0
| Diversity Factor: 0 | [36 empty] | 0 | 0 | 0 | 0 | 0 | 0 | 0 | 0 | 0 | 0 | 0 | 0 | 0 | 0 | 0 | 0 | 0 | 0 | 0 | 0 | 0 | 0 | 0 | 0 | 0 | 0 | 0 | 0 | 0 | 0 | 0 | 0
[38 empty] | 0 | 0 | 0 | 0 | 0 | 0 | 0 | 0 | 0 | 0 | 0 | 0 | 0 | 0 | 0 | 0 | 0 | 0 | 0 | 0 | 0 | 0 | 0 | 0 | 0 | 0 | 0 | 0 | 0 | 0 | 0 | 0
[38 empty] | 0 | 0 | 0 | 0 | 0 | 0 | 0 | 0 | 0 | 0 | 0 | 0 | 0 | 0 | 0 | 0 | 0 | 0 | 0 | 0 | 0 | 0 | 0 | 0 | 0 | 0 | 0 | 0 | 0 | 0 | 0 | 0
| 0 | [36 empty] | 0 | 0 | 0 | 0 | 0 | 0 | 0 | 0 | 0 | 0 | 0 | 0 | 0 | 0 | 0 | 0 | 0 | 0 | 0 | 0 | 0 | 0 | 0 | 0 | 0 | 0 | 0 | 0 | 0 | 0 | 0 | 0
Diversity Factor: 0
[38 empty] | Historical Spots & Transfers | [6 empty] | Forecast Spots & Transfers
[35 empty] | Project Name | From | To | 07/08 | 08/09 | 09/10 | 10/11 | 11/12 | 12/13 | 13/14 | 14/15 | 15/16 | 16/17 | 17/18 | 18/19 | 19/20 | 20/21 | 21/22 | 22/23 | 23/24 | 24/25 | 25/26 | 26/27 | 27/28 | 28/29 | 29/30 | 30/31 | 31/32 | 32/33 | 33/34 | 34/35 | 35/36 | 36/37 | 37/38 | 38/39
| 0 | [33 empty] | Broad based demand management |  | Darlinghurst 33_11kV Tx1 | 0 | 0 | 0 | 0 | 0 | 0 | 0 | 0 | 0 | 0 | 0 | 0 | 0 | 0 | 0 | 0 | 0 | 0 | 0 | 0 | 0 | 0 | 0 | 0 | 0 | 0 | 0 | 0 | 0 | 0 | 0 | 0
| Diversity Factor: 0 | [33 empty] | Broad based demand management |  | Darlinghurst 33_11kV Tx2 | 0 | 0 | 0 | 0 | 0 | 0 | 0 | -1.7858 | -6.3315 | -5.8624 | -5.3934 | -5.5079 | 0 | 0 | 0 | 0 | 0 | 0 | 0 | 0 | 0 | 0 | 0 | 0 | 0 | 0 | 0 | 0 | 0 | 0 | 0 | 0
[35 empty] | Broad based demand management |  | Darlinghurst 33_11kV Tx3 | 0 | 0 | 0 | 0 | 0 | 0 | 0 | -1.4263 | -5.0569 | -4.6823 | -4.3077 | -4.3991 | 0 | 0 | 0 | 0 | 0 | 0 | 0 | 0 | 0 | 0 | 0 | 0 | 0 | 0 | 0 | 0 | 0 | 0 | 0 | 0
[35 empty] | Broad based demand management |  | Darlinghurst 33_11kV Tx4 | 0 | 0 | 0 | 0 | 0 | 0 | 0 | -2.0612 | -7.3081 | -6.7667 | -6.2253 | -6.3574 | 0 | 0 | 0 | 0 | 0 | 0 | 0 | 0 | 0 | 0 | 0 | 0 | 0 | 0 | 0 | 0 | 0 | 0 | 0 | 0
| 0 | [33 empty] | HVCON_ID: 2013068. Establishment of S.63504 Victoria Burton, St Vincents Private Hospital, Victoria Street, Darlinghurst |  | Darlinghurst 33_11kV Tx2 | 0 | 0 | 0 | 0 | 0 | 0 | 0 | 49.5 | 0 | 0 | 0 | 0 | 0 | 0 | 0 | 0 | 0 | 0 | 0 | 0 | 0 | 0 | 0 | 0 | 0 | 0 | 0 | 0 | 0 | 0 | 0 | 0
| Diversity Factor: 0 | [33 empty] | Econometric |  | Darlinghurst 33_11kV Tx1 | 0 | 0 | 0 | 0 | 0 | 0 | 0 | 0 | 0 | 0 | 0 | 0 | 0 | 0 | 0 | 0 | 0 | 0 | 0 | 0 | 0 | 0 | 0 | 0 | 0 | 0 | 0 | 0 | 0 | 0 | 0 | 0
[35 empty] | Econometric |  | Darlinghurst 33_11kV Tx2 | 0 | 0 | 0 | 0 | 0 | 0 | 0 | 0 | 0 | 7.1043 | 13.7014 | 19.4451 | 20.0196 | 20.9159 | 20.695 | 20.4611 | 20.7405 | 21.0235 | 21.3103 | 21.6008 | 21.8951 | 22.1933 | 22.4954 | 22.8015 | 23.1116 | 23.4257 | 23.744 | 24.0664 | 24.3931 | 24.7241 | 25.0593 | 25.399
[35 empty] | Econometric |  | Darlinghurst 33_11kV Tx3 | 0 | 0 | 0 | 0 | 0 | 0 | 0 | 0 | 0 | 5.6742 | 10.9432 | 15.5306 | 15.9895 | 16.7054 | 16.529 | 16.3422 | 16.5653 | 16.7913 | 17.0204 | 17.2524 | 17.4875 | 17.7256 | 17.9669 | 18.2114 | 18.4591 | 18.71 | 18.9642 | 19.2217 | 19.4826 | 19.7469 | 20.0147 | 20.286
| 0 | [33 empty] | Econometric |  | Darlinghurst 33_11kV Tx4 | 0 | 0 | 0 | 0 | 0 | 0 | 0 | 0 | 0 | 8.2001 | 15.8148 | 22.4444 | 23.1076 | 24.1422 | 23.8872 | 23.6172 | 23.9397 | 24.2664 | 24.5973 | 24.9327 | 25.2724 | 25.6166 | 25.9653 | 26.3186 | 26.6765 | 27.0391 | 27.4065 | 27.7787 | 28.1557 | 28.5377 | 28.9247 | 29.3168
| Diversity Factor: 0 | [33 empty] | Energy Efficiency |  | Darlinghurst 33_11kV Tx1 | 0 | 0 | 0 | 0 | 0 | 0 | 0 | 0 | 0 | 0 | 0 | 0 | 0 | 0 | 0 | 0 | 0 | 0 | 0 | 0 | 0 | 0 | 0 | 0 | 0 | 0 | 0 | 0 | 0 | 0 | 0 | 0
[35 empty] | Energy Efficiency |  | Darlinghurst 33_11kV Tx2 | 0 | 0 | 0 | 0 | 0 | 0 | 0 | -5.3274 | -2.2884 | -7.7582 | -11.5431 | -17.6456 | -17.8164 | -9.5901 | -4.9343 | -6.4459 | -6.4109 | -9.5505 | -6.2371 | -6.64 | -4.2002 | -3.0693 | -3.7699 | -4.7833 | -4.7833 | -4.7833 | -4.7833 | -4.7833 | -4.7833 | -4.7833 | -4.7833 | -4.7833
[35 empty] | Energy Efficiency |  | Darlinghurst 33_11kV Tx3 | 0 | 0 | 0 | 0 | 0 | 0 | 0 | -4.255 | -1.8277 | -6.1964 | -9.2194 | -14.0934 | -14.2298 | -7.6595 | -3.941 | -5.1483 | -5.1203 | -7.6279 | -4.9815 | -5.3033 | -3.3547 | -2.4514 | -3.011 | -3.8204 | -3.8204 | -3.8204 | -3.8204 | -3.8204 | -3.8204 | -3.8204 | -3.8204 | -3.8204
| 0 | [33 empty] | Energy Efficiency |  | Darlinghurst 33_11kV Tx4 | 0 | 0 | 0 | 0 | 0 | 0 | 0 | -6.1492 | -2.6414 | -8.9549 | -13.3236 | -20.3674 | -20.5645 | -11.0694 | -5.6954 | -7.4402 | -7.3997 | -11.0237 | -7.1992 | -7.6642 | -4.8481 | -3.5427 | -4.3514 | -5.5211 | -5.5211 | -5.5211 | -5.5211 | -5.5211 | -5.5211 | -5.5211 | -5.5211 | -5.5211
| Diversity Factor: 0 | [33 empty] | Solar PV |  | Darlinghurst 33_11kV Tx1 | 0 | 0 | 0 | 0 | 0 | 0 | 0 | 0 | 0 | 0 | 0 | 0 | 0 | 0 | 0 | 0 | 0 | 0 | 0 | 0 | 0 | 0 | 0 | 0 | 0 | 0 | 0 | 0 | 0 | 0 | 0 | 0
[35 empty] | Solar PV |  | Darlinghurst 33_11kV Tx2 | 0 | 0 | 0 | -0.15926 | -0.74154 | -0.41681 | -0.94399 | -0.59975 | -0.67271 | -0.75976 | -0.83365 | -0.89221 | -0.93994 | -0.9841 | -0.95164 | -0.96676 | -0.73972 | -0.88604 | -0.88604 | -0.88604 | -0.88604 | -0.88604 | -0.88604 | -0.88604 | -0.88604 | -0.88604 | -0.88604 | -0.88604 | -0.88604 | -0.88604 | -0.88604 | -0.88604
[35 empty] | Solar PV |  | Darlinghurst 33_11kV Tx3 | 0 | 0 | 0 | -0.1272 | -0.59226 | -0.3329 | -0.75396 | -0.47902 | -0.53729 | -0.60681 | -0.66583 | -0.7126 | -0.75072 | -0.78599 | -0.76007 | -0.77215 | -0.59081 | -0.70767 | -0.70767 | -0.70767 | -0.70767 | -0.70767 | -0.70767 | -0.70767 | -0.70767 | -0.70767 | -0.70767 | -0.70767 | -0.70767 | -0.70767 | -0.70767 | -0.70767
| 0 | [33 empty] | Solar PV |  | Darlinghurst 33_11kV Tx4 | 0 | 0 | 0 | -0.18382 | -0.85592 | -0.4811 | -1.0896 | -0.69226 | -0.77648 | -0.87695 | -0.96224 | -1.0298 | -1.0849 | -1.1359 | -1.0984 | -1.1159 | -0.85382 | -1.0227 | -1.0227 | -1.0227 | -1.0227 | -1.0227 | -1.0227 | -1.0227 | -1.0227 | -1.0227 | -1.0227 | -1.0227 | -1.0227 | -1.0227 | -1.0227 | -1.0227
Diversity Factor: 0
0
Diversity Factor: 0
0
Diversity Factor: 0
0
Diversity Factor: 0
| Weather Correction and Public Holiday Factors | [8 empty] | Forecast ROG
ROG Justification
| Actual loads for season 13/14 have been weather corrected by the following: | [6 empty] | 5.117% |  | 7 year ROG ok | [59 empty] | 7 year ROG ok
1 | 2 | 3 | 4 | 5 | 6 | 7 | 8 | 9 | 10 | 14/15 | 15/16 | 16/17 | 17/18 | 18/19 | 19/20 | 20/21 | 21/22 | 22/23 | 23/24 | 24/25 | 25/26 | 26/27 | 27/28 | 28/29 | 29/30 | 30/31 | 31/32 | 32/33 | 33/34 | 34/35 | 35/36 | 36/37 | 37/38 | 38/39
0.96754 | 0.93613 | 0.91588 | 0.90597 | 0.90597 | 0.90597 | 0.90597 | 0.90597 | 0.90597 | 0.90597 | -3.246% | -3.246% | -2.164% | -1.082% | 0% | 0% | 0% | 0% | 0% | 0% | 0% | 0% | 0% | 0% | 0% | 0% | 0% | 0% | 0% | 0% | 0% | 0% | 0% | 0% | 0%
Substation Load Detail
[7 empty] | Units | 13/14 |  | 14/15 | 15/16 | 16/17 | 17/18 | 18/19 | 19/20 | 20/21 | 21/22 | 22/23 | 23/24 | 24/25 | 25/26 | 26/27 | 27/28 | 28/29 | 29/30 | 30/31 | 31/32 | 32/33 | 33/34 | 34/35 | 35/36 | 36/37 | 37/38 | 38/39
1 | Darlinghurst 33_11kV | Compensated |  | Load (LV side) |  |  | Amps | 2219 | 2442 | 2389.455 | 2284.451 | 2213.529 | 2177.563 | 2163.977 | 2167.708 | 2198.246 | 2241.977 | 2280.508 | 2320.638 | 2351.901 | 2393.795 | 2435.357 | 2484.992 | 2538.848 | 2591.527 | 2642.117 | 2693.623 | 2746.057 | 2799.43 | 2853.756 | 2909.046 | 2965.313 | 3022.571 | 3080.831
|  |  |  | Apparent Power |  |  | MVA | 42.2776 |  | 45.5252 | 43.5246 | 42.1734 | 41.4881 | 41.2293 | 41.3004 | 41.8822 | 42.7154 | 43.4495 | 44.2141 | 44.8097 | 45.6079 | 46.3998 | 47.3455 | 48.3715 | 49.3752 | 50.3391 | 51.3204 | 52.3194 | 53.3363 | 54.3713 | 55.4248 | 56.4968 | 57.5877 | 58.6977
|  |  |  | Real Power |  |  | MW | 41.5737 | 45.7517 | 44.7673 | 42.8 | 41.4712 | 40.7974 | 40.5429 | 40.6128 | 41.1849 | 42.0042 | 42.7261 | 43.478 | 44.0637 | 44.8486 | 45.6272 | 46.5572 | 47.5662 | 48.5532 | 49.501 | 50.466 | 51.4483 | 52.4483 | 53.4661 | 54.502 | 55.5562 | 56.6289 | 57.7204
|  |  |  | Reactive Power |  |  | MVAr | 7.6826 |  | 8.2728 | 7.9092 | 7.6637 | 7.5392 | 7.4921 | 7.5051 | 7.6108 | 7.7622 | 7.8956 | 8.0345 | 8.1428 | 8.2878 | 8.4317 | 8.6036 | 8.79 | 8.9724 | 9.1476 | 9.3259 | 9.5074 | 9.6922 | 9.8803 | 10.0717 | 10.2665 | 10.4648 | 10.6665
|  |  |  | Capacitors In Service |  |  | MVAr | 0 |  | 0 | 0 | 0 | 0 | 0 | 0 | 0 | 0 | 0 | 0 | 0 | 0 | 0 | 0 | 0 | 0 | 0 | 0 | 0 | 0 | 0 | 0 | 0 | 0 | 0
|  |  |  | PF |  |  |  | 0.98335 |  | 0.98335 | 0.98335 | 0.98335 | 0.98335 | 0.98335 | 0.98335 | 0.98335 | 0.98335 | 0.98335 | 0.98335 | 0.98335 | 0.98335 | 0.98335 | 0.98335 | 0.98335 | 0.98335 | 0.98335 | 0.98335 | 0.98335 | 0.98335 | 0.98335 | 0.98335 | 0.98335 | 0.98335 | 0.98335
0.98007 | Diversity Factor: 0.98 | Uncompensated |  | Reactive Power |  |  | MVAr | 7.6826 | 8.4547 | 8.2728 | 7.9092 | 7.6637 | 7.5392 | 7.4921 | 7.5051 | 7.6108 | 7.7622 | 7.8956 | 8.0345 | 8.1428 | 8.2878 | 8.4317 | 8.6036 | 8.79 | 8.9724 | 9.1476 | 9.3259 | 9.5074 | 9.6922 | 9.8803 | 10.0717 | 10.2665 | 10.4648 | 10.6665
|  |  |  | PF |  |  |  | 0.98335 |  | 0.98335 | 0.98335 | 0.98335 | 0.98335 | 0.98335 | 0.98335 | 0.98335 | 0.98335 | 0.98335 | 0.98335 | 0.98335 | 0.98335 | 0.98335 | 0.98335 | 0.98335 | 0.98335 | 0.98335 | 0.98335 | 0.98335 | 0.98335 | 0.98335 | 0.98335 | 0.98335 | 0.98335 | 0.98335
[10 empty] | 1 | 2 | 3 | 4 | 5 | 6 | 7 | 8 | 9 | 10 | 11 | 12 | 13 | 14 | 15 | 16 | 17 | 18 | 19 | 20 | 21 | 22 | 23 | 24 | 25
Transformer Load Detail
[7 empty] | Units | 13/14 |  | 14/15 | 15/16 | 16/17 | 17/18 | 18/19 | 19/20 | 20/21 | 21/22 | 22/23 | 23/24 | 24/25 | 25/26 | 26/27 | 27/28 | 28/29 | 29/30 | 30/31 | 31/32 | 32/33 | 33/34 | 34/35 | 35/36 | 36/37 | 37/38 | 38/39
| 0 | Compensated |  | Load (LV side) |  |  | Amps
|  |  |  | Apparent Power |  |  | MVA
|  |  |  | Real Power |  |  | MW
|  |  |  | Reactive Power |  |  | MVAr
|  |  |  | Capacitors In Service |  |  | MVAr
PF
| Zone Div: | Uncompensated |  | Reactive Power |  |  | MVAr
PF
| 0 | Compensated |  | Load (LV side) |  |  | Amps
|  |  |  | Apparent Power |  |  | MVA
|  |  |  | Real Power |  |  | MW
|  |  |  | Reactive Power |  |  | MVAr
|  |  |  | Capacitors In Service |  |  | MVAr
PF
| Zone Div: | Uncompensated |  | Reactive Power |  |  | MVAr
PF
| 0 | Compensated |  | Load (LV side) |  |  | Amps
|  |  |  | Apparent Power |  |  | MVA
|  |  |  | Real Power |  |  | MW
|  |  |  | Reactive Power |  |  | MVAr
|  |  |  | Capacitors In Service |  |  | MVAr
PF
| Zone Div: | Uncompensated |  | Reactive Power |  |  | MVAr
PF
| 0 | Compensated |  | Load (LV side) |  |  | Amps
|  |  |  | Apparent Power |  |  | MVA
|  |  |  | Real Power |  |  | MW
|  |  |  | Reactive Power |  |  | MVAr
|  |  |  | Capacitors In Service |  |  | MVAr
PF
| Zone Div: | Uncompensated |  | Reactive Power |  |  | MVAr
PF
| 0 | Compensated |  | Load (LV side) |  |  | Amps
|  |  |  | Apparent Power |  |  | MVA
|  |  |  | Real Power |  |  | MW
|  |  |  | Reactive Power |  |  | MVAr
|  |  |  | Capacitors In Service |  |  | MVAr
PF
| Zone Div: | Uncompensated |  | Reactive Power |  |  | MVAr
PF
| 0 | Compensated |  | Load (LV side) |  |  | Amps
|  |  |  | Apparent Power |  |  | MVA
|  |  |  | Real Power |  |  | MW
|  |  |  | Reactive Power |  |  | MVAr
|  |  |  | Capacitors In Service |  |  | MVAr
PF
| Zone Div: | Uncompensated |  | Reactive Power |  |  | MVAr
PF
| 0 | Compensated |  | Load (LV side) |  |  | Amps
|  |  |  | Apparent Power |  |  | MVA
|  |  |  | Real Power |  |  | MW
|  |  |  | Reactive Power |  |  | MVAr
|  |  |  | Capacitors In Service |  |  | MVAr
PF
| Zone Div: | Uncompensated |  | Reactive Power |  |  | MVAr
PF
| 0 | Compensated |  | Load (LV side) |  |  | Amps
|  |  |  | Apparent Power |  |  | MVA
|  |  |  | Real Power |  |  | MW
|  |  |  | Reactive Power |  |  | MVAr
|  |  |  | Capacitors In Service |  |  | MVAr
PF
| Zone Div: | Uncompensated |  | Reactive Power |  |  | MVAr
PF
| 0 | Compensated |  | Load (LV side) |  |  | Amps
|  |  |  | Apparent Power |  |  | MVA
|  |  |  | Real Power |  |  | MW
|  |  |  | Reactive Power |  |  | MVAr
|  |  |  | Capacitors In Service |  |  | MVAr
PF
| Zone Div: | Uncompensated |  | Reactive Power |  |  | MVAr
PF
| 0 | Compensated |  | Load (LV side) |  |  | Amps
|  |  |  | Apparent Power |  |  | MVA
|  |  |  | Real Power |  |  | MW
|  |  |  | Reactive Power |  |  | MVAr
|  |  |  | Capacitors In Service |  |  | MVAr
PF
| Zone Div: | Uncompensated |  | Reactive Power |  |  | MVAr
PF

## Double Bay 132_11kV
| Double Bay 132_11kV | [16 empty] | 2015 | SUMMER
| Substation Total Loads | [33 empty] | Spots & Transfers Detail
| Historical Loads | (11kV Amps) | [7 empty] | Weather Corrected Forecast Loads |  |  |  | (11kV Amps) | [20 empty] | Spots & Transfers Summary | (11kV Amps) |  | Historical Spots & Transfers | [6 empty] | Forecast Spots & Transfers
|  | 07/08 | 08/09 | 09/10 | 10/11 | 11/12 | 12/13 | 13/14 |  | 14/15 | 15/16 | 16/17 | 17/18 | 18/19 | 19/20 | 20/21 | 21/22 | 22/23 | 23/24 | 24/25 | 25/26 | 26/27 | 27/28 | 28/29 | 29/30 | 30/31 | 31/32 | 32/33 | 33/34 | 34/35 | 35/36 | 36/37 | 37/38 | 38/39 |  |  |  | 07/08 | 08/09 | 09/10 | 10/11 | 11/12 | 12/13 | 13/14 | 14/15 | 15/16 | 16/17 | 17/18 | 18/19 | 19/20 | 20/21 | 21/22 | 22/23 | 23/24 | 24/25 | 25/26 | 26/27 | 27/28 | 28/29 | 29/30 | 30/31 | 31/32 | 32/33 | 33/34 | 34/35 | 35/36 | 36/37 | 37/38 | 38/39
| Total | 3376 | 3341 | 3507 | 3680 | 3036 | 3149 | 2768 |  | 2830.008 | 2684.954 | 2594.522 | 2552.36 | 2545.52 | 2548.422 | 2581.74 | 2627.066 | 2667.146 | 2709.687 | 2745.252 | 2792.613 | 2840.153 | 2895.338 | 2954.977 | 3013.711 | 3071.179 | 3129.947 | 3190.035 | 3251.46 | 3314.242 | 3378.4 | 3443.953 | 3510.921 | 3579.324 |  |  | Total | -323 | 0 | 0 | -0.97887 | -5.4045 | -1.1258 | 117.2655 | -17.0524 | -21.5308 | -12.3033 | -4.4139 | -6.8405 | 2.9021 | 33.3178 | 45.3262 | 40.0802 | 42.5411 | 35.5651 | 47.3611 | 47.54 | 55.1843 | 59.6399 | 58.7337 | 57.4678 | 58.7684 | 60.0874 | 61.4252 | 62.7819 | 64.1578 | 65.5532 | 66.9683 | 68.4034
| Firm Rating | 0 | 0 | 0 | 0 | 0 | 0 | 4266 |  | 4266 | 4266 | 4266 | 4266 | 4266 | 4266 | 4266 | 4266 | 4266 | 4266 | 4266 | 4266 | 4266 | 4266 | 4266 | 4266 | 4266 | 4266 | 4266 | 4266 | 4266 | 4266 | 4266 | 4266 | 4266
| Total Capacity | 0 | 0 | 0 | 0 | 0 | 0 | 8249 |  | 8249 | 8249 | 8249 | 8249 | 8249 | 8249 | 8249 | 8249 | 8249 | 8249 | 8249 | 8249 | 8249 | 8249 | 8249 | 8249 | 8249 | 8249 | 8249 | 8249 | 8249 | 8249 | 8249 | 8249 | 8249 |  |  | Double Bay 132_11kV Tx1 | -79.7431 | -110 | 0 | -0.24167 | -1.3343 | -0.27795 | -0.67511 | -4.2099 | -5.3156 | -3.0375 | -1.0897 | -1.6888 | 0.71648 | 8.2256 | 11.1903 | 9.8951 | 10.5027 | 8.7804 | 11.6926 | 11.7368 | 13.624 | 14.7241 | 14.5003 | 14.1878 | 14.5089 | 14.8346 | 15.1648 | 15.4998 | 15.8395 | 16.184 | 16.5333 | 16.8876
|  | -7 | -6 | -5 | -4 | -3 | -2 | -1 |  | 0 | 1 | 2 | 3 | 4 | 5 | 6 | 7 | 8 | 9 | 10 | 11 | 12 | 13 | 14 | 15 | 16 | 17 | 18 | 19 | 20 | 21 | 22 | 23 | 24 |  |  | Double Bay 132_11kV Tx2 | -72.1486 | 0 | 0 | -0.21865 | -1.2072 | -0.25148 | -0.61081 | -3.809 | -4.8093 | -2.7482 | -0.98593 | -1.528 | 0.64824 | 7.4422 | 10.1245 | 8.9527 | 9.5024 | 7.9442 | 10.5791 | 10.619 | 12.3265 | 13.3218 | 13.1193 | 12.8366 | 13.1271 | 13.4217 | 13.7206 | 14.0236 | 14.3309 | 14.6426 | 14.9587 | 15.2793
| Transformer Loads | [35 empty] | Double Bay 132_11kV Tx3 | -79.0527 | 110 | 0 | -15.2396 | -1.3227 | -0.27554 | 119.3307 | -104.1735 | -5.2696 | -3.0112 | -1.0803 | -1.6742 | 0.71027 | 8.1544 | 11.0934 | 9.8094 | 10.4117 | 8.7044 | 11.5914 | 11.6352 | 13.5061 | 14.5966 | 14.3748 | 14.065 | 14.3833 | 14.7061 | 15.0335 | 15.3656 | 15.7023 | 16.0438 | 16.3902 | 16.7414
| Historical Loads | (11kV Amps) | [7 empty] | 0: Weather Corrected Forecast Loads; 4: (11kV Amps) |  |  | Double Bay 132_11kV Tx4 | -92.0556 | 0 | 0 | 14.721 | -1.5403 | -0.32086 | -0.77935 | 95.14 | -6.1363 | -3.5065 | -1.258 | -1.9496 | 0.8271 | 9.4956 | 12.918 | 11.4229 | 12.1243 | 10.1361 | 13.498 | 13.549 | 15.7276 | 16.9975 | 16.7392 | 16.3784 | 16.7491 | 17.125 | 17.5063 | 17.8929 | 18.2851 | 18.6828 | 19.0861 | 19.4951
|  | 07/08 | 08/09 | 09/10 | 10/11 | 11/12 | 12/13 | 13/14 |  | 14/15 | 15/16 | 16/17 | 17/18 | 18/19 | 19/20 | 20/21 | 21/22 | 22/23 | 23/24 | 24/25 | 25/26 | 26/27 | 27/28 | 28/29 | 29/30 | 30/31 | 31/32 | 32/33 | 33/34 | 34/35 | 35/36 | 36/37 | 37/38 | 38/39 |  |  |  | 0 | 0 | 0 | 0 | 0 | 0 | 0 | 0 | 0 | 0 | 0 | 0 | 0 | 0 | 0 | 0 | 0 | 0 | 0 | 0 | 0 | 0 | 0 | 0 | 0 | 0 | 0 | 0 | 0 | 0 | 0 | 0
| 0 | [36 empty] | 0 | 0 | 0 | 0 | 0 | 0 | 0 | 0 | 0 | 0 | 0 | 0 | 0 | 0 | 0 | 0 | 0 | 0 | 0 | 0 | 0 | 0 | 0 | 0 | 0 | 0 | 0 | 0 | 0 | 0 | 0 | 0
| Diversity Factor: 0 | [36 empty] | 0 | 0 | 0 | 0 | 0 | 0 | 0 | 0 | 0 | 0 | 0 | 0 | 0 | 0 | 0 | 0 | 0 | 0 | 0 | 0 | 0 | 0 | 0 | 0 | 0 | 0 | 0 | 0 | 0 | 0 | 0 | 0
[38 empty] | 0 | 0 | 0 | 0 | 0 | 0 | 0 | 0 | 0 | 0 | 0 | 0 | 0 | 0 | 0 | 0 | 0 | 0 | 0 | 0 | 0 | 0 | 0 | 0 | 0 | 0 | 0 | 0 | 0 | 0 | 0 | 0
[38 empty] | 0 | 0 | 0 | 0 | 0 | 0 | 0 | 0 | 0 | 0 | 0 | 0 | 0 | 0 | 0 | 0 | 0 | 0 | 0 | 0 | 0 | 0 | 0 | 0 | 0 | 0 | 0 | 0 | 0 | 0 | 0 | 0
| 0 | [36 empty] | 0 | 0 | 0 | 0 | 0 | 0 | 0 | 0 | 0 | 0 | 0 | 0 | 0 | 0 | 0 | 0 | 0 | 0 | 0 | 0 | 0 | 0 | 0 | 0 | 0 | 0 | 0 | 0 | 0 | 0 | 0 | 0
Diversity Factor: 0
[38 empty] | Historical Spots & Transfers | [6 empty] | Forecast Spots & Transfers
[35 empty] | Project Name | From | To | 07/08 | 08/09 | 09/10 | 10/11 | 11/12 | 12/13 | 13/14 | 14/15 | 15/16 | 16/17 | 17/18 | 18/19 | 19/20 | 20/21 | 21/22 | 22/23 | 23/24 | 24/25 | 25/26 | 26/27 | 27/28 | 28/29 | 29/30 | 30/31 | 31/32 | 32/33 | 33/34 | 34/35 | 35/36 | 36/37 | 37/38 | 38/39
| 0 | [33 empty] | Broad based demand management |  | Double Bay 132_11kV Tx1 | 0 | 0 | 0 | 0 | 0 | 0 | 0 | -0.90579 | -3.5523 | -3.5737 | -4.319 | -4.1471 | 0 | 0 | 0 | 0 | 0 | 0 | 0 | 0 | 0 | 0 | 0 | 0 | 0 | 0 | 0 | 0 | 0 | 0 | 0 | 0
| Diversity Factor: 0 | [33 empty] | Broad based demand management |  | Double Bay 132_11kV Tx2 | 0 | 0 | 0 | 0 | 0 | 0 | 0 | -0.81952 | -3.2139 | -3.2334 | -3.9077 | -3.7521 | 0 | 0 | 0 | 0 | 0 | 0 | 0 | 0 | 0 | 0 | 0 | 0 | 0 | 0 | 0 | 0 | 0 | 0 | 0 | 0
[35 empty] | Broad based demand management |  | Double Bay 132_11kV Tx3 | 0 | 0 | 0 | 0 | 0 | 0 | 0 | -0.89795 | -3.5215 | -3.5428 | -4.2816 | -4.1112 | 0 | 0 | 0 | 0 | 0 | 0 | 0 | 0 | 0 | 0 | 0 | 0 | 0 | 0 | 0 | 0 | 0 | 0 | 0 | 0
[35 empty] | Broad based demand management |  | Double Bay 132_11kV Tx4 | 0 | 0 | 0 | 0 | 0 | 0 | 0 | -1.0456 | -4.1007 | -4.1255 | -4.9859 | -4.7874 | 0 | 0 | 0 | 0 | 0 | 0 | 0 | 0 | 0 | 0 | 0 | 0 | 0 | 0 | 0 | 0 | 0 | 0 | 0 | 0
| 0 | [33 empty] | Commissioning Transfers |  | Double Bay 132_11kV Tx1 | -79.7431 | 0 | 0 | 0 | 0 | 0 | 0 | 0 | 0 | 0 | 0 | 0 | 0 | 0 | 0 | 0 | 0 | 0 | 0 | 0 | 0 | 0 | 0 | 0 | 0 | 0 | 0 | 0 | 0 | 0 | 0 | 0
| Diversity Factor: 0 | [33 empty] | Commissioning Transfers |  | Double Bay 132_11kV Tx2 | -72.1486 | 0 | 0 | 0 | 0 | 0 | 0 | 0 | 0 | 0 | 0 | 0 | 0 | 0 | 0 | 0 | 0 | 0 | 0 | 0 | 0 | 0 | 0 | 0 | 0 | 0 | 0 | 0 | 0 | 0 | 0 | 0
[35 empty] | Commissioning Transfers |  | Double Bay 132_11kV Tx3 | -79.0527 | 0 | 0 | 0 | 0 | 0 | 0 | 0 | 0 | 0 | 0 | 0 | 0 | 0 | 0 | 0 | 0 | 0 | 0 | 0 | 0 | 0 | 0 | 0 | 0 | 0 | 0 | 0 | 0 | 0 | 0 | 0
[35 empty] | Commissioning Transfers |  | Double Bay 132_11kV Tx4 | -92.0556 | 0 | 0 | 0 | 0 | 0 | 0 | 0 | 0 | 0 | 0 | 0 | 0 | 0 | 0 | 0 | 0 | 0 | 0 | 0 | 0 | 0 | 0 | 0 | 0 | 0 | 0 | 0 | 0 | 0 | 0 | 0
| 0 | [33 empty] | DNP_ID: 6183. Double Bay Zone Development - firm supply to Point Piper | Double Bay 132_11kV Tx1 | Double Bay 132_11kV Tx3 | 0 | 110 | 0 | 0 | 0 | 0 | 0 | 0 | 0 | 0 | 0 | 0 | 0 | 0 | 0 | 0 | 0 | 0 | 0 | 0 | 0 | 0 | 0 | 0 | 0 | 0 | 0 | 0 | 0 | 0 | 0 | 0
| Diversity Factor: 0 | [33 empty] | DNP_ID: 6183. Double Bay Zone Development - firm supply to Point Piper | Double Bay 132_11kV Tx3 | Double Bay 132_11kV Tx4 | 0 | 0 | 0 | 15 | 0 | 0 | 0 | 0 | 0 | 0 | 0 | 0 | 0 | 0 | 0 | 0 | 0 | 0 | 0 | 0 | 0 | 0 | 0 | 0 | 0 | 0 | 0 | 0 | 0 | 0 | 0 | 0
[35 empty] | DNP_ID: 6999. Northern Clovelly Zone Development | Clovelly 132_11kV Tx1 | Double Bay 132_11kV Tx3 | 0 | 0 | 0 | 0 | 0 | 0 | 65 | 0 | 0 | 0 | 0 | 0 | 0 | 0 | 0 | 0 | 0 | 0 | 0 | 0 | 0 | 0 | 0 | 0 | 0 | 0 | 0 | 0 | 0 | 0 | 0 | 0
[35 empty] | DNP_ID: 6999. Northern Clovelly Zone Development | Clovelly 132_11kV Tx2 | Double Bay 132_11kV Tx3 | 0 | 0 | 0 | 0 | 0 | 0 | 55 | 0 | 0 | 0 | 0 | 0 | 0 | 0 | 0 | 0 | 0 | 0 | 0 | 0 | 0 | 0 | 0 | 0 | 0 | 0 | 0 | 0 | 0 | 0 | 0 | 0
| 0 | [33 empty] | DNP_ID: 6999. Northern Clovelly Zone Development | Double Bay 132_11kV Tx3 | Double Bay 132_11kV Tx4 | 0 | 0 | 0 | 0 | 0 | 0 | 0 | 100 | 0 | 0 | 0 | 0 | 0 | 0 | 0 | 0 | 0 | 0 | 0 | 0 | 0 | 0 | 0 | 0 | 0 | 0 | 0 | 0 | 0 | 0 | 0 | 0
| Diversity Factor: 0 | [33 empty] | Econometric |  | Double Bay 132_11kV Tx1 | 0 | 0 | 0 | 0 | 0 | 0 | 0 | 0 | 0 | 7.5328 | 13.9069 | 18.6973 | 17.6811 | 18.4374 | 18.353 | 18.2544 | 18.5411 | 18.832 | 19.127 | 19.4262 | 19.7297 | 20.0374 | 20.3496 | 20.6662 | 20.9873 | 21.3129 | 21.6432 | 21.9782 | 22.3179 | 22.6623 | 23.0117 | 23.366
[35 empty] | Econometric |  | Double Bay 132_11kV Tx2 | 0 | 0 | 0 | 0 | 0 | 0 | 0 | 0 | 0 | 6.8154 | 12.5824 | 16.9166 | 15.9972 | 16.6814 | 16.6051 | 16.5159 | 16.7753 | 17.0385 | 17.3054 | 17.5761 | 17.8506 | 18.1291 | 18.4115 | 18.698 | 18.9885 | 19.2831 | 19.582 | 19.885 | 20.1923 | 20.504 | 20.8201 | 21.1407
[35 empty] | Econometric |  | Double Bay 132_11kV Tx3 | 0 | 0 | 0 | 0 | 0 | 0 | 0 | 0 | 0 | 7.4676 | 13.7865 | 18.5354 | 17.5281 | 18.2777 | 18.1941 | 18.0963 | 18.3806 | 18.6689 | 18.9614 | 19.258 | 19.5588 | 19.864 | 20.1734 | 20.4873 | 20.8056 | 21.1284 | 21.4558 | 21.7879 | 22.1246 | 22.4661 | 22.8125 | 23.1637
| 0 | [33 empty] | Econometric |  | Double Bay 132_11kV Tx4 | 0 | 0 | 0 | 0 | 0 | 0 | 0 | 0 | 0 | 8.6959 | 16.0541 | 21.5842 | 20.4111 | 21.2841 | 21.1868 | 21.0729 | 21.4039 | 21.7397 | 22.0802 | 22.4256 | 22.7759 | 23.1312 | 23.4916 | 23.8571 | 24.2278 | 24.6037 | 24.985 | 25.3716 | 25.7638 | 26.1614 | 26.5648 | 26.9738
| Diversity Factor: 0 | [33 empty] | Energy Efficiency |  | Double Bay 132_11kV Tx1 | 0 | 0 | 0 | 0 | 0 | 0 | 0 | -2.9169 | -1.329 | -6.506 | -10.1393 | -15.6629 | -16.3577 | -9.5764 | -6.5483 | -7.735 | -7.5608 | -9.4794 | -6.8622 | -7.1173 | -5.5335 | -4.7413 | -5.2772 | -5.9063 | -5.9063 | -5.9063 | -5.9063 | -5.9063 | -5.9063 | -5.9063 | -5.9063 | -5.9063
[35 empty] | Energy Efficiency |  | Double Bay 132_11kV Tx2 | 0 | 0 | 0 | 0 | 0 | 0 | 0 | -2.6391 | -1.2024 | -5.8864 | -9.1736 | -14.1712 | -14.7999 | -8.6643 | -5.9246 | -6.9983 | -6.8407 | -8.5766 | -6.2087 | -6.4394 | -5.0065 | -4.2897 | -4.7746 | -5.3438 | -5.3438 | -5.3438 | -5.3438 | -5.3438 | -5.3438 | -5.3438 | -5.3438 | -5.3438
[35 empty] | Energy Efficiency |  | Double Bay 132_11kV Tx3 | 0 | 0 | 0 | 0 | 0 | 0 | 0 | -2.8916 | -1.3174 | -6.4496 | -10.0515 | -15.5273 | -16.2161 | -9.4934 | -6.4916 | -7.668 | -7.4954 | -9.3974 | -6.8028 | -7.0556 | -5.4856 | -4.7002 | -5.2315 | -5.8551 | -5.8551 | -5.8551 | -5.8551 | -5.8551 | -5.8551 | -5.8551 | -5.8551 | -5.8551
| 0 | [33 empty] | Energy Efficiency |  | Double Bay 132_11kV Tx4 | 0 | 0 | 0 | 0 | 0 | 0 | 0 | -3.3673 | -1.5341 | -7.5105 | -11.7048 | -18.0813 | -18.8834 | -11.0549 | -7.5594 | -8.9293 | -8.7282 | -10.9431 | -7.9217 | -8.2162 | -6.3879 | -5.4733 | -6.0919 | -6.8182 | -6.8182 | -6.8182 | -6.8182 | -6.8182 | -6.8182 | -6.8182 | -6.8182 | -6.8182
| Diversity Factor: 0 | [33 empty] | Solar PV |  | Double Bay 132_11kV Tx1 | 0 | 0 | 0 | -0.24167 | -1.3343 | -0.27795 | -0.67511 | -0.38726 | -0.43438 | -0.49058 | -0.5383 | -0.57611 | -0.60693 | -0.63544 | -0.61448 | -0.62425 | -0.47764 | -0.57212 | -0.57212 | -0.57212 | -0.57212 | -0.57212 | -0.57212 | -0.57212 | -0.57212 | -0.57212 | -0.57212 | -0.57212 | -0.57212 | -0.57212 | -0.57212 | -0.57212
[35 empty] | Solar PV |  | Double Bay 132_11kV Tx2 | 0 | 0 | 0 | -0.21865 | -1.2072 | -0.25148 | -0.61081 | -0.35038 | -0.39301 | -0.44386 | -0.48703 | -0.52124 | -0.54912 | -0.57492 | -0.55596 | -0.56479 | -0.43215 | -0.51763 | -0.51763 | -0.51763 | -0.51763 | -0.51763 | -0.51763 | -0.51763 | -0.51763 | -0.51763 | -0.51763 | -0.51763 | -0.51763 | -0.51763 | -0.51763 | -0.51763
[35 empty] | Solar PV |  | Double Bay 132_11kV Tx3 | 0 | 0 | 0 | -0.23957 | -1.3227 | -0.27554 | -0.66927 | -0.38391 | -0.43062 | -0.48633 | -0.53364 | -0.57112 | -0.60167 | -0.62994 | -0.60916 | -0.61884 | -0.47351 | -0.56717 | -0.56717 | -0.56717 | -0.56717 | -0.56717 | -0.56717 | -0.56717 | -0.56717 | -0.56717 | -0.56717 | -0.56717 | -0.56717 | -0.56717 | -0.56717 | -0.56717
| 0 | [33 empty] | Solar PV |  | Double Bay 132_11kV Tx4 | 0 | 0 | 0 | -0.27898 | -1.5403 | -0.32086 | -0.77935 | -0.44706 | -0.50144 | -0.56633 | -0.62141 | -0.66506 | -0.70064 | -0.73355 | -0.70936 | -0.72063 | -0.55139 | -0.66046 | -0.66046 | -0.66046 | -0.66046 | -0.66046 | -0.66046 | -0.66046 | -0.66046 | -0.66046 | -0.66046 | -0.66046 | -0.66046 | -0.66046 | -0.66046 | -0.66046
Diversity Factor: 0
0
Diversity Factor: 0
| Weather Correction and Public Holiday Factors | [8 empty] | Forecast ROG
ROG Justification
| Actual loads for season 13/14 have been weather corrected by the following: | [6 empty] | 4.716% |  | 7 year ROG ok | [59 empty] | 7 year ROG ok
1 | 2 | 3 | 4 | 5 | 6 | 7 | 8 | 9 | 10 | 14/15 | 15/16 | 16/17 | 17/18 | 18/19 | 19/20 | 20/21 | 21/22 | 22/23 | 23/24 | 24/25 | 25/26 | 26/27 | 27/28 | 28/29 | 29/30 | 30/31 | 31/32 | 32/33 | 33/34 | 34/35 | 35/36 | 36/37 | 37/38 | 38/39
0.95636 | 0.91462 | 0.88802 | 0.87511 | 0.87511 | 0.87511 | 0.87511 | 0.87511 | 0.87511 | 0.87511 | -4.364% | -4.364% | -2.909% | -1.454% | 0% | 0% | 0% | 0% | 0% | 0% | 0% | 0% | 0% | 0% | 0% | 0% | 0% | 0% | 0% | 0% | 0% | 0% | 0% | 0% | 0%
Substation Load Detail
[7 empty] | Units | 13/14 |  | 14/15 | 15/16 | 16/17 | 17/18 | 18/19 | 19/20 | 20/21 | 21/22 | 22/23 | 23/24 | 24/25 | 25/26 | 26/27 | 27/28 | 28/29 | 29/30 | 30/31 | 31/32 | 32/33 | 33/34 | 34/35 | 35/36 | 36/37 | 37/38 | 38/39
1 | Double Bay 132_11kV | Compensated |  | Load (LV side) |  |  | Amps | 2768 | 2977 | 2830.008 | 2684.954 | 2594.522 | 2552.36 | 2545.52 | 2548.422 | 2581.74 | 2627.066 | 2667.146 | 2709.687 | 2745.252 | 2792.613 | 2840.153 | 2895.338 | 2954.977 | 3013.711 | 3071.179 | 3129.947 | 3190.035 | 3251.46 | 3314.242 | 3378.4 | 3443.953 | 3510.921 | 3579.324
|  |  |  | Apparent Power |  |  | MVA | 52.7375 |  | 53.9189 | 51.1552 | 49.4323 | 48.629 | 48.4987 | 48.554 | 49.1887 | 50.0523 | 50.816 | 51.6265 | 52.3041 | 53.2064 | 54.1122 | 55.1636 | 56.2999 | 57.4189 | 58.5138 | 59.6335 | 60.7783 | 61.9486 | 63.1448 | 64.3672 | 65.6161 | 66.892 | 68.1953
|  |  |  | Real Power |  |  | MW | 50.2634 | 54.0586 | 51.3894 | 48.7554 | 47.1133 | 46.3477 | 46.2235 | 46.2762 | 46.8812 | 47.7043 | 48.4321 | 49.2046 | 49.8504 | 50.7104 | 51.5737 | 52.5757 | 53.6587 | 54.7253 | 55.7688 | 56.836 | 57.9271 | 59.0425 | 60.1825 | 61.3475 | 62.5379 | 63.754 | 64.9961
|  |  |  | Reactive Power |  |  | MVAr | 15.9634 |  | 16.3209 | 15.4844 | 14.9629 | 14.7197 | 14.6803 | 14.697 | 14.8892 | 15.1506 | 15.3817 | 15.6271 | 15.8322 | 16.1053 | 16.3795 | 16.6977 | 17.0417 | 17.3804 | 17.7118 | 18.0507 | 18.3973 | 18.7515 | 19.1136 | 19.4836 | 19.8616 | 20.2478 | 20.6423
|  |  |  | Capacitors In Service |  |  | MVAr | 0 |  | 0 | 0 | 0 | 0 | 0 | 0 | 0 | 0 | 0 | 0 | 0 | 0 | 0 | 0 | 0 | 0 | 0 | 0 | 0 | 0 | 0 | 0 | 0 | 0 | 0
|  |  |  | PF |  |  |  | 0.95309 |  | 0.95309 | 0.95309 | 0.95309 | 0.95309 | 0.95309 | 0.95309 | 0.95309 | 0.95309 | 0.95309 | 0.95309 | 0.95309 | 0.95309 | 0.95309 | 0.95309 | 0.95309 | 0.95309 | 0.95309 | 0.95309 | 0.95309 | 0.95309 | 0.95309 | 0.95309 | 0.95309 | 0.95309 | 0.95309
0.96074 | Diversity Factor: 0.96 | Uncompensated |  | Reactive Power |  |  | MVAr | 15.9634 | 17.1687 | 16.3209 | 15.4844 | 14.9629 | 14.7197 | 14.6803 | 14.697 | 14.8892 | 15.1506 | 15.3817 | 15.6271 | 15.8322 | 16.1053 | 16.3795 | 16.6977 | 17.0417 | 17.3804 | 17.7118 | 18.0507 | 18.3973 | 18.7515 | 19.1136 | 19.4836 | 19.8616 | 20.2478 | 20.6423
|  |  |  | PF |  |  |  | 0.95309 |  | 0.95309 | 0.95309 | 0.95309 | 0.95309 | 0.95309 | 0.95309 | 0.95309 | 0.95309 | 0.95309 | 0.95309 | 0.95309 | 0.95309 | 0.95309 | 0.95309 | 0.95309 | 0.95309 | 0.95309 | 0.95309 | 0.95309 | 0.95309 | 0.95309 | 0.95309 | 0.95309 | 0.95309 | 0.95309
[10 empty] | 1 | 2 | 3 | 4 | 5 | 6 | 7 | 8 | 9 | 10 | 11 | 12 | 13 | 14 | 15 | 16 | 17 | 18 | 19 | 20 | 21 | 22 | 23 | 24 | 25
Transformer Load Detail
[7 empty] | Units | 13/14 |  | 14/15 | 15/16 | 16/17 | 17/18 | 18/19 | 19/20 | 20/21 | 21/22 | 22/23 | 23/24 | 24/25 | 25/26 | 26/27 | 27/28 | 28/29 | 29/30 | 30/31 | 31/32 | 32/33 | 33/34 | 34/35 | 35/36 | 36/37 | 37/38 | 38/39
| 0 | Compensated |  | Load (LV side) |  |  | Amps
|  |  |  | Apparent Power |  |  | MVA
|  |  |  | Real Power |  |  | MW
|  |  |  | Reactive Power |  |  | MVAr
|  |  |  | Capacitors In Service |  |  | MVAr
PF
| Zone Div: | Uncompensated |  | Reactive Power |  |  | MVAr
PF
| 0 | Compensated |  | Load (LV side) |  |  | Amps
|  |  |  | Apparent Power |  |  | MVA
|  |  |  | Real Power |  |  | MW
|  |  |  | Reactive Power |  |  | MVAr
|  |  |  | Capacitors In Service |  |  | MVAr
PF
| Zone Div: | Uncompensated |  | Reactive Power |  |  | MVAr
PF
| 0 | Compensated |  | Load (LV side) |  |  | Amps
|  |  |  | Apparent Power |  |  | MVA
|  |  |  | Real Power |  |  | MW
|  |  |  | Reactive Power |  |  | MVAr
|  |  |  | Capacitors In Service |  |  | MVAr
PF
| Zone Div: | Uncompensated |  | Reactive Power |  |  | MVAr
PF
| 0 | Compensated |  | Load (LV side) |  |  | Amps
|  |  |  | Apparent Power |  |  | MVA
|  |  |  | Real Power |  |  | MW
|  |  |  | Reactive Power |  |  | MVAr
|  |  |  | Capacitors In Service |  |  | MVAr
PF
| Zone Div: | Uncompensated |  | Reactive Power |  |  | MVAr
PF
| 0 | Compensated |  | Load (LV side) |  |  | Amps
|  |  |  | Apparent Power |  |  | MVA
|  |  |  | Real Power |  |  | MW
|  |  |  | Reactive Power |  |  | MVAr
|  |  |  | Capacitors In Service |  |  | MVAr
PF
| Zone Div: | Uncompensated |  | Reactive Power |  |  | MVAr
PF
| 0 | Compensated |  | Load (LV side) |  |  | Amps
|  |  |  | Apparent Power |  |  | MVA
|  |  |  | Real Power |  |  | MW
|  |  |  | Reactive Power |  |  | MVAr
|  |  |  | Capacitors In Service |  |  | MVAr
PF
| Zone Div: | Uncompensated |  | Reactive Power |  |  | MVAr
PF
| 0 | Compensated |  | Load (LV side) |  |  | Amps
|  |  |  | Apparent Power |  |  | MVA
|  |  |  | Real Power |  |  | MW
|  |  |  | Reactive Power |  |  | MVAr
|  |  |  | Capacitors In Service |  |  | MVAr
PF
| Zone Div: | Uncompensated |  | Reactive Power |  |  | MVAr
PF
| 0 | Compensated |  | Load (LV side) |  |  | Amps
|  |  |  | Apparent Power |  |  | MVA
|  |  |  | Real Power |  |  | MW
|  |  |  | Reactive Power |  |  | MVAr
|  |  |  | Capacitors In Service |  |  | MVAr
PF
| Zone Div: | Uncompensated |  | Reactive Power |  |  | MVAr
PF
| 0 | Compensated |  | Load (LV side) |  |  | Amps
|  |  |  | Apparent Power |  |  | MVA
|  |  |  | Real Power |  |  | MW
|  |  |  | Reactive Power |  |  | MVAr
|  |  |  | Capacitors In Service |  |  | MVAr
PF
| Zone Div: | Uncompensated |  | Reactive Power |  |  | MVAr
PF
| 0 | Compensated |  | Load (LV side) |  |  | Amps
|  |  |  | Apparent Power |  |  | MVA
|  |  |  | Real Power |  |  | MW
|  |  |  | Reactive Power |  |  | MVAr
|  |  |  | Capacitors In Service |  |  | MVAr
PF
| Zone Div: | Uncompensated |  | Reactive Power |  |  | MVAr
PF

## Customer20
| Customer20 | [16 empty] | 2015 | SUMMER
| Substation Total Loads | [33 empty] | Spots & Transfers Detail
| Historical Loads | (33kV Amps) | [7 empty] | Weather Corrected Forecast Loads |  |  |  | (33kV Amps) | [20 empty] | Spots & Transfers Summary | (33kV Amps) |  | Historical Spots & Transfers | [6 empty] | Forecast Spots & Transfers
|  | 07/08 | 08/09 | 09/10 | 10/11 | 11/12 | 12/13 | 13/14 |  | 14/15 | 15/16 | 16/17 | 17/18 | 18/19 | 19/20 | 20/21 | 21/22 | 22/23 | 23/24 | 24/25 | 25/26 | 26/27 | 27/28 | 28/29 | 29/30 | 30/31 | 31/32 | 32/33 | 33/34 | 34/35 | 35/36 | 36/37 | 37/38 | 38/39 |  |  |  | 07/08 | 08/09 | 09/10 | 10/11 | 11/12 | 12/13 | 13/14 | 14/15 | 15/16 | 16/17 | 17/18 | 18/19 | 19/20 | 20/21 | 21/22 | 22/23 | 23/24 | 24/25 | 25/26 | 26/27 | 27/28 | 28/29 | 29/30 | 30/31 | 31/32 | 32/33 | 33/34 | 34/35 | 35/36 | 36/37 | 37/38 | 38/39
| Total | [8 empty] | 0 | 140 | 210 | 280 | 280 | 280 | 280 | 280 | 280 | 280 | 280 | 280 | 280 | 280 | 280 | 280 | 280 | 280 | 280 | 280 | 280 | 280 | 280 | 280 | 280 |  |  | Total | Forecast Spots & Transfers 15/16: 140; Forecast Spots & Transfers 16/17: 70; Forecast Spots & Transfers 17/18: 70
Firm Rating
| Total Capacity | [36 empty] | 0 | 0 | 0 | 0 | 0 | 0 | 0 | 0 | 0 | 0 | 0 | 0 | 0 | 0 | 0 | 0 | 0 | 0 | 0 | 0 | 0 | 0 | 0 | 0 | 0 | 0 | 0 | 0 | 0 | 0 | 0 | 0
|  | -7 | -6 | -5 | -4 | -3 | -2 | -1 |  | 0 | 1 | 2 | 3 | 4 | 5 | 6 | 7 | 8 | 9 | 10 | 11 | 12 | 13 | 14 | 15 | 16 | 17 | 18 | 19 | 20 | 21 | 22 | 23 | 24 |  |  |  | 0 | 0 | 0 | 0 | 0 | 0 | 0 | 0 | 0 | 0 | 0 | 0 | 0 | 0 | 0 | 0 | 0 | 0 | 0 | 0 | 0 | 0 | 0 | 0 | 0 | 0 | 0 | 0 | 0 | 0 | 0 | 0
| Transformer Loads | [36 empty] | 0 | 0 | 0 | 0 | 0 | 0 | 0 | 0 | 0 | 0 | 0 | 0 | 0 | 0 | 0 | 0 | 0 | 0 | 0 | 0 | 0 | 0 | 0 | 0 | 0 | 0 | 0 | 0 | 0 | 0 | 0 | 0
| Historical Loads | (33kV Amps) | [7 empty] | Weather Corrected Forecast Loads |  |  |  | (33kV Amps) | [23 empty] | 0 | 0 | 0 | 0 | 0 | 0 | 0 | 0 | 0 | 0 | 0 | 0 | 0 | 0 | 0 | 0 | 0 | 0 | 0 | 0 | 0 | 0 | 0 | 0 | 0 | 0 | 0 | 0 | 0 | 0 | 0 | 0
|  | 07/08 | 08/09 | 09/10 | 10/11 | 11/12 | 12/13 | 13/14 |  | 14/15 | 15/16 | 16/17 | 17/18 | 18/19 | 19/20 | 20/21 | 21/22 | 22/23 | 23/24 | 24/25 | 25/26 | 26/27 | 27/28 | 28/29 | 29/30 | 30/31 | 31/32 | 32/33 | 33/34 | 34/35 | 35/36 | 36/37 | 37/38 | 38/39 |  |  |  | 0 | 0 | 0 | 0 | 0 | 0 | 0 | 0 | 0 | 0 | 0 | 0 | 0 | 0 | 0 | 0 | 0 | 0 | 0 | 0 | 0 | 0 | 0 | 0 | 0 | 0 | 0 | 0 | 0 | 0 | 0 | 0
| 0 | [36 empty] | 0 | 0 | 0 | 0 | 0 | 0 | 0 | 0 | 0 | 0 | 0 | 0 | 0 | 0 | 0 | 0 | 0 | 0 | 0 | 0 | 0 | 0 | 0 | 0 | 0 | 0 | 0 | 0 | 0 | 0 | 0 | 0
| Diversity Factor: 0 | [36 empty] | 0 | 0 | 0 | 0 | 0 | 0 | 0 | 0 | 0 | 0 | 0 | 0 | 0 | 0 | 0 | 0 | 0 | 0 | 0 | 0 | 0 | 0 | 0 | 0 | 0 | 0 | 0 | 0 | 0 | 0 | 0 | 0
[38 empty] | 0 | 0 | 0 | 0 | 0 | 0 | 0 | 0 | 0 | 0 | 0 | 0 | 0 | 0 | 0 | 0 | 0 | 0 | 0 | 0 | 0 | 0 | 0 | 0 | 0 | 0 | 0 | 0 | 0 | 0 | 0 | 0
[38 empty] | 0 | 0 | 0 | 0 | 0 | 0 | 0 | 0 | 0 | 0 | 0 | 0 | 0 | 0 | 0 | 0 | 0 | 0 | 0 | 0 | 0 | 0 | 0 | 0 | 0 | 0 | 0 | 0 | 0 | 0 | 0 | 0
| 0 | [36 empty] | 0 | 0 | 0 | 0 | 0 | 0 | 0 | 0 | 0 | 0 | 0 | 0 | 0 | 0 | 0 | 0 | 0 | 0 | 0 | 0 | 0 | 0 | 0 | 0 | 0 | 0 | 0 | 0 | 0 | 0 | 0 | 0
Diversity Factor: 0
[38 empty] | Historical Spots & Transfers | [6 empty] | Forecast Spots & Transfers
[35 empty] | Project Name | From | To | 07/08 | 08/09 | 09/10 | 10/11 | 11/12 | 12/13 | 13/14 | 14/15 | 15/16 | 16/17 | 17/18 | 18/19 | 19/20 | 20/21 | 21/22 | 22/23 | 23/24 | 24/25 | 25/26 | 26/27 | 27/28 | 28/29 | 29/30 | 30/31 | 31/32 | 32/33 | 33/34 | 34/35 | 35/36 | 36/37 | 37/38 | 38/39
| 0 | [33 empty] | Major Customer Connection |  | Equinix Datacentre - Alexandria 33kV | Forecast Spots & Transfers 15/16: 140; Forecast Spots & Transfers 16/17: 70; Forecast Spots & Transfers 17/18: 70
Diversity Factor: 0
0
Diversity Factor: 0
0
Diversity Factor: 0
0
Diversity Factor: 0
0
Diversity Factor: 0
0
Diversity Factor: 0
0
Diversity Factor: 0
0
Diversity Factor: 0
| Weather Correction and Public Holiday Factors | [8 empty] | Forecast ROG
ROG Justification
| Actual loads for season 13/14 have been weather corrected by the following: | [6 empty] | 0% |  | N/A | [59 empty] | N/A
1 | 2 | 3 | 4 | 5 | 6 | 7 | 8 | 9 | 10 | 14/15 | 15/16 | 16/17 | 17/18 | 18/19 | 19/20 | 20/21 | 21/22 | 22/23 | 23/24 | 24/25 | 25/26 | 26/27 | 27/28 | 28/29 | 29/30 | 30/31 | 31/32 | 32/33 | 33/34 | 34/35 | 35/36 | 36/37 | 37/38 | 38/39
1 | 1 | 1 | 1 | 1 | 1 | 1 | 1 | 1 | 1 | 0% | 0% | 0% | 0% | 0% | 0% | 0% | 0% | 0% | 0% | 0% | 0% | 0% | 0% | 0% | 0% | 0% | 0% | 0% | 0% | 0% | 0% | 0% | 0% | 0%
Substation Load Detail
[7 empty] | Units | 13/14 |  | 14/15 | 15/16 | 16/17 | 17/18 | 18/19 | 19/20 | 20/21 | 21/22 | 22/23 | 23/24 | 24/25 | 25/26 | 26/27 | 27/28 | 28/29 | 29/30 | 30/31 | 31/32 | 32/33 | 33/34 | 34/35 | 35/36 | 36/37 | 37/38 | 38/39
1 | Customer20 | Compensated |  | Load (LV side) |  |  | Amps | 0 |  | 0 | 140 | 210 | 280 | 280 | 280 | 280 | 280 | 280 | 280 | 280 | 280 | 280 | 280 | 280 | 280 | 280 | 280 | 280 | 280 | 280 | 280 | 280 | 280 | 280
|  |  |  | Apparent Power |  |  | MVA | 0 |  | 0 | 8.0021 | 12.0031 | 16.0041 | 16.0041 | 16.0041 | 16.0041 | 16.0041 | 16.0041 | 16.0041 | 16.0041 | 16.0041 | 16.0041 | 16.0041 | 16.0041 | 16.0041 | 16.0041 | 16.0041 | 16.0041 | 16.0041 | 16.0041 | 16.0041 | 16.0041 | 16.0041 | 16.0041
|  |  |  | Real Power |  |  | MW | 0 |  | 0 | 7.2019 | 10.8028 | 14.4037 | 14.4037 | 14.4037 | 14.4037 | 14.4037 | 14.4037 | 14.4037 | 14.4037 | 14.4037 | 14.4037 | 14.4037 | 14.4037 | 14.4037 | 14.4037 | 14.4037 | 14.4037 | 14.4037 | 14.4037 | 14.4037 | 14.4037 | 14.4037 | 14.4037
|  |  |  | Reactive Power |  |  | MVAr | 0 |  | 0 | 3.488 | 5.232 | 6.976 | 6.976 | 6.976 | 6.976 | 6.976 | 6.976 | 6.976 | 6.976 | 6.976 | 6.976 | 6.976 | 6.976 | 6.976 | 6.976 | 6.976 | 6.976 | 6.976 | 6.976 | 6.976 | 6.976 | 6.976 | 6.976
|  |  |  | Capacitors In Service |  |  | MVAr | 0 |  | 0 | 0 | 0 | 0 | 0 | 0 | 0 | 0 | 0 | 0 | 0 | 0 | 0 | 0 | 0 | 0 | 0 | 0 | 0 | 0 | 0 | 0 | 0 | 0 | 0
|  |  |  | PF |  |  |  | 0 |  | 0 | 0.9 | 0.9 | 0.9 | 0.9 | 0.9 | 0.9 | 0.9 | 0.9 | 0.9 | 0.9 | 0.9 | 0.9 | 0.9 | 0.9 | 0.9 | 0.9 | 0.9 | 0.9 | 0.9 | 0.9 | 0.9 | 0.9 | 0.9 | 0.9
| #VALUE! | Uncompensated |  | Reactive Power |  |  | MVAr | 0 |  | 0 | 3.488 | 5.232 | 6.976 | 6.976 | 6.976 | 6.976 | 6.976 | 6.976 | 6.976 | 6.976 | 6.976 | 6.976 | 6.976 | 6.976 | 6.976 | 6.976 | 6.976 | 6.976 | 6.976 | 6.976 | 6.976 | 6.976 | 6.976 | 6.976
|  |  |  | PF |  |  |  | 0 |  | 0 | 0.9 | 0.9 | 0.9 | 0.9 | 0.9 | 0.9 | 0.9 | 0.9 | 0.9 | 0.9 | 0.9 | 0.9 | 0.9 | 0.9 | 0.9 | 0.9 | 0.9 | 0.9 | 0.9 | 0.9 | 0.9 | 0.9 | 0.9 | 0.9
[10 empty] | 1 | 2 | 3 | 4 | 5 | 6 | 7 | 8 | 9 | 10 | 11 | 12 | 13 | 14 | 15 | 16 | 17 | 18 | 19 | 20 | 21 | 22 | 23 | 24 | 25
Transformer Load Detail
[7 empty] | Units | 13/14 |  | 14/15 | 15/16 | 16/17 | 17/18 | 18/19 | 19/20 | 20/21 | 21/22 | 22/23 | 23/24 | 24/25 | 25/26 | 26/27 | 27/28 | 28/29 | 29/30 | 30/31 | 31/32 | 32/33 | 33/34 | 34/35 | 35/36 | 36/37 | 37/38 | 38/39
| 0 | Compensated |  | Load (LV side) |  |  | Amps
|  |  |  | Apparent Power |  |  | MVA
|  |  |  | Real Power |  |  | MW
|  |  |  | Reactive Power |  |  | MVAr
|  |  |  | Capacitors In Service |  |  | MVAr
PF
| Zone Div: | Uncompensated |  | Reactive Power |  |  | MVAr
PF
| 0 | Compensated |  | Load (LV side) |  |  | Amps
|  |  |  | Apparent Power |  |  | MVA
|  |  |  | Real Power |  |  | MW
|  |  |  | Reactive Power |  |  | MVAr
|  |  |  | Capacitors In Service |  |  | MVAr
PF
| Zone Div: | Uncompensated |  | Reactive Power |  |  | MVAr
PF
| 0 | Compensated |  | Load (LV side) |  |  | Amps
|  |  |  | Apparent Power |  |  | MVA
|  |  |  | Real Power |  |  | MW
|  |  |  | Reactive Power |  |  | MVAr
|  |  |  | Capacitors In Service |  |  | MVAr
PF
| Zone Div: | Uncompensated |  | Reactive Power |  |  | MVAr
PF
| 0 | Compensated |  | Load (LV side) |  |  | Amps
|  |  |  | Apparent Power |  |  | MVA
|  |  |  | Real Power |  |  | MW
|  |  |  | Reactive Power |  |  | MVAr
|  |  |  | Capacitors In Service |  |  | MVAr
PF
| Zone Div: | Uncompensated |  | Reactive Power |  |  | MVAr
PF
| 0 | Compensated |  | Load (LV side) |  |  | Amps
|  |  |  | Apparent Power |  |  | MVA
|  |  |  | Real Power |  |  | MW
|  |  |  | Reactive Power |  |  | MVAr
|  |  |  | Capacitors In Service |  |  | MVAr
PF
| Zone Div: | Uncompensated |  | Reactive Power |  |  | MVAr
PF
| 0 | Compensated |  | Load (LV side) |  |  | Amps
|  |  |  | Apparent Power |  |  | MVA
|  |  |  | Real Power |  |  | MW
|  |  |  | Reactive Power |  |  | MVAr
|  |  |  | Capacitors In Service |  |  | MVAr
PF
| Zone Div: | Uncompensated |  | Reactive Power |  |  | MVAr
PF
| 0 | Compensated |  | Load (LV side) |  |  | Amps
|  |  |  | Apparent Power |  |  | MVA
|  |  |  | Real Power |  |  | MW
|  |  |  | Reactive Power |  |  | MVAr
|  |  |  | Capacitors In Service |  |  | MVAr
PF
| Zone Div: | Uncompensated |  | Reactive Power |  |  | MVAr
PF
| 0 | Compensated |  | Load (LV side) |  |  | Amps
|  |  |  | Apparent Power |  |  | MVA
|  |  |  | Real Power |  |  | MW
|  |  |  | Reactive Power |  |  | MVAr
|  |  |  | Capacitors In Service |  |  | MVAr
PF
| Zone Div: | Uncompensated |  | Reactive Power |  |  | MVAr
PF
| 0 | Compensated |  | Load (LV side) |  |  | Amps
|  |  |  | Apparent Power |  |  | MVA
|  |  |  | Real Power |  |  | MW
|  |  |  | Reactive Power |  |  | MVAr
|  |  |  | Capacitors In Service |  |  | MVAr
PF
| Zone Div: | Uncompensated |  | Reactive Power |  |  | MVAr
PF
| 0 | Compensated |  | Load (LV side) |  |  | Amps
|  |  |  | Apparent Power |  |  | MVA
|  |  |  | Real Power |  |  | MW
|  |  |  | Reactive Power |  |  | MVAr
|  |  |  | Capacitors In Service |  |  | MVAr
PF
| Zone Div: | Uncompensated |  | Reactive Power |  |  | MVAr
PF

## Graving Dock No 1 33_11kV
| Graving Dock No 1 33_11kV | [16 empty] | 2015 | SUMMER
| Substation Total Loads | [33 empty] | Spots & Transfers Detail
| Historical Loads | (11kV Amps) | [7 empty] | Weather Corrected Forecast Loads |  |  |  | (11kV Amps) | [20 empty] | Spots & Transfers Summary | (11kV Amps) |  | Historical Spots & Transfers | [6 empty] | Forecast Spots & Transfers
|  | 07/08 | 08/09 | 09/10 | 10/11 | 11/12 | 12/13 | 13/14 |  | 14/15 | 15/16 | 16/17 | 17/18 | 18/19 | 19/20 | 20/21 | 21/22 | 22/23 | 23/24 | 24/25 | 25/26 | 26/27 | 27/28 | 28/29 | 29/30 | 30/31 | 31/32 | 32/33 | 33/34 | 34/35 | 35/36 | 36/37 | 37/38 | 38/39 |  |  |  | 07/08 | 08/09 | 09/10 | 10/11 | 11/12 | 12/13 | 13/14 | 14/15 | 15/16 | 16/17 | 17/18 | 18/19 | 19/20 | 20/21 | 21/22 | 22/23 | 23/24 | 24/25 | 25/26 | 26/27 | 27/28 | 28/29 | 29/30 | 30/31 | 31/32 | 32/33 | 33/34 | 34/35 | 35/36 | 36/37 | 37/38 | 38/39
| Total | 383 | 401 | 359 | 365 | 320 | 424 | 343 |  | 372 | 372 | 372 | 372 | 372 | 372 | 372 | 372 | 372 | 372 | 372 | 372 | 372 | 372 | 372 | 372 | 372 | 372 | 372 | 372 | 372 | 372 | 372 | 372 | 372 |  |  | Total | 0 | 0 | 0 | 0 | 0 | 0 | 0 | 0 | 0 | 0 | 0 | 0 | 0 | 0 | 0 | 0 | 0 | 0 | 0 | 0 | 0 | 0 | 0 | 0 | 0 | 0 | 0 | 0 | 0 | 0 | 0 | 0
| Firm Rating | 0 | 0 | 0 | 0 | 0 | 0 | 0 |  | 0 | 0 | 0 | 0 | 0 | 0 | 0 | 0 | 0 | 0 | 0 | 0 | 0 | 0 | 0 | 0 | 0 | 0 | 0 | 0 | 0 | 0 | 0 | 0 | 0
| Total Capacity | 0 | 0 | 0 | 0 | 0 | 0 | 1164 |  | 1164 | 1164 | 1164 | 1164 | 1164 | 1164 | 1164 | 1164 | 1164 | 1164 | 1164 | 1164 | 1164 | 1164 | 1164 | 1164 | 1164 | 1164 | 1164 | 1164 | 1164 | 1164 | 1164 | 1164 | 1164 |  |  | Graving Dock No 1 33_11kV Tx1 | 0 | 0 | 0 | 0 | 0 | 0 | 0 | 0 | 0 | 0 | 0 | 0 | 0 | 0 | 0 | 0 | 0 | 0 | 0 | 0 | 0 | 0 | 0 | 0 | 0 | 0 | 0 | 0 | 0 | 0 | 0 | 0
|  | -7 | -6 | -5 | -4 | -3 | -2 | -1 |  | 0 | 1 | 2 | 3 | 4 | 5 | 6 | 7 | 8 | 9 | 10 | 11 | 12 | 13 | 14 | 15 | 16 | 17 | 18 | 19 | 20 | 21 | 22 | 23 | 24 |  |  |  | 0 | 0 | 0 | 0 | 0 | 0 | 0 | 0 | 0 | 0 | 0 | 0 | 0 | 0 | 0 | 0 | 0 | 0 | 0 | 0 | 0 | 0 | 0 | 0 | 0 | 0 | 0 | 0 | 0 | 0 | 0 | 0
| Transformer Loads | [36 empty] | 0 | 0 | 0 | 0 | 0 | 0 | 0 | 0 | 0 | 0 | 0 | 0 | 0 | 0 | 0 | 0 | 0 | 0 | 0 | 0 | 0 | 0 | 0 | 0 | 0 | 0 | 0 | 0 | 0 | 0 | 0 | 0
| Historical Loads | (11kV Amps) | [7 empty] | Weather Corrected Forecast Loads |  |  |  | (11kV Amps) | [23 empty] | 0 | 0 | 0 | 0 | 0 | 0 | 0 | 0 | 0 | 0 | 0 | 0 | 0 | 0 | 0 | 0 | 0 | 0 | 0 | 0 | 0 | 0 | 0 | 0 | 0 | 0 | 0 | 0 | 0 | 0 | 0 | 0
|  | 07/08 | 08/09 | 09/10 | 10/11 | 11/12 | 12/13 | 13/14 |  | 14/15 | 15/16 | 16/17 | 17/18 | 18/19 | 19/20 | 20/21 | 21/22 | 22/23 | 23/24 | 24/25 | 25/26 | 26/27 | 27/28 | 28/29 | 29/30 | 30/31 | 31/32 | 32/33 | 33/34 | 34/35 | 35/36 | 36/37 | 37/38 | 38/39 |  |  |  | 0 | 0 | 0 | 0 | 0 | 0 | 0 | 0 | 0 | 0 | 0 | 0 | 0 | 0 | 0 | 0 | 0 | 0 | 0 | 0 | 0 | 0 | 0 | 0 | 0 | 0 | 0 | 0 | 0 | 0 | 0 | 0
| 0 | [36 empty] | 0 | 0 | 0 | 0 | 0 | 0 | 0 | 0 | 0 | 0 | 0 | 0 | 0 | 0 | 0 | 0 | 0 | 0 | 0 | 0 | 0 | 0 | 0 | 0 | 0 | 0 | 0 | 0 | 0 | 0 | 0 | 0
| Diversity Factor: 0 | [36 empty] | 0 | 0 | 0 | 0 | 0 | 0 | 0 | 0 | 0 | 0 | 0 | 0 | 0 | 0 | 0 | 0 | 0 | 0 | 0 | 0 | 0 | 0 | 0 | 0 | 0 | 0 | 0 | 0 | 0 | 0 | 0 | 0
[38 empty] | 0 | 0 | 0 | 0 | 0 | 0 | 0 | 0 | 0 | 0 | 0 | 0 | 0 | 0 | 0 | 0 | 0 | 0 | 0 | 0 | 0 | 0 | 0 | 0 | 0 | 0 | 0 | 0 | 0 | 0 | 0 | 0
[38 empty] | 0 | 0 | 0 | 0 | 0 | 0 | 0 | 0 | 0 | 0 | 0 | 0 | 0 | 0 | 0 | 0 | 0 | 0 | 0 | 0 | 0 | 0 | 0 | 0 | 0 | 0 | 0 | 0 | 0 | 0 | 0 | 0
| 0 | [36 empty] | 0 | 0 | 0 | 0 | 0 | 0 | 0 | 0 | 0 | 0 | 0 | 0 | 0 | 0 | 0 | 0 | 0 | 0 | 0 | 0 | 0 | 0 | 0 | 0 | 0 | 0 | 0 | 0 | 0 | 0 | 0 | 0
Diversity Factor: 0
[38 empty] | Historical Spots & Transfers | [6 empty] | Forecast Spots & Transfers
[35 empty] | Project Name | From | To | 07/08 | 08/09 | 09/10 | 10/11 | 11/12 | 12/13 | 13/14 | 14/15 | 15/16 | 16/17 | 17/18 | 18/19 | 19/20 | 20/21 | 21/22 | 22/23 | 23/24 | 24/25 | 25/26 | 26/27 | 27/28 | 28/29 | 29/30 | 30/31 | 31/32 | 32/33 | 33/34 | 34/35 | 35/36 | 36/37 | 37/38 | 38/39
| 0 | [33 empty] | Econometric |  | Graving Dock No 1 33_11kV Tx1 | 0 | 0 | 0 | 0 | 0 | 0 | 0 | 0 | 0 | 0 | 0 | 0 | 0 | 0 | 0 | 0 | 0 | 0 | 0 | 0 | 0 | 0 | 0 | 0 | 0 | 0 | 0 | 0 | 0 | 0 | 0 | 0
| Diversity Factor: 0 | [33 empty] | Energy Efficiency |  | Graving Dock No 1 33_11kV Tx1 | 0 | 0 | 0 | 0 | 0 | 0 | 0 | 0 | 0 | 0 | 0 | 0 | 0 | 0 | 0 | 0 | 0 | 0 | 0 | 0 | 0 | 0 | 0 | 0 | 0 | 0 | 0 | 0 | 0 | 0 | 0 | 0
[35 empty] | Solar PV |  | Graving Dock No 1 33_11kV Tx1 | 0 | 0 | 0 | 0 | 0 | 0 | 0 | 0 | 0 | 0 | 0 | 0 | 0 | 0 | 0 | 0 | 0 | 0 | 0 | 0 | 0 | 0 | 0 | 0 | 0 | 0 | 0 | 0 | 0 | 0 | 0 | 0
0
Diversity Factor: 0
0
Diversity Factor: 0
0
Diversity Factor: 0
0
Diversity Factor: 0
0
Diversity Factor: 0
0
Diversity Factor: 0
0
Diversity Factor: 0
| Weather Correction and Public Holiday Factors | [8 empty] | Forecast ROG
ROG Justification
| Actual loads for season 13/14 have been weather corrected by the following: | [6 empty] | 0% |  | customer substation | [59 empty] | customer substation
1 | 2 | 3 | 4 | 5 | 6 | 7 | 8 | 9 | 10 | 14/15 | 15/16 | 16/17 | 17/18 | 18/19 | 19/20 | 20/21 | 21/22 | 22/23 | 23/24 | 24/25 | 25/26 | 26/27 | 27/28 | 28/29 | 29/30 | 30/31 | 31/32 | 32/33 | 33/34 | 34/35 | 35/36 | 36/37 | 37/38 | 38/39
1 | 1 | 1 | 1 | 1 | 1 | 1 | 1 | 1 | 1 | 0% | 0% | 0% | 0% | 0% | 0% | 0% | 0% | 0% | 0% | 0% | 0% | 0% | 0% | 0% | 0% | 0% | 0% | 0% | 0% | 0% | 0% | 0% | 0% | 0%
Substation Load Detail
[7 empty] | Units | 13/14 |  | 14/15 | 15/16 | 16/17 | 17/18 | 18/19 | 19/20 | 20/21 | 21/22 | 22/23 | 23/24 | 24/25 | 25/26 | 26/27 | 27/28 | 28/29 | 29/30 | 30/31 | 31/32 | 32/33 | 33/34 | 34/35 | 35/36 | 36/37 | 37/38 | 38/39
1 | Graving Dock No 1 33_11kV | Compensated |  | Load (LV side) |  |  | Amps | 343 | 372 | 372 | 372 | 372 | 372 | 372 | 372 | 372 | 372 | 372 | 372 | 372 | 372 | 372 | 372 | 372 | 372 | 372 | 372 | 372 | 372 | 372 | 372 | 372 | 372 | 372
|  |  |  | Apparent Power |  |  | MVA | 6.535 |  | 7.0876 | 7.0876 | 7.0876 | 7.0876 | 7.0876 | 7.0876 | 7.0876 | 7.0876 | 7.0876 | 7.0876 | 7.0876 | 7.0876 | 7.0876 | 7.0876 | 7.0876 | 7.0876 | 7.0876 | 7.0876 | 7.0876 | 7.0876 | 7.0876 | 7.0876 | 7.0876 | 7.0876 | 7.0876
|  |  |  | Real Power |  |  | MW | 5.1627 | 5.5992 | 5.5992 | 5.5992 | 5.5992 | 5.5992 | 5.5992 | 5.5992 | 5.5992 | 5.5992 | 5.5992 | 5.5992 | 5.5992 | 5.5992 | 5.5992 | 5.5992 | 5.5992 | 5.5992 | 5.5992 | 5.5992 | 5.5992 | 5.5992 | 5.5992 | 5.5992 | 5.5992 | 5.5992 | 5.5992
|  |  |  | Reactive Power |  |  | MVAr | 4.0067 |  | 4.3454 | 4.3454 | 4.3454 | 4.3454 | 4.3454 | 4.3454 | 4.3454 | 4.3454 | 4.3454 | 4.3454 | 4.3454 | 4.3454 | 4.3454 | 4.3454 | 4.3454 | 4.3454 | 4.3454 | 4.3454 | 4.3454 | 4.3454 | 4.3454 | 4.3454 | 4.3454 | 4.3454 | 4.3454
|  |  |  | Capacitors In Service |  |  | MVAr | 0 |  | 0 | 0 | 0 | 0 | 0 | 0 | 0 | 0 | 0 | 0 | 0 | 0 | 0 | 0 | 0 | 0 | 0 | 0 | 0 | 0 | 0 | 0 | 0 | 0 | 0
|  |  |  | PF |  |  |  | 0.79 |  | 0.79 | 0.79 | 0.79 | 0.79 | 0.79 | 0.79 | 0.79 | 0.79 | 0.79 | 0.79 | 0.79 | 0.79 | 0.79 | 0.79 | 0.79 | 0.79 | 0.79 | 0.79 | 0.79 | 0.79 | 0.79 | 0.79 | 0.79 | 0.79 | 0.79
0.69169 | Diversity Factor: 0.69 | Uncompensated |  | Reactive Power |  |  | MVAr | 4.0067 | 4.3454 | 4.3454 | 4.3454 | 4.3454 | 4.3454 | 4.3454 | 4.3454 | 4.3454 | 4.3454 | 4.3454 | 4.3454 | 4.3454 | 4.3454 | 4.3454 | 4.3454 | 4.3454 | 4.3454 | 4.3454 | 4.3454 | 4.3454 | 4.3454 | 4.3454 | 4.3454 | 4.3454 | 4.3454 | 4.3454
|  |  |  | PF |  |  |  | 0.79 |  | 0.79 | 0.79 | 0.79 | 0.79 | 0.79 | 0.79 | 0.79 | 0.79 | 0.79 | 0.79 | 0.79 | 0.79 | 0.79 | 0.79 | 0.79 | 0.79 | 0.79 | 0.79 | 0.79 | 0.79 | 0.79 | 0.79 | 0.79 | 0.79 | 0.79
[10 empty] | 1 | 2 | 3 | 4 | 5 | 6 | 7 | 8 | 9 | 10 | 11 | 12 | 13 | 14 | 15 | 16 | 17 | 18 | 19 | 20 | 21 | 22 | 23 | 24 | 25
Transformer Load Detail
[7 empty] | Units | 13/14 |  | 14/15 | 15/16 | 16/17 | 17/18 | 18/19 | 19/20 | 20/21 | 21/22 | 22/23 | 23/24 | 24/25 | 25/26 | 26/27 | 27/28 | 28/29 | 29/30 | 30/31 | 31/32 | 32/33 | 33/34 | 34/35 | 35/36 | 36/37 | 37/38 | 38/39
| 0 | Compensated |  | Load (LV side) |  |  | Amps
|  |  |  | Apparent Power |  |  | MVA
|  |  |  | Real Power |  |  | MW
|  |  |  | Reactive Power |  |  | MVAr
|  |  |  | Capacitors In Service |  |  | MVAr
PF
| Zone Div: | Uncompensated |  | Reactive Power |  |  | MVAr
PF
| 0 | Compensated |  | Load (LV side) |  |  | Amps
|  |  |  | Apparent Power |  |  | MVA
|  |  |  | Real Power |  |  | MW
|  |  |  | Reactive Power |  |  | MVAr
|  |  |  | Capacitors In Service |  |  | MVAr
PF
| Zone Div: | Uncompensated |  | Reactive Power |  |  | MVAr
PF
| 0 | Compensated |  | Load (LV side) |  |  | Amps
|  |  |  | Apparent Power |  |  | MVA
|  |  |  | Real Power |  |  | MW
|  |  |  | Reactive Power |  |  | MVAr
|  |  |  | Capacitors In Service |  |  | MVAr
PF
| Zone Div: | Uncompensated |  | Reactive Power |  |  | MVAr
PF
| 0 | Compensated |  | Load (LV side) |  |  | Amps
|  |  |  | Apparent Power |  |  | MVA
|  |  |  | Real Power |  |  | MW
|  |  |  | Reactive Power |  |  | MVAr
|  |  |  | Capacitors In Service |  |  | MVAr
PF
| Zone Div: | Uncompensated |  | Reactive Power |  |  | MVAr
PF
| 0 | Compensated |  | Load (LV side) |  |  | Amps
|  |  |  | Apparent Power |  |  | MVA
|  |  |  | Real Power |  |  | MW
|  |  |  | Reactive Power |  |  | MVAr
|  |  |  | Capacitors In Service |  |  | MVAr
PF
| Zone Div: | Uncompensated |  | Reactive Power |  |  | MVAr
PF
| 0 | Compensated |  | Load (LV side) |  |  | Amps
|  |  |  | Apparent Power |  |  | MVA
|  |  |  | Real Power |  |  | MW
|  |  |  | Reactive Power |  |  | MVAr
|  |  |  | Capacitors In Service |  |  | MVAr
PF
| Zone Div: | Uncompensated |  | Reactive Power |  |  | MVAr
PF
| 0 | Compensated |  | Load (LV side) |  |  | Amps
|  |  |  | Apparent Power |  |  | MVA
|  |  |  | Real Power |  |  | MW
|  |  |  | Reactive Power |  |  | MVAr
|  |  |  | Capacitors In Service |  |  | MVAr
PF
| Zone Div: | Uncompensated |  | Reactive Power |  |  | MVAr
PF
| 0 | Compensated |  | Load (LV side) |  |  | Amps
|  |  |  | Apparent Power |  |  | MVA
|  |  |  | Real Power |  |  | MW
|  |  |  | Reactive Power |  |  | MVAr
|  |  |  | Capacitors In Service |  |  | MVAr
PF
| Zone Div: | Uncompensated |  | Reactive Power |  |  | MVAr
PF
| 0 | Compensated |  | Load (LV side) |  |  | Amps
|  |  |  | Apparent Power |  |  | MVA
|  |  |  | Real Power |  |  | MW
|  |  |  | Reactive Power |  |  | MVAr
|  |  |  | Capacitors In Service |  |  | MVAr
PF
| Zone Div: | Uncompensated |  | Reactive Power |  |  | MVAr
PF
| 0 | Compensated |  | Load (LV side) |  |  | Amps
|  |  |  | Apparent Power |  |  | MVA
|  |  |  | Real Power |  |  | MW
|  |  |  | Reactive Power |  |  | MVAr
|  |  |  | Capacitors In Service |  |  | MVAr
PF
| Zone Div: | Uncompensated |  | Reactive Power |  |  | MVAr
PF

## Graving Dock No 2 33_11kV
| Graving Dock No 2 33_11kV | [16 empty] | 2015 | SUMMER
| Substation Total Loads | [33 empty] | Spots & Transfers Detail
| Historical Loads | (11kV Amps) | [7 empty] | Weather Corrected Forecast Loads |  |  |  | (11kV Amps) | [20 empty] | Spots & Transfers Summary | (11kV Amps) |  | Historical Spots & Transfers | [6 empty] | Forecast Spots & Transfers
|  | 07/08 | 08/09 | 09/10 | 10/11 | 11/12 | 12/13 | 13/14 |  | 14/15 | 15/16 | 16/17 | 17/18 | 18/19 | 19/20 | 20/21 | 21/22 | 22/23 | 23/24 | 24/25 | 25/26 | 26/27 | 27/28 | 28/29 | 29/30 | 30/31 | 31/32 | 32/33 | 33/34 | 34/35 | 35/36 | 36/37 | 37/38 | 38/39 |  |  |  | 07/08 | 08/09 | 09/10 | 10/11 | 11/12 | 12/13 | 13/14 | 14/15 | 15/16 | 16/17 | 17/18 | 18/19 | 19/20 | 20/21 | 21/22 | 22/23 | 23/24 | 24/25 | 25/26 | 26/27 | 27/28 | 28/29 | 29/30 | 30/31 | 31/32 | 32/33 | 33/34 | 34/35 | 35/36 | 36/37 | 37/38 | 38/39
| Total | 310 | 314 | 376 | 325 | 320 | 389 | 380 |  | 414 | 414 | 414 | 414 | 414 | 414 | 414 | 414 | 414 | 414 | 414 | 414 | 414 | 414 | 414 | 414 | 414 | 414 | 414 | 414 | 414 | 414 | 414 | 414 | 414 |  |  | Total | 0 | 0 | 0 | 0 | 0 | 0 | 0 | 0 | 0 | 0 | 0 | 0 | 0 | 0 | 0 | 0 | 0 | 0 | 0 | 0 | 0 | 0 | 0 | 0 | 0 | 0 | 0 | 0 | 0 | 0 | 0 | 0
| Firm Rating | 0 | 0 | 0 | 0 | 0 | 0 | 0 |  | 0 | 0 | 0 | 0 | 0 | 0 | 0 | 0 | 0 | 0 | 0 | 0 | 0 | 0 | 0 | 0 | 0 | 0 | 0 | 0 | 0 | 0 | 0 | 0 | 0
| Total Capacity | 0 | 0 | 0 | 0 | 0 | 0 | 981 |  | 981 | 981 | 981 | 981 | 981 | 981 | 981 | 981 | 981 | 981 | 981 | 981 | 981 | 981 | 981 | 981 | 981 | 981 | 981 | 981 | 981 | 981 | 981 | 981 | 981 |  |  | Graving Dock No 2 33_11kV Tx2 | 0 | 0 | 0 | 0 | 0 | 0 | 0 | 0 | 0 | 0 | 0 | 0 | 0 | 0 | 0 | 0 | 0 | 0 | 0 | 0 | 0 | 0 | 0 | 0 | 0 | 0 | 0 | 0 | 0 | 0 | 0 | 0
|  | -7 | -6 | -5 | -4 | -3 | -2 | -1 |  | 0 | 1 | 2 | 3 | 4 | 5 | 6 | 7 | 8 | 9 | 10 | 11 | 12 | 13 | 14 | 15 | 16 | 17 | 18 | 19 | 20 | 21 | 22 | 23 | 24 |  |  |  | 0 | 0 | 0 | 0 | 0 | 0 | 0 | 0 | 0 | 0 | 0 | 0 | 0 | 0 | 0 | 0 | 0 | 0 | 0 | 0 | 0 | 0 | 0 | 0 | 0 | 0 | 0 | 0 | 0 | 0 | 0 | 0
| Transformer Loads | [36 empty] | 0 | 0 | 0 | 0 | 0 | 0 | 0 | 0 | 0 | 0 | 0 | 0 | 0 | 0 | 0 | 0 | 0 | 0 | 0 | 0 | 0 | 0 | 0 | 0 | 0 | 0 | 0 | 0 | 0 | 0 | 0 | 0
| Historical Loads | (11kV Amps) | [7 empty] | Weather Corrected Forecast Loads |  |  |  | (11kV Amps) | [23 empty] | 0 | 0 | 0 | 0 | 0 | 0 | 0 | 0 | 0 | 0 | 0 | 0 | 0 | 0 | 0 | 0 | 0 | 0 | 0 | 0 | 0 | 0 | 0 | 0 | 0 | 0 | 0 | 0 | 0 | 0 | 0 | 0
|  | 07/08 | 08/09 | 09/10 | 10/11 | 11/12 | 12/13 | 13/14 |  | 14/15 | 15/16 | 16/17 | 17/18 | 18/19 | 19/20 | 20/21 | 21/22 | 22/23 | 23/24 | 24/25 | 25/26 | 26/27 | 27/28 | 28/29 | 29/30 | 30/31 | 31/32 | 32/33 | 33/34 | 34/35 | 35/36 | 36/37 | 37/38 | 38/39 |  |  |  | 0 | 0 | 0 | 0 | 0 | 0 | 0 | 0 | 0 | 0 | 0 | 0 | 0 | 0 | 0 | 0 | 0 | 0 | 0 | 0 | 0 | 0 | 0 | 0 | 0 | 0 | 0 | 0 | 0 | 0 | 0 | 0
| 0 | [36 empty] | 0 | 0 | 0 | 0 | 0 | 0 | 0 | 0 | 0 | 0 | 0 | 0 | 0 | 0 | 0 | 0 | 0 | 0 | 0 | 0 | 0 | 0 | 0 | 0 | 0 | 0 | 0 | 0 | 0 | 0 | 0 | 0
| Diversity Factor: 0 | [36 empty] | 0 | 0 | 0 | 0 | 0 | 0 | 0 | 0 | 0 | 0 | 0 | 0 | 0 | 0 | 0 | 0 | 0 | 0 | 0 | 0 | 0 | 0 | 0 | 0 | 0 | 0 | 0 | 0 | 0 | 0 | 0 | 0
[38 empty] | 0 | 0 | 0 | 0 | 0 | 0 | 0 | 0 | 0 | 0 | 0 | 0 | 0 | 0 | 0 | 0 | 0 | 0 | 0 | 0 | 0 | 0 | 0 | 0 | 0 | 0 | 0 | 0 | 0 | 0 | 0 | 0
[38 empty] | 0 | 0 | 0 | 0 | 0 | 0 | 0 | 0 | 0 | 0 | 0 | 0 | 0 | 0 | 0 | 0 | 0 | 0 | 0 | 0 | 0 | 0 | 0 | 0 | 0 | 0 | 0 | 0 | 0 | 0 | 0 | 0
| 0 | [36 empty] | 0 | 0 | 0 | 0 | 0 | 0 | 0 | 0 | 0 | 0 | 0 | 0 | 0 | 0 | 0 | 0 | 0 | 0 | 0 | 0 | 0 | 0 | 0 | 0 | 0 | 0 | 0 | 0 | 0 | 0 | 0 | 0
Diversity Factor: 0
[38 empty] | Historical Spots & Transfers | [6 empty] | Forecast Spots & Transfers
[35 empty] | Project Name | From | To | 07/08 | 08/09 | 09/10 | 10/11 | 11/12 | 12/13 | 13/14 | 14/15 | 15/16 | 16/17 | 17/18 | 18/19 | 19/20 | 20/21 | 21/22 | 22/23 | 23/24 | 24/25 | 25/26 | 26/27 | 27/28 | 28/29 | 29/30 | 30/31 | 31/32 | 32/33 | 33/34 | 34/35 | 35/36 | 36/37 | 37/38 | 38/39
| 0 | [33 empty] | Econometric |  | Graving Dock No 2 33_11kV Tx2 | 0 | 0 | 0 | 0 | 0 | 0 | 0 | 0 | 0 | 0 | 0 | 0 | 0 | 0 | 0 | 0 | 0 | 0 | 0 | 0 | 0 | 0 | 0 | 0 | 0 | 0 | 0 | 0 | 0 | 0 | 0 | 0
| Diversity Factor: 0 | [33 empty] | Energy Efficiency |  | Graving Dock No 2 33_11kV Tx2 | 0 | 0 | 0 | 0 | 0 | 0 | 0 | 0 | 0 | 0 | 0 | 0 | 0 | 0 | 0 | 0 | 0 | 0 | 0 | 0 | 0 | 0 | 0 | 0 | 0 | 0 | 0 | 0 | 0 | 0 | 0 | 0
[35 empty] | Solar PV |  | Graving Dock No 2 33_11kV Tx2 | 0 | 0 | 0 | 0 | 0 | 0 | 0 | 0 | 0 | 0 | 0 | 0 | 0 | 0 | 0 | 0 | 0 | 0 | 0 | 0 | 0 | 0 | 0 | 0 | 0 | 0 | 0 | 0 | 0 | 0 | 0 | 0
0
Diversity Factor: 0
0
Diversity Factor: 0
0
Diversity Factor: 0
0
Diversity Factor: 0
0
Diversity Factor: 0
0
Diversity Factor: 0
0
Diversity Factor: 0
| Weather Correction and Public Holiday Factors | [8 empty] | Forecast ROG
ROG Justification
| Actual loads for season 13/14 have been weather corrected by the following: | [6 empty] | 0% |  | customer substation | [59 empty] | customer substation
1 | 2 | 3 | 4 | 5 | 6 | 7 | 8 | 9 | 10 | 14/15 | 15/16 | 16/17 | 17/18 | 18/19 | 19/20 | 20/21 | 21/22 | 22/23 | 23/24 | 24/25 | 25/26 | 26/27 | 27/28 | 28/29 | 29/30 | 30/31 | 31/32 | 32/33 | 33/34 | 34/35 | 35/36 | 36/37 | 37/38 | 38/39
1 | 1 | 1 | 1 | 1 | 1 | 1 | 1 | 1 | 1 | 0% | 0% | 0% | 0% | 0% | 0% | 0% | 0% | 0% | 0% | 0% | 0% | 0% | 0% | 0% | 0% | 0% | 0% | 0% | 0% | 0% | 0% | 0% | 0% | 0%
Substation Load Detail
[7 empty] | Units | 13/14 |  | 14/15 | 15/16 | 16/17 | 17/18 | 18/19 | 19/20 | 20/21 | 21/22 | 22/23 | 23/24 | 24/25 | 25/26 | 26/27 | 27/28 | 28/29 | 29/30 | 30/31 | 31/32 | 32/33 | 33/34 | 34/35 | 35/36 | 36/37 | 37/38 | 38/39
1 | Graving Dock No 2 33_11kV | Compensated |  | Load (LV side) |  |  | Amps | 380 | 414 | 414 | 414 | 414 | 414 | 414 | 414 | 414 | 414 | 414 | 414 | 414 | 414 | 414 | 414 | 414 | 414 | 414 | 414 | 414 | 414 | 414 | 414 | 414 | 414 | 414
|  |  |  | Apparent Power |  |  | MVA | 7.24 |  | 7.8878 | 7.8878 | 7.8878 | 7.8878 | 7.8878 | 7.8878 | 7.8878 | 7.8878 | 7.8878 | 7.8878 | 7.8878 | 7.8878 | 7.8878 | 7.8878 | 7.8878 | 7.8878 | 7.8878 | 7.8878 | 7.8878 | 7.8878 | 7.8878 | 7.8878 | 7.8878 | 7.8878 | 7.8878
|  |  |  | Real Power |  |  | MW | 7.0228 | 7.6511 | 7.6511 | 7.6511 | 7.6511 | 7.6511 | 7.6511 | 7.6511 | 7.6511 | 7.6511 | 7.6511 | 7.6511 | 7.6511 | 7.6511 | 7.6511 | 7.6511 | 7.6511 | 7.6511 | 7.6511 | 7.6511 | 7.6511 | 7.6511 | 7.6511 | 7.6511 | 7.6511 | 7.6511 | 7.6511
|  |  |  | Reactive Power |  |  | MVAr | 1.7601 |  | 1.9176 | 1.9176 | 1.9176 | 1.9176 | 1.9176 | 1.9176 | 1.9176 | 1.9176 | 1.9176 | 1.9176 | 1.9176 | 1.9176 | 1.9176 | 1.9176 | 1.9176 | 1.9176 | 1.9176 | 1.9176 | 1.9176 | 1.9176 | 1.9176 | 1.9176 | 1.9176 | 1.9176 | 1.9176
|  |  |  | Capacitors In Service |  |  | MVAr | 0 |  | 0 | 0 | 0 | 0 | 0 | 0 | 0 | 0 | 0 | 0 | 0 | 0 | 0 | 0 | 0 | 0 | 0 | 0 | 0 | 0 | 0 | 0 | 0 | 0 | 0
|  |  |  | PF |  |  |  | 0.97 |  | 0.97 | 0.97 | 0.97 | 0.97 | 0.97 | 0.97 | 0.97 | 0.97 | 0.97 | 0.97 | 0.97 | 0.97 | 0.97 | 0.97 | 0.97 | 0.97 | 0.97 | 0.97 | 0.97 | 0.97 | 0.97 | 0.97 | 0.97 | 0.97 | 0.97
0.67043 | Diversity Factor: 0.67 | Uncompensated |  | Reactive Power |  |  | MVAr | 1.7601 | 1.9176 | 1.9176 | 1.9176 | 1.9176 | 1.9176 | 1.9176 | 1.9176 | 1.9176 | 1.9176 | 1.9176 | 1.9176 | 1.9176 | 1.9176 | 1.9176 | 1.9176 | 1.9176 | 1.9176 | 1.9176 | 1.9176 | 1.9176 | 1.9176 | 1.9176 | 1.9176 | 1.9176 | 1.9176 | 1.9176
|  |  |  | PF |  |  |  | 0.97 |  | 0.97 | 0.97 | 0.97 | 0.97 | 0.97 | 0.97 | 0.97 | 0.97 | 0.97 | 0.97 | 0.97 | 0.97 | 0.97 | 0.97 | 0.97 | 0.97 | 0.97 | 0.97 | 0.97 | 0.97 | 0.97 | 0.97 | 0.97 | 0.97 | 0.97
[10 empty] | 1 | 2 | 3 | 4 | 5 | 6 | 7 | 8 | 9 | 10 | 11 | 12 | 13 | 14 | 15 | 16 | 17 | 18 | 19 | 20 | 21 | 22 | 23 | 24 | 25
Transformer Load Detail
[7 empty] | Units | 13/14 |  | 14/15 | 15/16 | 16/17 | 17/18 | 18/19 | 19/20 | 20/21 | 21/22 | 22/23 | 23/24 | 24/25 | 25/26 | 26/27 | 27/28 | 28/29 | 29/30 | 30/31 | 31/32 | 32/33 | 33/34 | 34/35 | 35/36 | 36/37 | 37/38 | 38/39
| 0 | Compensated |  | Load (LV side) |  |  | Amps
|  |  |  | Apparent Power |  |  | MVA
|  |  |  | Real Power |  |  | MW
|  |  |  | Reactive Power |  |  | MVAr
|  |  |  | Capacitors In Service |  |  | MVAr
PF
| Zone Div: | Uncompensated |  | Reactive Power |  |  | MVAr
PF
| 0 | Compensated |  | Load (LV side) |  |  | Amps
|  |  |  | Apparent Power |  |  | MVA
|  |  |  | Real Power |  |  | MW
|  |  |  | Reactive Power |  |  | MVAr
|  |  |  | Capacitors In Service |  |  | MVAr
PF
| Zone Div: | Uncompensated |  | Reactive Power |  |  | MVAr
PF
| 0 | Compensated |  | Load (LV side) |  |  | Amps
|  |  |  | Apparent Power |  |  | MVA
|  |  |  | Real Power |  |  | MW
|  |  |  | Reactive Power |  |  | MVAr
|  |  |  | Capacitors In Service |  |  | MVAr
PF
| Zone Div: | Uncompensated |  | Reactive Power |  |  | MVAr
PF
| 0 | Compensated |  | Load (LV side) |  |  | Amps
|  |  |  | Apparent Power |  |  | MVA
|  |  |  | Real Power |  |  | MW
|  |  |  | Reactive Power |  |  | MVAr
|  |  |  | Capacitors In Service |  |  | MVAr
PF
| Zone Div: | Uncompensated |  | Reactive Power |  |  | MVAr
PF
| 0 | Compensated |  | Load (LV side) |  |  | Amps
|  |  |  | Apparent Power |  |  | MVA
|  |  |  | Real Power |  |  | MW
|  |  |  | Reactive Power |  |  | MVAr
|  |  |  | Capacitors In Service |  |  | MVAr
PF
| Zone Div: | Uncompensated |  | Reactive Power |  |  | MVAr
PF
| 0 | Compensated |  | Load (LV side) |  |  | Amps
|  |  |  | Apparent Power |  |  | MVA
|  |  |  | Real Power |  |  | MW
|  |  |  | Reactive Power |  |  | MVAr
|  |  |  | Capacitors In Service |  |  | MVAr
PF
| Zone Div: | Uncompensated |  | Reactive Power |  |  | MVAr
PF
| 0 | Compensated |  | Load (LV side) |  |  | Amps
|  |  |  | Apparent Power |  |  | MVA
|  |  |  | Real Power |  |  | MW
|  |  |  | Reactive Power |  |  | MVAr
|  |  |  | Capacitors In Service |  |  | MVAr
PF
| Zone Div: | Uncompensated |  | Reactive Power |  |  | MVAr
PF
| 0 | Compensated |  | Load (LV side) |  |  | Amps
|  |  |  | Apparent Power |  |  | MVA
|  |  |  | Real Power |  |  | MW
|  |  |  | Reactive Power |  |  | MVAr
|  |  |  | Capacitors In Service |  |  | MVAr
PF
| Zone Div: | Uncompensated |  | Reactive Power |  |  | MVAr
PF
| 0 | Compensated |  | Load (LV side) |  |  | Amps
|  |  |  | Apparent Power |  |  | MVA
|  |  |  | Real Power |  |  | MW
|  |  |  | Reactive Power |  |  | MVAr
|  |  |  | Capacitors In Service |  |  | MVAr
PF
| Zone Div: | Uncompensated |  | Reactive Power |  |  | MVAr
PF
| 0 | Compensated |  | Load (LV side) |  |  | Amps
|  |  |  | Apparent Power |  |  | MVA
|  |  |  | Real Power |  |  | MW
|  |  |  | Reactive Power |  |  | MVAr
|  |  |  | Capacitors In Service |  |  | MVAr
PF
| Zone Div: | Uncompensated |  | Reactive Power |  |  | MVAr
PF

## Green Square 132_11kV
| Green Square 132_11kV | [16 empty] | 2015 | SUMMER
| Substation Total Loads | [33 empty] | Spots & Transfers Detail
| Historical Loads | (11kV Amps) | [7 empty] | Weather Corrected Forecast Loads |  |  |  | (11kV Amps) | [20 empty] | Spots & Transfers Summary | (11kV Amps) |  | Historical Spots & Transfers | [6 empty] | Forecast Spots & Transfers
|  | 07/08 | 08/09 | 09/10 | 10/11 | 11/12 | 12/13 | 13/14 |  | 14/15 | 15/16 | 16/17 | 17/18 | 18/19 | 19/20 | 20/21 | 21/22 | 22/23 | 23/24 | 24/25 | 25/26 | 26/27 | 27/28 | 28/29 | 29/30 | 30/31 | 31/32 | 32/33 | 33/34 | 34/35 | 35/36 | 36/37 | 37/38 | 38/39 |  |  |  | 07/08 | 08/09 | 09/10 | 10/11 | 11/12 | 12/13 | 13/14 | 14/15 | 15/16 | 16/17 | 17/18 | 18/19 | 19/20 | 20/21 | 21/22 | 22/23 | 23/24 | 24/25 | 25/26 | 26/27 | 27/28 | 28/29 | 29/30 | 30/31 | 31/32 | 32/33 | 33/34 | 34/35 | 35/36 | 36/37 | 37/38 | 38/39
| Total | 957 | 1244 | 1641 | 1816 | 1760 | 1809 | 1989 |  | 2284.381 | 2355.677 | 2236.696 | 2287.435 | 2338.351 | 2403.582 | 2491.58 | 2579.648 | 2658.049 | 2737.729 | 2813.159 | 2894.403 | 2976.037 | 3062.536 | 3151.81 | 3241.118 | 3329.89 | 3419.751 | 3510.712 | 3602.786 | 3695.987 | 3790.327 | 3885.818 | 3982.475 | 4080.31 |  |  | Total | 0 | 210 | 170 | -1.4397 | 115.849 | -72.6514 | 222.4095 | 153.1402 | 13.6211 | -158.6307 | 31.9148 | 50.9161 | 65.231 | 87.9982 | 88.0678 | 78.4009 | 79.68 | 75.4306 | 81.2432 | 81.6345 | 86.4987 | 89.2738 | 89.3088 | 88.7719 | 89.8603 | 90.9611 | 92.0745 | 93.2006 | 94.3396 | 95.4916 | 96.6567 | 97.8351
| Firm Rating | 0 | 0 | 0 | 0 | 0 | 0 | 6000 |  | 6000 | 6000 | 6000 | 6000 | 6000 | 6000 | 6000 | 6000 | 6000 | 6000 | 6000 | 6000 | 6000 | 6000 | 6000 | 6000 | 6000 | 6000 | 6000 | 6000 | 6000 | 6000 | 6000 | 6000 | 6000
| Total Capacity | 0 | 0 | 0 | 0 | 0 | 0 | 9000 |  | 9000 | 9000 | 9000 | 9000 | 9000 | 9000 | 9000 | 9000 | 9000 | 9000 | 9000 | 9000 | 9000 | 9000 | 9000 | 9000 | 9000 | 9000 | 9000 | 9000 | 9000 | 9000 | 9000 | 9000 | 9000 |  |  | Green Square 132_11kV Tx1 | 0 | 160 | 120 | -0.67543 | -0.54 | -0.30558 | -130.277 | 73.8341 | 20.9888 | 2.9881 | 14.9728 | 23.8872 | 30.603 | 41.2842 | 41.3168 | 36.7816 | 37.3817 | 35.3881 | 38.1151 | 38.2987 | 40.5807 | 41.8826 | 41.899 | 41.6472 | 42.1578 | 42.6742 | 43.1966 | 43.7249 | 44.2592 | 44.7997 | 45.3463 | 45.8991
|  | -7 | -6 | -5 | -4 | -3 | -2 | -1 |  | 0 | 1 | 2 | 3 | 4 | 5 | 6 | 7 | 8 | 9 | 10 | 11 | 12 | 13 | 14 | 15 | 16 | 17 | 18 | 19 | 20 | 21 | 22 | 23 | 24 |  |  | Green Square 132_11kV Tx2 | 0 | 50 | 50 | -0.40117 | -0.32073 | -72.1815 | -81.1645 | 121.4863 | -3.8673 | 1.7748 | 8.893 | 14.1877 | 18.1765 | 24.5206 | 24.54 | 21.8463 | 22.2027 | 21.0186 | 22.6383 | 22.7473 | 24.1027 | 24.876 | 24.8857 | 24.7362 | 25.0394 | 25.3462 | 25.6564 | 25.9702 | 26.2876 | 26.6086 | 26.9332 | 27.2616
| Transformer Loads | [35 empty] | Green Square 132_11kV Tx3 | 0 | 0 | 0 | -0.3631 | 116.7097 | -0.16427 | 433.8511 | -42.1802 | -3.5003 | -163.3936 | 8.049 | 12.8412 | 16.4515 | 22.1935 | 22.211 | 19.773 | 20.0956 | 19.0239 | 20.4898 | 20.5885 | 21.8153 | 22.5152 | 22.524 | 22.3886 | 22.6631 | 22.9407 | 23.2215 | 23.5055 | 23.7928 | 24.0833 | 24.3772 | 24.6744
| Historical Loads | (11kV Amps) | [7 empty] | Weather Corrected Forecast Loads |  |  |  | (11kV Amps) | [23 empty] | 0 | 0 | 0 | 0 | 0 | 0 | 0 | 0 | 0 | 0 | 0 | 0 | 0 | 0 | 0 | 0 | 0 | 0 | 0 | 0 | 0 | 0 | 0 | 0 | 0 | 0 | 0 | 0 | 0 | 0 | 0 | 0
|  | 07/08 | 08/09 | 09/10 | 10/11 | 11/12 | 12/13 | 13/14 |  | 14/15 | 15/16 | 16/17 | 17/18 | 18/19 | 19/20 | 20/21 | 21/22 | 22/23 | 23/24 | 24/25 | 25/26 | 26/27 | 27/28 | 28/29 | 29/30 | 30/31 | 31/32 | 32/33 | 33/34 | 34/35 | 35/36 | 36/37 | 37/38 | 38/39 |  |  |  | 0 | 0 | 0 | 0 | 0 | 0 | 0 | 0 | 0 | 0 | 0 | 0 | 0 | 0 | 0 | 0 | 0 | 0 | 0 | 0 | 0 | 0 | 0 | 0 | 0 | 0 | 0 | 0 | 0 | 0 | 0 | 0
| 0 | [36 empty] | 0 | 0 | 0 | 0 | 0 | 0 | 0 | 0 | 0 | 0 | 0 | 0 | 0 | 0 | 0 | 0 | 0 | 0 | 0 | 0 | 0 | 0 | 0 | 0 | 0 | 0 | 0 | 0 | 0 | 0 | 0 | 0
| Diversity Factor: 0 | [36 empty] | 0 | 0 | 0 | 0 | 0 | 0 | 0 | 0 | 0 | 0 | 0 | 0 | 0 | 0 | 0 | 0 | 0 | 0 | 0 | 0 | 0 | 0 | 0 | 0 | 0 | 0 | 0 | 0 | 0 | 0 | 0 | 0
[38 empty] | 0 | 0 | 0 | 0 | 0 | 0 | 0 | 0 | 0 | 0 | 0 | 0 | 0 | 0 | 0 | 0 | 0 | 0 | 0 | 0 | 0 | 0 | 0 | 0 | 0 | 0 | 0 | 0 | 0 | 0 | 0 | 0
[38 empty] | 0 | 0 | 0 | 0 | 0 | 0 | 0 | 0 | 0 | 0 | 0 | 0 | 0 | 0 | 0 | 0 | 0 | 0 | 0 | 0 | 0 | 0 | 0 | 0 | 0 | 0 | 0 | 0 | 0 | 0 | 0 | 0
| 0 | [36 empty] | 0 | 0 | 0 | 0 | 0 | 0 | 0 | 0 | 0 | 0 | 0 | 0 | 0 | 0 | 0 | 0 | 0 | 0 | 0 | 0 | 0 | 0 | 0 | 0 | 0 | 0 | 0 | 0 | 0 | 0 | 0 | 0
Diversity Factor: 0
[38 empty] | Historical Spots & Transfers | [6 empty] | Forecast Spots & Transfers
[35 empty] | Project Name | From | To | 07/08 | 08/09 | 09/10 | 10/11 | 11/12 | 12/13 | 13/14 | 14/15 | 15/16 | 16/17 | 17/18 | 18/19 | 19/20 | 20/21 | 21/22 | 22/23 | 23/24 | 24/25 | 25/26 | 26/27 | 27/28 | 28/29 | 29/30 | 30/31 | 31/32 | 32/33 | 33/34 | 34/35 | 35/36 | 36/37 | 37/38 | 38/39
| 0 | [33 empty] | Broad based demand management |  | Green Square 132_11kV Tx1 | 0 | 0 | 0 | 0 | 0 | 0 | 0 | -1.3364 | -4.2663 | -3.8301 | -3.2599 | -3.1697 | 0 | 0 | 0 | 0 | 0 | 0 | 0 | 0 | 0 | 0 | 0 | 0 | 0 | 0 | 0 | 0 | 0 | 0 | 0 | 0
| Diversity Factor: 0 | [33 empty] | Broad based demand management |  | Green Square 132_11kV Tx2 | 0 | 0 | 0 | 0 | 0 | 0 | 0 | -0.79374 | -2.534 | -2.2749 | -1.9362 | -1.8826 | 0 | 0 | 0 | 0 | 0 | 0 | 0 | 0 | 0 | 0 | 0 | 0 | 0 | 0 | 0 | 0 | 0 | 0 | 0 | 0
[35 empty] | Broad based demand management |  | Green Square 132_11kV Tx3 | 0 | 0 | 0 | 0 | 0 | 0 | 0 | -0.71842 | -2.2935 | -2.059 | -1.7525 | -1.7039 | 0 | 0 | 0 | 0 | 0 | 0 | 0 | 0 | 0 | 0 | 0 | 0 | 0 | 0 | 0 | 0 | 0 | 0 | 0 | 0
[35 empty] | DNP_ID: 6196. 11kV works for the retirement of Alexandria Zone substation - Stage 1 | St Peters 132_11kV Tx1 | Green Square 132_11kV Tx1 | 0 | 160 | 0 | 0 | 0 | 0 | 0 | 0 | 0 | 0 | 0 | 0 | 0 | 0 | 0 | 0 | 0 | 0 | 0 | 0 | 0 | 0 | 0 | 0 | 0 | 0 | 0 | 0 | 0 | 0 | 0 | 0
| 0 | [33 empty] | DNP_ID: 6196. 11kV works for the retirement of Alexandria Zone substation - Stage 1 | St Peters 132_11kV Tx3 | Green Square 132_11kV Tx2 | 0 | 50 | 0 | 0 | 0 | 0 | 0 | 0 | 0 | 0 | 0 | 0 | 0 | 0 | 0 | 0 | 0 | 0 | 0 | 0 | 0 | 0 | 0 | 0 | 0 | 0 | 0 | 0 | 0 | 0 | 0 | 0
| Diversity Factor: 0 | [33 empty] | DNP_ID: 6273. 11kV Work for the retirement of Alexandria Zone Substation - Stage 2 | Alexandria 33_5kV Tx2 | Green Square 132_11kV Tx1 | 0 | 0 | 120 | 0 | 0 | 0 | 0 | 0 | 0 | 0 | 0 | 0 | 0 | 0 | 0 | 0 | 0 | 0 | 0 | 0 | 0 | 0 | 0 | 0 | 0 | 0 | 0 | 0 | 0 | 0 | 0 | 0
[35 empty] | DNP_ID: 6273. 11kV Work for the retirement of Alexandria Zone Substation - Stage 2 | Alexandria 33_5kV Tx2 | Green Square 132_11kV Tx2 | 0 | 0 | 50 | 0 | 0 | 0 | 0 | 0 | 0 | 0 | 0 | 0 | 0 | 0 | 0 | 0 | 0 | 0 | 0 | 0 | 0 | 0 | 0 | 0 | 0 | 0 | 0 | 0 | 0 | 0 | 0 | 0
[35 empty] | DNP_ID: 6952. Southern Zetland Zone Development | Green Square 132_11kV Tx1 | Green Square 132_11kV Tx3 | 0 | 0 | 0 | 0 | 0 | 0 | 130 | 0 | 0 | 0 | 0 | 0 | 0 | 0 | 0 | 0 | 0 | 0 | 0 | 0 | 0 | 0 | 0 | 0 | 0 | 0 | 0 | 0 | 0 | 0 | 0 | 0
| 0 | [33 empty] | DNP_ID: 6952. Southern Zetland Zone Development | Green Square 132_11kV Tx3 | Zetland 132_11kV Tx2 | 0 | 0 | 0 | 0 | 0 | 0 | 0 | 160 | 0 | 0 | 0 | 0 | 0 | 0 | 0 | 0 | 0 | 0 | 0 | 0 | 0 | 0 | 0 | 0 | 0 | 0 | 0 | 0 | 0 | 0 | 0 | 0
| Diversity Factor: 0 | [33 empty] | DNP_ID: 6952. Southern Zetland Zone Development | Zetland 132_11kV Tx3 | Green Square 132_11kV Tx2 | 0 | 0 | 0 | 0 | 0 | 0 | 0 | 65 | 0 | 0 | 0 | 0 | 0 | 0 | 0 | 0 | 0 | 0 | 0 | 0 | 0 | 0 | 0 | 0 | 0 | 0 | 0 | 0 | 0 | 0 | 0 | 0
[35 empty] | DNP_ID: 6952. Southern Zetland Zone Development | Zetland 132_11kV Tx4 | Green Square 132_11kV Tx2 | 0 | 0 | 0 | 0 | 0 | 0 | 0 | 60 | 0 | 0 | 0 | 0 | 0 | 0 | 0 | 0 | 0 | 0 | 0 | 0 | 0 | 0 | 0 | 0 | 0 | 0 | 0 | 0 | 0 | 0 | 0 | 0
[35 empty] | DNP_ID: 6952. Southern Zetland Zone Development | Zetland 132_11kV Tx4 | Green Square 132_11kV Tx3 | 0 | 0 | 0 | 0 | 0 | 0 | 160 | 0 | 0 | 0 | 0 | 0 | 0 | 0 | 0 | 0 | 0 | 0 | 0 | 0 | 0 | 0 | 0 | 0 | 0 | 0 | 0 | 0 | 0 | 0 | 0 | 0
| 0 | [33 empty] | HVCON_ID: 2010322. Equinix - SYD 4 - Customer Funded - Equinix, Aurecon Hatch, 47 Bourke Road, Alexandria .S.48417 Equinix Bourk |  | Green Square 132_11kV Tx3 | 0 | 0 | 0 | 0 | 117 | 0 | 144 | 0 | 0 | -165 | 0 | 0 | 0 | 0 | 0 | 0 | 0 | 0 | 0 | 0 | 0 | 0 | 0 | 0 | 0 | 0 | 0 | 0 | 0 | 0 | 0 | 0
| Diversity Factor: 0 | [33 empty] | HVCON_ID: 2010423. Customer Funded - Purchase & Installation into our network - S.8956, S.7758 & S.8336 & Decommission EA subs - F Hannan Properties, South Sydney Corp Park (North) - including Data Centre, 55-65 Doody Street, Alexandria -Su |  | Green Square 132_11kV Tx2 | 0 | 0 | 0 | 0 | 0 | -72 | -81 | 0 | 0 | 0 | 0 | 0 | 0 | 0 | 0 | 0 | 0 | 0 | 0 | 0 | 0 | 0 | 0 | 0 | 0 | 0 | 0 | 0 | 0 | 0 | 0 | 0
[35 empty] | HVCON_ID: 2011623. Establishment of 2 x Basement Chamber Substations x S.61182 Cooper South Dowling No 1; S.61183 Cooper South Dowling No 2, 893 Dowling Street, Zetland |  | Green Square 132_11kV Tx1 | 0 | 0 | 0 | 0 | 0 | 0 | 0 | 52.25 | 0 | 0 | 0 | 0 | 0 | 0 | 0 | 0 | 0 | 0 | 0 | 0 | 0 | 0 | 0 | 0 | 0 | 0 | 0 | 0 | 0 | 0 | 0 | 0
[35 empty] | HVCON_ID: 2013194. Establishment of HVC RM6 STAGE 2, CP63767 Bourke Huntley No.4 47 Bourke Rd Alexandria. Equinix Data Center |  | Green Square 132_11kV Tx3 | 0 | 0 | 0 | 0 | 0 | 0 | 0 | 121 | 0 | 0 | 0 | 0 | 0 | 0 | 0 | 0 | 0 | 0 | 0 | 0 | 0 | 0 | 0 | 0 | 0 | 0 | 0 | 0 | 0 | 0 | 0 | 0
| 0 | [33 empty] | HVCON_ID: 2013325. Establishment of 3TX BC S.64185 Wyndham Bourke and Decommission KE S.6181 Bourke O'Riordan, 296-298 Botany Rd, Alexandria (Emerald City) |  | Green Square 132_11kV Tx1 | 0 | 0 | 0 | 0 | 0 | 0 | 0 | 27.5 | 0 | 0 | 0 | 0 | 0 | 0 | 0 | 0 | 0 | 0 | 0 | 0 | 0 | 0 | 0 | 0 | 0 | 0 | 0 | 0 | 0 | 0 | 0 | 0
| Diversity Factor: 0 | [33 empty] | HVCON_ID: 2014046. Est customer S.64737 O’Riordan Reserve No.2 & S.64738 O’Riordan Reserve No.3 |  | Green Square 132_11kV Tx1 | 0 | 0 | 0 | 0 | 0 | 0 | 0 | 0 | 27.5 | 0 | 0 | 0 | 0 | 0 | 0 | 0 | 0 | 0 | 0 | 0 | 0 | 0 | 0 | 0 | 0 | 0 | 0 | 0 | 0 | 0 | 0 | 0
[35 empty] | Econometric |  | Green Square 132_11kV Tx1 | 0 | 0 | 0 | 0 | 0 | 0 | 0 | 0 | 0 | 12.4996 | 26.2816 | 39.0119 | 42.4854 | 47.7267 | 44.3138 | 40.8193 | 41.2855 | 41.7571 | 42.2341 | 42.7166 | 43.2045 | 43.698 | 44.1972 | 44.702 | 45.2126 | 45.7291 | 46.2514 | 46.7798 | 47.3141 | 47.8545 | 48.4012 | 48.954
[35 empty] | Econometric |  | Green Square 132_11kV Tx2 | 0 | 0 | 0 | 0 | 0 | 0 | 0 | 0 | 0 | 7.4241 | 15.6099 | 23.1709 | 25.234 | 28.347 | 26.32 | 24.2444 | 24.5214 | 24.8015 | 25.0848 | 25.3713 | 25.6611 | 25.9543 | 26.2507 | 26.5506 | 26.8539 | 27.1606 | 27.4708 | 27.7846 | 28.102 | 28.423 | 28.7477 | 29.076
| 0 | [33 empty] | Econometric |  | Green Square 132_11kV Tx3 | 0 | 0 | 0 | 0 | 0 | 0 | 0 | 0 | 0 | 6.7195 | 14.1284 | 20.9719 | 22.8392 | 25.6568 | 23.8221 | 21.9436 | 22.1942 | 22.4477 | 22.7042 | 22.9635 | 23.2258 | 23.4911 | 23.7594 | 24.0308 | 24.3053 | 24.583 | 24.8638 | 25.1478 | 25.435 | 25.7256 | 26.0194 | 26.3166
| Diversity Factor: 0 | [33 empty] | Energy Efficiency |  | Green Square 132_11kV Tx1 | 0 | 0 | 0 | 0 | 0 | 0 | 0 | -4.1341 | -1.7454 | -5.1172 | -7.4299 | -11.2925 | -11.1844 | -5.7118 | -2.2903 | -3.3198 | -3.3546 | -5.7111 | -3.4611 | -3.76 | -1.9659 | -1.1575 | -1.6402 | -2.3969 | -2.3969 | -2.3969 | -2.3969 | -2.3969 | -2.3969 | -2.3969 | -2.3969 | -2.3969
[35 empty] | Energy Efficiency |  | Green Square 132_11kV Tx2 | 0 | 0 | 0 | 0 | 0 | 0 | 0 | -2.4554 | -1.0367 | -3.0393 | -4.413 | -6.7071 | -6.643 | -3.3925 | -1.3603 | -1.9718 | -1.9924 | -3.3921 | -2.0557 | -2.2332 | -1.1676 | -0.68749 | -0.97421 | -1.4237 | -1.4237 | -1.4237 | -1.4237 | -1.4237 | -1.4237 | -1.4237 | -1.4237 | -1.4237
[35 empty] | Energy Efficiency |  | Green Square 132_11kV Tx3 | 0 | 0 | 0 | 0 | 0 | 0 | 0 | -2.2224 | -0.93829 | -2.7509 | -3.9941 | -6.0706 | -6.0125 | -3.0705 | -1.2312 | -1.7847 | -1.8033 | -3.0702 | -1.8606 | -2.0213 | -1.0568 | -0.62224 | -0.88175 | -1.2885 | -1.2885 | -1.2885 | -1.2885 | -1.2885 | -1.2885 | -1.2885 | -1.2885 | -1.2885
| 0 | [33 empty] | Solar PV |  | Green Square 132_11kV Tx1 | 0 | 0 | 0 | -0.67543 | -0.54 | -0.30558 | -0.27702 | -0.44535 | -0.49952 | -0.56416 | -0.61903 | -0.66251 | -0.69795 | -0.73074 | -0.70664 | -0.71787 | -0.54928 | -0.65793 | -0.65793 | -0.65793 | -0.65793 | -0.65793 | -0.65793 | -0.65793 | -0.65793 | -0.65793 | -0.65793 | -0.65793 | -0.65793 | -0.65793 | -0.65793 | -0.65793
| Diversity Factor: 0 | [33 empty] | Solar PV |  | Green Square 132_11kV Tx2 | 0 | 0 | 0 | -0.40117 | -0.32073 | -0.1815 | -0.16453 | -0.26451 | -0.29669 | -0.33508 | -0.36767 | -0.3935 | -0.41455 | -0.43402 | -0.41971 | -0.42637 | -0.32624 | -0.39077 | -0.39077 | -0.39077 | -0.39077 | -0.39077 | -0.39077 | -0.39077 | -0.39077 | -0.39077 | -0.39077 | -0.39077 | -0.39077 | -0.39077 | -0.39077 | -0.39077
[35 empty] | Solar PV |  | Green Square 132_11kV Tx3 | 0 | 0 | 0 | -0.3631 | -0.29029 | -0.16427 | -0.14892 | -0.23941 | -0.26853 | -0.30328 | -0.33278 | -0.35615 | -0.3752 | -0.39283 | -0.37987 | -0.38591 | -0.29528 | -0.35369 | -0.35369 | -0.35369 | -0.35369 | -0.35369 | -0.35369 | -0.35369 | -0.35369 | -0.35369 | -0.35369 | -0.35369 | -0.35369 | -0.35369 | -0.35369 | -0.35369
0
Diversity Factor: 0
| Weather Correction and Public Holiday Factors | [8 empty] | Forecast ROG
ROG Justification
| Actual loads for season 13/14 have been weather corrected by the following: | [6 empty] | 2.959% |  | 7 year ROG ok | [59 empty] | 7 year ROG ok
1 | 2 | 3 | 4 | 5 | 6 | 7 | 8 | 9 | 10 | 14/15 | 15/16 | 16/17 | 17/18 | 18/19 | 19/20 | 20/21 | 21/22 | 22/23 | 23/24 | 24/25 | 25/26 | 26/27 | 27/28 | 28/29 | 29/30 | 30/31 | 31/32 | 32/33 | 33/34 | 34/35 | 35/36 | 36/37 | 37/38 | 38/39
1.0252 | 1.0511 | 1.0688 | 1.0778 | 1.0778 | 1.0778 | 1.0778 | 1.0778 | 1.0778 | 1.0778 | 2.525% | 2.525% | 1.683% | 0.8415% | 0% | 0% | 0% | 0% | 0% | 0% | 0% | 0% | 0% | 0% | 0% | 0% | 0% | 0% | 0% | 0% | 0% | 0% | 0% | 0% | 0%
Substation Load Detail
[7 empty] | Units | 13/14 |  | 14/15 | 15/16 | 16/17 | 17/18 | 18/19 | 19/20 | 20/21 | 21/22 | 22/23 | 23/24 | 24/25 | 25/26 | 26/27 | 27/28 | 28/29 | 29/30 | 30/31 | 31/32 | 32/33 | 33/34 | 34/35 | 35/36 | 36/37 | 37/38 | 38/39
1 | Green Square 132_11kV | Compensated |  | Load (LV side) |  |  | Amps | 1989 | 2081 | 2284.381 | 2355.677 | 2236.696 | 2287.435 | 2338.351 | 2403.582 | 2491.58 | 2579.648 | 2658.049 | 2737.729 | 2813.159 | 2894.403 | 2976.037 | 3062.536 | 3151.81 | 3241.118 | 3329.89 | 3419.751 | 3510.712 | 3602.786 | 3695.987 | 3790.327 | 3885.818 | 3982.475 | 4080.31
|  |  |  | Apparent Power |  |  | MVA | 37.8955 |  | 43.5233 | 44.8817 | 42.6148 | 43.5815 | 44.5516 | 45.7944 | 47.471 | 49.1489 | 50.6426 | 52.1608 | 53.5979 | 55.1458 | 56.7011 | 58.3492 | 60.05 | 61.7516 | 63.4429 | 65.155 | 66.8881 | 68.6423 | 70.418 | 72.2154 | 74.0348 | 75.8763 | 77.7404
|  |  |  | Real Power |  |  | MW | 31.1132 | 32.5523 | 35.9985 | 37.122 | 35.2471 | 36.0466 | 36.849 | 37.8769 | 39.2636 | 40.6515 | 41.8869 | 43.1426 | 44.3313 | 45.6115 | 46.898 | 48.2611 | 49.6679 | 51.0753 | 52.4742 | 53.8903 | 55.3237 | 56.7746 | 58.2433 | 59.73 | 61.2348 | 62.758 | 64.2997
|  |  |  | Reactive Power |  |  | MVAr | 21.6343 |  | 24.4619 | 25.2254 | 23.9513 | 24.4946 | 25.0399 | 25.7384 | 26.6807 | 27.6238 | 28.4633 | 29.3165 | 30.1243 | 30.9943 | 31.8684 | 32.7947 | 33.7507 | 34.707 | 35.6576 | 36.6199 | 37.5939 | 38.5799 | 39.5779 | 40.5881 | 41.6107 | 42.6457 | 43.6934
|  |  |  | Capacitors In Service |  |  | MVAr | 0 |  | 0 | 0 | 0 | 0 | 0 | 0 | 0 | 0 | 0 | 0 | 0 | 0 | 0 | 0 | 0 | 0 | 0 | 0 | 0 | 0 | 0 | 0 | 0 | 0 | 0
|  |  |  | PF |  |  |  | 0.82102 |  | 0.82711 | 0.82711 | 0.82711 | 0.82711 | 0.82711 | 0.82711 | 0.82711 | 0.82711 | 0.82711 | 0.82711 | 0.82711 | 0.82711 | 0.82711 | 0.82711 | 0.82711 | 0.82711 | 0.82711 | 0.82711 | 0.82711 | 0.82711 | 0.82711 | 0.82711 | 0.82711 | 0.82711 | 0.82711
0.87837 | Diversity Factor: 0.88 | Uncompensated |  | Reactive Power |  |  | MVAr | 21.6343 | 22.635 | 24.4619 | 25.2254 | 23.9513 | 24.4946 | 25.0399 | 25.7384 | 26.6807 | 27.6238 | 28.4633 | 29.3165 | 30.1243 | 30.9943 | 31.8684 | 32.7947 | 33.7507 | 34.707 | 35.6576 | 36.6199 | 37.5939 | 38.5799 | 39.5779 | 40.5881 | 41.6107 | 42.6457 | 43.6934
|  |  |  | PF |  |  |  | 0.82102 |  | 0.82711 | 0.82711 | 0.82711 | 0.82711 | 0.82711 | 0.82711 | 0.82711 | 0.82711 | 0.82711 | 0.82711 | 0.82711 | 0.82711 | 0.82711 | 0.82711 | 0.82711 | 0.82711 | 0.82711 | 0.82711 | 0.82711 | 0.82711 | 0.82711 | 0.82711 | 0.82711 | 0.82711 | 0.82711
[10 empty] | 1 | 2 | 3 | 4 | 5 | 6 | 7 | 8 | 9 | 10 | 11 | 12 | 13 | 14 | 15 | 16 | 17 | 18 | 19 | 20 | 21 | 22 | 23 | 24 | 25
Transformer Load Detail
[7 empty] | Units | 13/14 |  | 14/15 | 15/16 | 16/17 | 17/18 | 18/19 | 19/20 | 20/21 | 21/22 | 22/23 | 23/24 | 24/25 | 25/26 | 26/27 | 27/28 | 28/29 | 29/30 | 30/31 | 31/32 | 32/33 | 33/34 | 34/35 | 35/36 | 36/37 | 37/38 | 38/39
| 0 | Compensated |  | Load (LV side) |  |  | Amps
|  |  |  | Apparent Power |  |  | MVA
|  |  |  | Real Power |  |  | MW
|  |  |  | Reactive Power |  |  | MVAr
|  |  |  | Capacitors In Service |  |  | MVAr
PF
| Zone Div: | Uncompensated |  | Reactive Power |  |  | MVAr
PF
| 0 | Compensated |  | Load (LV side) |  |  | Amps
|  |  |  | Apparent Power |  |  | MVA
|  |  |  | Real Power |  |  | MW
|  |  |  | Reactive Power |  |  | MVAr
|  |  |  | Capacitors In Service |  |  | MVAr
PF
| Zone Div: | Uncompensated |  | Reactive Power |  |  | MVAr
PF
| 0 | Compensated |  | Load (LV side) |  |  | Amps
|  |  |  | Apparent Power |  |  | MVA
|  |  |  | Real Power |  |  | MW
|  |  |  | Reactive Power |  |  | MVAr
|  |  |  | Capacitors In Service |  |  | MVAr
PF
| Zone Div: | Uncompensated |  | Reactive Power |  |  | MVAr
PF
| 0 | Compensated |  | Load (LV side) |  |  | Amps
|  |  |  | Apparent Power |  |  | MVA
|  |  |  | Real Power |  |  | MW
|  |  |  | Reactive Power |  |  | MVAr
|  |  |  | Capacitors In Service |  |  | MVAr
PF
| Zone Div: | Uncompensated |  | Reactive Power |  |  | MVAr
PF
| 0 | Compensated |  | Load (LV side) |  |  | Amps
|  |  |  | Apparent Power |  |  | MVA
|  |  |  | Real Power |  |  | MW
|  |  |  | Reactive Power |  |  | MVAr
|  |  |  | Capacitors In Service |  |  | MVAr
PF
| Zone Div: | Uncompensated |  | Reactive Power |  |  | MVAr
PF
| 0 | Compensated |  | Load (LV side) |  |  | Amps
|  |  |  | Apparent Power |  |  | MVA
|  |  |  | Real Power |  |  | MW
|  |  |  | Reactive Power |  |  | MVAr
|  |  |  | Capacitors In Service |  |  | MVAr
PF
| Zone Div: | Uncompensated |  | Reactive Power |  |  | MVAr
PF
| 0 | Compensated |  | Load (LV side) |  |  | Amps
|  |  |  | Apparent Power |  |  | MVA
|  |  |  | Real Power |  |  | MW
|  |  |  | Reactive Power |  |  | MVAr
|  |  |  | Capacitors In Service |  |  | MVAr
PF
| Zone Div: | Uncompensated |  | Reactive Power |  |  | MVAr
PF
| 0 | Compensated |  | Load (LV side) |  |  | Amps
|  |  |  | Apparent Power |  |  | MVA
|  |  |  | Real Power |  |  | MW
|  |  |  | Reactive Power |  |  | MVAr
|  |  |  | Capacitors In Service |  |  | MVAr
PF
| Zone Div: | Uncompensated |  | Reactive Power |  |  | MVAr
PF
| 0 | Compensated |  | Load (LV side) |  |  | Amps
|  |  |  | Apparent Power |  |  | MVA
|  |  |  | Real Power |  |  | MW
|  |  |  | Reactive Power |  |  | MVAr
|  |  |  | Capacitors In Service |  |  | MVAr
PF
| Zone Div: | Uncompensated |  | Reactive Power |  |  | MVAr
PF
| 0 | Compensated |  | Load (LV side) |  |  | Amps
|  |  |  | Apparent Power |  |  | MVA
|  |  |  | Real Power |  |  | MW
|  |  |  | Reactive Power |  |  | MVAr
|  |  |  | Capacitors In Service |  |  | MVAr
PF
| Zone Div: | Uncompensated |  | Reactive Power |  |  | MVAr
PF

## Customer21
| Customer21 | [16 empty] | 2015 | SUMMER
| Substation Total Loads | [33 empty] | Spots & Transfers Detail
| Historical Loads | (33kV Amps) | [7 empty] | Weather Corrected Forecast Loads |  |  |  | (33kV Amps) | [20 empty] | Spots & Transfers Summary | (33kV Amps) |  | Historical Spots & Transfers | [6 empty] | Forecast Spots & Transfers
|  | 07/08 | 08/09 | 09/10 | 10/11 | 11/12 | 12/13 | 13/14 |  | 14/15 | 15/16 | 16/17 | 17/18 | 18/19 | 19/20 | 20/21 | 21/22 | 22/23 | 23/24 | 24/25 | 25/26 | 26/27 | 27/28 | 28/29 | 29/30 | 30/31 | 31/32 | 32/33 | 33/34 | 34/35 | 35/36 | 36/37 | 37/38 | 38/39 |  |  |  | 07/08 | 08/09 | 09/10 | 10/11 | 11/12 | 12/13 | 13/14 | 14/15 | 15/16 | 16/17 | 17/18 | 18/19 | 19/20 | 20/21 | 21/22 | 22/23 | 23/24 | 24/25 | 25/26 | 26/27 | 27/28 | 28/29 | 29/30 | 30/31 | 31/32 | 32/33 | 33/34 | 34/35 | 35/36 | 36/37 | 37/38 | 38/39
| Total |  |  |  | 233 | 200 | 206 | 200 |  | 200 | 200 | 200 | 200 | 200 | 200 | 200 | 200 | 200 | 200 | 200 | 200 | 200 | 200 | 200 | 200 | 200 | 200 | 200 | 200 | 200 | 200 | 200 | 200 | 200 |  |  | Total
Firm Rating
| Total Capacity | [36 empty] | 0 | 0 | 0 | 0 | 0 | 0 | 0 | 0 | 0 | 0 | 0 | 0 | 0 | 0 | 0 | 0 | 0 | 0 | 0 | 0 | 0 | 0 | 0 | 0 | 0 | 0 | 0 | 0 | 0 | 0 | 0 | 0
|  | -7 | -6 | -5 | -4 | -3 | -2 | -1 |  | 0 | 1 | 2 | 3 | 4 | 5 | 6 | 7 | 8 | 9 | 10 | 11 | 12 | 13 | 14 | 15 | 16 | 17 | 18 | 19 | 20 | 21 | 22 | 23 | 24 |  |  |  | 0 | 0 | 0 | 0 | 0 | 0 | 0 | 0 | 0 | 0 | 0 | 0 | 0 | 0 | 0 | 0 | 0 | 0 | 0 | 0 | 0 | 0 | 0 | 0 | 0 | 0 | 0 | 0 | 0 | 0 | 0 | 0
| Transformer Loads | [36 empty] | 0 | 0 | 0 | 0 | 0 | 0 | 0 | 0 | 0 | 0 | 0 | 0 | 0 | 0 | 0 | 0 | 0 | 0 | 0 | 0 | 0 | 0 | 0 | 0 | 0 | 0 | 0 | 0 | 0 | 0 | 0 | 0
| Historical Loads | (33kV Amps) | [7 empty] | Weather Corrected Forecast Loads |  |  |  | (33kV Amps) | [23 empty] | 0 | 0 | 0 | 0 | 0 | 0 | 0 | 0 | 0 | 0 | 0 | 0 | 0 | 0 | 0 | 0 | 0 | 0 | 0 | 0 | 0 | 0 | 0 | 0 | 0 | 0 | 0 | 0 | 0 | 0 | 0 | 0
|  | 07/08 | 08/09 | 09/10 | 10/11 | 11/12 | 12/13 | 13/14 |  | 14/15 | 15/16 | 16/17 | 17/18 | 18/19 | 19/20 | 20/21 | 21/22 | 22/23 | 23/24 | 24/25 | 25/26 | 26/27 | 27/28 | 28/29 | 29/30 | 30/31 | 31/32 | 32/33 | 33/34 | 34/35 | 35/36 | 36/37 | 37/38 | 38/39 |  |  |  | 0 | 0 | 0 | 0 | 0 | 0 | 0 | 0 | 0 | 0 | 0 | 0 | 0 | 0 | 0 | 0 | 0 | 0 | 0 | 0 | 0 | 0 | 0 | 0 | 0 | 0 | 0 | 0 | 0 | 0 | 0 | 0
| 0 | [36 empty] | 0 | 0 | 0 | 0 | 0 | 0 | 0 | 0 | 0 | 0 | 0 | 0 | 0 | 0 | 0 | 0 | 0 | 0 | 0 | 0 | 0 | 0 | 0 | 0 | 0 | 0 | 0 | 0 | 0 | 0 | 0 | 0
| Diversity Factor: 0 | [36 empty] | 0 | 0 | 0 | 0 | 0 | 0 | 0 | 0 | 0 | 0 | 0 | 0 | 0 | 0 | 0 | 0 | 0 | 0 | 0 | 0 | 0 | 0 | 0 | 0 | 0 | 0 | 0 | 0 | 0 | 0 | 0 | 0
[38 empty] | 0 | 0 | 0 | 0 | 0 | 0 | 0 | 0 | 0 | 0 | 0 | 0 | 0 | 0 | 0 | 0 | 0 | 0 | 0 | 0 | 0 | 0 | 0 | 0 | 0 | 0 | 0 | 0 | 0 | 0 | 0 | 0
[38 empty] | 0 | 0 | 0 | 0 | 0 | 0 | 0 | 0 | 0 | 0 | 0 | 0 | 0 | 0 | 0 | 0 | 0 | 0 | 0 | 0 | 0 | 0 | 0 | 0 | 0 | 0 | 0 | 0 | 0 | 0 | 0 | 0
| 0 | [36 empty] | 0 | 0 | 0 | 0 | 0 | 0 | 0 | 0 | 0 | 0 | 0 | 0 | 0 | 0 | 0 | 0 | 0 | 0 | 0 | 0 | 0 | 0 | 0 | 0 | 0 | 0 | 0 | 0 | 0 | 0 | 0 | 0
Diversity Factor: 0
[38 empty] | Historical Spots & Transfers | [6 empty] | Forecast Spots & Transfers
[35 empty] | Project Name | From | To | 07/08 | 08/09 | 09/10 | 10/11 | 11/12 | 12/13 | 13/14 | 14/15 | 15/16 | 16/17 | 17/18 | 18/19 | 19/20 | 20/21 | 21/22 | 22/23 | 23/24 | 24/25 | 25/26 | 26/27 | 27/28 | 28/29 | 29/30 | 30/31 | 31/32 | 32/33 | 33/34 | 34/35 | 35/36 | 36/37 | 37/38 | 38/39
0
Diversity Factor: 0
0
Diversity Factor: 0
0
Diversity Factor: 0
0
Diversity Factor: 0
0
Diversity Factor: 0
0
Diversity Factor: 0
0
Diversity Factor: 0
0
Diversity Factor: 0
| Weather Correction and Public Holiday Factors | [8 empty] | Forecast ROG
ROG Justification
| Actual loads for season 13/14 have been weather corrected by the following: | [6 empty] | 0% |  | N/A | [59 empty] | N/A
1 | 2 | 3 | 4 | 5 | 6 | 7 | 8 | 9 | 10 | 14/15 | 15/16 | 16/17 | 17/18 | 18/19 | 19/20 | 20/21 | 21/22 | 22/23 | 23/24 | 24/25 | 25/26 | 26/27 | 27/28 | 28/29 | 29/30 | 30/31 | 31/32 | 32/33 | 33/34 | 34/35 | 35/36 | 36/37 | 37/38 | 38/39
1 | 1 | 1 | 1 | 1 | 1 | 1 | 1 | 1 | 1 | 0% | 0% | 0% | 0% | 0% | 0% | 0% | 0% | 0% | 0% | 0% | 0% | 0% | 0% | 0% | 0% | 0% | 0% | 0% | 0% | 0% | 0% | 0% | 0% | 0%
Substation Load Detail
[7 empty] | Units | 13/14 |  | 14/15 | 15/16 | 16/17 | 17/18 | 18/19 | 19/20 | 20/21 | 21/22 | 22/23 | 23/24 | 24/25 | 25/26 | 26/27 | 27/28 | 28/29 | 29/30 | 30/31 | 31/32 | 32/33 | 33/34 | 34/35 | 35/36 | 36/37 | 37/38 | 38/39
1 | Customer21 | Compensated |  | Load (LV side) |  |  | Amps | 200 |  | 200 | 200 | 200 | 200 | 200 | 200 | 200 | 200 | 200 | 200 | 200 | 200 | 200 | 200 | 200 | 200 | 200 | 200 | 200 | 200 | 200 | 200 | 200 | 200 | 200
|  |  |  | Apparent Power |  |  | MVA | 11.4315 |  | 11.4315 | 11.4315 | 11.4315 | 11.4315 | 11.4315 | 11.4315 | 11.4315 | 11.4315 | 11.4315 | 11.4315 | 11.4315 | 11.4315 | 11.4315 | 11.4315 | 11.4315 | 11.4315 | 11.4315 | 11.4315 | 11.4315 | 11.4315 | 11.4315 | 11.4315 | 11.4315 | 11.4315 | 11.4315
|  |  |  | Real Power |  |  | MW | 10.2884 |  | 10.2884 | 10.2884 | 10.2884 | 10.2884 | 10.2884 | 10.2884 | 10.2884 | 10.2884 | 10.2884 | 10.2884 | 10.2884 | 10.2884 | 10.2884 | 10.2884 | 10.2884 | 10.2884 | 10.2884 | 10.2884 | 10.2884 | 10.2884 | 10.2884 | 10.2884 | 10.2884 | 10.2884 | 10.2884
|  |  |  | Reactive Power |  |  | MVAr | 4.9829 |  | 4.9829 | 4.9829 | 4.9829 | 4.9829 | 4.9829 | 4.9829 | 4.9829 | 4.9829 | 4.9829 | 4.9829 | 4.9829 | 4.9829 | 4.9829 | 4.9829 | 4.9829 | 4.9829 | 4.9829 | 4.9829 | 4.9829 | 4.9829 | 4.9829 | 4.9829 | 4.9829 | 4.9829 | 4.9829
|  |  |  | Capacitors In Service |  |  | MVAr | 0 |  | 0 | 0 | 0 | 0 | 0 | 0 | 0 | 0 | 0 | 0 | 0 | 0 | 0 | 0 | 0 | 0 | 0 | 0 | 0 | 0 | 0 | 0 | 0 | 0 | 0
|  |  |  | PF |  |  |  | 0.9 |  | 0.9 | 0.9 | 0.9 | 0.9 | 0.9 | 0.9 | 0.9 | 0.9 | 0.9 | 0.9 | 0.9 | 0.9 | 0.9 | 0.9 | 0.9 | 0.9 | 0.9 | 0.9 | 0.9 | 0.9 | 0.9 | 0.9 | 0.9 | 0.9 | 0.9
0.84653 | Diversity Factor: 0.85 | Uncompensated |  | Reactive Power |  |  | MVAr | 4.9829 |  | 4.9829 | 4.9829 | 4.9829 | 4.9829 | 4.9829 | 4.9829 | 4.9829 | 4.9829 | 4.9829 | 4.9829 | 4.9829 | 4.9829 | 4.9829 | 4.9829 | 4.9829 | 4.9829 | 4.9829 | 4.9829 | 4.9829 | 4.9829 | 4.9829 | 4.9829 | 4.9829 | 4.9829 | 4.9829
|  |  |  | PF |  |  |  | 0.9 |  | 0.9 | 0.9 | 0.9 | 0.9 | 0.9 | 0.9 | 0.9 | 0.9 | 0.9 | 0.9 | 0.9 | 0.9 | 0.9 | 0.9 | 0.9 | 0.9 | 0.9 | 0.9 | 0.9 | 0.9 | 0.9 | 0.9 | 0.9 | 0.9 | 0.9
[10 empty] | 1 | 2 | 3 | 4 | 5 | 6 | 7 | 8 | 9 | 10 | 11 | 12 | 13 | 14 | 15 | 16 | 17 | 18 | 19 | 20 | 21 | 22 | 23 | 24 | 25
Transformer Load Detail
[7 empty] | Units | 13/14 |  | 14/15 | 15/16 | 16/17 | 17/18 | 18/19 | 19/20 | 20/21 | 21/22 | 22/23 | 23/24 | 24/25 | 25/26 | 26/27 | 27/28 | 28/29 | 29/30 | 30/31 | 31/32 | 32/33 | 33/34 | 34/35 | 35/36 | 36/37 | 37/38 | 38/39
| 0 | Compensated |  | Load (LV side) |  |  | Amps
|  |  |  | Apparent Power |  |  | MVA
|  |  |  | Real Power |  |  | MW
|  |  |  | Reactive Power |  |  | MVAr
|  |  |  | Capacitors In Service |  |  | MVAr
PF
| Zone Div: | Uncompensated |  | Reactive Power |  |  | MVAr
PF
| 0 | Compensated |  | Load (LV side) |  |  | Amps
|  |  |  | Apparent Power |  |  | MVA
|  |  |  | Real Power |  |  | MW
|  |  |  | Reactive Power |  |  | MVAr
|  |  |  | Capacitors In Service |  |  | MVAr
PF
| Zone Div: | Uncompensated |  | Reactive Power |  |  | MVAr
PF
| 0 | Compensated |  | Load (LV side) |  |  | Amps
|  |  |  | Apparent Power |  |  | MVA
|  |  |  | Real Power |  |  | MW
|  |  |  | Reactive Power |  |  | MVAr
|  |  |  | Capacitors In Service |  |  | MVAr
PF
| Zone Div: | Uncompensated |  | Reactive Power |  |  | MVAr
PF
| 0 | Compensated |  | Load (LV side) |  |  | Amps
|  |  |  | Apparent Power |  |  | MVA
|  |  |  | Real Power |  |  | MW
|  |  |  | Reactive Power |  |  | MVAr
|  |  |  | Capacitors In Service |  |  | MVAr
PF
| Zone Div: | Uncompensated |  | Reactive Power |  |  | MVAr
PF
| 0 | Compensated |  | Load (LV side) |  |  | Amps
|  |  |  | Apparent Power |  |  | MVA
|  |  |  | Real Power |  |  | MW
|  |  |  | Reactive Power |  |  | MVAr
|  |  |  | Capacitors In Service |  |  | MVAr
PF
| Zone Div: | Uncompensated |  | Reactive Power |  |  | MVAr
PF
| 0 | Compensated |  | Load (LV side) |  |  | Amps
|  |  |  | Apparent Power |  |  | MVA
|  |  |  | Real Power |  |  | MW
|  |  |  | Reactive Power |  |  | MVAr
|  |  |  | Capacitors In Service |  |  | MVAr
PF
| Zone Div: | Uncompensated |  | Reactive Power |  |  | MVAr
PF
| 0 | Compensated |  | Load (LV side) |  |  | Amps
|  |  |  | Apparent Power |  |  | MVA
|  |  |  | Real Power |  |  | MW
|  |  |  | Reactive Power |  |  | MVAr
|  |  |  | Capacitors In Service |  |  | MVAr
PF
| Zone Div: | Uncompensated |  | Reactive Power |  |  | MVAr
PF
| 0 | Compensated |  | Load (LV side) |  |  | Amps
|  |  |  | Apparent Power |  |  | MVA
|  |  |  | Real Power |  |  | MW
|  |  |  | Reactive Power |  |  | MVAr
|  |  |  | Capacitors In Service |  |  | MVAr
PF
| Zone Div: | Uncompensated |  | Reactive Power |  |  | MVAr
PF
| 0 | Compensated |  | Load (LV side) |  |  | Amps
|  |  |  | Apparent Power |  |  | MVA
|  |  |  | Real Power |  |  | MW
|  |  |  | Reactive Power |  |  | MVAr
|  |  |  | Capacitors In Service |  |  | MVAr
PF
| Zone Div: | Uncompensated |  | Reactive Power |  |  | MVAr
PF
| 0 | Compensated |  | Load (LV side) |  |  | Amps
|  |  |  | Apparent Power |  |  | MVA
|  |  |  | Real Power |  |  | MW
|  |  |  | Reactive Power |  |  | MVAr
|  |  |  | Capacitors In Service |  |  | MVAr
PF
| Zone Div: | Uncompensated |  | Reactive Power |  |  | MVAr
PF

## Kingsford 132_11kV
| Kingsford 132_11kV | [16 empty] | 2015 | SUMMER
[6 empty] | Zone commissioned |  | 2009-11-03
| Substation Total Loads | [33 empty] | Spots & Transfers Detail
| Historical Loads | (11kV Amps) | [7 empty] | Weather Corrected Forecast Loads |  |  |  | (11kV Amps) | [20 empty] | Spots & Transfers Summary | (11kV Amps) |  | Historical Spots & Transfers | [6 empty] | Forecast Spots & Transfers
|  | 07/08 | 08/09 | 09/10 | 10/11 | 11/12 | 12/13 | 13/14 |  | 14/15 | 15/16 | 16/17 | 17/18 | 18/19 | 19/20 | 20/21 | 21/22 | 22/23 | 23/24 | 24/25 | 25/26 | 26/27 | 27/28 | 28/29 | 29/30 | 30/31 | 31/32 | 32/33 | 33/34 | 34/35 | 35/36 | 36/37 | 37/38 | 38/39 |  |  |  | 07/08 | 08/09 | 09/10 | 10/11 | 11/12 | 12/13 | 13/14 | 14/15 | 15/16 | 16/17 | 17/18 | 18/19 | 19/20 | 20/21 | 21/22 | 22/23 | 23/24 | 24/25 | 25/26 | 26/27 | 27/28 | 28/29 | 29/30 | 30/31 | 31/32 | 32/33 | 33/34 | 34/35 | 35/36 | 36/37 | 37/38 | 38/39
| Total |  |  | 601 | 2032 | 1953 | 1967 | 1987 |  | 1939.192 | 1834.438 | 1775.633 | 1755.204 | 1766.523 | 1783.98 | 1820.769 | 1860.856 | 1896.607 | 1934.11 | 1969.628 | 2011.682 | 2054.298 | 2100.505 | 2149.169 | 2197.735 | 2246.362 | 2296.024 | 2346.736 | 2398.512 | 2451.368 | 2505.319 | 2560.381 | 2616.569 | 2673.899 |  |  | Total | 0 | 0 | 300 | 1497.3447 | -0.010497 | 54.9974 | 124.9969 | 124.6923 | -7.7939 | 2.3429 | 9.1643 | 11.3191 | 17.4571 | 36.789 | 40.0874 | 35.7505 | 37.5038 | 35.5172 | 42.0545 | 42.6158 | 46.2071 | 48.6644 | 48.566 | 48.6267 | 49.6618 | 50.7116 | 51.7763 | 52.8561 | 53.9511 | 55.0617 | 56.1879 | 57.3301
| Firm Rating | 0 | 0 | 0 | 0 | 0 | 0 | 3267 |  | 3267 | 3267 | 3267 | 3267 | 3267 | 3267 | 3267 | 3267 | 3267 | 3267 | 3267 | 3267 | 3267 | 3267 | 3267 | 3267 | 3267 | 3267 | 3267 | 3267 | 3267 | 3267 | 3267 | 3267 | 3267
| Total Capacity | 0 | 0 | 0 | 0 | 0 | 0 | 6542 |  | 6542 | 6542 | 6542 | 6542 | 6542 | 6542 | 6542 | 6542 | 6542 | 6542 | 6542 | 6542 | 6542 | 6542 | 6542 | 6542 | 6542 | 6542 | 6542 | 6542 | 6542 | 6542 | 6542 | 6542 | 6542 |  |  | Kingsford 132_11kV Tx1 | 0 | 0 | 144.8744 | 723.0896 | -0.0050693 | -0.0012673 | 39.9985 | -2.201 | -3.7638 | 1.1314 | 4.4256 | 5.4661 | 8.4303 | 17.7659 | 19.3588 | 17.2644 | 18.1112 | 17.1518 | 20.3087 | 20.5798 | 22.3141 | 23.5007 | 23.4532 | 23.4826 | 23.9824 | 24.4894 | 25.0035 | 25.525 | 26.0538 | 26.5901 | 27.134 | 27.6855
|  | -7 | -6 | -5 | -4 | -3 | -2 | -1 |  | 0 | 1 | 2 | 3 | 4 | 5 | 6 | 7 | 8 | 9 | 10 | 11 | 12 | 13 | 14 | 15 | 16 | 17 | 18 | 19 | 20 | 21 | 22 | 23 | 24 |  |  | Kingsford 132_11kV Tx2 | 0 | 0 | 155.1256 | 774.2551 | -0.005428 | 54.9986 | 84.9984 | 126.8933 | -4.0301 | 1.2115 | 4.7387 | 5.8529 | 9.0268 | 19.023 | 20.7286 | 18.4861 | 19.3927 | 18.3654 | 21.7458 | 22.036 | 23.893 | 25.1636 | 25.1128 | 25.1442 | 25.6794 | 26.2223 | 26.7728 | 27.3311 | 27.8973 | 28.4716 | 29.054 | 29.6446
| Transformer Loads | [36 empty] | 0 | 0 | 0 | 0 | 0 | 0 | 0 | 0 | 0 | 0 | 0 | 0 | 0 | 0 | 0 | 0 | 0 | 0 | 0 | 0 | 0 | 0 | 0 | 0 | 0 | 0 | 0 | 0 | 0 | 0 | 0 | 0
| Historical Loads | (11kV Amps) | [7 empty] | Weather Corrected Forecast Loads |  |  |  | (11kV Amps) | [23 empty] | 0 | 0 | 0 | 0 | 0 | 0 | 0 | 0 | 0 | 0 | 0 | 0 | 0 | 0 | 0 | 0 | 0 | 0 | 0 | 0 | 0 | 0 | 0 | 0 | 0 | 0 | 0 | 0 | 0 | 0 | 0 | 0
|  | 07/08 | 08/09 | 09/10 | 10/11 | 11/12 | 12/13 | 13/14 |  | 14/15 | 15/16 | 16/17 | 17/18 | 18/19 | 19/20 | 20/21 | 21/22 | 22/23 | 23/24 | 24/25 | 25/26 | 26/27 | 27/28 | 28/29 | 29/30 | 30/31 | 31/32 | 32/33 | 33/34 | 34/35 | 35/36 | 36/37 | 37/38 | 38/39 |  |  |  | 0 | 0 | 0 | 0 | 0 | 0 | 0 | 0 | 0 | 0 | 0 | 0 | 0 | 0 | 0 | 0 | 0 | 0 | 0 | 0 | 0 | 0 | 0 | 0 | 0 | 0 | 0 | 0 | 0 | 0 | 0 | 0
| 0 | [36 empty] | 0 | 0 | 0 | 0 | 0 | 0 | 0 | 0 | 0 | 0 | 0 | 0 | 0 | 0 | 0 | 0 | 0 | 0 | 0 | 0 | 0 | 0 | 0 | 0 | 0 | 0 | 0 | 0 | 0 | 0 | 0 | 0
| Diversity Factor: 0 | [36 empty] | 0 | 0 | 0 | 0 | 0 | 0 | 0 | 0 | 0 | 0 | 0 | 0 | 0 | 0 | 0 | 0 | 0 | 0 | 0 | 0 | 0 | 0 | 0 | 0 | 0 | 0 | 0 | 0 | 0 | 0 | 0 | 0
[38 empty] | 0 | 0 | 0 | 0 | 0 | 0 | 0 | 0 | 0 | 0 | 0 | 0 | 0 | 0 | 0 | 0 | 0 | 0 | 0 | 0 | 0 | 0 | 0 | 0 | 0 | 0 | 0 | 0 | 0 | 0 | 0 | 0
[38 empty] | 0 | 0 | 0 | 0 | 0 | 0 | 0 | 0 | 0 | 0 | 0 | 0 | 0 | 0 | 0 | 0 | 0 | 0 | 0 | 0 | 0 | 0 | 0 | 0 | 0 | 0 | 0 | 0 | 0 | 0 | 0 | 0
| 0 | [36 empty] | 0 | 0 | 0 | 0 | 0 | 0 | 0 | 0 | 0 | 0 | 0 | 0 | 0 | 0 | 0 | 0 | 0 | 0 | 0 | 0 | 0 | 0 | 0 | 0 | 0 | 0 | 0 | 0 | 0 | 0 | 0 | 0
Diversity Factor: 0
[38 empty] | Historical Spots & Transfers | [6 empty] | Forecast Spots & Transfers
[35 empty] | Project Name | From | To | 07/08 | 08/09 | 09/10 | 10/11 | 11/12 | 12/13 | 13/14 | 14/15 | 15/16 | 16/17 | 17/18 | 18/19 | 19/20 | 20/21 | 21/22 | 22/23 | 23/24 | 24/25 | 25/26 | 26/27 | 27/28 | 28/29 | 29/30 | 30/31 | 31/32 | 32/33 | 33/34 | 34/35 | 35/36 | 36/37 | 37/38 | 38/39
| 0 | [33 empty] | Broad based demand management |  | Kingsford 132_11kV Tx1 | 0 | 0 | 0 | 0 | 0 | 0 | 0 | -0.42248 | -2.7249 | -3.1429 | -5.2498 | -4.8133 | 0 | 0 | 0 | 0 | 0 | 0 | 0 | 0 | 0 | 0 | 0 | 0 | 0 | 0 | 0 | 0 | 0 | 0 | 0 | 0
| Diversity Factor: 0 | [33 empty] | Broad based demand management |  | Kingsford 132_11kV Tx2 | 0 | 0 | 0 | 0 | 0 | 0 | 0 | -0.45237 | -2.9177 | -3.3652 | -5.6213 | -5.1539 | 0 | 0 | 0 | 0 | 0 | 0 | 0 | 0 | 0 | 0 | 0 | 0 | 0 | 0 | 0 | 0 | 0 | 0 | 0 | 0
[35 empty] | Commissioning Transfers | Randwick 33_11kV Tx1 | Kingsford 132_11kV Tx1 | 0 | 0 | 72.4372 | 362.1859 | 0 | 0 | 0 | 0 | 0 | 0 | 0 | 0 | 0 | 0 | 0 | 0 | 0 | 0 | 0 | 0 | 0 | 0 | 0 | 0 | 0 | 0 | 0 | 0 | 0 | 0 | 0 | 0
[35 empty] | Commissioning Transfers | Randwick 33_11kV Tx1 | Kingsford 132_11kV Tx2 | 0 | 0 | 77.5628 | 387.8141 | 0 | 0 | 0 | 0 | 0 | 0 | 0 | 0 | 0 | 0 | 0 | 0 | 0 | 0 | 0 | 0 | 0 | 0 | 0 | 0 | 0 | 0 | 0 | 0 | 0 | 0 | 0 | 0
| 0 | [33 empty] | Commissioning Transfers | Randwick 33_11kV Tx4 | Kingsford 132_11kV Tx1 | 0 | 0 | 72.4372 | 362.1859 | 0 | 0 | 0 | 0 | 0 | 0 | 0 | 0 | 0 | 0 | 0 | 0 | 0 | 0 | 0 | 0 | 0 | 0 | 0 | 0 | 0 | 0 | 0 | 0 | 0 | 0 | 0 | 0
| Diversity Factor: 0 | [33 empty] | Commissioning Transfers | Randwick 33_11kV Tx4 | Kingsford 132_11kV Tx2 | 0 | 0 | 77.5628 | 387.8141 | 0 | 0 | 0 | 0 | 0 | 0 | 0 | 0 | 0 | 0 | 0 | 0 | 0 | 0 | 0 | 0 | 0 | 0 | 0 | 0 | 0 | 0 | 0 | 0 | 0 | 0 | 0 | 0
[35 empty] | DNP_ID: 7059. Clovelly operational open point change | Clovelly 132_11kV Tx1 | Kingsford 132_11kV Tx2 | 0 | 0 | 0 | 0 | 0 | 55 | 0 | 0 | 0 | 0 | 0 | 0 | 0 | 0 | 0 | 0 | 0 | 0 | 0 | 0 | 0 | 0 | 0 | 0 | 0 | 0 | 0 | 0 | 0 | 0 | 0 | 0
[35 empty] | DNP_ID: 7156. Load transfers from Clovelly to Kingsford and Double Bay - Control room switching | Clovelly 132_11kV Tx3 | Kingsford 132_11kV Tx2 | 0 | 0 | 0 | 0 | 0 | 0 | 125 | 0 | 0 | 0 | 0 | 0 | 0 | 0 | 0 | 0 | 0 | 0 | 0 | 0 | 0 | 0 | 0 | 0 | 0 | 0 | 0 | 0 | 0 | 0 | 0 | 0
| 0 | [33 empty] | DNP_ID: 7156. Load transfers from Clovelly to Kingsford and Double Bay - Control room switching | Kingsford 132_11kV Tx2 | Kingsford 132_11kV Tx1 | 0 | 0 | 0 | 0 | 0 | 0 | 40 | 0 | 0 | 0 | 0 | 0 | 0 | 0 | 0 | 0 | 0 | 0 | 0 | 0 | 0 | 0 | 0 | 0 | 0 | 0 | 0 | 0 | 0 | 0 | 0 | 0
| Diversity Factor: 0 | [33 empty] | HVCON_ID: 2010205. Establishment of S.48092 Barker Anzac No 1 and S.48093 Barker Anzac No 2, UNSW (Kensington Campus), Barker Street, Kingsford - HVCON2014_479 superceedes all previouse load applications and will cataer for all future loa |  | Kingsford 132_11kV Tx2 | 0 | 0 | 0 | 0 | 0 | 0 | 0 | 101.75 | 0 | 0 | 0 | 0 | 0 | 0 | 0 | 0 | 0 | 0 | 0 | 0 | 0 | 0 | 0 | 0 | 0 | 0 | 0 | 0 | 0 | 0 | 0 | 0
[35 empty] | HVCON_ID: 2011596. Establish S.61081 Avoca High and S62666 AVOCA HIGH NO.2, Prince of Wales hospital Randwick. For Cancer Care Centre |  | Kingsford 132_11kV Tx2 | 0 | 0 | 0 | 0 | 0 | 0 | 0 | 27.5 | 0 | 0 | 0 | 0 | 0 | 0 | 0 | 0 | 0 | 0 | 0 | 0 | 0 | 0 | 0 | 0 | 0 | 0 | 0 | 0 | 0 | 0 | 0 | 0
[35 empty] | HVCON_ID: 2013479. UNSW Application for Connection of additional load, UNSW Kensington Campus, S.1792 Botany High, S.1074 Unitec, S.48092 Barker Anzac No 1, S.48093 Barker Anzac No 2 |  | Kingsford 132_11kV Tx2 | 0 | 0 | 0 | 0 | 0 | 0 | 0 | 0 | 0 | 0 | 0 | 0 | 0 | 0 | 0 | 0 | 0 | 0 | 0 | 0 | 0 | 0 | 0 | 0 | 0 | 0 | 0 | 0 | 0 | 0 | 0 | 0
| 0 | [33 empty] | Econometric |  | Kingsford 132_11kV Tx1 | 0 | 0 | 0 | 0 | 0 | 0 | 0 | 0 | 0 | 11.5976 | 21.4586 | 28.5314 | 28.0159 | 30.0679 | 29.2317 | 28.3568 | 28.8032 | 29.256 | 29.7152 | 30.181 | 30.6534 | 31.1326 | 31.6186 | 32.1114 | 32.6113 | 33.1182 | 33.6324 | 34.1538 | 34.6826 | 35.219 | 35.7628 | 36.3144
| Diversity Factor: 0 | [33 empty] | Econometric |  | Kingsford 132_11kV Tx2 | 0 | 0 | 0 | 0 | 0 | 0 | 0 | 0 | 0 | 12.4182 | 22.977 | 30.5503 | 29.9983 | 32.1955 | 31.3001 | 30.3633 | 30.8413 | 31.3261 | 31.8179 | 32.3166 | 32.8225 | 33.3355 | 33.8559 | 34.3836 | 34.9188 | 35.4617 | 36.0122 | 36.5705 | 37.1368 | 37.711 | 38.2934 | 38.884
[35 empty] | Energy Efficiency |  | Kingsford 132_11kV Tx1 | 0 | 0 | 0 | 0 | 0 | 0 | 0 | -1.613 | -0.85325 | -7.1137 | -11.5533 | -18.0058 | -19.3263 | -12.0305 | -9.6103 | -10.8256 | -10.488 | -11.8597 | -9.162 | -9.3567 | -8.0949 | -7.3874 | -7.9209 | -8.3844 | -8.3844 | -8.3844 | -8.3844 | -8.3844 | -8.3844 | -8.3844 | -8.3844 | -8.3844
[35 empty] | Energy Efficiency |  | Kingsford 132_11kV Tx2 | 0 | 0 | 0 | 0 | 0 | 0 | 0 | -1.7272 | -0.91363 | -7.6171 | -12.3708 | -19.2799 | -20.6938 | -12.8817 | -10.2904 | -11.5916 | -11.2301 | -12.6989 | -9.8103 | -10.0188 | -8.6677 | -7.9101 | -8.4813 | -8.9777 | -8.9777 | -8.9777 | -8.9777 | -8.9777 | -8.9777 | -8.9777 | -8.9777 | -8.9777
| 0 | [33 empty] | Solar PV |  | Kingsford 132_11kV Tx1 | 0 | 0 | 0 | -1.2823 | -0.0050693 | -0.0012673 | -0.0015208 | -0.16548 | -0.18561 | -0.20963 | -0.23002 | -0.24618 | -0.25934 | -0.27153 | -0.26257 | -0.26674 | -0.2041 | -0.24447 | -0.24447 | -0.24447 | -0.24447 | -0.24447 | -0.24447 | -0.24447 | -0.24447 | -0.24447 | -0.24447 | -0.24447 | -0.24447 | -0.24447 | -0.24447 | -0.24447
| Diversity Factor: 0 | [33 empty] | Solar PV |  | Kingsford 132_11kV Tx2 | 0 | 0 | 0 | -1.373 | -0.005428 | -0.001357 | -0.0016284 | -0.17719 | -0.19875 | -0.22446 | -0.24629 | -0.26359 | -0.27769 | -0.29074 | -0.28115 | -0.28562 | -0.21854 | -0.26177 | -0.26177 | -0.26177 | -0.26177 | -0.26177 | -0.26177 | -0.26177 | -0.26177 | -0.26177 | -0.26177 | -0.26177 | -0.26177 | -0.26177 | -0.26177 | -0.26177
0
Diversity Factor: 0
0
Diversity Factor: 0
0
Diversity Factor: 0
| Weather Correction and Public Holiday Factors | [8 empty] | Forecast ROG
ROG Justification
| Actual loads for season 13/14 have been weather corrected by the following: | [6 empty] | -0.09187% |  | Rog Capped +/-5% | [59 empty] | Rog Capped +/-5%
1 | 2 | 3 | 4 | 5 | 6 | 7 | 8 | 9 | 10 | 14/15 | 15/16 | 16/17 | 17/18 | 18/19 | 19/20 | 20/21 | 21/22 | 22/23 | 23/24 | 24/25 | 25/26 | 26/27 | 27/28 | 28/29 | 29/30 | 30/31 | 31/32 | 32/33 | 33/34 | 34/35 | 35/36 | 36/37 | 37/38 | 38/39
0.95 | 0.9025 | 0.87242 | 0.85789 | 0.85789 | 0.85789 | 0.85789 | 0.85789 | 0.85789 | 0.85789 | -5% | -5% | -3.333% | -1.666% | 0% | 0% | 0% | 0% | 0% | 0% | 0% | 0% | 0% | 0% | 0% | 0% | 0% | 0% | 0% | 0% | 0% | 0% | 0% | 0% | 0%
Substation Load Detail
[7 empty] | Units | 13/14 |  | 14/15 | 15/16 | 16/17 | 17/18 | 18/19 | 19/20 | 20/21 | 21/22 | 22/23 | 23/24 | 24/25 | 25/26 | 26/27 | 27/28 | 28/29 | 29/30 | 30/31 | 31/32 | 32/33 | 33/34 | 34/35 | 35/36 | 36/37 | 37/38 | 38/39
1 | Kingsford 132_11kV | Compensated |  | Load (LV side) |  |  | Amps | 1987 | 1910 | 1939.192 | 1834.438 | 1775.633 | 1755.204 | 1766.523 | 1783.98 | 1820.769 | 1860.856 | 1896.607 | 1934.11 | 1969.628 | 2011.682 | 2054.298 | 2100.505 | 2149.169 | 2197.735 | 2246.362 | 2296.024 | 2346.736 | 2398.512 | 2451.368 | 2505.319 | 2560.381 | 2616.569 | 2673.899
|  |  |  | Apparent Power |  |  | MVA | 37.8574 |  | 36.9466 | 34.9507 | 33.8304 | 33.4411 | 33.6568 | 33.9894 | 34.6903 | 35.4541 | 36.1352 | 36.8498 | 37.5264 | 38.3277 | 39.1396 | 40.02 | 40.9472 | 41.8725 | 42.7989 | 43.7451 | 44.7113 | 45.6978 | 46.7048 | 47.7328 | 48.7818 | 49.8523 | 50.9446
|  |  |  | Real Power |  |  | MW | 34.0717 | 32.7513 | 33.2519 | 31.4557 | 30.4473 | 30.097 | 30.2911 | 30.5904 | 31.2213 | 31.9087 | 32.5217 | 33.1648 | 33.7738 | 34.4949 | 35.2257 | 36.018 | 36.8525 | 37.6852 | 38.5191 | 39.3706 | 40.2402 | 41.128 | 42.0344 | 42.9595 | 43.9036 | 44.8671 | 45.8502
|  |  |  | Reactive Power |  |  | MVAr | 16.5017 |  | 16.1046 | 15.2347 | 14.7463 | 14.5767 | 14.6707 | 14.8156 | 15.1212 | 15.4541 | 15.751 | 16.0624 | 16.3574 | 16.7066 | 17.0606 | 17.4443 | 17.8485 | 18.2518 | 18.6556 | 19.0681 | 19.4892 | 19.9192 | 20.3582 | 20.8062 | 21.2635 | 21.7301 | 22.2062
|  |  |  | Capacitors In Service |  |  | MVAr | 0 |  | 0 | 0 | 0 | 0 | 0 | 0 | 0 | 0 | 0 | 0 | 0 | 0 | 0 | 0 | 0 | 0 | 0 | 0 | 0 | 0 | 0 | 0 | 0 | 0 | 0
|  |  |  | PF |  |  |  | 0.9 |  | 0.9 | 0.9 | 0.9 | 0.9 | 0.9 | 0.9 | 0.9 | 0.9 | 0.9 | 0.9 | 0.9 | 0.9 | 0.9 | 0.9 | 0.9 | 0.9 | 0.9 | 0.9 | 0.9 | 0.9 | 0.9 | 0.9 | 0.9 | 0.9 | 0.9
0.89634 | Diversity Factor: 0.9 | Uncompensated |  | Reactive Power |  |  | MVAr | 16.5017 | 15.8622 | 16.1046 | 15.2347 | 14.7463 | 14.5767 | 14.6707 | 14.8156 | 15.1212 | 15.4541 | 15.751 | 16.0624 | 16.3574 | 16.7066 | 17.0606 | 17.4443 | 17.8485 | 18.2518 | 18.6556 | 19.0681 | 19.4892 | 19.9192 | 20.3582 | 20.8062 | 21.2635 | 21.7301 | 22.2062
|  |  |  | PF |  |  |  | 0.9 |  | 0.9 | 0.9 | 0.9 | 0.9 | 0.9 | 0.9 | 0.9 | 0.9 | 0.9 | 0.9 | 0.9 | 0.9 | 0.9 | 0.9 | 0.9 | 0.9 | 0.9 | 0.9 | 0.9 | 0.9 | 0.9 | 0.9 | 0.9 | 0.9 | 0.9
[10 empty] | 1 | 2 | 3 | 4 | 5 | 6 | 7 | 8 | 9 | 10 | 11 | 12 | 13 | 14 | 15 | 16 | 17 | 18 | 19 | 20 | 21 | 22 | 23 | 24 | 25
Transformer Load Detail
[7 empty] | Units | 13/14 |  | 14/15 | 15/16 | 16/17 | 17/18 | 18/19 | 19/20 | 20/21 | 21/22 | 22/23 | 23/24 | 24/25 | 25/26 | 26/27 | 27/28 | 28/29 | 29/30 | 30/31 | 31/32 | 32/33 | 33/34 | 34/35 | 35/36 | 36/37 | 37/38 | 38/39
| 0 | Compensated |  | Load (LV side) |  |  | Amps
|  |  |  | Apparent Power |  |  | MVA
|  |  |  | Real Power |  |  | MW
|  |  |  | Reactive Power |  |  | MVAr
|  |  |  | Capacitors In Service |  |  | MVAr
PF
| Zone Div: | Uncompensated |  | Reactive Power |  |  | MVAr
PF
| 0 | Compensated |  | Load (LV side) |  |  | Amps
|  |  |  | Apparent Power |  |  | MVA
|  |  |  | Real Power |  |  | MW
|  |  |  | Reactive Power |  |  | MVAr
|  |  |  | Capacitors In Service |  |  | MVAr
PF
| Zone Div: | Uncompensated |  | Reactive Power |  |  | MVAr
PF
| 0 | Compensated |  | Load (LV side) |  |  | Amps
|  |  |  | Apparent Power |  |  | MVA
|  |  |  | Real Power |  |  | MW
|  |  |  | Reactive Power |  |  | MVAr
|  |  |  | Capacitors In Service |  |  | MVAr
PF
| Zone Div: | Uncompensated |  | Reactive Power |  |  | MVAr
PF
| 0 | Compensated |  | Load (LV side) |  |  | Amps
|  |  |  | Apparent Power |  |  | MVA
|  |  |  | Real Power |  |  | MW
|  |  |  | Reactive Power |  |  | MVAr
|  |  |  | Capacitors In Service |  |  | MVAr
PF
| Zone Div: | Uncompensated |  | Reactive Power |  |  | MVAr
PF
| 0 | Compensated |  | Load (LV side) |  |  | Amps
|  |  |  | Apparent Power |  |  | MVA
|  |  |  | Real Power |  |  | MW
|  |  |  | Reactive Power |  |  | MVAr
|  |  |  | Capacitors In Service |  |  | MVAr
PF
| Zone Div: | Uncompensated |  | Reactive Power |  |  | MVAr
PF
| 0 | Compensated |  | Load (LV side) |  |  | Amps
|  |  |  | Apparent Power |  |  | MVA
|  |  |  | Real Power |  |  | MW
|  |  |  | Reactive Power |  |  | MVAr
|  |  |  | Capacitors In Service |  |  | MVAr
PF
| Zone Div: | Uncompensated |  | Reactive Power |  |  | MVAr
PF
| 0 | Compensated |  | Load (LV side) |  |  | Amps
|  |  |  | Apparent Power |  |  | MVA
|  |  |  | Real Power |  |  | MW
|  |  |  | Reactive Power |  |  | MVAr
|  |  |  | Capacitors In Service |  |  | MVAr
PF
| Zone Div: | Uncompensated |  | Reactive Power |  |  | MVAr
PF
| 0 | Compensated |  | Load (LV side) |  |  | Amps
|  |  |  | Apparent Power |  |  | MVA
|  |  |  | Real Power |  |  | MW
|  |  |  | Reactive Power |  |  | MVAr
|  |  |  | Capacitors In Service |  |  | MVAr
PF
| Zone Div: | Uncompensated |  | Reactive Power |  |  | MVAr
PF
| 0 | Compensated |  | Load (LV side) |  |  | Amps
|  |  |  | Apparent Power |  |  | MVA
|  |  |  | Real Power |  |  | MW
|  |  |  | Reactive Power |  |  | MVAr
|  |  |  | Capacitors In Service |  |  | MVAr
PF
| Zone Div: | Uncompensated |  | Reactive Power |  |  | MVAr
PF
| 0 | Compensated |  | Load (LV side) |  |  | Amps
|  |  |  | Apparent Power |  |  | MVA
|  |  |  | Real Power |  |  | MW
|  |  |  | Reactive Power |  |  | MVAr
|  |  |  | Capacitors In Service |  |  | MVAr
PF
| Zone Div: | Uncompensated |  | Reactive Power |  |  | MVAr
PF

## Maroubra 132_11kV
| Maroubra 132_11kV | [16 empty] | 2015 | SUMMER
| Substation Total Loads | [33 empty] | Spots & Transfers Detail
| Historical Loads | (11kV Amps) | [7 empty] | Weather Corrected Forecast Loads |  |  |  | (11kV Amps) | [20 empty] | Spots & Transfers Summary | (11kV Amps) |  | Historical Spots & Transfers | [6 empty] | Forecast Spots & Transfers
|  | 07/08 | 08/09 | 09/10 | 10/11 | 11/12 | 12/13 | 13/14 |  | 14/15 | 15/16 | 16/17 | 17/18 | 18/19 | 19/20 | 20/21 | 21/22 | 22/23 | 23/24 | 24/25 | 25/26 | 26/27 | 27/28 | 28/29 | 29/30 | 30/31 | 31/32 | 32/33 | 33/34 | 34/35 | 35/36 | 36/37 | 37/38 | 38/39 |  |  |  | 07/08 | 08/09 | 09/10 | 10/11 | 11/12 | 12/13 | 13/14 | 14/15 | 15/16 | 16/17 | 17/18 | 18/19 | 19/20 | 20/21 | 21/22 | 22/23 | 23/24 | 24/25 | 25/26 | 26/27 | 27/28 | 28/29 | 29/30 | 30/31 | 31/32 | 32/33 | 33/34 | 34/35 | 35/36 | 36/37 | 37/38 | 38/39
| Total | 2926 | 2958 | 2895 | 2953 | 2598 | 2339 | 2362 |  | 2344.686 | 2223.735 | 2147.385 | 2111.62 | 2109.598 | 2116.08 | 2139.319 | 2168.28 | 2193.617 | 2220.853 | 2243.929 | 2273.198 | 2302.594 | 2336.138 | 2372.09 | 2407.621 | 2442.492 | 2478.096 | 2514.444 | 2551.547 | 2589.413 | 2628.054 | 2667.481 | 2707.703 | 2748.732 |  |  | Total | 80 | 0 | 0 | -102.0055 | -46.8265 | -49.9615 | 126.3689 | -14.2547 | -20.0697 | -12.5647 | -4.9671 | -2.0221 | 6.4818 | 23.2391 | 28.961 | 25.3369 | 27.2365 | 23.0756 | 29.2691 | 29.3957 | 33.5441 | 35.9523 | 35.5307 | 34.8708 | 35.6045 | 36.3483 | 37.1022 | 37.8664 | 38.6411 | 39.4264 | 40.2224 | 41.0293
| Firm Rating | 0 | 0 | 0 | 0 | 0 | 0 | 5394 |  | 5394 | 5394 | 5394 | 5394 | 5394 | 5394 | 5394 | 5394 | 5394 | 5394 | 5394 | 5394 | 5394 | 5394 | 5394 | 5394 | 5394 | 5394 | 5394 | 5394 | 5394 | 5394 | 5394 | 5394 | 5394
| Total Capacity | 0 | 0 | 0 | 0 | 0 | 0 | 7782 |  | 7782 | 7782 | 7782 | 7782 | 7782 | 7782 | 7782 | 7782 | 7782 | 7782 | 7782 | 7782 | 7782 | 7782 | 7782 | 7782 | 7782 | 7782 | 7782 | 7782 | 7782 | 7782 | 7782 | 7782 | 7782 |  |  | Maroubra 132_11kV Tx1 | 0 | 0 | 0 | -150.5389 | -0.49079 | -1.3332 | 173.293 | -350.8303 | -5.3927 | -3.3761 | -1.3347 | -0.54335 | 1.7417 | 6.2444 | 7.7818 | 6.808 | 7.3185 | 6.2004 | 7.8646 | 7.8986 | 9.0133 | 9.6604 | 9.5471 | 9.3698 | 9.567 | 9.7668 | 9.9694 | 10.1747 | 10.3829 | 10.5939 | 10.8078 | 11.0246
|  | -7 | -6 | -5 | -4 | -3 | -2 | -1 |  | 0 | 1 | 2 | 3 | 4 | 5 | 6 | 7 | 8 | 9 | 10 | 11 | 12 | 13 | 14 | 15 | 16 | 17 | 18 | 19 | 20 | 21 | 22 | 23 | 24 |  |  | Maroubra 132_11kV Tx2 | 0 | 0 | 0 | 149.2461 | -0.68662 | -46.8651 | -45.9891 | -5.3586 | -7.5445 | -4.7233 | -1.8672 | -0.76016 | 2.4366 | 8.736 | 10.8869 | 9.5245 | 10.2386 | 8.6745 | 11.0027 | 11.0503 | 12.6098 | 13.5151 | 13.3566 | 13.1085 | 13.3843 | 13.6639 | 13.9473 | 14.2346 | 14.5258 | 14.821 | 15.1203 | 15.4236
| Transformer Loads | [35 empty] | Maroubra 132_11kV Tx3 | 80 | 0 | 0 | -100.7127 | -45.6491 | -1.7632 | -0.93506 | 341.9341 | -7.1324 | -4.4653 | -1.7652 | -0.71863 | 2.3035 | 8.2588 | 10.2922 | 9.0043 | 9.6794 | 8.2007 | 10.4017 | 10.4467 | 11.921 | 12.7768 | 12.627 | 12.3925 | 12.6532 | 12.9176 | 13.1855 | 13.4571 | 13.7324 | 14.0115 | 14.2944 | 14.5811
| Historical Loads | (11kV Amps) | [7 empty] | 0: Weather Corrected Forecast Loads; 4: (11kV Amps) |  |  |  | 0 | 0 | 0 | 0 | 0 | 0 | 0 | 0 | 0 | 0 | 0 | 0 | 0 | 0 | 0 | 0 | 0 | 0 | 0 | 0 | 0 | 0 | 0 | 0 | 0 | 0 | 0 | 0 | 0 | 0 | 0 | 0
|  | 07/08 | 08/09 | 09/10 | 10/11 | 11/12 | 12/13 | 13/14 |  | 14/15 | 15/16 | 16/17 | 17/18 | 18/19 | 19/20 | 20/21 | 21/22 | 22/23 | 23/24 | 24/25 | 25/26 | 26/27 | 27/28 | 28/29 | 29/30 | 30/31 | 31/32 | 32/33 | 33/34 | 34/35 | 35/36 | 36/37 | 37/38 | 38/39 |  |  |  | 0 | 0 | 0 | 0 | 0 | 0 | 0 | 0 | 0 | 0 | 0 | 0 | 0 | 0 | 0 | 0 | 0 | 0 | 0 | 0 | 0 | 0 | 0 | 0 | 0 | 0 | 0 | 0 | 0 | 0 | 0 | 0
| 0 | [36 empty] | 0 | 0 | 0 | 0 | 0 | 0 | 0 | 0 | 0 | 0 | 0 | 0 | 0 | 0 | 0 | 0 | 0 | 0 | 0 | 0 | 0 | 0 | 0 | 0 | 0 | 0 | 0 | 0 | 0 | 0 | 0 | 0
| Diversity Factor: 0 | [36 empty] | 0 | 0 | 0 | 0 | 0 | 0 | 0 | 0 | 0 | 0 | 0 | 0 | 0 | 0 | 0 | 0 | 0 | 0 | 0 | 0 | 0 | 0 | 0 | 0 | 0 | 0 | 0 | 0 | 0 | 0 | 0 | 0
[38 empty] | 0 | 0 | 0 | 0 | 0 | 0 | 0 | 0 | 0 | 0 | 0 | 0 | 0 | 0 | 0 | 0 | 0 | 0 | 0 | 0 | 0 | 0 | 0 | 0 | 0 | 0 | 0 | 0 | 0 | 0 | 0 | 0
[38 empty] | 0 | 0 | 0 | 0 | 0 | 0 | 0 | 0 | 0 | 0 | 0 | 0 | 0 | 0 | 0 | 0 | 0 | 0 | 0 | 0 | 0 | 0 | 0 | 0 | 0 | 0 | 0 | 0 | 0 | 0 | 0 | 0
| 0 | [36 empty] | 0 | 0 | 0 | 0 | 0 | 0 | 0 | 0 | 0 | 0 | 0 | 0 | 0 | 0 | 0 | 0 | 0 | 0 | 0 | 0 | 0 | 0 | 0 | 0 | 0 | 0 | 0 | 0 | 0 | 0 | 0 | 0
Diversity Factor: 0
[38 empty] | Historical Spots & Transfers | [6 empty] | Forecast Spots & Transfers
[35 empty] | Project Name | From | To | 07/08 | 08/09 | 09/10 | 10/11 | 11/12 | 12/13 | 13/14 | 14/15 | 15/16 | 16/17 | 17/18 | 18/19 | 19/20 | 20/21 | 21/22 | 22/23 | 23/24 | 24/25 | 25/26 | 26/27 | 27/28 | 28/29 | 29/30 | 30/31 | 31/32 | 32/33 | 33/34 | 34/35 | 35/36 | 36/37 | 37/38 | 38/39
| 0 | [33 empty] | Broad based demand management |  | Maroubra 132_11kV Tx1 | 0 | 0 | 0 | 0 | 0 | 0 | 0 | -1.4064 | -3.8616 | -3.5553 | -3.5943 | -2.9635 | 0 | 0 | 0 | 0 | 0 | 0 | 0 | 0 | 0 | 0 | 0 | 0 | 0 | 0 | 0 | 0 | 0 | 0 | 0 | 0
| Diversity Factor: 0 | [33 empty] | Broad based demand management |  | Maroubra 132_11kV Tx2 | 0 | 0 | 0 | 0 | 0 | 0 | 0 | -1.9675 | -5.4025 | -4.9739 | -5.0285 | -4.1459 | 0 | 0 | 0 | 0 | 0 | 0 | 0 | 0 | 0 | 0 | 0 | 0 | 0 | 0 | 0 | 0 | 0 | 0 | 0 | 0
[35 empty] | Broad based demand management |  | Maroubra 132_11kV Tx3 | 0 | 0 | 0 | 0 | 0 | 0 | 0 | -1.8601 | -5.1074 | -4.7022 | -4.7538 | -3.9195 | 0 | 0 | 0 | 0 | 0 | 0 | 0 | 0 | 0 | 0 | 0 | 0 | 0 | 0 | 0 | 0 | 0 | 0 | 0 | 0
[35 empty] | DNP_ID: 6550. Port Botany Load Transfers | Maroubra 132_11kV Tx1 | Maroubra 132_11kV Tx3 | 0 | 0 | 0 | 0 | 0 | 0 | 0 | 223 | 0 | 0 | 0 | 0 | 0 | 0 | 0 | 0 | 0 | 0 | 0 | 0 | 0 | 0 | 0 | 0 | 0 | 0 | 0 | 0 | 0 | 0 | 0 | 0
| 0 | [33 empty] | DNP_ID: 6550. Port Botany Load Transfers | Matraville 33_11kV Tx5 | Maroubra 132_11kV Tx1 | 0 | 0 | 0 | 0 | 0 | 0 | 90 | 0 | 0 | 0 | 0 | 0 | 0 | 0 | 0 | 0 | 0 | 0 | 0 | 0 | 0 | 0 | 0 | 0 | 0 | 0 | 0 | 0 | 0 | 0 | 0 | 0
| Diversity Factor: 0 | [33 empty] | DNP_ID: 6676. Maroubra Zone Development 2010 | Maroubra 132_11kV Tx1 | Maroubra 132_11kV Tx3 | 0 | 0 | 0 | 0 | 0 | 0 | 0 | 124 | 0 | 0 | 0 | 0 | 0 | 0 | 0 | 0 | 0 | 0 | 0 | 0 | 0 | 0 | 0 | 0 | 0 | 0 | 0 | 0 | 0 | 0 | 0 | 0
[35 empty] | DNP_ID: 6741. Transfer of Pa11 to Pa23 Maroubra Zone | Maroubra 132_11kV Tx1 | Maroubra 132_11kV Tx2 | 0 | 0 | 0 | 150 | 0 | 0 | 0 | 0 | 0 | 0 | 0 | 0 | 0 | 0 | 0 | 0 | 0 | 0 | 0 | 0 | 0 | 0 | 0 | 0 | 0 | 0 | 0 | 0 | 0 | 0 | 0 | 0
[35 empty] | DNP_ID: 7179. Load transfer (system control request) open point change to reduce load on Tx5 Matraville. | Matraville 33_11kV Tx5 | Maroubra 132_11kV Tx1 | 0 | 0 | 0 | 0 | 0 | 0 | 84 | 0 | 0 | 0 | 0 | 0 | 0 | 0 | 0 | 0 | 0 | 0 | 0 | 0 | 0 | 0 | 0 | 0 | 0 | 0 | 0 | 0 | 0 | 0 | 0 | 0
| 0 | [33 empty] | HVCON_ID: 2006075. Long Bay Penitentiary. Establish customer substation S.35265, S.35266, S.35267 & S.35274. Decommission S.6765 Penitentiary Hospital 2 | Matraville 33_11kV Tx5 | Maroubra 132_11kV Tx3 | 80 | 0 | 0 | 0 | 0 | 0 | 0 | 0 | 0 | 0 | 0 | 0 | 0 | 0 | 0 | 0 | 0 | 0 | 0 | 0 | 0 | 0 | 0 | 0 | 0 | 0 | 0 | 0 | 0 | 0 | 0 | 0
| Diversity Factor: 0 | [33 empty] | HVCON_ID: 2010644. Establishment of Patricks Port Botany terminal Sydney and the decommissioning of S.8335 Penrhyn Botany HVC | Maroubra 132_11kV Tx3 | Port Botany 33_11kV Tx1 | 0 | 0 | 0 | 100 | 0 | 0 | 0 | 0 | 0 | 0 | 0 | 0 | 0 | 0 | 0 | 0 | 0 | 0 | 0 | 0 | 0 | 0 | 0 | 0 | 0 | 0 | 0 | 0 | 0 | 0 | 0 | 0
[35 empty] | HVCON_ID: 2010644. Establishment of Patricks Port Botany terminal Sydney and the decommissioning of S.8335 Penrhyn Botany HVC | Maroubra 132_11kV Tx3 | Port Botany 33_11kV Tx3 | 0 | 0 | 0 | 0 | 45 | 0 | 0 | 0 | 0 | 0 | 0 | 0 | 0 | 0 | 0 | 0 | 0 | 0 | 0 | 0 | 0 | 0 | 0 | 0 | 0 | 0 | 0 | 0 | 0 | 0 | 0 | 0
[35 empty] | HVCON_ID: 2012446. Load reduction at S.562 Bunnerong Hefron, british american tabaco. Site will be converted to residential development at later stage. 3 MVA load reduction from 350Amps to 225 Amps |  | Maroubra 132_11kV Tx2 | 0 | 0 | 0 | 0 | 0 | -45 | -45 | 0 | 0 | 0 | 0 | 0 | 0 | 0 | 0 | 0 | 0 | 0 | 0 | 0 | 0 | 0 | 0 | 0 | 0 | 0 | 0 | 0 | 0 | 0 | 0 | 0
| 0 | [33 empty] | Econometric |  | Maroubra 132_11kV Tx1 | 0 | 0 | 0 | 0 | 0 | 0 | 0 | 0 | 0 | 4.6609 | 8.8224 | 12.1126 | 11.8295 | 12.5647 | 12.293 | 12.0086 | 12.1854 | 12.3646 | 12.5462 | 12.7304 | 12.917 | 13.1063 | 13.2981 | 13.4926 | 13.6897 | 13.8896 | 14.0922 | 14.2975 | 14.5057 | 14.7167 | 14.9306 | 15.1474
| Diversity Factor: 0 | [33 empty] | Econometric |  | Maroubra 132_11kV Tx2 | 0 | 0 | 0 | 0 | 0 | 0 | 0 | 0 | 0 | 6.5207 | 12.3427 | 16.9457 | 16.5497 | 17.5781 | 17.1981 | 16.8002 | 17.0475 | 17.2982 | 17.5523 | 17.81 | 18.0711 | 18.3359 | 18.6043 | 18.8763 | 19.1522 | 19.4317 | 19.7151 | 20.0024 | 20.2937 | 20.5889 | 20.8881 | 21.1914
[35 empty] | Econometric |  | Maroubra 132_11kV Tx3 | 0 | 0 | 0 | 0 | 0 | 0 | 0 | 0 | 0 | 6.1645 | 11.6685 | 16.0201 | 15.6457 | 16.618 | 16.2587 | 15.8826 | 16.1163 | 16.3533 | 16.5936 | 16.8371 | 17.0841 | 17.3343 | 17.5881 | 17.8453 | 18.106 | 18.3703 | 18.6383 | 18.9099 | 19.1852 | 19.4643 | 19.7471 | 20.0339
[35 empty] | Energy Efficiency |  | Maroubra 132_11kV Tx1 | 0 | 0 | 0 | 0 | 0 | 0 | 0 | -1.7684 | -0.79582 | -3.6514 | -5.6516 | -8.7173 | -9.0605 | -5.2446 | -3.471 | -4.1439 | -4.0584 | -5.1957 | -3.7131 | -3.8633 | -2.9353 | -2.4774 | -2.7826 | -3.1543 | -3.1543 | -3.1543 | -3.1543 | -3.1543 | -3.1543 | -3.1543 | -3.1543 | -3.1543
| 0 | [33 empty] | Energy Efficiency |  | Maroubra 132_11kV Tx2 | 0 | 0 | 0 | 0 | 0 | 0 | 0 | -2.474 | -1.1134 | -5.1083 | -7.9067 | -12.1956 | -12.6758 | -7.3373 | -4.856 | -5.7974 | -5.6777 | -7.2688 | -5.1947 | -5.4048 | -4.1065 | -3.4659 | -3.8928 | -4.4129 | -4.4129 | -4.4129 | -4.4129 | -4.4129 | -4.4129 | -4.4129 | -4.4129 | -4.4129
| Diversity Factor: 0 | [33 empty] | Energy Efficiency |  | Maroubra 132_11kV Tx3 | 0 | 0 | 0 | 0 | 0 | 0 | 0 | -2.3388 | -1.0525 | -4.8293 | -7.4748 | -11.5294 | -11.9834 | -6.9366 | -4.5907 | -5.4807 | -5.3676 | -6.8718 | -4.911 | -5.1095 | -3.8822 | -3.2766 | -3.6802 | -4.1719 | -4.1719 | -4.1719 | -4.1719 | -4.1719 | -4.1719 | -4.1719 | -4.1719 | -4.1719
[35 empty] | Solar PV |  | Maroubra 132_11kV Tx1 | 0 | 0 | 0 | -0.53888 | -0.49079 | -1.3332 | -0.70699 | -0.65554 | -0.73529 | -0.83043 | -0.9112 | -0.9752 | -1.0274 | -1.0756 | -1.0402 | -1.0567 | -0.80853 | -0.96846 | -0.96846 | -0.96846 | -0.96846 | -0.96846 | -0.96846 | -0.96846 | -0.96846 | -0.96846 | -0.96846 | -0.96846 | -0.96846 | -0.96846 | -0.96846 | -0.96846
[35 empty] | Solar PV |  | Maroubra 132_11kV Tx2 | 0 | 0 | 0 | -0.7539 | -0.68662 | -1.8651 | -0.98909 | -0.91711 | -1.0287 | -1.1618 | -1.2748 | -1.3643 | -1.4373 | -1.5048 | -1.4552 | -1.4783 | -1.1311 | -1.3549 | -1.3549 | -1.3549 | -1.3549 | -1.3549 | -1.3549 | -1.3549 | -1.3549 | -1.3549 | -1.3549 | -1.3549 | -1.3549 | -1.3549 | -1.3549 | -1.3549
| 0 | [33 empty] | Solar PV |  | Maroubra 132_11kV Tx3 | 0 | 0 | 0 | -0.71272 | -0.64912 | -1.7632 | -0.93506 | -0.86702 | -0.97249 | -1.0983 | -1.2051 | -1.2898 | -1.3588 | -1.4226 | -1.3757 | -1.3976 | -1.0694 | -1.2809 | -1.2809 | -1.2809 | -1.2809 | -1.2809 | -1.2809 | -1.2809 | -1.2809 | -1.2809 | -1.2809 | -1.2809 | -1.2809 | -1.2809 | -1.2809 | -1.2809
Diversity Factor: 0
0
Diversity Factor: 0
0
Diversity Factor: 0
| Weather Correction and Public Holiday Factors | [8 empty] | Forecast ROG
ROG Justification
| Actual loads for season 13/14 have been weather corrected by the following: | [6 empty] | 3.65% |  | 7 year ROG ok | [59 empty] | 7 year ROG ok
1 | 2 | 3 | 4 | 5 | 6 | 7 | 8 | 9 | 10 | 14/15 | 15/16 | 16/17 | 17/18 | 18/19 | 19/20 | 20/21 | 21/22 | 22/23 | 23/24 | 24/25 | 25/26 | 26/27 | 27/28 | 28/29 | 29/30 | 30/31 | 31/32 | 32/33 | 33/34 | 34/35 | 35/36 | 36/37 | 37/38 | 38/39
0.95698 | 0.91581 | 0.88955 | 0.87679 | 0.87679 | 0.87679 | 0.87679 | 0.87679 | 0.87679 | 0.87679 | -4.302% | -4.302% | -2.868% | -1.434% | 0% | 0% | 0% | 0% | 0% | 0% | 0% | 0% | 0% | 0% | 0% | 0% | 0% | 0% | 0% | 0% | 0% | 0% | 0% | 0% | 0%
Substation Load Detail
[7 empty] | Units | 13/14 |  | 14/15 | 15/16 | 16/17 | 17/18 | 18/19 | 19/20 | 20/21 | 21/22 | 22/23 | 23/24 | 24/25 | 25/26 | 26/27 | 27/28 | 28/29 | 29/30 | 30/31 | 31/32 | 32/33 | 33/34 | 34/35 | 35/36 | 36/37 | 37/38 | 38/39
1 | Maroubra 132_11kV | Compensated |  | Load (LV side) |  |  | Amps | 2362 | 2465 | 2344.686 | 2223.735 | 2147.385 | 2111.62 | 2109.598 | 2116.08 | 2139.319 | 2168.28 | 2193.617 | 2220.853 | 2243.929 | 2273.198 | 2302.594 | 2336.138 | 2372.09 | 2407.621 | 2442.492 | 2478.096 | 2514.444 | 2551.547 | 2589.413 | 2628.054 | 2667.481 | 2707.703 | 2748.732
|  |  |  | Apparent Power |  |  | MVA | 45.0021 |  | 44.6723 | 42.3678 | 40.9132 | 40.2318 | 40.1932 | 40.3167 | 40.7595 | 41.3113 | 41.794 | 42.3129 | 42.7526 | 43.3103 | 43.8703 | 44.5094 | 45.1944 | 45.8713 | 46.5357 | 47.2141 | 47.9066 | 48.6135 | 49.3349 | 50.0712 | 50.8223 | 51.5887 | 52.3704
|  |  |  | Real Power |  |  | MW | 42.6276 | 44.4864 | 42.3151 | 40.1323 | 38.7544 | 38.1089 | 38.0724 | 38.1894 | 38.6088 | 39.1315 | 39.5887 | 40.0803 | 40.4967 | 41.0249 | 41.5555 | 42.1608 | 42.8097 | 43.4509 | 44.0802 | 44.7228 | 45.3788 | 46.0484 | 46.7318 | 47.4291 | 48.1407 | 48.8666 | 49.607
|  |  |  | Reactive Power |  |  | MVAr | 14.4251 |  | 14.3193 | 13.5807 | 13.1144 | 12.896 | 12.8836 | 12.9232 | 13.0651 | 13.242 | 13.3967 | 13.5631 | 13.704 | 13.8827 | 14.0623 | 14.2671 | 14.4867 | 14.7037 | 14.9166 | 15.1341 | 15.3561 | 15.5826 | 15.8139 | 16.0499 | 16.2907 | 16.5363 | 16.7869
|  |  |  | Capacitors In Service |  |  | MVAr | 0 |  | 0 | 0 | 0 | 0 | 0 | 0 | 0 | 0 | 0 | 0 | 0 | 0 | 0 | 0 | 0 | 0 | 0 | 0 | 0 | 0 | 0 | 0 | 0 | 0 | 0
|  |  |  | PF |  |  |  | 0.94723 |  | 0.94723 | 0.94723 | 0.94723 | 0.94723 | 0.94723 | 0.94723 | 0.94723 | 0.94723 | 0.94723 | 0.94723 | 0.94723 | 0.94723 | 0.94723 | 0.94723 | 0.94723 | 0.94723 | 0.94723 | 0.94723 | 0.94723 | 0.94723 | 0.94723 | 0.94723 | 0.94723 | 0.94723 | 0.94723
0.94066 | Diversity Factor: 0.94 | Uncompensated |  | Reactive Power |  |  | MVAr | 14.4251 | 15.0541 | 14.3193 | 13.5807 | 13.1144 | 12.896 | 12.8836 | 12.9232 | 13.0651 | 13.242 | 13.3967 | 13.5631 | 13.704 | 13.8827 | 14.0623 | 14.2671 | 14.4867 | 14.7037 | 14.9166 | 15.1341 | 15.3561 | 15.5826 | 15.8139 | 16.0499 | 16.2907 | 16.5363 | 16.7869
|  |  |  | PF |  |  |  | 0.94723 |  | 0.94723 | 0.94723 | 0.94723 | 0.94723 | 0.94723 | 0.94723 | 0.94723 | 0.94723 | 0.94723 | 0.94723 | 0.94723 | 0.94723 | 0.94723 | 0.94723 | 0.94723 | 0.94723 | 0.94723 | 0.94723 | 0.94723 | 0.94723 | 0.94723 | 0.94723 | 0.94723 | 0.94723 | 0.94723
[10 empty] | 1 | 2 | 3 | 4 | 5 | 6 | 7 | 8 | 9 | 10 | 11 | 12 | 13 | 14 | 15 | 16 | 17 | 18 | 19 | 20 | 21 | 22 | 23 | 24 | 25
Transformer Load Detail
[7 empty] | Units | 13/14 |  | 14/15 | 15/16 | 16/17 | 17/18 | 18/19 | 19/20 | 20/21 | 21/22 | 22/23 | 23/24 | 24/25 | 25/26 | 26/27 | 27/28 | 28/29 | 29/30 | 30/31 | 31/32 | 32/33 | 33/34 | 34/35 | 35/36 | 36/37 | 37/38 | 38/39
| 0 | Compensated |  | Load (LV side) |  |  | Amps
|  |  |  | Apparent Power |  |  | MVA
|  |  |  | Real Power |  |  | MW
|  |  |  | Reactive Power |  |  | MVAr
|  |  |  | Capacitors In Service |  |  | MVAr
PF
| Zone Div: | Uncompensated |  | Reactive Power |  |  | MVAr
PF
| 0 | Compensated |  | Load (LV side) |  |  | Amps
|  |  |  | Apparent Power |  |  | MVA
|  |  |  | Real Power |  |  | MW
|  |  |  | Reactive Power |  |  | MVAr
|  |  |  | Capacitors In Service |  |  | MVAr
PF
| Zone Div: | Uncompensated |  | Reactive Power |  |  | MVAr
PF
| 0 | Compensated |  | Load (LV side) |  |  | Amps
|  |  |  | Apparent Power |  |  | MVA
|  |  |  | Real Power |  |  | MW
|  |  |  | Reactive Power |  |  | MVAr
|  |  |  | Capacitors In Service |  |  | MVAr
PF
| Zone Div: | Uncompensated |  | Reactive Power |  |  | MVAr
PF
| 0 | Compensated |  | Load (LV side) |  |  | Amps
|  |  |  | Apparent Power |  |  | MVA
|  |  |  | Real Power |  |  | MW
|  |  |  | Reactive Power |  |  | MVAr
|  |  |  | Capacitors In Service |  |  | MVAr
PF
| Zone Div: | Uncompensated |  | Reactive Power |  |  | MVAr
PF
| 0 | Compensated |  | Load (LV side) |  |  | Amps
|  |  |  | Apparent Power |  |  | MVA
|  |  |  | Real Power |  |  | MW
|  |  |  | Reactive Power |  |  | MVAr
|  |  |  | Capacitors In Service |  |  | MVAr
PF
| Zone Div: | Uncompensated |  | Reactive Power |  |  | MVAr
PF
| 0 | Compensated |  | Load (LV side) |  |  | Amps
|  |  |  | Apparent Power |  |  | MVA
|  |  |  | Real Power |  |  | MW
|  |  |  | Reactive Power |  |  | MVAr
|  |  |  | Capacitors In Service |  |  | MVAr
PF
| Zone Div: | Uncompensated |  | Reactive Power |  |  | MVAr
PF
| 0 | Compensated |  | Load (LV side) |  |  | Amps
|  |  |  | Apparent Power |  |  | MVA
|  |  |  | Real Power |  |  | MW
|  |  |  | Reactive Power |  |  | MVAr
|  |  |  | Capacitors In Service |  |  | MVAr
PF
| Zone Div: | Uncompensated |  | Reactive Power |  |  | MVAr
PF
| 0 | Compensated |  | Load (LV side) |  |  | Amps
|  |  |  | Apparent Power |  |  | MVA
|  |  |  | Real Power |  |  | MW
|  |  |  | Reactive Power |  |  | MVAr
|  |  |  | Capacitors In Service |  |  | MVAr
PF
| Zone Div: | Uncompensated |  | Reactive Power |  |  | MVAr
PF
| 0 | Compensated |  | Load (LV side) |  |  | Amps
|  |  |  | Apparent Power |  |  | MVA
|  |  |  | Real Power |  |  | MW
|  |  |  | Reactive Power |  |  | MVAr
|  |  |  | Capacitors In Service |  |  | MVAr
PF
| Zone Div: | Uncompensated |  | Reactive Power |  |  | MVAr
PF
| 0 | Compensated |  | Load (LV side) |  |  | Amps
|  |  |  | Apparent Power |  |  | MVA
|  |  |  | Real Power |  |  | MW
|  |  |  | Reactive Power |  |  | MVAr
|  |  |  | Capacitors In Service |  |  | MVAr
PF
| Zone Div: | Uncompensated |  | Reactive Power |  |  | MVAr
PF

## Marrickville 132_11kV
| Marrickville 132_11kV | [16 empty] | 2015 | SUMMER
| Substation Total Loads | [33 empty] | Spots & Transfers Detail
| Historical Loads | (11kV Amps) | [7 empty] | Weather Corrected Forecast Loads |  |  |  | (11kV Amps) | [20 empty] | Spots & Transfers Summary | (11kV Amps) |  | Historical Spots & Transfers | [6 empty] | Forecast Spots & Transfers
|  | 07/08 | 08/09 | 09/10 | 10/11 | 11/12 | 12/13 | 13/14 |  | 14/15 | 15/16 | 16/17 | 17/18 | 18/19 | 19/20 | 20/21 | 21/22 | 22/23 | 23/24 | 24/25 | 25/26 | 26/27 | 27/28 | 28/29 | 29/30 | 30/31 | 31/32 | 32/33 | 33/34 | 34/35 | 35/36 | 36/37 | 37/38 | 38/39 |  |  |  | 07/08 | 08/09 | 09/10 | 10/11 | 11/12 | 12/13 | 13/14 | 14/15 | 15/16 | 16/17 | 17/18 | 18/19 | 19/20 | 20/21 | 21/22 | 22/23 | 23/24 | 24/25 | 25/26 | 26/27 | 27/28 | 28/29 | 29/30 | 30/31 | 31/32 | 32/33 | 33/34 | 34/35 | 35/36 | 36/37 | 37/38 | 38/39
| Total | 2959 | 2956 | 2974 | 2912 | 2650 | 2587 | 2377 |  | 2419.381 | 2303.979 | 2228.032 | 2190.801 | 2177.594 | 2174.218 | 2195.615 | 2226.409 | 2252.102 | 2282.711 | 2305.884 | 2338.571 | 2371.458 | 2410.558 | 2453.299 | 2495.375 | 2536.488 | 2578.708 | 2622.05 | 2666.53 | 2712.164 | 2758.967 | 2806.957 | 2856.149 | 2906.56 |  |  | Total | 0 | 0 | 0 | -12.793 | -17.9451 | -11.7444 | -6.3598 | -23.8875 | -28.7746 | -20.951 | -10.6387 | -13.2069 | -3.3758 | 21.3967 | 30.7936 | 25.693 | 30.6094 | 23.1726 | 32.6873 | 32.8873 | 39.1 | 42.7407 | 42.0761 | 41.1131 | 42.2199 | 43.3421 | 44.4799 | 45.6336 | 46.8035 | 47.9896 | 49.1922 | 50.4116
| Firm Rating | 0 | 0 | 0 | 0 | 0 | 0 | 3773 |  | 3773 | 3773 | 3773 | 3773 | 3773 | 3773 | 3773 | 3773 | 3773 | 3773 | 3773 | 3773 | 3773 | 3773 | 3773 | 3773 | 3773 | 3773 | 3773 | 3773 | 3773 | 3773 | 3773 | 3773 | 3773
| Total Capacity | 0 | 0 | 0 | 0 | 0 | 0 | 4000 |  | 4000 | 4000 | 4000 | 4000 | 4000 | 4000 | 4000 | 4000 | 4000 | 4000 | 4000 | 4000 | 4000 | 4000 | 4000 | 4000 | 4000 | 4000 | 4000 | 4000 | 4000 | 4000 | 4000 | 4000 | 4000 |  |  | Marrickville 132_11kV Tx1 | 0 | 0 | 0 | -6.3036 | -8.8422 | -105.7869 | -3.1337 | -11.7702 | -14.1783 | -10.3233 | -5.2421 | -6.5075 | -1.6634 | 10.5429 | 15.1731 | 12.6598 | 15.0823 | 11.4179 | 16.1062 | 16.2047 | 19.266 | 21.0598 | 20.7324 | 20.2579 | 20.8032 | 21.3562 | 21.9168 | 22.4853 | 23.0617 | 23.6462 | 24.2387 | 24.8396
|  | -7 | -6 | -5 | -4 | -3 | -2 | -1 |  | 0 | 1 | 2 | 3 | 4 | 5 | 6 | 7 | 8 | 9 | 10 | 11 | 12 | 13 | 14 | 15 | 16 | 17 | 18 | 19 | 20 | 21 | 22 | 23 | 24 |  |  | Marrickville 132_11kV Tx3 | 0 | 0 | 0 | 0 | 0 | 0 | 0 | 0 | 0 | 0 | 0 | 0 | 0 | 0 | 0 | 0 | 0 | 0 | 0 | 0 | 0 | 0 | 0 | 0 | 0 | 0 | 0 | 0 | 0 | 0 | 0 | 0
| Transformer Loads | [35 empty] | Marrickville 132_11kV Tx4 | 0 | 0 | 0 | -6.4895 | -9.1029 | 94.0425 | -3.2261 | -12.1173 | -14.5963 | -10.6277 | -5.3966 | -6.6994 | -1.7124 | 10.8538 | 15.6205 | 13.0331 | 15.5271 | 11.7546 | 16.5811 | 16.6825 | 19.8341 | 21.6808 | 21.3437 | 20.8552 | 21.4166 | 21.9859 | 22.5631 | 23.1483 | 23.7417 | 24.3434 | 24.9535 | 25.572
| Historical Loads | (11kV Amps) | [7 empty] | Weather Corrected Forecast Loads |  |  |  | (11kV Amps) | [23 empty] | 0 | 0 | 0 | 0 | 0 | 0 | 0 | 0 | 0 | 0 | 0 | 0 | 0 | 0 | 0 | 0 | 0 | 0 | 0 | 0 | 0 | 0 | 0 | 0 | 0 | 0 | 0 | 0 | 0 | 0 | 0 | 0
|  | 07/08 | 08/09 | 09/10 | 10/11 | 11/12 | 12/13 | 13/14 |  | 14/15 | 15/16 | 16/17 | 17/18 | 18/19 | 19/20 | 20/21 | 21/22 | 22/23 | 23/24 | 24/25 | 25/26 | 26/27 | 27/28 | 28/29 | 29/30 | 30/31 | 31/32 | 32/33 | 33/34 | 34/35 | 35/36 | 36/37 | 37/38 | 38/39 |  |  |  | 0 | 0 | 0 | 0 | 0 | 0 | 0 | 0 | 0 | 0 | 0 | 0 | 0 | 0 | 0 | 0 | 0 | 0 | 0 | 0 | 0 | 0 | 0 | 0 | 0 | 0 | 0 | 0 | 0 | 0 | 0 | 0
| 0 | [36 empty] | 0 | 0 | 0 | 0 | 0 | 0 | 0 | 0 | 0 | 0 | 0 | 0 | 0 | 0 | 0 | 0 | 0 | 0 | 0 | 0 | 0 | 0 | 0 | 0 | 0 | 0 | 0 | 0 | 0 | 0 | 0 | 0
| Diversity Factor: 0 | [36 empty] | 0 | 0 | 0 | 0 | 0 | 0 | 0 | 0 | 0 | 0 | 0 | 0 | 0 | 0 | 0 | 0 | 0 | 0 | 0 | 0 | 0 | 0 | 0 | 0 | 0 | 0 | 0 | 0 | 0 | 0 | 0 | 0
[38 empty] | 0 | 0 | 0 | 0 | 0 | 0 | 0 | 0 | 0 | 0 | 0 | 0 | 0 | 0 | 0 | 0 | 0 | 0 | 0 | 0 | 0 | 0 | 0 | 0 | 0 | 0 | 0 | 0 | 0 | 0 | 0 | 0
[38 empty] | 0 | 0 | 0 | 0 | 0 | 0 | 0 | 0 | 0 | 0 | 0 | 0 | 0 | 0 | 0 | 0 | 0 | 0 | 0 | 0 | 0 | 0 | 0 | 0 | 0 | 0 | 0 | 0 | 0 | 0 | 0 | 0
| 0 | [36 empty] | 0 | 0 | 0 | 0 | 0 | 0 | 0 | 0 | 0 | 0 | 0 | 0 | 0 | 0 | 0 | 0 | 0 | 0 | 0 | 0 | 0 | 0 | 0 | 0 | 0 | 0 | 0 | 0 | 0 | 0 | 0 | 0
Diversity Factor: 0
[38 empty] | Historical Spots & Transfers | [6 empty] | Forecast Spots & Transfers
[35 empty] | Project Name | From | To | 07/08 | 08/09 | 09/10 | 10/11 | 11/12 | 12/13 | 13/14 | 14/15 | 15/16 | 16/17 | 17/18 | 18/19 | 19/20 | 20/21 | 21/22 | 22/23 | 23/24 | 24/25 | 25/26 | 26/27 | 27/28 | 28/29 | 29/30 | 30/31 | 31/32 | 32/33 | 33/34 | 34/35 | 35/36 | 36/37 | 37/38 | 38/39
| 0 | [33 empty] | Broad based demand management |  | Marrickville 132_11kV Tx1 | 0 | 0 | 0 | 0 | 0 | 0 | 0 | -2.6714 | -7.1142 | -6.7626 | -5.9799 | -6.0924 | 0 | 0 | 0 | 0 | 0 | 0 | 0 | 0 | 0 | 0 | 0 | 0 | 0 | 0 | 0 | 0 | 0 | 0 | 0 | 0
| Diversity Factor: 0 | [33 empty] | Broad based demand management |  | Marrickville 132_11kV Tx4 | 0 | 0 | 0 | 0 | 0 | 0 | 0 | -2.7502 | -7.3239 | -6.962 | -6.1562 | -6.2721 | 0 | 0 | 0 | 0 | 0 | 0 | 0 | 0 | 0 | 0 | 0 | 0 | 0 | 0 | 0 | 0 | 0 | 0 | 0 | 0
[35 empty] | DNP_ID: 6424. North Marrickville Zone Development - 2009. | Marrickville 132_11kV Tx1 | Marrickville 132_11kV Tx4 | 0 | 0 | 0 | 0 | 0 | 100 | 0 | 0 | 0 | 0 | 0 | 0 | 0 | 0 | 0 | 0 | 0 | 0 | 0 | 0 | 0 | 0 | 0 | 0 | 0 | 0 | 0 | 0 | 0 | 0 | 0 | 0
[35 empty] | Econometric |  | Marrickville 132_11kV Tx1 | 0 | 0 | 0 | 0 | 0 | 0 | 0 | 0 | 0 | 12.3914 | 23.02 | 31.1066 | 31.2993 | 32.991 | 32.5175 | 32.0134 | 32.5013 | 32.996 | 33.4977 | 34.0064 | 34.5223 | 35.0454 | 35.5758 | 36.1136 | 36.6589 | 37.2119 | 37.7725 | 38.341 | 38.9174 | 39.5018 | 40.0944 | 40.6952
| 0 | [33 empty] | Econometric |  | Marrickville 132_11kV Tx4 | 0 | 0 | 0 | 0 | 0 | 0 | 0 | 0 | 0 | 12.7568 | 23.6988 | 32.0238 | 32.2222 | 33.9638 | 33.4763 | 32.9573 | 33.4596 | 33.9689 | 34.4854 | 35.0091 | 35.5402 | 36.0787 | 36.6247 | 37.1784 | 37.7398 | 38.3091 | 38.8863 | 39.4715 | 40.0649 | 40.6666 | 41.2767 | 41.8952
| Diversity Factor: 0 | [33 empty] | Energy Efficiency |  | Marrickville 132_11kV Tx1 | 0 | 0 | 0 | 0 | 0 | 0 | 0 | -4.711 | -2.1425 | -10.3938 | -16.1831 | -24.9942 | -26.0861 | -15.2485 | -10.3821 | -12.2806 | -12.0071 | -15.0958 | -10.9092 | -11.3194 | -8.774 | -7.5032 | -8.361 | -9.3734 | -9.3734 | -9.3734 | -9.3734 | -9.3734 | -9.3734 | -9.3734 | -9.3734 | -9.3734
[35 empty] | Energy Efficiency |  | Marrickville 132_11kV Tx4 | 0 | 0 | 0 | 0 | 0 | 0 | 0 | -4.8499 | -2.2057 | -10.7002 | -16.6603 | -25.7312 | -26.8553 | -15.6981 | -10.6882 | -12.6428 | -12.3611 | -15.5409 | -11.2309 | -11.6532 | -9.0327 | -7.7245 | -8.6076 | -9.6498 | -9.6498 | -9.6498 | -9.6498 | -9.6498 | -9.6498 | -9.6498 | -9.6498 | -9.6498
[35 empty] | Solar PV |  | Marrickville 132_11kV Tx1 | 0 | 0 | 0 | -6.3036 | -8.8422 | -5.7869 | -3.1337 | -4.3878 | -4.9216 | -5.5584 | -6.099 | -6.5275 | -6.8766 | -7.1997 | -6.9622 | -7.0729 | -5.4118 | -6.4823 | -6.4823 | -6.4823 | -6.4823 | -6.4823 | -6.4823 | -6.4823 | -6.4823 | -6.4823 | -6.4823 | -6.4823 | -6.4823 | -6.4823 | -6.4823 | -6.4823
| 0 | [33 empty] | Solar PV |  | Marrickville 132_11kV Tx4 | 0 | 0 | 0 | -6.4895 | -9.1029 | -5.9575 | -3.2261 | -4.5172 | -5.0667 | -5.7223 | -6.2789 | -6.7199 | -7.0794 | -7.412 | -7.1675 | -7.2814 | -5.5714 | -6.6734 | -6.6734 | -6.6734 | -6.6734 | -6.6734 | -6.6734 | -6.6734 | -6.6734 | -6.6734 | -6.6734 | -6.6734 | -6.6734 | -6.6734 | -6.6734 | -6.6734
Diversity Factor: 0
0
Diversity Factor: 0
0
Diversity Factor: 0
0
Diversity Factor: 0
0
Diversity Factor: 0
0
Diversity Factor: 0
| Weather Correction and Public Holiday Factors | [8 empty] | Forecast ROG
ROG Justification
| Actual loads for season 13/14 have been weather corrected by the following: | [6 empty] | 5.572% |  | 7 year ROG ok | [59 empty] | 7 year ROG ok
1 | 2 | 3 | 4 | 5 | 6 | 7 | 8 | 9 | 10 | 14/15 | 15/16 | 16/17 | 17/18 | 18/19 | 19/20 | 20/21 | 21/22 | 22/23 | 23/24 | 24/25 | 25/26 | 26/27 | 27/28 | 28/29 | 29/30 | 30/31 | 31/32 | 32/33 | 33/34 | 34/35 | 35/36 | 36/37 | 37/38 | 38/39
0.9642 | 0.92968 | 0.90749 | 0.89666 | 0.89666 | 0.89666 | 0.89666 | 0.89666 | 0.89666 | 0.89666 | -3.58% | -3.58% | -2.387% | -1.193% | 0% | 0% | 0% | 0% | 0% | 0% | 0% | 0% | 0% | 0% | 0% | 0% | 0% | 0% | 0% | 0% | 0% | 0% | 0% | 0% | 0%
Substation Load Detail
[7 empty] | Units | 13/14 |  | 14/15 | 15/16 | 16/17 | 17/18 | 18/19 | 19/20 | 20/21 | 21/22 | 22/23 | 23/24 | 24/25 | 25/26 | 26/27 | 27/28 | 28/29 | 29/30 | 30/31 | 31/32 | 32/33 | 33/34 | 34/35 | 35/36 | 36/37 | 37/38 | 38/39
1 | Marrickville 132_11kV | Compensated |  | Load (LV side) |  |  | Amps | 2377 | 2534 | 2419.381 | 2303.979 | 2228.032 | 2190.801 | 2177.594 | 2174.218 | 2195.615 | 2226.409 | 2252.102 | 2282.711 | 2305.884 | 2338.571 | 2371.458 | 2410.558 | 2453.299 | 2495.375 | 2536.488 | 2578.708 | 2622.05 | 2666.53 | 2712.164 | 2758.967 | 2806.957 | 2856.149 | 2906.56
|  |  |  | Apparent Power |  |  | MVA | 45.2879 |  | 46.0954 | 43.8967 | 42.4497 | 41.7404 | 41.4888 | 41.4244 | 41.8321 | 42.4188 | 42.9083 | 43.4915 | 43.933 | 44.5558 | 45.1823 | 45.9273 | 46.7416 | 47.5433 | 48.3266 | 49.131 | 49.9568 | 50.8042 | 51.6737 | 52.5654 | 53.4797 | 54.4169 | 55.3774
|  |  |  | Real Power |  |  | MW | 41.64 | 44.3903 | 42.3824 | 40.3608 | 39.0304 | 38.3782 | 38.1468 | 38.0877 | 38.4625 | 39.002 | 39.452 | 39.9883 | 40.3942 | 40.9668 | 41.5429 | 42.2279 | 42.9766 | 43.7137 | 44.4339 | 45.1735 | 45.9328 | 46.712 | 47.5114 | 48.3312 | 49.1719 | 50.0337 | 50.9168
|  |  |  | Reactive Power |  |  | MVAr | 17.8075 |  | 18.125 | 17.2605 | 16.6915 | 16.4126 | 16.3136 | 16.2884 | 16.4487 | 16.6793 | 16.8718 | 17.1011 | 17.2747 | 17.5196 | 17.766 | 18.0589 | 18.3791 | 18.6943 | 19.0023 | 19.3186 | 19.6433 | 19.9765 | 20.3184 | 20.669 | 21.0286 | 21.3971 | 21.7748
|  |  |  | Capacitors In Service |  |  | MVAr | 0 |  | 0 | 0 | 0 | 0 | 0 | 0 | 0 | 0 | 0 | 0 | 0 | 0 | 0 | 0 | 0 | 0 | 0 | 0 | 0 | 0 | 0 | 0 | 0 | 0 | 0
|  |  |  | PF |  |  |  | 0.91945 |  | 0.91945 | 0.91945 | 0.91945 | 0.91945 | 0.91945 | 0.91945 | 0.91945 | 0.91945 | 0.91945 | 0.91945 | 0.91945 | 0.91945 | 0.91945 | 0.91945 | 0.91945 | 0.91945 | 0.91945 | 0.91945 | 0.91945 | 0.91945 | 0.91945 | 0.91945 | 0.91945 | 0.91945 | 0.91945
0.94709 | Diversity Factor: 0.95 | Uncompensated |  | Reactive Power |  |  | MVAr | 17.8075 | 18.9837 | 18.125 | 17.2605 | 16.6915 | 16.4126 | 16.3136 | 16.2884 | 16.4487 | 16.6793 | 16.8718 | 17.1011 | 17.2747 | 17.5196 | 17.766 | 18.0589 | 18.3791 | 18.6943 | 19.0023 | 19.3186 | 19.6433 | 19.9765 | 20.3184 | 20.669 | 21.0286 | 21.3971 | 21.7748
|  |  |  | PF |  |  |  | 0.91945 |  | 0.91945 | 0.91945 | 0.91945 | 0.91945 | 0.91945 | 0.91945 | 0.91945 | 0.91945 | 0.91945 | 0.91945 | 0.91945 | 0.91945 | 0.91945 | 0.91945 | 0.91945 | 0.91945 | 0.91945 | 0.91945 | 0.91945 | 0.91945 | 0.91945 | 0.91945 | 0.91945 | 0.91945 | 0.91945
[10 empty] | 1 | 2 | 3 | 4 | 5 | 6 | 7 | 8 | 9 | 10 | 11 | 12 | 13 | 14 | 15 | 16 | 17 | 18 | 19 | 20 | 21 | 22 | 23 | 24 | 25
Transformer Load Detail
[7 empty] | Units | 13/14 |  | 14/15 | 15/16 | 16/17 | 17/18 | 18/19 | 19/20 | 20/21 | 21/22 | 22/23 | 23/24 | 24/25 | 25/26 | 26/27 | 27/28 | 28/29 | 29/30 | 30/31 | 31/32 | 32/33 | 33/34 | 34/35 | 35/36 | 36/37 | 37/38 | 38/39
| 0 | Compensated |  | Load (LV side) |  |  | Amps
|  |  |  | Apparent Power |  |  | MVA
|  |  |  | Real Power |  |  | MW
|  |  |  | Reactive Power |  |  | MVAr
|  |  |  | Capacitors In Service |  |  | MVAr
PF
| Zone Div: | Uncompensated |  | Reactive Power |  |  | MVAr
PF
| 0 | Compensated |  | Load (LV side) |  |  | Amps
|  |  |  | Apparent Power |  |  | MVA
|  |  |  | Real Power |  |  | MW
|  |  |  | Reactive Power |  |  | MVAr
|  |  |  | Capacitors In Service |  |  | MVAr
PF
| Zone Div: | Uncompensated |  | Reactive Power |  |  | MVAr
PF
| 0 | Compensated |  | Load (LV side) |  |  | Amps
|  |  |  | Apparent Power |  |  | MVA
|  |  |  | Real Power |  |  | MW
|  |  |  | Reactive Power |  |  | MVAr
|  |  |  | Capacitors In Service |  |  | MVAr
PF
| Zone Div: | Uncompensated |  | Reactive Power |  |  | MVAr
PF
| 0 | Compensated |  | Load (LV side) |  |  | Amps
|  |  |  | Apparent Power |  |  | MVA
|  |  |  | Real Power |  |  | MW
|  |  |  | Reactive Power |  |  | MVAr
|  |  |  | Capacitors In Service |  |  | MVAr
PF
| Zone Div: | Uncompensated |  | Reactive Power |  |  | MVAr
PF
| 0 | Compensated |  | Load (LV side) |  |  | Amps
|  |  |  | Apparent Power |  |  | MVA
|  |  |  | Real Power |  |  | MW
|  |  |  | Reactive Power |  |  | MVAr
|  |  |  | Capacitors In Service |  |  | MVAr
PF
| Zone Div: | Uncompensated |  | Reactive Power |  |  | MVAr
PF
| 0 | Compensated |  | Load (LV side) |  |  | Amps
|  |  |  | Apparent Power |  |  | MVA
|  |  |  | Real Power |  |  | MW
|  |  |  | Reactive Power |  |  | MVAr
|  |  |  | Capacitors In Service |  |  | MVAr
PF
| Zone Div: | Uncompensated |  | Reactive Power |  |  | MVAr
PF
| 0 | Compensated |  | Load (LV side) |  |  | Amps
|  |  |  | Apparent Power |  |  | MVA
|  |  |  | Real Power |  |  | MW
|  |  |  | Reactive Power |  |  | MVAr
|  |  |  | Capacitors In Service |  |  | MVAr
PF
| Zone Div: | Uncompensated |  | Reactive Power |  |  | MVAr
PF
| 0 | Compensated |  | Load (LV side) |  |  | Amps
|  |  |  | Apparent Power |  |  | MVA
|  |  |  | Real Power |  |  | MW
|  |  |  | Reactive Power |  |  | MVAr
|  |  |  | Capacitors In Service |  |  | MVAr
PF
| Zone Div: | Uncompensated |  | Reactive Power |  |  | MVAr
PF
| 0 | Compensated |  | Load (LV side) |  |  | Amps
|  |  |  | Apparent Power |  |  | MVA
|  |  |  | Real Power |  |  | MW
|  |  |  | Reactive Power |  |  | MVAr
|  |  |  | Capacitors In Service |  |  | MVAr
PF
| Zone Div: | Uncompensated |  | Reactive Power |  |  | MVAr
PF
| 0 | Compensated |  | Load (LV side) |  |  | Amps
|  |  |  | Apparent Power |  |  | MVA
|  |  |  | Real Power |  |  | MW
|  |  |  | Reactive Power |  |  | MVAr
|  |  |  | Capacitors In Service |  |  | MVAr
PF
| Zone Div: | Uncompensated |  | Reactive Power |  |  | MVAr
PF

## Mascot 33_11kV
| Mascot 33_11kV | [16 empty] | 2015 | SUMMER
| Substation Total Loads | [33 empty] | Spots & Transfers Detail
| Historical Loads | (11kV Amps) | [7 empty] | Weather Corrected Forecast Loads |  |  |  | (11kV Amps) | [20 empty] | Spots & Transfers Summary | (11kV Amps) |  | Historical Spots & Transfers | [6 empty] | Forecast Spots & Transfers
|  | 07/08 | 08/09 | 09/10 | 10/11 | 11/12 | 12/13 | 13/14 |  | 14/15 | 15/16 | 16/17 | 17/18 | 18/19 | 19/20 | 20/21 | 21/22 | 22/23 | 23/24 | 24/25 | 25/26 | 26/27 | 27/28 | 28/29 | 29/30 | 30/31 | 31/32 | 32/33 | 33/34 | 34/35 | 35/36 | 36/37 | 37/38 | 38/39 |  |  |  | 07/08 | 08/09 | 09/10 | 10/11 | 11/12 | 12/13 | 13/14 | 14/15 | 15/16 | 16/17 | 17/18 | 18/19 | 19/20 | 20/21 | 21/22 | 22/23 | 23/24 | 24/25 | 25/26 | 26/27 | 27/28 | 28/29 | 29/30 | 30/31 | 31/32 | 32/33 | 33/34 | 34/35 | 35/36 | 36/37 | 37/38 | 38/39
| Total | 2702 | 2754 | 2899 | 2943 | 2668 | 2654 | 2369 |  | 2401.052 | 2253.941 | 2161.006 | 2121.184 | 2121.954 | 2129.063 | 2157.034 | 2194.622 | 2227.669 | 2262.139 | 2289.603 | 2325.114 | 2360.383 | 2401.89 | 2446.645 | 2490.538 | 2532.826 | 2575.836 | 2619.576 | 2664.056 | 2709.286 | 2755.275 | 2802.033 | 2849.569 | 2897.893 |  |  | Total | 0 | 0 | 316 | -2.279 | -5.109 | 76.9526 | -1.5473 | -21.448 | -27.0579 | -17.8038 | -3.8054 | 0.77087 | 7.1083 | 27.9709 | 37.5886 | 33.0467 | 34.4704 | 27.4636 | 35.511 | 35.2689 | 41.5072 | 44.7553 | 43.8924 | 42.2883 | 43.0098 | 43.7404 | 44.4804 | 45.2298 | 45.9888 | 46.7575 | 47.536 | 48.3244
| Firm Rating | 0 | 0 | 0 | 0 | 0 | 0 | 4015 |  | 4015 | 4015 | 4015 | 4015 | 4015 | 4015 | 4015 | 4015 | 4015 | 4015 | 4015 | 4015 | 4015 | 4015 | 4015 | 4015 | 4015 | 4015 | 4015 | 4015 | 4015 | 4015 | 4015 | 4015 | 4015
| Total Capacity | 0 | 0 | 0 | 0 | 0 | 0 | 5433 |  | 5433 | 5433 | 5433 | 5433 | 5433 | 5433 | 5433 | 5433 | 5433 | 5433 | 5433 | 5433 | 5433 | 5433 | 5433 | 5433 | 5433 | 5433 | 5433 | 5433 | 5433 | 5433 | 5433 | 5433 | 5433 |  |  | Mascot 33_11kV Tx1 | 0 | 0 | 0 | 0 | 0 | 0 | 0 | 0 | 0 | 0 | 0 | 0 | 0 | 0 | 0 | 0 | 0 | 0 | 0 | 0 | 0 | 0 | 0 | 0 | 0 | 0 | 0 | 0 | 0 | 0 | 0 | 0
|  | -7 | -6 | -5 | -4 | -3 | -2 | -1 |  | 0 | 1 | 2 | 3 | 4 | 5 | 6 | 7 | 8 | 9 | 10 | 11 | 12 | 13 | 14 | 15 | 16 | 17 | 18 | 19 | 20 | 21 | 22 | 23 | 24 |  |  | Mascot 33_11kV Tx2 | 0 | 0 | 140 | -0.39008 | -0.8745 | 79.4784 | -0.26485 | -3.6712 | -4.6314 | -3.0474 | -0.65137 | 0.13195 | 1.2167 | 4.7877 | 6.4339 | 5.6565 | 5.9002 | 4.7009 | 6.0783 | 6.0369 | 7.1047 | 7.6607 | 7.5129 | 7.2384 | 7.3619 | 7.4869 | 7.6136 | 7.7419 | 7.8718 | 8.0034 | 8.1366 | 8.2716
| Transformer Loads | [35 empty] | Mascot 33_11kV Tx3 | 0 | 0 | 0 | -0.5198 | -1.1653 | -0.69506 | -0.35292 | -4.892 | -6.1715 | -4.0608 | -0.86796 | 0.17582 | 1.6213 | 6.3797 | 8.5734 | 7.5374 | 7.8622 | 6.264 | 8.0995 | 8.0443 | 9.4672 | 10.208 | 10.0112 | 9.6453 | 9.8099 | 9.9765 | 10.1453 | 10.3162 | 10.4893 | 10.6647 | 10.8422 | 11.0221
| Historical Loads | (11kV Amps) | [7 empty] | 0: Weather Corrected Forecast Loads; 4: (11kV Amps) |  |  | Mascot 33_11kV Tx4 | 0 | 0 | 0 | -0.43932 | -0.98487 | -0.58744 | -0.29827 | -4.1346 | -5.216 | -3.4321 | -0.73358 | 0.1486 | 1.3703 | 5.392 | 7.246 | 6.3704 | 6.6449 | 5.2942 | 6.8455 | 6.7988 | 8.0014 | 8.6275 | 8.4612 | 8.152 | 8.291 | 8.4319 | 8.5745 | 8.719 | 8.8653 | 9.0135 | 9.1636 | 9.3155
|  | 07/08 | 08/09 | 09/10 | 10/11 | 11/12 | 12/13 | 13/14 |  | 14/15 | 15/16 | 16/17 | 17/18 | 18/19 | 19/20 | 20/21 | 21/22 | 22/23 | 23/24 | 24/25 | 25/26 | 26/27 | 27/28 | 28/29 | 29/30 | 30/31 | 31/32 | 32/33 | 33/34 | 34/35 | 35/36 | 36/37 | 37/38 | 38/39 |  |  | Mascot 33_11kV Tx5 | 0 | 0 | 115 | -0.3863 | -0.86601 | -0.51654 | -0.26228 | -3.6356 | -4.5865 | -3.0178 | -0.64504 | 0.13067 | 1.2049 | 4.7412 | 6.3715 | 5.6016 | 5.8429 | 4.6552 | 6.0193 | 5.9783 | 7.0357 | 7.5863 | 7.44 | 7.1681 | 7.2904 | 7.4142 | 7.5397 | 7.6667 | 7.7954 | 7.9257 | 8.0576 | 8.1913
| 0 | [35 empty] | Mascot 33_11kV Tx6 | 0 | 0 | 61 | -0.54347 | -1.2184 | -0.72671 | -0.36899 | -5.1147 | -6.4525 | -4.2457 | -0.90749 | 0.18383 | 1.6951 | 6.6702 | 8.9638 | 7.8807 | 8.2202 | 6.5493 | 8.4683 | 8.4106 | 9.8983 | 10.6729 | 10.4671 | 10.0845 | 10.2566 | 10.4308 | 10.6073 | 10.786 | 10.967 | 11.1503 | 11.336 | 11.524
| Diversity Factor: 0 | [36 empty] | 0 | 0 | 0 | 0 | 0 | 0 | 0 | 0 | 0 | 0 | 0 | 0 | 0 | 0 | 0 | 0 | 0 | 0 | 0 | 0 | 0 | 0 | 0 | 0 | 0 | 0 | 0 | 0 | 0 | 0 | 0 | 0
[38 empty] | 0 | 0 | 0 | 0 | 0 | 0 | 0 | 0 | 0 | 0 | 0 | 0 | 0 | 0 | 0 | 0 | 0 | 0 | 0 | 0 | 0 | 0 | 0 | 0 | 0 | 0 | 0 | 0 | 0 | 0 | 0 | 0
[38 empty] | 0 | 0 | 0 | 0 | 0 | 0 | 0 | 0 | 0 | 0 | 0 | 0 | 0 | 0 | 0 | 0 | 0 | 0 | 0 | 0 | 0 | 0 | 0 | 0 | 0 | 0 | 0 | 0 | 0 | 0 | 0 | 0
| 0 | [36 empty] | 0 | 0 | 0 | 0 | 0 | 0 | 0 | 0 | 0 | 0 | 0 | 0 | 0 | 0 | 0 | 0 | 0 | 0 | 0 | 0 | 0 | 0 | 0 | 0 | 0 | 0 | 0 | 0 | 0 | 0 | 0 | 0
Diversity Factor: 0
[38 empty] | Historical Spots & Transfers | [6 empty] | Forecast Spots & Transfers
[35 empty] | Project Name | From | To | 07/08 | 08/09 | 09/10 | 10/11 | 11/12 | 12/13 | 13/14 | 14/15 | 15/16 | 16/17 | 17/18 | 18/19 | 19/20 | 20/21 | 21/22 | 22/23 | 23/24 | 24/25 | 25/26 | 26/27 | 27/28 | 28/29 | 29/30 | 30/31 | 31/32 | 32/33 | 33/34 | 34/35 | 35/36 | 36/37 | 37/38 | 38/39
| 0 | [33 empty] | Broad based demand management |  | Mascot 33_11kV Tx1 | 0 | 0 | 0 | 0 | 0 | 0 | 0 | 0 | 0 | 0 | 0 | 0 | 0 | 0 | 0 | 0 | 0 | 0 | 0 | 0 | 0 | 0 | 0 | 0 | 0 | 0 | 0 | 0 | 0 | 0 | 0 | 0
| Diversity Factor: 0 | [33 empty] | Broad based demand management |  | Mascot 33_11kV Tx2 | 0 | 0 | 0 | 0 | 0 | 0 | 0 | -1.227 | -3.353 | -2.9839 | -2.4019 | -2.2204 | 0 | 0 | 0 | 0 | 0 | 0 | 0 | 0 | 0 | 0 | 0 | 0 | 0 | 0 | 0 | 0 | 0 | 0 | 0 | 0
[35 empty] | Broad based demand management |  | Mascot 33_11kV Tx3 | 0 | 0 | 0 | 0 | 0 | 0 | 0 | -1.635 | -4.468 | -3.9762 | -3.2006 | -2.9587 | 0 | 0 | 0 | 0 | 0 | 0 | 0 | 0 | 0 | 0 | 0 | 0 | 0 | 0 | 0 | 0 | 0 | 0 | 0 | 0
[35 empty] | Broad based demand management |  | Mascot 33_11kV Tx4 | 0 | 0 | 0 | 0 | 0 | 0 | 0 | -1.3818 | -3.7762 | -3.3606 | -2.705 | -2.5006 | 0 | 0 | 0 | 0 | 0 | 0 | 0 | 0 | 0 | 0 | 0 | 0 | 0 | 0 | 0 | 0 | 0 | 0 | 0 | 0
| 0 | [33 empty] | Broad based demand management |  | Mascot 33_11kV Tx5 | 0 | 0 | 0 | 0 | 0 | 0 | 0 | -1.2151 | -3.3204 | -2.955 | -2.3786 | -2.1988 | 0 | 0 | 0 | 0 | 0 | 0 | 0 | 0 | 0 | 0 | 0 | 0 | 0 | 0 | 0 | 0 | 0 | 0 | 0 | 0
| Diversity Factor: 0 | [33 empty] | Broad based demand management |  | Mascot 33_11kV Tx6 | 0 | 0 | 0 | 0 | 0 | 0 | 0 | -1.7094 | -4.6714 | -4.1572 | -3.3463 | -3.0934 | 0 | 0 | 0 | 0 | 0 | 0 | 0 | 0 | 0 | 0 | 0 | 0 | 0 | 0 | 0 | 0 | 0 | 0 | 0 | 0
[35 empty] | DNP_ID: 6375. Transfer 7MVA from Botany Zone to Mascot Zone | Botany 33_11kV Tx2 | Mascot 33_11kV Tx2 | 0 | 0 | 80 | 0 | 0 | 0 | 0 | 0 | 0 | 0 | 0 | 0 | 0 | 0 | 0 | 0 | 0 | 0 | 0 | 0 | 0 | 0 | 0 | 0 | 0 | 0 | 0 | 0 | 0 | 0 | 0 | 0
[35 empty] | DNP_ID: 6375. Transfer 7MVA from Botany Zone to Mascot Zone | Botany 33_11kV Tx3 | Mascot 33_11kV Tx6 | 0 | 0 | 20 | 0 | 0 | 0 | 0 | 0 | 0 | 0 | 0 | 0 | 0 | 0 | 0 | 0 | 0 | 0 | 0 | 0 | 0 | 0 | 0 | 0 | 0 | 0 | 0 | 0 | 0 | 0 | 0 | 0
| 0 | [33 empty] | DNP_ID: 6375. Transfer 7MVA from Botany Zone to Mascot Zone | Botany 33_11kV Tx4 | Mascot 33_11kV Tx2 | 0 | 0 | 60 | 0 | 0 | 0 | 0 | 0 | 0 | 0 | 0 | 0 | 0 | 0 | 0 | 0 | 0 | 0 | 0 | 0 | 0 | 0 | 0 | 0 | 0 | 0 | 0 | 0 | 0 | 0 | 0 | 0
| Diversity Factor: 0 | [33 empty] | DNP_ID: 6375. Transfer 7MVA from Botany Zone to Mascot Zone | Botany 33_11kV Tx4 | Mascot 33_11kV Tx6 | 0 | 0 | 156 | 0 | 0 | 0 | 0 | 0 | 0 | 0 | 0 | 0 | 0 | 0 | 0 | 0 | 0 | 0 | 0 | 0 | 0 | 0 | 0 | 0 | 0 | 0 | 0 | 0 | 0 | 0 | 0 | 0
[35 empty] | DNP_ID: 6375. Transfer 7MVA from Botany Zone to Mascot Zone | Mascot 33_11kV Tx6 | Mascot 33_11kV Tx5 | 0 | 0 | 115 | 0 | 0 | 0 | 0 | 0 | 0 | 0 | 0 | 0 | 0 | 0 | 0 | 0 | 0 | 0 | 0 | 0 | 0 | 0 | 0 | 0 | 0 | 0 | 0 | 0 | 0 | 0 | 0 | 0
[35 empty] | DNP_ID: 7127. Botany TX 2 offload to Mascot TX 2 - Control Room summer readiness | Botany 33_11kV Tx2 | Mascot 33_11kV Tx2 | 0 | 0 | 0 | 0 | 0 | 80 | 0 | 0 | 0 | 0 | 0 | 0 | 0 | 0 | 0 | 0 | 0 | 0 | 0 | 0 | 0 | 0 | 0 | 0 | 0 | 0 | 0 | 0 | 0 | 0 | 0 | 0
| 0 | [33 empty] | Econometric |  | Mascot 33_11kV Tx1 | 0 | 0 | 0 | 0 | 0 | 0 | 0 | 0 | 0 | 0 | 0 | 0 | 0 | 0 | 0 | 0 | 0 | 0 | 0 | 0 | 0 | 0 | 0 | 0 | 0 | 0 | 0 | 0 | 0 | 0 | 0 | 0
| Diversity Factor: 0 | [33 empty] | Econometric |  | Mascot 33_11kV Tx2 | 0 | 0 | 0 | 0 | 0 | 0 | 0 | 0 | 0 | 3.2979 | 6.558 | 9.477 | 8.4 | 8.8769 | 8.6915 | 8.4993 | 8.6108 | 8.7238 | 8.8382 | 8.9541 | 9.0715 | 9.1904 | 9.3108 | 9.4327 | 9.5562 | 9.6812 | 9.8079 | 9.9362 | 10.0661 | 10.1977 | 10.3309 | 10.4659
[35 empty] | Econometric |  | Mascot 33_11kV Tx3 | 0 | 0 | 0 | 0 | 0 | 0 | 0 | 0 | 0 | 4.3946 | 8.7386 | 12.6284 | 11.1932 | 11.8287 | 11.5817 | 11.3255 | 11.4741 | 11.6247 | 11.7772 | 11.9316 | 12.088 | 12.2464 | 12.4068 | 12.5693 | 12.7338 | 12.9005 | 13.0693 | 13.2402 | 13.4133 | 13.5886 | 13.7662 | 13.946
[35 empty] | Econometric |  | Mascot 33_11kV Tx4 | 0 | 0 | 0 | 0 | 0 | 0 | 0 | 0 | 0 | 3.7142 | 7.3857 | 10.6732 | 9.4602 | 9.9973 | 9.7885 | 9.572 | 9.6976 | 9.8249 | 9.9537 | 10.0843 | 10.2164 | 10.3503 | 10.4859 | 10.6232 | 10.7623 | 10.9031 | 11.0458 | 11.1903 | 11.3366 | 11.4847 | 11.6348 | 11.7868
| 0 | [33 empty] | Econometric |  | Mascot 33_11kV Tx5 | 0 | 0 | 0 | 0 | 0 | 0 | 0 | 0 | 0 | 3.2659 | 6.4943 | 9.385 | 8.3185 | 8.7907 | 8.6072 | 8.4168 | 8.5272 | 8.6391 | 8.7524 | 8.8672 | 8.9834 | 9.1011 | 9.2204 | 9.3411 | 9.4634 | 9.5872 | 9.7127 | 9.8397 | 9.9684 | 10.0987 | 10.2306 | 10.3642
| Diversity Factor: 0 | [33 empty] | Econometric |  | Mascot 33_11kV Tx6 | 0 | 0 | 0 | 0 | 0 | 0 | 0 | 0 | 0 | 4.5947 | 9.1366 | 13.2035 | 11.7029 | 12.3673 | 12.1091 | 11.8412 | 11.9966 | 12.154 | 12.3135 | 12.4749 | 12.6384 | 12.8041 | 12.9718 | 13.1417 | 13.3137 | 13.4879 | 13.6644 | 13.8431 | 14.0241 | 14.2074 | 14.3931 | 14.5811
[35 empty] | Energy Efficiency |  | Mascot 33_11kV Tx1 | 0 | 0 | 0 | 0 | 0 | 0 | 0 | 0 | 0 | 0 | 0 | 0 | 0 | 0 | 0 | 0 | 0 | 0 | 0 | 0 | 0 | 0 | 0 | 0 | 0 | 0 | 0 | 0 | 0 | 0 | 0 | 0
[35 empty] | Energy Efficiency |  | Mascot 33_11kV Tx2 | 0 | 0 | 0 | 0 | 0 | 0 | 0 | -2.1075 | -0.90076 | -2.9349 | -4.3394 | -6.6238 | -6.6556 | -3.5367 | -1.7233 | -2.3 | -2.2953 | -3.5255 | -2.2625 | -2.4198 | -1.4694 | -1.0323 | -1.3004 | -1.6969 | -1.6969 | -1.6969 | -1.6969 | -1.6969 | -1.6969 | -1.6969 | -1.6969 | -1.6969
| 0 | [33 empty] | Energy Efficiency |  | Mascot 33_11kV Tx3 | 0 | 0 | 0 | 0 | 0 | 0 | 0 | -2.8083 | -1.2003 | -3.9108 | -5.7824 | -8.8264 | -8.8688 | -4.7127 | -2.2964 | -3.0648 | -3.0586 | -4.6978 | -3.0148 | -3.2244 | -1.958 | -1.3755 | -1.7328 | -2.2611 | -2.2611 | -2.2611 | -2.2611 | -2.2611 | -2.2611 | -2.2611 | -2.2611 | -2.2611
| Diversity Factor: 0 | [33 empty] | Energy Efficiency |  | Mascot 33_11kV Tx4 | 0 | 0 | 0 | 0 | 0 | 0 | 0 | -2.3735 | -1.0144 | -3.3053 | -4.8871 | -7.4598 | -7.4956 | -3.9831 | -1.9408 | -2.5903 | -2.585 | -3.9705 | -2.548 | -2.7252 | -1.6548 | -1.1626 | -1.4645 | -1.911 | -1.911 | -1.911 | -1.911 | -1.911 | -1.911 | -1.911 | -1.911 | -1.911
[35 empty] | Energy Efficiency |  | Mascot 33_11kV Tx5 | 0 | 0 | 0 | 0 | 0 | 0 | 0 | -2.087 | -0.89201 | -2.9064 | -4.2973 | -6.5595 | -6.591 | -3.5024 | -1.7066 | -2.2777 | -2.2731 | -3.4913 | -2.2405 | -2.3963 | -1.4551 | -1.0223 | -1.2877 | -1.6804 | -1.6804 | -1.6804 | -1.6804 | -1.6804 | -1.6804 | -1.6804 | -1.6804 | -1.6804
[35 empty] | Energy Efficiency |  | Mascot 33_11kV Tx6 | 0 | 0 | 0 | 0 | 0 | 0 | 0 | -2.9362 | -1.2549 | -4.0889 | -6.0457 | -9.2283 | -9.2726 | -4.9273 | -2.4009 | -3.2044 | -3.1979 | -4.9117 | -3.1521 | -3.3713 | -2.0471 | -1.4382 | -1.8117 | -2.3641 | -2.3641 | -2.3641 | -2.3641 | -2.3641 | -2.3641 | -2.3641 | -2.3641 | -2.3641
| 0 | [33 empty] | Solar PV |  | Mascot 33_11kV Tx1 | 0 | 0 | 0 | 0 | 0 | 0 | 0 | 0 | 0 | 0 | 0 | 0 | 0 | 0 | 0 | 0 | 0 | 0 | 0 | 0 | 0 | 0 | 0 | 0 | 0 | 0 | 0 | 0 | 0 | 0 | 0 | 0
| Diversity Factor: 0 | [33 empty] | Solar PV |  | Mascot 33_11kV Tx2 | 0 | 0 | 0 | -0.39008 | -0.8745 | -0.52161 | -0.26485 | -0.33671 | -0.37767 | -0.42654 | -0.46803 | -0.50091 | -0.5277 | -0.55249 | -0.53427 | -0.54276 | -0.41529 | -0.49744 | -0.49744 | -0.49744 | -0.49744 | -0.49744 | -0.49744 | -0.49744 | -0.49744 | -0.49744 | -0.49744 | -0.49744 | -0.49744 | -0.49744 | -0.49744 | -0.49744
[35 empty] | Solar PV |  | Mascot 33_11kV Tx3 | 0 | 0 | 0 | -0.5198 | -1.1653 | -0.69506 | -0.35292 | -0.44868 | -0.50326 | -0.56838 | -0.62366 | -0.66747 | -0.70317 | -0.73621 | -0.71193 | -0.72324 | -0.55339 | -0.66285 | -0.66285 | -0.66285 | -0.66285 | -0.66285 | -0.66285 | -0.66285 | -0.66285 | -0.66285 | -0.66285 | -0.66285 | -0.66285 | -0.66285 | -0.66285 | -0.66285
[35 empty] | Solar PV |  | Mascot 33_11kV Tx4 | 0 | 0 | 0 | -0.43932 | -0.98487 | -0.58744 | -0.29827 | -0.37921 | -0.42534 | -0.48038 | -0.5271 | -0.56413 | -0.5943 | -0.62222 | -0.6017 | -0.61126 | -0.46771 | -0.56022 | -0.56022 | -0.56022 | -0.56022 | -0.56022 | -0.56022 | -0.56022 | -0.56022 | -0.56022 | -0.56022 | -0.56022 | -0.56022 | -0.56022 | -0.56022 | -0.56022
| 0 | [33 empty] | Solar PV |  | Mascot 33_11kV Tx5 | 0 | 0 | 0 | -0.3863 | -0.86601 | -0.51654 | -0.26228 | -0.33344 | -0.37401 | -0.4224 | -0.46349 | -0.49604 | -0.52258 | -0.54713 | -0.52908 | -0.53749 | -0.41126 | -0.49261 | -0.49261 | -0.49261 | -0.49261 | -0.49261 | -0.49261 | -0.49261 | -0.49261 | -0.49261 | -0.49261 | -0.49261 | -0.49261 | -0.49261 | -0.49261 | -0.49261
| Diversity Factor: 0 | [33 empty] | Solar PV |  | Mascot 33_11kV Tx6 | 0 | 0 | 0 | -0.54347 | -1.2184 | -0.72671 | -0.36899 | -0.46911 | -0.52618 | -0.59426 | -0.65206 | -0.69786 | -0.73519 | -0.76973 | -0.74435 | -0.75617 | -0.57859 | -0.69304 | -0.69304 | -0.69304 | -0.69304 | -0.69304 | -0.69304 | -0.69304 | -0.69304 | -0.69304 | -0.69304 | -0.69304 | -0.69304 | -0.69304 | -0.69304 | -0.69304
| Weather Correction and Public Holiday Factors | [8 empty] | Forecast ROG
ROG Justification
| Actual loads for season 13/14 have been weather corrected by the following: | [6 empty] | 2.261% |  | Rog Capped +/-5% | [59 empty] | Rog Capped +/-5%
1 | 2 | 3 | 4 | 5 | 6 | 7 | 8 | 9 | 10 | 14/15 | 15/16 | 16/17 | 17/18 | 18/19 | 19/20 | 20/21 | 21/22 | 22/23 | 23/24 | 24/25 | 25/26 | 26/27 | 27/28 | 28/29 | 29/30 | 30/31 | 31/32 | 32/33 | 33/34 | 34/35 | 35/36 | 36/37 | 37/38 | 38/39
0.95 | 0.9025 | 0.87242 | 0.85789 | 0.85789 | 0.85789 | 0.85789 | 0.85789 | 0.85789 | 0.85789 | -5% | -5% | -3.333% | -1.666% | 0% | 0% | 0% | 0% | 0% | 0% | 0% | 0% | 0% | 0% | 0% | 0% | 0% | 0% | 0% | 0% | 0% | 0% | 0% | 0% | 0%
Substation Load Detail
[7 empty] | Units | 13/14 |  | 14/15 | 15/16 | 16/17 | 17/18 | 18/19 | 19/20 | 20/21 | 21/22 | 22/23 | 23/24 | 24/25 | 25/26 | 26/27 | 27/28 | 28/29 | 29/30 | 30/31 | 31/32 | 32/33 | 33/34 | 34/35 | 35/36 | 36/37 | 37/38 | 38/39
1 | Mascot 33_11kV | Compensated |  | Load (LV side) |  |  | Amps | 2369 | 2550 | 2401.052 | 2253.941 | 2161.006 | 2121.184 | 2121.954 | 2129.063 | 2157.034 | 2194.622 | 2227.669 | 2262.139 | 2289.603 | 2325.114 | 2360.383 | 2401.89 | 2446.645 | 2490.538 | 2532.826 | 2575.836 | 2619.576 | 2664.056 | 2709.286 | 2755.275 | 2802.033 | 2849.569 | 2897.893
|  |  |  | Apparent Power |  |  | MVA | 45.1355 |  | 45.7462 | 42.9434 | 41.1727 | 40.414 | 40.4287 | 40.5641 | 41.097 | 41.8132 | 42.4428 | 43.0995 | 43.6228 | 44.2994 | 44.9713 | 45.7621 | 46.6148 | 47.4511 | 48.2568 | 49.0763 | 49.9096 | 50.7571 | 51.6188 | 52.495 | 53.3859 | 54.2916 | 55.2123
|  |  |  | Real Power |  |  | MW | 40.8015 | 43.9188 | 41.3535 | 38.8198 | 37.2192 | 36.5333 | 36.5466 | 36.669 | 37.1508 | 37.7981 | 38.3673 | 38.961 | 39.434 | 40.0456 | 40.6531 | 41.3679 | 42.1388 | 42.8947 | 43.623 | 44.3638 | 45.1172 | 45.8832 | 46.6622 | 47.4543 | 48.2596 | 49.0783 | 49.9106
|  |  |  | Reactive Power |  |  | MVAr | 19.2991 |  | 19.5602 | 18.3618 | 17.6047 | 17.2802 | 17.2865 | 17.3444 | 17.5723 | 17.8785 | 18.1477 | 18.4286 | 18.6523 | 18.9416 | 19.2289 | 19.567 | 19.9316 | 20.2892 | 20.6337 | 20.9841 | 21.3404 | 21.7028 | 22.0712 | 22.4459 | 22.8268 | 23.2141 | 23.6077
|  |  |  | Capacitors In Service |  |  | MVAr | 0 |  | 0 | 0 | 0 | 0 | 0 | 0 | 0 | 0 | 0 | 0 | 0 | 0 | 0 | 0 | 0 | 0 | 0 | 0 | 0 | 0 | 0 | 0 | 0 | 0 | 0
|  |  |  | PF |  |  |  | 0.90398 |  | 0.90398 | 0.90398 | 0.90398 | 0.90398 | 0.90398 | 0.90398 | 0.90398 | 0.90398 | 0.90398 | 0.90398 | 0.90398 | 0.90398 | 0.90398 | 0.90398 | 0.90398 | 0.90398 | 0.90398 | 0.90398 | 0.90398 | 0.90398 | 0.90398 | 0.90398 | 0.90398 | 0.90398 | 0.90398
0.88716 | Diversity Factor: 0.89 | Uncompensated |  | Reactive Power |  |  | MVAr | 19.2991 | 20.7736 | 19.5602 | 18.3618 | 17.6047 | 17.2802 | 17.2865 | 17.3444 | 17.5723 | 17.8785 | 18.1477 | 18.4286 | 18.6523 | 18.9416 | 19.2289 | 19.567 | 19.9316 | 20.2892 | 20.6337 | 20.9841 | 21.3404 | 21.7028 | 22.0712 | 22.4459 | 22.8268 | 23.2141 | 23.6077
|  |  |  | PF |  |  |  | 0.90398 |  | 0.90398 | 0.90398 | 0.90398 | 0.90398 | 0.90398 | 0.90398 | 0.90398 | 0.90398 | 0.90398 | 0.90398 | 0.90398 | 0.90398 | 0.90398 | 0.90398 | 0.90398 | 0.90398 | 0.90398 | 0.90398 | 0.90398 | 0.90398 | 0.90398 | 0.90398 | 0.90398 | 0.90398 | 0.90398
[10 empty] | 1 | 2 | 3 | 4 | 5 | 6 | 7 | 8 | 9 | 10 | 11 | 12 | 13 | 14 | 15 | 16 | 17 | 18 | 19 | 20 | 21 | 22 | 23 | 24 | 25
Transformer Load Detail
[7 empty] | Units | 13/14 |  | 14/15 | 15/16 | 16/17 | 17/18 | 18/19 | 19/20 | 20/21 | 21/22 | 22/23 | 23/24 | 24/25 | 25/26 | 26/27 | 27/28 | 28/29 | 29/30 | 30/31 | 31/32 | 32/33 | 33/34 | 34/35 | 35/36 | 36/37 | 37/38 | 38/39
| 0 | Compensated |  | Load (LV side) |  |  | Amps
|  |  |  | Apparent Power |  |  | MVA
|  |  |  | Real Power |  |  | MW
|  |  |  | Reactive Power |  |  | MVAr
|  |  |  | Capacitors In Service |  |  | MVAr
PF
| Zone Div: | Uncompensated |  | Reactive Power |  |  | MVAr
PF
| 0 | Compensated |  | Load (LV side) |  |  | Amps
|  |  |  | Apparent Power |  |  | MVA
|  |  |  | Real Power |  |  | MW
|  |  |  | Reactive Power |  |  | MVAr
|  |  |  | Capacitors In Service |  |  | MVAr
PF
| Zone Div: | Uncompensated |  | Reactive Power |  |  | MVAr
PF
| 0 | Compensated |  | Load (LV side) |  |  | Amps
|  |  |  | Apparent Power |  |  | MVA
|  |  |  | Real Power |  |  | MW
|  |  |  | Reactive Power |  |  | MVAr
|  |  |  | Capacitors In Service |  |  | MVAr
PF
| Zone Div: | Uncompensated |  | Reactive Power |  |  | MVAr
PF
| 0 | Compensated |  | Load (LV side) |  |  | Amps
|  |  |  | Apparent Power |  |  | MVA
|  |  |  | Real Power |  |  | MW
|  |  |  | Reactive Power |  |  | MVAr
|  |  |  | Capacitors In Service |  |  | MVAr
PF
| Zone Div: | Uncompensated |  | Reactive Power |  |  | MVAr
PF
| 0 | Compensated |  | Load (LV side) |  |  | Amps
|  |  |  | Apparent Power |  |  | MVA
|  |  |  | Real Power |  |  | MW
|  |  |  | Reactive Power |  |  | MVAr
|  |  |  | Capacitors In Service |  |  | MVAr
PF
| Zone Div: | Uncompensated |  | Reactive Power |  |  | MVAr
PF
| 0 | Compensated |  | Load (LV side) |  |  | Amps
|  |  |  | Apparent Power |  |  | MVA
|  |  |  | Real Power |  |  | MW
|  |  |  | Reactive Power |  |  | MVAr
|  |  |  | Capacitors In Service |  |  | MVAr
PF
| Zone Div: | Uncompensated |  | Reactive Power |  |  | MVAr
PF
| 0 | Compensated |  | Load (LV side) |  |  | Amps
|  |  |  | Apparent Power |  |  | MVA
|  |  |  | Real Power |  |  | MW
|  |  |  | Reactive Power |  |  | MVAr
|  |  |  | Capacitors In Service |  |  | MVAr
PF
| Zone Div: | Uncompensated |  | Reactive Power |  |  | MVAr
PF
| 0 | Compensated |  | Load (LV side) |  |  | Amps
|  |  |  | Apparent Power |  |  | MVA
|  |  |  | Real Power |  |  | MW
|  |  |  | Reactive Power |  |  | MVAr
|  |  |  | Capacitors In Service |  |  | MVAr
PF
| Zone Div: | Uncompensated |  | Reactive Power |  |  | MVAr
PF
| 0 | Compensated |  | Load (LV side) |  |  | Amps
|  |  |  | Apparent Power |  |  | MVA
|  |  |  | Real Power |  |  | MW
|  |  |  | Reactive Power |  |  | MVAr
|  |  |  | Capacitors In Service |  |  | MVAr
PF
| Zone Div: | Uncompensated |  | Reactive Power |  |  | MVAr
PF
| 0 | Compensated |  | Load (LV side) |  |  | Amps
|  |  |  | Apparent Power |  |  | MVA
|  |  |  | Real Power |  |  | MW
|  |  |  | Reactive Power |  |  | MVAr
|  |  |  | Capacitors In Service |  |  | MVAr
PF
| Zone Div: | Uncompensated |  | Reactive Power |  |  | MVAr
PF

## Matraville 33_11kV
| Matraville 33_11kV | [16 empty] | 2015 | SUMMER
| Substation Total Loads | [33 empty] | Spots & Transfers Detail
| Historical Loads | (11kV Amps) | [7 empty] | Weather Corrected Forecast Loads |  |  |  | (11kV Amps) | [20 empty] | Spots & Transfers Summary | (11kV Amps) |  | Historical Spots & Transfers | [6 empty] | Forecast Spots & Transfers
|  | 07/08 | 08/09 | 09/10 | 10/11 | 11/12 | 12/13 | 13/14 |  | 14/15 | 15/16 | 16/17 | 17/18 | 18/19 | 19/20 | 20/21 | 21/22 | 22/23 | 23/24 | 24/25 | 25/26 | 26/27 | 27/28 | 28/29 | 29/30 | 30/31 | 31/32 | 32/33 | 33/34 | 34/35 | 35/36 | 36/37 | 37/38 | 38/39 |  |  |  | 07/08 | 08/09 | 09/10 | 10/11 | 11/12 | 12/13 | 13/14 | 14/15 | 15/16 | 16/17 | 17/18 | 18/19 | 19/20 | 20/21 | 21/22 | 22/23 | 23/24 | 24/25 | 25/26 | 26/27 | 27/28 | 28/29 | 29/30 | 30/31 | 31/32 | 32/33 | 33/34 | 34/35 | 35/36 | 36/37 | 37/38 | 38/39
| Total | 2208 | 2106 | 2276 | 2283 | 2144 | 2225 | 1831 |  | 1163.038 | 1115.941 | 1084.034 | 1064.717 | 1057.846 | 1061.048 | 1081.215 | 1107.335 | 1129.695 | 1154.83 | 1175.19 | 1201.877 | 1228.696 | 1259.748 | 1293.26 | 1326.343 | 1358.756 | 1391.92 | 1425.846 | 1460.542 | 1496.021 | 1532.293 | 1569.369 | 1607.259 | 1645.975 |  |  | Total | -80 | 0 | 0 | -2.2543 | -11.906 | -7.9113 | -180.3188 | -684.2087 | -28.6612 | -20.1145 | -13.5894 | -6.8714 | 3.2024 | 20.1672 | 26.1194 | 22.3605 | 25.1352 | 20.3593 | 26.6871 | 26.8187 | 31.0524 | 33.5122 | 33.0831 | 32.4131 | 33.164 | 33.9252 | 34.6968 | 35.4789 | 36.2718 | 37.0755 | 37.8902 | 38.7161
| Firm Rating | 0 | 0 | 0 | 0 | 0 | 0 | 3574 |  | 3574 | 3574 | 3574 | 3574 | 3574 | 3574 | 3574 | 3574 | 3574 | 3574 | 3574 | 3574 | 3574 | 3574 | 3574 | 3574 | 3574 | 3574 | 3574 | 3574 | 3574 | 3574 | 3574 | 3574 | 3574
| Total Capacity | 0 | 0 | 0 | 0 | 0 | 0 | 5318 |  | 5318 | 5318 | 5318 | 5318 | 5318 | 5318 | 5318 | 5318 | 5318 | 5318 | 5318 | 5318 | 5318 | 5318 | 5318 | 5318 | 5318 | 5318 | 5318 | 5318 | 5318 | 5318 | 5318 | 5318 | 5318 |  |  | Matraville 33_11kV Tx1 | 0 | 0 | 0 | 0 | 0 | 0 | 0 | 0 | 0 | 0 | 0 | 0 | 0 | 0 | 0 | 0 | 0 | 0 | 0 | 0 | 0 | 0 | 0 | 0 | 0 | 0 | 0 | 0 | 0 | 0 | 0 | 0
|  | -7 | -6 | -5 | -4 | -3 | -2 | -1 |  | 0 | 1 | 2 | 3 | 4 | 5 | 6 | 7 | 8 | 9 | 10 | 11 | 12 | 13 | 14 | 15 | 16 | 17 | 18 | 19 | 20 | 21 | 22 | 23 | 24 |  |  | Matraville 33_11kV Tx2 | 0 | 0 | 0 | -0.46021 | -22.4306 | -1.6151 | -146.29 | -3.9215 | -5.8512 | -4.1064 | -2.7743 | -1.4028 | 0.65378 | 4.1172 | 5.3323 | 4.5649 | 5.1314 | 4.1564 | 5.4482 | 5.475 | 6.3394 | 6.8415 | 6.7539 | 6.6172 | 6.7705 | 6.9258 | 7.0834 | 7.243 | 7.4049 | 7.569 | 7.7353 | 7.9039
| Transformer Loads | [35 empty] | Matraville 33_11kV Tx3 | 0 | 0 | 0 | -0.48197 | -2.5455 | -1.6915 | -1.351 | -374.1069 | 188.8722 | -4.3005 | -2.9055 | -1.4691 | 0.68469 | 4.3118 | 5.5844 | 4.7808 | 5.374 | 4.3529 | 5.7058 | 5.7339 | 6.6391 | 7.165 | 7.0733 | 6.93 | 7.0906 | 7.2533 | 7.4183 | 7.5855 | 7.755 | 7.9269 | 8.101 | 8.2776
| Historical Loads | (11kV Amps) | [7 empty] | 0: Weather Corrected Forecast Loads; 4: (11kV Amps) |  |  | Matraville 33_11kV Tx4 | 0 | 0 | 0 | -0.60927 | -133.2178 | -79.1382 | -1.7078 | 53.8085 | 127.2537 | -5.4363 | -3.6728 | -1.8571 | 0.86552 | 5.4506 | 7.0593 | 6.0434 | 6.7933 | 5.5025 | 7.2127 | 7.2483 | 8.3925 | 9.0573 | 8.9414 | 8.7603 | 8.9632 | 9.169 | 9.3775 | 9.5889 | 9.8032 | 10.0204 | 10.2406 | 10.4638
|  | 07/08 | 08/09 | 09/10 | 10/11 | 11/12 | 12/13 | 13/14 |  | 14/15 | 15/16 | 16/17 | 17/18 | 18/19 | 19/20 | 20/21 | 21/22 | 22/23 | 23/24 | 24/25 | 25/26 | 26/27 | 27/28 | 28/29 | 29/30 | 30/31 | 31/32 | 32/33 | 33/34 | 34/35 | 35/36 | 36/37 | 37/38 | 38/39 |  |  | Matraville 33_11kV Tx5 | -80 | 0 | 0 | -0.70283 | 146.288 | 74.5335 | -30.9701 | -359.9888 | -338.9359 | -6.2712 | -4.2369 | -2.1423 | 0.99844 | 6.2877 | 8.1434 | 6.9715 | 7.8365 | 6.3475 | 8.3204 | 8.3614 | 9.6814 | 10.4483 | 10.3145 | 10.1056 | 10.3397 | 10.5771 | 10.8176 | 11.0615 | 11.3087 | 11.5593 | 11.8133 | 12.0707
| 0 | [36 empty] | 0 | 0 | 0 | 0 | 0 | 0 | 0 | 0 | 0 | 0 | 0 | 0 | 0 | 0 | 0 | 0 | 0 | 0 | 0 | 0 | 0 | 0 | 0 | 0 | 0 | 0 | 0 | 0 | 0 | 0 | 0 | 0
| Diversity Factor: 0 | [36 empty] | 0 | 0 | 0 | 0 | 0 | 0 | 0 | 0 | 0 | 0 | 0 | 0 | 0 | 0 | 0 | 0 | 0 | 0 | 0 | 0 | 0 | 0 | 0 | 0 | 0 | 0 | 0 | 0 | 0 | 0 | 0 | 0
[38 empty] | 0 | 0 | 0 | 0 | 0 | 0 | 0 | 0 | 0 | 0 | 0 | 0 | 0 | 0 | 0 | 0 | 0 | 0 | 0 | 0 | 0 | 0 | 0 | 0 | 0 | 0 | 0 | 0 | 0 | 0 | 0 | 0
[38 empty] | 0 | 0 | 0 | 0 | 0 | 0 | 0 | 0 | 0 | 0 | 0 | 0 | 0 | 0 | 0 | 0 | 0 | 0 | 0 | 0 | 0 | 0 | 0 | 0 | 0 | 0 | 0 | 0 | 0 | 0 | 0 | 0
| 0 | [36 empty] | 0 | 0 | 0 | 0 | 0 | 0 | 0 | 0 | 0 | 0 | 0 | 0 | 0 | 0 | 0 | 0 | 0 | 0 | 0 | 0 | 0 | 0 | 0 | 0 | 0 | 0 | 0 | 0 | 0 | 0 | 0 | 0
Diversity Factor: 0
[38 empty] | Historical Spots & Transfers | [6 empty] | Forecast Spots & Transfers
[35 empty] | Project Name | From | To | 07/08 | 08/09 | 09/10 | 10/11 | 11/12 | 12/13 | 13/14 | 14/15 | 15/16 | 16/17 | 17/18 | 18/19 | 19/20 | 20/21 | 21/22 | 22/23 | 23/24 | 24/25 | 25/26 | 26/27 | 27/28 | 28/29 | 29/30 | 30/31 | 31/32 | 32/33 | 33/34 | 34/35 | 35/36 | 36/37 | 37/38 | 38/39
| 0 | [33 empty] | Broad based demand management |  | Matraville 33_11kV Tx1 | 0 | 0 | 0 | 0 | 0 | 0 | 0 | 0 | 0 | 0 | 0 | 0 | 0 | 0 | 0 | 0 | 0 | 0 | 0 | 0 | 0 | 0 | 0 | 0 | 0 | 0 | 0 | 0 | 0 | 0 | 0 | 0
| Diversity Factor: 0 | [33 empty] | Broad based demand management |  | Matraville 33_11kV Tx2 | 0 | 0 | 0 | 0 | 0 | 0 | 0 | -1.5963 | -4.1619 | -3.7521 | -4.0614 | -2.8427 | 0 | 0 | 0 | 0 | 0 | 0 | 0 | 0 | 0 | 0 | 0 | 0 | 0 | 0 | 0 | 0 | 0 | 0 | 0 | 0
[35 empty] | Broad based demand management |  | Matraville 33_11kV Tx3 | 0 | 0 | 0 | 0 | 0 | 0 | 0 | -1.6718 | -4.3587 | -3.9295 | -4.2534 | -2.9771 | 0 | 0 | 0 | 0 | 0 | 0 | 0 | 0 | 0 | 0 | 0 | 0 | 0 | 0 | 0 | 0 | 0 | 0 | 0 | 0
[35 empty] | Broad based demand management |  | Matraville 33_11kV Tx4 | 0 | 0 | 0 | 0 | 0 | 0 | 0 | -2.1133 | -5.5098 | -4.9673 | -5.3767 | -3.7634 | 0 | 0 | 0 | 0 | 0 | 0 | 0 | 0 | 0 | 0 | 0 | 0 | 0 | 0 | 0 | 0 | 0 | 0 | 0 | 0
| 0 | [33 empty] | Broad based demand management |  | Matraville 33_11kV Tx5 | 0 | 0 | 0 | 0 | 0 | 0 | 0 | -2.4378 | -6.356 | -5.7301 | -6.2024 | -4.3414 | 0 | 0 | 0 | 0 | 0 | 0 | 0 | 0 | 0 | 0 | 0 | 0 | 0 | 0 | 0 | 0 | 0 | 0 | 0 | 0
| Diversity Factor: 0 | [33 empty] | DNP_ID: 6462. Matraville Panel 11 Remedial feeder & Panel 15 switching constraints | Matraville 33_11kV Tx2 | Matraville 33_11kV Tx5 | 0 | 0 | 0 | 0 | 20 | 0 | 0 | 0 | 0 | 0 | 0 | 0 | 0 | 0 | 0 | 0 | 0 | 0 | 0 | 0 | 0 | 0 | 0 | 0 | 0 | 0 | 0 | 0 | 0 | 0 | 0 | 0
[35 empty] | DNP_ID: 6462. Matraville Panel 11 Remedial feeder & Panel 15 switching constraints | Matraville 33_11kV Tx4 | Matraville 33_11kV Tx5 | 0 | 0 | 0 | 0 | 130 | 0 | 0 | 0 | 0 | 0 | 0 | 0 | 0 | 0 | 0 | 0 | 0 | 0 | 0 | 0 | 0 | 0 | 0 | 0 | 0 | 0 | 0 | 0 | 0 | 0 | 0 | 0
[35 empty] | DNP_ID: 6550. Port Botany Load Transfers | Matraville 33_11kV Tx5 | Maroubra 132_11kV Tx1 | 0 | 0 | 0 | 0 | 0 | 0 | 90 | 0 | 0 | 0 | 0 | 0 | 0 | 0 | 0 | 0 | 0 | 0 | 0 | 0 | 0 | 0 | 0 | 0 | 0 | 0 | 0 | 0 | 0 | 0 | 0 | 0
| 0 | [33 empty] | DNP_ID: 6573. Matraville Zone 11kV Load Transfers | Matraville 33_11kV Tx3 | Port Botany 33_11kV Tx1 | 0 | 0 | 0 | 0 | 0 | 0 | 0 | 210 | 0 | 0 | 0 | 0 | 0 | 0 | 0 | 0 | 0 | 0 | 0 | 0 | 0 | 0 | 0 | 0 | 0 | 0 | 0 | 0 | 0 | 0 | 0 | 0
| Diversity Factor: 0 | [33 empty] | DNP_ID: 6573. Matraville Zone 11kV Load Transfers | Matraville 33_11kV Tx3 | Port Botany 33_11kV Tx3 | 0 | 0 | 0 | 0 | 0 | 0 | 0 | 160 | 0 | 0 | 0 | 0 | 0 | 0 | 0 | 0 | 0 | 0 | 0 | 0 | 0 | 0 | 0 | 0 | 0 | 0 | 0 | 0 | 0 | 0 | 0 | 0
[35 empty] | DNP_ID: 6573. Matraville Zone 11kV Load Transfers | Matraville 33_11kV Tx4 | Port Botany 33_11kV Tx1 | 0 | 0 | 0 | 0 | 0 | 0 | 0 | 180 | 0 | 0 | 0 | 0 | 0 | 0 | 0 | 0 | 0 | 0 | 0 | 0 | 0 | 0 | 0 | 0 | 0 | 0 | 0 | 0 | 0 | 0 | 0 | 0
[35 empty] | DNP_ID: 6573. Matraville Zone 11kV Load Transfers | Matraville 33_11kV Tx4 | Port Botany 33_11kV Tx3 | 0 | 0 | 0 | 0 | 0 | 0 | 0 | 115 | 0 | 0 | 0 | 0 | 0 | 0 | 0 | 0 | 0 | 0 | 0 | 0 | 0 | 0 | 0 | 0 | 0 | 0 | 0 | 0 | 0 | 0 | 0 | 0
| 0 | [33 empty] | DNP_ID: 6573. Matraville Zone 11kV Load Transfers | Matraville 33_11kV Tx5 | Matraville 33_11kV Tx3 | 0 | 0 | 0 | 0 | 0 | 0 | 0 | 0 | 195 | 0 | 0 | 0 | 0 | 0 | 0 | 0 | 0 | 0 | 0 | 0 | 0 | 0 | 0 | 0 | 0 | 0 | 0 | 0 | 0 | 0 | 0 | 0
| Diversity Factor: 0 | [33 empty] | DNP_ID: 6573. Matraville Zone 11kV Load Transfers | Matraville 33_11kV Tx5 | Matraville 33_11kV Tx4 | 0 | 0 | 0 | 0 | 0 | 0 | 0 | 354 | 135 | 0 | 0 | 0 | 0 | 0 | 0 | 0 | 0 | 0 | 0 | 0 | 0 | 0 | 0 | 0 | 0 | 0 | 0 | 0 | 0 | 0 | 0 | 0
[35 empty] | DNP_ID: 7138. Matraville Zone Tx4 Load Relief (Control Room Request) | Matraville 33_11kV Tx4 | Matraville 33_11kV Tx5 | 0 | 0 | 0 | 0 | 0 | 77 | 0 | 0 | 0 | 0 | 0 | 0 | 0 | 0 | 0 | 0 | 0 | 0 | 0 | 0 | 0 | 0 | 0 | 0 | 0 | 0 | 0 | 0 | 0 | 0 | 0 | 0
[35 empty] | DNP_ID: 7179. Load transfer (system control request) open point change to reduce load on Tx5 Matraville. | Matraville 33_11kV Tx5 | Maroubra 132_11kV Tx1 | 0 | 0 | 0 | 0 | 0 | 0 | 84 | 0 | 0 | 0 | 0 | 0 | 0 | 0 | 0 | 0 | 0 | 0 | 0 | 0 | 0 | 0 | 0 | 0 | 0 | 0 | 0 | 0 | 0 | 0 | 0 | 0
| 0 | [33 empty] | HVCON_ID: 2006075. Long Bay Penitentiary. Establish customer substation S.35265, S.35266, S.35267 & S.35274. Decommission S.6765 Penitentiary Hospital 2 | Matraville 33_11kV Tx5 | Maroubra 132_11kV Tx3 | 80 | 0 | 0 | 0 | 0 | 0 | 0 | 0 | 0 | 0 | 0 | 0 | 0 | 0 | 0 | 0 | 0 | 0 | 0 | 0 | 0 | 0 | 0 | 0 | 0 | 0 | 0 | 0 | 0 | 0 | 0 | 0
| Diversity Factor: 0 | [33 empty] | HVCON_ID: 2013107. Change of Open Points to transfer HVC S.2874 McPherson EX and S.4678 Brighton Stephen from Panel 32 to Panel 7 at Matraville Zone substation | Matraville 33_11kV Tx2 | Matraville 33_11kV Tx5 | 0 | 0 | 0 | 0 | 0 | 0 | 145 | 0 | 0 | 0 | 0 | 0 | 0 | 0 | 0 | 0 | 0 | 0 | 0 | 0 | 0 | 0 | 0 | 0 | 0 | 0 | 0 | 0 | 0 | 0 | 0 | 0
[35 empty] | Econometric |  | Matraville 33_11kV Tx1 | 0 | 0 | 0 | 0 | 0 | 0 | 0 | 0 | 0 | 0 | 0 | 0 | 0 | 0 | 0 | 0 | 0 | 0 | 0 | 0 | 0 | 0 | 0 | 0 | 0 | 0 | 0 | 0 | 0 | 0 | 0 | 0
[35 empty] | Econometric |  | Matraville 33_11kV Tx2 | 0 | 0 | 0 | 0 | 0 | 0 | 0 | 0 | 0 | 3.6926 | 7.0062 | 9.6339 | 9.1919 | 9.7635 | 9.5523 | 9.3313 | 9.4687 | 9.608 | 9.7493 | 9.8925 | 10.0376 | 10.1848 | 10.3339 | 10.4852 | 10.6385 | 10.7939 | 10.9514 | 11.1111 | 11.2729 | 11.437 | 11.6033 | 11.7719
| 0 | [33 empty] | Econometric |  | Matraville 33_11kV Tx3 | 0 | 0 | 0 | 0 | 0 | 0 | 0 | 0 | 0 | 3.8672 | 7.3375 | 10.0894 | 9.6266 | 10.2251 | 10.004 | 9.7725 | 9.9164 | 10.0623 | 10.2102 | 10.3602 | 10.5122 | 10.6663 | 10.8225 | 10.9809 | 11.1415 | 11.3042 | 11.4692 | 11.6364 | 11.8059 | 11.9778 | 12.1519 | 12.3285
| Diversity Factor: 0 | [33 empty] | Econometric |  | Matraville 33_11kV Tx4 | 0 | 0 | 0 | 0 | 0 | 0 | 0 | 0 | 0 | 4.8886 | 9.2754 | 12.754 | 12.169 | 12.9256 | 12.6461 | 12.3534 | 12.5354 | 12.7198 | 12.9068 | 13.0964 | 13.2886 | 13.4834 | 13.6809 | 13.8811 | 14.084 | 14.2897 | 14.4983 | 14.7097 | 14.924 | 15.1412 | 15.3614 | 15.5846
[35 empty] | Econometric |  | Matraville 33_11kV Tx5 | 0 | 0 | 0 | 0 | 0 | 0 | 0 | 0 | 0 | 5.6393 | 10.6998 | 14.7127 | 14.0378 | 14.9106 | 14.5882 | 14.2506 | 14.4605 | 14.6733 | 14.889 | 15.1076 | 15.3293 | 15.5541 | 15.7819 | 16.0128 | 16.2469 | 16.4842 | 16.7248 | 16.9687 | 17.2158 | 17.4664 | 17.7204 | 17.9779
[35 empty] | Energy Efficiency |  | Matraville 33_11kV Tx1 | 0 | 0 | 0 | 0 | 0 | 0 | 0 | 0 | 0 | 0 | 0 | 0 | 0 | 0 | 0 | 0 | 0 | 0 | 0 | 0 | 0 | 0 | 0 | 0 | 0 | 0 | 0 | 0 | 0 | 0 | 0 | 0
| 0 | [33 empty] | Energy Efficiency |  | Matraville 33_11kV Tx2 | 0 | 0 | 0 | 0 | 0 | 0 | 0 | -1.3684 | -0.61615 | -2.8349 | -4.3893 | -6.7706 | -7.0387 | -4.0764 | -2.7019 | -3.2241 | -3.1573 | -4.0382 | -2.8876 | -3.004 | -2.2848 | -1.9298 | -2.1666 | -2.4546 | -2.4546 | -2.4546 | -2.4546 | -2.4546 | -2.4546 | -2.4546 | -2.4546 | -2.4546
| Diversity Factor: 0 | [33 empty] | Energy Efficiency |  | Matraville 33_11kV Tx3 | 0 | 0 | 0 | 0 | 0 | 0 | 0 | -1.4331 | -0.64529 | -2.969 | -4.5968 | -7.0908 | -7.3715 | -4.2692 | -2.8297 | -3.3766 | -3.3066 | -4.2292 | -3.0242 | -3.146 | -2.3929 | -2.021 | -2.269 | -2.5706 | -2.5706 | -2.5706 | -2.5706 | -2.5706 | -2.5706 | -2.5706 | -2.5706 | -2.5706
[35 empty] | Energy Efficiency |  | Matraville 33_11kV Tx4 | 0 | 0 | 0 | 0 | 0 | 0 | 0 | -1.8116 | -0.81571 | -3.7531 | -5.8108 | -8.9635 | -9.3184 | -5.3967 | -3.577 | -4.2684 | -4.1799 | -5.3461 | -3.8229 | -3.9769 | -3.0248 | -2.5548 | -2.8683 | -3.2495 | -3.2495 | -3.2495 | -3.2495 | -3.2495 | -3.2495 | -3.2495 | -3.2495 | -3.2495
[35 empty] | Energy Efficiency |  | Matraville 33_11kV Tx5 | 0 | 0 | 0 | 0 | 0 | 0 | 0 | -2.0899 | -0.94098 | -4.3295 | -6.7032 | -10.34 | -10.7495 | -6.2255 | -4.1264 | -4.9238 | -4.8218 | -6.1671 | -4.41 | -4.5876 | -3.4894 | -2.9472 | -3.3087 | -3.7486 | -3.7486 | -3.7486 | -3.7486 | -3.7486 | -3.7486 | -3.7486 | -3.7486 | -3.7486
| 0 | [33 empty] | Solar PV |  | Matraville 33_11kV Tx1 | 0 | 0 | 0 | 0 | 0 | 0 | 0 | 0 | 0 | 0 | 0 | 0 | 0 | 0 | 0 | 0 | 0 | 0 | 0 | 0 | 0 | 0 | 0 | 0 | 0 | 0 | 0 | 0 | 0 | 0 | 0 | 0
| Diversity Factor: 0 | [33 empty] | Solar PV |  | Matraville 33_11kV Tx2 | 0 | 0 | 0 | -0.46021 | -2.4306 | -1.6151 | -1.29 | -0.95675 | -1.0731 | -1.212 | -1.3299 | -1.4233 | -1.4994 | -1.5699 | -1.5181 | -1.5422 | -1.18 | -1.4134 | -1.4134 | -1.4134 | -1.4134 | -1.4134 | -1.4134 | -1.4134 | -1.4134 | -1.4134 | -1.4134 | -1.4134 | -1.4134 | -1.4134 | -1.4134 | -1.4134
[35 empty] | Solar PV |  | Matraville 33_11kV Tx3 | 0 | 0 | 0 | -0.48197 | -2.5455 | -1.6915 | -1.351 | -1.002 | -1.1239 | -1.2693 | -1.3928 | -1.4906 | -1.5703 | -1.6441 | -1.5899 | -1.6151 | -1.2358 | -1.4803 | -1.4803 | -1.4803 | -1.4803 | -1.4803 | -1.4803 | -1.4803 | -1.4803 | -1.4803 | -1.4803 | -1.4803 | -1.4803 | -1.4803 | -1.4803 | -1.4803
[35 empty] | Solar PV |  | Matraville 33_11kV Tx4 | 0 | 0 | 0 | -0.60927 | -3.2178 | -2.1382 | -1.7078 | -1.2666 | -1.4207 | -1.6045 | -1.7606 | -1.8843 | -1.9851 | -2.0783 | -2.0098 | -2.0417 | -1.5622 | -1.8712 | -1.8712 | -1.8712 | -1.8712 | -1.8712 | -1.8712 | -1.8712 | -1.8712 | -1.8712 | -1.8712 | -1.8712 | -1.8712 | -1.8712 | -1.8712 | -1.8712
[35 empty] | Solar PV |  | Matraville 33_11kV Tx5 | 0 | 0 | 0 | -0.70283 | -3.712 | -2.4665 | -1.9701 | -1.4611 | -1.6389 | -1.8509 | -2.031 | -2.1736 | -2.2899 | -2.3975 | -2.3184 | -2.3552 | -1.8021 | -2.1586 | -2.1586 | -2.1586 | -2.1586 | -2.1586 | -2.1586 | -2.1586 | -2.1586 | -2.1586 | -2.1586 | -2.1586 | -2.1586 | -2.1586 | -2.1586 | -2.1586
| Weather Correction and Public Holiday Factors | [8 empty] | Forecast ROG
ROG Justification
| Actual loads for season 13/14 have been weather corrected by the following: | [6 empty] | -0.492% |  | 7 year ROG ok | [59 empty] | 7 year ROG ok
1 | 2 | 3 | 4 | 5 | 6 | 7 | 8 | 9 | 10 | 14/15 | 15/16 | 16/17 | 17/18 | 18/19 | 19/20 | 20/21 | 21/22 | 22/23 | 23/24 | 24/25 | 25/26 | 26/27 | 27/28 | 28/29 | 29/30 | 30/31 | 31/32 | 32/33 | 33/34 | 34/35 | 35/36 | 36/37 | 37/38 | 38/39
0.98415 | 0.96855 | 0.95832 | 0.95326 | 0.95326 | 0.95326 | 0.95326 | 0.95326 | 0.95326 | 0.95326 | -1.585% | -1.585% | -1.056% | -0.528% | 0% | 0% | 0% | 0% | 0% | 0% | 0% | 0% | 0% | 0% | 0% | 0% | 0% | 0% | 0% | 0% | 0% | 0% | 0% | 0% | 0%
Substation Load Detail
[7 empty] | Units | 13/14 |  | 14/15 | 15/16 | 16/17 | 17/18 | 18/19 | 19/20 | 20/21 | 21/22 | 22/23 | 23/24 | 24/25 | 25/26 | 26/27 | 27/28 | 28/29 | 29/30 | 30/31 | 31/32 | 32/33 | 33/34 | 34/35 | 35/36 | 36/37 | 37/38 | 38/39
1 | Matraville 33_11kV | Compensated |  | Load (LV side) |  |  | Amps | 1831 | 1877 | 1163.038 | 1115.941 | 1084.034 | 1064.717 | 1057.846 | 1061.048 | 1081.215 | 1107.335 | 1129.695 | 1154.83 | 1175.19 | 1201.877 | 1228.696 | 1259.748 | 1293.26 | 1326.343 | 1358.756 | 1391.92 | 1425.846 | 1460.542 | 1496.021 | 1532.293 | 1569.369 | 1607.259 | 1645.975
|  |  |  | Apparent Power |  |  | MVA | 34.8852 |  | 22.1589 | 21.2615 | 20.6536 | 20.2856 | 20.1547 | 20.2157 | 20.5999 | 21.0976 | 21.5236 | 22.0025 | 22.3904 | 22.8988 | 23.4098 | 24.0014 | 24.6399 | 25.2702 | 25.8878 | 26.5196 | 27.166 | 27.8271 | 28.503 | 29.1941 | 29.9005 | 30.6224 | 31.36
|  |  |  | Real Power |  |  | MW | 32.1903 | 32.999 | 20.447 | 19.619 | 19.0581 | 18.7185 | 18.5977 | 18.654 | 19.0085 | 19.4677 | 19.8608 | 20.3027 | 20.6607 | 21.1298 | 21.6013 | 22.1472 | 22.7364 | 23.318 | 23.8879 | 24.4709 | 25.0674 | 25.6774 | 26.3011 | 26.9388 | 27.5906 | 28.2567 | 28.9374
|  |  |  | Reactive Power |  |  | MVAr | 13.445 |  | 8.5401 | 8.1943 | 7.96 | 7.8182 | 7.7677 | 7.7912 | 7.9393 | 8.1311 | 8.2953 | 8.4799 | 8.6294 | 8.8253 | 9.0223 | 9.2503 | 9.4964 | 9.7393 | 9.9773 | 10.2208 | 10.4699 | 10.7247 | 10.9852 | 11.2516 | 11.5238 | 11.802 | 12.0863
|  |  |  | Capacitors In Service |  |  | MVAr | 0 |  | 0 | 0 | 0 | 0 | 0 | 0 | 0 | 0 | 0 | 0 | 0 | 0 | 0 | 0 | 0 | 0 | 0 | 0 | 0 | 0 | 0 | 0 | 0 | 0 | 0
|  |  |  | PF |  |  |  | 0.92275 |  | 0.92275 | 0.92275 | 0.92275 | 0.92275 | 0.92275 | 0.92275 | 0.92275 | 0.92275 | 0.92275 | 0.92275 | 0.92275 | 0.92275 | 0.92275 | 0.92275 | 0.92275 | 0.92275 | 0.92275 | 0.92275 | 0.92275 | 0.92275 | 0.92275 | 0.92275 | 0.92275 | 0.92275 | 0.92275
0.93127 | Diversity Factor: 0.93 | Uncompensated |  | Reactive Power |  |  | MVAr | 13.445 | 13.7827 | 8.5401 | 8.1943 | 7.96 | 7.8182 | 7.7677 | 7.7912 | 7.9393 | 8.1311 | 8.2953 | 8.4799 | 8.6294 | 8.8253 | 9.0223 | 9.2503 | 9.4964 | 9.7393 | 9.9773 | 10.2208 | 10.4699 | 10.7247 | 10.9852 | 11.2516 | 11.5238 | 11.802 | 12.0863
|  |  |  | PF |  |  |  | 0.92275 |  | 0.92275 | 0.92275 | 0.92275 | 0.92275 | 0.92275 | 0.92275 | 0.92275 | 0.92275 | 0.92275 | 0.92275 | 0.92275 | 0.92275 | 0.92275 | 0.92275 | 0.92275 | 0.92275 | 0.92275 | 0.92275 | 0.92275 | 0.92275 | 0.92275 | 0.92275 | 0.92275 | 0.92275 | 0.92275
[10 empty] | 1 | 2 | 3 | 4 | 5 | 6 | 7 | 8 | 9 | 10 | 11 | 12 | 13 | 14 | 15 | 16 | 17 | 18 | 19 | 20 | 21 | 22 | 23 | 24 | 25
Transformer Load Detail
[7 empty] | Units | 13/14 |  | 14/15 | 15/16 | 16/17 | 17/18 | 18/19 | 19/20 | 20/21 | 21/22 | 22/23 | 23/24 | 24/25 | 25/26 | 26/27 | 27/28 | 28/29 | 29/30 | 30/31 | 31/32 | 32/33 | 33/34 | 34/35 | 35/36 | 36/37 | 37/38 | 38/39
| 0 | Compensated |  | Load (LV side) |  |  | Amps
|  |  |  | Apparent Power |  |  | MVA
|  |  |  | Real Power |  |  | MW
|  |  |  | Reactive Power |  |  | MVAr
|  |  |  | Capacitors In Service |  |  | MVAr
PF
| Zone Div: | Uncompensated |  | Reactive Power |  |  | MVAr
PF
| 0 | Compensated |  | Load (LV side) |  |  | Amps
|  |  |  | Apparent Power |  |  | MVA
|  |  |  | Real Power |  |  | MW
|  |  |  | Reactive Power |  |  | MVAr
|  |  |  | Capacitors In Service |  |  | MVAr
PF
| Zone Div: | Uncompensated |  | Reactive Power |  |  | MVAr
PF
| 0 | Compensated |  | Load (LV side) |  |  | Amps
|  |  |  | Apparent Power |  |  | MVA
|  |  |  | Real Power |  |  | MW
|  |  |  | Reactive Power |  |  | MVAr
|  |  |  | Capacitors In Service |  |  | MVAr
PF
| Zone Div: | Uncompensated |  | Reactive Power |  |  | MVAr
PF
| 0 | Compensated |  | Load (LV side) |  |  | Amps
|  |  |  | Apparent Power |  |  | MVA
|  |  |  | Real Power |  |  | MW
|  |  |  | Reactive Power |  |  | MVAr
|  |  |  | Capacitors In Service |  |  | MVAr
PF
| Zone Div: | Uncompensated |  | Reactive Power |  |  | MVAr
PF
| 0 | Compensated |  | Load (LV side) |  |  | Amps
|  |  |  | Apparent Power |  |  | MVA
|  |  |  | Real Power |  |  | MW
|  |  |  | Reactive Power |  |  | MVAr
|  |  |  | Capacitors In Service |  |  | MVAr
PF
| Zone Div: | Uncompensated |  | Reactive Power |  |  | MVAr
PF
| 0 | Compensated |  | Load (LV side) |  |  | Amps
|  |  |  | Apparent Power |  |  | MVA
|  |  |  | Real Power |  |  | MW
|  |  |  | Reactive Power |  |  | MVAr
|  |  |  | Capacitors In Service |  |  | MVAr
PF
| Zone Div: | Uncompensated |  | Reactive Power |  |  | MVAr
PF
| 0 | Compensated |  | Load (LV side) |  |  | Amps
|  |  |  | Apparent Power |  |  | MVA
|  |  |  | Real Power |  |  | MW
|  |  |  | Reactive Power |  |  | MVAr
|  |  |  | Capacitors In Service |  |  | MVAr
PF
| Zone Div: | Uncompensated |  | Reactive Power |  |  | MVAr
PF
| 0 | Compensated |  | Load (LV side) |  |  | Amps
|  |  |  | Apparent Power |  |  | MVA
|  |  |  | Real Power |  |  | MW
|  |  |  | Reactive Power |  |  | MVAr
|  |  |  | Capacitors In Service |  |  | MVAr
PF
| Zone Div: | Uncompensated |  | Reactive Power |  |  | MVAr
PF
| 0 | Compensated |  | Load (LV side) |  |  | Amps
|  |  |  | Apparent Power |  |  | MVA
|  |  |  | Real Power |  |  | MW
|  |  |  | Reactive Power |  |  | MVAr
|  |  |  | Capacitors In Service |  |  | MVAr
PF
| Zone Div: | Uncompensated |  | Reactive Power |  |  | MVAr
PF
| 0 | Compensated |  | Load (LV side) |  |  | Amps
|  |  |  | Apparent Power |  |  | MVA
|  |  |  | Real Power |  |  | MW
|  |  |  | Reactive Power |  |  | MVAr
|  |  |  | Capacitors In Service |  |  | MVAr
PF
| Zone Div: | Uncompensated |  | Reactive Power |  |  | MVAr
PF

## Paddington 33_11kV
| Paddington 33_11kV | [16 empty] | 2015 | SUMMER
| Substation Total Loads | [33 empty] | Spots & Transfers Detail
| Historical Loads | (11kV Amps) | [7 empty] | Weather Corrected Forecast Loads |  |  |  | (11kV Amps) | [20 empty] | Spots & Transfers Summary | (11kV Amps) |  | Historical Spots & Transfers | [6 empty] | Forecast Spots & Transfers
|  | 07/08 | 08/09 | 09/10 | 10/11 | 11/12 | 12/13 | 13/14 |  | 14/15 | 15/16 | 16/17 | 17/18 | 18/19 | 19/20 | 20/21 | 21/22 | 22/23 | 23/24 | 24/25 | 25/26 | 26/27 | 27/28 | 28/29 | 29/30 | 30/31 | 31/32 | 32/33 | 33/34 | 34/35 | 35/36 | 36/37 | 37/38 | 38/39 |  |  |  | 07/08 | 08/09 | 09/10 | 10/11 | 11/12 | 12/13 | 13/14 | 14/15 | 15/16 | 16/17 | 17/18 | 18/19 | 19/20 | 20/21 | 21/22 | 22/23 | 23/24 | 24/25 | 25/26 | 26/27 | 27/28 | 28/29 | 29/30 | 30/31 | 31/32 | 32/33 | 33/34 | 34/35 | 35/36 | 36/37 | 37/38 | 38/39
| Total | 1637 | 1648 | 1715 | 1721 | 1577 | 1551 | 1341.7 |  | 1414.745 | 1340.548 | 1294.306 | 1275.044 | 1273.581 | 1281.043 | 1306.093 | 1337.925 | 1366.136 | 1395.502 | 1420.366 | 1451.85 | 1483.348 | 1519.492 | 1558.23 | 1596.419 | 1633.69 | 1671.67 | 1710.369 | 1749.796 | 1789.96 | 1830.873 | 1872.543 | 1914.982 | 1958.2 |  |  | Total | 0 | 0 | 0 | -0.30075 | -1.0224 | -1.2119 | -0.86183 | 32.7923 | -13.4073 | -7.8411 | -0.72312 | -1.4637 | 7.4624 | 25.0498 | 31.8324 | 28.2103 | 29.3665 | 24.8634 | 31.4839 | 31.4982 | 36.1444 | 38.7384 | 38.1881 | 37.2715 | 37.9803 | 38.6987 | 39.4267 | 40.1647 | 40.9126 | 41.6705 | 42.4388 | 43.2174
| Firm Rating | 0 | 0 | 0 | 0 | 0 | 0 | 3489 |  | 3489 | 3489 | 3489 | 3489 | 3489 | 3489 | 3489 | 3489 | 3489 | 3489 | 3489 | 3489 | 3489 | 3489 | 3489 | 3489 | 3489 | 3489 | 3489 | 3489 | 3489 | 3489 | 3489 | 3489 | 3489
| Total Capacity | 0 | 0 | 0 | 0 | 0 | 0 | 6000 |  | 6000 | 6000 | 6000 | 6000 | 6000 | 6000 | 6000 | 6000 | 6000 | 6000 | 6000 | 6000 | 6000 | 6000 | 6000 | 6000 | 6000 | 6000 | 6000 | 6000 | 6000 | 6000 | 6000 | 6000 | 6000 |  |  | Paddington 33_11kV Tx2 | 0 | 0 | 0 | -0.19969 | -0.67887 | -0.80468 | -0.57223 | -7.4416 | -8.9021 | -5.2063 | -0.48013 | -0.97187 | 4.9549 | 16.6324 | 21.1358 | 18.7309 | 19.4986 | 16.5086 | 20.9044 | 20.9139 | 23.9989 | 25.7212 | 25.3559 | 24.7473 | 25.2179 | 25.6949 | 26.1783 | 26.6683 | 27.1648 | 27.6681 | 28.1782 | 28.6952
|  | -7 | -6 | -5 | -4 | -3 | -2 | -1 |  | 0 | 1 | 2 | 3 | 4 | 5 | 6 | 7 | 8 | 9 | 10 | 11 | 12 | 13 | 14 | 15 | 16 | 17 | 18 | 19 | 20 | 21 | 22 | 23 | 24 |  |  | Paddington 33_11kV Tx3 | 0 | 0 | 0 | -0.022683 | -0.077113 | -0.091403 | -0.065 | -0.84529 | -1.0112 | -0.59138 | -0.054539 | -0.1104 | 0.56282 | 1.8893 | 2.4008 | 2.1276 | 2.2149 | 1.8752 | 2.3745 | 2.3756 | 2.726 | 2.9217 | 2.8802 | 2.811 | 2.8645 | 2.9187 | 2.9736 | 3.0293 | 3.0857 | 3.1428 | 3.2008 | 3.2595
| Transformer Loads | [35 empty] | Paddington 33_11kV Tx4 | 0 | 0 | 0 | -0.078376 | -0.26645 | -0.31583 | -0.2246 | 41.0792 | -3.494 | -2.0434 | -0.18845 | -0.38146 | 1.9448 | 6.5281 | 8.2957 | 7.3518 | 7.6531 | 6.4796 | 8.2049 | 8.2086 | 9.4194 | 10.0955 | 9.952 | 9.7132 | 9.8979 | 10.0851 | 10.2748 | 10.4672 | 10.6621 | 10.8596 | 11.0598 | 11.2627
| Historical Loads | (11kV Amps) | [7 empty] | 0: Weather Corrected Forecast Loads; 4: (11kV Amps) |  |  |  | 0 | 0 | 0 | 0 | 0 | 0 | 0 | 0 | 0 | 0 | 0 | 0 | 0 | 0 | 0 | 0 | 0 | 0 | 0 | 0 | 0 | 0 | 0 | 0 | 0 | 0 | 0 | 0 | 0 | 0 | 0 | 0
|  | 07/08 | 08/09 | 09/10 | 10/11 | 11/12 | 12/13 | 13/14 |  | 14/15 | 15/16 | 16/17 | 17/18 | 18/19 | 19/20 | 20/21 | 21/22 | 22/23 | 23/24 | 24/25 | 25/26 | 26/27 | 27/28 | 28/29 | 29/30 | 30/31 | 31/32 | 32/33 | 33/34 | 34/35 | 35/36 | 36/37 | 37/38 | 38/39 |  |  |  | 0 | 0 | 0 | 0 | 0 | 0 | 0 | 0 | 0 | 0 | 0 | 0 | 0 | 0 | 0 | 0 | 0 | 0 | 0 | 0 | 0 | 0 | 0 | 0 | 0 | 0 | 0 | 0 | 0 | 0 | 0 | 0
| 0 | [36 empty] | 0 | 0 | 0 | 0 | 0 | 0 | 0 | 0 | 0 | 0 | 0 | 0 | 0 | 0 | 0 | 0 | 0 | 0 | 0 | 0 | 0 | 0 | 0 | 0 | 0 | 0 | 0 | 0 | 0 | 0 | 0 | 0
| Diversity Factor: 0 | [36 empty] | 0 | 0 | 0 | 0 | 0 | 0 | 0 | 0 | 0 | 0 | 0 | 0 | 0 | 0 | 0 | 0 | 0 | 0 | 0 | 0 | 0 | 0 | 0 | 0 | 0 | 0 | 0 | 0 | 0 | 0 | 0 | 0
[38 empty] | 0 | 0 | 0 | 0 | 0 | 0 | 0 | 0 | 0 | 0 | 0 | 0 | 0 | 0 | 0 | 0 | 0 | 0 | 0 | 0 | 0 | 0 | 0 | 0 | 0 | 0 | 0 | 0 | 0 | 0 | 0 | 0
[38 empty] | 0 | 0 | 0 | 0 | 0 | 0 | 0 | 0 | 0 | 0 | 0 | 0 | 0 | 0 | 0 | 0 | 0 | 0 | 0 | 0 | 0 | 0 | 0 | 0 | 0 | 0 | 0 | 0 | 0 | 0 | 0 | 0
| 0 | [36 empty] | 0 | 0 | 0 | 0 | 0 | 0 | 0 | 0 | 0 | 0 | 0 | 0 | 0 | 0 | 0 | 0 | 0 | 0 | 0 | 0 | 0 | 0 | 0 | 0 | 0 | 0 | 0 | 0 | 0 | 0 | 0 | 0
Diversity Factor: 0
[38 empty] | Historical Spots & Transfers | [6 empty] | Forecast Spots & Transfers
[35 empty] | Project Name | From | To | 07/08 | 08/09 | 09/10 | 10/11 | 11/12 | 12/13 | 13/14 | 14/15 | 15/16 | 16/17 | 17/18 | 18/19 | 19/20 | 20/21 | 21/22 | 22/23 | 23/24 | 24/25 | 25/26 | 26/27 | 27/28 | 28/29 | 29/30 | 30/31 | 31/32 | 32/33 | 33/34 | 34/35 | 35/36 | 36/37 | 37/38 | 38/39
| 0 | [33 empty] | Broad based demand management |  | Paddington 33_11kV Tx2 | 0 | 0 | 0 | 0 | 0 | 0 | 0 | -1.6301 | -6.0068 | -5.8012 | -5.659 | -6.097 | 0 | 0 | 0 | 0 | 0 | 0 | 0 | 0 | 0 | 0 | 0 | 0 | 0 | 0 | 0 | 0 | 0 | 0 | 0 | 0
| Diversity Factor: 0 | [33 empty] | Broad based demand management |  | Paddington 33_11kV Tx3 | 0 | 0 | 0 | 0 | 0 | 0 | 0 | -0.18516 | -0.68231 | -0.65895 | -0.64281 | -0.69256 | 0 | 0 | 0 | 0 | 0 | 0 | 0 | 0 | 0 | 0 | 0 | 0 | 0 | 0 | 0 | 0 | 0 | 0 | 0 | 0
[35 empty] | Broad based demand management |  | Paddington 33_11kV Tx4 | 0 | 0 | 0 | 0 | 0 | 0 | 0 | -0.63979 | -2.3576 | -2.2769 | -2.2211 | -2.3931 | 0 | 0 | 0 | 0 | 0 | 0 | 0 | 0 | 0 | 0 | 0 | 0 | 0 | 0 | 0 | 0 | 0 | 0 | 0 | 0
[35 empty] | HVCON_ID: 2011589. Stage 1 - Decommission S.5201 Sydney Cricket Ground and removal of HV Mains between 5.01 and Moore Park Road, Sydney Cricket Ground, Driver Ave, Moore Park. 2nd stage est S36093 to replace S.5201 |  | Paddington 33_11kV Tx4 | 0 | 0 | 0 | 0 | 0 | 0 | 0 | 44 | 0 | 0 | 0 | 0 | 0 | 0 | 0 | 0 | 0 | 0 | 0 | 0 | 0 | 0 | 0 | 0 | 0 | 0 | 0 | 0 | 0 | 0 | 0 | 0
| 0 | [33 empty] | Econometric |  | Paddington 33_11kV Tx2 | 0 | 0 | 0 | 0 | 0 | 0 | 0 | 0 | 0 | 10.7947 | 20.4856 | 28.3457 | 28.8719 | 30.5198 | 29.9561 | 29.365 | 29.7875 | 30.2158 | 30.6499 | 31.0899 | 31.5358 | 31.9878 | 32.446 | 32.9103 | 33.3809 | 33.8579 | 34.3413 | 34.8313 | 35.3279 | 35.8311 | 36.3412 | 36.8582
| Diversity Factor: 0 | [33 empty] | Econometric |  | Paddington 33_11kV Tx3 | 0 | 0 | 0 | 0 | 0 | 0 | 0 | 0 | 0 | 1.2262 | 2.327 | 3.2198 | 3.2796 | 3.4668 | 3.4027 | 3.3356 | 3.3836 | 3.4322 | 3.4815 | 3.5315 | 3.5822 | 3.6335 | 3.6855 | 3.7383 | 3.7917 | 3.8459 | 3.9008 | 3.9565 | 4.0129 | 4.0701 | 4.128 | 4.1867
[35 empty] | Econometric |  | Paddington 33_11kV Tx4 | 0 | 0 | 0 | 0 | 0 | 0 | 0 | 0 | 0 | 4.2369 | 8.0405 | 11.1256 | 11.3321 | 11.9789 | 11.7576 | 11.5256 | 11.6915 | 11.8596 | 12.0299 | 12.2026 | 12.3777 | 12.5551 | 12.7349 | 12.9171 | 13.1018 | 13.289 | 13.4788 | 13.6711 | 13.866 | 14.0635 | 14.2637 | 14.4666
[35 empty] | Energy Efficiency |  | Paddington 33_11kV Tx2 | 0 | 0 | 0 | 0 | 0 | 0 | 0 | -5.324 | -2.3485 | -9.5823 | -14.6291 | -22.4953 | -23.153 | -13.0875 | -8.0467 | -9.8483 | -9.6877 | -12.987 | -9.0253 | -9.4558 | -6.8167 | -5.5464 | -6.3699 | -7.4428 | -7.4428 | -7.4428 | -7.4428 | -7.4428 | -7.4428 | -7.4428 | -7.4428 | -7.4428
| 0 | [33 empty] | Energy Efficiency |  | Paddington 33_11kV Tx3 | 0 | 0 | 0 | 0 | 0 | 0 | 0 | -0.60476 | -0.26677 | -1.0885 | -1.6617 | -2.5553 | -2.63 | -1.4866 | -0.91403 | -1.1187 | -1.1004 | -1.4752 | -1.0252 | -1.0741 | -0.77432 | -0.63002 | -0.72356 | -0.84543 | -0.84543 | -0.84543 | -0.84543 | -0.84543 | -0.84543 | -0.84543 | -0.84543 | -0.84543
| Diversity Factor: 0 | [33 empty] | Energy Efficiency |  | Paddington 33_11kV Tx4 | 0 | 0 | 0 | 0 | 0 | 0 | 0 | -2.0897 | -0.92177 | -3.761 | -5.7418 | -8.8293 | -9.0874 | -5.1368 | -3.1583 | -3.8654 | -3.8024 | -5.0973 | -3.5424 | -3.7113 | -2.6755 | -2.1769 | -2.5002 | -2.9213 | -2.9213 | -2.9213 | -2.9213 | -2.9213 | -2.9213 | -2.9213 | -2.9213 | -2.9213
[35 empty] | Solar PV |  | Paddington 33_11kV Tx2 | 0 | 0 | 0 | -0.19969 | -0.67887 | -0.80468 | -0.57223 | -0.4875 | -0.54681 | -0.61756 | -0.67762 | -0.72522 | -0.76402 | -0.79991 | -0.77353 | -0.78582 | -0.60127 | -0.72021 | -0.72021 | -0.72021 | -0.72021 | -0.72021 | -0.72021 | -0.72021 | -0.72021 | -0.72021 | -0.72021 | -0.72021 | -0.72021 | -0.72021 | -0.72021 | -0.72021
[35 empty] | Solar PV |  | Paddington 33_11kV Tx3 | 0 | 0 | 0 | -0.022683 | -0.077113 | -0.091403 | -0.065 | -0.055375 | -0.062112 | -0.070149 | -0.076971 | -0.082378 | -0.086785 | -0.090862 | -0.087865 | -0.089261 | -0.068298 | -0.081808 | -0.081808 | -0.081808 | -0.081808 | -0.081808 | -0.081808 | -0.081808 | -0.081808 | -0.081808 | -0.081808 | -0.081808 | -0.081808 | -0.081808 | -0.081808 | -0.081808
| 0 | [33 empty] | Solar PV |  | Paddington 33_11kV Tx4 | 0 | 0 | 0 | -0.078376 | -0.26645 | -0.31583 | -0.2246 | -0.19134 | -0.21462 | -0.24239 | -0.26596 | -0.28465 | -0.29987 | -0.31396 | -0.30361 | -0.30843 | -0.236 | -0.28268 | -0.28268 | -0.28268 | -0.28268 | -0.28268 | -0.28268 | -0.28268 | -0.28268 | -0.28268 | -0.28268 | -0.28268 | -0.28268 | -0.28268 | -0.28268 | -0.28268
Diversity Factor: 0
0
Diversity Factor: 0
0
Diversity Factor: 0
0
Diversity Factor: 0
0
Diversity Factor: 0
| Weather Correction and Public Holiday Factors | [8 empty] | Forecast ROG
ROG Justification
| Actual loads for season 13/14 have been weather corrected by the following: | [6 empty] | 4.898% |  | 7 year ROG ok | [59 empty] | 7 year ROG ok
1 | 2 | 3 | 4 | 5 | 6 | 7 | 8 | 9 | 10 | 14/15 | 15/16 | 16/17 | 17/18 | 18/19 | 19/20 | 20/21 | 21/22 | 22/23 | 23/24 | 24/25 | 25/26 | 26/27 | 27/28 | 28/29 | 29/30 | 30/31 | 31/32 | 32/33 | 33/34 | 34/35 | 35/36 | 36/37 | 37/38 | 38/39
0.95704 | 0.91593 | 0.88969 | 0.87695 | 0.87695 | 0.87695 | 0.87695 | 0.87695 | 0.87695 | 0.87695 | -4.296% | -4.296% | -2.864% | -1.432% | 0% | 0% | 0% | 0% | 0% | 0% | 0% | 0% | 0% | 0% | 0% | 0% | 0% | 0% | 0% | 0% | 0% | 0% | 0% | 0% | 0%
Substation Load Detail
[7 empty] | Units | 13/14 |  | 14/15 | 15/16 | 16/17 | 17/18 | 18/19 | 19/20 | 20/21 | 21/22 | 22/23 | 23/24 | 24/25 | 25/26 | 26/27 | 27/28 | 28/29 | 29/30 | 30/31 | 31/32 | 32/33 | 33/34 | 34/35 | 35/36 | 36/37 | 37/38 | 38/39
1 | Paddington 33_11kV | Compensated |  | Load (LV side) |  |  | Amps | 1341.7 | 1444 | 1414.745 | 1340.548 | 1294.306 | 1275.044 | 1273.581 | 1281.043 | 1306.093 | 1337.925 | 1366.136 | 1395.502 | 1420.366 | 1451.85 | 1483.348 | 1519.492 | 1558.23 | 1596.419 | 1633.69 | 1671.67 | 1710.369 | 1749.796 | 1789.96 | 1830.873 | 1872.543 | 1914.982 | 1958.2
|  |  |  | Apparent Power |  |  | MVA | 25.5628 |  | 26.9545 | 25.5409 | 24.6598 | 24.2929 | 24.265 | 24.4072 | 24.8844 | 25.4909 | 26.0284 | 26.5879 | 27.0616 | 27.6614 | 28.2616 | 28.9502 | 29.6883 | 30.4159 | 31.126 | 31.8496 | 32.5869 | 33.3381 | 34.1033 | 34.8828 | 35.6767 | 36.4853 | 37.3087
|  |  |  | Real Power |  |  | MW | 23.9879 | 25.8169 | 25.2939 | 23.9673 | 23.1406 | 22.7962 | 22.77 | 22.9034 | 23.3513 | 23.9204 | 24.4248 | 24.9498 | 25.3943 | 25.9572 | 26.5204 | 27.1666 | 27.8592 | 28.5419 | 29.2083 | 29.8874 | 30.5792 | 31.2841 | 32.0022 | 32.7337 | 33.4787 | 34.2375 | 35.0101
|  |  |  | Reactive Power |  |  | MVAr | 8.8339 |  | 9.3149 | 8.8263 | 8.5219 | 8.3951 | 8.3854 | 8.4346 | 8.5995 | 8.8091 | 8.9948 | 9.1882 | 9.3519 | 9.5592 | 9.7666 | 10.0045 | 10.2596 | 10.511 | 10.7564 | 11.0065 | 11.2613 | 11.5209 | 11.7853 | 12.0547 | 12.3291 | 12.6085 | 12.8931
|  |  |  | Capacitors In Service |  |  | MVAr | 0 |  | 0 | 0 | 0 | 0 | 0 | 0 | 0 | 0 | 0 | 0 | 0 | 0 | 0 | 0 | 0 | 0 | 0 | 0 | 0 | 0 | 0 | 0 | 0 | 0 | 0
|  |  |  | PF |  |  |  | 0.93839 |  | 0.93839 | 0.93839 | 0.93839 | 0.93839 | 0.93839 | 0.93839 | 0.93839 | 0.93839 | 0.93839 | 0.93839 | 0.93839 | 0.93839 | 0.93839 | 0.93839 | 0.93839 | 0.93839 | 0.93839 | 0.93839 | 0.93839 | 0.93839 | 0.93839 | 0.93839 | 0.93839 | 0.93839 | 0.93839
0.9849 | Diversity Factor: 0.98 | Uncompensated |  | Reactive Power |  |  | MVAr | 8.8339 | 9.5075 | 9.3149 | 8.8263 | 8.5219 | 8.3951 | 8.3854 | 8.4346 | 8.5995 | 8.8091 | 8.9948 | 9.1882 | 9.3519 | 9.5592 | 9.7666 | 10.0045 | 10.2596 | 10.511 | 10.7564 | 11.0065 | 11.2613 | 11.5209 | 11.7853 | 12.0547 | 12.3291 | 12.6085 | 12.8931
|  |  |  | PF |  |  |  | 0.93839 |  | 0.93839 | 0.93839 | 0.93839 | 0.93839 | 0.93839 | 0.93839 | 0.93839 | 0.93839 | 0.93839 | 0.93839 | 0.93839 | 0.93839 | 0.93839 | 0.93839 | 0.93839 | 0.93839 | 0.93839 | 0.93839 | 0.93839 | 0.93839 | 0.93839 | 0.93839 | 0.93839 | 0.93839 | 0.93839
[10 empty] | 1 | 2 | 3 | 4 | 5 | 6 | 7 | 8 | 9 | 10 | 11 | 12 | 13 | 14 | 15 | 16 | 17 | 18 | 19 | 20 | 21 | 22 | 23 | 24 | 25
Transformer Load Detail
[7 empty] | Units | 13/14 |  | 14/15 | 15/16 | 16/17 | 17/18 | 18/19 | 19/20 | 20/21 | 21/22 | 22/23 | 23/24 | 24/25 | 25/26 | 26/27 | 27/28 | 28/29 | 29/30 | 30/31 | 31/32 | 32/33 | 33/34 | 34/35 | 35/36 | 36/37 | 37/38 | 38/39
| 0 | Compensated |  | Load (LV side) |  |  | Amps
|  |  |  | Apparent Power |  |  | MVA
|  |  |  | Real Power |  |  | MW
|  |  |  | Reactive Power |  |  | MVAr
|  |  |  | Capacitors In Service |  |  | MVAr
PF
| Zone Div: | Uncompensated |  | Reactive Power |  |  | MVAr
PF
| 0 | Compensated |  | Load (LV side) |  |  | Amps
|  |  |  | Apparent Power |  |  | MVA
|  |  |  | Real Power |  |  | MW
|  |  |  | Reactive Power |  |  | MVAr
|  |  |  | Capacitors In Service |  |  | MVAr
PF
| Zone Div: | Uncompensated |  | Reactive Power |  |  | MVAr
PF
| 0 | Compensated |  | Load (LV side) |  |  | Amps
|  |  |  | Apparent Power |  |  | MVA
|  |  |  | Real Power |  |  | MW
|  |  |  | Reactive Power |  |  | MVAr
|  |  |  | Capacitors In Service |  |  | MVAr
PF
| Zone Div: | Uncompensated |  | Reactive Power |  |  | MVAr
PF
| 0 | Compensated |  | Load (LV side) |  |  | Amps
|  |  |  | Apparent Power |  |  | MVA
|  |  |  | Real Power |  |  | MW
|  |  |  | Reactive Power |  |  | MVAr
|  |  |  | Capacitors In Service |  |  | MVAr
PF
| Zone Div: | Uncompensated |  | Reactive Power |  |  | MVAr
PF
| 0 | Compensated |  | Load (LV side) |  |  | Amps
|  |  |  | Apparent Power |  |  | MVA
|  |  |  | Real Power |  |  | MW
|  |  |  | Reactive Power |  |  | MVAr
|  |  |  | Capacitors In Service |  |  | MVAr
PF
| Zone Div: | Uncompensated |  | Reactive Power |  |  | MVAr
PF
| 0 | Compensated |  | Load (LV side) |  |  | Amps
|  |  |  | Apparent Power |  |  | MVA
|  |  |  | Real Power |  |  | MW
|  |  |  | Reactive Power |  |  | MVAr
|  |  |  | Capacitors In Service |  |  | MVAr
PF
| Zone Div: | Uncompensated |  | Reactive Power |  |  | MVAr
PF
| 0 | Compensated |  | Load (LV side) |  |  | Amps
|  |  |  | Apparent Power |  |  | MVA
|  |  |  | Real Power |  |  | MW
|  |  |  | Reactive Power |  |  | MVAr
|  |  |  | Capacitors In Service |  |  | MVAr
PF
| Zone Div: | Uncompensated |  | Reactive Power |  |  | MVAr
PF
| 0 | Compensated |  | Load (LV side) |  |  | Amps
|  |  |  | Apparent Power |  |  | MVA
|  |  |  | Real Power |  |  | MW
|  |  |  | Reactive Power |  |  | MVAr
|  |  |  | Capacitors In Service |  |  | MVAr
PF
| Zone Div: | Uncompensated |  | Reactive Power |  |  | MVAr
PF
| 0 | Compensated |  | Load (LV side) |  |  | Amps
|  |  |  | Apparent Power |  |  | MVA
|  |  |  | Real Power |  |  | MW
|  |  |  | Reactive Power |  |  | MVAr
|  |  |  | Capacitors In Service |  |  | MVAr
PF
| Zone Div: | Uncompensated |  | Reactive Power |  |  | MVAr
PF
| 0 | Compensated |  | Load (LV side) |  |  | Amps
|  |  |  | Apparent Power |  |  | MVA
|  |  |  | Real Power |  |  | MW
|  |  |  | Reactive Power |  |  | MVAr
|  |  |  | Capacitors In Service |  |  | MVAr
PF
| Zone Div: | Uncompensated |  | Reactive Power |  |  | MVAr
PF

## Port Botany 33_11kV
| Port Botany 33_11kV | [16 empty] | 2015 | SUMMER
[6 empty] | Zone commissioned |  | 2010-12-23
| Substation Total Loads | [33 empty] | Spots & Transfers Detail
| Historical Loads | (11kV Amps) | [7 empty] | Weather Corrected Forecast Loads |  |  |  | (11kV Amps) | [20 empty] | Spots & Transfers Summary | (11kV Amps) |  | Historical Spots & Transfers | [6 empty] | Forecast Spots & Transfers
|  | 07/08 | 08/09 | 09/10 | 10/11 | 11/12 | 12/13 | 13/14 |  | 14/15 | 15/16 | 16/17 | 17/18 | 18/19 | 19/20 | 20/21 | 21/22 | 22/23 | 23/24 | 24/25 | 25/26 | 26/27 | 27/28 | 28/29 | 29/30 | 30/31 | 31/32 | 32/33 | 33/34 | 34/35 | 35/36 | 36/37 | 37/38 | 38/39 |  |  |  | 07/08 | 08/09 | 09/10 | 10/11 | 11/12 | 12/13 | 13/14 | 14/15 | 15/16 | 16/17 | 17/18 | 18/19 | 19/20 | 20/21 | 21/22 | 22/23 | 23/24 | 24/25 | 25/26 | 26/27 | 27/28 | 28/29 | 29/30 | 30/31 | 31/32 | 32/33 | 33/34 | 34/35 | 35/36 | 36/37 | 37/38 | 38/39
| Total |  |  |  |  | 167 | 148 | 156 |  | 1312.554 | 1504.889 | 1504.721 | 1504.581 | 1504.404 | 1504.351 | 1504.543 | 1504.899 | 1505.215 | 1505.533 | 1505.744 | 1506.061 | 1506.369 | 1506.767 | 1507.206 | 1507.63 | 1508.024 | 1508.423 | 1508.828 | 1509.239 | 1509.656 | 1510.078 | 1510.507 | 1510.942 | 1511.383 |  |  | Total | 0 | 0 | 0 | 100 | 45 | 0 | 207.9 | 1157.7514 | 192.335 | -0.16826 | -0.14009 | -0.17684 | -0.05295 | 0.19191 | 0.35644 | 0.3157 | 0.31761 | 0.21164 | 0.31688 | 0.30821 | 0.39727 | 0.43982 | 0.42369 | 0.39368 | 0.39934 | 0.40506 | 0.41085 | 0.41671 | 0.42264 | 0.42864 | 0.43472 | 0.44086
| Firm Rating | 0 | 0 | 0 | 0 | 0 | 0 | 3105 |  | 3105 | 3105 | 3105 | 3105 | 3105 | 3105 | 3105 | 3105 | 3105 | 3105 | 3105 | 3105 | 3105 | 3105 | 3105 | 3105 | 3105 | 3105 | 3105 | 3105 | 3105 | 3105 | 3105 | 3105 | 3105
| Total Capacity | 0 | 0 | 0 | 0 | 0 | 0 | 5895 |  | 5895 | 5895 | 5895 | 5895 | 5895 | 5895 | 5895 | 5895 | 5895 | 5895 | 5895 | 5895 | 5895 | 5895 | 5895 | 5895 | 5895 | 5895 | 5895 | 5895 | 5895 | 5895 | 5895 | 5895 | 5895 |  |  | Port Botany 33_11kV Tx1 | 0 | 0 | 0 | 100 | 0 | 0 | 119.7 | 727.7238 | -0.10485 | -0.10691 | -0.089006 | -0.11235 | -0.033642 | 0.12193 | 0.22647 | 0.20058 | 0.2018 | 0.13447 | 0.20133 | 0.19582 | 0.25241 | 0.27944 | 0.2692 | 0.25013 | 0.25372 | 0.25736 | 0.26104 | 0.26476 | 0.26853 | 0.27234 | 0.2762 | 0.2801
|  | -7 | -6 | -5 | -4 | -3 | -2 | -1 |  | 0 | 1 | 2 | 3 | 4 | 5 | 6 | 7 | 8 | 9 | 10 | 11 | 12 | 13 | 14 | 15 | 16 | 17 | 18 | 19 | 20 | 21 | 22 | 23 | 24 |  |  | Port Botany 33_11kV Tx2 | 0 | 0 | 0 | 0 | 0 | 0 | 0 | -0.0087767 | -0.0072942 | -0.0074369 | -0.0061917 | -0.007816 | -0.0023403 | 0.0084821 | 0.015754 | 0.013954 | 0.014038 | 0.0093543 | 0.014006 | 0.013622 | 0.017559 | 0.019439 | 0.018727 | 0.0174 | 0.01765 | 0.017903 | 0.018159 | 0.018418 | 0.01868 | 0.018946 | 0.019214 | 0.019486
| Transformer Loads | [35 empty] | Port Botany 33_11kV Tx3 | 0 | 0 | 0 | 0 | 45 | 0 | 88.2 | 430.0364 | 192.4471 | -0.053918 | -0.04489 | -0.056666 | -0.016967 | 0.061495 | 0.11422 | 0.10116 | 0.10178 | 0.067819 | 0.10154 | 0.098762 | 0.1273 | 0.14094 | 0.13577 | 0.12615 | 0.12796 | 0.1298 | 0.13165 | 0.13353 | 0.13543 | 0.13736 | 0.1393 | 0.14127
| Historical Loads | (11kV Amps) | [7 empty] | 0: Weather Corrected Forecast Loads; 4: (11kV Amps) |  |  |  | 0 | 0 | 0 | 0 | 0 | 0 | 0 | 0 | 0 | 0 | 0 | 0 | 0 | 0 | 0 | 0 | 0 | 0 | 0 | 0 | 0 | 0 | 0 | 0 | 0 | 0 | 0 | 0 | 0 | 0 | 0 | 0
|  | 07/08 | 08/09 | 09/10 | 10/11 | 11/12 | 12/13 | 13/14 |  | 14/15 | 15/16 | 16/17 | 17/18 | 18/19 | 19/20 | 20/21 | 21/22 | 22/23 | 23/24 | 24/25 | 25/26 | 26/27 | 27/28 | 28/29 | 29/30 | 30/31 | 31/32 | 32/33 | 33/34 | 34/35 | 35/36 | 36/37 | 37/38 | 38/39 |  |  |  | 0 | 0 | 0 | 0 | 0 | 0 | 0 | 0 | 0 | 0 | 0 | 0 | 0 | 0 | 0 | 0 | 0 | 0 | 0 | 0 | 0 | 0 | 0 | 0 | 0 | 0 | 0 | 0 | 0 | 0 | 0 | 0
| 0 | [36 empty] | 0 | 0 | 0 | 0 | 0 | 0 | 0 | 0 | 0 | 0 | 0 | 0 | 0 | 0 | 0 | 0 | 0 | 0 | 0 | 0 | 0 | 0 | 0 | 0 | 0 | 0 | 0 | 0 | 0 | 0 | 0 | 0
| Diversity Factor: 0 | [36 empty] | 0 | 0 | 0 | 0 | 0 | 0 | 0 | 0 | 0 | 0 | 0 | 0 | 0 | 0 | 0 | 0 | 0 | 0 | 0 | 0 | 0 | 0 | 0 | 0 | 0 | 0 | 0 | 0 | 0 | 0 | 0 | 0
[38 empty] | 0 | 0 | 0 | 0 | 0 | 0 | 0 | 0 | 0 | 0 | 0 | 0 | 0 | 0 | 0 | 0 | 0 | 0 | 0 | 0 | 0 | 0 | 0 | 0 | 0 | 0 | 0 | 0 | 0 | 0 | 0 | 0
[38 empty] | 0 | 0 | 0 | 0 | 0 | 0 | 0 | 0 | 0 | 0 | 0 | 0 | 0 | 0 | 0 | 0 | 0 | 0 | 0 | 0 | 0 | 0 | 0 | 0 | 0 | 0 | 0 | 0 | 0 | 0 | 0 | 0
| 0 | [36 empty] | 0 | 0 | 0 | 0 | 0 | 0 | 0 | 0 | 0 | 0 | 0 | 0 | 0 | 0 | 0 | 0 | 0 | 0 | 0 | 0 | 0 | 0 | 0 | 0 | 0 | 0 | 0 | 0 | 0 | 0 | 0 | 0
Diversity Factor: 0
[38 empty] | Historical Spots & Transfers | [6 empty] | Forecast Spots & Transfers
[35 empty] | Project Name | From | To | 07/08 | 08/09 | 09/10 | 10/11 | 11/12 | 12/13 | 13/14 | 14/15 | 15/16 | 16/17 | 17/18 | 18/19 | 19/20 | 20/21 | 21/22 | 22/23 | 23/24 | 24/25 | 25/26 | 26/27 | 27/28 | 28/29 | 29/30 | 30/31 | 31/32 | 32/33 | 33/34 | 34/35 | 35/36 | 36/37 | 37/38 | 38/39
| 0 | [33 empty] | Broad based demand management |  | Port Botany 33_11kV Tx1 | 0 | 0 | 0 | 0 | 0 | 0 | 0 | 0 | -0.052075 | -0.050587 | -0.059514 | -0.068441 | 0 | 0 | 0 | 0 | 0 | 0 | 0 | 0 | 0 | 0 | 0 | 0 | 0 | 0 | 0 | 0 | 0 | 0 | 0 | 0
| Diversity Factor: 0 | [33 empty] | Broad based demand management |  | Port Botany 33_11kV Tx2 | 0 | 0 | 0 | 0 | 0 | 0 | 0 | 0 | -0.0036226 | -0.0035191 | -0.0041401 | -0.0047611 | 0 | 0 | 0 | 0 | 0 | 0 | 0 | 0 | 0 | 0 | 0 | 0 | 0 | 0 | 0 | 0 | 0 | 0 | 0 | 0
[35 empty] | Broad based demand management |  | Port Botany 33_11kV Tx3 | 0 | 0 | 0 | 0 | 0 | 0 | 0 | 0 | -0.026264 | -0.025514 | -0.030016 | -0.034518 | 0 | 0 | 0 | 0 | 0 | 0 | 0 | 0 | 0 | 0 | 0 | 0 | 0 | 0 | 0 | 0 | 0 | 0 | 0 | 0
[35 empty] | DNP_ID: 6550. Port Botany Load Transfers | Botany 33_11kV Tx3 | Port Botany 33_11kV Tx1 | 0 | 0 | 0 | 0 | 0 | 0 | 0 | 202 | 0 | 0 | 0 | 0 | 0 | 0 | 0 | 0 | 0 | 0 | 0 | 0 | 0 | 0 | 0 | 0 | 0 | 0 | 0 | 0 | 0 | 0 | 0 | 0
| 0 | [33 empty] | DNP_ID: 6573. Matraville Zone 11kV Load Transfers | Matraville 33_11kV Tx3 | Port Botany 33_11kV Tx1 | 0 | 0 | 0 | 0 | 0 | 0 | 0 | 210 | 0 | 0 | 0 | 0 | 0 | 0 | 0 | 0 | 0 | 0 | 0 | 0 | 0 | 0 | 0 | 0 | 0 | 0 | 0 | 0 | 0 | 0 | 0 | 0
| Diversity Factor: 0 | [33 empty] | DNP_ID: 6573. Matraville Zone 11kV Load Transfers | Matraville 33_11kV Tx3 | Port Botany 33_11kV Tx3 | 0 | 0 | 0 | 0 | 0 | 0 | 0 | 160 | 0 | 0 | 0 | 0 | 0 | 0 | 0 | 0 | 0 | 0 | 0 | 0 | 0 | 0 | 0 | 0 | 0 | 0 | 0 | 0 | 0 | 0 | 0 | 0
[35 empty] | DNP_ID: 6573. Matraville Zone 11kV Load Transfers | Matraville 33_11kV Tx4 | Port Botany 33_11kV Tx1 | 0 | 0 | 0 | 0 | 0 | 0 | 0 | 180 | 0 | 0 | 0 | 0 | 0 | 0 | 0 | 0 | 0 | 0 | 0 | 0 | 0 | 0 | 0 | 0 | 0 | 0 | 0 | 0 | 0 | 0 | 0 | 0
[35 empty] | DNP_ID: 6573. Matraville Zone 11kV Load Transfers | Matraville 33_11kV Tx4 | Port Botany 33_11kV Tx3 | 0 | 0 | 0 | 0 | 0 | 0 | 0 | 115 | 0 | 0 | 0 | 0 | 0 | 0 | 0 | 0 | 0 | 0 | 0 | 0 | 0 | 0 | 0 | 0 | 0 | 0 | 0 | 0 | 0 | 0 | 0 | 0
| 0 | [33 empty] | HVCON_ID: 2010644. Establishment of Patricks Port Botany terminal Sydney and the decommissioning of S.8335 Penrhyn Botany HVC | Maroubra 132_11kV Tx3 | Port Botany 33_11kV Tx1 | 0 | 0 | 0 | 100 | 0 | 0 | 0 | 0 | 0 | 0 | 0 | 0 | 0 | 0 | 0 | 0 | 0 | 0 | 0 | 0 | 0 | 0 | 0 | 0 | 0 | 0 | 0 | 0 | 0 | 0 | 0 | 0
| Diversity Factor: 0 | [33 empty] | HVCON_ID: 2010644. Establishment of Patricks Port Botany terminal Sydney and the decommissioning of S.8335 Penrhyn Botany HVC | Maroubra 132_11kV Tx3 | Port Botany 33_11kV Tx3 | 0 | 0 | 0 | 0 | 45 | 0 | 0 | 0 | 0 | 0 | 0 | 0 | 0 | 0 | 0 | 0 | 0 | 0 | 0 | 0 | 0 | 0 | 0 | 0 | 0 | 0 | 0 | 0 | 0 | 0 | 0 | 0
[35 empty] | HVCON_ID: 2011639. HV Connection of Consumer Mains for the Establishment of HVC Hutchison Substation |  | Port Botany 33_11kV Tx1 | 0 | 0 | 0 | 0 | 0 | 0 | 119.7 | 69.85 | 0 | 0 | 0 | 0 | 0 | 0 | 0 | 0 | 0 | 0 | 0 | 0 | 0 | 0 | 0 | 0 | 0 | 0 | 0 | 0 | 0 | 0 | 0 | 0
[35 empty] | HVCON_ID: 2011639. HV Connection of Consumer Mains for the Establishment of HVC Hutchison Substation |  | Port Botany 33_11kV Tx3 | 0 | 0 | 0 | 0 | 0 | 0 | 88.2 | 89.1 | 0 | 0 | 0 | 0 | 0 | 0 | 0 | 0 | 0 | 0 | 0 | 0 | 0 | 0 | 0 | 0 | 0 | 0 | 0 | 0 | 0 | 0 | 0 | 0
| 0 | [33 empty] | HVCON_ID: 2013102. Upgrade existing HV supply to 42 Friendship Rd, Port Botany - Establishment of S.63517 Friendship Charlotte No 2 and Decommission S.5382 CTAL Friendship Rd. AMD_B : Establish 2 feeders from Port Botany ZS for the connecti |  | Port Botany 33_11kV Tx3 | 0 | 0 | 0 | 0 | 0 | 0 | 0 | 0 | 192.5 | 0 | 0 | 0 | 0 | 0 | 0 | 0 | 0 | 0 | 0 | 0 | 0 | 0 | 0 | 0 | 0 | 0 | 0 | 0 | 0 | 0 | 0 | 0
| Diversity Factor: 0 | [33 empty] | HVCON_ID: 2013278. Patrick Container Terminal, customer feed from Port Botany Zone, Penhryn Rd, Port Botany - ZN35700 Port Botany |  | Port Botany 33_11kV Tx1 | 0 | 0 | 0 | 0 | 0 | 0 | 0 | 66 | 0 | 0 | 0 | 0 | 0 | 0 | 0 | 0 | 0 | 0 | 0 | 0 | 0 | 0 | 0 | 0 | 0 | 0 | 0 | 0 | 0 | 0 | 0 | 0
[35 empty] | HVCON_ID: 2013278. Patrick Container Terminal, customer feed from Port Botany Zone, Penhryn Rd, Port Botany - ZN35700 Port Botany |  | Port Botany 33_11kV Tx3 | 0 | 0 | 0 | 0 | 0 | 0 | 0 | 66 | 0 | 0 | 0 | 0 | 0 | 0 | 0 | 0 | 0 | 0 | 0 | 0 | 0 | 0 | 0 | 0 | 0 | 0 | 0 | 0 | 0 | 0 | 0 | 0
[35 empty] | Econometric |  | Port Botany 33_11kV Tx1 | 0 | 0 | 0 | 0 | 0 | 0 | 0 | 0 | 0 | 0.08537 | 0.17277 | 0.26224 | 0.26536 | 0.26851 | 0.27171 | 0.27494 | 0.27821 | 0.28151 | 0.28486 | 0.28825 | 0.29168 | 0.29514 | 0.29865 | 0.30221 | 0.3058 | 0.30944 | 0.31312 | 0.31684 | 0.32061 | 0.32442 | 0.32828 | 0.33218
| 0 | [33 empty] | Econometric |  | Port Botany 33_11kV Tx2 | 0 | 0 | 0 | 0 | 0 | 0 | 0 | 0 | 0 | 0.0059388 | 0.012019 | 0.018243 | 0.01846 | 0.018679 | 0.018901 | 0.019126 | 0.019353 | 0.019584 | 0.019816 | 0.020052 | 0.020291 | 0.020532 | 0.020776 | 0.021023 | 0.021273 | 0.021526 | 0.021782 | 0.022041 | 0.022303 | 0.022568 | 0.022837 | 0.023108
| Diversity Factor: 0 | [33 empty] | Econometric |  | Port Botany 33_11kV Tx3 | 0 | 0 | 0 | 0 | 0 | 0 | 0 | 0 | 0 | 0.043056 | 0.087137 | 0.13226 | 0.13383 | 0.13542 | 0.13703 | 0.13866 | 0.14031 | 0.14198 | 0.14367 | 0.14538 | 0.14711 | 0.14886 | 0.15063 | 0.15242 | 0.15423 | 0.15606 | 0.15792 | 0.1598 | 0.1617 | 0.16362 | 0.16557 | 0.16753
[35 empty] | Energy Efficiency |  | Port Botany 33_11kV Tx1 | 0 | 0 | 0 | 0 | 0 | 0 | 0 | -0.12616 | -0.052779 | -0.14169 | -0.20226 | -0.30615 | -0.299 | -0.14658 | -0.045237 | -0.074353 | -0.076408 | -0.14705 | -0.083528 | -0.092427 | -0.039265 | -0.015703 | -0.029459 | -0.052077 | -0.052077 | -0.052077 | -0.052077 | -0.052077 | -0.052077 | -0.052077 | -0.052077 | -0.052077
[35 empty] | Energy Efficiency |  | Port Botany 33_11kV Tx2 | 0 | 0 | 0 | 0 | 0 | 0 | 0 | -0.0087767 | -0.0036716 | -0.0098566 | -0.01407 | -0.021297 | -0.0208 | -0.010197 | -0.0031469 | -0.0051724 | -0.0053153 | -0.010229 | -0.0058107 | -0.0064297 | -0.0027315 | -0.0010924 | -0.0020493 | -0.0036227 | -0.0036227 | -0.0036227 | -0.0036227 | -0.0036227 | -0.0036227 | -0.0036227 | -0.0036227 | -0.0036227
| 0 | [33 empty] | Energy Efficiency |  | Port Botany 33_11kV Tx3 | 0 | 0 | 0 | 0 | 0 | 0 | 0 | -0.063631 | -0.026619 | -0.071461 | -0.10201 | -0.15441 | -0.1508 | -0.073928 | -0.022815 | -0.0375 | -0.038536 | -0.074162 | -0.042127 | -0.046615 | -0.019803 | -0.00792 | -0.014858 | -0.026265 | -0.026265 | -0.026265 | -0.026265 | -0.026265 | -0.026265 | -0.026265 | -0.026265 | -0.026265
| Diversity Factor: 0 | [33 empty] | Solar PV |  | Port Botany 33_11kV Tx1 | 0 | 0 | 0 | 0 | 0 | 0 | 0 | 0 | 0 | 0 | 0 | 0 | 0 | 0 | 0 | 0 | 0 | 0 | 0 | 0 | 0 | 0 | 0 | 0 | 0 | 0 | 0 | 0 | 0 | 0 | 0 | 0
[35 empty] | Solar PV |  | Port Botany 33_11kV Tx2 | 0 | 0 | 0 | 0 | 0 | 0 | 0 | 0 | 0 | 0 | 0 | 0 | 0 | 0 | 0 | 0 | 0 | 0 | 0 | 0 | 0 | 0 | 0 | 0 | 0 | 0 | 0 | 0 | 0 | 0 | 0 | 0
[35 empty] | Solar PV |  | Port Botany 33_11kV Tx3 | 0 | 0 | 0 | 0 | 0 | 0 | 0 | 0 | 0 | 0 | 0 | 0 | 0 | 0 | 0 | 0 | 0 | 0 | 0 | 0 | 0 | 0 | 0 | 0 | 0 | 0 | 0 | 0 | 0 | 0 | 0 | 0
0
Diversity Factor: 0
0
Diversity Factor: 0
| Weather Correction and Public Holiday Factors | [8 empty] | Forecast ROG
ROG Justification
| Actual loads for season 13/14 have been weather corrected by the following: | [6 empty] | 0.1248% |  | customer substation | [59 empty] | customer substation
1 | 2 | 3 | 4 | 5 | 6 | 7 | 8 | 9 | 10 | 14/15 | 15/16 | 16/17 | 17/18 | 18/19 | 19/20 | 20/21 | 21/22 | 22/23 | 23/24 | 24/25 | 25/26 | 26/27 | 27/28 | 28/29 | 29/30 | 30/31 | 31/32 | 32/33 | 33/34 | 34/35 | 35/36 | 36/37 | 37/38 | 38/39
1 | 1 | 1 | 1 | 1 | 1 | 1 | 1 | 1 | 1 | 0% | 0% | 0% | 0% | 0% | 0% | 0% | 0% | 0% | 0% | 0% | 0% | 0% | 0% | 0% | 0% | 0% | 0% | 0% | 0% | 0% | 0% | 0% | 0% | 0%
Substation Load Detail
[7 empty] | Units | 13/14 |  | 14/15 | 15/16 | 16/17 | 17/18 | 18/19 | 19/20 | 20/21 | 21/22 | 22/23 | 23/24 | 24/25 | 25/26 | 26/27 | 27/28 | 28/29 | 29/30 | 30/31 | 31/32 | 32/33 | 33/34 | 34/35 | 35/36 | 36/37 | 37/38 | 38/39
1 | Port Botany 33_11kV | Compensated |  | Load (LV side) |  |  | Amps | 156 | 156 | 1312.554 | 1504.889 | 1504.721 | 1504.581 | 1504.404 | 1504.351 | 1504.543 | 1504.899 | 1505.215 | 1505.533 | 1505.744 | 1506.061 | 1506.369 | 1506.767 | 1507.206 | 1507.63 | 1508.024 | 1508.423 | 1508.828 | 1509.239 | 1509.656 | 1510.078 | 1510.507 | 1510.942 | 1511.383
|  |  |  | Apparent Power |  |  | MVA | 2.9722 |  | 25.0075 | 28.672 | 28.6688 | 28.6661 | 28.6627 | 28.6617 | 28.6654 | 28.6722 | 28.6782 | 28.6842 | 28.6883 | 28.6943 | 28.7002 | 28.7078 | 28.7161 | 28.7242 | 28.7317 | 28.7393 | 28.747 | 28.7549 | 28.7628 | 28.7709 | 28.779 | 28.7873 | 28.7957
|  |  |  | Real Power |  |  | MW | 2.623 | 2.623 | 22.7177 | 26.0467 | 26.0438 | 26.0414 | 26.0383 | 26.0374 | 26.0407 | 26.0469 | 26.0523 | 26.0578 | 26.0615 | 26.067 | 26.0723 | 26.0792 | 26.0868 | 26.0941 | 26.101 | 26.1079 | 26.1149 | 26.122 | 26.1292 | 26.1365 | 26.1439 | 26.1515 | 26.1591
|  |  |  | Reactive Power |  |  | MVAr | 1.3979 |  | 10.4537 | 11.9855 | 11.9842 | 11.9831 | 11.9817 | 11.9812 | 11.9828 | 11.9856 | 11.9881 | 11.9907 | 11.9923 | 11.9949 | 11.9973 | 12.0005 | 12.004 | 12.0074 | 12.0105 | 12.0137 | 12.0169 | 12.0202 | 12.0235 | 12.0269 | 12.0303 | 12.0337 | 12.0373
|  |  |  | Capacitors In Service |  |  | MVAr | 0 |  | 0 | 0 | 0 | 0 | 0 | 0 | 0 | 0 | 0 | 0 | 0 | 0 | 0 | 0 | 0 | 0 | 0 | 0 | 0 | 0 | 0 | 0 | 0 | 0 | 0
|  |  |  | PF |  |  |  | 0.8825 |  | 0.90844 | 0.90844 | 0.90844 | 0.90844 | 0.90844 | 0.90844 | 0.90844 | 0.90844 | 0.90844 | 0.90844 | 0.90844 | 0.90844 | 0.90844 | 0.90844 | 0.90844 | 0.90844 | 0.90844 | 0.90844 | 0.90844 | 0.90844 | 0.90844 | 0.90844 | 0.90844 | 0.90844 | 0.90844
0.67369 | Diversity Factor: 0.67 | Uncompensated |  | Reactive Power |  |  | MVAr | 1.3979 | 1.3979 | 10.4537 | 11.9855 | 11.9842 | 11.9831 | 11.9817 | 11.9812 | 11.9828 | 11.9856 | 11.9881 | 11.9907 | 11.9923 | 11.9949 | 11.9973 | 12.0005 | 12.004 | 12.0074 | 12.0105 | 12.0137 | 12.0169 | 12.0202 | 12.0235 | 12.0269 | 12.0303 | 12.0337 | 12.0373
|  |  |  | PF |  |  |  | 0.8825 |  | 0.90844 | 0.90844 | 0.90844 | 0.90844 | 0.90844 | 0.90844 | 0.90844 | 0.90844 | 0.90844 | 0.90844 | 0.90844 | 0.90844 | 0.90844 | 0.90844 | 0.90844 | 0.90844 | 0.90844 | 0.90844 | 0.90844 | 0.90844 | 0.90844 | 0.90844 | 0.90844 | 0.90844 | 0.90844
[10 empty] | 1 | 2 | 3 | 4 | 5 | 6 | 7 | 8 | 9 | 10 | 11 | 12 | 13 | 14 | 15 | 16 | 17 | 18 | 19 | 20 | 21 | 22 | 23 | 24 | 25
Transformer Load Detail
[7 empty] | Units | 13/14 |  | 14/15 | 15/16 | 16/17 | 17/18 | 18/19 | 19/20 | 20/21 | 21/22 | 22/23 | 23/24 | 24/25 | 25/26 | 26/27 | 27/28 | 28/29 | 29/30 | 30/31 | 31/32 | 32/33 | 33/34 | 34/35 | 35/36 | 36/37 | 37/38 | 38/39
| 0 | Compensated |  | Load (LV side) |  |  | Amps
|  |  |  | Apparent Power |  |  | MVA
|  |  |  | Real Power |  |  | MW
|  |  |  | Reactive Power |  |  | MVAr
|  |  |  | Capacitors In Service |  |  | MVAr
PF
| Zone Div: | Uncompensated |  | Reactive Power |  |  | MVAr
PF
| 0 | Compensated |  | Load (LV side) |  |  | Amps
|  |  |  | Apparent Power |  |  | MVA
|  |  |  | Real Power |  |  | MW
|  |  |  | Reactive Power |  |  | MVAr
|  |  |  | Capacitors In Service |  |  | MVAr
PF
| Zone Div: | Uncompensated |  | Reactive Power |  |  | MVAr
PF
| 0 | Compensated |  | Load (LV side) |  |  | Amps
|  |  |  | Apparent Power |  |  | MVA
|  |  |  | Real Power |  |  | MW
|  |  |  | Reactive Power |  |  | MVAr
|  |  |  | Capacitors In Service |  |  | MVAr
PF
| Zone Div: | Uncompensated |  | Reactive Power |  |  | MVAr
PF
| 0 | Compensated |  | Load (LV side) |  |  | Amps
|  |  |  | Apparent Power |  |  | MVA
|  |  |  | Real Power |  |  | MW
|  |  |  | Reactive Power |  |  | MVAr
|  |  |  | Capacitors In Service |  |  | MVAr
PF
| Zone Div: | Uncompensated |  | Reactive Power |  |  | MVAr
PF
| 0 | Compensated |  | Load (LV side) |  |  | Amps
|  |  |  | Apparent Power |  |  | MVA
|  |  |  | Real Power |  |  | MW
|  |  |  | Reactive Power |  |  | MVAr
|  |  |  | Capacitors In Service |  |  | MVAr
PF
| Zone Div: | Uncompensated |  | Reactive Power |  |  | MVAr
PF
| 0 | Compensated |  | Load (LV side) |  |  | Amps
|  |  |  | Apparent Power |  |  | MVA
|  |  |  | Real Power |  |  | MW
|  |  |  | Reactive Power |  |  | MVAr
|  |  |  | Capacitors In Service |  |  | MVAr
PF
| Zone Div: | Uncompensated |  | Reactive Power |  |  | MVAr
PF
| 0 | Compensated |  | Load (LV side) |  |  | Amps
|  |  |  | Apparent Power |  |  | MVA
|  |  |  | Real Power |  |  | MW
|  |  |  | Reactive Power |  |  | MVAr
|  |  |  | Capacitors In Service |  |  | MVAr
PF
| Zone Div: | Uncompensated |  | Reactive Power |  |  | MVAr
PF
| 0 | Compensated |  | Load (LV side) |  |  | Amps
|  |  |  | Apparent Power |  |  | MVA
|  |  |  | Real Power |  |  | MW
|  |  |  | Reactive Power |  |  | MVAr
|  |  |  | Capacitors In Service |  |  | MVAr
PF
| Zone Div: | Uncompensated |  | Reactive Power |  |  | MVAr
PF
| 0 | Compensated |  | Load (LV side) |  |  | Amps
|  |  |  | Apparent Power |  |  | MVA
|  |  |  | Real Power |  |  | MW
|  |  |  | Reactive Power |  |  | MVAr
|  |  |  | Capacitors In Service |  |  | MVAr
PF
| Zone Div: | Uncompensated |  | Reactive Power |  |  | MVAr
PF
| 0 | Compensated |  | Load (LV side) |  |  | Amps
|  |  |  | Apparent Power |  |  | MVA
|  |  |  | Real Power |  |  | MW
|  |  |  | Reactive Power |  |  | MVAr
|  |  |  | Capacitors In Service |  |  | MVAr
PF
| Zone Div: | Uncompensated |  | Reactive Power |  |  | MVAr
PF

## Randwick 33_11kV
| Randwick 33_11kV | [16 empty] | 2015 | SUMMER
[6 empty] | Zone decommissioned |  | 2013-03-01
| Substation Total Loads | [33 empty] | Spots & Transfers Detail
| Historical Loads | (11kV Amps) | [7 empty] | Weather Corrected Forecast Loads |  |  |  | (11kV Amps) | [20 empty] | Spots & Transfers Summary | (11kV Amps) |  | Historical Spots & Transfers | [6 empty] | Forecast Spots & Transfers
|  | 07/08 | 08/09 | 09/10 | 10/11 | 11/12 | 12/13 | 13/14 |  | 14/15 | 15/16 | 16/17 | 17/18 | 18/19 | 19/20 | 20/21 | 21/22 | 22/23 | 23/24 | 24/25 | 25/26 | 26/27 | 27/28 | 28/29 | 29/30 | 30/31 | 31/32 | 32/33 | 33/34 | 34/35 | 35/36 | 36/37 | 37/38 | 38/39 |  |  |  | 07/08 | 08/09 | 09/10 | 10/11 | 11/12 | 12/13 | 13/14 | 14/15 | 15/16 | 16/17 | 17/18 | 18/19 | 19/20 | 20/21 | 21/22 | 22/23 | 23/24 | 24/25 | 25/26 | 26/27 | 27/28 | 28/29 | 29/30 | 30/31 | 31/32 | 32/33 | 33/34 | 34/35 | 35/36 | 36/37 | 37/38 | 38/39
| Total | 1729 | 1744 | 1447 | 0 | 0 |  |  |  | 0 | 0 | 0 | 0 | 0 | 0 | 0 | 0 | 0 | 0 | 0 | 0 | 0 | 0 | 0 | 0 | 0 | 0 | 0 | 0 | 0 | 0 | 0 | 0 | 0 |  |  | Total | 90 | 0 | -300 | -1500 | 0 | 0 | 0 | 0 | 0 | 0 | 0 | 0 | 0 | 0 | 0 | 0 | 0 | 0 | 0 | 0 | 0 | 0 | 0 | 0 | 0 | 0 | 0 | 0 | 0 | 0 | 0 | 0
| Firm Rating | 0 | 0 | 0 | 0 | 0 | 0 | 0 |  | 0 | 0 | 0 | 0 | 0 | 0 | 0 | 0 | 0 | 0 | 0 | 0 | 0 | 0 | 0 | 0 | 0 | 0 | 0 | 0 | 0 | 0 | 0 | 0 | 0
| Total Capacity | 0 | 0 | 0 | 0 | 0 | 0 | 0 |  | 0 | 0 | 0 | 0 | 0 | 0 | 0 | 0 | 0 | 0 | 0 | 0 | 0 | 0 | 0 | 0 | 0 | 0 | 0 | 0 | 0 | 0 | 0 | 0 | 0 |  |  | Randwick 33_11kV Tx1 | 0 | 0 | -150 | -750 | 0 | 0 | 0 | 0 | 0 | 0 | 0 | 0 | 0 | 0 | 0 | 0 | 0 | 0 | 0 | 0 | 0 | 0 | 0 | 0 | 0 | 0 | 0 | 0 | 0 | 0 | 0 | 0
|  | -7 | -6 | -5 | -4 | -3 | -2 | -1 |  | 0 | 1 | 2 | 3 | 4 | 5 | 6 | 7 | 8 | 9 | 10 | 11 | 12 | 13 | 14 | 15 | 16 | 17 | 18 | 19 | 20 | 21 | 22 | 23 | 24 |  |  | Randwick 33_11kV Tx3 | 0 | 0 | 0 | 0 | 0 | 0 | 0 | 0 | 0 | 0 | 0 | 0 | 0 | 0 | 0 | 0 | 0 | 0 | 0 | 0 | 0 | 0 | 0 | 0 | 0 | 0 | 0 | 0 | 0 | 0 | 0 | 0
| Transformer Loads | [35 empty] | Randwick 33_11kV Tx4 | 10 | 0 | -150 | -750 | 0 | 0 | 0 | 0 | 0 | 0 | 0 | 0 | 0 | 0 | 0 | 0 | 0 | 0 | 0 | 0 | 0 | 0 | 0 | 0 | 0 | 0 | 0 | 0 | 0 | 0 | 0 | 0
| Historical Loads | (11kV Amps) | [7 empty] | Weather Corrected Forecast Loads |  |  |  | (11kV Amps) | [22 empty] | Randwick 33_11kV Tx5 | 80 | 0 | 0 | 0 | 0 | 0 | 0 | 0 | 0 | 0 | 0 | 0 | 0 | 0 | 0 | 0 | 0 | 0 | 0 | 0 | 0 | 0 | 0 | 0 | 0 | 0 | 0 | 0 | 0 | 0 | 0 | 0
|  | 07/08 | 08/09 | 09/10 | 10/11 | 11/12 | 12/13 | 13/14 |  | 14/15 | 15/16 | 16/17 | 17/18 | 18/19 | 19/20 | 20/21 | 21/22 | 22/23 | 23/24 | 24/25 | 25/26 | 26/27 | 27/28 | 28/29 | 29/30 | 30/31 | 31/32 | 32/33 | 33/34 | 34/35 | 35/36 | 36/37 | 37/38 | 38/39 |  |  |  | 0 | 0 | 0 | 0 | 0 | 0 | 0 | 0 | 0 | 0 | 0 | 0 | 0 | 0 | 0 | 0 | 0 | 0 | 0 | 0 | 0 | 0 | 0 | 0 | 0 | 0 | 0 | 0 | 0 | 0 | 0 | 0
| 0 | [36 empty] | 0 | 0 | 0 | 0 | 0 | 0 | 0 | 0 | 0 | 0 | 0 | 0 | 0 | 0 | 0 | 0 | 0 | 0 | 0 | 0 | 0 | 0 | 0 | 0 | 0 | 0 | 0 | 0 | 0 | 0 | 0 | 0
| Diversity Factor: 0 | [36 empty] | 0 | 0 | 0 | 0 | 0 | 0 | 0 | 0 | 0 | 0 | 0 | 0 | 0 | 0 | 0 | 0 | 0 | 0 | 0 | 0 | 0 | 0 | 0 | 0 | 0 | 0 | 0 | 0 | 0 | 0 | 0 | 0
[38 empty] | 0 | 0 | 0 | 0 | 0 | 0 | 0 | 0 | 0 | 0 | 0 | 0 | 0 | 0 | 0 | 0 | 0 | 0 | 0 | 0 | 0 | 0 | 0 | 0 | 0 | 0 | 0 | 0 | 0 | 0 | 0 | 0
[38 empty] | 0 | 0 | 0 | 0 | 0 | 0 | 0 | 0 | 0 | 0 | 0 | 0 | 0 | 0 | 0 | 0 | 0 | 0 | 0 | 0 | 0 | 0 | 0 | 0 | 0 | 0 | 0 | 0 | 0 | 0 | 0 | 0
| 0 | [36 empty] | 0 | 0 | 0 | 0 | 0 | 0 | 0 | 0 | 0 | 0 | 0 | 0 | 0 | 0 | 0 | 0 | 0 | 0 | 0 | 0 | 0 | 0 | 0 | 0 | 0 | 0 | 0 | 0 | 0 | 0 | 0 | 0
Diversity Factor: 0
[38 empty] | Historical Spots & Transfers | [6 empty] | Forecast Spots & Transfers
[35 empty] | Project Name | From | To | 07/08 | 08/09 | 09/10 | 10/11 | 11/12 | 12/13 | 13/14 | 14/15 | 15/16 | 16/17 | 17/18 | 18/19 | 19/20 | 20/21 | 21/22 | 22/23 | 23/24 | 24/25 | 25/26 | 26/27 | 27/28 | 28/29 | 29/30 | 30/31 | 31/32 | 32/33 | 33/34 | 34/35 | 35/36 | 36/37 | 37/38 | 38/39
| 0 | [33 empty] | Commissioning Transfers | Randwick 33_11kV Tx1 | Kingsford 132_11kV Tx1 | 0 | 0 | 72.4372 | 362.1859 | 0 | 0 | 0 | 0 | 0 | 0 | 0 | 0 | 0 | 0 | 0 | 0 | 0 | 0 | 0 | 0 | 0 | 0 | 0 | 0 | 0 | 0 | 0 | 0 | 0 | 0 | 0 | 0
| Diversity Factor: 0 | [33 empty] | Commissioning Transfers | Randwick 33_11kV Tx1 | Kingsford 132_11kV Tx2 | 0 | 0 | 77.5628 | 387.8141 | 0 | 0 | 0 | 0 | 0 | 0 | 0 | 0 | 0 | 0 | 0 | 0 | 0 | 0 | 0 | 0 | 0 | 0 | 0 | 0 | 0 | 0 | 0 | 0 | 0 | 0 | 0 | 0
[35 empty] | Commissioning Transfers | Randwick 33_11kV Tx4 | Kingsford 132_11kV Tx1 | 0 | 0 | 72.4372 | 362.1859 | 0 | 0 | 0 | 0 | 0 | 0 | 0 | 0 | 0 | 0 | 0 | 0 | 0 | 0 | 0 | 0 | 0 | 0 | 0 | 0 | 0 | 0 | 0 | 0 | 0 | 0 | 0 | 0
[35 empty] | Commissioning Transfers | Randwick 33_11kV Tx4 | Kingsford 132_11kV Tx2 | 0 | 0 | 77.5628 | 387.8141 | 0 | 0 | 0 | 0 | 0 | 0 | 0 | 0 | 0 | 0 | 0 | 0 | 0 | 0 | 0 | 0 | 0 | 0 | 0 | 0 | 0 | 0 | 0 | 0 | 0 | 0 | 0 | 0
| 0 | [33 empty] | DNP_ID: 6229. Transfer of Panel 10 feeder from Randwick Group 4 for increased UNSW loads |  | Randwick 33_11kV Tx4 | 90 | 0 | 0 | 0 | 0 | 0 | 0 | 0 | 0 | 0 | 0 | 0 | 0 | 0 | 0 | 0 | 0 | 0 | 0 | 0 | 0 | 0 | 0 | 0 | 0 | 0 | 0 | 0 | 0 | 0 | 0 | 0
| Diversity Factor: 0 | [33 empty] | DNP_ID: 6229. Transfer of Panel 10 feeder from Randwick Group 4 for increased UNSW loads | Randwick 33_11kV Tx4 | Randwick 33_11kV Tx5 | 80 | 0 | 0 | 0 | 0 | 0 | 0 | 0 | 0 | 0 | 0 | 0 | 0 | 0 | 0 | 0 | 0 | 0 | 0 | 0 | 0 | 0 | 0 | 0 | 0 | 0 | 0 | 0 | 0 | 0 | 0 | 0
[35 empty] | Econometric |  | Randwick 33_11kV Tx1 | 0 | 0 | 0 | 0 | 0 | 0 | 0 | 0 | 0 | 0 | 0 | 0 | 0 | 0 | 0 | 0 | 0 | 0 | 0 | 0 | 0 | 0 | 0 | 0 | 0 | 0 | 0 | 0 | 0 | 0 | 0 | 0
[35 empty] | Econometric |  | Randwick 33_11kV Tx4 | 0 | 0 | 0 | 0 | 0 | 0 | 0 | 0 | 0 | 0 | 0 | 0 | 0 | 0 | 0 | 0 | 0 | 0 | 0 | 0 | 0 | 0 | 0 | 0 | 0 | 0 | 0 | 0 | 0 | 0 | 0 | 0
| 0 | [33 empty] | Energy Efficiency |  | Randwick 33_11kV Tx1 | 0 | 0 | 0 | 0 | 0 | 0 | 0 | 0 | 0 | 0 | 0 | 0 | 0 | 0 | 0 | 0 | 0 | 0 | 0 | 0 | 0 | 0 | 0 | 0 | 0 | 0 | 0 | 0 | 0 | 0 | 0 | 0
| Diversity Factor: 0 | [33 empty] | Energy Efficiency |  | Randwick 33_11kV Tx4 | 0 | 0 | 0 | 0 | 0 | 0 | 0 | 0 | 0 | 0 | 0 | 0 | 0 | 0 | 0 | 0 | 0 | 0 | 0 | 0 | 0 | 0 | 0 | 0 | 0 | 0 | 0 | 0 | 0 | 0 | 0 | 0
[35 empty] | Solar PV |  | Randwick 33_11kV Tx1 | 0 | 0 | 0 | 0 | 0 | 0 | 0 | 0 | 0 | 0 | 0 | 0 | 0 | 0 | 0 | 0 | 0 | 0 | 0 | 0 | 0 | 0 | 0 | 0 | 0 | 0 | 0 | 0 | 0 | 0 | 0 | 0
[35 empty] | Solar PV |  | Randwick 33_11kV Tx4 | 0 | 0 | 0 | 0 | 0 | 0 | 0 | 0 | 0 | 0 | 0 | 0 | 0 | 0 | 0 | 0 | 0 | 0 | 0 | 0 | 0 | 0 | 0 | 0 | 0 | 0 | 0 | 0 | 0 | 0 | 0 | 0
0
Diversity Factor: 0
0
Diversity Factor: 0
0
Diversity Factor: 0
0
Diversity Factor: 0
0
Diversity Factor: 0
| Weather Correction and Public Holiday Factors | [8 empty] | Forecast ROG
ROG Justification
| Actual loads for season 13/14 have been weather corrected by the following: | [6 empty] | 0% |  | Decommissioned | [59 empty] | Decommissioned
1 | 2 | 3 | 4 | 5 | 6 | 7 | 8 | 9 | 10 | 14/15 | 15/16 | 16/17 | 17/18 | 18/19 | 19/20 | 20/21 | 21/22 | 22/23 | 23/24 | 24/25 | 25/26 | 26/27 | 27/28 | 28/29 | 29/30 | 30/31 | 31/32 | 32/33 | 33/34 | 34/35 | 35/36 | 36/37 | 37/38 | 38/39
1 | 1 | 1 | 1 | 1 | 1 | 1 | 1 | 1 | 1 | 0% | 0% | 0% | 0% | 0% | 0% | 0% | 0% | 0% | 0% | 0% | 0% | 0% | 0% | 0% | 0% | 0% | 0% | 0% | 0% | 0% | 0% | 0% | 0% | 0%
Substation Load Detail
[7 empty] | Units | 13/14 |  | 14/15 | 15/16 | 16/17 | 17/18 | 18/19 | 19/20 | 20/21 | 21/22 | 22/23 | 23/24 | 24/25 | 25/26 | 26/27 | 27/28 | 28/29 | 29/30 | 30/31 | 31/32 | 32/33 | 33/34 | 34/35 | 35/36 | 36/37 | 37/38 | 38/39
1 | Randwick 33_11kV | Compensated |  | Load (LV side) |  |  | Amps | 0 | 0 | 0 | 0 | 0 | 0 | 0 | 0 | 0 | 0 | 0 | 0 | 0 | 0 | 0 | 0 | 0 | 0 | 0 | 0 | 0 | 0 | 0 | 0 | 0 | 0 | 0
|  |  |  | Apparent Power |  |  | MVA | 0 |  | 0 | 0 | 0 | 0 | 0 | 0 | 0 | 0 | 0 | 0 | 0 | 0 | 0 | 0 | 0 | 0 | 0 | 0 | 0 | 0 | 0 | 0 | 0 | 0 | 0
|  |  |  | Real Power |  |  | MW | 0 | 0 | 0 | 0 | 0 | 0 | 0 | 0 | 0 | 0 | 0 | 0 | 0 | 0 | 0 | 0 | 0 | 0 | 0 | 0 | 0 | 0 | 0 | 0 | 0 | 0 | 0
|  |  |  | Reactive Power |  |  | MVAr | 0 |  | 0 | 0 | 0 | 0 | 0 | 0 | 0 | 0 | 0 | 0 | 0 | 0 | 0 | 0 | 0 | 0 | 0 | 0 | 0 | 0 | 0 | 0 | 0 | 0 | 0
|  |  |  | Capacitors In Service |  |  | MVAr | 0 |  | 0 | 0 | 0 | 0 | 0 | 0 | 0 | 0 | 0 | 0 | 0 | 0 | 0 | 0 | 0 | 0 | 0 | 0 | 0 | 0 | 0 | 0 | 0 | 0 | 0
|  |  |  | PF |  |  |  | 0 |  | 0 | 0 | 0 | 0 | 0 | 0 | 0 | 0 | 0 | 0 | 0 | 0 | 0 | 0 | 0 | 0 | 0 | 0 | 0 | 0 | 0 | 0 | 0 | 0 | 0
1 | Diversity Factor: 1 | Uncompensated |  | Reactive Power |  |  | MVAr | 0 | 0 | 0 | 0 | 0 | 0 | 0 | 0 | 0 | 0 | 0 | 0 | 0 | 0 | 0 | 0 | 0 | 0 | 0 | 0 | 0 | 0 | 0 | 0 | 0 | 0 | 0
|  |  |  | PF |  |  |  | 0 |  | 0 | 0 | 0 | 0 | 0 | 0 | 0 | 0 | 0 | 0 | 0 | 0 | 0 | 0 | 0 | 0 | 0 | 0 | 0 | 0 | 0 | 0 | 0 | 0 | 0
[10 empty] | 1 | 2 | 3 | 4 | 5 | 6 | 7 | 8 | 9 | 10 | 11 | 12 | 13 | 14 | 15 | 16 | 17 | 18 | 19 | 20 | 21 | 22 | 23 | 24 | 25
Transformer Load Detail
[7 empty] | Units | 13/14 |  | 14/15 | 15/16 | 16/17 | 17/18 | 18/19 | 19/20 | 20/21 | 21/22 | 22/23 | 23/24 | 24/25 | 25/26 | 26/27 | 27/28 | 28/29 | 29/30 | 30/31 | 31/32 | 32/33 | 33/34 | 34/35 | 35/36 | 36/37 | 37/38 | 38/39
| 0 | Compensated |  | Load (LV side) |  |  | Amps
|  |  |  | Apparent Power |  |  | MVA
|  |  |  | Real Power |  |  | MW
|  |  |  | Reactive Power |  |  | MVAr
|  |  |  | Capacitors In Service |  |  | MVAr
PF
| Zone Div: | Uncompensated |  | Reactive Power |  |  | MVAr
PF
| 0 | Compensated |  | Load (LV side) |  |  | Amps
|  |  |  | Apparent Power |  |  | MVA
|  |  |  | Real Power |  |  | MW
|  |  |  | Reactive Power |  |  | MVAr
|  |  |  | Capacitors In Service |  |  | MVAr
PF
| Zone Div: | Uncompensated |  | Reactive Power |  |  | MVAr
PF
| 0 | Compensated |  | Load (LV side) |  |  | Amps
|  |  |  | Apparent Power |  |  | MVA
|  |  |  | Real Power |  |  | MW
|  |  |  | Reactive Power |  |  | MVAr
|  |  |  | Capacitors In Service |  |  | MVAr
PF
| Zone Div: | Uncompensated |  | Reactive Power |  |  | MVAr
PF
| 0 | Compensated |  | Load (LV side) |  |  | Amps
|  |  |  | Apparent Power |  |  | MVA
|  |  |  | Real Power |  |  | MW
|  |  |  | Reactive Power |  |  | MVAr
|  |  |  | Capacitors In Service |  |  | MVAr
PF
| Zone Div: | Uncompensated |  | Reactive Power |  |  | MVAr
PF
| 0 | Compensated |  | Load (LV side) |  |  | Amps
|  |  |  | Apparent Power |  |  | MVA
|  |  |  | Real Power |  |  | MW
|  |  |  | Reactive Power |  |  | MVAr
|  |  |  | Capacitors In Service |  |  | MVAr
PF
| Zone Div: | Uncompensated |  | Reactive Power |  |  | MVAr
PF
| 0 | Compensated |  | Load (LV side) |  |  | Amps
|  |  |  | Apparent Power |  |  | MVA
|  |  |  | Real Power |  |  | MW
|  |  |  | Reactive Power |  |  | MVAr
|  |  |  | Capacitors In Service |  |  | MVAr
PF
| Zone Div: | Uncompensated |  | Reactive Power |  |  | MVAr
PF
| 0 | Compensated |  | Load (LV side) |  |  | Amps
|  |  |  | Apparent Power |  |  | MVA
|  |  |  | Real Power |  |  | MW
|  |  |  | Reactive Power |  |  | MVAr
|  |  |  | Capacitors In Service |  |  | MVAr
PF
| Zone Div: | Uncompensated |  | Reactive Power |  |  | MVAr
PF
| 0 | Compensated |  | Load (LV side) |  |  | Amps
|  |  |  | Apparent Power |  |  | MVA
|  |  |  | Real Power |  |  | MW
|  |  |  | Reactive Power |  |  | MVAr
|  |  |  | Capacitors In Service |  |  | MVAr
PF
| Zone Div: | Uncompensated |  | Reactive Power |  |  | MVAr
PF
| 0 | Compensated |  | Load (LV side) |  |  | Amps
|  |  |  | Apparent Power |  |  | MVA
|  |  |  | Real Power |  |  | MW
|  |  |  | Reactive Power |  |  | MVAr
|  |  |  | Capacitors In Service |  |  | MVAr
PF
| Zone Div: | Uncompensated |  | Reactive Power |  |  | MVAr
PF
| 0 | Compensated |  | Load (LV side) |  |  | Amps
|  |  |  | Apparent Power |  |  | MVA
|  |  |  | Real Power |  |  | MW
|  |  |  | Reactive Power |  |  | MVAr
|  |  |  | Capacitors In Service |  |  | MVAr
PF
| Zone Div: | Uncompensated |  | Reactive Power |  |  | MVAr
PF

## Rose Bay 132_11kV
| Rose Bay 132_11kV | [16 empty] | 2015 | SUMMER
[6 empty] | Zone commissioned |  | 2014-10-01
| Substation Total Loads | [33 empty] | Spots & Transfers Detail
| Historical Loads | (11kV Amps) | [7 empty] | Weather Corrected Forecast Loads |  |  |  | (11kV Amps) | [20 empty] | Spots & Transfers Summary | (11kV Amps) |  | Historical Spots & Transfers | [6 empty] | Forecast Spots & Transfers
|  | 07/08 | 08/09 | 09/10 | 10/11 | 11/12 | 12/13 | 13/14 |  | 14/15 | 15/16 | 16/17 | 17/18 | 18/19 | 19/20 | 20/21 | 21/22 | 22/23 | 23/24 | 24/25 | 25/26 | 26/27 | 27/28 | 28/29 | 29/30 | 30/31 | 31/32 | 32/33 | 33/34 | 34/35 | 35/36 | 36/37 | 37/38 | 38/39 |  |  |  | 07/08 | 08/09 | 09/10 | 10/11 | 11/12 | 12/13 | 13/14 | 14/15 | 15/16 | 16/17 | 17/18 | 18/19 | 19/20 | 20/21 | 21/22 | 22/23 | 23/24 | 24/25 | 25/26 | 26/27 | 27/28 | 28/29 | 29/30 | 30/31 | 31/32 | 32/33 | 33/34 | 34/35 | 35/36 | 36/37 | 37/38 | 38/39
| Total | [8 empty] | 1534.84 | 1474.409 | 1437.966 | 1419.759 | 1415.424 | 1416.239 | 1430.35 | 1446.869 | 1461.233 | 1477.929 | 1493.712 | 1514.308 | 1535.465 | 1558.679 | 1583.552 | 1608.426 | 1633.69 | 1659.757 | 1686.637 | 1714.344 | 1742.889 | 1772.285 | 1802.546 | 1833.684 | 1865.712 |  |  | Total | 0 | 0 | 0 | 0 | 0 | 0 | 0 | 1534.835 | -9.821 | -4.0297 | -2.4009 | -4.3399 | 0.8158 | 14.1271 | 16.5386 | 14.3801 | 16.7151 | 15.7999 | 20.6181 | 21.1783 | 23.2376 | 24.8968 | 24.8975 | 25.288 | 26.0896 | 26.9034 | 27.7295 | 28.568 | 29.4193 | 30.2833 | 31.1604 | 32.0506
| Firm Rating | 0 | 0 | 0 | 0 | 0 | 0 | 0 |  | 4094 | 4094 | 4094 | 4094 | 4094 | 4094 | 4094 | 4094 | 4094 | 4094 | 4094 | 4094 | 4094 | 4094 | 4094 | 4094 | 4094 | 4094 | 4094 | 4094 | 4094 | 4094 | 4094 | 4094 | 4094
| Total Capacity | 0 | 0 | 0 | 0 | 0 | 0 | 0 |  | 5249 | 5249 | 5249 | 5249 | 5249 | 5249 | 5249 | 5249 | 5249 | 5249 | 5249 | 5249 | 5249 | 5249 | 5249 | 5249 | 5249 | 5249 | 5249 | 5249 | 5249 | 5249 | 5249 | 5249 | 5249 |  |  | Rose Bay 132_11kV Tx1 | 0 | 0 | 0 | 0 | 0 | 0 | 0 | 767.4175 | -4.9105 | -2.0148 | -1.2004 | -2.1699 | 0.4079 | 7.0636 | 8.2693 | 7.1901 | 8.3576 | 7.8999 | 10.3091 | 10.5891 | 11.6188 | 12.4484 | 12.4488 | 12.644 | 13.0448 | 13.4517 | 13.8647 | 14.284 | 14.7096 | 15.1417 | 15.5802 | 16.0253
|  | -7 | -6 | -5 | -4 | -3 | -2 | -1 |  | 0 | 1 | 2 | 3 | 4 | 5 | 6 | 7 | 8 | 9 | 10 | 11 | 12 | 13 | 14 | 15 | 16 | 17 | 18 | 19 | 20 | 21 | 22 | 23 | 24 |  |  | Rose Bay 132_11kV Tx2 | 0 | 0 | 0 | 0 | 0 | 0 | 0 | 767.4175 | -4.9105 | -2.0148 | -1.2004 | -2.1699 | 0.4079 | 7.0636 | 8.2693 | 7.1901 | 8.3576 | 7.8999 | 10.3091 | 10.5891 | 11.6188 | 12.4484 | 12.4488 | 12.644 | 13.0448 | 13.4517 | 13.8647 | 14.284 | 14.7096 | 15.1417 | 15.5802 | 16.0253
| Transformer Loads | [36 empty] | 0 | 0 | 0 | 0 | 0 | 0 | 0 | 0 | 0 | 0 | 0 | 0 | 0 | 0 | 0 | 0 | 0 | 0 | 0 | 0 | 0 | 0 | 0 | 0 | 0 | 0 | 0 | 0 | 0 | 0 | 0 | 0
| Historical Loads | (11kV Amps) | [7 empty] | Weather Corrected Forecast Loads |  |  |  | (11kV Amps) | [23 empty] | 0 | 0 | 0 | 0 | 0 | 0 | 0 | 0 | 0 | 0 | 0 | 0 | 0 | 0 | 0 | 0 | 0 | 0 | 0 | 0 | 0 | 0 | 0 | 0 | 0 | 0 | 0 | 0 | 0 | 0 | 0 | 0
|  | 07/08 | 08/09 | 09/10 | 10/11 | 11/12 | 12/13 | 13/14 |  | 14/15 | 15/16 | 16/17 | 17/18 | 18/19 | 19/20 | 20/21 | 21/22 | 22/23 | 23/24 | 24/25 | 25/26 | 26/27 | 27/28 | 28/29 | 29/30 | 30/31 | 31/32 | 32/33 | 33/34 | 34/35 | 35/36 | 36/37 | 37/38 | 38/39 |  |  |  | 0 | 0 | 0 | 0 | 0 | 0 | 0 | 0 | 0 | 0 | 0 | 0 | 0 | 0 | 0 | 0 | 0 | 0 | 0 | 0 | 0 | 0 | 0 | 0 | 0 | 0 | 0 | 0 | 0 | 0 | 0 | 0
| 0 | [36 empty] | 0 | 0 | 0 | 0 | 0 | 0 | 0 | 0 | 0 | 0 | 0 | 0 | 0 | 0 | 0 | 0 | 0 | 0 | 0 | 0 | 0 | 0 | 0 | 0 | 0 | 0 | 0 | 0 | 0 | 0 | 0 | 0
| Diversity Factor: 0 | [36 empty] | 0 | 0 | 0 | 0 | 0 | 0 | 0 | 0 | 0 | 0 | 0 | 0 | 0 | 0 | 0 | 0 | 0 | 0 | 0 | 0 | 0 | 0 | 0 | 0 | 0 | 0 | 0 | 0 | 0 | 0 | 0 | 0
[38 empty] | 0 | 0 | 0 | 0 | 0 | 0 | 0 | 0 | 0 | 0 | 0 | 0 | 0 | 0 | 0 | 0 | 0 | 0 | 0 | 0 | 0 | 0 | 0 | 0 | 0 | 0 | 0 | 0 | 0 | 0 | 0 | 0
[38 empty] | 0 | 0 | 0 | 0 | 0 | 0 | 0 | 0 | 0 | 0 | 0 | 0 | 0 | 0 | 0 | 0 | 0 | 0 | 0 | 0 | 0 | 0 | 0 | 0 | 0 | 0 | 0 | 0 | 0 | 0 | 0 | 0
| 0 | [36 empty] | 0 | 0 | 0 | 0 | 0 | 0 | 0 | 0 | 0 | 0 | 0 | 0 | 0 | 0 | 0 | 0 | 0 | 0 | 0 | 0 | 0 | 0 | 0 | 0 | 0 | 0 | 0 | 0 | 0 | 0 | 0 | 0
Diversity Factor: 0
[38 empty] | Historical Spots & Transfers | [6 empty] | Forecast Spots & Transfers
[35 empty] | Project Name | From | To | 07/08 | 08/09 | 09/10 | 10/11 | 11/12 | 12/13 | 13/14 | 14/15 | 15/16 | 16/17 | 17/18 | 18/19 | 19/20 | 20/21 | 21/22 | 22/23 | 23/24 | 24/25 | 25/26 | 26/27 | 27/28 | 28/29 | 29/30 | 30/31 | 31/32 | 32/33 | 33/34 | 34/35 | 35/36 | 36/37 | 37/38 | 38/39
| 0 | [33 empty] | Broad based demand management |  | Rose Bay 132_11kV Tx1 | 0 | 0 | 0 | 0 | 0 | 0 | 0 | -1.12 | -3.4215 | -3.6647 | -5.3328 | -4.4877 | 0 | 0 | 0 | 0 | 0 | 0 | 0 | 0 | 0 | 0 | 0 | 0 | 0 | 0 | 0 | 0 | 0 | 0 | 0 | 0
| Diversity Factor: 0 | [33 empty] | Broad based demand management |  | Rose Bay 132_11kV Tx2 | 0 | 0 | 0 | 0 | 0 | 0 | 0 | -1.12 | -3.4215 | -3.6647 | -5.3328 | -4.4877 | 0 | 0 | 0 | 0 | 0 | 0 | 0 | 0 | 0 | 0 | 0 | 0 | 0 | 0 | 0 | 0 | 0 | 0 | 0 | 0
[35 empty] | Decommission: Commissioning Transfers | Rose Bay 33_11kV Tx1 | Rose Bay 132_11kV Tx1 | 0 | 0 | 0 | 0 | 0 | 0 | 0 | 0 | 0 | 0 | 0 | 0 | 0 | 0 | 0 | 0 | 0 | 0 | 0 | 0 | 0 | 0 | 0 | 0 | 0 | 0 | 0 | 0 | 0 | 0 | 0 | 0
[35 empty] | Decommission: Commissioning Transfers | Rose Bay 33_11kV Tx1 | Rose Bay 132_11kV Tx2 | 0 | 0 | 0 | 0 | 0 | 0 | 0 | 0 | 0 | 0 | 0 | 0 | 0 | 0 | 0 | 0 | 0 | 0 | 0 | 0 | 0 | 0 | 0 | 0 | 0 | 0 | 0 | 0 | 0 | 0 | 0 | 0
| 0 | [33 empty] | Decommission: Commissioning Transfers | Rose Bay 33_11kV Tx2 | Rose Bay 132_11kV Tx1 | 0 | 0 | 0 | 0 | 0 | 0 | 0 | 241.1448 | 0 | 0 | 0 | 0 | 0 | 0 | 0 | 0 | 0 | 0 | 0 | 0 | 0 | 0 | 0 | 0 | 0 | 0 | 0 | 0 | 0 | 0 | 0 | 0
| Diversity Factor: 0 | [33 empty] | Decommission: Commissioning Transfers | Rose Bay 33_11kV Tx2 | Rose Bay 132_11kV Tx2 | 0 | 0 | 0 | 0 | 0 | 0 | 0 | 241.1448 | 0 | 0 | 0 | 0 | 0 | 0 | 0 | 0 | 0 | 0 | 0 | 0 | 0 | 0 | 0 | 0 | 0 | 0 | 0 | 0 | 0 | 0 | 0 | 0
[35 empty] | Decommission: Commissioning Transfers | Rose Bay 33_11kV Tx3 | Rose Bay 132_11kV Tx1 | 0 | 0 | 0 | 0 | 0 | 0 | 0 | 285.328 | 0 | 0 | 0 | 0 | 0 | 0 | 0 | 0 | 0 | 0 | 0 | 0 | 0 | 0 | 0 | 0 | 0 | 0 | 0 | 0 | 0 | 0 | 0 | 0
[35 empty] | Decommission: Commissioning Transfers | Rose Bay 33_11kV Tx3 | Rose Bay 132_11kV Tx2 | 0 | 0 | 0 | 0 | 0 | 0 | 0 | 285.328 | 0 | 0 | 0 | 0 | 0 | 0 | 0 | 0 | 0 | 0 | 0 | 0 | 0 | 0 | 0 | 0 | 0 | 0 | 0 | 0 | 0 | 0 | 0 | 0
| 0 | [33 empty] | Decommission: Commissioning Transfers | Rose Bay 33_11kV Tx4 | Rose Bay 132_11kV Tx1 | 0 | 0 | 0 | 0 | 0 | 0 | 0 | 243.2741 | 0 | 0 | 0 | 0 | 0 | 0 | 0 | 0 | 0 | 0 | 0 | 0 | 0 | 0 | 0 | 0 | 0 | 0 | 0 | 0 | 0 | 0 | 0 | 0
| Diversity Factor: 0 | [33 empty] | Decommission: Commissioning Transfers | Rose Bay 33_11kV Tx4 | Rose Bay 132_11kV Tx2 | 0 | 0 | 0 | 0 | 0 | 0 | 0 | 243.2741 | 0 | 0 | 0 | 0 | 0 | 0 | 0 | 0 | 0 | 0 | 0 | 0 | 0 | 0 | 0 | 0 | 0 | 0 | 0 | 0 | 0 | 0 | 0 | 0
[35 empty] | Econometric |  | Rose Bay 132_11kV Tx1 | 0 | 0 | 0 | 0 | 0 | 0 | 0 | 0 | 0 | 8.8003 | 15.3526 | 19.156 | 18.8306 | 19.7937 | 19.6795 | 19.5426 | 19.8978 | 20.2584 | 20.6245 | 20.9962 | 21.3736 | 21.7567 | 22.1457 | 22.5405 | 22.9413 | 23.3482 | 23.7613 | 24.1805 | 24.6062 | 25.0382 | 25.4767 | 25.9218
[35 empty] | Econometric |  | Rose Bay 132_11kV Tx2 | 0 | 0 | 0 | 0 | 0 | 0 | 0 | 0 | 0 | 8.8003 | 15.3526 | 19.156 | 18.8306 | 19.7937 | 19.6795 | 19.5426 | 19.8978 | 20.2584 | 20.6245 | 20.9962 | 21.3736 | 21.7567 | 22.1457 | 22.5405 | 22.9413 | 23.3482 | 23.7613 | 24.1805 | 24.6062 | 25.0382 | 25.4767 | 25.9218
| 0 | [33 empty] | Energy Efficiency |  | Rose Bay 132_11kV Tx1 | 0 | 0 | 0 | 0 | 0 | 0 | 0 | -0.080856 | -0.22333 | -5.721 | -9.6517 | -15.1595 | -16.6542 | -10.8786 | -9.6197 | -10.5336 | -10.1484 | -10.6914 | -8.6484 | -8.74 | -8.0877 | -7.6413 | -8.0298 | -8.2294 | -8.2294 | -8.2294 | -8.2294 | -8.2294 | -8.2294 | -8.2294 | -8.2294 | -8.2294
| Diversity Factor: 0 | [33 empty] | Energy Efficiency |  | Rose Bay 132_11kV Tx2 | 0 | 0 | 0 | 0 | 0 | 0 | 0 | -0.080856 | -0.22333 | -5.721 | -9.6517 | -15.1595 | -16.6542 | -10.8786 | -9.6197 | -10.5336 | -10.1484 | -10.6914 | -8.6484 | -8.74 | -8.0877 | -7.6413 | -8.0298 | -8.2294 | -8.2294 | -8.2294 | -8.2294 | -8.2294 | -8.2294 | -8.2294 | -8.2294 | -8.2294
[35 empty] | Solar PV |  | Rose Bay 132_11kV Tx1 | 0 | 0 | 0 | 0 | 0 | 0 | 0 | -1.1284 | -1.2657 | -1.4295 | -1.5685 | -1.6787 | -1.7685 | -1.8516 | -1.7905 | -1.819 | -1.3918 | -1.6671 | -1.6671 | -1.6671 | -1.6671 | -1.6671 | -1.6671 | -1.6671 | -1.6671 | -1.6671 | -1.6671 | -1.6671 | -1.6671 | -1.6671 | -1.6671 | -1.6671
[35 empty] | Solar PV |  | Rose Bay 132_11kV Tx2 | 0 | 0 | 0 | 0 | 0 | 0 | 0 | -1.1284 | -1.2657 | -1.4295 | -1.5685 | -1.6787 | -1.7685 | -1.8516 | -1.7905 | -1.819 | -1.3918 | -1.6671 | -1.6671 | -1.6671 | -1.6671 | -1.6671 | -1.6671 | -1.6671 | -1.6671 | -1.6671 | -1.6671 | -1.6671 | -1.6671 | -1.6671 | -1.6671 | -1.6671
0
Diversity Factor: 0
0
Diversity Factor: 0
0
Diversity Factor: 0
0
Diversity Factor: 0
| Weather Correction and Public Holiday Factors | [8 empty] | Forecast ROG
ROG Justification
| Actual loads for season 13/14 have been weather corrected by the following: | [8 empty] | Same as Rose Bay 33/11kV | [59 empty] | Same as Rose Bay 33/11kV
1 | 2 | 3 | 4 | 5 | 6 | 7 | 8 | 9 | 10 | 14/15 | 15/16 | 16/17 | 17/18 | 18/19 | 19/20 | 20/21 | 21/22 | 22/23 | 23/24 | 24/25 | 25/26 | 26/27 | 27/28 | 28/29 | 29/30 | 30/31 | 31/32 | 32/33 | 33/34 | 34/35 | 35/36 | 36/37 | 37/38 | 38/39
0.96702 | 0.93513 | 0.91457 | 0.90452 | 0.90452 | 0.90452 | 0.90452 | 0.90452 | 0.90452 | 0.90452 | -3.298% | -3.298% | -2.198% | -1.099% | 0% | 0% | 0% | 0% | 0% | 0% | 0% | 0% | 0% | 0% | 0% | 0% | 0% | 0% | 0% | 0% | 0% | 0% | 0% | 0% | 0%
Substation Load Detail
[7 empty] | Units | 13/14 |  | 14/15 | 15/16 | 16/17 | 17/18 | 18/19 | 19/20 | 20/21 | 21/22 | 22/23 | 23/24 | 24/25 | 25/26 | 26/27 | 27/28 | 28/29 | 29/30 | 30/31 | 31/32 | 32/33 | 33/34 | 34/35 | 35/36 | 36/37 | 37/38 | 38/39
1 | Rose Bay 132_11kV | Compensated |  | Load (LV side) |  |  | Amps | 0 | 0 | 1534.84 | 1474.409 | 1437.966 | 1419.759 | 1415.424 | 1416.239 | 1430.35 | 1446.869 | 1461.233 | 1477.929 | 1493.712 | 1514.308 | 1535.465 | 1558.679 | 1583.552 | 1608.426 | 1633.69 | 1659.757 | 1686.637 | 1714.344 | 1742.889 | 1772.285 | 1802.546 | 1833.684 | 1865.712
|  |  |  | Apparent Power |  |  | MVA | 0 |  | 29.2426 | 28.0913 | 27.3969 | 27.05 | 26.9675 | 26.983 | 27.2518 | 27.5666 | 27.8402 | 28.1583 | 28.459 | 28.8514 | 29.2545 | 29.6968 | 30.1707 | 30.6446 | 31.126 | 31.6226 | 32.1348 | 32.6626 | 33.2065 | 33.7666 | 34.3431 | 34.9364 | 35.5466
|  |  |  | Real Power |  |  | MW | 0 | 0 | 26.9027 | 25.847 | 25.2096 | 24.8913 | 24.8168 | 24.8308 | 25.0731 | 25.3567 | 25.6032 | 25.8899 | 26.1608 | 26.5143 | 26.8775 | 27.276 | 27.7029 | 28.1298 | 28.5634 | 29.0108 | 29.4721 | 29.9476 | 30.4374 | 30.9419 | 31.4612 | 31.9955 | 32.5451
|  |  |  | Reactive Power |  |  | MVAr | 0 |  | 11.462 | 11.0024 | 10.727 | 10.5892 | 10.5531 | 10.5599 | 10.6772 | 10.8146 | 10.934 | 11.0728 | 11.204 | 11.3752 | 11.5511 | 11.7441 | 11.9509 | 12.1576 | 12.3676 | 12.5843 | 12.8078 | 13.038 | 13.2753 | 13.5196 | 13.7711 | 14.0299 | 14.2961
|  |  |  | Capacitors In Service |  |  | MVAr | 0 |  | 0 | 0 | 0 | 0 | 0 | 0 | 0 | 0 | 0 | 0 | 0 | 0 | 0 | 0 | 0 | 0 | 0 | 0 | 0 | 0 | 0 | 0 | 0 | 0 | 0
|  |  |  | PF |  |  |  | 0 |  | 0.91998 | 0.92011 | 0.92016 | 0.92019 | 0.92025 | 0.92024 | 0.92005 | 0.91983 | 0.91965 | 0.91944 | 0.91924 | 0.91899 | 0.91875 | 0.91848 | 0.9182 | 0.91793 | 0.91767 | 0.91741 | 0.91714 | 0.91687 | 0.91661 | 0.91635 | 0.91608 | 0.91582 | 0.91556
0.83752 | Diversity Factor: 0.84 | Uncompensated |  | Reactive Power |  |  | MVAr | 0 | 0 | 11.462 | 11.0024 | 10.727 | 10.5892 | 10.5531 | 10.5599 | 10.6772 | 10.8146 | 10.934 | 11.0728 | 11.204 | 11.3752 | 11.5511 | 11.7441 | 11.9509 | 12.1576 | 12.3676 | 12.5843 | 12.8078 | 13.038 | 13.2753 | 13.5196 | 13.7711 | 14.0299 | 14.2961
|  |  |  | PF |  |  |  | 0 |  | 0.91998 | 0.92011 | 0.92016 | 0.92019 | 0.92025 | 0.92024 | 0.92005 | 0.91983 | 0.91965 | 0.91944 | 0.91924 | 0.91899 | 0.91875 | 0.91848 | 0.9182 | 0.91793 | 0.91767 | 0.91741 | 0.91714 | 0.91687 | 0.91661 | 0.91635 | 0.91608 | 0.91582 | 0.91556
[10 empty] | 1 | 2 | 3 | 4 | 5 | 6 | 7 | 8 | 9 | 10 | 11 | 12 | 13 | 14 | 15 | 16 | 17 | 18 | 19 | 20 | 21 | 22 | 23 | 24 | 25
Transformer Load Detail
[7 empty] | Units | 13/14 |  | 14/15 | 15/16 | 16/17 | 17/18 | 18/19 | 19/20 | 20/21 | 21/22 | 22/23 | 23/24 | 24/25 | 25/26 | 26/27 | 27/28 | 28/29 | 29/30 | 30/31 | 31/32 | 32/33 | 33/34 | 34/35 | 35/36 | 36/37 | 37/38 | 38/39
| 0 | Compensated |  | Load (LV side) |  |  | Amps
|  |  |  | Apparent Power |  |  | MVA
|  |  |  | Real Power |  |  | MW
|  |  |  | Reactive Power |  |  | MVAr
|  |  |  | Capacitors In Service |  |  | MVAr
PF
| Zone Div: | Uncompensated |  | Reactive Power |  |  | MVAr
PF
| 0 | Compensated |  | Load (LV side) |  |  | Amps
|  |  |  | Apparent Power |  |  | MVA
|  |  |  | Real Power |  |  | MW
|  |  |  | Reactive Power |  |  | MVAr
|  |  |  | Capacitors In Service |  |  | MVAr
PF
| Zone Div: | Uncompensated |  | Reactive Power |  |  | MVAr
PF
| 0 | Compensated |  | Load (LV side) |  |  | Amps
|  |  |  | Apparent Power |  |  | MVA
|  |  |  | Real Power |  |  | MW
|  |  |  | Reactive Power |  |  | MVAr
|  |  |  | Capacitors In Service |  |  | MVAr
PF
| Zone Div: | Uncompensated |  | Reactive Power |  |  | MVAr
PF
| 0 | Compensated |  | Load (LV side) |  |  | Amps
|  |  |  | Apparent Power |  |  | MVA
|  |  |  | Real Power |  |  | MW
|  |  |  | Reactive Power |  |  | MVAr
|  |  |  | Capacitors In Service |  |  | MVAr
PF
| Zone Div: | Uncompensated |  | Reactive Power |  |  | MVAr
PF
| 0 | Compensated |  | Load (LV side) |  |  | Amps
|  |  |  | Apparent Power |  |  | MVA
|  |  |  | Real Power |  |  | MW
|  |  |  | Reactive Power |  |  | MVAr
|  |  |  | Capacitors In Service |  |  | MVAr
PF
| Zone Div: | Uncompensated |  | Reactive Power |  |  | MVAr
PF
| 0 | Compensated |  | Load (LV side) |  |  | Amps
|  |  |  | Apparent Power |  |  | MVA
|  |  |  | Real Power |  |  | MW
|  |  |  | Reactive Power |  |  | MVAr
|  |  |  | Capacitors In Service |  |  | MVAr
PF
| Zone Div: | Uncompensated |  | Reactive Power |  |  | MVAr
PF
| 0 | Compensated |  | Load (LV side) |  |  | Amps
|  |  |  | Apparent Power |  |  | MVA
|  |  |  | Real Power |  |  | MW
|  |  |  | Reactive Power |  |  | MVAr
|  |  |  | Capacitors In Service |  |  | MVAr
PF
| Zone Div: | Uncompensated |  | Reactive Power |  |  | MVAr
PF
| 0 | Compensated |  | Load (LV side) |  |  | Amps
|  |  |  | Apparent Power |  |  | MVA
|  |  |  | Real Power |  |  | MW
|  |  |  | Reactive Power |  |  | MVAr
|  |  |  | Capacitors In Service |  |  | MVAr
PF
| Zone Div: | Uncompensated |  | Reactive Power |  |  | MVAr
PF
| 0 | Compensated |  | Load (LV side) |  |  | Amps
|  |  |  | Apparent Power |  |  | MVA
|  |  |  | Real Power |  |  | MW
|  |  |  | Reactive Power |  |  | MVAr
|  |  |  | Capacitors In Service |  |  | MVAr
PF
| Zone Div: | Uncompensated |  | Reactive Power |  |  | MVAr
PF
| 0 | Compensated |  | Load (LV side) |  |  | Amps
|  |  |  | Apparent Power |  |  | MVA
|  |  |  | Real Power |  |  | MW
|  |  |  | Reactive Power |  |  | MVAr
|  |  |  | Capacitors In Service |  |  | MVAr
PF
| Zone Div: | Uncompensated |  | Reactive Power |  |  | MVAr
PF

## Rose Bay 33_11kV
| Rose Bay 33_11kV | [16 empty] | 2015 | SUMMER
[6 empty] | Zone decommissioned |  | 2014-10-01
| Substation Total Loads | [33 empty] | Spots & Transfers Detail
| Historical Loads | (11kV Amps) | [7 empty] | Weather Corrected Forecast Loads |  |  |  | (11kV Amps) | [20 empty] | Spots & Transfers Summary | (11kV Amps) |  | Historical Spots & Transfers | [6 empty] | Forecast Spots & Transfers
|  | 07/08 | 08/09 | 09/10 | 10/11 | 11/12 | 12/13 | 13/14 |  | 14/15 | 15/16 | 16/17 | 17/18 | 18/19 | 19/20 | 20/21 | 21/22 | 22/23 | 23/24 | 24/25 | 25/26 | 26/27 | 27/28 | 28/29 | 29/30 | 30/31 | 31/32 | 32/33 | 33/34 | 34/35 | 35/36 | 36/37 | 37/38 | 38/39 |  |  |  | 07/08 | 08/09 | 09/10 | 10/11 | 11/12 | 12/13 | 13/14 | 14/15 | 15/16 | 16/17 | 17/18 | 18/19 | 19/20 | 20/21 | 21/22 | 22/23 | 23/24 | 24/25 | 25/26 | 26/27 | 27/28 | 28/29 | 29/30 | 30/31 | 31/32 | 32/33 | 33/34 | 34/35 | 35/36 | 36/37 | 37/38 | 38/39
| Total | 1754 | 1832 | 1838 | 2041 | 1627 | 1782 | 1414 |  | 0 | 0 | 0 | 0 | 0 | 0 | 0 | 0 | 0 | 0 | 0 | 0 | 0 | 0 | 0 | 0 | 0 | 0 | 0 | 0 | 0 | 0 | 0 | 0 | 0 |  |  | Total | 0 | 0 | 0 | -1.3116 | -0.0062984 | -0.0015746 | -0.0026243 | -1539.4937 | 0 | 0 | 0 | 0 | 0 | 0 | 0 | 0 | 0 | 0 | 0 | 0 | 0 | 0 | 0 | 0 | 0 | 0 | 0 | 0 | 0 | 0 | 0 | 0
| Firm Rating | 0 | 0 | 0 | 0 | 0 | 0 | 2548 |  | 0 | 0 | 0 | 0 | 0 | 0 | 0 | 0 | 0 | 0 | 0 | 0 | 0 | 0 | 0 | 0 | 0 | 0 | 0 | 0 | 0 | 0 | 0 | 0 | 0
| Total Capacity | 0 | 0 | 0 | 0 | 0 | 0 | 3594 |  | 0 | 0 | 0 | 0 | 0 | 0 | 0 | 0 | 0 | 0 | 0 | 0 | 0 | 0 | 0 | 0 | 0 | 0 | 0 | 0 | 0 | 0 | 0 | 0 | 0 |  |  | Rose Bay 33_11kV Tx1 | 70 | 0 | 0 | 0 | 0 | -180 | 0 | 0 | 0 | 0 | 0 | 0 | 0 | 0 | 0 | 0 | 0 | 0 | 0 | 0 | 0 | 0 | 0 | 0 | 0 | 0 | 0 | 0 | 0 | 0 | 0 | 0
|  | -7 | -6 | -5 | -4 | -3 | -2 | -1 |  | 0 | 1 | 2 | 3 | 4 | 5 | 6 | 7 | 8 | 9 | 10 | 11 | 12 | 13 | 14 | 15 | 16 | 17 | 18 | 19 | 20 | 21 | 22 | 23 | 24 |  |  | Rose Bay 33_11kV Tx2 | 0 | 0 | 0 | -0.41091 | -0.0019731 | -25.0005 | -0.00082214 | -482.2895 | 0 | 0 | 0 | 0 | 0 | 0 | 0 | 0 | 0 | 0 | 0 | 0 | 0 | 0 | 0 | 0 | 0 | 0 | 0 | 0 | 0 | 0 | 0 | 0
| Transformer Loads | [35 empty] | Rose Bay 33_11kV Tx3 | -70 | 0 | 0 | -0.48619 | -0.0023347 | 114.9994 | -0.00097278 | -570.656 | 0 | 0 | 0 | 0 | 0 | 0 | 0 | 0 | 0 | 0 | 0 | 0 | 0 | 0 | 0 | 0 | 0 | 0 | 0 | 0 | 0 | 0 | 0 | 0
| Historical Loads | (11kV Amps) | [7 empty] | 0: Weather Corrected Forecast Loads; 4: (11kV Amps) |  |  | Rose Bay 33_11kV Tx4 | 0 | 0 | 0 | -0.41453 | -0.0019906 | 89.9995 | -0.0008294 | -486.5481 | 0 | 0 | 0 | 0 | 0 | 0 | 0 | 0 | 0 | 0 | 0 | 0 | 0 | 0 | 0 | 0 | 0 | 0 | 0 | 0 | 0 | 0 | 0 | 0
|  | 07/08 | 08/09 | 09/10 | 10/11 | 11/12 | 12/13 | 13/14 |  | 14/15 | 15/16 | 16/17 | 17/18 | 18/19 | 19/20 | 20/21 | 21/22 | 22/23 | 23/24 | 24/25 | 25/26 | 26/27 | 27/28 | 28/29 | 29/30 | 30/31 | 31/32 | 32/33 | 33/34 | 34/35 | 35/36 | 36/37 | 37/38 | 38/39 |  |  |  | 0 | 0 | 0 | 0 | 0 | 0 | 0 | 0 | 0 | 0 | 0 | 0 | 0 | 0 | 0 | 0 | 0 | 0 | 0 | 0 | 0 | 0 | 0 | 0 | 0 | 0 | 0 | 0 | 0 | 0 | 0 | 0
| 0 | [36 empty] | 0 | 0 | 0 | 0 | 0 | 0 | 0 | 0 | 0 | 0 | 0 | 0 | 0 | 0 | 0 | 0 | 0 | 0 | 0 | 0 | 0 | 0 | 0 | 0 | 0 | 0 | 0 | 0 | 0 | 0 | 0 | 0
| Diversity Factor: 0 | [36 empty] | 0 | 0 | 0 | 0 | 0 | 0 | 0 | 0 | 0 | 0 | 0 | 0 | 0 | 0 | 0 | 0 | 0 | 0 | 0 | 0 | 0 | 0 | 0 | 0 | 0 | 0 | 0 | 0 | 0 | 0 | 0 | 0
[38 empty] | 0 | 0 | 0 | 0 | 0 | 0 | 0 | 0 | 0 | 0 | 0 | 0 | 0 | 0 | 0 | 0 | 0 | 0 | 0 | 0 | 0 | 0 | 0 | 0 | 0 | 0 | 0 | 0 | 0 | 0 | 0 | 0
[38 empty] | 0 | 0 | 0 | 0 | 0 | 0 | 0 | 0 | 0 | 0 | 0 | 0 | 0 | 0 | 0 | 0 | 0 | 0 | 0 | 0 | 0 | 0 | 0 | 0 | 0 | 0 | 0 | 0 | 0 | 0 | 0 | 0
| 0 | [36 empty] | 0 | 0 | 0 | 0 | 0 | 0 | 0 | 0 | 0 | 0 | 0 | 0 | 0 | 0 | 0 | 0 | 0 | 0 | 0 | 0 | 0 | 0 | 0 | 0 | 0 | 0 | 0 | 0 | 0 | 0 | 0 | 0
Diversity Factor: 0
[38 empty] | Historical Spots & Transfers | [6 empty] | Forecast Spots & Transfers
[35 empty] | Project Name | From | To | 07/08 | 08/09 | 09/10 | 10/11 | 11/12 | 12/13 | 13/14 | 14/15 | 15/16 | 16/17 | 17/18 | 18/19 | 19/20 | 20/21 | 21/22 | 22/23 | 23/24 | 24/25 | 25/26 | 26/27 | 27/28 | 28/29 | 29/30 | 30/31 | 31/32 | 32/33 | 33/34 | 34/35 | 35/36 | 36/37 | 37/38 | 38/39
| 0 | [33 empty] | Broad based demand management |  | Rose Bay 33_11kV Tx1 | 0 | 0 | 0 | 0 | 0 | 0 | 0 | 0 | 0 | 0 | 0 | 0 | 0 | 0 | 0 | 0 | 0 | 0 | 0 | 0 | 0 | 0 | 0 | 0 | 0 | 0 | 0 | 0 | 0 | 0 | 0 | 0
| Diversity Factor: 0 | [33 empty] | Broad based demand management |  | Rose Bay 33_11kV Tx2 | 0 | 0 | 0 | 0 | 0 | 0 | 0 | 0 | 0 | 0 | 0 | 0 | 0 | 0 | 0 | 0 | 0 | 0 | 0 | 0 | 0 | 0 | 0 | 0 | 0 | 0 | 0 | 0 | 0 | 0 | 0 | 0
[35 empty] | Broad based demand management |  | Rose Bay 33_11kV Tx3 | 0 | 0 | 0 | 0 | 0 | 0 | 0 | 0 | 0 | 0 | 0 | 0 | 0 | 0 | 0 | 0 | 0 | 0 | 0 | 0 | 0 | 0 | 0 | 0 | 0 | 0 | 0 | 0 | 0 | 0 | 0 | 0
[35 empty] | Broad based demand management |  | Rose Bay 33_11kV Tx4 | 0 | 0 | 0 | 0 | 0 | 0 | 0 | 0 | 0 | 0 | 0 | 0 | 0 | 0 | 0 | 0 | 0 | 0 | 0 | 0 | 0 | 0 | 0 | 0 | 0 | 0 | 0 | 0 | 0 | 0 | 0 | 0
| 0 | [33 empty] | DNP_ID: 6251. RELIEVE ROSE BAY ZONE TX NO.3 (C/B Re-Plug Only) | Rose Bay 33_11kV Tx3 | Rose Bay 33_11kV Tx1 | 70 | 0 | 0 | 0 | 0 | 0 | 0 | 0 | 0 | 0 | 0 | 0 | 0 | 0 | 0 | 0 | 0 | 0 | 0 | 0 | 0 | 0 | 0 | 0 | 0 | 0 | 0 | 0 | 0 | 0 | 0 | 0
| Diversity Factor: 0 | [33 empty] | DNP_ID: 7048. Rose Bay Load Relief Tx1 & Tx2 (Open Points Only) | Rose Bay 33_11kV Tx1 | Rose Bay 33_11kV Tx3 | 0 | 0 | 0 | 0 | 0 | 90 | 0 | 0 | 0 | 0 | 0 | 0 | 0 | 0 | 0 | 0 | 0 | 0 | 0 | 0 | 0 | 0 | 0 | 0 | 0 | 0 | 0 | 0 | 0 | 0 | 0 | 0
[35 empty] | DNP_ID: 7048. Rose Bay Load Relief Tx1 & Tx2 (Open Points Only) | Rose Bay 33_11kV Tx1 | Rose Bay 33_11kV Tx4 | 0 | 0 | 0 | 0 | 0 | 90 | 0 | 0 | 0 | 0 | 0 | 0 | 0 | 0 | 0 | 0 | 0 | 0 | 0 | 0 | 0 | 0 | 0 | 0 | 0 | 0 | 0 | 0 | 0 | 0 | 0 | 0
[35 empty] | DNP_ID: 7048. Rose Bay Load Relief Tx1 & Tx2 (Open Points Only) | Rose Bay 33_11kV Tx2 | Rose Bay 33_11kV Tx3 | 0 | 0 | 0 | 0 | 0 | 25 | 0 | 0 | 0 | 0 | 0 | 0 | 0 | 0 | 0 | 0 | 0 | 0 | 0 | 0 | 0 | 0 | 0 | 0 | 0 | 0 | 0 | 0 | 0 | 0 | 0 | 0
| 0 | [33 empty] | Decommission: Commissioning Transfers | Rose Bay 33_11kV Tx1 | Rose Bay 132_11kV Tx1 | 0 | 0 | 0 | 0 | 0 | 0 | 0 | 0 | 0 | 0 | 0 | 0 | 0 | 0 | 0 | 0 | 0 | 0 | 0 | 0 | 0 | 0 | 0 | 0 | 0 | 0 | 0 | 0 | 0 | 0 | 0 | 0
| Diversity Factor: 0 | [33 empty] | Decommission: Commissioning Transfers | Rose Bay 33_11kV Tx1 | Rose Bay 132_11kV Tx2 | 0 | 0 | 0 | 0 | 0 | 0 | 0 | 0 | 0 | 0 | 0 | 0 | 0 | 0 | 0 | 0 | 0 | 0 | 0 | 0 | 0 | 0 | 0 | 0 | 0 | 0 | 0 | 0 | 0 | 0 | 0 | 0
[35 empty] | Decommission: Commissioning Transfers | Rose Bay 33_11kV Tx2 | Rose Bay 132_11kV Tx1 | 0 | 0 | 0 | 0 | 0 | 0 | 0 | 241.1448 | 0 | 0 | 0 | 0 | 0 | 0 | 0 | 0 | 0 | 0 | 0 | 0 | 0 | 0 | 0 | 0 | 0 | 0 | 0 | 0 | 0 | 0 | 0 | 0
[35 empty] | Decommission: Commissioning Transfers | Rose Bay 33_11kV Tx2 | Rose Bay 132_11kV Tx2 | 0 | 0 | 0 | 0 | 0 | 0 | 0 | 241.1448 | 0 | 0 | 0 | 0 | 0 | 0 | 0 | 0 | 0 | 0 | 0 | 0 | 0 | 0 | 0 | 0 | 0 | 0 | 0 | 0 | 0 | 0 | 0 | 0
| 0 | [33 empty] | Decommission: Commissioning Transfers | Rose Bay 33_11kV Tx3 | Rose Bay 132_11kV Tx1 | 0 | 0 | 0 | 0 | 0 | 0 | 0 | 285.328 | 0 | 0 | 0 | 0 | 0 | 0 | 0 | 0 | 0 | 0 | 0 | 0 | 0 | 0 | 0 | 0 | 0 | 0 | 0 | 0 | 0 | 0 | 0 | 0
| Diversity Factor: 0 | [33 empty] | Decommission: Commissioning Transfers | Rose Bay 33_11kV Tx3 | Rose Bay 132_11kV Tx2 | 0 | 0 | 0 | 0 | 0 | 0 | 0 | 285.328 | 0 | 0 | 0 | 0 | 0 | 0 | 0 | 0 | 0 | 0 | 0 | 0 | 0 | 0 | 0 | 0 | 0 | 0 | 0 | 0 | 0 | 0 | 0 | 0
[35 empty] | Decommission: Commissioning Transfers | Rose Bay 33_11kV Tx4 | Rose Bay 132_11kV Tx1 | 0 | 0 | 0 | 0 | 0 | 0 | 0 | 243.2741 | 0 | 0 | 0 | 0 | 0 | 0 | 0 | 0 | 0 | 0 | 0 | 0 | 0 | 0 | 0 | 0 | 0 | 0 | 0 | 0 | 0 | 0 | 0 | 0
[35 empty] | Decommission: Commissioning Transfers | Rose Bay 33_11kV Tx4 | Rose Bay 132_11kV Tx2 | 0 | 0 | 0 | 0 | 0 | 0 | 0 | 243.2741 | 0 | 0 | 0 | 0 | 0 | 0 | 0 | 0 | 0 | 0 | 0 | 0 | 0 | 0 | 0 | 0 | 0 | 0 | 0 | 0 | 0 | 0 | 0 | 0
| 0 | [33 empty] | Econometric |  | Rose Bay 33_11kV Tx1 | 0 | 0 | 0 | 0 | 0 | 0 | 0 | 0 | 0 | 0 | 0 | 0 | 0 | 0 | 0 | 0 | 0 | 0 | 0 | 0 | 0 | 0 | 0 | 0 | 0 | 0 | 0 | 0 | 0 | 0 | 0 | 0
| Diversity Factor: 0 | [33 empty] | Econometric |  | Rose Bay 33_11kV Tx2 | 0 | 0 | 0 | 0 | 0 | 0 | 0 | 0 | 0 | 0 | 0 | 0 | 0 | 0 | 0 | 0 | 0 | 0 | 0 | 0 | 0 | 0 | 0 | 0 | 0 | 0 | 0 | 0 | 0 | 0 | 0 | 0
[35 empty] | Econometric |  | Rose Bay 33_11kV Tx3 | 0 | 0 | 0 | 0 | 0 | 0 | 0 | 0 | 0 | 0 | 0 | 0 | 0 | 0 | 0 | 0 | 0 | 0 | 0 | 0 | 0 | 0 | 0 | 0 | 0 | 0 | 0 | 0 | 0 | 0 | 0 | 0
[35 empty] | Econometric |  | Rose Bay 33_11kV Tx4 | 0 | 0 | 0 | 0 | 0 | 0 | 0 | 0 | 0 | 0 | 0 | 0 | 0 | 0 | 0 | 0 | 0 | 0 | 0 | 0 | 0 | 0 | 0 | 0 | 0 | 0 | 0 | 0 | 0 | 0 | 0 | 0
| 0 | [33 empty] | Energy Efficiency |  | Rose Bay 33_11kV Tx1 | 0 | 0 | 0 | 0 | 0 | 0 | 0 | 0 | 0 | 0 | 0 | 0 | 0 | 0 | 0 | 0 | 0 | 0 | 0 | 0 | 0 | 0 | 0 | 0 | 0 | 0 | 0 | 0 | 0 | 0 | 0 | 0
| Diversity Factor: 0 | [33 empty] | Energy Efficiency |  | Rose Bay 33_11kV Tx2 | 0 | 0 | 0 | 0 | 0 | 0 | 0 | 0 | 0 | 0 | 0 | 0 | 0 | 0 | 0 | 0 | 0 | 0 | 0 | 0 | 0 | 0 | 0 | 0 | 0 | 0 | 0 | 0 | 0 | 0 | 0 | 0
[35 empty] | Energy Efficiency |  | Rose Bay 33_11kV Tx3 | 0 | 0 | 0 | 0 | 0 | 0 | 0 | 0 | 0 | 0 | 0 | 0 | 0 | 0 | 0 | 0 | 0 | 0 | 0 | 0 | 0 | 0 | 0 | 0 | 0 | 0 | 0 | 0 | 0 | 0 | 0 | 0
[35 empty] | Energy Efficiency |  | Rose Bay 33_11kV Tx4 | 0 | 0 | 0 | 0 | 0 | 0 | 0 | 0 | 0 | 0 | 0 | 0 | 0 | 0 | 0 | 0 | 0 | 0 | 0 | 0 | 0 | 0 | 0 | 0 | 0 | 0 | 0 | 0 | 0 | 0 | 0 | 0
| 0 | [33 empty] | Solar PV |  | Rose Bay 33_11kV Tx1 | 0 | 0 | 0 | 0 | 0 | 0 | 0 | 0 | 0 | 0 | 0 | 0 | 0 | 0 | 0 | 0 | 0 | 0 | 0 | 0 | 0 | 0 | 0 | 0 | 0 | 0 | 0 | 0 | 0 | 0 | 0 | 0
| Diversity Factor: 0 | [33 empty] | Solar PV |  | Rose Bay 33_11kV Tx2 | 0 | 0 | 0 | -0.41091 | -0.0019731 | -0.00049328 | -0.00082214 | 0 | 0 | 0 | 0 | 0 | 0 | 0 | 0 | 0 | 0 | 0 | 0 | 0 | 0 | 0 | 0 | 0 | 0 | 0 | 0 | 0 | 0 | 0 | 0 | 0
[35 empty] | Solar PV |  | Rose Bay 33_11kV Tx3 | 0 | 0 | 0 | -0.48619 | -0.0023347 | -0.00058367 | -0.00097278 | 0 | 0 | 0 | 0 | 0 | 0 | 0 | 0 | 0 | 0 | 0 | 0 | 0 | 0 | 0 | 0 | 0 | 0 | 0 | 0 | 0 | 0 | 0 | 0 | 0
[35 empty] | Solar PV |  | Rose Bay 33_11kV Tx4 | 0 | 0 | 0 | -0.41453 | -0.0019906 | -0.00049764 | -0.0008294 | 0 | 0 | 0 | 0 | 0 | 0 | 0 | 0 | 0 | 0 | 0 | 0 | 0 | 0 | 0 | 0 | 0 | 0 | 0 | 0 | 0 | 0 | 0 | 0 | 0
0
Diversity Factor: 0
| Weather Correction and Public Holiday Factors | [8 empty] | Forecast ROG
ROG Justification
| Actual loads for season 13/14 have been weather corrected by the following: | [6 empty] | 4.631% |  | 7 year ROG ok | [59 empty] | 7 year ROG ok
1 | 2 | 3 | 4 | 5 | 6 | 7 | 8 | 9 | 10 | 14/15 | 15/16 | 16/17 | 17/18 | 18/19 | 19/20 | 20/21 | 21/22 | 22/23 | 23/24 | 24/25 | 25/26 | 26/27 | 27/28 | 28/29 | 29/30 | 30/31 | 31/32 | 32/33 | 33/34 | 34/35 | 35/36 | 36/37 | 37/38 | 38/39
0.96702 | 0.93513 | 0.91457 | 0.90452 | 0.90452 | 0.90452 | 0.90452 | 0.90452 | 0.90452 | 0.90452 | -3.298% | -3.298% | -2.198% | -1.099% | 0% | 0% | 0% | 0% | 0% | 0% | 0% | 0% | 0% | 0% | 0% | 0% | 0% | 0% | 0% | 0% | 0% | 0% | 0% | 0% | 0%
Substation Load Detail
[7 empty] | Units | 13/14 |  | 14/15 | 15/16 | 16/17 | 17/18 | 18/19 | 19/20 | 20/21 | 21/22 | 22/23 | 23/24 | 24/25 | 25/26 | 26/27 | 27/28 | 28/29 | 29/30 | 30/31 | 31/32 | 32/33 | 33/34 | 34/35 | 35/36 | 36/37 | 37/38 | 38/39
1 | Rose Bay 33_11kV | Compensated |  | Load (LV side) |  |  | Amps | 1414 | 1592 | 0 | 0 | 0 | 0 | 0 | 0 | 0 | 0 | 0 | 0 | 0 | 0 | 0 | 0 | 0 | 0 | 0 | 0 | 0 | 0 | 0 | 0 | 0 | 0 | 0
|  |  |  | Apparent Power |  |  | MVA | 26.9403 |  | 0 | 0 | 0 | 0 | 0 | 0 | 0 | 0 | 0 | 0 | 0 | 0 | 0 | 0 | 0 | 0 | 0 | 0 | 0 | 0 | 0 | 0 | 0 | 0 | 0
|  |  |  | Real Power |  |  | MW | 24.7831 | 27.9028 | 0 | 0 | 0 | 0 | 0 | 0 | 0 | 0 | 0 | 0 | 0 | 0 | 0 | 0 | 0 | 0 | 0 | 0 | 0 | 0 | 0 | 0 | 0 | 0 | 0
|  |  |  | Reactive Power |  |  | MVAr | 10.5632 |  | 0 | 0 | 0 | 0 | 0 | 0 | 0 | 0 | 0 | 0 | 0 | 0 | 0 | 0 | 0 | 0 | 0 | 0 | 0 | 0 | 0 | 0 | 0 | 0 | 0
|  |  |  | Capacitors In Service |  |  | MVAr | 0 |  | 0 | 0 | 0 | 0 | 0 | 0 | 0 | 0 | 0 | 0 | 0 | 0 | 0 | 0 | 0 | 0 | 0 | 0 | 0 | 0 | 0 | 0 | 0 | 0 | 0
|  |  |  | PF |  |  |  | 0.91992 |  | 0 | 0 | 0 | 0 | 0 | 0 | 0 | 0 | 0 | 0 | 0 | 0 | 0 | 0 | 0 | 0 | 0 | 0 | 0 | 0 | 0 | 0 | 0 | 0 | 0
0.87607 | Diversity Factor: 0.88 | Uncompensated |  | Reactive Power |  |  | MVAr | 10.5632 | 11.8929 | 0 | 0 | 0 | 0 | 0 | 0 | 0 | 0 | 0 | 0 | 0 | 0 | 0 | 0 | 0 | 0 | 0 | 0 | 0 | 0 | 0 | 0 | 0 | 0 | 0
|  |  |  | PF |  |  |  | 0.91992 |  | 0 | 0 | 0 | 0 | 0 | 0 | 0 | 0 | 0 | 0 | 0 | 0 | 0 | 0 | 0 | 0 | 0 | 0 | 0 | 0 | 0 | 0 | 0 | 0 | 0
[10 empty] | 1 | 2 | 3 | 4 | 5 | 6 | 7 | 8 | 9 | 10 | 11 | 12 | 13 | 14 | 15 | 16 | 17 | 18 | 19 | 20 | 21 | 22 | 23 | 24 | 25
Transformer Load Detail
[7 empty] | Units | 13/14 |  | 14/15 | 15/16 | 16/17 | 17/18 | 18/19 | 19/20 | 20/21 | 21/22 | 22/23 | 23/24 | 24/25 | 25/26 | 26/27 | 27/28 | 28/29 | 29/30 | 30/31 | 31/32 | 32/33 | 33/34 | 34/35 | 35/36 | 36/37 | 37/38 | 38/39
| 0 | Compensated |  | Load (LV side) |  |  | Amps
|  |  |  | Apparent Power |  |  | MVA
|  |  |  | Real Power |  |  | MW
|  |  |  | Reactive Power |  |  | MVAr
|  |  |  | Capacitors In Service |  |  | MVAr
PF
| Zone Div: | Uncompensated |  | Reactive Power |  |  | MVAr
PF
| 0 | Compensated |  | Load (LV side) |  |  | Amps
|  |  |  | Apparent Power |  |  | MVA
|  |  |  | Real Power |  |  | MW
|  |  |  | Reactive Power |  |  | MVAr
|  |  |  | Capacitors In Service |  |  | MVAr
PF
| Zone Div: | Uncompensated |  | Reactive Power |  |  | MVAr
PF
| 0 | Compensated |  | Load (LV side) |  |  | Amps
|  |  |  | Apparent Power |  |  | MVA
|  |  |  | Real Power |  |  | MW
|  |  |  | Reactive Power |  |  | MVAr
|  |  |  | Capacitors In Service |  |  | MVAr
PF
| Zone Div: | Uncompensated |  | Reactive Power |  |  | MVAr
PF
| 0 | Compensated |  | Load (LV side) |  |  | Amps
|  |  |  | Apparent Power |  |  | MVA
|  |  |  | Real Power |  |  | MW
|  |  |  | Reactive Power |  |  | MVAr
|  |  |  | Capacitors In Service |  |  | MVAr
PF
| Zone Div: | Uncompensated |  | Reactive Power |  |  | MVAr
PF
| 0 | Compensated |  | Load (LV side) |  |  | Amps
|  |  |  | Apparent Power |  |  | MVA
|  |  |  | Real Power |  |  | MW
|  |  |  | Reactive Power |  |  | MVAr
|  |  |  | Capacitors In Service |  |  | MVAr
PF
| Zone Div: | Uncompensated |  | Reactive Power |  |  | MVAr
PF
| 0 | Compensated |  | Load (LV side) |  |  | Amps
|  |  |  | Apparent Power |  |  | MVA
|  |  |  | Real Power |  |  | MW
|  |  |  | Reactive Power |  |  | MVAr
|  |  |  | Capacitors In Service |  |  | MVAr
PF
| Zone Div: | Uncompensated |  | Reactive Power |  |  | MVAr
PF
| 0 | Compensated |  | Load (LV side) |  |  | Amps
|  |  |  | Apparent Power |  |  | MVA
|  |  |  | Real Power |  |  | MW
|  |  |  | Reactive Power |  |  | MVAr
|  |  |  | Capacitors In Service |  |  | MVAr
PF
| Zone Div: | Uncompensated |  | Reactive Power |  |  | MVAr
PF
| 0 | Compensated |  | Load (LV side) |  |  | Amps
|  |  |  | Apparent Power |  |  | MVA
|  |  |  | Real Power |  |  | MW
|  |  |  | Reactive Power |  |  | MVAr
|  |  |  | Capacitors In Service |  |  | MVAr
PF
| Zone Div: | Uncompensated |  | Reactive Power |  |  | MVAr
PF
| 0 | Compensated |  | Load (LV side) |  |  | Amps
|  |  |  | Apparent Power |  |  | MVA
|  |  |  | Real Power |  |  | MW
|  |  |  | Reactive Power |  |  | MVAr
|  |  |  | Capacitors In Service |  |  | MVAr
PF
| Zone Div: | Uncompensated |  | Reactive Power |  |  | MVAr
PF
| 0 | Compensated |  | Load (LV side) |  |  | Amps
|  |  |  | Apparent Power |  |  | MVA
|  |  |  | Real Power |  |  | MW
|  |  |  | Reactive Power |  |  | MVAr
|  |  |  | Capacitors In Service |  |  | MVAr
PF
| Zone Div: | Uncompensated |  | Reactive Power |  |  | MVAr
PF

## Customer22
| Customer22 | [16 empty] | 2015 | SUMMER
| Substation Total Loads | [33 empty] | Spots & Transfers Detail
| Historical Loads | (33kV Amps) | [7 empty] | Weather Corrected Forecast Loads |  |  |  | (33kV Amps) | [20 empty] | Spots & Transfers Summary | (33kV Amps) |  | Historical Spots & Transfers | [6 empty] | Forecast Spots & Transfers
|  | 07/08 | 08/09 | 09/10 | 10/11 | 11/12 | 12/13 | 13/14 |  | 14/15 | 15/16 | 16/17 | 17/18 | 18/19 | 19/20 | 20/21 | 21/22 | 22/23 | 23/24 | 24/25 | 25/26 | 26/27 | 27/28 | 28/29 | 29/30 | 30/31 | 31/32 | 32/33 | 33/34 | 34/35 | 35/36 | 36/37 | 37/38 | 38/39 |  |  |  | 07/08 | 08/09 | 09/10 | 10/11 | 11/12 | 12/13 | 13/14 | 14/15 | 15/16 | 16/17 | 17/18 | 18/19 | 19/20 | 20/21 | 21/22 | 22/23 | 23/24 | 24/25 | 25/26 | 26/27 | 27/28 | 28/29 | 29/30 | 30/31 | 31/32 | 32/33 | 33/34 | 34/35 | 35/36 | 36/37 | 37/38 | 38/39
| Total |  |  |  | 69 | 100 | 55 | 51 |  | 51 | 51 | 51 | 51 | 51 | 51 | 51 | 51 | 51 | 51 | 51 | 51 | 51 | 51 | 51 | 51 | 51 | 51 | 51 | 51 | 51 | 51 | 51 | 51 | 51 |  |  | Total
Firm Rating
| Total Capacity | [36 empty] | 0 | 0 | 0 | 0 | 0 | 0 | 0 | 0 | 0 | 0 | 0 | 0 | 0 | 0 | 0 | 0 | 0 | 0 | 0 | 0 | 0 | 0 | 0 | 0 | 0 | 0 | 0 | 0 | 0 | 0 | 0 | 0
|  | -7 | -6 | -5 | -4 | -3 | -2 | -1 |  | 0 | 1 | 2 | 3 | 4 | 5 | 6 | 7 | 8 | 9 | 10 | 11 | 12 | 13 | 14 | 15 | 16 | 17 | 18 | 19 | 20 | 21 | 22 | 23 | 24 |  |  |  | 0 | 0 | 0 | 0 | 0 | 0 | 0 | 0 | 0 | 0 | 0 | 0 | 0 | 0 | 0 | 0 | 0 | 0 | 0 | 0 | 0 | 0 | 0 | 0 | 0 | 0 | 0 | 0 | 0 | 0 | 0 | 0
| Transformer Loads | [36 empty] | 0 | 0 | 0 | 0 | 0 | 0 | 0 | 0 | 0 | 0 | 0 | 0 | 0 | 0 | 0 | 0 | 0 | 0 | 0 | 0 | 0 | 0 | 0 | 0 | 0 | 0 | 0 | 0 | 0 | 0 | 0 | 0
| Historical Loads | (33kV Amps) | [7 empty] | Weather Corrected Forecast Loads |  |  |  | (33kV Amps) | [23 empty] | 0 | 0 | 0 | 0 | 0 | 0 | 0 | 0 | 0 | 0 | 0 | 0 | 0 | 0 | 0 | 0 | 0 | 0 | 0 | 0 | 0 | 0 | 0 | 0 | 0 | 0 | 0 | 0 | 0 | 0 | 0 | 0
|  | 07/08 | 08/09 | 09/10 | 10/11 | 11/12 | 12/13 | 13/14 |  | 14/15 | 15/16 | 16/17 | 17/18 | 18/19 | 19/20 | 20/21 | 21/22 | 22/23 | 23/24 | 24/25 | 25/26 | 26/27 | 27/28 | 28/29 | 29/30 | 30/31 | 31/32 | 32/33 | 33/34 | 34/35 | 35/36 | 36/37 | 37/38 | 38/39 |  |  |  | 0 | 0 | 0 | 0 | 0 | 0 | 0 | 0 | 0 | 0 | 0 | 0 | 0 | 0 | 0 | 0 | 0 | 0 | 0 | 0 | 0 | 0 | 0 | 0 | 0 | 0 | 0 | 0 | 0 | 0 | 0 | 0
| 0 | [36 empty] | 0 | 0 | 0 | 0 | 0 | 0 | 0 | 0 | 0 | 0 | 0 | 0 | 0 | 0 | 0 | 0 | 0 | 0 | 0 | 0 | 0 | 0 | 0 | 0 | 0 | 0 | 0 | 0 | 0 | 0 | 0 | 0
| Diversity Factor: 0 | [36 empty] | 0 | 0 | 0 | 0 | 0 | 0 | 0 | 0 | 0 | 0 | 0 | 0 | 0 | 0 | 0 | 0 | 0 | 0 | 0 | 0 | 0 | 0 | 0 | 0 | 0 | 0 | 0 | 0 | 0 | 0 | 0 | 0
[38 empty] | 0 | 0 | 0 | 0 | 0 | 0 | 0 | 0 | 0 | 0 | 0 | 0 | 0 | 0 | 0 | 0 | 0 | 0 | 0 | 0 | 0 | 0 | 0 | 0 | 0 | 0 | 0 | 0 | 0 | 0 | 0 | 0
[38 empty] | 0 | 0 | 0 | 0 | 0 | 0 | 0 | 0 | 0 | 0 | 0 | 0 | 0 | 0 | 0 | 0 | 0 | 0 | 0 | 0 | 0 | 0 | 0 | 0 | 0 | 0 | 0 | 0 | 0 | 0 | 0 | 0
| 0 | [36 empty] | 0 | 0 | 0 | 0 | 0 | 0 | 0 | 0 | 0 | 0 | 0 | 0 | 0 | 0 | 0 | 0 | 0 | 0 | 0 | 0 | 0 | 0 | 0 | 0 | 0 | 0 | 0 | 0 | 0 | 0 | 0 | 0
Diversity Factor: 0
[38 empty] | Historical Spots & Transfers | [6 empty] | Forecast Spots & Transfers
[35 empty] | Project Name | From | To | 07/08 | 08/09 | 09/10 | 10/11 | 11/12 | 12/13 | 13/14 | 14/15 | 15/16 | 16/17 | 17/18 | 18/19 | 19/20 | 20/21 | 21/22 | 22/23 | 23/24 | 24/25 | 25/26 | 26/27 | 27/28 | 28/29 | 29/30 | 30/31 | 31/32 | 32/33 | 33/34 | 34/35 | 35/36 | 36/37 | 37/38 | 38/39
0
Diversity Factor: 0
0
Diversity Factor: 0
0
Diversity Factor: 0
0
Diversity Factor: 0
0
Diversity Factor: 0
0
Diversity Factor: 0
0
Diversity Factor: 0
0
Diversity Factor: 0
| Weather Correction and Public Holiday Factors | [8 empty] | Forecast ROG
ROG Justification
| Actual loads for season 13/14 have been weather corrected by the following: | [6 empty] | 0% |  | N/A | [59 empty] | N/A
1 | 2 | 3 | 4 | 5 | 6 | 7 | 8 | 9 | 10 | 14/15 | 15/16 | 16/17 | 17/18 | 18/19 | 19/20 | 20/21 | 21/22 | 22/23 | 23/24 | 24/25 | 25/26 | 26/27 | 27/28 | 28/29 | 29/30 | 30/31 | 31/32 | 32/33 | 33/34 | 34/35 | 35/36 | 36/37 | 37/38 | 38/39
1 | 1 | 1 | 1 | 1 | 1 | 1 | 1 | 1 | 1 | 0% | 0% | 0% | 0% | 0% | 0% | 0% | 0% | 0% | 0% | 0% | 0% | 0% | 0% | 0% | 0% | 0% | 0% | 0% | 0% | 0% | 0% | 0% | 0% | 0%
Substation Load Detail
[7 empty] | Units | 13/14 |  | 14/15 | 15/16 | 16/17 | 17/18 | 18/19 | 19/20 | 20/21 | 21/22 | 22/23 | 23/24 | 24/25 | 25/26 | 26/27 | 27/28 | 28/29 | 29/30 | 30/31 | 31/32 | 32/33 | 33/34 | 34/35 | 35/36 | 36/37 | 37/38 | 38/39
1 | Customer22 | Compensated |  | Load (LV side) |  |  | Amps | 51 |  | 51 | 51 | 51 | 51 | 51 | 51 | 51 | 51 | 51 | 51 | 51 | 51 | 51 | 51 | 51 | 51 | 51 | 51 | 51 | 51 | 51 | 51 | 51 | 51 | 51
|  |  |  | Apparent Power |  |  | MVA | 2.915 |  | 2.915 | 2.915 | 2.915 | 2.915 | 2.915 | 2.915 | 2.915 | 2.915 | 2.915 | 2.915 | 2.915 | 2.915 | 2.915 | 2.915 | 2.915 | 2.915 | 2.915 | 2.915 | 2.915 | 2.915 | 2.915 | 2.915 | 2.915 | 2.915 | 2.915
|  |  |  | Real Power |  |  | MW | 2.6235 |  | 2.6235 | 2.6235 | 2.6235 | 2.6235 | 2.6235 | 2.6235 | 2.6235 | 2.6235 | 2.6235 | 2.6235 | 2.6235 | 2.6235 | 2.6235 | 2.6235 | 2.6235 | 2.6235 | 2.6235 | 2.6235 | 2.6235 | 2.6235 | 2.6235 | 2.6235 | 2.6235 | 2.6235 | 2.6235
|  |  |  | Reactive Power |  |  | MVAr | 1.2706 |  | 1.2706 | 1.2706 | 1.2706 | 1.2706 | 1.2706 | 1.2706 | 1.2706 | 1.2706 | 1.2706 | 1.2706 | 1.2706 | 1.2706 | 1.2706 | 1.2706 | 1.2706 | 1.2706 | 1.2706 | 1.2706 | 1.2706 | 1.2706 | 1.2706 | 1.2706 | 1.2706 | 1.2706 | 1.2706
|  |  |  | Capacitors In Service |  |  | MVAr | 0 |  | 0 | 0 | 0 | 0 | 0 | 0 | 0 | 0 | 0 | 0 | 0 | 0 | 0 | 0 | 0 | 0 | 0 | 0 | 0 | 0 | 0 | 0 | 0 | 0 | 0
|  |  |  | PF |  |  |  | 0.9 |  | 0.9 | 0.9 | 0.9 | 0.9 | 0.9 | 0.9 | 0.9 | 0.9 | 0.9 | 0.9 | 0.9 | 0.9 | 0.9 | 0.9 | 0.9 | 0.9 | 0.9 | 0.9 | 0.9 | 0.9 | 0.9 | 0.9 | 0.9 | 0.9 | 0.9
0.53935 | Diversity Factor: 0.54 | Uncompensated |  | Reactive Power |  |  | MVAr | 1.2706 |  | 1.2706 | 1.2706 | 1.2706 | 1.2706 | 1.2706 | 1.2706 | 1.2706 | 1.2706 | 1.2706 | 1.2706 | 1.2706 | 1.2706 | 1.2706 | 1.2706 | 1.2706 | 1.2706 | 1.2706 | 1.2706 | 1.2706 | 1.2706 | 1.2706 | 1.2706 | 1.2706 | 1.2706 | 1.2706
|  |  |  | PF |  |  |  | 0.9 |  | 0.9 | 0.9 | 0.9 | 0.9 | 0.9 | 0.9 | 0.9 | 0.9 | 0.9 | 0.9 | 0.9 | 0.9 | 0.9 | 0.9 | 0.9 | 0.9 | 0.9 | 0.9 | 0.9 | 0.9 | 0.9 | 0.9 | 0.9 | 0.9 | 0.9
[10 empty] | 1 | 2 | 3 | 4 | 5 | 6 | 7 | 8 | 9 | 10 | 11 | 12 | 13 | 14 | 15 | 16 | 17 | 18 | 19 | 20 | 21 | 22 | 23 | 24 | 25
Transformer Load Detail
[7 empty] | Units | 13/14 |  | 14/15 | 15/16 | 16/17 | 17/18 | 18/19 | 19/20 | 20/21 | 21/22 | 22/23 | 23/24 | 24/25 | 25/26 | 26/27 | 27/28 | 28/29 | 29/30 | 30/31 | 31/32 | 32/33 | 33/34 | 34/35 | 35/36 | 36/37 | 37/38 | 38/39
| 0 | Compensated |  | Load (LV side) |  |  | Amps
|  |  |  | Apparent Power |  |  | MVA
|  |  |  | Real Power |  |  | MW
|  |  |  | Reactive Power |  |  | MVAr
|  |  |  | Capacitors In Service |  |  | MVAr
PF
| Zone Div: | Uncompensated |  | Reactive Power |  |  | MVAr
PF
| 0 | Compensated |  | Load (LV side) |  |  | Amps
|  |  |  | Apparent Power |  |  | MVA
|  |  |  | Real Power |  |  | MW
|  |  |  | Reactive Power |  |  | MVAr
|  |  |  | Capacitors In Service |  |  | MVAr
PF
| Zone Div: | Uncompensated |  | Reactive Power |  |  | MVAr
PF
| 0 | Compensated |  | Load (LV side) |  |  | Amps
|  |  |  | Apparent Power |  |  | MVA
|  |  |  | Real Power |  |  | MW
|  |  |  | Reactive Power |  |  | MVAr
|  |  |  | Capacitors In Service |  |  | MVAr
PF
| Zone Div: | Uncompensated |  | Reactive Power |  |  | MVAr
PF
| 0 | Compensated |  | Load (LV side) |  |  | Amps
|  |  |  | Apparent Power |  |  | MVA
|  |  |  | Real Power |  |  | MW
|  |  |  | Reactive Power |  |  | MVAr
|  |  |  | Capacitors In Service |  |  | MVAr
PF
| Zone Div: | Uncompensated |  | Reactive Power |  |  | MVAr
PF
| 0 | Compensated |  | Load (LV side) |  |  | Amps
|  |  |  | Apparent Power |  |  | MVA
|  |  |  | Real Power |  |  | MW
|  |  |  | Reactive Power |  |  | MVAr
|  |  |  | Capacitors In Service |  |  | MVAr
PF
| Zone Div: | Uncompensated |  | Reactive Power |  |  | MVAr
PF
| 0 | Compensated |  | Load (LV side) |  |  | Amps
|  |  |  | Apparent Power |  |  | MVA
|  |  |  | Real Power |  |  | MW
|  |  |  | Reactive Power |  |  | MVAr
|  |  |  | Capacitors In Service |  |  | MVAr
PF
| Zone Div: | Uncompensated |  | Reactive Power |  |  | MVAr
PF
| 0 | Compensated |  | Load (LV side) |  |  | Amps
|  |  |  | Apparent Power |  |  | MVA
|  |  |  | Real Power |  |  | MW
|  |  |  | Reactive Power |  |  | MVAr
|  |  |  | Capacitors In Service |  |  | MVAr
PF
| Zone Div: | Uncompensated |  | Reactive Power |  |  | MVAr
PF
| 0 | Compensated |  | Load (LV side) |  |  | Amps
|  |  |  | Apparent Power |  |  | MVA
|  |  |  | Real Power |  |  | MW
|  |  |  | Reactive Power |  |  | MVAr
|  |  |  | Capacitors In Service |  |  | MVAr
PF
| Zone Div: | Uncompensated |  | Reactive Power |  |  | MVAr
PF
| 0 | Compensated |  | Load (LV side) |  |  | Amps
|  |  |  | Apparent Power |  |  | MVA
|  |  |  | Real Power |  |  | MW
|  |  |  | Reactive Power |  |  | MVAr
|  |  |  | Capacitors In Service |  |  | MVAr
PF
| Zone Div: | Uncompensated |  | Reactive Power |  |  | MVAr
PF
| 0 | Compensated |  | Load (LV side) |  |  | Amps
|  |  |  | Apparent Power |  |  | MVA
|  |  |  | Real Power |  |  | MW
|  |  |  | Reactive Power |  |  | MVAr
|  |  |  | Capacitors In Service |  |  | MVAr
PF
| Zone Div: | Uncompensated |  | Reactive Power |  |  | MVAr
PF

## Customer23
| Customer23 | [16 empty] | 2015 | SUMMER
| Substation Total Loads | [33 empty] | Spots & Transfers Detail
| Historical Loads | (33kV Amps) | [7 empty] | Weather Corrected Forecast Loads |  |  |  | (33kV Amps) | [20 empty] | Spots & Transfers Summary | (33kV Amps) |  | Historical Spots & Transfers | [6 empty] | Forecast Spots & Transfers
|  | 07/08 | 08/09 | 09/10 | 10/11 | 11/12 | 12/13 | 13/14 |  | 14/15 | 15/16 | 16/17 | 17/18 | 18/19 | 19/20 | 20/21 | 21/22 | 22/23 | 23/24 | 24/25 | 25/26 | 26/27 | 27/28 | 28/29 | 29/30 | 30/31 | 31/32 | 32/33 | 33/34 | 34/35 | 35/36 | 36/37 | 37/38 | 38/39 |  |  |  | 07/08 | 08/09 | 09/10 | 10/11 | 11/12 | 12/13 | 13/14 | 14/15 | 15/16 | 16/17 | 17/18 | 18/19 | 19/20 | 20/21 | 21/22 | 22/23 | 23/24 | 24/25 | 25/26 | 26/27 | 27/28 | 28/29 | 29/30 | 30/31 | 31/32 | 32/33 | 33/34 | 34/35 | 35/36 | 36/37 | 37/38 | 38/39
| Total |  |  |  | 58 | 106 | 56 | 52 |  | 52 | 52 | 52 | 52 | 52 | 52 | 52 | 52 | 52 | 52 | 52 | 52 | 52 | 52 | 52 | 52 | 52 | 52 | 52 | 52 | 52 | 52 | 52 | 52 | 52 |  |  | Total
Firm Rating
| Total Capacity | [36 empty] | 0 | 0 | 0 | 0 | 0 | 0 | 0 | 0 | 0 | 0 | 0 | 0 | 0 | 0 | 0 | 0 | 0 | 0 | 0 | 0 | 0 | 0 | 0 | 0 | 0 | 0 | 0 | 0 | 0 | 0 | 0 | 0
|  | -7 | -6 | -5 | -4 | -3 | -2 | -1 |  | 0 | 1 | 2 | 3 | 4 | 5 | 6 | 7 | 8 | 9 | 10 | 11 | 12 | 13 | 14 | 15 | 16 | 17 | 18 | 19 | 20 | 21 | 22 | 23 | 24 |  |  |  | 0 | 0 | 0 | 0 | 0 | 0 | 0 | 0 | 0 | 0 | 0 | 0 | 0 | 0 | 0 | 0 | 0 | 0 | 0 | 0 | 0 | 0 | 0 | 0 | 0 | 0 | 0 | 0 | 0 | 0 | 0 | 0
| Transformer Loads | [36 empty] | 0 | 0 | 0 | 0 | 0 | 0 | 0 | 0 | 0 | 0 | 0 | 0 | 0 | 0 | 0 | 0 | 0 | 0 | 0 | 0 | 0 | 0 | 0 | 0 | 0 | 0 | 0 | 0 | 0 | 0 | 0 | 0
| Historical Loads | (33kV Amps) | [7 empty] | Weather Corrected Forecast Loads |  |  |  | (33kV Amps) | [23 empty] | 0 | 0 | 0 | 0 | 0 | 0 | 0 | 0 | 0 | 0 | 0 | 0 | 0 | 0 | 0 | 0 | 0 | 0 | 0 | 0 | 0 | 0 | 0 | 0 | 0 | 0 | 0 | 0 | 0 | 0 | 0 | 0
|  | 07/08 | 08/09 | 09/10 | 10/11 | 11/12 | 12/13 | 13/14 |  | 14/15 | 15/16 | 16/17 | 17/18 | 18/19 | 19/20 | 20/21 | 21/22 | 22/23 | 23/24 | 24/25 | 25/26 | 26/27 | 27/28 | 28/29 | 29/30 | 30/31 | 31/32 | 32/33 | 33/34 | 34/35 | 35/36 | 36/37 | 37/38 | 38/39 |  |  |  | 0 | 0 | 0 | 0 | 0 | 0 | 0 | 0 | 0 | 0 | 0 | 0 | 0 | 0 | 0 | 0 | 0 | 0 | 0 | 0 | 0 | 0 | 0 | 0 | 0 | 0 | 0 | 0 | 0 | 0 | 0 | 0
| 0 | [36 empty] | 0 | 0 | 0 | 0 | 0 | 0 | 0 | 0 | 0 | 0 | 0 | 0 | 0 | 0 | 0 | 0 | 0 | 0 | 0 | 0 | 0 | 0 | 0 | 0 | 0 | 0 | 0 | 0 | 0 | 0 | 0 | 0
| Diversity Factor: 0 | [36 empty] | 0 | 0 | 0 | 0 | 0 | 0 | 0 | 0 | 0 | 0 | 0 | 0 | 0 | 0 | 0 | 0 | 0 | 0 | 0 | 0 | 0 | 0 | 0 | 0 | 0 | 0 | 0 | 0 | 0 | 0 | 0 | 0
[38 empty] | 0 | 0 | 0 | 0 | 0 | 0 | 0 | 0 | 0 | 0 | 0 | 0 | 0 | 0 | 0 | 0 | 0 | 0 | 0 | 0 | 0 | 0 | 0 | 0 | 0 | 0 | 0 | 0 | 0 | 0 | 0 | 0
[38 empty] | 0 | 0 | 0 | 0 | 0 | 0 | 0 | 0 | 0 | 0 | 0 | 0 | 0 | 0 | 0 | 0 | 0 | 0 | 0 | 0 | 0 | 0 | 0 | 0 | 0 | 0 | 0 | 0 | 0 | 0 | 0 | 0
| 0 | [36 empty] | 0 | 0 | 0 | 0 | 0 | 0 | 0 | 0 | 0 | 0 | 0 | 0 | 0 | 0 | 0 | 0 | 0 | 0 | 0 | 0 | 0 | 0 | 0 | 0 | 0 | 0 | 0 | 0 | 0 | 0 | 0 | 0
Diversity Factor: 0
[38 empty] | Historical Spots & Transfers | [6 empty] | Forecast Spots & Transfers
[35 empty] | Project Name | From | To | 07/08 | 08/09 | 09/10 | 10/11 | 11/12 | 12/13 | 13/14 | 14/15 | 15/16 | 16/17 | 17/18 | 18/19 | 19/20 | 20/21 | 21/22 | 22/23 | 23/24 | 24/25 | 25/26 | 26/27 | 27/28 | 28/29 | 29/30 | 30/31 | 31/32 | 32/33 | 33/34 | 34/35 | 35/36 | 36/37 | 37/38 | 38/39
0
Diversity Factor: 0
0
Diversity Factor: 0
0
Diversity Factor: 0
0
Diversity Factor: 0
0
Diversity Factor: 0
0
Diversity Factor: 0
0
Diversity Factor: 0
0
Diversity Factor: 0
| Weather Correction and Public Holiday Factors | [8 empty] | Forecast ROG
ROG Justification
| Actual loads for season 13/14 have been weather corrected by the following: | [6 empty] | 0% |  | N/A | [59 empty] | N/A
1 | 2 | 3 | 4 | 5 | 6 | 7 | 8 | 9 | 10 | 14/15 | 15/16 | 16/17 | 17/18 | 18/19 | 19/20 | 20/21 | 21/22 | 22/23 | 23/24 | 24/25 | 25/26 | 26/27 | 27/28 | 28/29 | 29/30 | 30/31 | 31/32 | 32/33 | 33/34 | 34/35 | 35/36 | 36/37 | 37/38 | 38/39
1 | 1 | 1 | 1 | 1 | 1 | 1 | 1 | 1 | 1 | 0% | 0% | 0% | 0% | 0% | 0% | 0% | 0% | 0% | 0% | 0% | 0% | 0% | 0% | 0% | 0% | 0% | 0% | 0% | 0% | 0% | 0% | 0% | 0% | 0%
Substation Load Detail
[7 empty] | Units | 13/14 |  | 14/15 | 15/16 | 16/17 | 17/18 | 18/19 | 19/20 | 20/21 | 21/22 | 22/23 | 23/24 | 24/25 | 25/26 | 26/27 | 27/28 | 28/29 | 29/30 | 30/31 | 31/32 | 32/33 | 33/34 | 34/35 | 35/36 | 36/37 | 37/38 | 38/39
1 | Customer23 | Compensated |  | Load (LV side) |  |  | Amps | 52 |  | 52 | 52 | 52 | 52 | 52 | 52 | 52 | 52 | 52 | 52 | 52 | 52 | 52 | 52 | 52 | 52 | 52 | 52 | 52 | 52 | 52 | 52 | 52 | 52 | 52
|  |  |  | Apparent Power |  |  | MVA | 2.9722 |  | 2.9722 | 2.9722 | 2.9722 | 2.9722 | 2.9722 | 2.9722 | 2.9722 | 2.9722 | 2.9722 | 2.9722 | 2.9722 | 2.9722 | 2.9722 | 2.9722 | 2.9722 | 2.9722 | 2.9722 | 2.9722 | 2.9722 | 2.9722 | 2.9722 | 2.9722 | 2.9722 | 2.9722 | 2.9722
|  |  |  | Real Power |  |  | MW | 2.675 |  | 2.675 | 2.675 | 2.675 | 2.675 | 2.675 | 2.675 | 2.675 | 2.675 | 2.675 | 2.675 | 2.675 | 2.675 | 2.675 | 2.675 | 2.675 | 2.675 | 2.675 | 2.675 | 2.675 | 2.675 | 2.675 | 2.675 | 2.675 | 2.675 | 2.675
|  |  |  | Reactive Power |  |  | MVAr | 1.2956 |  | 1.2956 | 1.2956 | 1.2956 | 1.2956 | 1.2956 | 1.2956 | 1.2956 | 1.2956 | 1.2956 | 1.2956 | 1.2956 | 1.2956 | 1.2956 | 1.2956 | 1.2956 | 1.2956 | 1.2956 | 1.2956 | 1.2956 | 1.2956 | 1.2956 | 1.2956 | 1.2956 | 1.2956 | 1.2956
|  |  |  | Capacitors In Service |  |  | MVAr | 0 |  | 0 | 0 | 0 | 0 | 0 | 0 | 0 | 0 | 0 | 0 | 0 | 0 | 0 | 0 | 0 | 0 | 0 | 0 | 0 | 0 | 0 | 0 | 0 | 0 | 0
|  |  |  | PF |  |  |  | 0.9 |  | 0.9 | 0.9 | 0.9 | 0.9 | 0.9 | 0.9 | 0.9 | 0.9 | 0.9 | 0.9 | 0.9 | 0.9 | 0.9 | 0.9 | 0.9 | 0.9 | 0.9 | 0.9 | 0.9 | 0.9 | 0.9 | 0.9 | 0.9 | 0.9 | 0.9
0.55767 | Diversity Factor: 0.56 | Uncompensated |  | Reactive Power |  |  | MVAr | 1.2956 |  | 1.2956 | 1.2956 | 1.2956 | 1.2956 | 1.2956 | 1.2956 | 1.2956 | 1.2956 | 1.2956 | 1.2956 | 1.2956 | 1.2956 | 1.2956 | 1.2956 | 1.2956 | 1.2956 | 1.2956 | 1.2956 | 1.2956 | 1.2956 | 1.2956 | 1.2956 | 1.2956 | 1.2956 | 1.2956
|  |  |  | PF |  |  |  | 0.9 |  | 0.9 | 0.9 | 0.9 | 0.9 | 0.9 | 0.9 | 0.9 | 0.9 | 0.9 | 0.9 | 0.9 | 0.9 | 0.9 | 0.9 | 0.9 | 0.9 | 0.9 | 0.9 | 0.9 | 0.9 | 0.9 | 0.9 | 0.9 | 0.9 | 0.9
[10 empty] | 1 | 2 | 3 | 4 | 5 | 6 | 7 | 8 | 9 | 10 | 11 | 12 | 13 | 14 | 15 | 16 | 17 | 18 | 19 | 20 | 21 | 22 | 23 | 24 | 25
Transformer Load Detail
[7 empty] | Units | 13/14 |  | 14/15 | 15/16 | 16/17 | 17/18 | 18/19 | 19/20 | 20/21 | 21/22 | 22/23 | 23/24 | 24/25 | 25/26 | 26/27 | 27/28 | 28/29 | 29/30 | 30/31 | 31/32 | 32/33 | 33/34 | 34/35 | 35/36 | 36/37 | 37/38 | 38/39
| 0 | Compensated |  | Load (LV side) |  |  | Amps
|  |  |  | Apparent Power |  |  | MVA
|  |  |  | Real Power |  |  | MW
|  |  |  | Reactive Power |  |  | MVAr
|  |  |  | Capacitors In Service |  |  | MVAr
PF
| Zone Div: | Uncompensated |  | Reactive Power |  |  | MVAr
PF
| 0 | Compensated |  | Load (LV side) |  |  | Amps
|  |  |  | Apparent Power |  |  | MVA
|  |  |  | Real Power |  |  | MW
|  |  |  | Reactive Power |  |  | MVAr
|  |  |  | Capacitors In Service |  |  | MVAr
PF
| Zone Div: | Uncompensated |  | Reactive Power |  |  | MVAr
PF
| 0 | Compensated |  | Load (LV side) |  |  | Amps
|  |  |  | Apparent Power |  |  | MVA
|  |  |  | Real Power |  |  | MW
|  |  |  | Reactive Power |  |  | MVAr
|  |  |  | Capacitors In Service |  |  | MVAr
PF
| Zone Div: | Uncompensated |  | Reactive Power |  |  | MVAr
PF
| 0 | Compensated |  | Load (LV side) |  |  | Amps
|  |  |  | Apparent Power |  |  | MVA
|  |  |  | Real Power |  |  | MW
|  |  |  | Reactive Power |  |  | MVAr
|  |  |  | Capacitors In Service |  |  | MVAr
PF
| Zone Div: | Uncompensated |  | Reactive Power |  |  | MVAr
PF
| 0 | Compensated |  | Load (LV side) |  |  | Amps
|  |  |  | Apparent Power |  |  | MVA
|  |  |  | Real Power |  |  | MW
|  |  |  | Reactive Power |  |  | MVAr
|  |  |  | Capacitors In Service |  |  | MVAr
PF
| Zone Div: | Uncompensated |  | Reactive Power |  |  | MVAr
PF
| 0 | Compensated |  | Load (LV side) |  |  | Amps
|  |  |  | Apparent Power |  |  | MVA
|  |  |  | Real Power |  |  | MW
|  |  |  | Reactive Power |  |  | MVAr
|  |  |  | Capacitors In Service |  |  | MVAr
PF
| Zone Div: | Uncompensated |  | Reactive Power |  |  | MVAr
PF
| 0 | Compensated |  | Load (LV side) |  |  | Amps
|  |  |  | Apparent Power |  |  | MVA
|  |  |  | Real Power |  |  | MW
|  |  |  | Reactive Power |  |  | MVAr
|  |  |  | Capacitors In Service |  |  | MVAr
PF
| Zone Div: | Uncompensated |  | Reactive Power |  |  | MVAr
PF
| 0 | Compensated |  | Load (LV side) |  |  | Amps
|  |  |  | Apparent Power |  |  | MVA
|  |  |  | Real Power |  |  | MW
|  |  |  | Reactive Power |  |  | MVAr
|  |  |  | Capacitors In Service |  |  | MVAr
PF
| Zone Div: | Uncompensated |  | Reactive Power |  |  | MVAr
PF
| 0 | Compensated |  | Load (LV side) |  |  | Amps
|  |  |  | Apparent Power |  |  | MVA
|  |  |  | Real Power |  |  | MW
|  |  |  | Reactive Power |  |  | MVAr
|  |  |  | Capacitors In Service |  |  | MVAr
PF
| Zone Div: | Uncompensated |  | Reactive Power |  |  | MVAr
PF
| 0 | Compensated |  | Load (LV side) |  |  | Amps
|  |  |  | Apparent Power |  |  | MVA
|  |  |  | Real Power |  |  | MW
|  |  |  | Reactive Power |  |  | MVAr
|  |  |  | Capacitors In Service |  |  | MVAr
PF
| Zone Div: | Uncompensated |  | Reactive Power |  |  | MVAr
PF

## St Peters 132_11kV
| St Peters 132_11kV | [16 empty] | 2015 | SUMMER
| Substation Total Loads | [33 empty] | Spots & Transfers Detail
| Historical Loads | (11kV Amps) | [7 empty] | Weather Corrected Forecast Loads |  |  |  | (11kV Amps) | [20 empty] | Spots & Transfers Summary | (11kV Amps) |  | Historical Spots & Transfers | [6 empty] | Forecast Spots & Transfers
|  | 07/08 | 08/09 | 09/10 | 10/11 | 11/12 | 12/13 | 13/14 |  | 14/15 | 15/16 | 16/17 | 17/18 | 18/19 | 19/20 | 20/21 | 21/22 | 22/23 | 23/24 | 24/25 | 25/26 | 26/27 | 27/28 | 28/29 | 29/30 | 30/31 | 31/32 | 32/33 | 33/34 | 34/35 | 35/36 | 36/37 | 37/38 | 38/39 |  |  |  | 07/08 | 08/09 | 09/10 | 10/11 | 11/12 | 12/13 | 13/14 | 14/15 | 15/16 | 16/17 | 17/18 | 18/19 | 19/20 | 20/21 | 21/22 | 22/23 | 23/24 | 24/25 | 25/26 | 26/27 | 27/28 | 28/29 | 29/30 | 30/31 | 31/32 | 32/33 | 33/34 | 34/35 | 35/36 | 36/37 | 37/38 | 38/39
| Total | 3554 | 3446 | 3459 | 3503 | 3472 | 3467 | 3267 |  | 3504.438 | 3458.909 | 3384.849 | 3341.279 | 3312.79 | 3307.711 | 3338.881 | 3388.847 | 3431.746 | 3478.746 | 3512.162 | 3560.226 | 3607.793 | 3666.514 | 3731.04 | 3793.907 | 3853.838 | 3915.001 | 3977.411 | 4041.085 | 4106.039 | 4172.29 | 4239.855 | 4308.75 | 4378.995 |  |  | Total | 0 | -210 | 99 | -6.4884 | 134.3318 | -13.7804 | -10.1776 | 181.4589 | 12.583 | -35.8216 | -24.8603 | -28.4887 | -5.0792 | 31.1699 | 49.9664 | 42.8991 | 46.9998 | 33.416 | 48.0637 | 47.5677 | 58.7203 | 64.526 | 62.867 | 59.9318 | 61.1629 | 62.4101 | 63.6737 | 64.9538 | 66.2508 | 67.5647 | 68.8959 | 70.2445
| Firm Rating | 0 | 0 | 0 | 0 | 0 | 0 | 4590 |  | 4590 | 4590 | 4590 | 4590 | 4590 | 4590 | 4590 | 4590 | 4590 | 4590 | 4590 | 4590 | 4590 | 4590 | 4590 | 4590 | 4590 | 4590 | 4590 | 4590 | 4590 | 4590 | 4590 | 4590 | 4590
| Total Capacity | 0 | 0 | 0 | 0 | 0 | 0 | 8000 |  | 8000 | 8000 | 8000 | 8000 | 8000 | 8000 | 8000 | 8000 | 8000 | 8000 | 8000 | 8000 | 8000 | 8000 | 8000 | 8000 | 8000 | 8000 | 8000 | 8000 | 8000 | 8000 | 8000 | 8000 | 8000 |  |  | St Peters 132_11kV Tx1 | 0 | -160 | 72 | -1.4153 | 143.4548 | -49.73 | -2.22 | 56.2475 | -9.2524 | -7.8137 | -5.4227 | -6.2142 | -1.1079 | 6.7991 | 10.8991 | 9.3575 | 10.252 | 7.289 | 10.4841 | 10.3759 | 12.8086 | 14.075 | 13.7131 | 13.0728 | 13.3414 | 13.6134 | 13.8891 | 14.1683 | 14.4512 | 14.7378 | 15.0282 | 15.3223
|  | -7 | -6 | -5 | -4 | -3 | -2 | -1 |  | 0 | 1 | 2 | 3 | 4 | 5 | 6 | 7 | 8 | 9 | 10 | 11 | 12 | 13 | 14 | 15 | 16 | 17 | 18 | 19 | 20 | 21 | 22 | 23 | 24 |  |  | St Peters 132_11kV Tx2 | 0 | 0 | 27 | -0.96187 | -1.7298 | -0.76797 | 48.4912 | 49.7312 | -6.2881 | -5.3104 | -3.6854 | -4.2233 | -0.75298 | 4.6208 | 7.4073 | 6.3596 | 6.9675 | 4.9538 | 7.1252 | 7.0517 | 8.705 | 9.5657 | 9.3198 | 8.8846 | 9.0671 | 9.252 | 9.4393 | 9.6291 | 9.8214 | 10.0162 | 10.2135 | 10.4134
| Transformer Loads | [35 empty] | St Peters 132_11kV Tx3 | 0 | -50 | 0 | -1.7207 | -3.0945 | -1.3739 | -2.6992 | -9.4257 | -11.2492 | -9.5001 | -6.5931 | -7.5553 | -1.347 | 8.2664 | 13.2513 | 11.377 | 12.4646 | 8.8621 | 12.7467 | 12.6152 | 15.5729 | 17.1126 | 16.6726 | 15.8942 | 16.2207 | 16.5515 | 16.8866 | 17.2261 | 17.57 | 17.9185 | 18.2715 | 18.6292
| Historical Loads | (11kV Amps) | [7 empty] | 0: Weather Corrected Forecast Loads; 4: (11kV Amps) |  |  | St Peters 132_11kV Tx4 | 0 | 0 | 0 | -2.3905 | -4.2988 | 38.0914 | -53.7497 | 84.9059 | 39.3727 | -13.1974 | -9.1591 | -10.4958 | -1.8713 | 11.4837 | 18.4087 | 15.8049 | 17.3157 | 12.3112 | 17.7077 | 17.5249 | 21.6338 | 23.7727 | 23.1615 | 22.0801 | 22.5337 | 22.9932 | 23.4587 | 23.9304 | 24.4082 | 24.8923 | 25.3827 | 25.8796
|  | 07/08 | 08/09 | 09/10 | 10/11 | 11/12 | 12/13 | 13/14 |  | 14/15 | 15/16 | 16/17 | 17/18 | 18/19 | 19/20 | 20/21 | 21/22 | 22/23 | 23/24 | 24/25 | 25/26 | 26/27 | 27/28 | 28/29 | 29/30 | 30/31 | 31/32 | 32/33 | 33/34 | 34/35 | 35/36 | 36/37 | 37/38 | 38/39 |  |  |  | 0 | 0 | 0 | 0 | 0 | 0 | 0 | 0 | 0 | 0 | 0 | 0 | 0 | 0 | 0 | 0 | 0 | 0 | 0 | 0 | 0 | 0 | 0 | 0 | 0 | 0 | 0 | 0 | 0 | 0 | 0 | 0
| 0 | [36 empty] | 0 | 0 | 0 | 0 | 0 | 0 | 0 | 0 | 0 | 0 | 0 | 0 | 0 | 0 | 0 | 0 | 0 | 0 | 0 | 0 | 0 | 0 | 0 | 0 | 0 | 0 | 0 | 0 | 0 | 0 | 0 | 0
| Diversity Factor: 0 | [36 empty] | 0 | 0 | 0 | 0 | 0 | 0 | 0 | 0 | 0 | 0 | 0 | 0 | 0 | 0 | 0 | 0 | 0 | 0 | 0 | 0 | 0 | 0 | 0 | 0 | 0 | 0 | 0 | 0 | 0 | 0 | 0 | 0
[38 empty] | 0 | 0 | 0 | 0 | 0 | 0 | 0 | 0 | 0 | 0 | 0 | 0 | 0 | 0 | 0 | 0 | 0 | 0 | 0 | 0 | 0 | 0 | 0 | 0 | 0 | 0 | 0 | 0 | 0 | 0 | 0 | 0
[38 empty] | 0 | 0 | 0 | 0 | 0 | 0 | 0 | 0 | 0 | 0 | 0 | 0 | 0 | 0 | 0 | 0 | 0 | 0 | 0 | 0 | 0 | 0 | 0 | 0 | 0 | 0 | 0 | 0 | 0 | 0 | 0 | 0
| 0 | [36 empty] | 0 | 0 | 0 | 0 | 0 | 0 | 0 | 0 | 0 | 0 | 0 | 0 | 0 | 0 | 0 | 0 | 0 | 0 | 0 | 0 | 0 | 0 | 0 | 0 | 0 | 0 | 0 | 0 | 0 | 0 | 0 | 0
Diversity Factor: 0
[38 empty] | Historical Spots & Transfers | [6 empty] | Forecast Spots & Transfers
[35 empty] | Project Name | From | To | 07/08 | 08/09 | 09/10 | 10/11 | 11/12 | 12/13 | 13/14 | 14/15 | 15/16 | 16/17 | 17/18 | 18/19 | 19/20 | 20/21 | 21/22 | 22/23 | 23/24 | 24/25 | 25/26 | 26/27 | 27/28 | 28/29 | 29/30 | 30/31 | 31/32 | 32/33 | 33/34 | 34/35 | 35/36 | 36/37 | 37/38 | 38/39
| 0 | [33 empty] | Broad based demand management |  | St Peters 132_11kV Tx1 | 0 | 0 | 0 | 0 | 0 | 0 | 0 | -1.3338 | -5.3547 | -5.0108 | -4.796 | -5.0178 | 0 | 0 | 0 | 0 | 0 | 0 | 0 | 0 | 0 | 0 | 0 | 0 | 0 | 0 | 0 | 0 | 0 | 0 | 0 | 0
| Diversity Factor: 0 | [33 empty] | Broad based demand management |  | St Peters 132_11kV Tx2 | 0 | 0 | 0 | 0 | 0 | 0 | 0 | -0.9065 | -3.6392 | -3.4054 | -3.2595 | -3.4102 | 0 | 0 | 0 | 0 | 0 | 0 | 0 | 0 | 0 | 0 | 0 | 0 | 0 | 0 | 0 | 0 | 0 | 0 | 0 | 0
[35 empty] | Broad based demand management |  | St Peters 132_11kV Tx3 | 0 | 0 | 0 | 0 | 0 | 0 | 0 | -1.6217 | -6.5103 | -6.0922 | -5.8311 | -6.1007 | 0 | 0 | 0 | 0 | 0 | 0 | 0 | 0 | 0 | 0 | 0 | 0 | 0 | 0 | 0 | 0 | 0 | 0 | 0 | 0
[35 empty] | Broad based demand management |  | St Peters 132_11kV Tx4 | 0 | 0 | 0 | 0 | 0 | 0 | 0 | -2.2528 | -9.0441 | -8.4632 | -8.1005 | -8.4751 | 0 | 0 | 0 | 0 | 0 | 0 | 0 | 0 | 0 | 0 | 0 | 0 | 0 | 0 | 0 | 0 | 0 | 0 | 0 | 0
| 0 | [33 empty] | DNP_ID: 6196. 11kV works for the retirement of Alexandria Zone substation - Stage 1 | St Peters 132_11kV Tx1 | Green Square 132_11kV Tx1 | 0 | 160 | 0 | 0 | 0 | 0 | 0 | 0 | 0 | 0 | 0 | 0 | 0 | 0 | 0 | 0 | 0 | 0 | 0 | 0 | 0 | 0 | 0 | 0 | 0 | 0 | 0 | 0 | 0 | 0 | 0 | 0
| Diversity Factor: 0 | [33 empty] | DNP_ID: 6196. 11kV works for the retirement of Alexandria Zone substation - Stage 1 | St Peters 132_11kV Tx3 | Green Square 132_11kV Tx2 | 0 | 50 | 0 | 0 | 0 | 0 | 0 | 0 | 0 | 0 | 0 | 0 | 0 | 0 | 0 | 0 | 0 | 0 | 0 | 0 | 0 | 0 | 0 | 0 | 0 | 0 | 0 | 0 | 0 | 0 | 0 | 0
[35 empty] | DNP_ID: 6551. St. Peters Zone Development North |  | St Peters 132_11kV Tx1 | 0 | 0 | 0 | 0 | 0 | 0 | 0 | 0 | 0 | 0 | 0 | 0 | 0 | 0 | 0 | 0 | 0 | 0 | 0 | 0 | 0 | 0 | 0 | 0 | 0 | 0 | 0 | 0 | 0 | 0 | 0 | 0
[35 empty] | DNP_ID: 6551. St. Peters Zone Development North |  | St Peters 132_11kV Tx3 | 0 | 0 | 0 | 0 | 0 | 0 | 0 | 0 | 0 | 0 | 0 | 0 | 0 | 0 | 0 | 0 | 0 | 0 | 0 | 0 | 0 | 0 | 0 | 0 | 0 | 0 | 0 | 0 | 0 | 0 | 0 | 0
| 0 | [33 empty] | DNP_ID: 6551. St. Peters Zone Development North |  | St Peters 132_11kV Tx4 | 0 | 0 | 0 | 0 | 0 | 0 | 0 | 0 | 0 | 0 | 0 | 0 | 0 | 0 | 0 | 0 | 0 | 0 | 0 | 0 | 0 | 0 | 0 | 0 | 0 | 0 | 0 | 0 | 0 | 0 | 0 | 0
| Diversity Factor: 0 | [33 empty] | DNP_ID: 6674. Camperdown 11kV Conversion Stage 7a | Camperdown 33_5kV Tx5 | St Peters 132_11kV Tx4 | 0 | 0 | 0 | 0 | 0 | 0 | 0 | 70 | 0 | 0 | 0 | 0 | 0 | 0 | 0 | 0 | 0 | 0 | 0 | 0 | 0 | 0 | 0 | 0 | 0 | 0 | 0 | 0 | 0 | 0 | 0 | 0
[35 empty] | DNP_ID: 6930. Control Room Switching, Offload Zetland Pa34 to St Peters Pa26. | Zetland 132_11kV Tx4 | St Peters 132_11kV Tx1 | 0 | 0 | 0 | 0 | 146 | 0 | 0 | 0 | 0 | 0 | 0 | 0 | 0 | 0 | 0 | 0 | 0 | 0 | 0 | 0 | 0 | 0 | 0 | 0 | 0 | 0 | 0 | 0 | 0 | 0 | 0 | 0
[35 empty] | DNP_ID: 7023. Zetland North Zone Development 2011 | Zetland 132_11kV Tx3 | St Peters 132_11kV Tx1 | 0 | 0 | 0 | 0 | 0 | 0 | 0 | 64 | 0 | 0 | 0 | 0 | 0 | 0 | 0 | 0 | 0 | 0 | 0 | 0 | 0 | 0 | 0 | 0 | 0 | 0 | 0 | 0 | 0 | 0 | 0 | 0
| 0 | [33 empty] | HVCON_ID: 2008207. Establishment of Additonal Feeders to the Australian Technololoy Park Eveleigh, Redferm Waterloo Authority, Australian Technology Park Eveleigh + establishment S35485 Central Alexander No.1 & S35486 Central Alexander No.2 |  | St Peters 132_11kV Tx1 | 0 | 0 | 72 | 0 | 0 | 0 | 0 | 0 | 0 | 0 | 0 | 0 | 0 | 0 | 0 | 0 | 0 | 0 | 0 | 0 | 0 | 0 | 0 | 0 | 0 | 0 | 0 | 0 | 0 | 0 | 0 | 0
| Diversity Factor: 0 | [33 empty] | HVCON_ID: 2008207. Establishment of Additonal Feeders to the Australian Technololoy Park Eveleigh, Redferm Waterloo Authority, Australian Technology Park Eveleigh + establishment S35485 Central Alexander No.1 & S35486 Central Alexander No.2 |  | St Peters 132_11kV Tx2 | 0 | 0 | 27 | 0 | 0 | 0 | 0 | 0 | 0 | 0 | 0 | 0 | 0 | 0 | 0 | 0 | 0 | 0 | 0 | 0 | 0 | 0 | 0 | 0 | 0 | 0 | 0 | 0 | 0 | 0 | 0 | 0
[35 empty] | HVCON_ID: 2010008. Establishment of S.47663 SALISBURY MISSENDEN, 119-143 Missenden Rd, Camperdown |  | St Peters 132_11kV Tx2 | 0 | 0 | 0 | 0 | 0 | 0 | 0 | 55 | 0 | 0 | 0 | 0 | 0 | 0 | 0 | 0 | 0 | 0 | 0 | 0 | 0 | 0 | 0 | 0 | 0 | 0 | 0 | 0 | 0 | 0 | 0 | 0
[35 empty] | HVCON_ID: 2010008. Establishment of S.47663 SALISBURY MISSENDEN, 119-143 Missenden Rd, Camperdown | St Peters 132_11kV Tx4 | St Peters 132_11kV Tx2 | 0 | 0 | 0 | 0 | 0 | 0 | 50 | 0 | 0 | 0 | 0 | 0 | 0 | 0 | 0 | 0 | 0 | 0 | 0 | 0 | 0 | 0 | 0 | 0 | 0 | 0 | 0 | 0 | 0 | 0 | 0 | 0
| 0 | [33 empty] | HVCON_ID: 2010495. Establishment of 2x chambers 2 x 1500kva- S.48724 Johns Hopkins Lambie No 1 and S.48725 Johns Hopkins Lambie No 2, University of Sydney, Johns Hopkins Drive, Camperdown B : One chamber Substation 48724 John Hopkins Lambi |  | St Peters 132_11kV Tx4 | 0 | 0 | 0 | 0 | 0 | 0 | 0 | 55 | 0 | 0 | 0 | 0 | 0 | 0 | 0 | 0 | 0 | 0 | 0 | 0 | 0 | 0 | 0 | 0 | 0 | 0 | 0 | 0 | 0 | 0 | 0 | 0
| Diversity Factor: 0 | [33 empty] | HVCON_ID: 2010533. Refurbishment of S.2896 Geography Building, Sydney Uni, Camperdown Campus | Camperdown 33_5kV Tx1 | St Peters 132_11kV Tx4 | 0 | 0 | 0 | 0 | 0 | 22.0408 | 0 | 0 | 0 | 0 | 0 | 0 | 0 | 0 | 0 | 0 | 0 | 0 | 0 | 0 | 0 | 0 | 0 | 0 | 0 | 0 | 0 | 0 | 0 | 0 | 0 | 0
[35 empty] | HVCON_ID: 2010533. Refurbishment of S.2896 Geography Building, Sydney Uni, Camperdown Campus | Camperdown 33_5kV Tx2 | St Peters 132_11kV Tx4 | 0 | 0 | 0 | 0 | 0 | 17.9592 | 0 | 0 | 0 | 0 | 0 | 0 | 0 | 0 | 0 | 0 | 0 | 0 | 0 | 0 | 0 | 0 | 0 | 0 | 0 | 0 | 0 | 0 | 0 | 0 | 0 | 0
[35 empty] | HVCON_ID: 2010533. Refurbishment of S.2896 Geography Building, Sydney Uni, Camperdown Campus | Camperdown 33_5kV Tx4 | St Peters 132_11kV Tx4 | 0 | 0 | 0 | 0 | 0 | 0 | 0 | 0 | 0 | 0 | 0 | 0 | 0 | 0 | 0 | 0 | 0 | 0 | 0 | 0 | 0 | 0 | 0 | 0 | 0 | 0 | 0 | 0 | 0 | 0 | 0 | 0
| 0 | [33 empty] | HVCON_ID: 2012546. Establishment of 11kV feeders from Camperdown Zone for Frasers Stage 2, Abercrombie Street, Chippedale |  | St Peters 132_11kV Tx4 | 0 | 0 | 0 | 0 | 0 | 0 | 0 | 33 | 55 | 0 | 0 | 0 | 0 | 0 | 0 | 0 | 0 | 0 | 0 | 0 | 0 | 0 | 0 | 0 | 0 | 0 | 0 | 0 | 0 | 0 | 0 | 0
| Diversity Factor: 0 | [33 empty] | HVCON_ID: 2012546. Establishment of 11kV feeders from Camperdown Zone for Frasers Stage 2, Abercrombie Street, Chippedale | St Peters 132_11kV Tx4 | Camperdown 33_11kV Tx3 | 0 | 0 | 0 | 0 | 0 | 0 | 0 | 30 | 0 | 0 | 0 | 0 | 0 | 0 | 0 | 0 | 0 | 0 | 0 | 0 | 0 | 0 | 0 | 0 | 0 | 0 | 0 | 0 | 0 | 0 | 0 | 0
[35 empty] | HVCON_ID: 2012546. Establishment of 11kV feeders from Camperdown Zone for Frasers Stage 2, Abercrombie Street, Chippedale | St Peters 132_11kV Tx4 | Camperdown 33_11kV Tx5 | 0 | 0 | 0 | 0 | 0 | 0 | 0 | 30 | 0 | 0 | 0 | 0 | 0 | 0 | 0 | 0 | 0 | 0 | 0 | 0 | 0 | 0 | 0 | 0 | 0 | 0 | 0 | 0 | 0 | 0 | 0 | 0
[35 empty] | HVCON_ID: 2013342. Property 154 Euston Rd Alexandria (warehouse) placed up for sale, Load decreace on S.5418 Euston Rd 154 and S.7571 Euston Rd 154 Alex No.2 |  | St Peters 132_11kV Tx1 | 0 | 0 | 0 | 0 | 0 | -48.6 | 0 | 0 | 0 | 0 | 0 | 0 | 0 | 0 | 0 | 0 | 0 | 0 | 0 | 0 | 0 | 0 | 0 | 0 | 0 | 0 | 0 | 0 | 0 | 0 | 0 | 0
| 0 | [33 empty] | Econometric |  | St Peters 132_11kV Tx1 | 0 | 0 | 0 | 0 | 0 | 0 | 0 | 0 | 0 | 6.1789 | 11.9095 | 16.9119 | 17.2705 | 17.9895 | 17.8443 | 17.6889 | 17.9308 | 18.1759 | 18.4242 | 18.6758 | 18.9306 | 19.1888 | 19.4505 | 19.7155 | 19.984 | 20.2561 | 20.5317 | 20.8109 | 21.0939 | 21.3805 | 21.6708 | 21.965
| Diversity Factor: 0 | [33 empty] | Econometric |  | St Peters 132_11kV Tx2 | 0 | 0 | 0 | 0 | 0 | 0 | 0 | 0 | 0 | 4.1993 | 8.094 | 11.4938 | 11.7374 | 12.2261 | 12.1274 | 12.0218 | 12.1862 | 12.3528 | 12.5215 | 12.6925 | 12.8657 | 13.0412 | 13.219 | 13.3991 | 13.5816 | 13.7665 | 13.9539 | 14.1436 | 14.3359 | 14.5307 | 14.728 | 14.928
[35 empty] | Econometric |  | St Peters 132_11kV Tx3 | 0 | 0 | 0 | 0 | 0 | 0 | 0 | 0 | 0 | 7.5124 | 14.4798 | 20.5618 | 20.9977 | 21.8719 | 21.6954 | 21.5065 | 21.8006 | 22.0986 | 22.4005 | 22.7063 | 23.0162 | 23.3301 | 23.6482 | 23.9705 | 24.2969 | 24.6277 | 24.9628 | 25.3023 | 25.6463 | 25.9947 | 26.3478 | 26.7054
[35 empty] | Econometric |  | St Peters 132_11kV Tx4 | 0 | 0 | 0 | 0 | 0 | 0 | 0 | 0 | 0 | 10.4362 | 20.1153 | 28.5644 | 29.17 | 30.3844 | 30.1392 | 29.8768 | 30.2853 | 30.6992 | 31.1186 | 31.5435 | 31.974 | 32.4101 | 32.852 | 33.2996 | 33.7532 | 34.2127 | 34.6782 | 35.1499 | 35.6277 | 36.1118 | 36.6022 | 37.0991
| 0 | [33 empty] | Energy Efficiency |  | St Peters 132_11kV Tx1 | 0 | 0 | 0 | 0 | 0 | 0 | 0 | -4.7682 | -2.0464 | -6.891 | -10.2421 | -15.653 | -15.7917 | -8.4823 | -4.3263 | -5.6709 | -5.6432 | -8.4486 | -5.5018 | -5.8615 | -3.6837 | -2.6755 | -3.299 | -4.2043 | -4.2043 | -4.2043 | -4.2043 | -4.2043 | -4.2043 | -4.2043 | -4.2043 | -4.2043
| Diversity Factor: 0 | [33 empty] | Energy Efficiency |  | St Peters 132_11kV Tx2 | 0 | 0 | 0 | 0 | 0 | 0 | 0 | -3.2406 | -1.3908 | -4.6833 | -6.9608 | -10.6382 | -10.7324 | -5.7647 | -2.9403 | -3.8541 | -3.8352 | -5.7419 | -3.7391 | -3.9836 | -2.5035 | -1.8184 | -2.2421 | -2.8574 | -2.8574 | -2.8574 | -2.8574 | -2.8574 | -2.8574 | -2.8574 | -2.8574 | -2.8574
[35 empty] | Energy Efficiency |  | St Peters 132_11kV Tx3 | 0 | 0 | 0 | 0 | 0 | 0 | 0 | -5.7973 | -2.488 | -8.3782 | -12.4525 | -19.0312 | -19.1999 | -10.3129 | -5.26 | -6.8948 | -6.8611 | -10.2719 | -6.6892 | -7.1266 | -4.4787 | -3.253 | -4.011 | -5.1117 | -5.1117 | -5.1117 | -5.1117 | -5.1117 | -5.1117 | -5.1117 | -5.1117 | -5.1117
[35 empty] | Energy Efficiency |  | St Peters 132_11kV Tx4 | 0 | 0 | 0 | 0 | 0 | 0 | 0 | -8.0535 | -3.4564 | -11.639 | -17.299 | -26.438 | -26.6724 | -14.3266 | -7.3072 | -9.5783 | -9.5314 | -14.2697 | -9.2926 | -9.9002 | -6.2218 | -4.519 | -5.5721 | -7.1011 | -7.1011 | -7.1011 | -7.1011 | -7.1011 | -7.1011 | -7.1011 | -7.1011 | -7.1011
[35 empty] | Solar PV |  | St Peters 132_11kV Tx1 | 0 | 0 | 0 | -1.4153 | -2.5452 | -1.13 | -2.22 | -1.6505 | -1.8513 | -2.0908 | -2.2942 | -2.4553 | -2.5867 | -2.7082 | -2.6189 | -2.6605 | -2.0357 | -2.4383 | -2.4383 | -2.4383 | -2.4383 | -2.4383 | -2.4383 | -2.4383 | -2.4383 | -2.4383 | -2.4383 | -2.4383 | -2.4383 | -2.4383 | -2.4383 | -2.4383
| Weather Correction and Public Holiday Factors | [8 empty] | Forecast ROG | [24 empty] | Solar PV |  | St Peters 132_11kV Tx2 | 0 | 0 | 0 | -0.96187 | -1.7298 | -0.76797 | -1.5088 | -1.1217 | -1.2582 | -1.421 | -1.5592 | -1.6687 | -1.758 | -1.8406 | -1.7799 | -1.8081 | -1.3835 | -1.6572 | -1.6572 | -1.6572 | -1.6572 | -1.6572 | -1.6572 | -1.6572 | -1.6572 | -1.6572 | -1.6572 | -1.6572 | -1.6572 | -1.6572 | -1.6572 | -1.6572
[10 empty] | ROG Justification | [24 empty] | Solar PV |  | St Peters 132_11kV Tx3 | 0 | 0 | 0 | -1.7207 | -3.0945 | -1.3739 | -2.6992 | -2.0067 | -2.2508 | -2.5421 | -2.7893 | -2.9852 | -3.1449 | -3.2927 | -3.1841 | -3.2347 | -2.475 | -2.9646 | -2.9646 | -2.9646 | -2.9646 | -2.9646 | -2.9646 | -2.9646 | -2.9646 | -2.9646 | -2.9646 | -2.9646 | -2.9646 | -2.9646 | -2.9646 | -2.9646
| Actual loads for season 13/14 have been weather corrected by the following: | [6 empty] | 2.296% |  | 7 year ROG ok | [24 empty] | Solar PV |  | St Peters 132_11kV Tx4 | 0 | 0 | 0 | -2.3905 | -4.2988 | -1.9086 | -3.7497 | -2.7877 | -3.1268 | -3.5314 | -3.8749 | -4.1471 | -4.3689 | -4.5742 | -4.4233 | -4.4936 | -3.4383 | -4.1184 | -4.1184 | -4.1184 | -4.1184 | -4.1184 | -4.1184 | -4.1184 | -4.1184 | -4.1184 | -4.1184 | -4.1184 | -4.1184 | -4.1184 | -4.1184 | -4.1184 | 7 year ROG ok
1 | 2 | 3 | 4 | 5 | 6 | 7 | 8 | 9 | 10 | 14/15 | 15/16 | 16/17 | 17/18 | 18/19 | 19/20 | 20/21 | 21/22 | 22/23 | 23/24 | 24/25 | 25/26 | 26/27 | 27/28 | 28/29 | 29/30 | 30/31 | 31/32 | 32/33 | 33/34 | 34/35 | 35/36 | 36/37 | 37/38 | 38/39
0.98342 | 0.96711 | 0.95643 | 0.95115 | 0.95115 | 0.95115 | 0.95115 | 0.95115 | 0.95115 | 0.95115 | -1.658% | -1.658% | -1.105% | -0.552% | 0% | 0% | 0% | 0% | 0% | 0% | 0% | 0% | 0% | 0% | 0% | 0% | 0% | 0% | 0% | 0% | 0% | 0% | 0% | 0% | 0%
Substation Load Detail
[7 empty] | Units | 13/14 |  | 14/15 | 15/16 | 16/17 | 17/18 | 18/19 | 19/20 | 20/21 | 21/22 | 22/23 | 23/24 | 24/25 | 25/26 | 26/27 | 27/28 | 28/29 | 29/30 | 30/31 | 31/32 | 32/33 | 33/34 | 34/35 | 35/36 | 36/37 | 37/38 | 38/39
1 | St Peters 132_11kV | Compensated |  | Load (LV side) |  |  | Amps | 3267 | 3380 | 3504.438 | 3458.909 | 3384.849 | 3341.279 | 3312.79 | 3307.711 | 3338.881 | 3388.847 | 3431.746 | 3478.746 | 3512.162 | 3560.226 | 3607.793 | 3666.514 | 3731.04 | 3793.907 | 3853.838 | 3915.001 | 3977.411 | 4041.085 | 4106.039 | 4172.29 | 4239.855 | 4308.75 | 4378.995
|  |  |  | Apparent Power |  |  | MVA | 62.2447 |  | 66.7685 | 65.9011 | 64.49 | 63.6599 | 63.1171 | 63.0204 | 63.6142 | 64.5662 | 65.3835 | 66.279 | 66.9157 | 67.8314 | 68.7377 | 69.8565 | 71.0859 | 72.2836 | 73.4255 | 74.5908 | 75.7799 | 76.993 | 78.2305 | 79.4928 | 80.7801 | 82.0927 | 83.4311
|  |  |  | Real Power |  |  | MW | 58.6941 | 60.7242 | 62.8618 | 62.0451 | 60.7166 | 59.935 | 59.424 | 59.3329 | 59.892 | 60.7883 | 61.5578 | 62.4009 | 63.0003 | 63.8625 | 64.7157 | 65.769 | 66.9265 | 68.0542 | 69.1292 | 70.2263 | 71.3458 | 72.488 | 73.6531 | 74.8415 | 76.0535 | 77.2893 | 78.5494
|  |  |  | Reactive Power |  |  | MVAr | 20.7223 |  | 22.5041 | 22.2117 | 21.7361 | 21.4563 | 21.2734 | 21.2408 | 21.4409 | 21.7618 | 22.0373 | 22.3391 | 22.5537 | 22.8623 | 23.1678 | 23.5449 | 23.9592 | 24.3629 | 24.7478 | 25.1406 | 25.5413 | 25.9502 | 26.3673 | 26.7928 | 27.2266 | 27.669 | 28.1201
|  |  |  | Capacitors In Service |  |  | MVAr | 0 |  | 0 | 0 | 0 | 0 | 0 | 0 | 0 | 0 | 0 | 0 | 0 | 0 | 0 | 0 | 0 | 0 | 0 | 0 | 0 | 0 | 0 | 0 | 0 | 0 | 0
|  |  |  | PF |  |  |  | 0.94296 |  | 0.94149 | 0.94149 | 0.94149 | 0.94149 | 0.94149 | 0.94149 | 0.94149 | 0.94149 | 0.94149 | 0.94149 | 0.94149 | 0.94149 | 0.94149 | 0.94149 | 0.94149 | 0.94149 | 0.94149 | 0.94149 | 0.94149 | 0.94149 | 0.94149 | 0.94149 | 0.94149 | 0.94149 | 0.94149
0.94322 | Diversity Factor: 0.94 | Uncompensated |  | Reactive Power |  |  | MVAr | 20.7223 | 21.439 | 22.5041 | 22.2117 | 21.7361 | 21.4563 | 21.2734 | 21.2408 | 21.4409 | 21.7618 | 22.0373 | 22.3391 | 22.5537 | 22.8623 | 23.1678 | 23.5449 | 23.9592 | 24.3629 | 24.7478 | 25.1406 | 25.5413 | 25.9502 | 26.3673 | 26.7928 | 27.2266 | 27.669 | 28.1201
|  |  |  | PF |  |  |  | 0.94296 |  | 0.94149 | 0.94149 | 0.94149 | 0.94149 | 0.94149 | 0.94149 | 0.94149 | 0.94149 | 0.94149 | 0.94149 | 0.94149 | 0.94149 | 0.94149 | 0.94149 | 0.94149 | 0.94149 | 0.94149 | 0.94149 | 0.94149 | 0.94149 | 0.94149 | 0.94149 | 0.94149 | 0.94149 | 0.94149
[10 empty] | 1 | 2 | 3 | 4 | 5 | 6 | 7 | 8 | 9 | 10 | 11 | 12 | 13 | 14 | 15 | 16 | 17 | 18 | 19 | 20 | 21 | 22 | 23 | 24 | 25
Transformer Load Detail
[7 empty] | Units | 13/14 |  | 14/15 | 15/16 | 16/17 | 17/18 | 18/19 | 19/20 | 20/21 | 21/22 | 22/23 | 23/24 | 24/25 | 25/26 | 26/27 | 27/28 | 28/29 | 29/30 | 30/31 | 31/32 | 32/33 | 33/34 | 34/35 | 35/36 | 36/37 | 37/38 | 38/39
| 0 | Compensated |  | Load (LV side) |  |  | Amps
|  |  |  | Apparent Power |  |  | MVA
|  |  |  | Real Power |  |  | MW
|  |  |  | Reactive Power |  |  | MVAr
|  |  |  | Capacitors In Service |  |  | MVAr
PF
| Zone Div: | Uncompensated |  | Reactive Power |  |  | MVAr
PF
| 0 | Compensated |  | Load (LV side) |  |  | Amps
|  |  |  | Apparent Power |  |  | MVA
|  |  |  | Real Power |  |  | MW
|  |  |  | Reactive Power |  |  | MVAr
|  |  |  | Capacitors In Service |  |  | MVAr
PF
| Zone Div: | Uncompensated |  | Reactive Power |  |  | MVAr
PF
| 0 | Compensated |  | Load (LV side) |  |  | Amps
|  |  |  | Apparent Power |  |  | MVA
|  |  |  | Real Power |  |  | MW
|  |  |  | Reactive Power |  |  | MVAr
|  |  |  | Capacitors In Service |  |  | MVAr
PF
| Zone Div: | Uncompensated |  | Reactive Power |  |  | MVAr
PF
| 0 | Compensated |  | Load (LV side) |  |  | Amps
|  |  |  | Apparent Power |  |  | MVA
|  |  |  | Real Power |  |  | MW
|  |  |  | Reactive Power |  |  | MVAr
|  |  |  | Capacitors In Service |  |  | MVAr
PF
| Zone Div: | Uncompensated |  | Reactive Power |  |  | MVAr
PF
| 0 | Compensated |  | Load (LV side) |  |  | Amps
|  |  |  | Apparent Power |  |  | MVA
|  |  |  | Real Power |  |  | MW
|  |  |  | Reactive Power |  |  | MVAr
|  |  |  | Capacitors In Service |  |  | MVAr
PF
| Zone Div: | Uncompensated |  | Reactive Power |  |  | MVAr
PF
| 0 | Compensated |  | Load (LV side) |  |  | Amps
|  |  |  | Apparent Power |  |  | MVA
|  |  |  | Real Power |  |  | MW
|  |  |  | Reactive Power |  |  | MVAr
|  |  |  | Capacitors In Service |  |  | MVAr
PF
| Zone Div: | Uncompensated |  | Reactive Power |  |  | MVAr
PF
| 0 | Compensated |  | Load (LV side) |  |  | Amps
|  |  |  | Apparent Power |  |  | MVA
|  |  |  | Real Power |  |  | MW
|  |  |  | Reactive Power |  |  | MVAr
|  |  |  | Capacitors In Service |  |  | MVAr
PF
| Zone Div: | Uncompensated |  | Reactive Power |  |  | MVAr
PF
| 0 | Compensated |  | Load (LV side) |  |  | Amps
|  |  |  | Apparent Power |  |  | MVA
|  |  |  | Real Power |  |  | MW
|  |  |  | Reactive Power |  |  | MVAr
|  |  |  | Capacitors In Service |  |  | MVAr
PF
| Zone Div: | Uncompensated |  | Reactive Power |  |  | MVAr
PF
| 0 | Compensated |  | Load (LV side) |  |  | Amps
|  |  |  | Apparent Power |  |  | MVA
|  |  |  | Real Power |  |  | MW
|  |  |  | Reactive Power |  |  | MVAr
|  |  |  | Capacitors In Service |  |  | MVAr
PF
| Zone Div: | Uncompensated |  | Reactive Power |  |  | MVAr
PF
| 0 | Compensated |  | Load (LV side) |  |  | Amps
|  |  |  | Apparent Power |  |  | MVA
|  |  |  | Real Power |  |  | MW
|  |  |  | Reactive Power |  |  | MVAr
|  |  |  | Capacitors In Service |  |  | MVAr
PF
| Zone Div: | Uncompensated |  | Reactive Power |  |  | MVAr
PF

## Surry Hills 33_11kV
| Surry Hills 33_11kV | [16 empty] | 2015 | SUMMER
| Substation Total Loads | [33 empty] | Spots & Transfers Detail
| Historical Loads | (11kV Amps) | [7 empty] | Weather Corrected Forecast Loads |  |  |  | (11kV Amps) | [20 empty] | Spots & Transfers Summary | (11kV Amps) |  | Historical Spots & Transfers | [6 empty] | Forecast Spots & Transfers
|  | 07/08 | 08/09 | 09/10 | 10/11 | 11/12 | 12/13 | 13/14 |  | 14/15 | 15/16 | 16/17 | 17/18 | 18/19 | 19/20 | 20/21 | 21/22 | 22/23 | 23/24 | 24/25 | 25/26 | 26/27 | 27/28 | 28/29 | 29/30 | 30/31 | 31/32 | 32/33 | 33/34 | 34/35 | 35/36 | 36/37 | 37/38 | 38/39 |  |  |  | 07/08 | 08/09 | 09/10 | 10/11 | 11/12 | 12/13 | 13/14 | 14/15 | 15/16 | 16/17 | 17/18 | 18/19 | 19/20 | 20/21 | 21/22 | 22/23 | 23/24 | 24/25 | 25/26 | 26/27 | 27/28 | 28/29 | 29/30 | 30/31 | 31/32 | 32/33 | 33/34 | 34/35 | 35/36 | 36/37 | 37/38 | 38/39
| Total | 2901 | 2877 | 3012 | 3184 | 3027 | 2289 | 2204 |  | 2498.017 | 2603.565 | 2567.229 | 2549.885 | 2542.662 | 2547.6 | 2571.854 | 2604.66 | 2633.522 | 2663.813 | 2688.193 | 2720.042 | 2751.766 | 2788.999 | 2829.189 | 2868.645 | 2906.814 | 2945.697 | 2985.305 | 3025.645 | 3066.729 | 3108.566 | 3151.166 | 3194.54 | 3238.696 |  |  | Total | 0 | 0 | 0 | 54.0736 | -2.5435 | -630.4698 | 69.1132 | 146.1882 | 136.715 | -14.6806 | -6.667 | -7.223 | 4.938 | 24.2539 | 32.8059 | 28.862 | 30.2912 | 24.3794 | 31.8495 | 31.7241 | 37.233 | 40.1902 | 39.4554 | 38.169 | 38.8834 | 39.6073 | 40.3408 | 41.084 | 41.837 | 42.6 | 43.3731 | 44.1565
| Firm Rating | 0 | 0 | 0 | 0 | 0 | 0 | 4081 |  | 4081 | 4081 | 4081 | 4081 | 4081 | 4081 | 4081 | 4081 | 4081 | 4081 | 4081 | 4081 | 4081 | 4081 | 4081 | 4081 | 4081 | 4081 | 4081 | 4081 | 4081 | 4081 | 4081 | 4081 | 4081
| Total Capacity | 0 | 0 | 0 | 0 | 0 | 0 | 6632 |  | 6632 | 6632 | 6632 | 6632 | 6632 | 6632 | 6632 | 6632 | 6632 | 6632 | 6632 | 6632 | 6632 | 6632 | 6632 | 6632 | 6632 | 6632 | 6632 | 6632 | 6632 | 6632 | 6632 | 6632 | 6632 |  |  | Surry Hills 33_11kV Tx1 | 0 | 0 | 0 | 0 | 0 | 0 | 0 | 0 | 99 | 0 | 0 | 0 | 0 | 0 | 0 | 0 | 0 | 0 | 0 | 0 | 0 | 0 | 0 | 0 | 0 | 0 | 0 | 0 | 0 | 0 | 0 | 0
|  | -7 | -6 | -5 | -4 | -3 | -2 | -1 |  | 0 | 1 | 2 | 3 | 4 | 5 | 6 | 7 | 8 | 9 | 10 | 11 | 12 | 13 | 14 | 15 | 16 | 17 | 18 | 19 | 20 | 21 | 22 | 23 | 24 |  |  | Surry Hills 33_11kV Tx2 | 0 | 0 | 0 | -0.24135 | -0.66265 | -660.1224 | 71.2479 | 105.2503 | -5.2196 | -3.8247 | -1.7369 | -1.8818 | 1.2865 | 6.3188 | 8.5468 | 7.5193 | 7.8917 | 6.3515 | 8.2976 | 8.265 | 9.7002 | 10.4706 | 10.2792 | 9.944 | 10.1302 | 10.3187 | 10.5098 | 10.7035 | 10.8996 | 11.0984 | 11.2998 | 11.5039
| Transformer Loads | [35 empty] | Surry Hills 33_11kV Tx3 | 0 | 0 | 0 | -0.32952 | -0.90472 | -0.16709 | -1.0268 | 27.1979 | 23.1235 | -5.2219 | -2.3715 | -2.5692 | 1.7565 | 8.6272 | 11.6691 | 10.2663 | 10.7746 | 8.6718 | 11.3289 | 11.2843 | 13.2438 | 14.2957 | 14.0344 | 13.5768 | 13.8309 | 14.0884 | 14.3493 | 14.6136 | 14.8815 | 15.1529 | 15.4279 | 15.7065
| Historical Loads | (11kV Amps) | [7 empty] | Weather Corrected Forecast Loads |  |  |  | (11kV Amps) | [22 empty] | Surry Hills 33_11kV Tx4 | 0 | 0 | 0 | 54.6445 | -0.97612 | 29.8197 | -1.1079 | 13.74 | 19.8111 | -5.634 | -2.5586 | -2.772 | 1.8951 | 9.308 | 12.59 | 11.0764 | 11.6249 | 9.3561 | 12.223 | 12.1748 | 14.289 | 15.4239 | 15.1419 | 14.6482 | 14.9224 | 15.2002 | 15.4817 | 15.7669 | 16.0559 | 16.3487 | 16.6454 | 16.946
|  | 07/08 | 08/09 | 09/10 | 10/11 | 11/12 | 12/13 | 13/14 |  | 14/15 | 15/16 | 16/17 | 17/18 | 18/19 | 19/20 | 20/21 | 21/22 | 22/23 | 23/24 | 24/25 | 25/26 | 26/27 | 27/28 | 28/29 | 29/30 | 30/31 | 31/32 | 32/33 | 33/34 | 34/35 | 35/36 | 36/37 | 37/38 | 38/39 |  |  |  | 0 | 0 | 0 | 0 | 0 | 0 | 0 | 0 | 0 | 0 | 0 | 0 | 0 | 0 | 0 | 0 | 0 | 0 | 0 | 0 | 0 | 0 | 0 | 0 | 0 | 0 | 0 | 0 | 0 | 0 | 0 | 0
| 0 | [36 empty] | 0 | 0 | 0 | 0 | 0 | 0 | 0 | 0 | 0 | 0 | 0 | 0 | 0 | 0 | 0 | 0 | 0 | 0 | 0 | 0 | 0 | 0 | 0 | 0 | 0 | 0 | 0 | 0 | 0 | 0 | 0 | 0
| Diversity Factor: 0 | [36 empty] | 0 | 0 | 0 | 0 | 0 | 0 | 0 | 0 | 0 | 0 | 0 | 0 | 0 | 0 | 0 | 0 | 0 | 0 | 0 | 0 | 0 | 0 | 0 | 0 | 0 | 0 | 0 | 0 | 0 | 0 | 0 | 0
[38 empty] | 0 | 0 | 0 | 0 | 0 | 0 | 0 | 0 | 0 | 0 | 0 | 0 | 0 | 0 | 0 | 0 | 0 | 0 | 0 | 0 | 0 | 0 | 0 | 0 | 0 | 0 | 0 | 0 | 0 | 0 | 0 | 0
[38 empty] | 0 | 0 | 0 | 0 | 0 | 0 | 0 | 0 | 0 | 0 | 0 | 0 | 0 | 0 | 0 | 0 | 0 | 0 | 0 | 0 | 0 | 0 | 0 | 0 | 0 | 0 | 0 | 0 | 0 | 0 | 0 | 0
| 0 | [36 empty] | 0 | 0 | 0 | 0 | 0 | 0 | 0 | 0 | 0 | 0 | 0 | 0 | 0 | 0 | 0 | 0 | 0 | 0 | 0 | 0 | 0 | 0 | 0 | 0 | 0 | 0 | 0 | 0 | 0 | 0 | 0 | 0
Diversity Factor: 0
[38 empty] | Historical Spots & Transfers | [6 empty] | Forecast Spots & Transfers
[35 empty] | Project Name | From | To | 07/08 | 08/09 | 09/10 | 10/11 | 11/12 | 12/13 | 13/14 | 14/15 | 15/16 | 16/17 | 17/18 | 18/19 | 19/20 | 20/21 | 21/22 | 22/23 | 23/24 | 24/25 | 25/26 | 26/27 | 27/28 | 28/29 | 29/30 | 30/31 | 31/32 | 32/33 | 33/34 | 34/35 | 35/36 | 36/37 | 37/38 | 38/39
| 0 | [33 empty] | Broad based demand management |  | Surry Hills 33_11kV Tx1 | 0 | 0 | 0 | 0 | 0 | 0 | 0 | 0 | 0 | 0 | 0 | 0 | 0 | 0 | 0 | 0 | 0 | 0 | 0 | 0 | 0 | 0 | 0 | 0 | 0 | 0 | 0 | 0 | 0 | 0 | 0 | 0
| Diversity Factor: 0 | [33 empty] | Broad based demand management |  | Surry Hills 33_11kV Tx2 | 0 | 0 | 0 | 0 | 0 | 0 | 0 | -1.1388 | -3.5698 | -3.2925 | -2.9114 | -2.9258 | 0 | 0 | 0 | 0 | 0 | 0 | 0 | 0 | 0 | 0 | 0 | 0 | 0 | 0 | 0 | 0 | 0 | 0 | 0 | 0
[35 empty] | Broad based demand management |  | Surry Hills 33_11kV Tx3 | 0 | 0 | 0 | 0 | 0 | 0 | 0 | -1.5548 | -4.8739 | -4.4953 | -3.975 | -3.9947 | 0 | 0 | 0 | 0 | 0 | 0 | 0 | 0 | 0 | 0 | 0 | 0 | 0 | 0 | 0 | 0 | 0 | 0 | 0 | 0
[35 empty] | Broad based demand management |  | Surry Hills 33_11kV Tx4 | 0 | 0 | 0 | 0 | 0 | 0 | 0 | -1.6775 | -5.2586 | -4.85 | -4.2887 | -4.3099 | 0 | 0 | 0 | 0 | 0 | 0 | 0 | 0 | 0 | 0 | 0 | 0 | 0 | 0 | 0 | 0 | 0 | 0 | 0 | 0
| 0 | [33 empty] | DNP_ID: 6309. Relief of 11kV feeders supplying the Broadway Precinct | Zetland 132_11kV Tx3 | Surry Hills 33_11kV Tx4 | 0 | 0 | 0 | 55 | 0 | 0 | 0 | 0 | 0 | 0 | 0 | 0 | 0 | 0 | 0 | 0 | 0 | 0 | 0 | 0 | 0 | 0 | 0 | 0 | 0 | 0 | 0 | 0 | 0 | 0 | 0 | 0
| Diversity Factor: 0 | [33 empty] | DNP_ID: 6363. Connection of new 11kV feeders to Sydney Uni (Darlington Campus) | Camperdown 33_5kV Tx5 | Surry Hills 33_11kV Tx4 | 0 | 0 | 0 | 0 | 0 | 30 | 0 | 0 | 0 | 0 | 0 | 0 | 0 | 0 | 0 | 0 | 0 | 0 | 0 | 0 | 0 | 0 | 0 | 0 | 0 | 0 | 0 | 0 | 0 | 0 | 0 | 0
[35 empty] | DNP_ID: 6394. Augmentation of Panel 43 and 41L feeders at Zetland zone | Zetland 132_11kV Tx4 | Surry Hills 33_11kV Tx2 | 0 | 0 | 0 | 0 | 0 | 0 | 0 | 120 | 0 | 0 | 0 | 0 | 0 | 0 | 0 | 0 | 0 | 0 | 0 | 0 | 0 | 0 | 0 | 0 | 0 | 0 | 0 | 0 | 0 | 0 | 0 | 0
[35 empty] | DNP_ID: 6865. Surry Hills to Campbell Street Load Transfer | Surry Hills 33_11kV Tx2 | Campbell St 132_11kV Tx1 | 0 | 0 | 0 | 0 | 0 | 280 | 0 | 0 | 0 | 0 | 0 | 0 | 0 | 0 | 0 | 0 | 0 | 0 | 0 | 0 | 0 | 0 | 0 | 0 | 0 | 0 | 0 | 0 | 0 | 0 | 0 | 0
| 0 | [33 empty] | DNP_ID: 6865. Surry Hills to Campbell Street Load Transfer | Surry Hills 33_11kV Tx2 | Campbell St 132_11kV Tx2 | 0 | 0 | 0 | 0 | 0 | 380 | 0 | 0 | 0 | 0 | 0 | 0 | 0 | 0 | 0 | 0 | 0 | 0 | 0 | 0 | 0 | 0 | 0 | 0 | 0 | 0 | 0 | 0 | 0 | 0 | 0 | 0
| Diversity Factor: 0 | [33 empty] | HVCON_ID: 2010287. Establishment of 2 x Kiosks; S.48269 Broadway Kensington No 1 and S.48270 Broadway Kensington No 2, 26-98 Broadway, Chippendale (Old CUB Site) Commissioned as S.48269 Central Park Ave No. 01 and S.48270 Central Park Ave |  | Surry Hills 33_11kV Tx2 | 0 | 0 | 0 | 0 | 0 | 0 | 72 | 44 | 0 | 0 | 0 | 0 | 0 | 0 | 0 | 0 | 0 | 0 | 0 | 0 | 0 | 0 | 0 | 0 | 0 | 0 | 0 | 0 | 0 | 0 | 0 | 0
[35 empty] | HVCON_ID: 2011224. Establishment of surface chamber S.49703 Kent Central Park, Block 5 Frasers Broadway, for residential development |  | Surry Hills 33_11kV Tx2 | 0 | 0 | 0 | 0 | 0 | 0 | 0 | 22 | 0 | 0 | 0 | 0 | 0 | 0 | 0 | 0 | 0 | 0 | 0 | 0 | 0 | 0 | 0 | 0 | 0 | 0 | 0 | 0 | 0 | 0 | 0 | 0
[35 empty] | HVCON_ID: 2012336. Decomission and recover S.61065 and S.60166 (HVCon2011_591) and establish S.49834 Central Park Thermal Plant |  | Surry Hills 33_11kV Tx2 | 0 | 0 | 0 | 0 | 0 | 0 | 0 | 38.5 | 0 | 0 | 0 | 0 | 0 | 0 | 0 | 0 | 0 | 0 | 0 | 0 | 0 | 0 | 0 | 0 | 0 | 0 | 0 | 0 | 0 | 0 | 0 | 0
| 0 | [33 empty] | HVCON_ID: 2012373. Establishment of S.62778 Kensington Outram and Decommission S.35986 Kensington Broadway, Cnr of Kensington, Kent and Outram Sts, Chippendale |  | Surry Hills 33_11kV Tx3 | 0 | 0 | 0 | 0 | 0 | 0 | 0 | 33 | 0 | 0 | 0 | 0 | 0 | 0 | 0 | 0 | 0 | 0 | 0 | 0 | 0 | 0 | 0 | 0 | 0 | 0 | 0 | 0 | 0 | 0 | 0 | 0
| Diversity Factor: 0 | [33 empty] | HVCON_ID: 2012546. Establishment of 11kV feeders from Camperdown Zone for Frasers Stage 2, Abercrombie Street, Chippedale |  | Surry Hills 33_11kV Tx1 | 0 | 0 | 0 | 0 | 0 | 0 | 0 | 0 | 99 | 0 | 0 | 0 | 0 | 0 | 0 | 0 | 0 | 0 | 0 | 0 | 0 | 0 | 0 | 0 | 0 | 0 | 0 | 0 | 0 | 0 | 0 | 0
[35 empty] | HVCON_ID: 2012546. Establishment of 11kV feeders from Camperdown Zone for Frasers Stage 2, Abercrombie Street, Chippedale | Surry Hills 33_11kV Tx2 | Camperdown 33_11kV Tx3 | 0 | 0 | 0 | 0 | 0 | 0 | 0 | 57.5 | 0 | 0 | 0 | 0 | 0 | 0 | 0 | 0 | 0 | 0 | 0 | 0 | 0 | 0 | 0 | 0 | 0 | 0 | 0 | 0 | 0 | 0 | 0 | 0
[35 empty] | HVCON_ID: 2012546. Establishment of 11kV feeders from Camperdown Zone for Frasers Stage 2, Abercrombie Street, Chippedale | Surry Hills 33_11kV Tx2 | Camperdown 33_11kV Tx5 | 0 | 0 | 0 | 0 | 0 | 0 | 0 | 57.5 | 0 | 0 | 0 | 0 | 0 | 0 | 0 | 0 | 0 | 0 | 0 | 0 | 0 | 0 | 0 | 0 | 0 | 0 | 0 | 0 | 0 | 0 | 0 | 0
| 0 | [33 empty] | HVCON_ID: 2013005. Establishment of S.63321 Irving Central, Frasers Development Block 4S, Block 8 and Brewery, Irving Street, Chippendale |  | Surry Hills 33_11kV Tx4 | 0 | 0 | 0 | 0 | 0 | 0 | 0 | 0 | 27.5 | 0 | 0 | 0 | 0 | 0 | 0 | 0 | 0 | 0 | 0 | 0 | 0 | 0 | 0 | 0 | 0 | 0 | 0 | 0 | 0 | 0 | 0 | 0
| Diversity Factor: 0 | [33 empty] | HVCON_ID: 2013252. Establishment of 2 x Kiosks: S.64006 South Dowling O'dea No 3 and S.64007 South Dowling O'dea No 4, 56-60 O'dea Ave, Waterloo |  | Surry Hills 33_11kV Tx3 | 0 | 0 | 0 | 0 | 0 | 0 | 0 | 0 | 30.25 | 0 | 0 | 0 | 0 | 0 | 0 | 0 | 0 | 0 | 0 | 0 | 0 | 0 | 0 | 0 | 0 | 0 | 0 | 0 | 0 | 0 | 0 | 0
[35 empty] | HVCON_ID: 2013359. Transfer S.6995 John Woolley Building to Surry Hills ZS as part of Camperdown 5/11kV conversion | Camperdown 33_5kV Tx5 | Surry Hills 33_11kV Tx4 | 0 | 0 | 0 | 0 | 0 | 0 | 0 | 20 | 0 | 0 | 0 | 0 | 0 | 0 | 0 | 0 | 0 | 0 | 0 | 0 | 0 | 0 | 0 | 0 | 0 | 0 | 0 | 0 | 0 | 0 | 0 | 0
[35 empty] | Econometric |  | Surry Hills 33_11kV Tx1 | 0 | 0 | 0 | 0 | 0 | 0 | 0 | 0 | 0 | 0 | 0 | 0 | 0 | 0 | 0 | 0 | 0 | 0 | 0 | 0 | 0 | 0 | 0 | 0 | 0 | 0 | 0 | 0 | 0 | 0 | 0 | 0
| 0 | [33 empty] | Econometric |  | Surry Hills 33_11kV Tx2 | 0 | 0 | 0 | 0 | 0 | 0 | 0 | 0 | 0 | 4.2292 | 8.1061 | 11.3839 | 11.8305 | 12.4506 | 12.2523 | 12.0442 | 12.2117 | 12.3814 | 12.5534 | 12.7276 | 12.9042 | 13.0831 | 13.2644 | 13.4481 | 13.6342 | 13.8228 | 14.0139 | 14.2075 | 14.4037 | 14.6025 | 14.8039 | 15.008
| Diversity Factor: 0 | [33 empty] | Econometric |  | Surry Hills 33_11kV Tx3 | 0 | 0 | 0 | 0 | 0 | 0 | 0 | 0 | 0 | 5.7742 | 11.0674 | 15.5426 | 16.1523 | 16.9991 | 16.7283 | 16.4442 | 16.6729 | 16.9046 | 17.1394 | 17.3773 | 17.6184 | 17.8626 | 18.1101 | 18.3609 | 18.615 | 18.8725 | 19.1334 | 19.3978 | 19.6656 | 19.937 | 20.212 | 20.4907
[35 empty] | Econometric |  | Surry Hills 33_11kV Tx4 | 0 | 0 | 0 | 0 | 0 | 0 | 0 | 0 | 0 | 6.2299 | 11.9408 | 16.7692 | 17.427 | 18.3406 | 18.0484 | 17.7419 | 17.9886 | 18.2386 | 18.4919 | 18.7486 | 19.0087 | 19.2722 | 19.5393 | 19.8099 | 20.084 | 20.3618 | 20.6433 | 20.9285 | 21.2175 | 21.5104 | 21.8071 | 22.1077
[35 empty] | Energy Efficiency |  | Surry Hills 33_11kV Tx1 | 0 | 0 | 0 | 0 | 0 | 0 | 0 | 0 | 0 | 0 | 0 | 0 | 0 | 0 | 0 | 0 | 0 | 0 | 0 | 0 | 0 | 0 | 0 | 0 | 0 | 0 | 0 | 0 | 0 | 0 | 0 | 0
| 0 | [33 empty] | Energy Efficiency |  | Surry Hills 33_11kV Tx2 | 0 | 0 | 0 | 0 | 0 | 0 | 0 | -2.6731 | -1.1588 | -4.2068 | -6.3231 | -9.6886 | -9.8579 | -5.4136 | -3.0108 | -3.8193 | -3.7801 | -5.3832 | -3.609 | -3.8159 | -2.5573 | -1.9658 | -2.3385 | -2.8573 | -2.8573 | -2.8573 | -2.8573 | -2.8573 | -2.8573 | -2.8573 | -2.8573 | -2.8573
| Diversity Factor: 0 | [33 empty] | Energy Efficiency |  | Surry Hills 33_11kV Tx3 | 0 | 0 | 0 | 0 | 0 | 0 | 0 | -3.6496 | -1.5821 | -5.7437 | -8.633 | -13.228 | -13.4592 | -7.3912 | -4.1108 | -5.2145 | -5.1611 | -7.3498 | -4.9274 | -5.21 | -3.4915 | -2.6839 | -3.1928 | -3.9011 | -3.9011 | -3.9011 | -3.9011 | -3.9011 | -3.9011 | -3.9011 | -3.9011 | -3.9011
[35 empty] | Energy Efficiency |  | Surry Hills 33_11kV Tx4 | 0 | 0 | 0 | 0 | 0 | 0 | 0 | -3.9376 | -1.707 | -6.1969 | -9.3143 | -14.2719 | -14.5213 | -7.9745 | -4.4352 | -5.626 | -5.5684 | -7.9298 | -5.3163 | -5.6211 | -3.767 | -2.8957 | -3.4447 | -4.209 | -4.209 | -4.209 | -4.209 | -4.209 | -4.209 | -4.209 | -4.209 | -4.209
[35 empty] | Solar PV |  | Surry Hills 33_11kV Tx1 | 0 | 0 | 0 | 0 | 0 | 0 | 0 | 0 | 0 | 0 | 0 | 0 | 0 | 0 | 0 | 0 | 0 | 0 | 0 | 0 | 0 | 0 | 0 | 0 | 0 | 0 | 0 | 0 | 0 | 0 | 0 | 0
| 0 | [33 empty] | Solar PV |  | Surry Hills 33_11kV Tx2 | 0 | 0 | 0 | -0.24135 | -0.66265 | -0.12238 | -0.75207 | -0.43777 | -0.49103 | -0.55456 | -0.6085 | -0.65124 | -0.68608 | -0.71831 | -0.69462 | -0.70566 | -0.53994 | -0.64674 | -0.64674 | -0.64674 | -0.64674 | -0.64674 | -0.64674 | -0.64674 | -0.64674 | -0.64674 | -0.64674 | -0.64674 | -0.64674 | -0.64674 | -0.64674 | -0.64674
| Diversity Factor: 0 | [33 empty] | Solar PV |  | Surry Hills 33_11kV Tx3 | 0 | 0 | 0 | -0.32952 | -0.90472 | -0.16709 | -1.0268 | -0.5977 | -0.67041 | -0.75716 | -0.8308 | -0.88916 | -0.93672 | -0.98072 | -0.94838 | -0.96345 | -0.73719 | -0.88301 | -0.88301 | -0.88301 | -0.88301 | -0.88301 | -0.88301 | -0.88301 | -0.88301 | -0.88301 | -0.88301 | -0.88301 | -0.88301 | -0.88301 | -0.88301 | -0.88301
[35 empty] | Solar PV |  | Surry Hills 33_11kV Tx4 | 0 | 0 | 0 | -0.35552 | -0.97612 | -0.18028 | -1.1079 | -0.64487 | -0.72331 | -0.81691 | -0.89636 | -0.95933 | -1.0106 | -1.0581 | -1.0232 | -1.0395 | -0.79536 | -0.95269 | -0.95269 | -0.95269 | -0.95269 | -0.95269 | -0.95269 | -0.95269 | -0.95269 | -0.95269 | -0.95269 | -0.95269 | -0.95269 | -0.95269 | -0.95269 | -0.95269
| Weather Correction and Public Holiday Factors | [8 empty] | Forecast ROG
ROG Justification
| Actual loads for season 13/14 have been weather corrected by the following: | [6 empty] | 4.773% |  | 7 year ROG ok | [59 empty] | 7 year ROG ok
1 | 2 | 3 | 4 | 5 | 6 | 7 | 8 | 9 | 10 | 14/15 | 15/16 | 16/17 | 17/18 | 18/19 | 19/20 | 20/21 | 21/22 | 22/23 | 23/24 | 24/25 | 25/26 | 26/27 | 27/28 | 28/29 | 29/30 | 30/31 | 31/32 | 32/33 | 33/34 | 34/35 | 35/36 | 36/37 | 37/38 | 38/39
0.98753 | 0.97522 | 0.96711 | 0.9631 | 0.9631 | 0.9631 | 0.9631 | 0.9631 | 0.9631 | 0.9631 | -1.247% | -1.247% | -0.831% | -0.415% | 0% | 0% | 0% | 0% | 0% | 0% | 0% | 0% | 0% | 0% | 0% | 0% | 0% | 0% | 0% | 0% | 0% | 0% | 0% | 0% | 0%
Substation Load Detail
[7 empty] | Units | 13/14 |  | 14/15 | 15/16 | 16/17 | 17/18 | 18/19 | 19/20 | 20/21 | 21/22 | 22/23 | 23/24 | 24/25 | 25/26 | 26/27 | 27/28 | 28/29 | 29/30 | 30/31 | 31/32 | 32/33 | 33/34 | 34/35 | 35/36 | 36/37 | 37/38 | 38/39
1 | Surry Hills 33_11kV | Compensated |  | Load (LV side) |  |  | Amps | 2204 | 2382 | 2498.017 | 2603.565 | 2567.229 | 2549.885 | 2542.662 | 2547.6 | 2571.854 | 2604.66 | 2633.522 | 2663.813 | 2688.193 | 2720.042 | 2751.766 | 2788.999 | 2829.189 | 2868.645 | 2906.814 | 2945.697 | 2985.305 | 3025.645 | 3066.729 | 3108.566 | 3151.166 | 3194.54 | 3238.696
|  |  |  | Apparent Power |  |  | MVA | 41.9918 |  | 47.5936 | 49.6046 | 48.9123 | 48.5818 | 48.4442 | 48.5383 | 49.0004 | 49.6255 | 50.1753 | 50.7525 | 51.2169 | 51.8238 | 52.4282 | 53.1376 | 53.9033 | 54.655 | 55.3822 | 56.1231 | 56.8777 | 57.6463 | 58.429 | 59.2261 | 60.0378 | 60.8642 | 61.7054
|  |  |  | Real Power |  |  | MW | 39.5128 | 42.7039 | 44.7141 | 46.6034 | 45.953 | 45.6426 | 45.5133 | 45.6017 | 46.0358 | 46.623 | 47.1397 | 47.6819 | 48.1182 | 48.6883 | 49.2562 | 49.9227 | 50.6421 | 51.3483 | 52.0315 | 52.7275 | 53.4365 | 54.1586 | 54.894 | 55.6429 | 56.4054 | 57.1818 | 57.9722
|  |  |  | Reactive Power |  |  | MVAr | 14.2147 |  | 16.3033 | 16.9922 | 16.7551 | 16.6419 | 16.5947 | 16.627 | 16.7853 | 16.9994 | 17.1877 | 17.3854 | 17.5445 | 17.7524 | 17.9595 | 18.2025 | 18.4648 | 18.7223 | 18.9714 | 19.2251 | 19.4837 | 19.7469 | 20.0151 | 20.2881 | 20.5662 | 20.8492 | 21.1374
|  |  |  | Capacitors In Service |  |  | MVAr | 0 |  | 0 | 0 | 0 | 0 | 0 | 0 | 0 | 0 | 0 | 0 | 0 | 0 | 0 | 0 | 0 | 0 | 0 | 0 | 0 | 0 | 0 | 0 | 0 | 0 | 0
|  |  |  | PF |  |  |  | 0.94096 |  | 0.9395 | 0.9395 | 0.9395 | 0.9395 | 0.9395 | 0.9395 | 0.9395 | 0.9395 | 0.9395 | 0.9395 | 0.9395 | 0.9395 | 0.9395 | 0.9395 | 0.9395 | 0.9395 | 0.9395 | 0.9395 | 0.9395 | 0.9395 | 0.9395 | 0.9395 | 0.9395 | 0.9395 | 0.9395
0.97847 | Diversity Factor: 0.98 | Uncompensated |  | Reactive Power |  |  | MVAr | 14.2147 | 15.3627 | 16.3033 | 16.9922 | 16.7551 | 16.6419 | 16.5947 | 16.627 | 16.7853 | 16.9994 | 17.1877 | 17.3854 | 17.5445 | 17.7524 | 17.9595 | 18.2025 | 18.4648 | 18.7223 | 18.9714 | 19.2251 | 19.4837 | 19.7469 | 20.0151 | 20.2881 | 20.5662 | 20.8492 | 21.1374
|  |  |  | PF |  |  |  | 0.94096 |  | 0.9395 | 0.9395 | 0.9395 | 0.9395 | 0.9395 | 0.9395 | 0.9395 | 0.9395 | 0.9395 | 0.9395 | 0.9395 | 0.9395 | 0.9395 | 0.9395 | 0.9395 | 0.9395 | 0.9395 | 0.9395 | 0.9395 | 0.9395 | 0.9395 | 0.9395 | 0.9395 | 0.9395 | 0.9395
[10 empty] | 1 | 2 | 3 | 4 | 5 | 6 | 7 | 8 | 9 | 10 | 11 | 12 | 13 | 14 | 15 | 16 | 17 | 18 | 19 | 20 | 21 | 22 | 23 | 24 | 25
Transformer Load Detail
[7 empty] | Units | 13/14 |  | 14/15 | 15/16 | 16/17 | 17/18 | 18/19 | 19/20 | 20/21 | 21/22 | 22/23 | 23/24 | 24/25 | 25/26 | 26/27 | 27/28 | 28/29 | 29/30 | 30/31 | 31/32 | 32/33 | 33/34 | 34/35 | 35/36 | 36/37 | 37/38 | 38/39
| 0 | Compensated |  | Load (LV side) |  |  | Amps
|  |  |  | Apparent Power |  |  | MVA
|  |  |  | Real Power |  |  | MW
|  |  |  | Reactive Power |  |  | MVAr
|  |  |  | Capacitors In Service |  |  | MVAr
PF
| Zone Div: | Uncompensated |  | Reactive Power |  |  | MVAr
PF
| 0 | Compensated |  | Load (LV side) |  |  | Amps
|  |  |  | Apparent Power |  |  | MVA
|  |  |  | Real Power |  |  | MW
|  |  |  | Reactive Power |  |  | MVAr
|  |  |  | Capacitors In Service |  |  | MVAr
PF
| Zone Div: | Uncompensated |  | Reactive Power |  |  | MVAr
PF
| 0 | Compensated |  | Load (LV side) |  |  | Amps
|  |  |  | Apparent Power |  |  | MVA
|  |  |  | Real Power |  |  | MW
|  |  |  | Reactive Power |  |  | MVAr
|  |  |  | Capacitors In Service |  |  | MVAr
PF
| Zone Div: | Uncompensated |  | Reactive Power |  |  | MVAr
PF
| 0 | Compensated |  | Load (LV side) |  |  | Amps
|  |  |  | Apparent Power |  |  | MVA
|  |  |  | Real Power |  |  | MW
|  |  |  | Reactive Power |  |  | MVAr
|  |  |  | Capacitors In Service |  |  | MVAr
PF
| Zone Div: | Uncompensated |  | Reactive Power |  |  | MVAr
PF
| 0 | Compensated |  | Load (LV side) |  |  | Amps
|  |  |  | Apparent Power |  |  | MVA
|  |  |  | Real Power |  |  | MW
|  |  |  | Reactive Power |  |  | MVAr
|  |  |  | Capacitors In Service |  |  | MVAr
PF
| Zone Div: | Uncompensated |  | Reactive Power |  |  | MVAr
PF
| 0 | Compensated |  | Load (LV side) |  |  | Amps
|  |  |  | Apparent Power |  |  | MVA
|  |  |  | Real Power |  |  | MW
|  |  |  | Reactive Power |  |  | MVAr
|  |  |  | Capacitors In Service |  |  | MVAr
PF
| Zone Div: | Uncompensated |  | Reactive Power |  |  | MVAr
PF
| 0 | Compensated |  | Load (LV side) |  |  | Amps
|  |  |  | Apparent Power |  |  | MVA
|  |  |  | Real Power |  |  | MW
|  |  |  | Reactive Power |  |  | MVAr
|  |  |  | Capacitors In Service |  |  | MVAr
PF
| Zone Div: | Uncompensated |  | Reactive Power |  |  | MVAr
PF
| 0 | Compensated |  | Load (LV side) |  |  | Amps
|  |  |  | Apparent Power |  |  | MVA
|  |  |  | Real Power |  |  | MW
|  |  |  | Reactive Power |  |  | MVAr
|  |  |  | Capacitors In Service |  |  | MVAr
PF
| Zone Div: | Uncompensated |  | Reactive Power |  |  | MVAr
PF
| 0 | Compensated |  | Load (LV side) |  |  | Amps
|  |  |  | Apparent Power |  |  | MVA
|  |  |  | Real Power |  |  | MW
|  |  |  | Reactive Power |  |  | MVAr
|  |  |  | Capacitors In Service |  |  | MVAr
PF
| Zone Div: | Uncompensated |  | Reactive Power |  |  | MVAr
PF
| 0 | Compensated |  | Load (LV side) |  |  | Amps
|  |  |  | Apparent Power |  |  | MVA
|  |  |  | Real Power |  |  | MW
|  |  |  | Reactive Power |  |  | MVAr
|  |  |  | Capacitors In Service |  |  | MVAr
PF
| Zone Div: | Uncompensated |  | Reactive Power |  |  | MVAr
PF

## Customer24
| Customer24 | [16 empty] | 2015 | SUMMER
| Substation Total Loads | [33 empty] | Spots & Transfers Detail
| Historical Loads | (33kV Amps) | [7 empty] | Weather Corrected Forecast Loads |  |  |  | (33kV Amps) | [20 empty] | Spots & Transfers Summary | (33kV Amps) |  | Historical Spots & Transfers | [6 empty] | Forecast Spots & Transfers
|  | 07/08 | 08/09 | 09/10 | 10/11 | 11/12 | 12/13 | 13/14 |  | 14/15 | 15/16 | 16/17 | 17/18 | 18/19 | 19/20 | 20/21 | 21/22 | 22/23 | 23/24 | 24/25 | 25/26 | 26/27 | 27/28 | 28/29 | 29/30 | 30/31 | 31/32 | 32/33 | 33/34 | 34/35 | 35/36 | 36/37 | 37/38 | 38/39 |  |  |  | 07/08 | 08/09 | 09/10 | 10/11 | 11/12 | 12/13 | 13/14 | 14/15 | 15/16 | 16/17 | 17/18 | 18/19 | 19/20 | 20/21 | 21/22 | 22/23 | 23/24 | 24/25 | 25/26 | 26/27 | 27/28 | 28/29 | 29/30 | 30/31 | 31/32 | 32/33 | 33/34 | 34/35 | 35/36 | 36/37 | 37/38 | 38/39
| Total |  |  |  | 430 | 400 | 424 | 355 |  | 215 | 215 | 215 | 215 | 215 | 215 | 215 | 215 | 215 | 215 | 215 | 215 | 215 | 215 | 215 | 215 | 215 | 215 | 215 | 215 | 215 | 215 | 215 | 215 | 215 |  |  | Total | Forecast Spots & Transfers 14/15: -140
Firm Rating
| Total Capacity | [36 empty] | 0 | 0 | 0 | 0 | 0 | 0 | 0 | 0 | 0 | 0 | 0 | 0 | 0 | 0 | 0 | 0 | 0 | 0 | 0 | 0 | 0 | 0 | 0 | 0 | 0 | 0 | 0 | 0 | 0 | 0 | 0 | 0
|  | -7 | -6 | -5 | -4 | -3 | -2 | -1 |  | 0 | 1 | 2 | 3 | 4 | 5 | 6 | 7 | 8 | 9 | 10 | 11 | 12 | 13 | 14 | 15 | 16 | 17 | 18 | 19 | 20 | 21 | 22 | 23 | 24 |  |  |  | 0 | 0 | 0 | 0 | 0 | 0 | 0 | 0 | 0 | 0 | 0 | 0 | 0 | 0 | 0 | 0 | 0 | 0 | 0 | 0 | 0 | 0 | 0 | 0 | 0 | 0 | 0 | 0 | 0 | 0 | 0 | 0
| Transformer Loads | [36 empty] | 0 | 0 | 0 | 0 | 0 | 0 | 0 | 0 | 0 | 0 | 0 | 0 | 0 | 0 | 0 | 0 | 0 | 0 | 0 | 0 | 0 | 0 | 0 | 0 | 0 | 0 | 0 | 0 | 0 | 0 | 0 | 0
| Historical Loads | (33kV Amps) | [7 empty] | Weather Corrected Forecast Loads |  |  |  | (33kV Amps) | [23 empty] | 0 | 0 | 0 | 0 | 0 | 0 | 0 | 0 | 0 | 0 | 0 | 0 | 0 | 0 | 0 | 0 | 0 | 0 | 0 | 0 | 0 | 0 | 0 | 0 | 0 | 0 | 0 | 0 | 0 | 0 | 0 | 0
|  | 07/08 | 08/09 | 09/10 | 10/11 | 11/12 | 12/13 | 13/14 |  | 14/15 | 15/16 | 16/17 | 17/18 | 18/19 | 19/20 | 20/21 | 21/22 | 22/23 | 23/24 | 24/25 | 25/26 | 26/27 | 27/28 | 28/29 | 29/30 | 30/31 | 31/32 | 32/33 | 33/34 | 34/35 | 35/36 | 36/37 | 37/38 | 38/39 |  |  |  | 0 | 0 | 0 | 0 | 0 | 0 | 0 | 0 | 0 | 0 | 0 | 0 | 0 | 0 | 0 | 0 | 0 | 0 | 0 | 0 | 0 | 0 | 0 | 0 | 0 | 0 | 0 | 0 | 0 | 0 | 0 | 0
| 0 | [36 empty] | 0 | 0 | 0 | 0 | 0 | 0 | 0 | 0 | 0 | 0 | 0 | 0 | 0 | 0 | 0 | 0 | 0 | 0 | 0 | 0 | 0 | 0 | 0 | 0 | 0 | 0 | 0 | 0 | 0 | 0 | 0 | 0
| Diversity Factor: 0 | [36 empty] | 0 | 0 | 0 | 0 | 0 | 0 | 0 | 0 | 0 | 0 | 0 | 0 | 0 | 0 | 0 | 0 | 0 | 0 | 0 | 0 | 0 | 0 | 0 | 0 | 0 | 0 | 0 | 0 | 0 | 0 | 0 | 0
[38 empty] | 0 | 0 | 0 | 0 | 0 | 0 | 0 | 0 | 0 | 0 | 0 | 0 | 0 | 0 | 0 | 0 | 0 | 0 | 0 | 0 | 0 | 0 | 0 | 0 | 0 | 0 | 0 | 0 | 0 | 0 | 0 | 0
[38 empty] | 0 | 0 | 0 | 0 | 0 | 0 | 0 | 0 | 0 | 0 | 0 | 0 | 0 | 0 | 0 | 0 | 0 | 0 | 0 | 0 | 0 | 0 | 0 | 0 | 0 | 0 | 0 | 0 | 0 | 0 | 0 | 0
| 0 | [36 empty] | 0 | 0 | 0 | 0 | 0 | 0 | 0 | 0 | 0 | 0 | 0 | 0 | 0 | 0 | 0 | 0 | 0 | 0 | 0 | 0 | 0 | 0 | 0 | 0 | 0 | 0 | 0 | 0 | 0 | 0 | 0 | 0
Diversity Factor: 0
[38 empty] | Historical Spots & Transfers | [6 empty] | Forecast Spots & Transfers
[35 empty] | Project Name | From | To | 07/08 | 08/09 | 09/10 | 10/11 | 11/12 | 12/13 | 13/14 | 14/15 | 15/16 | 16/17 | 17/18 | 18/19 | 19/20 | 20/21 | 21/22 | 22/23 | 23/24 | 24/25 | 25/26 | 26/27 | 27/28 | 28/29 | 29/30 | 30/31 | 31/32 | 32/33 | 33/34 | 34/35 | 35/36 | 36/37 | 37/38 | 38/39
| 0 | [33 empty] | Major Customer Connection |  | Sydney Airport 33kV | Forecast Spots & Transfers 14/15: -140
Diversity Factor: 0
0
Diversity Factor: 0
0
Diversity Factor: 0
0
Diversity Factor: 0
0
Diversity Factor: 0
0
Diversity Factor: 0
0
Diversity Factor: 0
0
Diversity Factor: 0
| Weather Correction and Public Holiday Factors | [8 empty] | Forecast ROG
ROG Justification
| Actual loads for season 13/14 have been weather corrected by the following: | [6 empty] | 0% |  | N/A | [59 empty] | N/A
1 | 2 | 3 | 4 | 5 | 6 | 7 | 8 | 9 | 10 | 14/15 | 15/16 | 16/17 | 17/18 | 18/19 | 19/20 | 20/21 | 21/22 | 22/23 | 23/24 | 24/25 | 25/26 | 26/27 | 27/28 | 28/29 | 29/30 | 30/31 | 31/32 | 32/33 | 33/34 | 34/35 | 35/36 | 36/37 | 37/38 | 38/39
1 | 1 | 1 | 1 | 1 | 1 | 1 | 1 | 1 | 1 | 0% | 0% | 0% | 0% | 0% | 0% | 0% | 0% | 0% | 0% | 0% | 0% | 0% | 0% | 0% | 0% | 0% | 0% | 0% | 0% | 0% | 0% | 0% | 0% | 0%
Substation Load Detail
[7 empty] | Units | 13/14 |  | 14/15 | 15/16 | 16/17 | 17/18 | 18/19 | 19/20 | 20/21 | 21/22 | 22/23 | 23/24 | 24/25 | 25/26 | 26/27 | 27/28 | 28/29 | 29/30 | 30/31 | 31/32 | 32/33 | 33/34 | 34/35 | 35/36 | 36/37 | 37/38 | 38/39
1 | Customer24 | Compensated |  | Load (LV side) |  |  | Amps | 355 |  | 215 | 215 | 215 | 215 | 215 | 215 | 215 | 215 | 215 | 215 | 215 | 215 | 215 | 215 | 215 | 215 | 215 | 215 | 215 | 215 | 215 | 215 | 215 | 215 | 215
|  |  |  | Apparent Power |  |  | MVA | 20.291 |  | 12.2889 | 12.2889 | 12.2889 | 12.2889 | 12.2889 | 12.2889 | 12.2889 | 12.2889 | 12.2889 | 12.2889 | 12.2889 | 12.2889 | 12.2889 | 12.2889 | 12.2889 | 12.2889 | 12.2889 | 12.2889 | 12.2889 | 12.2889 | 12.2889 | 12.2889 | 12.2889 | 12.2889 | 12.2889
|  |  |  | Real Power |  |  | MW | 18.2619 |  | 11.06 | 11.06 | 11.06 | 11.06 | 11.06 | 11.06 | 11.06 | 11.06 | 11.06 | 11.06 | 11.06 | 11.06 | 11.06 | 11.06 | 11.06 | 11.06 | 11.06 | 11.06 | 11.06 | 11.06 | 11.06 | 11.06 | 11.06 | 11.06 | 11.06
|  |  |  | Reactive Power |  |  | MVAr | 8.8446 |  | 5.3566 | 5.3566 | 5.3566 | 5.3566 | 5.3566 | 5.3566 | 5.3566 | 5.3566 | 5.3566 | 5.3566 | 5.3566 | 5.3566 | 5.3566 | 5.3566 | 5.3566 | 5.3566 | 5.3566 | 5.3566 | 5.3566 | 5.3566 | 5.3566 | 5.3566 | 5.3566 | 5.3566 | 5.3566
|  |  |  | Capacitors In Service |  |  | MVAr | 0 |  | 0 | 0 | 0 | 0 | 0 | 0 | 0 | 0 | 0 | 0 | 0 | 0 | 0 | 0 | 0 | 0 | 0 | 0 | 0 | 0 | 0 | 0 | 0 | 0 | 0
|  |  |  | PF |  |  |  | 0.9 |  | 0.9 | 0.9 | 0.9 | 0.9 | 0.9 | 0.9 | 0.9 | 0.9 | 0.9 | 0.9 | 0.9 | 0.9 | 0.9 | 0.9 | 0.9 | 0.9 | 0.9 | 0.9 | 0.9 | 0.9 | 0.9 | 0.9 | 0.9 | 0.9 | 0.9
0.86049 | Diversity Factor: 0.86 | Uncompensated |  | Reactive Power |  |  | MVAr | 8.8446 |  | 5.3566 | 5.3566 | 5.3566 | 5.3566 | 5.3566 | 5.3566 | 5.3566 | 5.3566 | 5.3566 | 5.3566 | 5.3566 | 5.3566 | 5.3566 | 5.3566 | 5.3566 | 5.3566 | 5.3566 | 5.3566 | 5.3566 | 5.3566 | 5.3566 | 5.3566 | 5.3566 | 5.3566 | 5.3566
|  |  |  | PF |  |  |  | 0.9 |  | 0.9 | 0.9 | 0.9 | 0.9 | 0.9 | 0.9 | 0.9 | 0.9 | 0.9 | 0.9 | 0.9 | 0.9 | 0.9 | 0.9 | 0.9 | 0.9 | 0.9 | 0.9 | 0.9 | 0.9 | 0.9 | 0.9 | 0.9 | 0.9 | 0.9
[10 empty] | 1 | 2 | 3 | 4 | 5 | 6 | 7 | 8 | 9 | 10 | 11 | 12 | 13 | 14 | 15 | 16 | 17 | 18 | 19 | 20 | 21 | 22 | 23 | 24 | 25
Transformer Load Detail
[7 empty] | Units | 13/14 |  | 14/15 | 15/16 | 16/17 | 17/18 | 18/19 | 19/20 | 20/21 | 21/22 | 22/23 | 23/24 | 24/25 | 25/26 | 26/27 | 27/28 | 28/29 | 29/30 | 30/31 | 31/32 | 32/33 | 33/34 | 34/35 | 35/36 | 36/37 | 37/38 | 38/39
| 0 | Compensated |  | Load (LV side) |  |  | Amps
|  |  |  | Apparent Power |  |  | MVA
|  |  |  | Real Power |  |  | MW
|  |  |  | Reactive Power |  |  | MVAr
|  |  |  | Capacitors In Service |  |  | MVAr
PF
| Zone Div: | Uncompensated |  | Reactive Power |  |  | MVAr
PF
| 0 | Compensated |  | Load (LV side) |  |  | Amps
|  |  |  | Apparent Power |  |  | MVA
|  |  |  | Real Power |  |  | MW
|  |  |  | Reactive Power |  |  | MVAr
|  |  |  | Capacitors In Service |  |  | MVAr
PF
| Zone Div: | Uncompensated |  | Reactive Power |  |  | MVAr
PF
| 0 | Compensated |  | Load (LV side) |  |  | Amps
|  |  |  | Apparent Power |  |  | MVA
|  |  |  | Real Power |  |  | MW
|  |  |  | Reactive Power |  |  | MVAr
|  |  |  | Capacitors In Service |  |  | MVAr
PF
| Zone Div: | Uncompensated |  | Reactive Power |  |  | MVAr
PF
| 0 | Compensated |  | Load (LV side) |  |  | Amps
|  |  |  | Apparent Power |  |  | MVA
|  |  |  | Real Power |  |  | MW
|  |  |  | Reactive Power |  |  | MVAr
|  |  |  | Capacitors In Service |  |  | MVAr
PF
| Zone Div: | Uncompensated |  | Reactive Power |  |  | MVAr
PF
| 0 | Compensated |  | Load (LV side) |  |  | Amps
|  |  |  | Apparent Power |  |  | MVA
|  |  |  | Real Power |  |  | MW
|  |  |  | Reactive Power |  |  | MVAr
|  |  |  | Capacitors In Service |  |  | MVAr
PF
| Zone Div: | Uncompensated |  | Reactive Power |  |  | MVAr
PF
| 0 | Compensated |  | Load (LV side) |  |  | Amps
|  |  |  | Apparent Power |  |  | MVA
|  |  |  | Real Power |  |  | MW
|  |  |  | Reactive Power |  |  | MVAr
|  |  |  | Capacitors In Service |  |  | MVAr
PF
| Zone Div: | Uncompensated |  | Reactive Power |  |  | MVAr
PF
| 0 | Compensated |  | Load (LV side) |  |  | Amps
|  |  |  | Apparent Power |  |  | MVA
|  |  |  | Real Power |  |  | MW
|  |  |  | Reactive Power |  |  | MVAr
|  |  |  | Capacitors In Service |  |  | MVAr
PF
| Zone Div: | Uncompensated |  | Reactive Power |  |  | MVAr
PF
| 0 | Compensated |  | Load (LV side) |  |  | Amps
|  |  |  | Apparent Power |  |  | MVA
|  |  |  | Real Power |  |  | MW
|  |  |  | Reactive Power |  |  | MVAr
|  |  |  | Capacitors In Service |  |  | MVAr
PF
| Zone Div: | Uncompensated |  | Reactive Power |  |  | MVAr
PF
| 0 | Compensated |  | Load (LV side) |  |  | Amps
|  |  |  | Apparent Power |  |  | MVA
|  |  |  | Real Power |  |  | MW
|  |  |  | Reactive Power |  |  | MVAr
|  |  |  | Capacitors In Service |  |  | MVAr
PF
| Zone Div: | Uncompensated |  | Reactive Power |  |  | MVAr
PF
| 0 | Compensated |  | Load (LV side) |  |  | Amps
|  |  |  | Apparent Power |  |  | MVA
|  |  |  | Real Power |  |  | MW
|  |  |  | Reactive Power |  |  | MVAr
|  |  |  | Capacitors In Service |  |  | MVAr
PF
| Zone Div: | Uncompensated |  | Reactive Power |  |  | MVAr
PF

## Customer25
| Customer25 | [16 empty] | 2015 | SUMMER
| Substation Total Loads | [33 empty] | Spots & Transfers Detail
| Historical Loads | (33kV Amps) | [7 empty] | Weather Corrected Forecast Loads |  |  |  | (33kV Amps) | [20 empty] | Spots & Transfers Summary | (33kV Amps) |  | Historical Spots & Transfers | [6 empty] | Forecast Spots & Transfers
|  | 07/08 | 08/09 | 09/10 | 10/11 | 11/12 | 12/13 | 13/14 |  | 14/15 | 15/16 | 16/17 | 17/18 | 18/19 | 19/20 | 20/21 | 21/22 | 22/23 | 23/24 | 24/25 | 25/26 | 26/27 | 27/28 | 28/29 | 29/30 | 30/31 | 31/32 | 32/33 | 33/34 | 34/35 | 35/36 | 36/37 | 37/38 | 38/39 |  |  |  | 07/08 | 08/09 | 09/10 | 10/11 | 11/12 | 12/13 | 13/14 | 14/15 | 15/16 | 16/17 | 17/18 | 18/19 | 19/20 | 20/21 | 21/22 | 22/23 | 23/24 | 24/25 | 25/26 | 26/27 | 27/28 | 28/29 | 29/30 | 30/31 | 31/32 | 32/33 | 33/34 | 34/35 | 35/36 | 36/37 | 37/38 | 38/39
| Total |  |  |  | 350 | 355 | 336 | 315 |  | 315 | 315 | 315 | 315 | 315 | 315 | 315 | 315 | 315 | 315 | 315 | 315 | 315 | 315 | 315 | 315 | 315 | 315 | 315 | 315 | 315 | 315 | 315 | 315 | 315 |  |  | Total
Firm Rating
| Total Capacity | [36 empty] | 0 | 0 | 0 | 0 | 0 | 0 | 0 | 0 | 0 | 0 | 0 | 0 | 0 | 0 | 0 | 0 | 0 | 0 | 0 | 0 | 0 | 0 | 0 | 0 | 0 | 0 | 0 | 0 | 0 | 0 | 0 | 0
|  | -7 | -6 | -5 | -4 | -3 | -2 | -1 |  | 0 | 1 | 2 | 3 | 4 | 5 | 6 | 7 | 8 | 9 | 10 | 11 | 12 | 13 | 14 | 15 | 16 | 17 | 18 | 19 | 20 | 21 | 22 | 23 | 24 |  |  |  | 0 | 0 | 0 | 0 | 0 | 0 | 0 | 0 | 0 | 0 | 0 | 0 | 0 | 0 | 0 | 0 | 0 | 0 | 0 | 0 | 0 | 0 | 0 | 0 | 0 | 0 | 0 | 0 | 0 | 0 | 0 | 0
| Transformer Loads | [36 empty] | 0 | 0 | 0 | 0 | 0 | 0 | 0 | 0 | 0 | 0 | 0 | 0 | 0 | 0 | 0 | 0 | 0 | 0 | 0 | 0 | 0 | 0 | 0 | 0 | 0 | 0 | 0 | 0 | 0 | 0 | 0 | 0
| Historical Loads | (33kV Amps) | [7 empty] | Weather Corrected Forecast Loads |  |  |  | (33kV Amps) | [23 empty] | 0 | 0 | 0 | 0 | 0 | 0 | 0 | 0 | 0 | 0 | 0 | 0 | 0 | 0 | 0 | 0 | 0 | 0 | 0 | 0 | 0 | 0 | 0 | 0 | 0 | 0 | 0 | 0 | 0 | 0 | 0 | 0
|  | 07/08 | 08/09 | 09/10 | 10/11 | 11/12 | 12/13 | 13/14 |  | 14/15 | 15/16 | 16/17 | 17/18 | 18/19 | 19/20 | 20/21 | 21/22 | 22/23 | 23/24 | 24/25 | 25/26 | 26/27 | 27/28 | 28/29 | 29/30 | 30/31 | 31/32 | 32/33 | 33/34 | 34/35 | 35/36 | 36/37 | 37/38 | 38/39 |  |  |  | 0 | 0 | 0 | 0 | 0 | 0 | 0 | 0 | 0 | 0 | 0 | 0 | 0 | 0 | 0 | 0 | 0 | 0 | 0 | 0 | 0 | 0 | 0 | 0 | 0 | 0 | 0 | 0 | 0 | 0 | 0 | 0
| 0 | [36 empty] | 0 | 0 | 0 | 0 | 0 | 0 | 0 | 0 | 0 | 0 | 0 | 0 | 0 | 0 | 0 | 0 | 0 | 0 | 0 | 0 | 0 | 0 | 0 | 0 | 0 | 0 | 0 | 0 | 0 | 0 | 0 | 0
| Diversity Factor: 0 | [36 empty] | 0 | 0 | 0 | 0 | 0 | 0 | 0 | 0 | 0 | 0 | 0 | 0 | 0 | 0 | 0 | 0 | 0 | 0 | 0 | 0 | 0 | 0 | 0 | 0 | 0 | 0 | 0 | 0 | 0 | 0 | 0 | 0
[38 empty] | 0 | 0 | 0 | 0 | 0 | 0 | 0 | 0 | 0 | 0 | 0 | 0 | 0 | 0 | 0 | 0 | 0 | 0 | 0 | 0 | 0 | 0 | 0 | 0 | 0 | 0 | 0 | 0 | 0 | 0 | 0 | 0
[38 empty] | 0 | 0 | 0 | 0 | 0 | 0 | 0 | 0 | 0 | 0 | 0 | 0 | 0 | 0 | 0 | 0 | 0 | 0 | 0 | 0 | 0 | 0 | 0 | 0 | 0 | 0 | 0 | 0 | 0 | 0 | 0 | 0
| 0 | [36 empty] | 0 | 0 | 0 | 0 | 0 | 0 | 0 | 0 | 0 | 0 | 0 | 0 | 0 | 0 | 0 | 0 | 0 | 0 | 0 | 0 | 0 | 0 | 0 | 0 | 0 | 0 | 0 | 0 | 0 | 0 | 0 | 0
Diversity Factor: 0
[38 empty] | Historical Spots & Transfers | [6 empty] | Forecast Spots & Transfers
[35 empty] | Project Name | From | To | 07/08 | 08/09 | 09/10 | 10/11 | 11/12 | 12/13 | 13/14 | 14/15 | 15/16 | 16/17 | 17/18 | 18/19 | 19/20 | 20/21 | 21/22 | 22/23 | 23/24 | 24/25 | 25/26 | 26/27 | 27/28 | 28/29 | 29/30 | 30/31 | 31/32 | 32/33 | 33/34 | 34/35 | 35/36 | 36/37 | 37/38 | 38/39
0
Diversity Factor: 0
0
Diversity Factor: 0
0
Diversity Factor: 0
0
Diversity Factor: 0
0
Diversity Factor: 0
0
Diversity Factor: 0
0
Diversity Factor: 0
0
Diversity Factor: 0
| Weather Correction and Public Holiday Factors | [8 empty] | Forecast ROG
ROG Justification
| Actual loads for season 13/14 have been weather corrected by the following: | [6 empty] | 0% |  | N/A | [59 empty] | N/A
1 | 2 | 3 | 4 | 5 | 6 | 7 | 8 | 9 | 10 | 14/15 | 15/16 | 16/17 | 17/18 | 18/19 | 19/20 | 20/21 | 21/22 | 22/23 | 23/24 | 24/25 | 25/26 | 26/27 | 27/28 | 28/29 | 29/30 | 30/31 | 31/32 | 32/33 | 33/34 | 34/35 | 35/36 | 36/37 | 37/38 | 38/39
1 | 1 | 1 | 1 | 1 | 1 | 1 | 1 | 1 | 1 | 0% | 0% | 0% | 0% | 0% | 0% | 0% | 0% | 0% | 0% | 0% | 0% | 0% | 0% | 0% | 0% | 0% | 0% | 0% | 0% | 0% | 0% | 0% | 0% | 0%
Substation Load Detail
[7 empty] | Units | 13/14 |  | 14/15 | 15/16 | 16/17 | 17/18 | 18/19 | 19/20 | 20/21 | 21/22 | 22/23 | 23/24 | 24/25 | 25/26 | 26/27 | 27/28 | 28/29 | 29/30 | 30/31 | 31/32 | 32/33 | 33/34 | 34/35 | 35/36 | 36/37 | 37/38 | 38/39
1 | Customer25 | Compensated |  | Load (LV side) |  |  | Amps | 315 |  | 315 | 315 | 315 | 315 | 315 | 315 | 315 | 315 | 315 | 315 | 315 | 315 | 315 | 315 | 315 | 315 | 315 | 315 | 315 | 315 | 315 | 315 | 315 | 315 | 315
|  |  |  | Apparent Power |  |  | MVA | 18.0047 |  | 18.0047 | 18.0047 | 18.0047 | 18.0047 | 18.0047 | 18.0047 | 18.0047 | 18.0047 | 18.0047 | 18.0047 | 18.0047 | 18.0047 | 18.0047 | 18.0047 | 18.0047 | 18.0047 | 18.0047 | 18.0047 | 18.0047 | 18.0047 | 18.0047 | 18.0047 | 18.0047 | 18.0047 | 18.0047
|  |  |  | Real Power |  |  | MW | 16.2042 |  | 16.2042 | 16.2042 | 16.2042 | 16.2042 | 16.2042 | 16.2042 | 16.2042 | 16.2042 | 16.2042 | 16.2042 | 16.2042 | 16.2042 | 16.2042 | 16.2042 | 16.2042 | 16.2042 | 16.2042 | 16.2042 | 16.2042 | 16.2042 | 16.2042 | 16.2042 | 16.2042 | 16.2042 | 16.2042
|  |  |  | Reactive Power |  |  | MVAr | 7.8481 |  | 7.8481 | 7.8481 | 7.8481 | 7.8481 | 7.8481 | 7.8481 | 7.8481 | 7.8481 | 7.8481 | 7.8481 | 7.8481 | 7.8481 | 7.8481 | 7.8481 | 7.8481 | 7.8481 | 7.8481 | 7.8481 | 7.8481 | 7.8481 | 7.8481 | 7.8481 | 7.8481 | 7.8481 | 7.8481
|  |  |  | Capacitors In Service |  |  | MVAr | 0 |  | 0 | 0 | 0 | 0 | 0 | 0 | 0 | 0 | 0 | 0 | 0 | 0 | 0 | 0 | 0 | 0 | 0 | 0 | 0 | 0 | 0 | 0 | 0 | 0 | 0
|  |  |  | PF |  |  |  | 0.9 |  | 0.9 | 0.9 | 0.9 | 0.9 | 0.9 | 0.9 | 0.9 | 0.9 | 0.9 | 0.9 | 0.9 | 0.9 | 0.9 | 0.9 | 0.9 | 0.9 | 0.9 | 0.9 | 0.9 | 0.9 | 0.9 | 0.9 | 0.9 | 0.9 | 0.9
0.89335 | Diversity Factor: 0.89 | Uncompensated |  | Reactive Power |  |  | MVAr | 7.8481 |  | 7.8481 | 7.8481 | 7.8481 | 7.8481 | 7.8481 | 7.8481 | 7.8481 | 7.8481 | 7.8481 | 7.8481 | 7.8481 | 7.8481 | 7.8481 | 7.8481 | 7.8481 | 7.8481 | 7.8481 | 7.8481 | 7.8481 | 7.8481 | 7.8481 | 7.8481 | 7.8481 | 7.8481 | 7.8481
|  |  |  | PF |  |  |  | 0.9 |  | 0.9 | 0.9 | 0.9 | 0.9 | 0.9 | 0.9 | 0.9 | 0.9 | 0.9 | 0.9 | 0.9 | 0.9 | 0.9 | 0.9 | 0.9 | 0.9 | 0.9 | 0.9 | 0.9 | 0.9 | 0.9 | 0.9 | 0.9 | 0.9 | 0.9
[10 empty] | 1 | 2 | 3 | 4 | 5 | 6 | 7 | 8 | 9 | 10 | 11 | 12 | 13 | 14 | 15 | 16 | 17 | 18 | 19 | 20 | 21 | 22 | 23 | 24 | 25
Transformer Load Detail
[7 empty] | Units | 13/14 |  | 14/15 | 15/16 | 16/17 | 17/18 | 18/19 | 19/20 | 20/21 | 21/22 | 22/23 | 23/24 | 24/25 | 25/26 | 26/27 | 27/28 | 28/29 | 29/30 | 30/31 | 31/32 | 32/33 | 33/34 | 34/35 | 35/36 | 36/37 | 37/38 | 38/39
| 0 | Compensated |  | Load (LV side) |  |  | Amps
|  |  |  | Apparent Power |  |  | MVA
|  |  |  | Real Power |  |  | MW
|  |  |  | Reactive Power |  |  | MVAr
|  |  |  | Capacitors In Service |  |  | MVAr
PF
| Zone Div: | Uncompensated |  | Reactive Power |  |  | MVAr
PF
| 0 | Compensated |  | Load (LV side) |  |  | Amps
|  |  |  | Apparent Power |  |  | MVA
|  |  |  | Real Power |  |  | MW
|  |  |  | Reactive Power |  |  | MVAr
|  |  |  | Capacitors In Service |  |  | MVAr
PF
| Zone Div: | Uncompensated |  | Reactive Power |  |  | MVAr
PF
| 0 | Compensated |  | Load (LV side) |  |  | Amps
|  |  |  | Apparent Power |  |  | MVA
|  |  |  | Real Power |  |  | MW
|  |  |  | Reactive Power |  |  | MVAr
|  |  |  | Capacitors In Service |  |  | MVAr
PF
| Zone Div: | Uncompensated |  | Reactive Power |  |  | MVAr
PF
| 0 | Compensated |  | Load (LV side) |  |  | Amps
|  |  |  | Apparent Power |  |  | MVA
|  |  |  | Real Power |  |  | MW
|  |  |  | Reactive Power |  |  | MVAr
|  |  |  | Capacitors In Service |  |  | MVAr
PF
| Zone Div: | Uncompensated |  | Reactive Power |  |  | MVAr
PF
| 0 | Compensated |  | Load (LV side) |  |  | Amps
|  |  |  | Apparent Power |  |  | MVA
|  |  |  | Real Power |  |  | MW
|  |  |  | Reactive Power |  |  | MVAr
|  |  |  | Capacitors In Service |  |  | MVAr
PF
| Zone Div: | Uncompensated |  | Reactive Power |  |  | MVAr
PF
| 0 | Compensated |  | Load (LV side) |  |  | Amps
|  |  |  | Apparent Power |  |  | MVA
|  |  |  | Real Power |  |  | MW
|  |  |  | Reactive Power |  |  | MVAr
|  |  |  | Capacitors In Service |  |  | MVAr
PF
| Zone Div: | Uncompensated |  | Reactive Power |  |  | MVAr
PF
| 0 | Compensated |  | Load (LV side) |  |  | Amps
|  |  |  | Apparent Power |  |  | MVA
|  |  |  | Real Power |  |  | MW
|  |  |  | Reactive Power |  |  | MVAr
|  |  |  | Capacitors In Service |  |  | MVAr
PF
| Zone Div: | Uncompensated |  | Reactive Power |  |  | MVAr
PF
| 0 | Compensated |  | Load (LV side) |  |  | Amps
|  |  |  | Apparent Power |  |  | MVA
|  |  |  | Real Power |  |  | MW
|  |  |  | Reactive Power |  |  | MVAr
|  |  |  | Capacitors In Service |  |  | MVAr
PF
| Zone Div: | Uncompensated |  | Reactive Power |  |  | MVAr
PF
| 0 | Compensated |  | Load (LV side) |  |  | Amps
|  |  |  | Apparent Power |  |  | MVA
|  |  |  | Real Power |  |  | MW
|  |  |  | Reactive Power |  |  | MVAr
|  |  |  | Capacitors In Service |  |  | MVAr
PF
| Zone Div: | Uncompensated |  | Reactive Power |  |  | MVAr
PF
| 0 | Compensated |  | Load (LV side) |  |  | Amps
|  |  |  | Apparent Power |  |  | MVA
|  |  |  | Real Power |  |  | MW
|  |  |  | Reactive Power |  |  | MVAr
|  |  |  | Capacitors In Service |  |  | MVAr
PF
| Zone Div: | Uncompensated |  | Reactive Power |  |  | MVAr
PF

## Waverley 132_11kV
| Waverley 132_11kV | [16 empty] | 2015 | SUMMER
[6 empty] | Zone commissioned |  | 2014-10-31
| Substation Total Loads | [33 empty] | Spots & Transfers Detail
| Historical Loads | (11kV Amps) | [7 empty] | Weather Corrected Forecast Loads |  |  |  | (11kV Amps) | [20 empty] | Spots & Transfers Summary | (11kV Amps) |  | Historical Spots & Transfers | [6 empty] | Forecast Spots & Transfers
|  | 07/08 | 08/09 | 09/10 | 10/11 | 11/12 | 12/13 | 13/14 |  | 14/15 | 15/16 | 16/17 | 17/18 | 18/19 | 19/20 | 20/21 | 21/22 | 22/23 | 23/24 | 24/25 | 25/26 | 26/27 | 27/28 | 28/29 | 29/30 | 30/31 | 31/32 | 32/33 | 33/34 | 34/35 | 35/36 | 36/37 | 37/38 | 38/39 |  |  |  | 07/08 | 08/09 | 09/10 | 10/11 | 11/12 | 12/13 | 13/14 | 14/15 | 15/16 | 16/17 | 17/18 | 18/19 | 19/20 | 20/21 | 21/22 | 22/23 | 23/24 | 24/25 | 25/26 | 26/27 | 27/28 | 28/29 | 29/30 | 30/31 | 31/32 | 32/33 | 33/34 | 34/35 | 35/36 | 36/37 | 37/38 | 38/39
| Total | [8 empty] | 1021.81 | 975.5971 | 948.7318 | 938.0215 | 938.8302 | 943.2302 | 958.9829 | 977.8083 | 994.6057 | 1012.369 | 1028.641 | 1049.075 | 1069.769 | 1092.796 | 1117.356 | 1141.754 | 1166.054 | 1190.931 | 1216.395 | 1242.454 | 1269.116 | 1296.391 | 1324.286 | 1352.811 | 1381.975 |  |  | Total | 0 | 0 | 0 | 0 | 0 | 0 | 0 | 1021.7925 | -3.8402 | 0.12179 | 2.4264 | 0.81386 | 4.4276 | 15.8492 | 18.9367 | 16.8931 | 17.8614 | 16.3582 | 20.5396 | 20.7956 | 23.1358 | 24.6714 | 24.5041 | 24.4005 | 24.9766 | 25.561 | 26.154 | 26.7555 | 27.3658 | 27.9849 | 28.613 | 29.2501
| Firm Rating | 0 | 0 | 0 | 0 | 0 | 0 | 0 |  | 3727 | 3727 | 3727 | 3727 | 3727 | 3727 | 3727 | 3727 | 3727 | 3727 | 3727 | 3727 | 3727 | 3727 | 3727 | 3727 | 3727 | 3727 | 3727 | 3727 | 3727 | 3727 | 3727 | 3727 | 3727
| Total Capacity | 0 | 0 | 0 | 0 | 0 | 0 | 0 |  | 5039 | 5039 | 5039 | 5039 | 5039 | 5039 | 5039 | 5039 | 5039 | 5039 | 5039 | 5039 | 5039 | 5039 | 5039 | 5039 | 5039 | 5039 | 5039 | 5039 | 5039 | 5039 | 5039 | 5039 | 5039 |  |  | Waverley 132_11kV Tx11 | 0 | 0 | 0 | 0 | 0 | 0 | 0 | 510.8962 | -1.9201 | 0.060896 | 1.2132 | 0.40693 | 2.2138 | 7.9246 | 9.4684 | 8.4466 | 8.9307 | 8.1791 | 10.2698 | 10.3978 | 11.5679 | 12.3357 | 12.2521 | 12.2002 | 12.4883 | 12.7805 | 13.077 | 13.3778 | 13.6829 | 13.9925 | 14.3065 | 14.6251
|  | -7 | -6 | -5 | -4 | -3 | -2 | -1 |  | 0 | 1 | 2 | 3 | 4 | 5 | 6 | 7 | 8 | 9 | 10 | 11 | 12 | 13 | 14 | 15 | 16 | 17 | 18 | 19 | 20 | 21 | 22 | 23 | 24 |  |  | Waverley 132_11kV Tx12 | 0 | 0 | 0 | 0 | 0 | 0 | 0 | 510.8962 | -1.9201 | 0.060896 | 1.2132 | 0.40693 | 2.2138 | 7.9246 | 9.4684 | 8.4466 | 8.9307 | 8.1791 | 10.2698 | 10.3978 | 11.5679 | 12.3357 | 12.2521 | 12.2002 | 12.4883 | 12.7805 | 13.077 | 13.3778 | 13.6829 | 13.9925 | 14.3065 | 14.6251
| Transformer Loads | [36 empty] | 0 | 0 | 0 | 0 | 0 | 0 | 0 | 0 | 0 | 0 | 0 | 0 | 0 | 0 | 0 | 0 | 0 | 0 | 0 | 0 | 0 | 0 | 0 | 0 | 0 | 0 | 0 | 0 | 0 | 0 | 0 | 0
| Historical Loads | (11kV Amps) | [7 empty] | 0: Weather Corrected Forecast Loads; 4: (11kV Amps) |  |  |  | 0 | 0 | 0 | 0 | 0 | 0 | 0 | 0 | 0 | 0 | 0 | 0 | 0 | 0 | 0 | 0 | 0 | 0 | 0 | 0 | 0 | 0 | 0 | 0 | 0 | 0 | 0 | 0 | 0 | 0 | 0 | 0
|  | 07/08 | 08/09 | 09/10 | 10/11 | 11/12 | 12/13 | 13/14 |  | 14/15 | 15/16 | 16/17 | 17/18 | 18/19 | 19/20 | 20/21 | 21/22 | 22/23 | 23/24 | 24/25 | 25/26 | 26/27 | 27/28 | 28/29 | 29/30 | 30/31 | 31/32 | 32/33 | 33/34 | 34/35 | 35/36 | 36/37 | 37/38 | 38/39 |  |  |  | 0 | 0 | 0 | 0 | 0 | 0 | 0 | 0 | 0 | 0 | 0 | 0 | 0 | 0 | 0 | 0 | 0 | 0 | 0 | 0 | 0 | 0 | 0 | 0 | 0 | 0 | 0 | 0 | 0 | 0 | 0 | 0
| 0 | [36 empty] | 0 | 0 | 0 | 0 | 0 | 0 | 0 | 0 | 0 | 0 | 0 | 0 | 0 | 0 | 0 | 0 | 0 | 0 | 0 | 0 | 0 | 0 | 0 | 0 | 0 | 0 | 0 | 0 | 0 | 0 | 0 | 0
| Diversity Factor: 0 | [36 empty] | 0 | 0 | 0 | 0 | 0 | 0 | 0 | 0 | 0 | 0 | 0 | 0 | 0 | 0 | 0 | 0 | 0 | 0 | 0 | 0 | 0 | 0 | 0 | 0 | 0 | 0 | 0 | 0 | 0 | 0 | 0 | 0
[38 empty] | 0 | 0 | 0 | 0 | 0 | 0 | 0 | 0 | 0 | 0 | 0 | 0 | 0 | 0 | 0 | 0 | 0 | 0 | 0 | 0 | 0 | 0 | 0 | 0 | 0 | 0 | 0 | 0 | 0 | 0 | 0 | 0
[38 empty] | 0 | 0 | 0 | 0 | 0 | 0 | 0 | 0 | 0 | 0 | 0 | 0 | 0 | 0 | 0 | 0 | 0 | 0 | 0 | 0 | 0 | 0 | 0 | 0 | 0 | 0 | 0 | 0 | 0 | 0 | 0 | 0
| 0 | [36 empty] | 0 | 0 | 0 | 0 | 0 | 0 | 0 | 0 | 0 | 0 | 0 | 0 | 0 | 0 | 0 | 0 | 0 | 0 | 0 | 0 | 0 | 0 | 0 | 0 | 0 | 0 | 0 | 0 | 0 | 0 | 0 | 0
Diversity Factor: 0
[38 empty] | Historical Spots & Transfers | [6 empty] | Forecast Spots & Transfers
[35 empty] | Project Name | From | To | 07/08 | 08/09 | 09/10 | 10/11 | 11/12 | 12/13 | 13/14 | 14/15 | 15/16 | 16/17 | 17/18 | 18/19 | 19/20 | 20/21 | 21/22 | 22/23 | 23/24 | 24/25 | 25/26 | 26/27 | 27/28 | 28/29 | 29/30 | 30/31 | 31/32 | 32/33 | 33/34 | 34/35 | 35/36 | 36/37 | 37/38 | 38/39
| 0 | [33 empty] | Broad based demand management |  | Waverley 132_11kV Tx11 | 0 | 0 | 0 | 0 | 0 | 0 | 0 | -0.1226 | -1.2289 | -1.5477 | -2.6392 | -2.6793 | 0 | 0 | 0 | 0 | 0 | 0 | 0 | 0 | 0 | 0 | 0 | 0 | 0 | 0 | 0 | 0 | 0 | 0 | 0 | 0
| Diversity Factor: 0 | [33 empty] | Broad based demand management |  | Waverley 132_11kV Tx12 | 0 | 0 | 0 | 0 | 0 | 0 | 0 | -0.1226 | -1.2289 | -1.5477 | -2.6392 | -2.6793 | 0 | 0 | 0 | 0 | 0 | 0 | 0 | 0 | 0 | 0 | 0 | 0 | 0 | 0 | 0 | 0 | 0 | 0 | 0 | 0
[35 empty] | Decommission: Commissioning Transfers | Waverley 33_11kV Tx2 | Waverley 132_11kV Tx11 | 0 | 0 | 0 | 0 | 0 | 0 | 0 | 151.61 | 0 | 0 | 0 | 0 | 0 | 0 | 0 | 0 | 0 | 0 | 0 | 0 | 0 | 0 | 0 | 0 | 0 | 0 | 0 | 0 | 0 | 0 | 0 | 0
[35 empty] | Decommission: Commissioning Transfers | Waverley 33_11kV Tx2 | Waverley 132_11kV Tx12 | 0 | 0 | 0 | 0 | 0 | 0 | 0 | 151.61 | 0 | 0 | 0 | 0 | 0 | 0 | 0 | 0 | 0 | 0 | 0 | 0 | 0 | 0 | 0 | 0 | 0 | 0 | 0 | 0 | 0 | 0 | 0 | 0
| 0 | [33 empty] | Decommission: Commissioning Transfers | Waverley 33_11kV Tx3 | Waverley 132_11kV Tx11 | 0 | 0 | 0 | 0 | 0 | 0 | 0 | 165.6637 | 0 | 0 | 0 | 0 | 0 | 0 | 0 | 0 | 0 | 0 | 0 | 0 | 0 | 0 | 0 | 0 | 0 | 0 | 0 | 0 | 0 | 0 | 0 | 0
| Diversity Factor: 0 | [33 empty] | Decommission: Commissioning Transfers | Waverley 33_11kV Tx3 | Waverley 132_11kV Tx12 | 0 | 0 | 0 | 0 | 0 | 0 | 0 | 165.6637 | 0 | 0 | 0 | 0 | 0 | 0 | 0 | 0 | 0 | 0 | 0 | 0 | 0 | 0 | 0 | 0 | 0 | 0 | 0 | 0 | 0 | 0 | 0 | 0
[35 empty] | Decommission: Commissioning Transfers | Waverley 33_11kV Tx4 | Waverley 132_11kV Tx11 | 0 | 0 | 0 | 0 | 0 | 0 | 0 | 195.0488 | 0 | 0 | 0 | 0 | 0 | 0 | 0 | 0 | 0 | 0 | 0 | 0 | 0 | 0 | 0 | 0 | 0 | 0 | 0 | 0 | 0 | 0 | 0 | 0
[35 empty] | Decommission: Commissioning Transfers | Waverley 33_11kV Tx4 | Waverley 132_11kV Tx12 | 0 | 0 | 0 | 0 | 0 | 0 | 0 | 195.0488 | 0 | 0 | 0 | 0 | 0 | 0 | 0 | 0 | 0 | 0 | 0 | 0 | 0 | 0 | 0 | 0 | 0 | 0 | 0 | 0 | 0 | 0 | 0 | 0
| 0 | [33 empty] | Econometric |  | Waverley 132_11kV Tx11 | 0 | 0 | 0 | 0 | 0 | 0 | 0 | 0 | 0 | 6.4363 | 11.6098 | 15.1275 | 15.0814 | 15.8918 | 15.7115 | 15.5146 | 15.7711 | 16.0314 | 16.2955 | 16.5634 | 16.8353 | 17.1111 | 17.3909 | 17.6748 | 17.9629 | 18.2551 | 18.5516 | 18.8523 | 19.1575 | 19.467 | 19.7811 | 20.0997
| Diversity Factor: 0 | [33 empty] | Econometric |  | Waverley 132_11kV Tx12 | 0 | 0 | 0 | 0 | 0 | 0 | 0 | 0 | 0 | 6.4363 | 11.6098 | 15.1275 | 15.0814 | 15.8918 | 15.7115 | 15.5146 | 15.7711 | 16.0314 | 16.2955 | 16.5634 | 16.8353 | 17.1111 | 17.3909 | 17.6748 | 17.9629 | 18.2551 | 18.5516 | 18.8523 | 19.1575 | 19.467 | 19.7811 | 20.0997
[35 empty] | Energy Efficiency |  | Waverley 132_11kV Tx11 | 0 | 0 | 0 | 0 | 0 | 0 | 0 | -1.257 | -0.63882 | -4.7685 | -7.6925 | -11.9717 | -12.7944 | -7.8905 | -6.169 | -6.9928 | -6.7828 | -7.7833 | -5.9567 | -6.0966 | -5.1983 | -4.7064 | -5.0699 | -5.4056 | -5.4056 | -5.4056 | -5.4056 | -5.4056 | -5.4056 | -5.4056 | -5.4056 | -5.4056
[35 empty] | Energy Efficiency |  | Waverley 132_11kV Tx12 | 0 | 0 | 0 | 0 | 0 | 0 | 0 | -1.257 | -0.63882 | -4.7685 | -7.6925 | -11.9717 | -12.7944 | -7.8905 | -6.169 | -6.9928 | -6.7828 | -7.7833 | -5.9567 | -6.0966 | -5.1983 | -4.7064 | -5.0699 | -5.4056 | -5.4056 | -5.4056 | -5.4056 | -5.4056 | -5.4056 | -5.4056 | -5.4056 | -5.4056
| 0 | [33 empty] | Solar PV |  | Waverley 132_11kV Tx11 | 0 | 0 | 0 | 0 | 0 | 0 | 0 | -0.046718 | -0.052401 | -0.059181 | -0.064937 | -0.069499 | -0.073217 | -0.076656 | -0.074128 | -0.075306 | -0.05762 | -0.069018 | -0.069018 | -0.069018 | -0.069018 | -0.069018 | -0.069018 | -0.069018 | -0.069018 | -0.069018 | -0.069018 | -0.069018 | -0.069018 | -0.069018 | -0.069018 | -0.069018
| Diversity Factor: 0 | [33 empty] | Solar PV |  | Waverley 132_11kV Tx12 | 0 | 0 | 0 | 0 | 0 | 0 | 0 | -0.046718 | -0.052401 | -0.059181 | -0.064937 | -0.069499 | -0.073217 | -0.076656 | -0.074128 | -0.075306 | -0.05762 | -0.069018 | -0.069018 | -0.069018 | -0.069018 | -0.069018 | -0.069018 | -0.069018 | -0.069018 | -0.069018 | -0.069018 | -0.069018 | -0.069018 | -0.069018 | -0.069018 | -0.069018
0
Diversity Factor: 0
0
Diversity Factor: 0
0
Diversity Factor: 0
0
Diversity Factor: 0
| Weather Correction and Public Holiday Factors | [8 empty] | Forecast ROG
ROG Justification
| Actual loads for season 13/14 have been weather corrected by the following: | [8 empty] | Same as Waverley 33/11kV | [59 empty] | Same as Waverley 33/11kV
1 | 2 | 3 | 4 | 5 | 6 | 7 | 8 | 9 | 10 | 14/15 | 15/16 | 16/17 | 17/18 | 18/19 | 19/20 | 20/21 | 21/22 | 22/23 | 23/24 | 24/25 | 25/26 | 26/27 | 27/28 | 28/29 | 29/30 | 30/31 | 31/32 | 32/33 | 33/34 | 34/35 | 35/36 | 36/37 | 37/38 | 38/39
0.95851 | 0.91874 | 0.89333 | 0.88097 | 0.88097 | 0.88097 | 0.88097 | 0.88097 | 0.88097 | 0.88097 | -4.149% | -4.149% | -2.766% | -1.383% | 0% | 0% | 0% | 0% | 0% | 0% | 0% | 0% | 0% | 0% | 0% | 0% | 0% | 0% | 0% | 0% | 0% | 0% | 0% | 0% | 0%
Substation Load Detail
[7 empty] | Units | 13/14 |  | 14/15 | 15/16 | 16/17 | 17/18 | 18/19 | 19/20 | 20/21 | 21/22 | 22/23 | 23/24 | 24/25 | 25/26 | 26/27 | 27/28 | 28/29 | 29/30 | 30/31 | 31/32 | 32/33 | 33/34 | 34/35 | 35/36 | 36/37 | 37/38 | 38/39
1 | Waverley 132_11kV | Compensated |  | Load (LV side) |  |  | Amps | 0 | 0 | 1021.81 | 975.5971 | 948.7318 | 938.0215 | 938.8302 | 943.2302 | 958.9829 | 977.8083 | 994.6057 | 1012.369 | 1028.641 | 1049.075 | 1069.769 | 1092.796 | 1117.356 | 1141.754 | 1166.054 | 1190.931 | 1216.395 | 1242.454 | 1269.116 | 1296.391 | 1324.286 | 1352.811 | 1381.975
|  |  |  | Apparent Power |  |  | MVA | 0 |  | 19.4681 | 18.5876 | 18.0758 | 17.8717 | 17.8871 | 17.9709 | 18.2711 | 18.6298 | 18.9498 | 19.2882 | 19.5982 | 19.9876 | 20.3818 | 20.8206 | 21.2885 | 21.7534 | 22.2163 | 22.6903 | 23.1755 | 23.6719 | 24.1799 | 24.6996 | 25.231 | 25.7745 | 26.3302
|  |  |  | Real Power |  |  | MW | 0 | 0 | 18.3589 | 17.5313 | 17.0484 | 16.8543 | 16.8682 | 16.9441 | 17.2159 | 17.5406 | 17.8303 | 18.1366 | 18.4171 | 18.7693 | 19.1258 | 19.5226 | 19.9456 | 20.3658 | 20.7842 | 21.2125 | 21.6508 | 22.0993 | 22.558 | 23.0273 | 23.5071 | 23.9978 | 24.4993
|  |  |  | Reactive Power |  |  | MVAr | 0 |  | 6.4775 | 6.1768 | 6.007 | 5.944 | 5.9508 | 5.9876 | 6.1192 | 6.2765 | 6.4168 | 6.5651 | 6.7009 | 6.8715 | 7.0442 | 7.2364 | 7.4413 | 7.6448 | 7.8474 | 8.0548 | 8.2671 | 8.4843 | 8.7065 | 8.9338 | 9.1662 | 9.4038 | 9.6467
|  |  |  | Capacitors In Service |  |  | MVAr | 0 |  | 0 | 0 | 0 | 0 | 0 | 0 | 0 | 0 | 0 | 0 | 0 | 0 | 0 | 0 | 0 | 0 | 0 | 0 | 0 | 0 | 0 | 0 | 0 | 0 | 0
|  |  |  | PF |  |  |  | 0 |  | 0.94302 | 0.94317 | 0.94317 | 0.94307 | 0.94304 | 0.94286 | 0.94225 | 0.94154 | 0.94092 | 0.94029 | 0.93973 | 0.93905 | 0.93838 | 0.93766 | 0.93692 | 0.93621 | 0.93554 | 0.93487 | 0.93421 | 0.93356 | 0.93292 | 0.93229 | 0.93168 | 0.93107 | 0.93047
0.90166 | Diversity Factor: 0.9 | Uncompensated |  | Reactive Power |  |  | MVAr | 0 | 0 | 6.4775 | 6.1768 | 6.007 | 5.944 | 5.9508 | 5.9876 | 6.1192 | 6.2765 | 6.4168 | 6.5651 | 6.7009 | 6.8715 | 7.0442 | 7.2364 | 7.4413 | 7.6448 | 7.8474 | 8.0548 | 8.2671 | 8.4843 | 8.7065 | 8.9338 | 9.1662 | 9.4038 | 9.6467
|  |  |  | PF |  |  |  | 0 |  | 0.94302 | 0.94317 | 0.94317 | 0.94307 | 0.94304 | 0.94286 | 0.94225 | 0.94154 | 0.94092 | 0.94029 | 0.93973 | 0.93905 | 0.93838 | 0.93766 | 0.93692 | 0.93621 | 0.93554 | 0.93487 | 0.93421 | 0.93356 | 0.93292 | 0.93229 | 0.93168 | 0.93107 | 0.93047
[10 empty] | 1 | 2 | 3 | 4 | 5 | 6 | 7 | 8 | 9 | 10 | 11 | 12 | 13 | 14 | 15 | 16 | 17 | 18 | 19 | 20 | 21 | 22 | 23 | 24 | 25
Transformer Load Detail
[7 empty] | Units | 13/14 |  | 14/15 | 15/16 | 16/17 | 17/18 | 18/19 | 19/20 | 20/21 | 21/22 | 22/23 | 23/24 | 24/25 | 25/26 | 26/27 | 27/28 | 28/29 | 29/30 | 30/31 | 31/32 | 32/33 | 33/34 | 34/35 | 35/36 | 36/37 | 37/38 | 38/39
| 0 | Compensated |  | Load (LV side) |  |  | Amps
|  |  |  | Apparent Power |  |  | MVA
|  |  |  | Real Power |  |  | MW
|  |  |  | Reactive Power |  |  | MVAr
|  |  |  | Capacitors In Service |  |  | MVAr
PF
| Zone Div: | Uncompensated |  | Reactive Power |  |  | MVAr
PF
| 0 | Compensated |  | Load (LV side) |  |  | Amps
|  |  |  | Apparent Power |  |  | MVA
|  |  |  | Real Power |  |  | MW
|  |  |  | Reactive Power |  |  | MVAr
|  |  |  | Capacitors In Service |  |  | MVAr
PF
| Zone Div: | Uncompensated |  | Reactive Power |  |  | MVAr
PF
| 0 | Compensated |  | Load (LV side) |  |  | Amps
|  |  |  | Apparent Power |  |  | MVA
|  |  |  | Real Power |  |  | MW
|  |  |  | Reactive Power |  |  | MVAr
|  |  |  | Capacitors In Service |  |  | MVAr
PF
| Zone Div: | Uncompensated |  | Reactive Power |  |  | MVAr
PF
| 0 | Compensated |  | Load (LV side) |  |  | Amps
|  |  |  | Apparent Power |  |  | MVA
|  |  |  | Real Power |  |  | MW
|  |  |  | Reactive Power |  |  | MVAr
|  |  |  | Capacitors In Service |  |  | MVAr
PF
| Zone Div: | Uncompensated |  | Reactive Power |  |  | MVAr
PF
| 0 | Compensated |  | Load (LV side) |  |  | Amps
|  |  |  | Apparent Power |  |  | MVA
|  |  |  | Real Power |  |  | MW
|  |  |  | Reactive Power |  |  | MVAr
|  |  |  | Capacitors In Service |  |  | MVAr
PF
| Zone Div: | Uncompensated |  | Reactive Power |  |  | MVAr
PF
| 0 | Compensated |  | Load (LV side) |  |  | Amps
|  |  |  | Apparent Power |  |  | MVA
|  |  |  | Real Power |  |  | MW
|  |  |  | Reactive Power |  |  | MVAr
|  |  |  | Capacitors In Service |  |  | MVAr
PF
| Zone Div: | Uncompensated |  | Reactive Power |  |  | MVAr
PF
| 0 | Compensated |  | Load (LV side) |  |  | Amps
|  |  |  | Apparent Power |  |  | MVA
|  |  |  | Real Power |  |  | MW
|  |  |  | Reactive Power |  |  | MVAr
|  |  |  | Capacitors In Service |  |  | MVAr
PF
| Zone Div: | Uncompensated |  | Reactive Power |  |  | MVAr
PF
| 0 | Compensated |  | Load (LV side) |  |  | Amps
|  |  |  | Apparent Power |  |  | MVA
|  |  |  | Real Power |  |  | MW
|  |  |  | Reactive Power |  |  | MVAr
|  |  |  | Capacitors In Service |  |  | MVAr
PF
| Zone Div: | Uncompensated |  | Reactive Power |  |  | MVAr
PF
| 0 | Compensated |  | Load (LV side) |  |  | Amps
|  |  |  | Apparent Power |  |  | MVA
|  |  |  | Real Power |  |  | MW
|  |  |  | Reactive Power |  |  | MVAr
|  |  |  | Capacitors In Service |  |  | MVAr
PF
| Zone Div: | Uncompensated |  | Reactive Power |  |  | MVAr
PF
| 0 | Compensated |  | Load (LV side) |  |  | Amps
|  |  |  | Apparent Power |  |  | MVA
|  |  |  | Real Power |  |  | MW
|  |  |  | Reactive Power |  |  | MVAr
|  |  |  | Capacitors In Service |  |  | MVAr
PF
| Zone Div: | Uncompensated |  | Reactive Power |  |  | MVAr
PF

## Waverley 33_11kV
| Waverley 33_11kV | [16 empty] | 2015 | SUMMER
[6 empty] | Zone decommissioned |  | 2014-10-31
| Substation Total Loads | [33 empty] | Spots & Transfers Detail
| Historical Loads | (11kV Amps) | [7 empty] | Weather Corrected Forecast Loads |  |  |  | (11kV Amps) | [20 empty] | Spots & Transfers Summary | (11kV Amps) |  | Historical Spots & Transfers | [6 empty] | Forecast Spots & Transfers
|  | 07/08 | 08/09 | 09/10 | 10/11 | 11/12 | 12/13 | 13/14 |  | 14/15 | 15/16 | 16/17 | 17/18 | 18/19 | 19/20 | 20/21 | 21/22 | 22/23 | 23/24 | 24/25 | 25/26 | 26/27 | 27/28 | 28/29 | 29/30 | 30/31 | 31/32 | 32/33 | 33/34 | 34/35 | 35/36 | 36/37 | 37/38 | 38/39 |  |  |  | 07/08 | 08/09 | 09/10 | 10/11 | 11/12 | 12/13 | 13/14 | 14/15 | 15/16 | 16/17 | 17/18 | 18/19 | 19/20 | 20/21 | 21/22 | 22/23 | 23/24 | 24/25 | 25/26 | 26/27 | 27/28 | 28/29 | 29/30 | 30/31 | 31/32 | 32/33 | 33/34 | 34/35 | 35/36 | 36/37 | 37/38 | 38/39
| Total | 1274 | 1298 | 1226 | 1271 | 1128 | 1192 | 1008 |  | 0 | 0 | 0 | 0 | 0 | 0 | 0 | 0 | 0 | 0 | 0 | 0 | 0 | 0 | 0 | 0 | 0 | 0 | 0 | 0 | 0 | 0 | 0 | 0 | 0 |  |  | Total | 0 | 0 | 0 | -0.45453 | -0.0020995 | -0.084503 | -0.0015746 | -1024.6451 | 0 | 0 | 0 | 0 | 0 | 0 | 0 | 0 | 0 | 0 | 0 | 0 | 0 | 0 | 0 | 0 | 0 | 0 | 0 | 0 | 0 | 0 | 0 | 0
| Firm Rating | 0 | 0 | 0 | 0 | 0 | 0 | 2715 |  | 0 | 0 | 0 | 0 | 0 | 0 | 0 | 0 | 0 | 0 | 0 | 0 | 0 | 0 | 0 | 0 | 0 | 0 | 0 | 0 | 0 | 0 | 0 | 0 | 0
| Total Capacity | 0 | 0 | 0 | 0 | 0 | 0 | 3987 |  | 0 | 0 | 0 | 0 | 0 | 0 | 0 | 0 | 0 | 0 | 0 | 0 | 0 | 0 | 0 | 0 | 0 | 0 | 0 | 0 | 0 | 0 | 0 | 0 | 0 |  |  | Waverley 33_11kV Tx1 | 0 | 0 | 0 | 0 | 0 | 0 | 0 | 0 | 0 | 0 | 0 | 0 | 0 | 0 | 0 | 0 | 0 | 0 | 0 | 0 | 0 | 0 | 0 | 0 | 0 | 0 | 0 | 0 | 0 | 0 | 0 | 0
|  | -7 | -6 | -5 | -4 | -3 | -2 | -1 |  | 0 | 1 | 2 | 3 | 4 | 5 | 6 | 7 | 8 | 9 | 10 | 11 | 12 | 13 | 14 | 15 | 16 | 17 | 18 | 19 | 20 | 21 | 22 | 23 | 24 |  |  | Waverley 33_11kV Tx2 | 0 | 0 | 0 | -0.13451 | -0.00062128 | -150.025 | -0.00046596 | -303.22 | 0 | 0 | 0 | 0 | 0 | 0 | 0 | 0 | 0 | 0 | 0 | 0 | 0 | 0 | 0 | 0 | 0 | 0 | 0 | 0 | 0 | 0 | 0 | 0
| Transformer Loads | [35 empty] | Waverley 33_11kV Tx3 | 0 | 0 | 0 | -0.14698 | -0.00067888 | 149.9727 | -0.00050916 | -331.3275 | 0 | 0 | 0 | 0 | 0 | 0 | 0 | 0 | 0 | 0 | 0 | 0 | 0 | 0 | 0 | 0 | 0 | 0 | 0 | 0 | 0 | 0 | 0 | 0
| Historical Loads | (11kV Amps) | [7 empty] | 0: Weather Corrected Forecast Loads; 4: (11kV Amps) |  |  | Waverley 33_11kV Tx4 | 0 | 0 | 0 | -0.17305 | -0.00079929 | -0.032172 | -0.00059947 | -390.0976 | 0 | 0 | 0 | 0 | 0 | 0 | 0 | 0 | 0 | 0 | 0 | 0 | 0 | 0 | 0 | 0 | 0 | 0 | 0 | 0 | 0 | 0 | 0 | 0
|  | 07/08 | 08/09 | 09/10 | 10/11 | 11/12 | 12/13 | 13/14 |  | 14/15 | 15/16 | 16/17 | 17/18 | 18/19 | 19/20 | 20/21 | 21/22 | 22/23 | 23/24 | 24/25 | 25/26 | 26/27 | 27/28 | 28/29 | 29/30 | 30/31 | 31/32 | 32/33 | 33/34 | 34/35 | 35/36 | 36/37 | 37/38 | 38/39 |  |  |  | 0 | 0 | 0 | 0 | 0 | 0 | 0 | 0 | 0 | 0 | 0 | 0 | 0 | 0 | 0 | 0 | 0 | 0 | 0 | 0 | 0 | 0 | 0 | 0 | 0 | 0 | 0 | 0 | 0 | 0 | 0 | 0
| 0 | [36 empty] | 0 | 0 | 0 | 0 | 0 | 0 | 0 | 0 | 0 | 0 | 0 | 0 | 0 | 0 | 0 | 0 | 0 | 0 | 0 | 0 | 0 | 0 | 0 | 0 | 0 | 0 | 0 | 0 | 0 | 0 | 0 | 0
| Diversity Factor: 0 | [36 empty] | 0 | 0 | 0 | 0 | 0 | 0 | 0 | 0 | 0 | 0 | 0 | 0 | 0 | 0 | 0 | 0 | 0 | 0 | 0 | 0 | 0 | 0 | 0 | 0 | 0 | 0 | 0 | 0 | 0 | 0 | 0 | 0
[38 empty] | 0 | 0 | 0 | 0 | 0 | 0 | 0 | 0 | 0 | 0 | 0 | 0 | 0 | 0 | 0 | 0 | 0 | 0 | 0 | 0 | 0 | 0 | 0 | 0 | 0 | 0 | 0 | 0 | 0 | 0 | 0 | 0
[38 empty] | 0 | 0 | 0 | 0 | 0 | 0 | 0 | 0 | 0 | 0 | 0 | 0 | 0 | 0 | 0 | 0 | 0 | 0 | 0 | 0 | 0 | 0 | 0 | 0 | 0 | 0 | 0 | 0 | 0 | 0 | 0 | 0
| 0 | [36 empty] | 0 | 0 | 0 | 0 | 0 | 0 | 0 | 0 | 0 | 0 | 0 | 0 | 0 | 0 | 0 | 0 | 0 | 0 | 0 | 0 | 0 | 0 | 0 | 0 | 0 | 0 | 0 | 0 | 0 | 0 | 0 | 0
Diversity Factor: 0
[38 empty] | Historical Spots & Transfers | [6 empty] | Forecast Spots & Transfers
[35 empty] | Project Name | From | To | 07/08 | 08/09 | 09/10 | 10/11 | 11/12 | 12/13 | 13/14 | 14/15 | 15/16 | 16/17 | 17/18 | 18/19 | 19/20 | 20/21 | 21/22 | 22/23 | 23/24 | 24/25 | 25/26 | 26/27 | 27/28 | 28/29 | 29/30 | 30/31 | 31/32 | 32/33 | 33/34 | 34/35 | 35/36 | 36/37 | 37/38 | 38/39
| 0 | [33 empty] | Broad based demand management |  | Waverley 33_11kV Tx2 | 0 | 0 | 0 | 0 | 0 | 0 | 0 | 0 | 0 | 0 | 0 | 0 | 0 | 0 | 0 | 0 | 0 | 0 | 0 | 0 | 0 | 0 | 0 | 0 | 0 | 0 | 0 | 0 | 0 | 0 | 0 | 0
| Diversity Factor: 0 | [33 empty] | Broad based demand management |  | Waverley 33_11kV Tx3 | 0 | 0 | 0 | 0 | 0 | 0 | 0 | 0 | 0 | 0 | 0 | 0 | 0 | 0 | 0 | 0 | 0 | 0 | 0 | 0 | 0 | 0 | 0 | 0 | 0 | 0 | 0 | 0 | 0 | 0 | 0 | 0
[35 empty] | Broad based demand management |  | Waverley 33_11kV Tx4 | 0 | 0 | 0 | 0 | 0 | 0 | 0 | 0 | 0 | 0 | 0 | 0 | 0 | 0 | 0 | 0 | 0 | 0 | 0 | 0 | 0 | 0 | 0 | 0 | 0 | 0 | 0 | 0 | 0 | 0 | 0 | 0
[35 empty] | DNP_ID: 6765. New Waverley Zone feeder relocation | Waverley 33_11kV Tx2 | Waverley 33_11kV Tx3 | 0 | 0 | 0 | 0 | 0 | 150 | 0 | 0 | 0 | 0 | 0 | 0 | 0 | 0 | 0 | 0 | 0 | 0 | 0 | 0 | 0 | 0 | 0 | 0 | 0 | 0 | 0 | 0 | 0 | 0 | 0 | 0
| 0 | [33 empty] | Decommission: Commissioning Transfers | Waverley 33_11kV Tx2 | Waverley 132_11kV Tx11 | 0 | 0 | 0 | 0 | 0 | 0 | 0 | 151.61 | 0 | 0 | 0 | 0 | 0 | 0 | 0 | 0 | 0 | 0 | 0 | 0 | 0 | 0 | 0 | 0 | 0 | 0 | 0 | 0 | 0 | 0 | 0 | 0
| Diversity Factor: 0 | [33 empty] | Decommission: Commissioning Transfers | Waverley 33_11kV Tx2 | Waverley 132_11kV Tx12 | 0 | 0 | 0 | 0 | 0 | 0 | 0 | 151.61 | 0 | 0 | 0 | 0 | 0 | 0 | 0 | 0 | 0 | 0 | 0 | 0 | 0 | 0 | 0 | 0 | 0 | 0 | 0 | 0 | 0 | 0 | 0 | 0
[35 empty] | Decommission: Commissioning Transfers | Waverley 33_11kV Tx3 | Waverley 132_11kV Tx11 | 0 | 0 | 0 | 0 | 0 | 0 | 0 | 165.6637 | 0 | 0 | 0 | 0 | 0 | 0 | 0 | 0 | 0 | 0 | 0 | 0 | 0 | 0 | 0 | 0 | 0 | 0 | 0 | 0 | 0 | 0 | 0 | 0
[35 empty] | Decommission: Commissioning Transfers | Waverley 33_11kV Tx3 | Waverley 132_11kV Tx12 | 0 | 0 | 0 | 0 | 0 | 0 | 0 | 165.6637 | 0 | 0 | 0 | 0 | 0 | 0 | 0 | 0 | 0 | 0 | 0 | 0 | 0 | 0 | 0 | 0 | 0 | 0 | 0 | 0 | 0 | 0 | 0 | 0
| 0 | [33 empty] | Decommission: Commissioning Transfers | Waverley 33_11kV Tx4 | Waverley 132_11kV Tx11 | 0 | 0 | 0 | 0 | 0 | 0 | 0 | 195.0488 | 0 | 0 | 0 | 0 | 0 | 0 | 0 | 0 | 0 | 0 | 0 | 0 | 0 | 0 | 0 | 0 | 0 | 0 | 0 | 0 | 0 | 0 | 0 | 0
| Diversity Factor: 0 | [33 empty] | Decommission: Commissioning Transfers | Waverley 33_11kV Tx4 | Waverley 132_11kV Tx12 | 0 | 0 | 0 | 0 | 0 | 0 | 0 | 195.0488 | 0 | 0 | 0 | 0 | 0 | 0 | 0 | 0 | 0 | 0 | 0 | 0 | 0 | 0 | 0 | 0 | 0 | 0 | 0 | 0 | 0 | 0 | 0 | 0
[35 empty] | Econometric |  | Waverley 33_11kV Tx2 | 0 | 0 | 0 | 0 | 0 | 0 | 0 | 0 | 0 | 0 | 0 | 0 | 0 | 0 | 0 | 0 | 0 | 0 | 0 | 0 | 0 | 0 | 0 | 0 | 0 | 0 | 0 | 0 | 0 | 0 | 0 | 0
[35 empty] | Econometric |  | Waverley 33_11kV Tx3 | 0 | 0 | 0 | 0 | 0 | 0 | 0 | 0 | 0 | 0 | 0 | 0 | 0 | 0 | 0 | 0 | 0 | 0 | 0 | 0 | 0 | 0 | 0 | 0 | 0 | 0 | 0 | 0 | 0 | 0 | 0 | 0
| 0 | [33 empty] | Econometric |  | Waverley 33_11kV Tx4 | 0 | 0 | 0 | 0 | 0 | 0 | 0 | 0 | 0 | 0 | 0 | 0 | 0 | 0 | 0 | 0 | 0 | 0 | 0 | 0 | 0 | 0 | 0 | 0 | 0 | 0 | 0 | 0 | 0 | 0 | 0 | 0
| Diversity Factor: 0 | [33 empty] | Energy Efficiency |  | Waverley 33_11kV Tx2 | 0 | 0 | 0 | 0 | 0 | 0 | 0 | 0 | 0 | 0 | 0 | 0 | 0 | 0 | 0 | 0 | 0 | 0 | 0 | 0 | 0 | 0 | 0 | 0 | 0 | 0 | 0 | 0 | 0 | 0 | 0 | 0
[35 empty] | Energy Efficiency |  | Waverley 33_11kV Tx3 | 0 | 0 | 0 | 0 | 0 | 0 | 0 | 0 | 0 | 0 | 0 | 0 | 0 | 0 | 0 | 0 | 0 | 0 | 0 | 0 | 0 | 0 | 0 | 0 | 0 | 0 | 0 | 0 | 0 | 0 | 0 | 0
[35 empty] | Energy Efficiency |  | Waverley 33_11kV Tx4 | 0 | 0 | 0 | 0 | 0 | 0 | 0 | 0 | 0 | 0 | 0 | 0 | 0 | 0 | 0 | 0 | 0 | 0 | 0 | 0 | 0 | 0 | 0 | 0 | 0 | 0 | 0 | 0 | 0 | 0 | 0 | 0
| 0 | [33 empty] | Solar PV |  | Waverley 33_11kV Tx2 | 0 | 0 | 0 | -0.13451 | -0.00062128 | -0.025007 | -0.00046596 | 0 | 0 | 0 | 0 | 0 | 0 | 0 | 0 | 0 | 0 | 0 | 0 | 0 | 0 | 0 | 0 | 0 | 0 | 0 | 0 | 0 | 0 | 0 | 0 | 0
| Diversity Factor: 0 | [33 empty] | Solar PV |  | Waverley 33_11kV Tx3 | 0 | 0 | 0 | -0.14698 | -0.00067888 | -0.027325 | -0.00050916 | 0 | 0 | 0 | 0 | 0 | 0 | 0 | 0 | 0 | 0 | 0 | 0 | 0 | 0 | 0 | 0 | 0 | 0 | 0 | 0 | 0 | 0 | 0 | 0 | 0
[35 empty] | Solar PV |  | Waverley 33_11kV Tx4 | 0 | 0 | 0 | -0.17305 | -0.00079929 | -0.032172 | -0.00059947 | 0 | 0 | 0 | 0 | 0 | 0 | 0 | 0 | 0 | 0 | 0 | 0 | 0 | 0 | 0 | 0 | 0 | 0 | 0 | 0 | 0 | 0 | 0 | 0 | 0
0
Diversity Factor: 0
0
Diversity Factor: 0
0
Diversity Factor: 0
| Weather Correction and Public Holiday Factors | [8 empty] | Forecast ROG
ROG Justification
| Actual loads for season 13/14 have been weather corrected by the following: | [6 empty] | 2.911% |  | 7 year ROG ok | [59 empty] | 7 year ROG ok
1 | 2 | 3 | 4 | 5 | 6 | 7 | 8 | 9 | 10 | 14/15 | 15/16 | 16/17 | 17/18 | 18/19 | 19/20 | 20/21 | 21/22 | 22/23 | 23/24 | 24/25 | 25/26 | 26/27 | 27/28 | 28/29 | 29/30 | 30/31 | 31/32 | 32/33 | 33/34 | 34/35 | 35/36 | 36/37 | 37/38 | 38/39
0.95851 | 0.91874 | 0.89333 | 0.88097 | 0.88097 | 0.88097 | 0.88097 | 0.88097 | 0.88097 | 0.88097 | -4.149% | -4.149% | -2.766% | -1.383% | 0% | 0% | 0% | 0% | 0% | 0% | 0% | 0% | 0% | 0% | 0% | 0% | 0% | 0% | 0% | 0% | 0% | 0% | 0% | 0% | 0%
Substation Load Detail
[7 empty] | Units | 13/14 |  | 14/15 | 15/16 | 16/17 | 17/18 | 18/19 | 19/20 | 20/21 | 21/22 | 22/23 | 23/24 | 24/25 | 25/26 | 26/27 | 27/28 | 28/29 | 29/30 | 30/31 | 31/32 | 32/33 | 33/34 | 34/35 | 35/36 | 36/37 | 37/38 | 38/39
1 | Waverley 33_11kV | Compensated |  | Load (LV side) |  |  | Amps | 1008 | 1069 | 0 | 0 | 0 | 0 | 0 | 0 | 0 | 0 | 0 | 0 | 0 | 0 | 0 | 0 | 0 | 0 | 0 | 0 | 0 | 0 | 0 | 0 | 0 | 0 | 0
|  |  |  | Apparent Power |  |  | MVA | 19.205 |  | 0 | 0 | 0 | 0 | 0 | 0 | 0 | 0 | 0 | 0 | 0 | 0 | 0 | 0 | 0 | 0 | 0 | 0 | 0 | 0 | 0 | 0 | 0 | 0 | 0
|  |  |  | Real Power |  |  | MW | 18.1088 | 19.2047 | 0 | 0 | 0 | 0 | 0 | 0 | 0 | 0 | 0 | 0 | 0 | 0 | 0 | 0 | 0 | 0 | 0 | 0 | 0 | 0 | 0 | 0 | 0 | 0 | 0
|  |  |  | Reactive Power |  |  | MVAr | 6.3956 |  | 0 | 0 | 0 | 0 | 0 | 0 | 0 | 0 | 0 | 0 | 0 | 0 | 0 | 0 | 0 | 0 | 0 | 0 | 0 | 0 | 0 | 0 | 0 | 0 | 0
|  |  |  | Capacitors In Service |  |  | MVAr | 0 |  | 0 | 0 | 0 | 0 | 0 | 0 | 0 | 0 | 0 | 0 | 0 | 0 | 0 | 0 | 0 | 0 | 0 | 0 | 0 | 0 | 0 | 0 | 0 | 0 | 0
|  |  |  | PF |  |  |  | 0.94292 |  | 0 | 0 | 0 | 0 | 0 | 0 | 0 | 0 | 0 | 0 | 0 | 0 | 0 | 0 | 0 | 0 | 0 | 0 | 0 | 0 | 0 | 0 | 0 | 0 | 0
0.9168 | Diversity Factor: 0.92 | Uncompensated |  | Reactive Power |  |  | MVAr | 6.3956 | 6.7826 | 0 | 0 | 0 | 0 | 0 | 0 | 0 | 0 | 0 | 0 | 0 | 0 | 0 | 0 | 0 | 0 | 0 | 0 | 0 | 0 | 0 | 0 | 0 | 0 | 0
|  |  |  | PF |  |  |  | 0.94292 |  | 0 | 0 | 0 | 0 | 0 | 0 | 0 | 0 | 0 | 0 | 0 | 0 | 0 | 0 | 0 | 0 | 0 | 0 | 0 | 0 | 0 | 0 | 0 | 0 | 0
[10 empty] | 1 | 2 | 3 | 4 | 5 | 6 | 7 | 8 | 9 | 10 | 11 | 12 | 13 | 14 | 15 | 16 | 17 | 18 | 19 | 20 | 21 | 22 | 23 | 24 | 25
Transformer Load Detail
[7 empty] | Units | 13/14 |  | 14/15 | 15/16 | 16/17 | 17/18 | 18/19 | 19/20 | 20/21 | 21/22 | 22/23 | 23/24 | 24/25 | 25/26 | 26/27 | 27/28 | 28/29 | 29/30 | 30/31 | 31/32 | 32/33 | 33/34 | 34/35 | 35/36 | 36/37 | 37/38 | 38/39
| 0 | Compensated |  | Load (LV side) |  |  | Amps
|  |  |  | Apparent Power |  |  | MVA
|  |  |  | Real Power |  |  | MW
|  |  |  | Reactive Power |  |  | MVAr
|  |  |  | Capacitors In Service |  |  | MVAr
PF
| Zone Div: | Uncompensated |  | Reactive Power |  |  | MVAr
PF
| 0 | Compensated |  | Load (LV side) |  |  | Amps
|  |  |  | Apparent Power |  |  | MVA
|  |  |  | Real Power |  |  | MW
|  |  |  | Reactive Power |  |  | MVAr
|  |  |  | Capacitors In Service |  |  | MVAr
PF
| Zone Div: | Uncompensated |  | Reactive Power |  |  | MVAr
PF
| 0 | Compensated |  | Load (LV side) |  |  | Amps
|  |  |  | Apparent Power |  |  | MVA
|  |  |  | Real Power |  |  | MW
|  |  |  | Reactive Power |  |  | MVAr
|  |  |  | Capacitors In Service |  |  | MVAr
PF
| Zone Div: | Uncompensated |  | Reactive Power |  |  | MVAr
PF
| 0 | Compensated |  | Load (LV side) |  |  | Amps
|  |  |  | Apparent Power |  |  | MVA
|  |  |  | Real Power |  |  | MW
|  |  |  | Reactive Power |  |  | MVAr
|  |  |  | Capacitors In Service |  |  | MVAr
PF
| Zone Div: | Uncompensated |  | Reactive Power |  |  | MVAr
PF
| 0 | Compensated |  | Load (LV side) |  |  | Amps
|  |  |  | Apparent Power |  |  | MVA
|  |  |  | Real Power |  |  | MW
|  |  |  | Reactive Power |  |  | MVAr
|  |  |  | Capacitors In Service |  |  | MVAr
PF
| Zone Div: | Uncompensated |  | Reactive Power |  |  | MVAr
PF
| 0 | Compensated |  | Load (LV side) |  |  | Amps
|  |  |  | Apparent Power |  |  | MVA
|  |  |  | Real Power |  |  | MW
|  |  |  | Reactive Power |  |  | MVAr
|  |  |  | Capacitors In Service |  |  | MVAr
PF
| Zone Div: | Uncompensated |  | Reactive Power |  |  | MVAr
PF
| 0 | Compensated |  | Load (LV side) |  |  | Amps
|  |  |  | Apparent Power |  |  | MVA
|  |  |  | Real Power |  |  | MW
|  |  |  | Reactive Power |  |  | MVAr
|  |  |  | Capacitors In Service |  |  | MVAr
PF
| Zone Div: | Uncompensated |  | Reactive Power |  |  | MVAr
PF
| 0 | Compensated |  | Load (LV side) |  |  | Amps
|  |  |  | Apparent Power |  |  | MVA
|  |  |  | Real Power |  |  | MW
|  |  |  | Reactive Power |  |  | MVAr
|  |  |  | Capacitors In Service |  |  | MVAr
PF
| Zone Div: | Uncompensated |  | Reactive Power |  |  | MVAr
PF
| 0 | Compensated |  | Load (LV side) |  |  | Amps
|  |  |  | Apparent Power |  |  | MVA
|  |  |  | Real Power |  |  | MW
|  |  |  | Reactive Power |  |  | MVAr
|  |  |  | Capacitors In Service |  |  | MVAr
PF
| Zone Div: | Uncompensated |  | Reactive Power |  |  | MVAr
PF
| 0 | Compensated |  | Load (LV side) |  |  | Amps
|  |  |  | Apparent Power |  |  | MVA
|  |  |  | Real Power |  |  | MW
|  |  |  | Reactive Power |  |  | MVAr
|  |  |  | Capacitors In Service |  |  | MVAr
PF
| Zone Div: | Uncompensated |  | Reactive Power |  |  | MVAr
PF

## Zetland 132_11kV
| Zetland 132_11kV | [16 empty] | 2015 | SUMMER
| Substation Total Loads | [33 empty] | Spots & Transfers Detail
| Historical Loads | (11kV Amps) | [7 empty] | Weather Corrected Forecast Loads |  |  |  | (11kV Amps) | [20 empty] | Spots & Transfers Summary | (11kV Amps) |  | Historical Spots & Transfers | [6 empty] | Forecast Spots & Transfers
|  | 07/08 | 08/09 | 09/10 | 10/11 | 11/12 | 12/13 | 13/14 |  | 14/15 | 15/16 | 16/17 | 17/18 | 18/19 | 19/20 | 20/21 | 21/22 | 22/23 | 23/24 | 24/25 | 25/26 | 26/27 | 27/28 | 28/29 | 29/30 | 30/31 | 31/32 | 32/33 | 33/34 | 34/35 | 35/36 | 36/37 | 37/38 | 38/39 |  |  |  | 07/08 | 08/09 | 09/10 | 10/11 | 11/12 | 12/13 | 13/14 | 14/15 | 15/16 | 16/17 | 17/18 | 18/19 | 19/20 | 20/21 | 21/22 | 22/23 | 23/24 | 24/25 | 25/26 | 26/27 | 27/28 | 28/29 | 29/30 | 30/31 | 31/32 | 32/33 | 33/34 | 34/35 | 35/36 | 36/37 | 37/38 | 38/39
| Total | 4194 | 4248 | 4260 | 4220 | 3628 | 3712 | 3249 |  | 2972.97 | 2914.317 | 2853.998 | 2823.264 | 2817.133 | 2823.453 | 2853.235 | 2898.814 | 2938.908 | 2981.346 | 3015.332 | 3060.058 | 3104.714 | 3157.382 | 3214.444 | 3270.597 | 3325.028 | 3380.619 | 3437.384 | 3495.338 | 3554.495 | 3614.871 | 3676.48 | 3739.339 | 3803.462 |  |  | Total | 0 | 0 | 0 | -56.4554 | -150.3579 | -2.3105 | -165.1998 | -168.0036 | 26.3937 | -11.5829 | -4.075 | -6.5642 | 6.767 | 36.5365 | 49.7464 | 43.6386 | 46.0718 | 36.8135 | 48.3385 | 48.1471 | 56.6435 | 61.2059 | 60.0743 | 58.0931 | 59.1969 | 60.3152 | 61.4484 | 62.5966 | 63.76 | 64.9388 | 66.1332 | 67.3434
| Firm Rating | 0 | 0 | 0 | 0 | 0 | 0 | 4388 |  | 4388 | 4388 | 4388 | 4388 | 4388 | 4388 | 4388 | 4388 | 4388 | 4388 | 4388 | 4388 | 4388 | 4388 | 4388 | 4388 | 4388 | 4388 | 4388 | 4388 | 4388 | 4388 | 4388 | 4388 | 4388
| Total Capacity | 0 | 0 | 0 | 0 | 0 | 0 | 8000 |  | 8000 | 8000 | 8000 | 8000 | 8000 | 8000 | 8000 | 8000 | 8000 | 8000 | 8000 | 8000 | 8000 | 8000 | 8000 | 8000 | 8000 | 8000 | 8000 | 8000 | 8000 | 8000 | 8000 | 8000 | 8000 |  |  | Zetland 132_11kV Tx1 | 0 | 0 | 0 | -0.20541 | -0.61504 | -0.32607 | 24.2661 | 7.318 | 3.7249 | -1.6347 | -0.57511 | -0.9264 | 0.95503 | 5.1564 | 7.0207 | 6.1587 | 6.5021 | 5.1955 | 6.822 | 6.795 | 7.9941 | 8.638 | 8.4783 | 8.1987 | 8.3545 | 8.5123 | 8.6722 | 8.8343 | 8.9985 | 9.1648 | 9.3334 | 9.5042
|  | -7 | -6 | -5 | -4 | -3 | -2 | -1 |  | 0 | 1 | 2 | 3 | 4 | 5 | 6 | 7 | 8 | 9 | 10 | 11 | 12 | 13 | 14 | 15 | 16 | 17 | 18 | 19 | 20 | 21 | 22 | 23 | 24 |  |  | Zetland 132_11kV Tx2 | 0 | 0 | 0 | -120.2819 | -0.8441 | -0.44752 | 28.9928 | 146.3192 | 5.1123 | -2.2435 | -0.78931 | -1.2714 | 1.3107 | 7.0768 | 9.6355 | 8.4525 | 8.9238 | 7.1305 | 9.3628 | 9.3257 | 10.9714 | 11.8551 | 11.6359 | 11.2522 | 11.466 | 11.6826 | 11.9021 | 12.1245 | 12.3498 | 12.5782 | 12.8095 | 13.0439
| Transformer Loads | [35 empty] | Zetland 132_11kV Tx3 | 0 | 0 | 0 | 64.4125 | -1.7592 | -0.93268 | -27.0991 | -136.6713 | 10.6546 | -4.6758 | -1.645 | -2.6498 | 2.7317 | 14.749 | 20.0816 | 17.616 | 18.5982 | 14.8608 | 19.5132 | 19.436 | 22.8658 | 24.7076 | 24.2507 | 23.451 | 23.8966 | 24.348 | 24.8055 | 25.269 | 25.7386 | 26.2145 | 26.6966 | 27.1851
| Historical Loads | (11kV Amps) | [7 empty] | 0: Weather Corrected Forecast Loads; 4: (11kV Amps) |  |  | Zetland 132_11kV Tx4 | 0 | 0 | 0 | -0.3806 | -147.1396 | -0.60418 | -191.3597 | -184.9694 | 6.9019 | -3.0289 | -1.0656 | -1.7165 | 1.7696 | 9.5542 | 13.0086 | 11.4114 | 12.0477 | 9.6266 | 12.6404 | 12.5904 | 14.8122 | 16.0052 | 15.7093 | 15.1912 | 15.4799 | 15.7723 | 16.0686 | 16.3689 | 16.6731 | 16.9814 | 17.2937 | 17.6102
|  | 07/08 | 08/09 | 09/10 | 10/11 | 11/12 | 12/13 | 13/14 |  | 14/15 | 15/16 | 16/17 | 17/18 | 18/19 | 19/20 | 20/21 | 21/22 | 22/23 | 23/24 | 24/25 | 25/26 | 26/27 | 27/28 | 28/29 | 29/30 | 30/31 | 31/32 | 32/33 | 33/34 | 34/35 | 35/36 | 36/37 | 37/38 | 38/39 |  |  |  | 0 | 0 | 0 | 0 | 0 | 0 | 0 | 0 | 0 | 0 | 0 | 0 | 0 | 0 | 0 | 0 | 0 | 0 | 0 | 0 | 0 | 0 | 0 | 0 | 0 | 0 | 0 | 0 | 0 | 0 | 0 | 0
| 0 | [36 empty] | 0 | 0 | 0 | 0 | 0 | 0 | 0 | 0 | 0 | 0 | 0 | 0 | 0 | 0 | 0 | 0 | 0 | 0 | 0 | 0 | 0 | 0 | 0 | 0 | 0 | 0 | 0 | 0 | 0 | 0 | 0 | 0
| Diversity Factor: 0 | [36 empty] | 0 | 0 | 0 | 0 | 0 | 0 | 0 | 0 | 0 | 0 | 0 | 0 | 0 | 0 | 0 | 0 | 0 | 0 | 0 | 0 | 0 | 0 | 0 | 0 | 0 | 0 | 0 | 0 | 0 | 0 | 0 | 0
[38 empty] | 0 | 0 | 0 | 0 | 0 | 0 | 0 | 0 | 0 | 0 | 0 | 0 | 0 | 0 | 0 | 0 | 0 | 0 | 0 | 0 | 0 | 0 | 0 | 0 | 0 | 0 | 0 | 0 | 0 | 0 | 0 | 0
[38 empty] | 0 | 0 | 0 | 0 | 0 | 0 | 0 | 0 | 0 | 0 | 0 | 0 | 0 | 0 | 0 | 0 | 0 | 0 | 0 | 0 | 0 | 0 | 0 | 0 | 0 | 0 | 0 | 0 | 0 | 0 | 0 | 0
| 0 | [36 empty] | 0 | 0 | 0 | 0 | 0 | 0 | 0 | 0 | 0 | 0 | 0 | 0 | 0 | 0 | 0 | 0 | 0 | 0 | 0 | 0 | 0 | 0 | 0 | 0 | 0 | 0 | 0 | 0 | 0 | 0 | 0 | 0
Diversity Factor: 0
[38 empty] | Historical Spots & Transfers | [6 empty] | Forecast Spots & Transfers
[35 empty] | Project Name | From | To | 07/08 | 08/09 | 09/10 | 10/11 | 11/12 | 12/13 | 13/14 | 14/15 | 15/16 | 16/17 | 17/18 | 18/19 | 19/20 | 20/21 | 21/22 | 22/23 | 23/24 | 24/25 | 25/26 | 26/27 | 27/28 | 28/29 | 29/30 | 30/31 | 31/32 | 32/33 | 33/34 | 34/35 | 35/36 | 36/37 | 37/38 | 38/39
| 0 | [33 empty] | Broad based demand management |  | Zetland 132_11kV Tx1 | 0 | 0 | 0 | 0 | 0 | 0 | 0 | 0 | -1.0124 | -1.1001 | -1.4739 | -1.7229 | 0 | 0 | 0 | 0 | 0 | 0 | 0 | 0 | 0 | 0 | 0 | 0 | 0 | 0 | 0 | 0 | 0 | 0 | 0 | 0
| Diversity Factor: 0 | [33 empty] | Broad based demand management |  | Zetland 132_11kV Tx2 | 0 | 0 | 0 | 0 | 0 | 0 | 0 | 0 | -1.3895 | -1.5098 | -2.0229 | -2.3645 | 0 | 0 | 0 | 0 | 0 | 0 | 0 | 0 | 0 | 0 | 0 | 0 | 0 | 0 | 0 | 0 | 0 | 0 | 0 | 0
[35 empty] | Broad based demand management |  | Zetland 132_11kV Tx3 | 0 | 0 | 0 | 0 | 0 | 0 | 0 | 0 | -2.8959 | -3.1466 | -4.2159 | -4.928 | 0 | 0 | 0 | 0 | 0 | 0 | 0 | 0 | 0 | 0 | 0 | 0 | 0 | 0 | 0 | 0 | 0 | 0 | 0 | 0
[35 empty] | Broad based demand management |  | Zetland 132_11kV Tx4 | 0 | 0 | 0 | 0 | 0 | 0 | 0 | 0 | -1.8759 | -2.0383 | -2.731 | -3.1923 | 0 | 0 | 0 | 0 | 0 | 0 | 0 | 0 | 0 | 0 | 0 | 0 | 0 | 0 | 0 | 0 | 0 | 0 | 0 | 0
| 0 | [33 empty] | DNP_ID: 6309. Relief of 11kV feeders supplying the Broadway Precinct | Zetland 132_11kV Tx2 | Zetland 132_11kV Tx3 | 0 | 0 | 0 | 120 | 0 | 0 | 0 | 0 | 0 | 0 | 0 | 0 | 0 | 0 | 0 | 0 | 0 | 0 | 0 | 0 | 0 | 0 | 0 | 0 | 0 | 0 | 0 | 0 | 0 | 0 | 0 | 0
| Diversity Factor: 0 | [33 empty] | DNP_ID: 6309. Relief of 11kV feeders supplying the Broadway Precinct | Zetland 132_11kV Tx3 | Surry Hills 33_11kV Tx4 | 0 | 0 | 0 | 55 | 0 | 0 | 0 | 0 | 0 | 0 | 0 | 0 | 0 | 0 | 0 | 0 | 0 | 0 | 0 | 0 | 0 | 0 | 0 | 0 | 0 | 0 | 0 | 0 | 0 | 0 | 0 | 0
[35 empty] | DNP_ID: 6394. Augmentation of Panel 43 and 41L feeders at Zetland zone | Zetland 132_11kV Tx4 | Surry Hills 33_11kV Tx2 | 0 | 0 | 0 | 0 | 0 | 0 | 0 | 120 | 0 | 0 | 0 | 0 | 0 | 0 | 0 | 0 | 0 | 0 | 0 | 0 | 0 | 0 | 0 | 0 | 0 | 0 | 0 | 0 | 0 | 0 | 0 | 0
[35 empty] | DNP_ID: 6930. Control Room Switching, Offload Zetland Pa34 to St Peters Pa26. | Zetland 132_11kV Tx4 | St Peters 132_11kV Tx1 | 0 | 0 | 0 | 0 | 146 | 0 | 0 | 0 | 0 | 0 | 0 | 0 | 0 | 0 | 0 | 0 | 0 | 0 | 0 | 0 | 0 | 0 | 0 | 0 | 0 | 0 | 0 | 0 | 0 | 0 | 0 | 0
| 0 | [33 empty] | DNP_ID: 6952. Southern Zetland Zone Development | Green Square 132_11kV Tx3 | Zetland 132_11kV Tx2 | 0 | 0 | 0 | 0 | 0 | 0 | 0 | 160 | 0 | 0 | 0 | 0 | 0 | 0 | 0 | 0 | 0 | 0 | 0 | 0 | 0 | 0 | 0 | 0 | 0 | 0 | 0 | 0 | 0 | 0 | 0 | 0
| Diversity Factor: 0 | [33 empty] | DNP_ID: 6952. Southern Zetland Zone Development | Zetland 132_11kV Tx2 | Zetland 132_11kV Tx1 | 0 | 0 | 0 | 0 | 0 | 0 | 0 | 10 | 0 | 0 | 0 | 0 | 0 | 0 | 0 | 0 | 0 | 0 | 0 | 0 | 0 | 0 | 0 | 0 | 0 | 0 | 0 | 0 | 0 | 0 | 0 | 0
[35 empty] | DNP_ID: 6952. Southern Zetland Zone Development | Zetland 132_11kV Tx3 | Green Square 132_11kV Tx2 | 0 | 0 | 0 | 0 | 0 | 0 | 0 | 65 | 0 | 0 | 0 | 0 | 0 | 0 | 0 | 0 | 0 | 0 | 0 | 0 | 0 | 0 | 0 | 0 | 0 | 0 | 0 | 0 | 0 | 0 | 0 | 0
[35 empty] | DNP_ID: 6952. Southern Zetland Zone Development | Zetland 132_11kV Tx4 | Green Square 132_11kV Tx2 | 0 | 0 | 0 | 0 | 0 | 0 | 0 | 60 | 0 | 0 | 0 | 0 | 0 | 0 | 0 | 0 | 0 | 0 | 0 | 0 | 0 | 0 | 0 | 0 | 0 | 0 | 0 | 0 | 0 | 0 | 0 | 0
| 0 | [33 empty] | DNP_ID: 6952. Southern Zetland Zone Development | Zetland 132_11kV Tx4 | Green Square 132_11kV Tx3 | 0 | 0 | 0 | 0 | 0 | 0 | 160 | 0 | 0 | 0 | 0 | 0 | 0 | 0 | 0 | 0 | 0 | 0 | 0 | 0 | 0 | 0 | 0 | 0 | 0 | 0 | 0 | 0 | 0 | 0 | 0 | 0
| Diversity Factor: 0 | [33 empty] | DNP_ID: 6952. Southern Zetland Zone Development | Zetland 132_11kV Tx4 | Zetland 132_11kV Tx2 | 0 | 0 | 0 | 0 | 0 | 0 | 30 | 0 | 0 | 0 | 0 | 0 | 0 | 0 | 0 | 0 | 0 | 0 | 0 | 0 | 0 | 0 | 0 | 0 | 0 | 0 | 0 | 0 | 0 | 0 | 0 | 0
[35 empty] | DNP_ID: 7023. Zetland North Zone Development 2011 | Zetland 132_11kV Tx3 | St Peters 132_11kV Tx1 | 0 | 0 | 0 | 0 | 0 | 0 | 0 | 64 | 0 | 0 | 0 | 0 | 0 | 0 | 0 | 0 | 0 | 0 | 0 | 0 | 0 | 0 | 0 | 0 | 0 | 0 | 0 | 0 | 0 | 0 | 0 | 0
[35 empty] | DNP_ID: 7023. Zetland North Zone Development 2011 | Zetland 132_11kV Tx3 | Zetland 132_11kV Tx1 | 0 | 0 | 0 | 0 | 0 | 0 | 25 | 0 | 0 | 0 | 0 | 0 | 0 | 0 | 0 | 0 | 0 | 0 | 0 | 0 | 0 | 0 | 0 | 0 | 0 | 0 | 0 | 0 | 0 | 0 | 0 | 0
| 0 | [33 empty] | HVCON_ID: 2014126. Establishment of surface chamber S.64865 Portman Ebsworth, Green Square Development, Portman Lane, Green Square |  | Zetland 132_11kV Tx1 | 0 | 0 | 0 | 0 | 0 | 0 | 0 | 0 | 6.2097 | 0 | 0 | 0 | 0 | 0 | 0 | 0 | 0 | 0 | 0 | 0 | 0 | 0 | 0 | 0 | 0 | 0 | 0 | 0 | 0 | 0 | 0 | 0
| Diversity Factor: 0 | [33 empty] | HVCON_ID: 2014126. Establishment of surface chamber S.64865 Portman Ebsworth, Green Square Development, Portman Lane, Green Square |  | Zetland 132_11kV Tx2 | 0 | 0 | 0 | 0 | 0 | 0 | 0 | 0 | 8.5225 | 0 | 0 | 0 | 0 | 0 | 0 | 0 | 0 | 0 | 0 | 0 | 0 | 0 | 0 | 0 | 0 | 0 | 0 | 0 | 0 | 0 | 0 | 0
[35 empty] | HVCON_ID: 2014126. Establishment of surface chamber S.64865 Portman Ebsworth, Green Square Development, Portman Lane, Green Square |  | Zetland 132_11kV Tx3 | 0 | 0 | 0 | 0 | 0 | 0 | 0 | 0 | 17.7619 | 0 | 0 | 0 | 0 | 0 | 0 | 0 | 0 | 0 | 0 | 0 | 0 | 0 | 0 | 0 | 0 | 0 | 0 | 0 | 0 | 0 | 0 | 0
[35 empty] | HVCON_ID: 2014126. Establishment of surface chamber S.64865 Portman Ebsworth, Green Square Development, Portman Lane, Green Square |  | Zetland 132_11kV Tx4 | 0 | 0 | 0 | 0 | 0 | 0 | 0 | 0 | 11.5059 | 0 | 0 | 0 | 0 | 0 | 0 | 0 | 0 | 0 | 0 | 0 | 0 | 0 | 0 | 0 | 0 | 0 | 0 | 0 | 0 | 0 | 0 | 0
| 0 | [33 empty] | Econometric |  | Zetland 132_11kV Tx1 | 0 | 0 | 0 | 0 | 0 | 0 | 0 | 0 | 0 | 3.5512 | 6.8093 | 9.5642 | 9.9008 | 10.421 | 10.254 | 10.0789 | 10.2191 | 10.3611 | 10.505 | 10.6509 | 10.7986 | 10.9484 | 11.1001 | 11.2538 | 11.4096 | 11.5674 | 11.7273 | 11.8894 | 12.0536 | 12.2199 | 12.3885 | 12.5593
| Diversity Factor: 0 | [33 empty] | Econometric |  | Zetland 132_11kV Tx2 | 0 | 0 | 0 | 0 | 0 | 0 | 0 | 0 | 0 | 4.8738 | 9.3454 | 13.1263 | 13.5882 | 14.3022 | 14.073 | 13.8327 | 14.0251 | 14.22 | 14.4175 | 14.6177 | 14.8205 | 15.026 | 15.2342 | 15.4452 | 15.659 | 15.8756 | 16.0951 | 16.3175 | 16.5428 | 16.7711 | 17.0025 | 17.2369
[35 empty] | Econometric |  | Zetland 132_11kV Tx3 | 0 | 0 | 0 | 0 | 0 | 0 | 0 | 0 | 0 | 10.1577 | 19.477 | 27.3568 | 28.3195 | 29.8076 | 29.33 | 28.8291 | 29.23 | 29.6363 | 30.0479 | 30.4651 | 30.8877 | 31.316 | 31.7499 | 32.1897 | 32.6352 | 33.0867 | 33.5441 | 34.0076 | 34.4773 | 34.9531 | 35.4353 | 35.9238
[35 empty] | Econometric |  | Zetland 132_11kV Tx4 | 0 | 0 | 0 | 0 | 0 | 0 | 0 | 0 | 0 | 6.58 | 12.6169 | 17.7214 | 18.345 | 19.309 | 18.9996 | 18.6751 | 18.9348 | 19.198 | 19.4646 | 19.7349 | 20.0086 | 20.2861 | 20.5672 | 20.852 | 21.1406 | 21.4331 | 21.7294 | 22.0297 | 22.3339 | 22.6422 | 22.9545 | 23.271
| 0 | [33 empty] | Energy Efficiency |  | Zetland 132_11kV Tx1 | 0 | 0 | 0 | 0 | 0 | 0 | 0 | -2.2321 | -0.96771 | -3.5159 | -5.2851 | -8.0984 | -8.2406 | -4.5264 | -2.5194 | -3.195 | -3.1621 | -4.501 | -3.0183 | -3.1912 | -2.1398 | -1.6457 | -1.9571 | -2.3904 | -2.3904 | -2.3904 | -2.3904 | -2.3904 | -2.3904 | -2.3904 | -2.3904 | -2.3904
| Diversity Factor: 0 | [33 empty] | Energy Efficiency |  | Zetland 132_11kV Tx2 | 0 | 0 | 0 | 0 | 0 | 0 | 0 | -3.0634 | -1.3281 | -4.8254 | -7.2535 | -11.1146 | -11.3098 | -6.2122 | -3.4578 | -4.3849 | -4.3397 | -6.1773 | -4.1425 | -4.3797 | -2.9368 | -2.2586 | -2.686 | -3.2807 | -3.2807 | -3.2807 | -3.2807 | -3.2807 | -3.2807 | -3.2807 | -3.2807 | -3.2807
[35 empty] | Energy Efficiency |  | Zetland 132_11kV Tx3 | 0 | 0 | 0 | 0 | 0 | 0 | 0 | -6.3844 | -2.768 | -10.0566 | -15.1173 | -23.1642 | -23.571 | -12.947 | -7.2064 | -9.1387 | -9.0446 | -12.8742 | -8.6335 | -9.1278 | -6.1207 | -4.7072 | -5.598 | -6.8374 | -6.8374 | -6.8374 | -6.8374 | -6.8374 | -6.8374 | -6.8374 | -6.8374 | -6.8374
[35 empty] | Energy Efficiency |  | Zetland 132_11kV Tx4 | 0 | 0 | 0 | 0 | 0 | 0 | 0 | -4.1357 | -1.7931 | -6.5146 | -9.7928 | -15.0055 | -15.2689 | -8.3869 | -4.6682 | -5.9199 | -5.8589 | -8.3398 | -5.5927 | -5.9129 | -3.9649 | -3.0493 | -3.6263 | -4.4292 | -4.4292 | -4.4292 | -4.4292 | -4.4292 | -4.4292 | -4.4292 | -4.4292 | -4.4292
| 0 | [33 empty] | Solar PV |  | Zetland 132_11kV Tx1 | 0 | 0 | 0 | -0.20541 | -0.61504 | -0.32607 | -0.73385 | -0.44992 | -0.50465 | -0.56995 | -0.62538 | -0.66931 | -0.70512 | -0.73824 | -0.71389 | -0.72524 | -0.55492 | -0.66468 | -0.66468 | -0.66468 | -0.66468 | -0.66468 | -0.66468 | -0.66468 | -0.66468 | -0.66468 | -0.66468 | -0.66468 | -0.66468 | -0.66468 | -0.66468 | -0.66468
| Diversity Factor: 0 | [33 empty] | Solar PV |  | Zetland 132_11kV Tx2 | 0 | 0 | 0 | -0.28191 | -0.8441 | -0.44752 | -1.0072 | -0.61749 | -0.6926 | -0.78222 | -0.8583 | -0.91859 | -0.96773 | -1.0132 | -0.97978 | -0.99535 | -0.76159 | -0.91224 | -0.91224 | -0.91224 | -0.91224 | -0.91224 | -0.91224 | -0.91224 | -0.91224 | -0.91224 | -0.91224 | -0.91224 | -0.91224 | -0.91224 | -0.91224 | -0.91224
[35 empty] | Solar PV |  | Zetland 132_11kV Tx3 | 0 | 0 | 0 | -0.58753 | -1.7592 | -0.93268 | -2.0991 | -1.2869 | -1.4435 | -1.6302 | -1.7888 | -1.9145 | -2.0169 | -2.1116 | -2.042 | -2.0744 | -1.5872 | -1.9012 | -1.9012 | -1.9012 | -1.9012 | -1.9012 | -1.9012 | -1.9012 | -1.9012 | -1.9012 | -1.9012 | -1.9012 | -1.9012 | -1.9012 | -1.9012 | -1.9012
[35 empty] | Solar PV |  | Zetland 132_11kV Tx4 | 0 | 0 | 0 | -0.3806 | -1.1396 | -0.60418 | -1.3597 | -0.83365 | -0.93506 | -1.0561 | -1.1588 | -1.2402 | -1.3065 | -1.3679 | -1.3228 | -1.3438 | -1.0282 | -1.2316 | -1.2316 | -1.2316 | -1.2316 | -1.2316 | -1.2316 | -1.2316 | -1.2316 | -1.2316 | -1.2316 | -1.2316 | -1.2316 | -1.2316 | -1.2316 | -1.2316
| Weather Correction and Public Holiday Factors | [8 empty] | Forecast ROG
ROG Justification
| Actual loads for season 13/14 have been weather corrected by the following: | [6 empty] | 0.5749% |  | 7 year ROG ok | [59 empty] | 7 year ROG ok
1 | 2 | 3 | 4 | 5 | 6 | 7 | 8 | 9 | 10 | 14/15 | 15/16 | 16/17 | 17/18 | 18/19 | 19/20 | 20/21 | 21/22 | 22/23 | 23/24 | 24/25 | 25/26 | 26/27 | 27/28 | 28/29 | 29/30 | 30/31 | 31/32 | 32/33 | 33/34 | 34/35 | 35/36 | 36/37 | 37/38 | 38/39
0.97227 | 0.94531 | 0.92783 | 0.91926 | 0.91926 | 0.91926 | 0.91926 | 0.91926 | 0.91926 | 0.91926 | -2.773% | -2.773% | -1.849% | -0.924% | 0% | 0% | 0% | 0% | 0% | 0% | 0% | 0% | 0% | 0% | 0% | 0% | 0% | 0% | 0% | 0% | 0% | 0% | 0% | 0% | 0%
Substation Load Detail
[7 empty] | Units | 13/14 |  | 14/15 | 15/16 | 16/17 | 17/18 | 18/19 | 19/20 | 20/21 | 21/22 | 22/23 | 23/24 | 24/25 | 25/26 | 26/27 | 27/28 | 28/29 | 29/30 | 30/31 | 31/32 | 32/33 | 33/34 | 34/35 | 35/36 | 36/37 | 37/38 | 38/39
1 | Zetland 132_11kV | Compensated |  | Load (LV side) |  |  | Amps | 3249 | 3320 | 2972.97 | 2914.317 | 2853.998 | 2823.264 | 2817.133 | 2823.453 | 2853.235 | 2898.814 | 2938.908 | 2981.346 | 3015.332 | 3060.058 | 3104.714 | 3157.382 | 3214.444 | 3270.597 | 3325.028 | 3380.619 | 3437.384 | 3495.338 | 3554.495 | 3614.871 | 3676.48 | 3739.339 | 3803.462
|  |  |  | Apparent Power |  |  | MVA | 61.9018 |  | 56.6427 | 55.5252 | 54.376 | 53.7904 | 53.6736 | 53.794 | 54.3614 | 55.2298 | 55.9937 | 56.8023 | 57.4498 | 58.3019 | 59.1527 | 60.1562 | 61.2434 | 62.3132 | 63.3503 | 64.4095 | 65.491 | 66.5951 | 67.7222 | 68.8725 | 70.0464 | 71.244 | 72.4657
|  |  |  | Real Power |  |  | MW | 60.2531 | 61.5698 | 56.6336 | 55.5227 | 54.2942 | 53.7211 | 53.6067 | 53.7247 | 54.3614 | 55.2284 | 55.989 | 56.7919 | 57.4335 | 58.2759 | 59.1151 | 60.1022 | 61.169 | 62.2159 | 63.2284 | 64.2601 | 65.3113 | 66.3822 | 67.4731 | 68.5844 | 69.7161 | 70.8687 | 72.0424
|  |  |  | Reactive Power |  |  | MVAr | 14.1913 |  | 1.0153 | 0.52463 | 2.982 | 2.7289 | 2.6783 | 2.7304 | 0.011689 | 0.39464 | 0.73057 | 1.0852 | 1.3686 | 1.7407 | 2.1114 | 2.5474 | 3.0186 | 3.4811 | 3.9283 | 4.384 | 4.8483 | 5.3213 | 5.8032 | 6.294 | 6.7939 | 7.303 | 7.8214
|  |  |  | Capacitors In Service |  |  | MVAr | 12 |  | 24 | 24 | 21 | 21 | 21 | 21 | 24 | 24 | 24 | 24 | 24 | 24 | 24 | 24 | 24 | 24 | 24 | 24 | 24 | 24 | 24 | 24 | 24 | 24 | 24
|  |  |  | PF |  |  |  | 0.97337 |  | 0.99984 | 0.99996 | 0.9985 | 0.99871 | 0.99875 | 0.99871 | 1 | 0.99997 | 0.99991 | 0.99982 | 0.99972 | 0.99955 | 0.99936 | 0.9991 | 0.99878 | 0.99844 | 0.99808 | 0.99768 | 0.99726 | 0.9968 | 0.99632 | 0.99582 | 0.99528 | 0.99473 | 0.99416
0.93964 | Diversity Factor: 0.94 | Uncompensated |  | Reactive Power |  |  | MVAr | 26.1913 | 26.5014 | 25.0153 | 24.5246 | 23.982 | 23.7289 | 23.6783 | 23.7304 | 24.0117 | 24.3946 | 24.7306 | 25.0852 | 25.3686 | 25.7407 | 26.1114 | 26.5474 | 27.0186 | 27.481 | 27.9283 | 28.384 | 28.8483 | 29.3213 | 29.8032 | 30.294 | 30.7939 | 31.303 | 31.8214
|  |  |  | PF |  |  |  | 0.9171 |  | 0.91474 | 0.91474 | 0.91474 | 0.91474 | 0.91474 | 0.91474 | 0.91474 | 0.91474 | 0.91474 | 0.91474 | 0.91474 | 0.91474 | 0.91474 | 0.91474 | 0.91474 | 0.91474 | 0.91474 | 0.91474 | 0.91474 | 0.91474 | 0.91474 | 0.91474 | 0.91474 | 0.91474 | 0.91474
[10 empty] | 1 | 2 | 3 | 4 | 5 | 6 | 7 | 8 | 9 | 10 | 11 | 12 | 13 | 14 | 15 | 16 | 17 | 18 | 19 | 20 | 21 | 22 | 23 | 24 | 25
Transformer Load Detail
[7 empty] | Units | 13/14 |  | 14/15 | 15/16 | 16/17 | 17/18 | 18/19 | 19/20 | 20/21 | 21/22 | 22/23 | 23/24 | 24/25 | 25/26 | 26/27 | 27/28 | 28/29 | 29/30 | 30/31 | 31/32 | 32/33 | 33/34 | 34/35 | 35/36 | 36/37 | 37/38 | 38/39
| 0 | Compensated |  | Load (LV side) |  |  | Amps
|  |  |  | Apparent Power |  |  | MVA
|  |  |  | Real Power |  |  | MW
|  |  |  | Reactive Power |  |  | MVAr
|  |  |  | Capacitors In Service |  |  | MVAr
PF
| Zone Div: | Uncompensated |  | Reactive Power |  |  | MVAr
PF
| 0 | Compensated |  | Load (LV side) |  |  | Amps
|  |  |  | Apparent Power |  |  | MVA
|  |  |  | Real Power |  |  | MW
|  |  |  | Reactive Power |  |  | MVAr
|  |  |  | Capacitors In Service |  |  | MVAr
PF
| Zone Div: | Uncompensated |  | Reactive Power |  |  | MVAr
PF
| 0 | Compensated |  | Load (LV side) |  |  | Amps
|  |  |  | Apparent Power |  |  | MVA
|  |  |  | Real Power |  |  | MW
|  |  |  | Reactive Power |  |  | MVAr
|  |  |  | Capacitors In Service |  |  | MVAr
PF
| Zone Div: | Uncompensated |  | Reactive Power |  |  | MVAr
PF
| 0 | Compensated |  | Load (LV side) |  |  | Amps
|  |  |  | Apparent Power |  |  | MVA
|  |  |  | Real Power |  |  | MW
|  |  |  | Reactive Power |  |  | MVAr
|  |  |  | Capacitors In Service |  |  | MVAr
PF
| Zone Div: | Uncompensated |  | Reactive Power |  |  | MVAr
PF
| 0 | Compensated |  | Load (LV side) |  |  | Amps
|  |  |  | Apparent Power |  |  | MVA
|  |  |  | Real Power |  |  | MW
|  |  |  | Reactive Power |  |  | MVAr
|  |  |  | Capacitors In Service |  |  | MVAr
PF
| Zone Div: | Uncompensated |  | Reactive Power |  |  | MVAr
PF
| 0 | Compensated |  | Load (LV side) |  |  | Amps
|  |  |  | Apparent Power |  |  | MVA
|  |  |  | Real Power |  |  | MW
|  |  |  | Reactive Power |  |  | MVAr
|  |  |  | Capacitors In Service |  |  | MVAr
PF
| Zone Div: | Uncompensated |  | Reactive Power |  |  | MVAr
PF
| 0 | Compensated |  | Load (LV side) |  |  | Amps
|  |  |  | Apparent Power |  |  | MVA
|  |  |  | Real Power |  |  | MW
|  |  |  | Reactive Power |  |  | MVAr
|  |  |  | Capacitors In Service |  |  | MVAr
PF
| Zone Div: | Uncompensated |  | Reactive Power |  |  | MVAr
PF
| 0 | Compensated |  | Load (LV side) |  |  | Amps
|  |  |  | Apparent Power |  |  | MVA
|  |  |  | Real Power |  |  | MW
|  |  |  | Reactive Power |  |  | MVAr
|  |  |  | Capacitors In Service |  |  | MVAr
PF
| Zone Div: | Uncompensated |  | Reactive Power |  |  | MVAr
PF
| 0 | Compensated |  | Load (LV side) |  |  | Amps
|  |  |  | Apparent Power |  |  | MVA
|  |  |  | Real Power |  |  | MW
|  |  |  | Reactive Power |  |  | MVAr
|  |  |  | Capacitors In Service |  |  | MVAr
PF
| Zone Div: | Uncompensated |  | Reactive Power |  |  | MVAr
PF
| 0 | Compensated |  | Load (LV side) |  |  | Amps
|  |  |  | Apparent Power |  |  | MVA
|  |  |  | Real Power |  |  | MW
|  |  |  | Reactive Power |  |  | MVAr
|  |  |  | Capacitors In Service |  |  | MVAr
PF
| Zone Div: | Uncompensated |  | Reactive Power |  |  | MVAr
PF