## Inclusions and Exclusions
Sydney Forecast Inclusions and Exclusions
Date Printed |  | 08JUL14:11:21:24
| Description | Value
Season |  | Winter | Winter
Either Summer or Winter
Year |  | 2014 | 2014
Year that the forecast starts
POE |  | 50% | 0.5
10%, 50%, 90%
Spots and Transfers |  | Y | Y
Are Spots and Transfers Included?
BBDM Spots |  | Y | Y
Is BBDM included?
Spots Coefficient |  | 55% | 0.55
Scaling factor applied to spot loads in the future
Aligned ROGs |  | Capped | Capped
Have ROGs been aligned to econometric forecast?
Committed Projects |  | Y | Y
Are Committed Projects Included?
Major Customers Scaling Factor |  | 100% | 1
Scaling factor applied to major customer connections in the future
Future Transfers |  | Y | Y
Are future transfers included?
Future Spots |  | 4 | 4
Future spots are cleared from the following forecast year

## Arncliffe 33_11kV
| Arncliffe 33_11kV | [16 empty] | 2014 | WINTER
| Substation Total Loads | [33 empty] | Spots & Transfers Detail
| Historical Loads | (11kV Amps) | [7 empty] | Weather Corrected Forecast Loads |  |  |  | (11kV Amps) | [20 empty] | Spots & Transfers Summary | (11kV Amps) |  | Historical Spots & Transfers | [6 empty] | Forecast Spots & Transfers
|  | 2007 | 2008 | 2009 | 2010 | 2011 | 2012 | 2013 |  | 2014 | 2015 | 2016 | 2017 | 2018 | 2019 | 2020 | 2021 | 2022 | 2023 | 2024 | 2025 | 2026 | 2027 | 2028 | 2029 | 2030 | 2031 | 2032 | 2033 | 2034 | 2035 | 2036 | 2037 | 2038 |  |  |  | 2007 | 2008 | 2009 | 2010 | 2011 | 2012 | 2013 | 2014 | 2015 | 2016 | 2017 | 2018 | 2019 | 2020 | 2021 | 2022 | 2023 | 2024 | 2025 | 2026 | 2027 | 2028 | 2029 | 2030 | 2031 | 2032 | 2033 | 2034 | 2035 | 2036 | 2037 | 2038
| Total | 1497 | 1546 | 1338 | 1174 | 1070 | 990 | 889 |  | 915.8997 | 1020.967 | 1043.201 | 1044.887 | 1057.923 | 1068.065 | 1086.284 | 1104.58 | 1122.193 | 1140.472 | 1157.725 | 1177.839 | 1198.192 | 1220.256 | 1243.446 | 1266.606 | 1289.745 | 1313.354 | 1337.439 | 1362.007 | 1387.065 | 1412.62 | 1438.679 | 1465.249 | 1492.337 |  |  | Total | 0 | -15 | 0 | -310 | 16.2 | 7.2 | -153.7 | 37.1012 | 123.6525 | 36.0458 | 8.7422 | 13.0353 | 10.1422 | 18.219 | 18.2965 | 17.6122 | 18.2792 | 17.2531 | 20.1143 | 20.3521 | 22.0643 | 23.1904 | 23.1596 | 23.1392 | 23.6088 | 24.085 | 24.5681 | 25.058 | 25.5549 | 26.0589 | 26.57 | 27.0884
| Firm Rating | 0 | 0 | 0 | 0 | 0 | 0 | 2250 |  | 2250 | 2250 | 2250 | 2250 | 2250 | 2250 | 2250 | 2250 | 2250 | 2250 | 2250 | 2250 | 2250 | 2250 | 2250 | 2250 | 2250 | 2250 | 2250 | 2250 | 2250 | 2250 | 2250 | 2250 | 2250
| Total Capacity | 0 | 0 | 0 | 0 | 0 | 0 | 3275 |  | 3275 | 3275 | 3275 | 3275 | 3275 | 3275 | 3275 | 3275 | 3275 | 3275 | 3275 | 3275 | 3275 | 3275 | 3275 | 3275 | 3275 | 3275 | 3275 | 3275 | 3275 | 3275 | 3275 | 3275 | 3275 |  |  | Arncliffe 33_11kV Tx1 | 0 | 0 | 97 | -140 | 16.2 | 0 | -103.7 | 16.2577 | 109.2896 | 34.2383 | 3.5542 | 5.2996 | 4.1233 | 7.407 | 7.4385 | 7.1603 | 7.4315 | 7.0143 | 8.1776 | 8.2742 | 8.9703 | 9.4281 | 9.4156 | 9.4073 | 9.5982 | 9.7919 | 9.9882 | 10.1874 | 10.3894 | 10.5943 | 10.8021 | 11.0129
|  | -7 | -6 | -5 | -4 | -3 | -2 | -1 |  | 0 | 1 | 2 | 3 | 4 | 5 | 6 | 7 | 8 | 9 | 10 | 11 | 12 | 13 | 14 | 15 | 16 | 17 | 18 | 19 | 20 | 21 | 22 | 23 | 24 |  |  | Arncliffe 33_11kV Tx2 | 0 | 0 | 0 | 0 | 0 | 0 | 0 | 0 | 0 | 0 | 0 | 0 | 0 | 0 | 0 | 0 | 0 | 0 | 0 | 0 | 0 | 0 | 0 | 0 | 0 | 0 | 0 | 0 | 0 | 0 | 0 | 0
| Transformer Loads | [35 empty] | Arncliffe 33_11kV Tx3 | 0 | -15 | -97 | -170 | 0 | 7.2 | -50 | 20.8435 | 14.363 | 1.8075 | 5.188 | 7.7358 | 6.0189 | 10.812 | 10.858 | 10.4519 | 10.8477 | 10.2388 | 11.9368 | 12.0779 | 13.094 | 13.7623 | 13.744 | 13.7319 | 14.0105 | 14.2932 | 14.5798 | 14.8706 | 15.1655 | 15.4645 | 15.7679 | 16.0755
| Historical Loads | (11kV Amps) | [7 empty] | Weather Corrected Forecast Loads |  |  |  | (11kV Amps) | [23 empty] | 0 | 0 | 0 | 0 | 0 | 0 | 0 | 0 | 0 | 0 | 0 | 0 | 0 | 0 | 0 | 0 | 0 | 0 | 0 | 0 | 0 | 0 | 0 | 0 | 0 | 0 | 0 | 0 | 0 | 0 | 0 | 0
|  | 2007 | 2008 | 2009 | 2010 | 2011 | 2012 | 2013 |  | 2014 | 2015 | 2016 | 2017 | 2018 | 2019 | 2020 | 2021 | 2022 | 2023 | 2024 | 2025 | 2026 | 2027 | 2028 | 2029 | 2030 | 2031 | 2032 | 2033 | 2034 | 2035 | 2036 | 2037 | 2038 |  |  |  | 0 | 0 | 0 | 0 | 0 | 0 | 0 | 0 | 0 | 0 | 0 | 0 | 0 | 0 | 0 | 0 | 0 | 0 | 0 | 0 | 0 | 0 | 0 | 0 | 0 | 0 | 0 | 0 | 0 | 0 | 0 | 0
| 0 | [36 empty] | 0 | 0 | 0 | 0 | 0 | 0 | 0 | 0 | 0 | 0 | 0 | 0 | 0 | 0 | 0 | 0 | 0 | 0 | 0 | 0 | 0 | 0 | 0 | 0 | 0 | 0 | 0 | 0 | 0 | 0 | 0 | 0
| Diversity Factor: 0 | [36 empty] | 0 | 0 | 0 | 0 | 0 | 0 | 0 | 0 | 0 | 0 | 0 | 0 | 0 | 0 | 0 | 0 | 0 | 0 | 0 | 0 | 0 | 0 | 0 | 0 | 0 | 0 | 0 | 0 | 0 | 0 | 0 | 0
[38 empty] | 0 | 0 | 0 | 0 | 0 | 0 | 0 | 0 | 0 | 0 | 0 | 0 | 0 | 0 | 0 | 0 | 0 | 0 | 0 | 0 | 0 | 0 | 0 | 0 | 0 | 0 | 0 | 0 | 0 | 0 | 0 | 0
[38 empty] | 0 | 0 | 0 | 0 | 0 | 0 | 0 | 0 | 0 | 0 | 0 | 0 | 0 | 0 | 0 | 0 | 0 | 0 | 0 | 0 | 0 | 0 | 0 | 0 | 0 | 0 | 0 | 0 | 0 | 0 | 0 | 0
| 0 | [36 empty] | 0 | 0 | 0 | 0 | 0 | 0 | 0 | 0 | 0 | 0 | 0 | 0 | 0 | 0 | 0 | 0 | 0 | 0 | 0 | 0 | 0 | 0 | 0 | 0 | 0 | 0 | 0 | 0 | 0 | 0 | 0 | 0
Diversity Factor: 0
[38 empty] | Historical Spots & Transfers | [6 empty] | Forecast Spots & Transfers
[35 empty] | Project Name | From | To | 2007 | 2008 | 2009 | 2010 | 2011 | 2012 | 2013 | 2014 | 2015 | 2016 | 2017 | 2018 | 2019 | 2020 | 2021 | 2022 | 2023 | 2024 | 2025 | 2026 | 2027 | 2028 | 2029 | 2030 | 2031 | 2032 | 2033 | 2034 | 2035 | 2036 | 2037 | 2038
| 0 | [33 empty] | Broad based demand management |  | Arncliffe 33_11kV Tx1 | 0 | 0 | 0 | 0 | 0 | 0 | 0 | 0 | -0.32325 | -0.62006 | -0.6547 | -0.561 | -0.46773 | 0 | 0 | 0 | 0 | 0 | 0 | 0 | 0 | 0 | 0 | 0 | 0 | 0 | 0 | 0 | 0 | 0 | 0 | 0
| Diversity Factor: 0 | [33 empty] | Broad based demand management |  | Arncliffe 33_11kV Tx3 | 0 | 0 | 0 | 0 | 0 | 0 | 0 | 0 | -0.47185 | -0.90511 | -0.95567 | -0.8189 | -0.68275 | 0 | 0 | 0 | 0 | 0 | 0 | 0 | 0 | 0 | 0 | 0 | 0 | 0 | 0 | 0 | 0 | 0 | 0 | 0
[35 empty] | DNP_ID: 5673. Augmentation of Supply to Airport Tunnel | Arncliffe 33_11kV Tx3 | Rockdale 33_11kV Tx1 | 0 | 15 | 0 | 0 | 0 | 0 | 0 | 0 | 0 | 0 | 0 | 0 | 0 | 0 | 0 | 0 | 0 | 0 | 0 | 0 | 0 | 0 | 0 | 0 | 0 | 0 | 0 | 0 | 0 | 0 | 0 | 0
[35 empty] | DNP_ID: 6472. Load Transfer from S.10990 Arncliffe Zone Substation to S.10999 Kogarah Zone Substation | Arncliffe 33_11kV Tx1 | Kogarah 132_11kV Tx2 | 0 | 0 | 0 | 140 | 0 | 0 | 0 | 0 | 0 | 0 | 0 | 0 | 0 | 0 | 0 | 0 | 0 | 0 | 0 | 0 | 0 | 0 | 0 | 0 | 0 | 0 | 0 | 0 | 0 | 0 | 0 | 0
| 0 | [33 empty] | DNP_ID: 6472. Load Transfer from S.10990 Arncliffe Zone Substation to S.10999 Kogarah Zone Substation | Arncliffe 33_11kV Tx3 | Kogarah 132_11kV Tx1 | 0 | 0 | 0 | 100 | 0 | 0 | 0 | 0 | 0 | 0 | 0 | 0 | 0 | 0 | 0 | 0 | 0 | 0 | 0 | 0 | 0 | 0 | 0 | 0 | 0 | 0 | 0 | 0 | 0 | 0 | 0 | 0
| Diversity Factor: 0 | [33 empty] | DNP_ID: 6472. Load Transfer from S.10990 Arncliffe Zone Substation to S.10999 Kogarah Zone Substation | Arncliffe 33_11kV Tx3 | Kogarah 132_11kV Tx3 | 0 | 0 | 0 | 70 | 0 | 0 | 0 | 0 | 0 | 0 | 0 | 0 | 0 | 0 | 0 | 0 | 0 | 0 | 0 | 0 | 0 | 0 | 0 | 0 | 0 | 0 | 0 | 0 | 0 | 0 | 0 | 0
[35 empty] | DNP_ID: 6479. Interim Open Point Change to Relieve Remedial Panel 1 and 11 feeders at Arncliffe Zone for Winter 2009 | Arncliffe 33_11kV Tx1 | Arncliffe 33_11kV Tx3 | 0 | 0 | 90 | 0 | 0 | 0 | 0 | 0 | 0 | 0 | 0 | 0 | 0 | 0 | 0 | 0 | 0 | 0 | 0 | 0 | 0 | 0 | 0 | 0 | 0 | 0 | 0 | 0 | 0 | 0 | 0 | 0
[35 empty] | DNP_ID: 6479. Interim Open Point Change to Relieve Remedial Panel 1 and 11 feeders at Arncliffe Zone for Winter 2009 | Arncliffe 33_11kV Tx3 | Arncliffe 33_11kV Tx1 | 0 | 0 | 187 | 0 | 0 | 0 | 0 | 0 | 0 | 0 | 0 | 0 | 0 | 0 | 0 | 0 | 0 | 0 | 0 | 0 | 0 | 0 | 0 | 0 | 0 | 0 | 0 | 0 | 0 | 0 | 0 | 0
| 0 | [33 empty] | DNP_ID: 6886. Establishment of Panel 2R Arncliffe Zone Substation and Panel 12 Rockdale Zone Substation to support the Discovery Point Development | Arncliffe 33_11kV Tx1 | Arncliffe 33_11kV Tx3 | 0 | 0 | 0 | 0 | 0 | 0 | 293 | 0 | 0 | 0 | 0 | 0 | 0 | 0 | 0 | 0 | 0 | 0 | 0 | 0 | 0 | 0 | 0 | 0 | 0 | 0 | 0 | 0 | 0 | 0 | 0 | 0
| Diversity Factor: 0 | [33 empty] | DNP_ID: 6886. Establishment of Panel 2R Arncliffe Zone Substation and Panel 12 Rockdale Zone Substation to support the Discovery Point Development | Arncliffe 33_11kV Tx3 | Arncliffe 33_11kV Tx1 | 0 | 0 | 0 | 0 | 0 | 0 | 156 | 0 | 0 | 0 | 0 | 0 | 0 | 0 | 0 | 0 | 0 | 0 | 0 | 0 | 0 | 0 | 0 | 0 | 0 | 0 | 0 | 0 | 0 | 0 | 0 | 0
[35 empty] | DNP_ID: 6886. Establishment of Panel 2R Arncliffe Zone Substation and Panel 12 Rockdale Zone Substation to support the Discovery Point Development | Arncliffe 33_11kV Tx3 | Rockdale 33_11kV Tx3 | 0 | 0 | 0 | 0 | 0 | 0 | 187 | 0 | 0 | 0 | 0 | 0 | 0 | 0 | 0 | 0 | 0 | 0 | 0 | 0 | 0 | 0 | 0 | 0 | 0 | 0 | 0 | 0 | 0 | 0 | 0 | 0
[35 empty] | HVCON_ID: 2009585. Establishment of 2x Kiosks; S.47415 Loftus Hirst No 1; and S.47416 Loftus Hirst No 2, Level 11, 528 Kent Street, Sydney |  | Arncliffe 33_11kV Tx1 | 0 | 0 | 0 | 0 | 16.2 | 0 | 0 | 0 | 0 | 0 | 0 | 0 | 0 | 0 | 0 | 0 | 0 | 0 | 0 | 0 | 0 | 0 | 0 | 0 | 0 | 0 | 0 | 0 | 0 | 0 | 0 | 0
| 0 | [33 empty] | HVCON_ID: 2010265. Establishment of S.48227 Wollongong Allen, 9-11 Wollongong Rd, Arncliffe |  | Arncliffe 33_11kV Tx1 | 0 | 0 | 0 | 0 | 0 | 0 | 10.8 | 0 | 0 | 0 | 0 | 0 | 0 | 0 | 0 | 0 | 0 | 0 | 0 | 0 | 0 | 0 | 0 | 0 | 0 | 0 | 0 | 0 | 0 | 0 | 0 | 0
| Diversity Factor: 0 | [33 empty] | HVCON_ID: 2010347. Establishment of S.10321 Brodie Spark No 1, Brodie Spark Drive Wolli Creek - Discovery Point (formally Intercity) Sites 4 and 5 |  | Arncliffe 33_11kV Tx3 | 0 | 0 | 0 | 0 | 0 | 7.2 | 0 | 0 | 0 | 0 | 0 | 0 | 0 | 0 | 0 | 0 | 0 | 0 | 0 | 0 | 0 | 0 | 0 | 0 | 0 | 0 | 0 | 0 | 0 | 0 | 0 | 0
[35 empty] | HVCON_ID: 2010726. Establishment of S.49222 Arncliffe Lusty No 2, 78-96 Arncliffe Street, Wolli Creek - URGENT Commissioned name of "Arncliffe Brodie Sparke" PKS 14/8/12 |  | Arncliffe 33_11kV Tx1 | 0 | 0 | 0 | 0 | 0 | 0 | 22.5 | 0 | 0 | 0 | 0 | 0 | 0 | 0 | 0 | 0 | 0 | 0 | 0 | 0 | 0 | 0 | 0 | 0 | 0 | 0 | 0 | 0 | 0 | 0 | 0 | 0
[35 empty] | HVCON_ID: 2011013. Establishment of 2x Kiosks - S.49440 Discovery Spark No.2 at Building 1B and S.49439 Discovery Spark No.1 at Building 1C, Brodie Spark Drive, Wolli Creek |  | Arncliffe 33_11kV Tx1 | 0 | 0 | 0 | 0 | 0 | 0 | 0 | 0 | 55 | 0 | 0 | 0 | 0 | 0 | 0 | 0 | 0 | 0 | 0 | 0 | 0 | 0 | 0 | 0 | 0 | 0 | 0 | 0 | 0 | 0 | 0 | 0
| 0 | [33 empty] | HVCON_ID: 2011023. Establishment of S.49465 Brodie Spark No 2, Building 6 Brodie Spark Drive, Arncliffe |  | Arncliffe 33_11kV Tx3 | 0 | 0 | 0 | 0 | 0 | 0 | 0 | 22 | 0 | 0 | 0 | 0 | 0 | 0 | 0 | 0 | 0 | 0 | 0 | 0 | 0 | 0 | 0 | 0 | 0 | 0 | 0 | 0 | 0 | 0 | 0 | 0
| Diversity Factor: 0 | [33 empty] | HVCON_ID: 2011249. Establishment of S.49895 Gertrude Robert, 20-26 Innesdale Rd, Wolli Creek |  | Arncliffe 33_11kV Tx3 | 0 | 0 | 0 | 0 | 0 | 0 | 0 | 0 | 15.4 | 0 | 0 | 0 | 0 | 0 | 0 | 0 | 0 | 0 | 0 | 0 | 0 | 0 | 0 | 0 | 0 | 0 | 0 | 0 | 0 | 0 | 0 | 0
[35 empty] | HVCON_ID: 2011435. Establishment of S.50213 Bonar Hirst No 3, 45 Bonar Street, Arncliffe |  | Arncliffe 33_11kV Tx1 | 0 | 0 | 0 | 0 | 0 | 0 | 0 | 0 | 0 | 0 | 0 | 0 | 0 | 0 | 0 | 0 | 0 | 0 | 0 | 0 | 0 | 0 | 0 | 0 | 0 | 0 | 0 | 0 | 0 | 0 | 0 | 0
[35 empty] | HVCON_ID: 2012164. Est S.62059 Bonar Hirst No.4, 45 Bonar St, Arncliffe |  | Arncliffe 33_11kV Tx1 | 0 | 0 | 0 | 0 | 0 | 0 | 0 | 0 | 0 | 11 | 0 | 0 | 0 | 0 | 0 | 0 | 0 | 0 | 0 | 0 | 0 | 0 | 0 | 0 | 0 | 0 | 0 | 0 | 0 | 0 | 0 | 0
| 0 | [33 empty] | HVCON_ID: 2012351. Establishment of S.62721 Arncliffe Guess, 52-62 Arncliffe St, Wolli Creek |  | Arncliffe 33_11kV Tx1 | 0 | 0 | 0 | 0 | 0 | 0 | 0 | 0 | 0 | 22 | 0 | 0 | 0 | 0 | 0 | 0 | 0 | 0 | 0 | 0 | 0 | 0 | 0 | 0 | 0 | 0 | 0 | 0 | 0 | 0 | 0 | 0
| Diversity Factor: 0 | [33 empty] | HVCON_ID: 2013406. Establishment of Chamber sub S.xxxxx (Name TBA), Building 8 and 9, Chisholm St, Wolli Creek |  | Arncliffe 33_11kV Tx1 | 0 | 0 | 0 | 0 | 0 | 0 | 0 | 0 | 19.25 | 0 | 0 | 0 | 0 | 0 | 0 | 0 | 0 | 0 | 0 | 0 | 0 | 0 | 0 | 0 | 0 | 0 | 0 | 0 | 0 | 0 | 0 | 0
[35 empty] | HVCON_ID: 2013407. Establishment of S.64183 Spark Chisholm, Building 10 Chisholm St, Wolli Creek |  | Arncliffe 33_11kV Tx1 | 0 | 0 | 0 | 0 | 0 | 0 | 0 | 17.05 | 0 | 0 | 0 | 0 | 0 | 0 | 0 | 0 | 0 | 0 | 0 | 0 | 0 | 0 | 0 | 0 | 0 | 0 | 0 | 0 | 0 | 0 | 0 | 0
[35 empty] | HVCON_ID: 2014032. Discovery Point Southern Precinct - Building 3 & 5, Establishment of S.64702 Magdalene Arncliffe, 5 Magdalene Terrace, Wolli Creek |  | Arncliffe 33_11kV Tx1 | 0 | 0 | 0 | 0 | 0 | 0 | 0 | 0 | 19.25 | 0 | 0 | 0 | 0 | 0 | 0 | 0 | 0 | 0 | 0 | 0 | 0 | 0 | 0 | 0 | 0 | 0 | 0 | 0 | 0 | 0 | 0 | 0
| 0 | [33 empty] | HVCON_ID: 2014036. Est customer S.64713 Magdalene Brodie No.2, 1 Magdalene Terrance, Wolli Creek |  | Arncliffe 33_11kV Tx1 | 0 | 0 | 0 | 0 | 0 | 0 | 0 | 0 | 16.5 | 0 | 0 | 0 | 0 | 0 | 0 | 0 | 0 | 0 | 0 | 0 | 0 | 0 | 0 | 0 | 0 | 0 | 0 | 0 | 0 | 0 | 0 | 0
| Diversity Factor: 0 | [33 empty] | Econometric |  | Arncliffe 33_11kV Tx1 | 0 | 0 | 0 | 0 | 0 | 0 | 0 | 0 | 0 | 4.4045 | 8.2803 | 12.1852 | 11.3119 | 11.5002 | 10.5441 | 10.7121 | 10.8825 | 11.0553 | 11.2306 | 11.4084 | 11.5888 | 11.7718 | 11.9573 | 12.1455 | 12.3364 | 12.5301 | 12.7265 | 12.9256 | 13.1277 | 13.3325 | 13.5403 | 13.7511
[35 empty] | Econometric |  | Arncliffe 33_11kV Tx3 | 0 | 0 | 0 | 0 | 0 | 0 | 0 | 0 | 0 | 6.4292 | 12.0868 | 17.7868 | 16.5119 | 16.7869 | 15.3912 | 15.6364 | 15.8851 | 16.1374 | 16.3933 | 16.6529 | 16.9162 | 17.1833 | 17.4541 | 17.7289 | 18.0075 | 18.2902 | 18.5768 | 18.8676 | 19.1625 | 19.4615 | 19.7649 | 20.0725
[35 empty] | Energy Efficiency |  | Arncliffe 33_11kV Tx1 | 0 | 0 | 0 | 0 | 0 | 0 | 0 | -0.79231 | -0.3872 | -2.5461 | -4.0715 | -6.3246 | -6.7208 | -4.0932 | -3.1056 | -3.5518 | -3.451 | -4.041 | -3.0531 | -3.1342 | -2.6185 | -2.3436 | -2.5417 | -2.7382 | -2.7382 | -2.7382 | -2.7382 | -2.7382 | -2.7382 | -2.7382 | -2.7382 | -2.7382
| 0 | [33 empty] | Energy Efficiency |  | Arncliffe 33_11kV Tx3 | 0 | 0 | 0 | 0 | 0 | 0 | 0 | -1.1565 | -0.56519 | -3.7166 | -5.9431 | -9.2321 | -9.8103 | -5.9749 | -4.5332 | -5.1845 | -5.0374 | -5.8986 | -4.4565 | -4.575 | -3.8222 | -3.421 | -3.7102 | -3.997 | -3.997 | -3.997 | -3.997 | -3.997 | -3.997 | -3.997 | -3.997 | -3.997
| Diversity Factor: 0 | [33 empty] | Solar PV |  | Arncliffe 33_11kV Tx1 | 0 | 0 | 0 | 0 | 0 | 0 | 0 | 0 | 0 | 0 | 0 | 0 | 0 | 0 | 0 | 0 | 0 | 0 | 0 | 0 | 0 | 0 | 0 | 0 | 0 | 0 | 0 | 0 | 0 | 0 | 0 | 0
[35 empty] | Solar PV |  | Arncliffe 33_11kV Tx3 | 0 | 0 | 0 | 0 | 0 | 0 | 0 | 0 | 0 | 0 | 0 | 0 | 0 | 0 | 0 | 0 | 0 | 0 | 0 | 0 | 0 | 0 | 0 | 0 | 0 | 0 | 0 | 0 | 0 | 0 | 0 | 0
| Weather Correction and Public Holiday Factors | [8 empty] | Forecast ROG
ROG Justification
| Actual loads for season 2013 have been weather corrected by the following: | [6 empty] | 3.22% |  | 7 year ROG ok | [59 empty] | 7 year ROG ok
1 | 2 | 3 | 4 | 5 | 6 | 7 | 8 | 9 | 10 | 2014 | 2015 | 2016 | 2017 | 2018 | 2019 | 2020 | 2021 | 2022 | 2023 | 2024 | 2025 | 2026 | 2027 | 2028 | 2029 | 2030 | 2031 | 2032 | 2033 | 2034 | 2035 | 2036 | 2037 | 2038
0.97971 | 0.95983 | 0.94685 | 0.94045 | 0.94045 | 0.94045 | 0.94045 | 0.94045 | 0.94045 | 0.94045 | -2.029% | -2.029% | -1.352% | -0.676% | 0% | 0% | 0% | 0% | 0% | 0% | 0% | 0% | 0% | 0% | 0% | 0% | 0% | 0% | 0% | 0% | 0% | 0% | 0% | 0% | 0%
Substation Load Detail
[7 empty] | Units | 2013 |  | 2014 | 2015 | 2016 | 2017 | 2018 | 2019 | 2020 | 2021 | 2022 | 2023 | 2024 | 2025 | 2026 | 2027 | 2028 | 2029 | 2030 | 2031 | 2032 | 2033 | 2034 | 2035 | 2036 | 2037 | 2038
1 | Arncliffe 33_11kV | Compensated |  | Load (LV side) |  |  | Amps | 889 | 897 | 915.8997 | 1020.967 | 1043.201 | 1044.887 | 1057.923 | 1068.065 | 1086.284 | 1104.58 | 1122.193 | 1140.472 | 1157.725 | 1177.839 | 1198.192 | 1220.256 | 1243.446 | 1266.606 | 1289.745 | 1313.354 | 1337.439 | 1362.007 | 1387.065 | 1412.62 | 1438.679 | 1465.249 | 1492.337
|  |  |  | Apparent Power |  |  | MVA | 16.9377 |  | 17.4502 | 19.452 | 19.8757 | 19.9078 | 20.1561 | 20.3494 | 20.6965 | 21.0451 | 21.3806 | 21.7289 | 22.0576 | 22.4409 | 22.8286 | 23.249 | 23.6908 | 24.1321 | 24.5729 | 25.0227 | 25.4816 | 25.9497 | 26.4271 | 26.914 | 27.4105 | 27.9167 | 28.4328
|  |  |  | Real Power |  |  | MW | 15.5827 | 15.7229 | 16.0542 | 17.8959 | 18.2856 | 18.3152 | 18.5436 | 18.7214 | 19.0408 | 19.3615 | 19.6702 | 19.9906 | 20.293 | 20.6456 | 21.0023 | 21.3891 | 21.7956 | 22.2015 | 22.6071 | 23.0209 | 23.4431 | 23.8737 | 24.313 | 24.7609 | 25.2177 | 25.6834 | 26.1582
|  |  |  | Reactive Power |  |  | MVAr | 6.6382 |  | 6.8391 | 7.6236 | 7.7896 | 7.8022 | 7.8996 | 7.9753 | 8.1113 | 8.248 | 8.3795 | 8.516 | 8.6448 | 8.795 | 8.947 | 9.1117 | 9.2849 | 9.4578 | 9.6306 | 9.8069 | 9.9867 | 10.1702 | 10.3573 | 10.5481 | 10.7427 | 10.9411 | 11.1433
|  |  |  | Capacitors In Service |  |  | MVAr | 0 |  | 0 | 0 | 0 | 0 | 0 | 0 | 0 | 0 | 0 | 0 | 0 | 0 | 0 | 0 | 0 | 0 | 0 | 0 | 0 | 0 | 0 | 0 | 0 | 0 | 0
|  |  |  | PF |  |  |  | 0.92 |  | 0.92 | 0.92 | 0.92 | 0.92 | 0.92 | 0.92 | 0.92 | 0.92 | 0.92 | 0.92 | 0.92 | 0.92 | 0.92 | 0.92 | 0.92 | 0.92 | 0.92 | 0.92 | 0.92 | 0.92 | 0.92 | 0.92 | 0.92 | 0.92 | 0.92
0.95188 | Diversity Factor: 0.95 | Uncompensated |  | Reactive Power |  |  | MVAr | 6.6382 | 6.6979 | 6.8391 | 7.6236 | 7.7896 | 7.8022 | 7.8996 | 7.9753 | 8.1113 | 8.248 | 8.3795 | 8.516 | 8.6448 | 8.795 | 8.947 | 9.1117 | 9.2849 | 9.4578 | 9.6306 | 9.8069 | 9.9867 | 10.1702 | 10.3573 | 10.5481 | 10.7427 | 10.9411 | 11.1433
|  |  |  | PF |  |  |  | 0.92 |  | 0.92 | 0.92 | 0.92 | 0.92 | 0.92 | 0.92 | 0.92 | 0.92 | 0.92 | 0.92 | 0.92 | 0.92 | 0.92 | 0.92 | 0.92 | 0.92 | 0.92 | 0.92 | 0.92 | 0.92 | 0.92 | 0.92 | 0.92 | 0.92 | 0.92
[10 empty] | 1 | 2 | 3 | 4 | 5 | 6 | 7 | 8 | 9 | 10 | 11 | 12 | 13 | 14 | 15 | 16 | 17 | 18 | 19 | 20 | 21 | 22 | 23 | 24 | 25
Transformer Load Detail
[7 empty] | Units | 2013 |  | 2014 | 2015 | 2016 | 2017 | 2018 | 2019 | 2020 | 2021 | 2022 | 2023 | 2024 | 2025 | 2026 | 2027 | 2028 | 2029 | 2030 | 2031 | 2032 | 2033 | 2034 | 2035 | 2036 | 2037 | 2038
| 0 | Compensated |  | Load (LV side) |  |  | Amps
|  |  |  | Apparent Power |  |  | MVA
|  |  |  | Real Power |  |  | MW
|  |  |  | Reactive Power |  |  | MVAr
|  |  |  | Capacitors In Service |  |  | MVAr
PF
| Zone Div: | Uncompensated |  | Reactive Power |  |  | MVAr
PF
| 0 | Compensated |  | Load (LV side) |  |  | Amps
|  |  |  | Apparent Power |  |  | MVA
|  |  |  | Real Power |  |  | MW
|  |  |  | Reactive Power |  |  | MVAr
|  |  |  | Capacitors In Service |  |  | MVAr
PF
| Zone Div: | Uncompensated |  | Reactive Power |  |  | MVAr
PF
| 0 | Compensated |  | Load (LV side) |  |  | Amps
|  |  |  | Apparent Power |  |  | MVA
|  |  |  | Real Power |  |  | MW
|  |  |  | Reactive Power |  |  | MVAr
|  |  |  | Capacitors In Service |  |  | MVAr
PF
| Zone Div: | Uncompensated |  | Reactive Power |  |  | MVAr
PF
| 0 | Compensated |  | Load (LV side) |  |  | Amps
|  |  |  | Apparent Power |  |  | MVA
|  |  |  | Real Power |  |  | MW
|  |  |  | Reactive Power |  |  | MVAr
|  |  |  | Capacitors In Service |  |  | MVAr
PF
| Zone Div: | Uncompensated |  | Reactive Power |  |  | MVAr
PF
| 0 | Compensated |  | Load (LV side) |  |  | Amps
|  |  |  | Apparent Power |  |  | MVA
|  |  |  | Real Power |  |  | MW
|  |  |  | Reactive Power |  |  | MVAr
|  |  |  | Capacitors In Service |  |  | MVAr
PF
| Zone Div: | Uncompensated |  | Reactive Power |  |  | MVAr
PF
| 0 | Compensated |  | Load (LV side) |  |  | Amps
|  |  |  | Apparent Power |  |  | MVA
|  |  |  | Real Power |  |  | MW
|  |  |  | Reactive Power |  |  | MVAr
|  |  |  | Capacitors In Service |  |  | MVAr
PF
| Zone Div: | Uncompensated |  | Reactive Power |  |  | MVAr
PF
| 0 | Compensated |  | Load (LV side) |  |  | Amps
|  |  |  | Apparent Power |  |  | MVA
|  |  |  | Real Power |  |  | MW
|  |  |  | Reactive Power |  |  | MVAr
|  |  |  | Capacitors In Service |  |  | MVAr
PF
| Zone Div: | Uncompensated |  | Reactive Power |  |  | MVAr
PF
| 0 | Compensated |  | Load (LV side) |  |  | Amps
|  |  |  | Apparent Power |  |  | MVA
|  |  |  | Real Power |  |  | MW
|  |  |  | Reactive Power |  |  | MVAr
|  |  |  | Capacitors In Service |  |  | MVAr
PF
| Zone Div: | Uncompensated |  | Reactive Power |  |  | MVAr
PF
| 0 | Compensated |  | Load (LV side) |  |  | Amps
|  |  |  | Apparent Power |  |  | MVA
|  |  |  | Real Power |  |  | MW
|  |  |  | Reactive Power |  |  | MVAr
|  |  |  | Capacitors In Service |  |  | MVAr
PF
| Zone Div: | Uncompensated |  | Reactive Power |  |  | MVAr
PF
| 0 | Compensated |  | Load (LV side) |  |  | Amps
|  |  |  | Apparent Power |  |  | MVA
|  |  |  | Real Power |  |  | MW
|  |  |  | Reactive Power |  |  | MVAr
|  |  |  | Capacitors In Service |  |  | MVAr
PF
| Zone Div: | Uncompensated |  | Reactive Power |  |  | MVAr
PF

## Blakehurst 33_11kV
| Blakehurst 33_11kV | [16 empty] | 2014 | WINTER
| Substation Total Loads | [33 empty] | Spots & Transfers Detail
| Historical Loads | (11kV Amps) | [7 empty] | Weather Corrected Forecast Loads |  |  |  | (11kV Amps) | [20 empty] | Spots & Transfers Summary | (11kV Amps) |  | Historical Spots & Transfers | [6 empty] | Forecast Spots & Transfers
|  | 2007 | 2008 | 2009 | 2010 | 2011 | 2012 | 2013 |  | 2014 | 2015 | 2016 | 2017 | 2018 | 2019 | 2020 | 2021 | 2022 | 2023 | 2024 | 2025 | 2026 | 2027 | 2028 | 2029 | 2030 | 2031 | 2032 | 2033 | 2034 | 2035 | 2036 | 2037 | 2038 |  |  |  | 2007 | 2008 | 2009 | 2010 | 2011 | 2012 | 2013 | 2014 | 2015 | 2016 | 2017 | 2018 | 2019 | 2020 | 2021 | 2022 | 2023 | 2024 | 2025 | 2026 | 2027 | 2028 | 2029 | 2030 | 2031 | 2032 | 2033 | 2034 | 2035 | 2036 | 2037 | 2038
| Total | 1694 | 1545 | 1516 | 1168 | 1137 | 950 | 964 |  | 989.1161 | 976.3843 | 972.312 | 976.697 | 988.5428 | 1005.604 | 1029.965 | 1052.73 | 1075.011 | 1098.165 | 1120.993 | 1146.585 | 1172.593 | 1200.028 | 1228.559 | 1257.228 | 1286.176 | 1315.71 | 1345.838 | 1376.57 | 1407.913 | 1439.876 | 1472.468 | 1505.699 | 1539.577 |  |  | Total | 0 | -125 | 0 | -292 | -87 | 0 | 0 | -0.69824 | -0.70298 | 3.8438 | 8.3266 | 11.8458 | 17.0621 | 24.3606 | 22.7651 | 22.2808 | 23.1542 | 22.8274 | 25.5923 | 26.0082 | 27.435 | 28.531 | 28.6688 | 28.9479 | 29.534 | 30.1284 | 30.7314 | 31.3429 | 31.9633 | 32.5924 | 33.2306 | 33.8779
| Firm Rating | 0 | 0 | 0 | 0 | 0 | 0 | 1658 |  | 1658 | 1658 | 1658 | 1658 | 1658 | 1658 | 1658 | 1658 | 1658 | 1658 | 1658 | 1658 | 1658 | 1658 | 1658 | 1658 | 1658 | 1658 | 1658 | 1658 | 1658 | 1658 | 1658 | 1658 | 1658
| Total Capacity | 0 | 0 | 0 | 0 | 0 | 0 | 2487 |  | 2487 | 2487 | 2487 | 2487 | 2487 | 2487 | 2487 | 2487 | 2487 | 2487 | 2487 | 2487 | 2487 | 2487 | 2487 | 2487 | 2487 | 2487 | 2487 | 2487 | 2487 | 2487 | 2487 | 2487 | 2487 |  |  | Blakehurst 33_11kV Tx1 | 0 | -125 | 0 | -292 | -87 | 0 | 0 | -0.28084 | -0.28275 | 1.546 | 3.3491 | 4.7646 | 6.8627 | 9.7983 | 9.1565 | 8.9617 | 9.313 | 9.1816 | 10.2937 | 10.461 | 11.0349 | 11.4757 | 11.5311 | 11.6434 | 11.8791 | 12.1182 | 12.3607 | 12.6067 | 12.8562 | 13.1093 | 13.3659 | 13.6263
|  | -7 | -6 | -5 | -4 | -3 | -2 | -1 |  | 0 | 1 | 2 | 3 | 4 | 5 | 6 | 7 | 8 | 9 | 10 | 11 | 12 | 13 | 14 | 15 | 16 | 17 | 18 | 19 | 20 | 21 | 22 | 23 | 24 |  |  | Blakehurst 33_11kV Tx2 | 0 | 0 | 0 | 0 | 0 | 0 | 0 | 0 | 0 | 0 | 0 | 0 | 0 | 0 | 0 | 0 | 0 | 0 | 0 | 0 | 0 | 0 | 0 | 0 | 0 | 0 | 0 | 0 | 0 | 0 | 0 | 0
| Transformer Loads | [35 empty] | Blakehurst 33_11kV Tx3 | 0 | 0 | 0 | 0 | 0 | 0 | 0 | -0.41739 | -0.42023 | 2.2977 | 4.9775 | 7.0812 | 10.1994 | 14.5623 | 13.6086 | 13.3191 | 13.8412 | 13.6458 | 15.2986 | 15.5473 | 16.4002 | 17.0553 | 17.1377 | 17.3046 | 17.6549 | 18.0102 | 18.3707 | 18.7363 | 19.1071 | 19.4832 | 19.8647 | 20.2516
| Historical Loads | (11kV Amps) | [7 empty] | Weather Corrected Forecast Loads |  |  |  | (11kV Amps) | [23 empty] | 0 | 0 | 0 | 0 | 0 | 0 | 0 | 0 | 0 | 0 | 0 | 0 | 0 | 0 | 0 | 0 | 0 | 0 | 0 | 0 | 0 | 0 | 0 | 0 | 0 | 0 | 0 | 0 | 0 | 0 | 0 | 0
|  | 2007 | 2008 | 2009 | 2010 | 2011 | 2012 | 2013 |  | 2014 | 2015 | 2016 | 2017 | 2018 | 2019 | 2020 | 2021 | 2022 | 2023 | 2024 | 2025 | 2026 | 2027 | 2028 | 2029 | 2030 | 2031 | 2032 | 2033 | 2034 | 2035 | 2036 | 2037 | 2038 |  |  |  | 0 | 0 | 0 | 0 | 0 | 0 | 0 | 0 | 0 | 0 | 0 | 0 | 0 | 0 | 0 | 0 | 0 | 0 | 0 | 0 | 0 | 0 | 0 | 0 | 0 | 0 | 0 | 0 | 0 | 0 | 0 | 0
| 0 | [36 empty] | 0 | 0 | 0 | 0 | 0 | 0 | 0 | 0 | 0 | 0 | 0 | 0 | 0 | 0 | 0 | 0 | 0 | 0 | 0 | 0 | 0 | 0 | 0 | 0 | 0 | 0 | 0 | 0 | 0 | 0 | 0 | 0
| Diversity Factor: 0 | [36 empty] | 0 | 0 | 0 | 0 | 0 | 0 | 0 | 0 | 0 | 0 | 0 | 0 | 0 | 0 | 0 | 0 | 0 | 0 | 0 | 0 | 0 | 0 | 0 | 0 | 0 | 0 | 0 | 0 | 0 | 0 | 0 | 0
[38 empty] | 0 | 0 | 0 | 0 | 0 | 0 | 0 | 0 | 0 | 0 | 0 | 0 | 0 | 0 | 0 | 0 | 0 | 0 | 0 | 0 | 0 | 0 | 0 | 0 | 0 | 0 | 0 | 0 | 0 | 0 | 0 | 0
[38 empty] | 0 | 0 | 0 | 0 | 0 | 0 | 0 | 0 | 0 | 0 | 0 | 0 | 0 | 0 | 0 | 0 | 0 | 0 | 0 | 0 | 0 | 0 | 0 | 0 | 0 | 0 | 0 | 0 | 0 | 0 | 0 | 0
| 0 | [36 empty] | 0 | 0 | 0 | 0 | 0 | 0 | 0 | 0 | 0 | 0 | 0 | 0 | 0 | 0 | 0 | 0 | 0 | 0 | 0 | 0 | 0 | 0 | 0 | 0 | 0 | 0 | 0 | 0 | 0 | 0 | 0 | 0
Diversity Factor: 0
[38 empty] | Historical Spots & Transfers | [6 empty] | Forecast Spots & Transfers
[35 empty] | Project Name | From | To | 2007 | 2008 | 2009 | 2010 | 2011 | 2012 | 2013 | 2014 | 2015 | 2016 | 2017 | 2018 | 2019 | 2020 | 2021 | 2022 | 2023 | 2024 | 2025 | 2026 | 2027 | 2028 | 2029 | 2030 | 2031 | 2032 | 2033 | 2034 | 2035 | 2036 | 2037 | 2038
| 0 | [33 empty] | Broad based demand management |  | Blakehurst 33_11kV Tx1 | 0 | 0 | 0 | 0 | 0 | 0 | 0 | 0 | -0.093871 | -0.21717 | -0.23694 | -0.22364 | -0.22275 | 0 | 0 | 0 | 0 | 0 | 0 | 0 | 0 | 0 | 0 | 0 | 0 | 0 | 0 | 0 | 0 | 0 | 0 | 0
| Diversity Factor: 0 | [33 empty] | Broad based demand management |  | Blakehurst 33_11kV Tx3 | 0 | 0 | 0 | 0 | 0 | 0 | 0 | 0 | -0.13951 | -0.32276 | -0.35215 | -0.33238 | -0.33106 | 0 | 0 | 0 | 0 | 0 | 0 | 0 | 0 | 0 | 0 | 0 | 0 | 0 | 0 | 0 | 0 | 0 | 0 | 0
[35 empty] | DNP_ID: 6319. Relief of Remedial Feeders 2 and 8 at Blakehurst | Blakehurst 33_11kV Tx1 | Sans Souci 33_11kV Tx3 | 0 | 125 | 0 | 0 | 0 | 0 | 0 | 0 | 0 | 0 | 0 | 0 | 0 | 0 | 0 | 0 | 0 | 0 | 0 | 0 | 0 | 0 | 0 | 0 | 0 | 0 | 0 | 0 | 0 | 0 | 0 | 0
[35 empty] | DNP_ID: 6346. Load Transfer from S.10991 Blakehurst and S.10997 Sans Souci Zone Substations to S.10999 Kogarah Zone Substation - Stage 1 (Prerequisite for DNP 6409) | Blakehurst 33_11kV Tx1 | Kogarah 132_11kV Tx1 | 0 | 0 | 0 | 95 | 0 | 0 | 0 | 0 | 0 | 0 | 0 | 0 | 0 | 0 | 0 | 0 | 0 | 0 | 0 | 0 | 0 | 0 | 0 | 0 | 0 | 0 | 0 | 0 | 0 | 0 | 0 | 0
| 0 | [33 empty] | DNP_ID: 6346. Load Transfer from S.10991 Blakehurst and S.10997 Sans Souci Zone Substations to S.10999 Kogarah Zone Substation - Stage 1 (Prerequisite for DNP 6409) | Blakehurst 33_11kV Tx1 | Kogarah 132_11kV Tx2 | 0 | 0 | 0 | 105 | 0 | 0 | 0 | 0 | 0 | 0 | 0 | 0 | 0 | 0 | 0 | 0 | 0 | 0 | 0 | 0 | 0 | 0 | 0 | 0 | 0 | 0 | 0 | 0 | 0 | 0 | 0 | 0
| Diversity Factor: 0 | [33 empty] | DNP_ID: 6346. Load Transfer from S.10991 Blakehurst and S.10997 Sans Souci Zone Substations to S.10999 Kogarah Zone Substation - Stage 1 (Prerequisite for DNP 6409) | Blakehurst 33_11kV Tx1 | Kogarah 132_11kV Tx3 | 0 | 0 | 0 | 92 | 0 | 0 | 0 | 0 | 0 | 0 | 0 | 0 | 0 | 0 | 0 | 0 | 0 | 0 | 0 | 0 | 0 | 0 | 0 | 0 | 0 | 0 | 0 | 0 | 0 | 0 | 0 | 0
[35 empty] | DNP_ID: 6351. Load Transfer from S.10993 Hurstville North Zone Substation to S.10999 Kogarah Zone Substation | Blakehurst 33_11kV Tx1 | Kogarah 132_11kV Tx2 | 0 | 0 | 0 | 0 | 87 | 0 | 0 | 0 | 0 | 0 | 0 | 0 | 0 | 0 | 0 | 0 | 0 | 0 | 0 | 0 | 0 | 0 | 0 | 0 | 0 | 0 | 0 | 0 | 0 | 0 | 0 | 0
[35 empty] | Econometric |  | Blakehurst 33_11kV Tx1 | 0 | 0 | 0 | 0 | 0 | 0 | 0 | 0 | 0 | 4.1997 | 7.6235 | 11.3068 | 13.953 | 14.1875 | 12.8703 | 13.0776 | 13.2879 | 13.5012 | 13.7175 | 13.937 | 14.1597 | 14.3855 | 14.6146 | 14.847 | 15.0827 | 15.3218 | 15.5643 | 15.8103 | 16.0598 | 16.3129 | 16.5696 | 16.8299
| 0 | [33 empty] | Econometric |  | Blakehurst 33_11kV Tx3 | 0 | 0 | 0 | 0 | 0 | 0 | 0 | 0 | 0 | 6.2416 | 11.3302 | 16.8044 | 20.7371 | 21.0856 | 19.1281 | 19.4361 | 19.7486 | 20.0656 | 20.3872 | 20.7134 | 21.0443 | 21.38 | 21.7205 | 22.0658 | 22.4162 | 22.7715 | 23.1319 | 23.4975 | 23.8683 | 24.2445 | 24.6259 | 25.0129
| Diversity Factor: 0 | [33 empty] | Energy Efficiency |  | Blakehurst 33_11kV Tx1 | 0 | 0 | 0 | 0 | 0 | 0 | 0 | -0.28084 | -0.18888 | -2.4364 | -4.0375 | -6.3186 | -6.8675 | -4.3892 | -3.7138 | -4.1159 | -3.9748 | -4.3196 | -3.4239 | -3.476 | -3.1248 | -2.9098 | -3.0835 | -3.2036 | -3.2036 | -3.2036 | -3.2036 | -3.2036 | -3.2036 | -3.2036 | -3.2036 | -3.2036
[35 empty] | Energy Efficiency |  | Blakehurst 33_11kV Tx3 | 0 | 0 | 0 | 0 | 0 | 0 | 0 | -0.41739 | -0.28071 | -3.6211 | -6.0005 | -9.3908 | -10.2066 | -6.5233 | -5.5195 | -6.117 | -5.9075 | -6.4198 | -5.0886 | -5.1662 | -4.6441 | -4.3247 | -4.5828 | -4.7613 | -4.7613 | -4.7613 | -4.7613 | -4.7613 | -4.7613 | -4.7613 | -4.7613 | -4.7613
[35 empty] | Solar PV |  | Blakehurst 33_11kV Tx1 | 0 | 0 | 0 | 0 | 0 | 0 | 0 | 0 | 0 | 0 | 0 | 0 | 0 | 0 | 0 | 0 | 0 | 0 | 0 | 0 | 0 | 0 | 0 | 0 | 0 | 0 | 0 | 0 | 0 | 0 | 0 | 0
| 0 | [33 empty] | Solar PV |  | Blakehurst 33_11kV Tx3 | 0 | 0 | 0 | 0 | 0 | 0 | 0 | 0 | 0 | 0 | 0 | 0 | 0 | 0 | 0 | 0 | 0 | 0 | 0 | 0 | 0 | 0 | 0 | 0 | 0 | 0 | 0 | 0 | 0 | 0 | 0 | 0
Diversity Factor: 0
0
Diversity Factor: 0
0
Diversity Factor: 0
0
Diversity Factor: 0
0
Diversity Factor: 0
| Weather Correction and Public Holiday Factors | [8 empty] | Forecast ROG
ROG Justification
| Actual loads for season 2013 have been weather corrected by the following: | [6 empty] | 1.144% |  | 7 year ROG ok | [59 empty] | 7 year ROG ok
1 | 2 | 3 | 4 | 5 | 6 | 7 | 8 | 9 | 10 | 2014 | 2015 | 2016 | 2017 | 2018 | 2019 | 2020 | 2021 | 2022 | 2023 | 2024 | 2025 | 2026 | 2027 | 2028 | 2029 | 2030 | 2031 | 2032 | 2033 | 2034 | 2035 | 2036 | 2037 | 2038
0.98784 | 0.97583 | 0.96792 | 0.964 | 0.964 | 0.964 | 0.964 | 0.964 | 0.964 | 0.964 | -1.216% | -1.216% | -0.81% | -0.405% | 0% | 0% | 0% | 0% | 0% | 0% | 0% | 0% | 0% | 0% | 0% | 0% | 0% | 0% | 0% | 0% | 0% | 0% | 0% | 0% | 0%
Substation Load Detail
[7 empty] | Units | 2013 |  | 2014 | 2015 | 2016 | 2017 | 2018 | 2019 | 2020 | 2021 | 2022 | 2023 | 2024 | 2025 | 2026 | 2027 | 2028 | 2029 | 2030 | 2031 | 2032 | 2033 | 2034 | 2035 | 2036 | 2037 | 2038
1 | Blakehurst 33_11kV | Compensated |  | Load (LV side) |  |  | Amps | 964 | 1002 | 989.1161 | 976.3843 | 972.312 | 976.697 | 988.5428 | 1005.604 | 1029.965 | 1052.73 | 1075.011 | 1098.165 | 1120.993 | 1146.585 | 1172.593 | 1200.028 | 1228.559 | 1257.228 | 1286.176 | 1315.71 | 1345.838 | 1376.57 | 1407.913 | 1439.876 | 1472.468 | 1505.699 | 1539.577
|  |  |  | Apparent Power |  |  | MVA | 18.3667 |  | 18.8452 | 18.6026 | 18.525 | 18.6086 | 18.8343 | 19.1593 | 19.6235 | 20.0572 | 20.4817 | 20.9229 | 21.3578 | 21.8454 | 22.3409 | 22.8636 | 23.4072 | 23.9534 | 24.5049 | 25.0676 | 25.6417 | 26.2272 | 26.8243 | 27.4333 | 28.0543 | 28.6874 | 29.3329
|  |  |  | Real Power |  |  | MW | 17.0164 | 17.6872 | 17.4597 | 17.235 | 17.1631 | 17.2405 | 17.4496 | 17.7508 | 18.1808 | 18.5827 | 18.976 | 19.3847 | 19.7876 | 20.2394 | 20.6985 | 21.1827 | 21.6864 | 22.1924 | 22.7034 | 23.2247 | 23.7566 | 24.299 | 24.8523 | 25.4165 | 25.9918 | 26.5784 | 27.1764
|  |  |  | Reactive Power |  |  | MVAr | 6.9121 |  | 7.0922 | 7.0009 | 6.9717 | 7.0031 | 7.088 | 7.2104 | 7.3851 | 7.5483 | 7.708 | 7.8741 | 8.0377 | 8.2212 | 8.4077 | 8.6044 | 8.809 | 9.0146 | 9.2221 | 9.4339 | 9.6499 | 9.8703 | 10.095 | 10.3242 | 10.5579 | 10.7962 | 11.0391
|  |  |  | Capacitors In Service |  |  | MVAr | 0 |  | 0 | 0 | 0 | 0 | 0 | 0 | 0 | 0 | 0 | 0 | 0 | 0 | 0 | 0 | 0 | 0 | 0 | 0 | 0 | 0 | 0 | 0 | 0 | 0 | 0
|  |  |  | PF |  |  |  | 0.92648 |  | 0.92648 | 0.92648 | 0.92648 | 0.92648 | 0.92648 | 0.92648 | 0.92648 | 0.92648 | 0.92648 | 0.92648 | 0.92648 | 0.92648 | 0.92648 | 0.92648 | 0.92648 | 0.92648 | 0.92648 | 0.92648 | 0.92648 | 0.92648 | 0.92648 | 0.92648 | 0.92648 | 0.92648 | 0.92648
0.89455 | Diversity Factor: 0.89 | Uncompensated |  | Reactive Power |  |  | MVAr | 6.9121 | 7.1845 | 7.0922 | 7.0009 | 6.9717 | 7.0031 | 7.088 | 7.2104 | 7.3851 | 7.5483 | 7.708 | 7.8741 | 8.0377 | 8.2212 | 8.4077 | 8.6044 | 8.809 | 9.0146 | 9.2221 | 9.4339 | 9.6499 | 9.8703 | 10.095 | 10.3242 | 10.5579 | 10.7962 | 11.0391
|  |  |  | PF |  |  |  | 0.92648 |  | 0.92648 | 0.92648 | 0.92648 | 0.92648 | 0.92648 | 0.92648 | 0.92648 | 0.92648 | 0.92648 | 0.92648 | 0.92648 | 0.92648 | 0.92648 | 0.92648 | 0.92648 | 0.92648 | 0.92648 | 0.92648 | 0.92648 | 0.92648 | 0.92648 | 0.92648 | 0.92648 | 0.92648 | 0.92648
[10 empty] | 1 | 2 | 3 | 4 | 5 | 6 | 7 | 8 | 9 | 10 | 11 | 12 | 13 | 14 | 15 | 16 | 17 | 18 | 19 | 20 | 21 | 22 | 23 | 24 | 25
Transformer Load Detail
[7 empty] | Units | 2013 |  | 2014 | 2015 | 2016 | 2017 | 2018 | 2019 | 2020 | 2021 | 2022 | 2023 | 2024 | 2025 | 2026 | 2027 | 2028 | 2029 | 2030 | 2031 | 2032 | 2033 | 2034 | 2035 | 2036 | 2037 | 2038
| 0 | Compensated |  | Load (LV side) |  |  | Amps
|  |  |  | Apparent Power |  |  | MVA
|  |  |  | Real Power |  |  | MW
|  |  |  | Reactive Power |  |  | MVAr
|  |  |  | Capacitors In Service |  |  | MVAr
PF
| Zone Div: | Uncompensated |  | Reactive Power |  |  | MVAr
PF
| 0 | Compensated |  | Load (LV side) |  |  | Amps
|  |  |  | Apparent Power |  |  | MVA
|  |  |  | Real Power |  |  | MW
|  |  |  | Reactive Power |  |  | MVAr
|  |  |  | Capacitors In Service |  |  | MVAr
PF
| Zone Div: | Uncompensated |  | Reactive Power |  |  | MVAr
PF
| 0 | Compensated |  | Load (LV side) |  |  | Amps
|  |  |  | Apparent Power |  |  | MVA
|  |  |  | Real Power |  |  | MW
|  |  |  | Reactive Power |  |  | MVAr
|  |  |  | Capacitors In Service |  |  | MVAr
PF
| Zone Div: | Uncompensated |  | Reactive Power |  |  | MVAr
PF
| 0 | Compensated |  | Load (LV side) |  |  | Amps
|  |  |  | Apparent Power |  |  | MVA
|  |  |  | Real Power |  |  | MW
|  |  |  | Reactive Power |  |  | MVAr
|  |  |  | Capacitors In Service |  |  | MVAr
PF
| Zone Div: | Uncompensated |  | Reactive Power |  |  | MVAr
PF
| 0 | Compensated |  | Load (LV side) |  |  | Amps
|  |  |  | Apparent Power |  |  | MVA
|  |  |  | Real Power |  |  | MW
|  |  |  | Reactive Power |  |  | MVAr
|  |  |  | Capacitors In Service |  |  | MVAr
PF
| Zone Div: | Uncompensated |  | Reactive Power |  |  | MVAr
PF
| 0 | Compensated |  | Load (LV side) |  |  | Amps
|  |  |  | Apparent Power |  |  | MVA
|  |  |  | Real Power |  |  | MW
|  |  |  | Reactive Power |  |  | MVAr
|  |  |  | Capacitors In Service |  |  | MVAr
PF
| Zone Div: | Uncompensated |  | Reactive Power |  |  | MVAr
PF
| 0 | Compensated |  | Load (LV side) |  |  | Amps
|  |  |  | Apparent Power |  |  | MVA
|  |  |  | Real Power |  |  | MW
|  |  |  | Reactive Power |  |  | MVAr
|  |  |  | Capacitors In Service |  |  | MVAr
PF
| Zone Div: | Uncompensated |  | Reactive Power |  |  | MVAr
PF
| 0 | Compensated |  | Load (LV side) |  |  | Amps
|  |  |  | Apparent Power |  |  | MVA
|  |  |  | Real Power |  |  | MW
|  |  |  | Reactive Power |  |  | MVAr
|  |  |  | Capacitors In Service |  |  | MVAr
PF
| Zone Div: | Uncompensated |  | Reactive Power |  |  | MVAr
PF
| 0 | Compensated |  | Load (LV side) |  |  | Amps
|  |  |  | Apparent Power |  |  | MVA
|  |  |  | Real Power |  |  | MW
|  |  |  | Reactive Power |  |  | MVAr
|  |  |  | Capacitors In Service |  |  | MVAr
PF
| Zone Div: | Uncompensated |  | Reactive Power |  |  | MVAr
PF
| 0 | Compensated |  | Load (LV side) |  |  | Amps
|  |  |  | Apparent Power |  |  | MVA
|  |  |  | Real Power |  |  | MW
|  |  |  | Reactive Power |  |  | MVAr
|  |  |  | Capacitors In Service |  |  | MVAr
PF
| Zone Div: | Uncompensated |  | Reactive Power |  |  | MVAr
PF

## Carlton 33_11kV
| Carlton 33_11kV | [16 empty] | 2014 | WINTER
[6 empty] | Zone decommissioned |  | 2010-03-09
| Substation Total Loads | [33 empty] | Spots & Transfers Detail
| Historical Loads | (11kV Amps) | [7 empty] | Weather Corrected Forecast Loads |  |  |  | (11kV Amps) | [20 empty] | Spots & Transfers Summary | (11kV Amps) |  | Historical Spots & Transfers | [6 empty] | Forecast Spots & Transfers
|  | 2007 | 2008 | 2009 | 2010 | 2011 | 2012 | 2013 |  | 2014 | 2015 | 2016 | 2017 | 2018 | 2019 | 2020 | 2021 | 2022 | 2023 | 2024 | 2025 | 2026 | 2027 | 2028 | 2029 | 2030 | 2031 | 2032 | 2033 | 2034 | 2035 | 2036 | 2037 | 2038 |  |  |  | 2007 | 2008 | 2009 | 2010 | 2011 | 2012 | 2013 | 2014 | 2015 | 2016 | 2017 | 2018 | 2019 | 2020 | 2021 | 2022 | 2023 | 2024 | 2025 | 2026 | 2027 | 2028 | 2029 | 2030 | 2031 | 2032 | 2033 | 2034 | 2035 | 2036 | 2037 | 2038
| Total | 2234 | 2215 | 2207 | 0 |  |  |  |  | 0 | 0 | 0 | 0 | 0 | 0 | 0 | 0 | 0 | 0 | 0 | 0 | 0 | 0 | 0 | 0 | 0 | 0 | 0 | 0 | 0 | 0 | 0 | 0 | 0 |  |  | Total | 0 | -16 | 0 | -2613 | 0 | 0 | 0 | 0 | 0 | 0 | 0 | 0 | 0 | 0 | 0 | 0 | 0 | 0 | 0 | 0 | 0 | 0 | 0 | 0 | 0 | 0 | 0 | 0 | 0 | 0 | 0 | 0
| Firm Rating | 0 | 0 | 0 | 0 | 0 | 0 | 0 |  | 0 | 0 | 0 | 0 | 0 | 0 | 0 | 0 | 0 | 0 | 0 | 0 | 0 | 0 | 0 | 0 | 0 | 0 | 0 | 0 | 0 | 0 | 0 | 0 | 0
| Total Capacity | 0 | 0 | 0 | 0 | 0 | 0 | 0 |  | 0 | 0 | 0 | 0 | 0 | 0 | 0 | 0 | 0 | 0 | 0 | 0 | 0 | 0 | 0 | 0 | 0 | 0 | 0 | 0 | 0 | 0 | 0 | 0 | 0 |  |  | Carlton 33_11kV Tx1 | 0 | 39 | 0 | -1363 | 0 | 0 | 0 | 0 | 0 | 0 | 0 | 0 | 0 | 0 | 0 | 0 | 0 | 0 | 0 | 0 | 0 | 0 | 0 | 0 | 0 | 0 | 0 | 0 | 0 | 0 | 0 | 0
|  | -7 | -6 | -5 | -4 | -3 | -2 | -1 |  | 0 | 1 | 2 | 3 | 4 | 5 | 6 | 7 | 8 | 9 | 10 | 11 | 12 | 13 | 14 | 15 | 16 | 17 | 18 | 19 | 20 | 21 | 22 | 23 | 24 |  |  | Carlton 33_11kV Tx2 | 0 | 0 | 0 | 0 | 0 | 0 | 0 | 0 | 0 | 0 | 0 | 0 | 0 | 0 | 0 | 0 | 0 | 0 | 0 | 0 | 0 | 0 | 0 | 0 | 0 | 0 | 0 | 0 | 0 | 0 | 0 | 0
| Transformer Loads | [35 empty] | Carlton 33_11kV Tx3 | 0 | -55 | 0 | -1250 | 0 | 0 | 0 | 0 | 0 | 0 | 0 | 0 | 0 | 0 | 0 | 0 | 0 | 0 | 0 | 0 | 0 | 0 | 0 | 0 | 0 | 0 | 0 | 0 | 0 | 0 | 0 | 0
| Historical Loads | (11kV Amps) | [7 empty] | Weather Corrected Forecast Loads |  |  |  | (11kV Amps) | [23 empty] | 0 | 0 | 0 | 0 | 0 | 0 | 0 | 0 | 0 | 0 | 0 | 0 | 0 | 0 | 0 | 0 | 0 | 0 | 0 | 0 | 0 | 0 | 0 | 0 | 0 | 0 | 0 | 0 | 0 | 0 | 0 | 0
|  | 2007 | 2008 | 2009 | 2010 | 2011 | 2012 | 2013 |  | 2014 | 2015 | 2016 | 2017 | 2018 | 2019 | 2020 | 2021 | 2022 | 2023 | 2024 | 2025 | 2026 | 2027 | 2028 | 2029 | 2030 | 2031 | 2032 | 2033 | 2034 | 2035 | 2036 | 2037 | 2038 |  |  |  | 0 | 0 | 0 | 0 | 0 | 0 | 0 | 0 | 0 | 0 | 0 | 0 | 0 | 0 | 0 | 0 | 0 | 0 | 0 | 0 | 0 | 0 | 0 | 0 | 0 | 0 | 0 | 0 | 0 | 0 | 0 | 0
| 0 | [36 empty] | 0 | 0 | 0 | 0 | 0 | 0 | 0 | 0 | 0 | 0 | 0 | 0 | 0 | 0 | 0 | 0 | 0 | 0 | 0 | 0 | 0 | 0 | 0 | 0 | 0 | 0 | 0 | 0 | 0 | 0 | 0 | 0
| Diversity Factor: 0 | [36 empty] | 0 | 0 | 0 | 0 | 0 | 0 | 0 | 0 | 0 | 0 | 0 | 0 | 0 | 0 | 0 | 0 | 0 | 0 | 0 | 0 | 0 | 0 | 0 | 0 | 0 | 0 | 0 | 0 | 0 | 0 | 0 | 0
[38 empty] | 0 | 0 | 0 | 0 | 0 | 0 | 0 | 0 | 0 | 0 | 0 | 0 | 0 | 0 | 0 | 0 | 0 | 0 | 0 | 0 | 0 | 0 | 0 | 0 | 0 | 0 | 0 | 0 | 0 | 0 | 0 | 0
[38 empty] | 0 | 0 | 0 | 0 | 0 | 0 | 0 | 0 | 0 | 0 | 0 | 0 | 0 | 0 | 0 | 0 | 0 | 0 | 0 | 0 | 0 | 0 | 0 | 0 | 0 | 0 | 0 | 0 | 0 | 0 | 0 | 0
| 0 | [36 empty] | 0 | 0 | 0 | 0 | 0 | 0 | 0 | 0 | 0 | 0 | 0 | 0 | 0 | 0 | 0 | 0 | 0 | 0 | 0 | 0 | 0 | 0 | 0 | 0 | 0 | 0 | 0 | 0 | 0 | 0 | 0 | 0
Diversity Factor: 0
[38 empty] | Historical Spots & Transfers | [6 empty] | Forecast Spots & Transfers
[35 empty] | Project Name | From | To | 2007 | 2008 | 2009 | 2010 | 2011 | 2012 | 2013 | 2014 | 2015 | 2016 | 2017 | 2018 | 2019 | 2020 | 2021 | 2022 | 2023 | 2024 | 2025 | 2026 | 2027 | 2028 | 2029 | 2030 | 2031 | 2032 | 2033 | 2034 | 2035 | 2036 | 2037 | 2038
| 0 | [33 empty] | DNP_ID: 6263. Installation of a new feeder on Panel 9 at Carlton Zone (Remedial & Pickup Constraints).. | Carlton 33_11kV Tx1 | Rockdale 33_11kV Tx3 | 0 | 16 | 0 | 0 | 0 | 0 | 0 | 0 | 0 | 0 | 0 | 0 | 0 | 0 | 0 | 0 | 0 | 0 | 0 | 0 | 0 | 0 | 0 | 0 | 0 | 0 | 0 | 0 | 0 | 0 | 0 | 0
| Diversity Factor: 0 | [33 empty] | DNP_ID: 6263. Installation of a new feeder on Panel 9 at Carlton Zone (Remedial & Pickup Constraints).. | Carlton 33_11kV Tx3 | Carlton 33_11kV Tx1 | 0 | 55 | 0 | 0 | 0 | 0 | 0 | 0 | 0 | 0 | 0 | 0 | 0 | 0 | 0 | 0 | 0 | 0 | 0 | 0 | 0 | 0 | 0 | 0 | 0 | 0 | 0 | 0 | 0 | 0 | 0 | 0
[35 empty] | DNP_ID: 6301. Transfer of the 11kV Feeders on the Southern side of the railway line from Carlton ZS to Kogarah ZS | Carlton 33_11kV Tx1 | Kogarah 132_11kV Tx1 | 0 | 0 | 0 | 216 | 0 | 0 | 0 | 0 | 0 | 0 | 0 | 0 | 0 | 0 | 0 | 0 | 0 | 0 | 0 | 0 | 0 | 0 | 0 | 0 | 0 | 0 | 0 | 0 | 0 | 0 | 0 | 0
[35 empty] | DNP_ID: 6301. Transfer of the 11kV Feeders on the Southern side of the railway line from Carlton ZS to Kogarah ZS | Carlton 33_11kV Tx1 | Kogarah 132_11kV Tx2 | 0 | 0 | 0 | 506 | 0 | 0 | 0 | 0 | 0 | 0 | 0 | 0 | 0 | 0 | 0 | 0 | 0 | 0 | 0 | 0 | 0 | 0 | 0 | 0 | 0 | 0 | 0 | 0 | 0 | 0 | 0 | 0
| 0 | [33 empty] | DNP_ID: 6301. Transfer of the 11kV Feeders on the Southern side of the railway line from Carlton ZS to Kogarah ZS | Carlton 33_11kV Tx1 | Kogarah 132_11kV Tx3 | 0 | 0 | 0 | 161 | 0 | 0 | 0 | 0 | 0 | 0 | 0 | 0 | 0 | 0 | 0 | 0 | 0 | 0 | 0 | 0 | 0 | 0 | 0 | 0 | 0 | 0 | 0 | 0 | 0 | 0 | 0 | 0
| Diversity Factor: 0 | [33 empty] | DNP_ID: 6301. Transfer of the 11kV Feeders on the Southern side of the railway line from Carlton ZS to Kogarah ZS | Carlton 33_11kV Tx3 | Kogarah 132_11kV Tx3 | 0 | 0 | 0 | 191 | 0 | 0 | 0 | 0 | 0 | 0 | 0 | 0 | 0 | 0 | 0 | 0 | 0 | 0 | 0 | 0 | 0 | 0 | 0 | 0 | 0 | 0 | 0 | 0 | 0 | 0 | 0 | 0
[35 empty] | DNP_ID: 6328. Transfer of 11kV Feeders on the Northern Side of the Railway Line from S.10992 Carlton Zone Substation to S.10999 Kogarah Zone Substation | Carlton 33_11kV Tx1 | Kogarah 132_11kV Tx2 | 0 | 0 | 0 | 195 | 0 | 0 | 0 | 0 | 0 | 0 | 0 | 0 | 0 | 0 | 0 | 0 | 0 | 0 | 0 | 0 | 0 | 0 | 0 | 0 | 0 | 0 | 0 | 0 | 0 | 0 | 0 | 0
[35 empty] | DNP_ID: 6328. Transfer of 11kV Feeders on the Northern Side of the Railway Line from S.10992 Carlton Zone Substation to S.10999 Kogarah Zone Substation | Carlton 33_11kV Tx1 | Kogarah 132_11kV Tx3 | 0 | 0 | 0 | 285 | 0 | 0 | 0 | 0 | 0 | 0 | 0 | 0 | 0 | 0 | 0 | 0 | 0 | 0 | 0 | 0 | 0 | 0 | 0 | 0 | 0 | 0 | 0 | 0 | 0 | 0 | 0 | 0
| 0 | [33 empty] | DNP_ID: 6328. Transfer of 11kV Feeders on the Northern Side of the Railway Line from S.10992 Carlton Zone Substation to S.10999 Kogarah Zone Substation | Carlton 33_11kV Tx3 | Kogarah 132_11kV Tx1 | 0 | 0 | 0 | 484 | 0 | 0 | 0 | 0 | 0 | 0 | 0 | 0 | 0 | 0 | 0 | 0 | 0 | 0 | 0 | 0 | 0 | 0 | 0 | 0 | 0 | 0 | 0 | 0 | 0 | 0 | 0 | 0
| Diversity Factor: 0 | [33 empty] | DNP_ID: 6328. Transfer of 11kV Feeders on the Northern Side of the Railway Line from S.10992 Carlton Zone Substation to S.10999 Kogarah Zone Substation | Carlton 33_11kV Tx3 | Kogarah 132_11kV Tx2 | 0 | 0 | 0 | 195 | 0 | 0 | 0 | 0 | 0 | 0 | 0 | 0 | 0 | 0 | 0 | 0 | 0 | 0 | 0 | 0 | 0 | 0 | 0 | 0 | 0 | 0 | 0 | 0 | 0 | 0 | 0 | 0
[35 empty] | DNP_ID: 6328. Transfer of 11kV Feeders on the Northern Side of the Railway Line from S.10992 Carlton Zone Substation to S.10999 Kogarah Zone Substation | Carlton 33_11kV Tx3 | Kogarah 132_11kV Tx3 | 0 | 0 | 0 | 380 | 0 | 0 | 0 | 0 | 0 | 0 | 0 | 0 | 0 | 0 | 0 | 0 | 0 | 0 | 0 | 0 | 0 | 0 | 0 | 0 | 0 | 0 | 0 | 0 | 0 | 0 | 0 | 0
0
Diversity Factor: 0
0
Diversity Factor: 0
0
Diversity Factor: 0
0
Diversity Factor: 0
0
Diversity Factor: 0
| Weather Correction and Public Holiday Factors | [8 empty] | Forecast ROG
ROG Justification
| Actual loads for season 2013 have been weather corrected by the following: | [6 empty] | 0% |  | 0
1 | 2 | 3 | 4 | 5 | 6 | 7 | 8 | 9 | 10 | 2014 | 2015 | 2016 | 2017 | 2018 | 2019 | 2020 | 2021 | 2022 | 2023 | 2024 | 2025 | 2026 | 2027 | 2028 | 2029 | 2030 | 2031 | 2032 | 2033 | 2034 | 2035 | 2036 | 2037 | 2038
1 | 1 | 1 | 1 | 1 | 1 | 1 | 1 | 1 | 1 | 0% | 0% | 0% | 0% | 0% | 0% | 0% | 0% | 0% | 0% | 0% | 0% | 0% | 0% | 0% | 0% | 0% | 0% | 0% | 0% | 0% | 0% | 0% | 0% | 0%
Substation Load Detail
[7 empty] | Units | 2013 |  | 2014 | 2015 | 2016 | 2017 | 2018 | 2019 | 2020 | 2021 | 2022 | 2023 | 2024 | 2025 | 2026 | 2027 | 2028 | 2029 | 2030 | 2031 | 2032 | 2033 | 2034 | 2035 | 2036 | 2037 | 2038
1 | Carlton 33_11kV | Compensated |  | Load (LV side) |  |  | Amps | 0 | 0 | 0 | 0 | 0 | 0 | 0 | 0 | 0 | 0 | 0 | 0 | 0 | 0 | 0 | 0 | 0 | 0 | 0 | 0 | 0 | 0 | 0 | 0 | 0 | 0 | 0
|  |  |  | Apparent Power |  |  | MVA | 0 |  | 0 | 0 | 0 | 0 | 0 | 0 | 0 | 0 | 0 | 0 | 0 | 0 | 0 | 0 | 0 | 0 | 0 | 0 | 0 | 0 | 0 | 0 | 0 | 0 | 0
|  |  |  | Real Power |  |  | MW | 0 | 0 | 0 | 0 | 0 | 0 | 0 | 0 | 0 | 0 | 0 | 0 | 0 | 0 | 0 | 0 | 0 | 0 | 0 | 0 | 0 | 0 | 0 | 0 | 0 | 0 | 0
|  |  |  | Reactive Power |  |  | MVAr | 0 |  | 0 | 0 | 0 | 0 | 0 | 0 | 0 | 0 | 0 | 0 | 0 | 0 | 0 | 0 | 0 | 0 | 0 | 0 | 0 | 0 | 0 | 0 | 0 | 0 | 0
|  |  |  | Capacitors In Service |  |  | MVAr | 0 |  | 0 | 0 | 0 | 0 | 0 | 0 | 0 | 0 | 0 | 0 | 0 | 0 | 0 | 0 | 0 | 0 | 0 | 0 | 0 | 0 | 0 | 0 | 0 | 0 | 0
|  |  |  | PF |  |  |  | 0 |  | 0 | 0 | 0 | 0 | 0 | 0 | 0 | 0 | 0 | 0 | 0 | 0 | 0 | 0 | 0 | 0 | 0 | 0 | 0 | 0 | 0 | 0 | 0 | 0 | 0
0.93928 | Diversity Factor: 0.94 | Uncompensated |  | Reactive Power |  |  | MVAr | 0 | 0 | 0 | 0 | 0 | 0 | 0 | 0 | 0 | 0 | 0 | 0 | 0 | 0 | 0 | 0 | 0 | 0 | 0 | 0 | 0 | 0 | 0 | 0 | 0 | 0 | 0
|  |  |  | PF |  |  |  | 0 |  | 0 | 0 | 0 | 0 | 0 | 0 | 0 | 0 | 0 | 0 | 0 | 0 | 0 | 0 | 0 | 0 | 0 | 0 | 0 | 0 | 0 | 0 | 0 | 0 | 0
[10 empty] | 1 | 2 | 3 | 4 | 5 | 6 | 7 | 8 | 9 | 10 | 11 | 12 | 13 | 14 | 15 | 16 | 17 | 18 | 19 | 20 | 21 | 22 | 23 | 24 | 25
Transformer Load Detail
[7 empty] | Units | 2013 |  | 2014 | 2015 | 2016 | 2017 | 2018 | 2019 | 2020 | 2021 | 2022 | 2023 | 2024 | 2025 | 2026 | 2027 | 2028 | 2029 | 2030 | 2031 | 2032 | 2033 | 2034 | 2035 | 2036 | 2037 | 2038
| 0 | Compensated |  | Load (LV side) |  |  | Amps
|  |  |  | Apparent Power |  |  | MVA
|  |  |  | Real Power |  |  | MW
|  |  |  | Reactive Power |  |  | MVAr
|  |  |  | Capacitors In Service |  |  | MVAr
PF
| Zone Div: | Uncompensated |  | Reactive Power |  |  | MVAr
PF
| 0 | Compensated |  | Load (LV side) |  |  | Amps
|  |  |  | Apparent Power |  |  | MVA
|  |  |  | Real Power |  |  | MW
|  |  |  | Reactive Power |  |  | MVAr
|  |  |  | Capacitors In Service |  |  | MVAr
PF
| Zone Div: | Uncompensated |  | Reactive Power |  |  | MVAr
PF
| 0 | Compensated |  | Load (LV side) |  |  | Amps
|  |  |  | Apparent Power |  |  | MVA
|  |  |  | Real Power |  |  | MW
|  |  |  | Reactive Power |  |  | MVAr
|  |  |  | Capacitors In Service |  |  | MVAr
PF
| Zone Div: | Uncompensated |  | Reactive Power |  |  | MVAr
PF
| 0 | Compensated |  | Load (LV side) |  |  | Amps
|  |  |  | Apparent Power |  |  | MVA
|  |  |  | Real Power |  |  | MW
|  |  |  | Reactive Power |  |  | MVAr
|  |  |  | Capacitors In Service |  |  | MVAr
PF
| Zone Div: | Uncompensated |  | Reactive Power |  |  | MVAr
PF
| 0 | Compensated |  | Load (LV side) |  |  | Amps
|  |  |  | Apparent Power |  |  | MVA
|  |  |  | Real Power |  |  | MW
|  |  |  | Reactive Power |  |  | MVAr
|  |  |  | Capacitors In Service |  |  | MVAr
PF
| Zone Div: | Uncompensated |  | Reactive Power |  |  | MVAr
PF
| 0 | Compensated |  | Load (LV side) |  |  | Amps
|  |  |  | Apparent Power |  |  | MVA
|  |  |  | Real Power |  |  | MW
|  |  |  | Reactive Power |  |  | MVAr
|  |  |  | Capacitors In Service |  |  | MVAr
PF
| Zone Div: | Uncompensated |  | Reactive Power |  |  | MVAr
PF
| 0 | Compensated |  | Load (LV side) |  |  | Amps
|  |  |  | Apparent Power |  |  | MVA
|  |  |  | Real Power |  |  | MW
|  |  |  | Reactive Power |  |  | MVAr
|  |  |  | Capacitors In Service |  |  | MVAr
PF
| Zone Div: | Uncompensated |  | Reactive Power |  |  | MVAr
PF
| 0 | Compensated |  | Load (LV side) |  |  | Amps
|  |  |  | Apparent Power |  |  | MVA
|  |  |  | Real Power |  |  | MW
|  |  |  | Reactive Power |  |  | MVAr
|  |  |  | Capacitors In Service |  |  | MVAr
PF
| Zone Div: | Uncompensated |  | Reactive Power |  |  | MVAr
PF
| 0 | Compensated |  | Load (LV side) |  |  | Amps
|  |  |  | Apparent Power |  |  | MVA
|  |  |  | Real Power |  |  | MW
|  |  |  | Reactive Power |  |  | MVAr
|  |  |  | Capacitors In Service |  |  | MVAr
PF
| Zone Div: | Uncompensated |  | Reactive Power |  |  | MVAr
PF
| 0 | Compensated |  | Load (LV side) |  |  | Amps
|  |  |  | Apparent Power |  |  | MVA
|  |  |  | Real Power |  |  | MW
|  |  |  | Reactive Power |  |  | MVAr
|  |  |  | Capacitors In Service |  |  | MVAr
PF
| Zone Div: | Uncompensated |  | Reactive Power |  |  | MVAr
PF

## Hurstville North 132_11kV
| Hurstville North 132_11kV | [16 empty] | 2014 | WINTER
[6 empty] | Zone commissioned |  | 2014-10-31
| Substation Total Loads | [33 empty] | Spots & Transfers Detail
| Historical Loads | (11kV Amps) | [7 empty] | Weather Corrected Forecast Loads |  |  |  | (11kV Amps) | [20 empty] | Spots & Transfers Summary | (11kV Amps) |  | Historical Spots & Transfers | [6 empty] | Forecast Spots & Transfers
|  | 2007 | 2008 | 2009 | 2010 | 2011 | 2012 | 2013 |  | 2014 | 2015 | 2016 | 2017 | 2018 | 2019 | 2020 | 2021 | 2022 | 2023 | 2024 | 2025 | 2026 | 2027 | 2028 | 2029 | 2030 | 2031 | 2032 | 2033 | 2034 | 2035 | 2036 | 2037 | 2038 |  |  |  | 2007 | 2008 | 2009 | 2010 | 2011 | 2012 | 2013 | 2014 | 2015 | 2016 | 2017 | 2018 | 2019 | 2020 | 2021 | 2022 | 2023 | 2024 | 2025 | 2026 | 2027 | 2028 | 2029 | 2030 | 2031 | 2032 | 2033 | 2034 | 2035 | 2036 | 2037 | 2038
| Total | [8 empty] | 0 | 796.2379 | 783.3073 | 778.8279 | 780.8424 | 783.8169 | 796.7221 | 812.4516 | 827.0365 | 842.1479 | 854.8292 | 871.2998 | 887.8097 | 907.0081 | 927.7335 | 948.1848 | 968.1458 | 975.8858 | 995.5044 | 1015.603 | 1036.188 | 1057.264 | 1078.837 | 1100.912 | 1123.496 |  |  | Total | 0 | 0 | 0 | 0 | 0 | 0 | -77 | 11.6678 | 869.9327 | -1.5424 | 1.2518 | 2.1623 | 3.1913 | 13.8251 | 16.8069 | 15.5435 | 16.0664 | 13.4541 | 17.4378 | 17.4403 | 20.2343 | 21.7917 | 21.4543 | 20.8963 | 21.3179 | 21.7455 | 22.1791 | 22.6187 | 23.0645 | 23.5166 | 23.975 | 24.4397
| Firm Rating | 0 | 0 | 0 | 0 | 0 | 0 | 0 |  | 0 | 3412 | 3412 | 3412 | 3412 | 3412 | 3412 | 3412 | 3412 | 3412 | 3412 | 3412 | 3412 | 3412 | 3412 | 3412 | 3412 | 3412 | 3412 | 3412 | 3412 | 3412 | 3412 | 3412 | 3412
| Total Capacity | 0 | 0 | 0 | 0 | 0 | 0 | 0 |  | 0 | 6540 | 6540 | 6540 | 6540 | 6540 | 6540 | 6540 | 6540 | 6540 | 6540 | 6540 | 6540 | 6540 | 6540 | 6540 | 6540 | 6540 | 6540 | 6540 | 6540 | 6540 | 6540 | 6540 | 6540 |  |  | Hurstville North 132_11kV Tx11 | 0 | 0 | 0 | 0 | 0 | 0 | -77 | 14.0839 | 421.2163 | -0.77121 | 0.62589 | 1.0812 | 1.5956 | 6.9125 | 8.4035 | 7.7718 | 8.0332 | 6.7271 | 8.7189 | 8.7201 | 10.1171 | 10.8958 | 10.7271 | 10.4481 | 10.659 | 10.8728 | 11.0895 | 11.3094 | 11.5323 | 11.7583 | 11.9875 | 12.2199
|  | -7 | -6 | -5 | -4 | -3 | -2 | -1 |  | 0 | 1 | 2 | 3 | 4 | 5 | 6 | 7 | 8 | 9 | 10 | 11 | 12 | 13 | 14 | 15 | 16 | 17 | 18 | 19 | 20 | 21 | 22 | 23 | 24 |  |  | Hurstville North 132_11kV Tx12 | 0 | 0 | 0 | 0 | 0 | 0 | 0 | -2.4161 | 448.7163 | -0.77121 | 0.62589 | 1.0812 | 1.5956 | 6.9125 | 8.4035 | 7.7718 | 8.0332 | 6.7271 | 8.7189 | 8.7201 | 10.1171 | 10.8958 | 10.7271 | 10.4481 | 10.659 | 10.8728 | 11.0895 | 11.3094 | 11.5323 | 11.7583 | 11.9875 | 12.2199
| Transformer Loads | [36 empty] | 0 | 0 | 0 | 0 | 0 | 0 | 0 | 0 | 0 | 0 | 0 | 0 | 0 | 0 | 0 | 0 | 0 | 0 | 0 | 0 | 0 | 0 | 0 | 0 | 0 | 0 | 0 | 0 | 0 | 0 | 0 | 0
| Historical Loads | (11kV Amps) | [7 empty] | 0: Weather Corrected Forecast Loads; 4: (11kV Amps) |  |  |  | 0 | 0 | 0 | 0 | 0 | 0 | 0 | 0 | 0 | 0 | 0 | 0 | 0 | 0 | 0 | 0 | 0 | 0 | 0 | 0 | 0 | 0 | 0 | 0 | 0 | 0 | 0 | 0 | 0 | 0 | 0 | 0
|  | 2007 | 2008 | 2009 | 2010 | 2011 | 2012 | 2013 |  | 2014 | 2015 | 2016 | 2017 | 2018 | 2019 | 2020 | 2021 | 2022 | 2023 | 2024 | 2025 | 2026 | 2027 | 2028 | 2029 | 2030 | 2031 | 2032 | 2033 | 2034 | 2035 | 2036 | 2037 | 2038 |  |  |  | 0 | 0 | 0 | 0 | 0 | 0 | 0 | 0 | 0 | 0 | 0 | 0 | 0 | 0 | 0 | 0 | 0 | 0 | 0 | 0 | 0 | 0 | 0 | 0 | 0 | 0 | 0 | 0 | 0 | 0 | 0 | 0
| 0 | [36 empty] | 0 | 0 | 0 | 0 | 0 | 0 | 0 | 0 | 0 | 0 | 0 | 0 | 0 | 0 | 0 | 0 | 0 | 0 | 0 | 0 | 0 | 0 | 0 | 0 | 0 | 0 | 0 | 0 | 0 | 0 | 0 | 0
| Diversity Factor: 0 | [36 empty] | 0 | 0 | 0 | 0 | 0 | 0 | 0 | 0 | 0 | 0 | 0 | 0 | 0 | 0 | 0 | 0 | 0 | 0 | 0 | 0 | 0 | 0 | 0 | 0 | 0 | 0 | 0 | 0 | 0 | 0 | 0 | 0
[38 empty] | 0 | 0 | 0 | 0 | 0 | 0 | 0 | 0 | 0 | 0 | 0 | 0 | 0 | 0 | 0 | 0 | 0 | 0 | 0 | 0 | 0 | 0 | 0 | 0 | 0 | 0 | 0 | 0 | 0 | 0 | 0 | 0
[38 empty] | 0 | 0 | 0 | 0 | 0 | 0 | 0 | 0 | 0 | 0 | 0 | 0 | 0 | 0 | 0 | 0 | 0 | 0 | 0 | 0 | 0 | 0 | 0 | 0 | 0 | 0 | 0 | 0 | 0 | 0 | 0 | 0
| 0 | [36 empty] | 0 | 0 | 0 | 0 | 0 | 0 | 0 | 0 | 0 | 0 | 0 | 0 | 0 | 0 | 0 | 0 | 0 | 0 | 0 | 0 | 0 | 0 | 0 | 0 | 0 | 0 | 0 | 0 | 0 | 0 | 0 | 0
Diversity Factor: 0
[38 empty] | Historical Spots & Transfers | [6 empty] | Forecast Spots & Transfers
[35 empty] | Project Name | From | To | 2007 | 2008 | 2009 | 2010 | 2011 | 2012 | 2013 | 2014 | 2015 | 2016 | 2017 | 2018 | 2019 | 2020 | 2021 | 2022 | 2023 | 2024 | 2025 | 2026 | 2027 | 2028 | 2029 | 2030 | 2031 | 2032 | 2033 | 2034 | 2035 | 2036 | 2037 | 2038
| 0 | [33 empty] | Broad based demand management |  | Hurstville North 132_11kV Tx11 | 0 | 0 | 0 | 0 | 0 | 0 | 0 | 0 | -0.3576 | -0.71541 | -0.75634 | -0.65101 | -0.54468 | 0 | 0 | 0 | 0 | 0 | 0 | 0 | 0 | 0 | 0 | 0 | 0 | 0 | 0 | 0 | 0 | 0 | 0 | 0
| Diversity Factor: 0 | [33 empty] | Broad based demand management |  | Hurstville North 132_11kV Tx12 | 0 | 0 | 0 | 0 | 0 | 0 | 0 | 0 | -0.3576 | -0.71541 | -0.75634 | -0.65101 | -0.54468 | 0 | 0 | 0 | 0 | 0 | 0 | 0 | 0 | 0 | 0 | 0 | 0 | 0 | 0 | 0 | 0 | 0 | 0 | 0
[35 empty] | DNP_ID: 6859. Hurstville North Development - Firm Supply to S.61078 Mashman Paterson No.1 & S.49272 Mashman Paterson No.2 | Hurstville North 132_11kV Tx11 | Kogarah 132_11kV Tx1 | 0 | 0 | 0 | 0 | 0 | 0 | 77 | 0 | 0 | 0 | 0 | 0 | 0 | 0 | 0 | 0 | 0 | 0 | 0 | 0 | 0 | 0 | 0 | 0 | 0 | 0 | 0 | 0 | 0 | 0 | 0 | 0
[35 empty] | Decommission: Commissioning Transfers | Hurstville North 33_11kV Tx1 | Hurstville North 132_11kV Tx11 | 0 | 0 | 0 | 0 | 0 | 0 | 0 | 0 | 167.8999 | 0 | 0 | 0 | 0 | 0 | 0 | 0 | 0 | 0 | 0 | 0 | 0 | 0 | 0 | 0 | 0 | 0 | 0 | 0 | 0 | 0 | 0 | 0
| 0 | [33 empty] | Decommission: Commissioning Transfers | Hurstville North 33_11kV Tx1 | Hurstville North 132_11kV Tx12 | 0 | 0 | 0 | 0 | 0 | 0 | 0 | 0 | 167.8999 | 0 | 0 | 0 | 0 | 0 | 0 | 0 | 0 | 0 | 0 | 0 | 0 | 0 | 0 | 0 | 0 | 0 | 0 | 0 | 0 | 0 | 0 | 0
| Diversity Factor: 0 | [33 empty] | Decommission: Commissioning Transfers | Hurstville North 33_11kV Tx3 | Hurstville North 132_11kV Tx11 | 0 | 0 | 0 | 0 | 0 | 0 | 0 | 0 | 227.2398 | 0 | 0 | 0 | 0 | 0 | 0 | 0 | 0 | 0 | 0 | 0 | 0 | 0 | 0 | 0 | 0 | 0 | 0 | 0 | 0 | 0 | 0 | 0
[35 empty] | Decommission: Commissioning Transfers | Hurstville North 33_11kV Tx3 | Hurstville North 132_11kV Tx12 | 0 | 0 | 0 | 0 | 0 | 0 | 0 | 0 | 227.2398 | 0 | 0 | 0 | 0 | 0 | 0 | 0 | 0 | 0 | 0 | 0 | 0 | 0 | 0 | 0 | 0 | 0 | 0 | 0 | 0 | 0 | 0 | 0
[35 empty] | HVCON_ID: 2011603. Establishment of KL kiosk substations S.61078 Mashman Paterson No.1 & S.49272 Mashman Paterson No.2, 11 Mashman Ave, Kingsgrove |  | Hurstville North 132_11kV Tx11 | 0 | 0 | 0 | 0 | 0 | 0 | 0 | 16.5 | 27.5 | 0 | 0 | 0 | 0 | 0 | 0 | 0 | 0 | 0 | 0 | 0 | 0 | 0 | 0 | 0 | 0 | 0 | 0 | 0 | 0 | 0 | 0 | 0
| 0 | [33 empty] | HVCON_ID: 2012431. Establishment of S.62944 Cross Westfield, Westfield Hurstville, Kogarah |  | Hurstville North 132_11kV Tx12 | 0 | 0 | 0 | 0 | 0 | 0 | 0 | 0 | 55 | 0 | 0 | 0 | 0 | 0 | 0 | 0 | 0 | 0 | 0 | 0 | 0 | 0 | 0 | 0 | 0 | 0 | 0 | 0 | 0 | 0 | 0 | 0
| Diversity Factor: 0 | [33 empty] | Econometric |  | Hurstville North 132_11kV Tx11 | 0 | 0 | 0 | 0 | 0 | 0 | 0 | 0 | 0 | 4.2929 | 8.0214 | 11.9413 | 12.648 | 12.8522 | 12.0555 | 12.2414 | 12.4299 | 12.6211 | 12.815 | 13.0116 | 13.2109 | 13.4131 | 13.6181 | 13.8261 | 14.0369 | 14.2507 | 14.4675 | 14.6873 | 14.9102 | 15.1362 | 15.3654 | 15.5978
[35 empty] | Econometric |  | Hurstville North 132_11kV Tx12 | 0 | 0 | 0 | 0 | 0 | 0 | 0 | 0 | 0 | 4.2929 | 8.0214 | 11.9413 | 12.648 | 12.8522 | 12.0555 | 12.2414 | 12.4299 | 12.6211 | 12.815 | 13.0116 | 13.2109 | 13.4131 | 13.6181 | 13.8261 | 14.0369 | 14.2507 | 14.4675 | 14.6873 | 14.9102 | 15.1362 | 15.3654 | 15.5978
[35 empty] | Energy Efficiency |  | Hurstville North 132_11kV Tx11 | 0 | 0 | 0 | 0 | 0 | 0 | 0 | -2.4161 | -1.0658 | -4.3487 | -6.6392 | -10.2092 | -10.5077 | -5.9396 | -3.652 | -4.4696 | -4.3967 | -5.894 | -4.0961 | -4.2914 | -3.0938 | -2.5173 | -2.891 | -3.3779 | -3.3779 | -3.3779 | -3.3779 | -3.3779 | -3.3779 | -3.3779 | -3.3779 | -3.3779
| 0 | [33 empty] | Energy Efficiency |  | Hurstville North 132_11kV Tx12 | 0 | 0 | 0 | 0 | 0 | 0 | 0 | -2.4161 | -1.0658 | -4.3487 | -6.6392 | -10.2092 | -10.5077 | -5.9396 | -3.652 | -4.4696 | -4.3967 | -5.894 | -4.0961 | -4.2914 | -3.0938 | -2.5173 | -2.891 | -3.3779 | -3.3779 | -3.3779 | -3.3779 | -3.3779 | -3.3779 | -3.3779 | -3.3779 | -3.3779
| Diversity Factor: 0 | [33 empty] | Solar PV |  | Hurstville North 132_11kV Tx11 | 0 | 0 | 0 | 0 | 0 | 0 | 0 | 0 | 0 | 0 | 0 | 0 | 0 | 0 | 0 | 0 | 0 | 0 | 0 | 0 | 0 | 0 | 0 | 0 | 0 | 0 | 0 | 0 | 0 | 0 | 0 | 0
[35 empty] | Solar PV |  | Hurstville North 132_11kV Tx12 | 0 | 0 | 0 | 0 | 0 | 0 | 0 | 0 | 0 | 0 | 0 | 0 | 0 | 0 | 0 | 0 | 0 | 0 | 0 | 0 | 0 | 0 | 0 | 0 | 0 | 0 | 0 | 0 | 0 | 0 | 0 | 0
0
Diversity Factor: 0
0
Diversity Factor: 0
0
Diversity Factor: 0
0
Diversity Factor: 0
| Weather Correction and Public Holiday Factors | [8 empty] | Forecast ROG
ROG Justification
| Actual loads for season 2013 have been weather corrected by the following: | [8 empty] | 0 | [59 empty] | 0%
1 | 2 | 3 | 4 | 5 | 6 | 7 | 8 | 9 | 10 | 2014 | 2015 | 2016 | 2017 | 2018 | 2019 | 2020 | 2021 | 2022 | 2023 | 2024 | 2025 | 2026 | 2027 | 2028 | 2029 | 2030 | 2031 | 2032 | 2033 | 2034 | 2035 | 2036 | 2037 | 2038
0.97905 | 0.95854 | 0.94516 | 0.93856 | 0.93856 | 0.93856 | 0.93856 | 0.93856 | 0.93856 | 0.93856 | -2.095% | -2.095% | -1.396% | -0.698% | 0% | 0% | 0% | 0% | 0% | 0% | 0% | 0% | 0% | 0% | 0% | 0% | 0% | 0% | 0% | 0% | 0% | 0% | 0% | 0% | 0%
Substation Load Detail
[7 empty] | Units | 2013 |  | 2014 | 2015 | 2016 | 2017 | 2018 | 2019 | 2020 | 2021 | 2022 | 2023 | 2024 | 2025 | 2026 | 2027 | 2028 | 2029 | 2030 | 2031 | 2032 | 2033 | 2034 | 2035 | 2036 | 2037 | 2038
1 | Hurstville North 132_11kV | Compensated |  | Load (LV side) |  |  | Amps | 0 | 0 | 0 | 796.2379 | 783.3073 | 778.8279 | 780.8424 | 783.8169 | 796.7221 | 812.4516 | 827.0365 | 842.1479 | 854.8292 | 871.2998 | 887.8097 | 907.0081 | 927.7335 | 948.1848 | 968.1458 | 975.8858 | 995.5044 | 1015.603 | 1036.188 | 1057.264 | 1078.837 | 1100.912 | 1123.496
|  |  |  | Apparent Power |  |  | MVA | 0 |  | 0 | 15.1704 | 14.924 | 14.8387 | 14.877 | 14.9337 | 15.1796 | 15.4793 | 15.7572 | 16.0451 | 16.2867 | 16.6005 | 16.915 | 17.2808 | 17.6757 | 18.0653 | 18.4457 | 18.5931 | 18.9669 | 19.3498 | 19.742 | 20.1436 | 20.5546 | 20.9752 | 21.4055
|  |  |  | Real Power |  |  | MW | 0 | 0 | 0 | 15.1129 | 14.8753 | 14.7929 | 14.83 | 14.8847 | 15.1218 | 15.41 | 15.6765 | 15.952 | 16.1827 | 16.4817 | 16.7807 | 17.1277 | 17.5014 | 17.8693 | 18.2276 | 18.5931 | 18.966 | 19.3463 | 19.7341 | 20.1297 | 20.5329 | 20.944 | 21.3631
|  |  |  | Reactive Power |  |  | MVAr | 0 |  | 0 | 1.3195 | 1.2044 | 1.1645 | 1.1825 | 1.209 | 1.3238 | 1.4634 | 1.5925 | 1.7259 | 1.8376 | 1.9824 | 2.1273 | 2.2953 | 2.4763 | 2.6545 | 2.828 | 0.005059 | 0.18565 | 0.36984 | 0.55769 | 0.74924 | 0.94454 | 1.1436 | 1.3466
|  |  |  | Capacitors In Service |  |  | MVAr | 0 |  | 0 | 6 | 6 | 6 | 6 | 6 | 6 | 6 | 6 | 6 | 6 | 6 | 6 | 6 | 6 | 6 | 6 | 9 | 9 | 9 | 9 | 9 | 9 | 9 | 9
|  |  |  | PF |  |  |  | 0 |  | 0 | 0.99621 | 0.99674 | 0.99691 | 0.99684 | 0.99672 | 0.99619 | 0.99552 | 0.99488 | 0.9942 | 0.99361 | 0.99284 | 0.99206 | 0.99114 | 0.99014 | 0.98915 | 0.98818 | 1 | 0.99995 | 0.99982 | 0.9996 | 0.99931 | 0.99894 | 0.99851 | 0.99802
0.90396 | Diversity Factor: 0.9 | Uncompensated |  | Reactive Power |  |  | MVAr | 0 | 0 | 0 | 7.3195 | 7.2044 | 7.1645 | 7.1825 | 7.209 | 7.3238 | 7.4634 | 7.5925 | 7.7259 | 7.8376 | 7.9824 | 8.1273 | 8.2953 | 8.4763 | 8.6545 | 8.828 | 9.0051 | 9.1857 | 9.3698 | 9.5577 | 9.7492 | 9.9445 | 10.1436 | 10.3466
|  |  |  | PF |  |  |  | 0 |  | 0 | 0.9 | 0.9 | 0.9 | 0.9 | 0.9 | 0.9 | 0.9 | 0.9 | 0.9 | 0.9 | 0.9 | 0.9 | 0.9 | 0.9 | 0.9 | 0.9 | 0.9 | 0.9 | 0.9 | 0.9 | 0.9 | 0.9 | 0.9 | 0.9
[10 empty] | 1 | 2 | 3 | 4 | 5 | 6 | 7 | 8 | 9 | 10 | 11 | 12 | 13 | 14 | 15 | 16 | 17 | 18 | 19 | 20 | 21 | 22 | 23 | 24 | 25
Transformer Load Detail
[7 empty] | Units | 2013 |  | 2014 | 2015 | 2016 | 2017 | 2018 | 2019 | 2020 | 2021 | 2022 | 2023 | 2024 | 2025 | 2026 | 2027 | 2028 | 2029 | 2030 | 2031 | 2032 | 2033 | 2034 | 2035 | 2036 | 2037 | 2038
| 0 | Compensated |  | Load (LV side) |  |  | Amps
|  |  |  | Apparent Power |  |  | MVA
|  |  |  | Real Power |  |  | MW
|  |  |  | Reactive Power |  |  | MVAr
|  |  |  | Capacitors In Service |  |  | MVAr
PF
| Zone Div: | Uncompensated |  | Reactive Power |  |  | MVAr
PF
| 0 | Compensated |  | Load (LV side) |  |  | Amps
|  |  |  | Apparent Power |  |  | MVA
|  |  |  | Real Power |  |  | MW
|  |  |  | Reactive Power |  |  | MVAr
|  |  |  | Capacitors In Service |  |  | MVAr
PF
| Zone Div: | Uncompensated |  | Reactive Power |  |  | MVAr
PF
| 0 | Compensated |  | Load (LV side) |  |  | Amps
|  |  |  | Apparent Power |  |  | MVA
|  |  |  | Real Power |  |  | MW
|  |  |  | Reactive Power |  |  | MVAr
|  |  |  | Capacitors In Service |  |  | MVAr
PF
| Zone Div: | Uncompensated |  | Reactive Power |  |  | MVAr
PF
| 0 | Compensated |  | Load (LV side) |  |  | Amps
|  |  |  | Apparent Power |  |  | MVA
|  |  |  | Real Power |  |  | MW
|  |  |  | Reactive Power |  |  | MVAr
|  |  |  | Capacitors In Service |  |  | MVAr
PF
| Zone Div: | Uncompensated |  | Reactive Power |  |  | MVAr
PF
| 0 | Compensated |  | Load (LV side) |  |  | Amps
|  |  |  | Apparent Power |  |  | MVA
|  |  |  | Real Power |  |  | MW
|  |  |  | Reactive Power |  |  | MVAr
|  |  |  | Capacitors In Service |  |  | MVAr
PF
| Zone Div: | Uncompensated |  | Reactive Power |  |  | MVAr
PF
| 0 | Compensated |  | Load (LV side) |  |  | Amps
|  |  |  | Apparent Power |  |  | MVA
|  |  |  | Real Power |  |  | MW
|  |  |  | Reactive Power |  |  | MVAr
|  |  |  | Capacitors In Service |  |  | MVAr
PF
| Zone Div: | Uncompensated |  | Reactive Power |  |  | MVAr
PF
| 0 | Compensated |  | Load (LV side) |  |  | Amps
|  |  |  | Apparent Power |  |  | MVA
|  |  |  | Real Power |  |  | MW
|  |  |  | Reactive Power |  |  | MVAr
|  |  |  | Capacitors In Service |  |  | MVAr
PF
| Zone Div: | Uncompensated |  | Reactive Power |  |  | MVAr
PF
| 0 | Compensated |  | Load (LV side) |  |  | Amps
|  |  |  | Apparent Power |  |  | MVA
|  |  |  | Real Power |  |  | MW
|  |  |  | Reactive Power |  |  | MVAr
|  |  |  | Capacitors In Service |  |  | MVAr
PF
| Zone Div: | Uncompensated |  | Reactive Power |  |  | MVAr
PF
| 0 | Compensated |  | Load (LV side) |  |  | Amps
|  |  |  | Apparent Power |  |  | MVA
|  |  |  | Real Power |  |  | MW
|  |  |  | Reactive Power |  |  | MVAr
|  |  |  | Capacitors In Service |  |  | MVAr
PF
| Zone Div: | Uncompensated |  | Reactive Power |  |  | MVAr
PF
| 0 | Compensated |  | Load (LV side) |  |  | Amps
|  |  |  | Apparent Power |  |  | MVA
|  |  |  | Real Power |  |  | MW
|  |  |  | Reactive Power |  |  | MVAr
|  |  |  | Capacitors In Service |  |  | MVAr
PF
| Zone Div: | Uncompensated |  | Reactive Power |  |  | MVAr
PF

## Hurstville North 33_11kV
| Hurstville North 33_11kV | [16 empty] | 2014 | WINTER
[6 empty] | Zone decommissioned |  | 2014-10-31
| Substation Total Loads | [33 empty] | Spots & Transfers Detail
| Historical Loads | (11kV Amps) | [7 empty] | Weather Corrected Forecast Loads |  |  |  | (11kV Amps) | [20 empty] | Spots & Transfers Summary | (11kV Amps) |  | Historical Spots & Transfers | [6 empty] | Forecast Spots & Transfers
|  | 2007 | 2008 | 2009 | 2010 | 2011 | 2012 | 2013 |  | 2014 | 2015 | 2016 | 2017 | 2018 | 2019 | 2020 | 2021 | 2022 | 2023 | 2024 | 2025 | 2026 | 2027 | 2028 | 2029 | 2030 | 2031 | 2032 | 2033 | 2034 | 2035 | 2036 | 2037 | 2038 |  |  |  | 2007 | 2008 | 2009 | 2010 | 2011 | 2012 | 2013 | 2014 | 2015 | 2016 | 2017 | 2018 | 2019 | 2020 | 2021 | 2022 | 2023 | 2024 | 2025 | 2026 | 2027 | 2028 | 2029 | 2030 | 2031 | 2032 | 2033 | 2034 | 2035 | 2036 | 2037 | 2038
| Total | 1541 | 1472 | 1200 | 1445 | 999 | 845 | 815.6242 |  | 807.1922 | 0 | 0 | 0 | 0 | 0 | 0 | 0 | 0 | 0 | 0 | 0 | 0 | 0 | 0 | 0 | 0 | 0 | 0 | 0 | 0 | 0 | 0 | 0 | 0 |  |  | Total | 0 | 119.7 | 0 | 0 | -479.3 | 53.1 | 0 | 0 | -790.2794 | 0 | 0 | 0 | 0 | 0 | 0 | 0 | 0 | 0 | 0 | 0 | 0 | 0 | 0 | 0 | 0 | 0 | 0 | 0 | 0 | 0 | 0 | 0
| Firm Rating | 0 | 0 | 0 | 0 | 0 | 0 | 2205 |  | 2205 | 0 | 0 | 0 | 0 | 0 | 0 | 0 | 0 | 0 | 0 | 0 | 0 | 0 | 0 | 0 | 0 | 0 | 0 | 0 | 0 | 0 | 0 | 0 | 0
| Total Capacity | 0 | 0 | 0 | 0 | 0 | 0 | 3546 |  | 3546 | 0 | 0 | 0 | 0 | 0 | 0 | 0 | 0 | 0 | 0 | 0 | 0 | 0 | 0 | 0 | 0 | 0 | 0 | 0 | 0 | 0 | 0 | 0 | 0 |  |  | Hurstville North 33_11kV Tx1 | 0 | 119.7 | 0 | 0 | -424 | 0 | 0 | 0 | -335.7998 | 0 | 0 | 0 | 0 | 0 | 0 | 0 | 0 | 0 | 0 | 0 | 0 | 0 | 0 | 0 | 0 | 0 | 0 | 0 | 0 | 0 | 0 | 0
|  | -7 | -6 | -5 | -4 | -3 | -2 | -1 |  | 0 | 1 | 2 | 3 | 4 | 5 | 6 | 7 | 8 | 9 | 10 | 11 | 12 | 13 | 14 | 15 | 16 | 17 | 18 | 19 | 20 | 21 | 22 | 23 | 24 |  |  | Hurstville North 33_11kV Tx2 | 0 | 0 | 0 | 0 | 0 | 0 | 0 | 0 | 0 | 0 | 0 | 0 | 0 | 0 | 0 | 0 | 0 | 0 | 0 | 0 | 0 | 0 | 0 | 0 | 0 | 0 | 0 | 0 | 0 | 0 | 0 | 0
| Transformer Loads | [35 empty] | Hurstville North 33_11kV Tx3 | 0 | 0 | 0 | 0 | -55.3 | 53.1 | 0 | 0 | -454.4797 | 0 | 0 | 0 | 0 | 0 | 0 | 0 | 0 | 0 | 0 | 0 | 0 | 0 | 0 | 0 | 0 | 0 | 0 | 0 | 0 | 0 | 0 | 0
| Historical Loads | (11kV Amps) | [7 empty] | Weather Corrected Forecast Loads |  |  |  | (11kV Amps) | [23 empty] | 0 | 0 | 0 | 0 | 0 | 0 | 0 | 0 | 0 | 0 | 0 | 0 | 0 | 0 | 0 | 0 | 0 | 0 | 0 | 0 | 0 | 0 | 0 | 0 | 0 | 0 | 0 | 0 | 0 | 0 | 0 | 0
|  | 2007 | 2008 | 2009 | 2010 | 2011 | 2012 | 2013 |  | 2014 | 2015 | 2016 | 2017 | 2018 | 2019 | 2020 | 2021 | 2022 | 2023 | 2024 | 2025 | 2026 | 2027 | 2028 | 2029 | 2030 | 2031 | 2032 | 2033 | 2034 | 2035 | 2036 | 2037 | 2038 |  |  |  | 0 | 0 | 0 | 0 | 0 | 0 | 0 | 0 | 0 | 0 | 0 | 0 | 0 | 0 | 0 | 0 | 0 | 0 | 0 | 0 | 0 | 0 | 0 | 0 | 0 | 0 | 0 | 0 | 0 | 0 | 0 | 0
| 0 | [36 empty] | 0 | 0 | 0 | 0 | 0 | 0 | 0 | 0 | 0 | 0 | 0 | 0 | 0 | 0 | 0 | 0 | 0 | 0 | 0 | 0 | 0 | 0 | 0 | 0 | 0 | 0 | 0 | 0 | 0 | 0 | 0 | 0
| Diversity Factor: 0 | [36 empty] | 0 | 0 | 0 | 0 | 0 | 0 | 0 | 0 | 0 | 0 | 0 | 0 | 0 | 0 | 0 | 0 | 0 | 0 | 0 | 0 | 0 | 0 | 0 | 0 | 0 | 0 | 0 | 0 | 0 | 0 | 0 | 0
[38 empty] | 0 | 0 | 0 | 0 | 0 | 0 | 0 | 0 | 0 | 0 | 0 | 0 | 0 | 0 | 0 | 0 | 0 | 0 | 0 | 0 | 0 | 0 | 0 | 0 | 0 | 0 | 0 | 0 | 0 | 0 | 0 | 0
[38 empty] | 0 | 0 | 0 | 0 | 0 | 0 | 0 | 0 | 0 | 0 | 0 | 0 | 0 | 0 | 0 | 0 | 0 | 0 | 0 | 0 | 0 | 0 | 0 | 0 | 0 | 0 | 0 | 0 | 0 | 0 | 0 | 0
| 0 | [36 empty] | 0 | 0 | 0 | 0 | 0 | 0 | 0 | 0 | 0 | 0 | 0 | 0 | 0 | 0 | 0 | 0 | 0 | 0 | 0 | 0 | 0 | 0 | 0 | 0 | 0 | 0 | 0 | 0 | 0 | 0 | 0 | 0
Diversity Factor: 0
[38 empty] | Historical Spots & Transfers | [6 empty] | Forecast Spots & Transfers
[35 empty] | Project Name | From | To | 2007 | 2008 | 2009 | 2010 | 2011 | 2012 | 2013 | 2014 | 2015 | 2016 | 2017 | 2018 | 2019 | 2020 | 2021 | 2022 | 2023 | 2024 | 2025 | 2026 | 2027 | 2028 | 2029 | 2030 | 2031 | 2032 | 2033 | 2034 | 2035 | 2036 | 2037 | 2038
| 0 | [33 empty] | DNP_ID: 6351. Load Transfer from S.10993 Hurstville North Zone Substation to S.10999 Kogarah Zone Substation | Hurstville North 33_11kV Tx1 | Kogarah 132_11kV Tx2 | 0 | 0 | 0 | 0 | 221 | 0 | 0 | 0 | 0 | 0 | 0 | 0 | 0 | 0 | 0 | 0 | 0 | 0 | 0 | 0 | 0 | 0 | 0 | 0 | 0 | 0 | 0 | 0 | 0 | 0 | 0 | 0
| Diversity Factor: 0 | [33 empty] | DNP_ID: 6351. Load Transfer from S.10993 Hurstville North Zone Substation to S.10999 Kogarah Zone Substation | Hurstville North 33_11kV Tx1 | Kogarah 132_11kV Tx3 | 0 | 0 | 0 | 0 | 24 | 0 | 0 | 0 | 0 | 0 | 0 | 0 | 0 | 0 | 0 | 0 | 0 | 0 | 0 | 0 | 0 | 0 | 0 | 0 | 0 | 0 | 0 | 0 | 0 | 0 | 0 | 0
[35 empty] | DNP_ID: 6351. Load Transfer from S.10993 Hurstville North Zone Substation to S.10999 Kogarah Zone Substation | Hurstville North 33_11kV Tx3 | Kogarah 132_11kV Tx1 | 0 | 0 | 0 | 0 | 94 | 0 | 0 | 0 | 0 | 0 | 0 | 0 | 0 | 0 | 0 | 0 | 0 | 0 | 0 | 0 | 0 | 0 | 0 | 0 | 0 | 0 | 0 | 0 | 0 | 0 | 0 | 0
[35 empty] | DNP_ID: 6822. 33kV Feeder Connection to 11kV Network at Kogarah/Blakehurst Zones. | Hurstville North 33_11kV Tx1 | Kogarah 132_11kV Tx2 | 0 | 0 | 0 | 0 | 179 | 0 | 0 | 0 | 0 | 0 | 0 | 0 | 0 | 0 | 0 | 0 | 0 | 0 | 0 | 0 | 0 | 0 | 0 | 0 | 0 | 0 | 0 | 0 | 0 | 0 | 0 | 0
| 0 | [33 empty] | Decommission: Commissioning Transfers | Hurstville North 33_11kV Tx1 | Hurstville North 132_11kV Tx11 | 0 | 0 | 0 | 0 | 0 | 0 | 0 | 0 | 167.8999 | 0 | 0 | 0 | 0 | 0 | 0 | 0 | 0 | 0 | 0 | 0 | 0 | 0 | 0 | 0 | 0 | 0 | 0 | 0 | 0 | 0 | 0 | 0
| Diversity Factor: 0 | [33 empty] | Decommission: Commissioning Transfers | Hurstville North 33_11kV Tx1 | Hurstville North 132_11kV Tx12 | 0 | 0 | 0 | 0 | 0 | 0 | 0 | 0 | 167.8999 | 0 | 0 | 0 | 0 | 0 | 0 | 0 | 0 | 0 | 0 | 0 | 0 | 0 | 0 | 0 | 0 | 0 | 0 | 0 | 0 | 0 | 0 | 0
[35 empty] | Decommission: Commissioning Transfers | Hurstville North 33_11kV Tx3 | Hurstville North 132_11kV Tx11 | 0 | 0 | 0 | 0 | 0 | 0 | 0 | 0 | 227.2398 | 0 | 0 | 0 | 0 | 0 | 0 | 0 | 0 | 0 | 0 | 0 | 0 | 0 | 0 | 0 | 0 | 0 | 0 | 0 | 0 | 0 | 0 | 0
[35 empty] | Decommission: Commissioning Transfers | Hurstville North 33_11kV Tx3 | Hurstville North 132_11kV Tx12 | 0 | 0 | 0 | 0 | 0 | 0 | 0 | 0 | 227.2398 | 0 | 0 | 0 | 0 | 0 | 0 | 0 | 0 | 0 | 0 | 0 | 0 | 0 | 0 | 0 | 0 | 0 | 0 | 0 | 0 | 0 | 0 | 0
| 0 | [33 empty] | HVCON_ID: 2004232. Est Chamber S.10197 Cross Crofts N0.1, S.10198 Cross Crofts N0.2, S.10199 Cross Crofts N0.3 and Recover S.10025 "Cross Crofts" for the Illawarra Catholic Club, Hurstville. |  | Hurstville North 33_11kV Tx1 | 0 | 55.8 | 0 | 0 | 0 | 0 | 0 | 0 | 0 | 0 | 0 | 0 | 0 | 0 | 0 | 0 | 0 | 0 | 0 | 0 | 0 | 0 | 0 | 0 | 0 | 0 | 0 | 0 | 0 | 0 | 0 | 0
| Diversity Factor: 0 | [33 empty] | HVCON_ID: 2005263. Est S.10212 "The Avenue Humphreys" - Hurstville. |  | Hurstville North 33_11kV Tx1 | 0 | 63.9 | 0 | 0 | 0 | 0 | 0 | 0 | 0 | 0 | 0 | 0 | 0 | 0 | 0 | 0 | 0 | 0 | 0 | 0 | 0 | 0 | 0 | 0 | 0 | 0 | 0 | 0 | 0 | 0 | 0 | 0
[35 empty] | HVCON_ID: 2006028. Establish customer substation S.10150 Dora Queens (1000kVA KL) |  | Hurstville North 33_11kV Tx3 | 0 | 0 | 0 | 0 | 0 | 53.1 | 0 | 0 | 0 | 0 | 0 | 0 | 0 | 0 | 0 | 0 | 0 | 0 | 0 | 0 | 0 | 0 | 0 | 0 | 0 | 0 | 0 | 0 | 0 | 0 | 0 | 0
[35 empty] | HVCON_ID: 2011060. Establishment of S.49554 Woodville Barratt, 18-22 Woodville Street, Hurstville |  | Hurstville North 33_11kV Tx3 | 0 | 0 | 0 | 0 | 38.7 | 0 | 0 | 0 | 0 | 0 | 0 | 0 | 0 | 0 | 0 | 0 | 0 | 0 | 0 | 0 | 0 | 0 | 0 | 0 | 0 | 0 | 0 | 0 | 0 | 0 | 0 | 0
| 0 | [33 empty] | Econometric |  | Hurstville North 33_11kV Tx1 | 0 | 0 | 0 | 0 | 0 | 0 | 0 | 0 | 0 | 0 | 0 | 0 | 0 | 0 | 0 | 0 | 0 | 0 | 0 | 0 | 0 | 0 | 0 | 0 | 0 | 0 | 0 | 0 | 0 | 0 | 0 | 0
| Diversity Factor: 0 | [33 empty] | Econometric |  | Hurstville North 33_11kV Tx3 | 0 | 0 | 0 | 0 | 0 | 0 | 0 | 0 | 0 | 0 | 0 | 0 | 0 | 0 | 0 | 0 | 0 | 0 | 0 | 0 | 0 | 0 | 0 | 0 | 0 | 0 | 0 | 0 | 0 | 0 | 0 | 0
[35 empty] | Energy Efficiency |  | Hurstville North 33_11kV Tx1 | 0 | 0 | 0 | 0 | 0 | 0 | 0 | 0 | 0 | 0 | 0 | 0 | 0 | 0 | 0 | 0 | 0 | 0 | 0 | 0 | 0 | 0 | 0 | 0 | 0 | 0 | 0 | 0 | 0 | 0 | 0 | 0
[35 empty] | Energy Efficiency |  | Hurstville North 33_11kV Tx3 | 0 | 0 | 0 | 0 | 0 | 0 | 0 | 0 | 0 | 0 | 0 | 0 | 0 | 0 | 0 | 0 | 0 | 0 | 0 | 0 | 0 | 0 | 0 | 0 | 0 | 0 | 0 | 0 | 0 | 0 | 0 | 0
| 0 | [33 empty] | Solar PV |  | Hurstville North 33_11kV Tx1 | 0 | 0 | 0 | 0 | 0 | 0 | 0 | 0 | 0 | 0 | 0 | 0 | 0 | 0 | 0 | 0 | 0 | 0 | 0 | 0 | 0 | 0 | 0 | 0 | 0 | 0 | 0 | 0 | 0 | 0 | 0 | 0
| Diversity Factor: 0 | [33 empty] | Solar PV |  | Hurstville North 33_11kV Tx3 | 0 | 0 | 0 | 0 | 0 | 0 | 0 | 0 | 0 | 0 | 0 | 0 | 0 | 0 | 0 | 0 | 0 | 0 | 0 | 0 | 0 | 0 | 0 | 0 | 0 | 0 | 0 | 0 | 0 | 0 | 0 | 0
0
Diversity Factor: 0
0
Diversity Factor: 0
0
Diversity Factor: 0
| Weather Correction and Public Holiday Factors | [8 empty] | Forecast ROG
ROG Justification
| Actual loads for season 2013 have been weather corrected by the following: | [6 empty] | 1.084% |  | 5 year ROG ok, review DNP6822 | [59 empty] | 5 year ROG ok, review DNP6822
1 | 2 | 3 | 4 | 5 | 6 | 7 | 8 | 9 | 10 | 2014 | 2015 | 2016 | 2017 | 2018 | 2019 | 2020 | 2021 | 2022 | 2023 | 2024 | 2025 | 2026 | 2027 | 2028 | 2029 | 2030 | 2031 | 2032 | 2033 | 2034 | 2035 | 2036 | 2037 | 2038
0.97905 | 0.95854 | 0.94516 | 0.93856 | 0.93856 | 0.93856 | 0.93856 | 0.93856 | 0.93856 | 0.93856 | -2.095% | -2.095% | -1.396% | -0.698% | 0% | 0% | 0% | 0% | 0% | 0% | 0% | 0% | 0% | 0% | 0% | 0% | 0% | 0% | 0% | 0% | 0% | 0% | 0% | 0% | 0%
Substation Load Detail
[7 empty] | Units | 2013 |  | 2014 | 2015 | 2016 | 2017 | 2018 | 2019 | 2020 | 2021 | 2022 | 2023 | 2024 | 2025 | 2026 | 2027 | 2028 | 2029 | 2030 | 2031 | 2032 | 2033 | 2034 | 2035 | 2036 | 2037 | 2038
1 | Hurstville North 33_11kV | Compensated |  | Load (LV side) |  |  | Amps | 815.6242 | 824.467 | 807.1922 | 0 | 0 | 0 | 0 | 0 | 0 | 0 | 0 | 0 | 0 | 0 | 0 | 0 | 0 | 0 | 0 | 0 | 0 | 0 | 0 | 0 | 0 | 0 | 0
|  |  |  | Apparent Power |  |  | MVA | 15.5397 |  | 15.3791 | 0 | 0 | 0 | 0 | 0 | 0 | 0 | 0 | 0 | 0 | 0 | 0 | 0 | 0 | 0 | 0 | 0 | 0 | 0 | 0 | 0 | 0 | 0 | 0
|  |  |  | Real Power |  |  | MW | 13.9858 | 14.1374 | 13.8412 | 0 | 0 | 0 | 0 | 0 | 0 | 0 | 0 | 0 | 0 | 0 | 0 | 0 | 0 | 0 | 0 | 0 | 0 | 0 | 0 | 0 | 0 | 0 | 0
|  |  |  | Reactive Power |  |  | MVAr | 6.7736 |  | 6.7036 | 0 | 0 | 0 | 0 | 0 | 0 | 0 | 0 | 0 | 0 | 0 | 0 | 0 | 0 | 0 | 0 | 0 | 0 | 0 | 0 | 0 | 0 | 0 | 0
|  |  |  | Capacitors In Service |  |  | MVAr | 0 |  | 0 | 0 | 0 | 0 | 0 | 0 | 0 | 0 | 0 | 0 | 0 | 0 | 0 | 0 | 0 | 0 | 0 | 0 | 0 | 0 | 0 | 0 | 0 | 0 | 0
|  |  |  | PF |  |  |  | 0.9 |  | 0.9 | 0 | 0 | 0 | 0 | 0 | 0 | 0 | 0 | 0 | 0 | 0 | 0 | 0 | 0 | 0 | 0 | 0 | 0 | 0 | 0 | 0 | 0 | 0 | 0
0.92462 | Diversity Factor: 0.92 | Uncompensated |  | Reactive Power |  |  | MVAr | 6.7736 | 6.847 | 6.7036 | 0 | 0 | 0 | 0 | 0 | 0 | 0 | 0 | 0 | 0 | 0 | 0 | 0 | 0 | 0 | 0 | 0 | 0 | 0 | 0 | 0 | 0 | 0 | 0
|  |  |  | PF |  |  |  | 0.9 |  | 0.9 | 0 | 0 | 0 | 0 | 0 | 0 | 0 | 0 | 0 | 0 | 0 | 0 | 0 | 0 | 0 | 0 | 0 | 0 | 0 | 0 | 0 | 0 | 0 | 0
[10 empty] | 1 | 2 | 3 | 4 | 5 | 6 | 7 | 8 | 9 | 10 | 11 | 12 | 13 | 14 | 15 | 16 | 17 | 18 | 19 | 20 | 21 | 22 | 23 | 24 | 25
Transformer Load Detail
[7 empty] | Units | 2013 |  | 2014 | 2015 | 2016 | 2017 | 2018 | 2019 | 2020 | 2021 | 2022 | 2023 | 2024 | 2025 | 2026 | 2027 | 2028 | 2029 | 2030 | 2031 | 2032 | 2033 | 2034 | 2035 | 2036 | 2037 | 2038
| 0 | Compensated |  | Load (LV side) |  |  | Amps
|  |  |  | Apparent Power |  |  | MVA
|  |  |  | Real Power |  |  | MW
|  |  |  | Reactive Power |  |  | MVAr
|  |  |  | Capacitors In Service |  |  | MVAr
PF
| Zone Div: | Uncompensated |  | Reactive Power |  |  | MVAr
PF
| 0 | Compensated |  | Load (LV side) |  |  | Amps
|  |  |  | Apparent Power |  |  | MVA
|  |  |  | Real Power |  |  | MW
|  |  |  | Reactive Power |  |  | MVAr
|  |  |  | Capacitors In Service |  |  | MVAr
PF
| Zone Div: | Uncompensated |  | Reactive Power |  |  | MVAr
PF
| 0 | Compensated |  | Load (LV side) |  |  | Amps
|  |  |  | Apparent Power |  |  | MVA
|  |  |  | Real Power |  |  | MW
|  |  |  | Reactive Power |  |  | MVAr
|  |  |  | Capacitors In Service |  |  | MVAr
PF
| Zone Div: | Uncompensated |  | Reactive Power |  |  | MVAr
PF
| 0 | Compensated |  | Load (LV side) |  |  | Amps
|  |  |  | Apparent Power |  |  | MVA
|  |  |  | Real Power |  |  | MW
|  |  |  | Reactive Power |  |  | MVAr
|  |  |  | Capacitors In Service |  |  | MVAr
PF
| Zone Div: | Uncompensated |  | Reactive Power |  |  | MVAr
PF
| 0 | Compensated |  | Load (LV side) |  |  | Amps
|  |  |  | Apparent Power |  |  | MVA
|  |  |  | Real Power |  |  | MW
|  |  |  | Reactive Power |  |  | MVAr
|  |  |  | Capacitors In Service |  |  | MVAr
PF
| Zone Div: | Uncompensated |  | Reactive Power |  |  | MVAr
PF
| 0 | Compensated |  | Load (LV side) |  |  | Amps
|  |  |  | Apparent Power |  |  | MVA
|  |  |  | Real Power |  |  | MW
|  |  |  | Reactive Power |  |  | MVAr
|  |  |  | Capacitors In Service |  |  | MVAr
PF
| Zone Div: | Uncompensated |  | Reactive Power |  |  | MVAr
PF
| 0 | Compensated |  | Load (LV side) |  |  | Amps
|  |  |  | Apparent Power |  |  | MVA
|  |  |  | Real Power |  |  | MW
|  |  |  | Reactive Power |  |  | MVAr
|  |  |  | Capacitors In Service |  |  | MVAr
PF
| Zone Div: | Uncompensated |  | Reactive Power |  |  | MVAr
PF
| 0 | Compensated |  | Load (LV side) |  |  | Amps
|  |  |  | Apparent Power |  |  | MVA
|  |  |  | Real Power |  |  | MW
|  |  |  | Reactive Power |  |  | MVAr
|  |  |  | Capacitors In Service |  |  | MVAr
PF
| Zone Div: | Uncompensated |  | Reactive Power |  |  | MVAr
PF
| 0 | Compensated |  | Load (LV side) |  |  | Amps
|  |  |  | Apparent Power |  |  | MVA
|  |  |  | Real Power |  |  | MW
|  |  |  | Reactive Power |  |  | MVAr
|  |  |  | Capacitors In Service |  |  | MVAr
PF
| Zone Div: | Uncompensated |  | Reactive Power |  |  | MVAr
PF
| 0 | Compensated |  | Load (LV side) |  |  | Amps
|  |  |  | Apparent Power |  |  | MVA
|  |  |  | Real Power |  |  | MW
|  |  |  | Reactive Power |  |  | MVAr
|  |  |  | Capacitors In Service |  |  | MVAr
PF
| Zone Div: | Uncompensated |  | Reactive Power |  |  | MVAr
PF

## Kogarah 132_11kV
| Kogarah 132_11kV | [16 empty] | 2014 | WINTER
[6 empty] | Zone commissioned |  | 2009-11-01
| Substation Total Loads | [33 empty] | Spots & Transfers Detail
| Historical Loads | (11kV Amps) | [7 empty] | Weather Corrected Forecast Loads |  |  |  | (11kV Amps) | [20 empty] | Spots & Transfers Summary | (11kV Amps) |  | Historical Spots & Transfers | [6 empty] | Forecast Spots & Transfers
|  | 2007 | 2008 | 2009 | 2010 | 2011 | 2012 | 2013 |  | 2014 | 2015 | 2016 | 2017 | 2018 | 2019 | 2020 | 2021 | 2022 | 2023 | 2024 | 2025 | 2026 | 2027 | 2028 | 2029 | 2030 | 2031 | 2032 | 2033 | 2034 | 2035 | 2036 | 2037 | 2038 |  |  |  | 2007 | 2008 | 2009 | 2010 | 2011 | 2012 | 2013 | 2014 | 2015 | 2016 | 2017 | 2018 | 2019 | 2020 | 2021 | 2022 | 2023 | 2024 | 2025 | 2026 | 2027 | 2028 | 2029 | 2030 | 2031 | 2032 | 2033 | 2034 | 2035 | 2036 | 2037 | 2038
| Total |  |  |  | 3095 | 3702 | 3428 | 3503 |  | 3529.583 | 3461.99 | 3429.849 | 3435.403 | 3471.475 | 3505.407 | 3571.791 | 3642.016 | 3708.813 | 3777.925 | 3840.749 | 3916.092 | 3992.001 | 4076.068 | 4165.074 | 4253.532 | 4341.116 | 4430.432 | 4521.503 | 4614.355 | 4709.012 | 4805.5 | 4903.844 | 5004.071 | 5106.207 |  |  | Total | 0 | 0 | 108 | 3772 | 1078 | 0 | 77 | -11.828 | -6.6174 | 7.7299 | 25.3045 | 36.0726 | 33.9318 | 66.384 | 70.2246 | 66.7975 | 69.1123 | 62.8233 | 75.3431 | 75.9096 | 84.0661 | 89.0066 | 88.4573 | 87.5843 | 89.3157 | 91.0713 | 92.8517 | 94.6572 | 96.4879 | 98.3444 | 100.227 | 102.1359
| Firm Rating | 0 | 0 | 0 | 0 | 0 | 0 | 6000 |  | 6000 | 6000 | 6000 | 6000 | 6000 | 6000 | 6000 | 6000 | 6000 | 6000 | 6000 | 6000 | 6000 | 6000 | 6000 | 6000 | 6000 | 6000 | 6000 | 6000 | 6000 | 6000 | 6000 | 6000 | 6000
| Total Capacity | 0 | 0 | 0 | 0 | 0 | 0 | 8966 |  | 8966 | 8966 | 8966 | 8966 | 8966 | 8966 | 8966 | 8966 | 8966 | 8966 | 8966 | 8966 | 8966 | 8966 | 8966 | 8966 | 8966 | 8966 | 8966 | 8966 | 8966 | 8966 | 8966 | 8966 | 8966 |  |  | Kogarah 132_11kV Tx1 | 0 | 0 | 36.0715 | 1140.0477 | 155 | 182 | 43 | -3.9505 | -2.2102 | 2.5818 | 8.4516 | 12.0481 | 11.3331 | 22.172 | 23.4547 | 22.3101 | 23.0832 | 20.9827 | 25.1643 | 25.3535 | 28.0777 | 29.7278 | 29.5443 | 29.2528 | 29.831 | 30.4174 | 31.0121 | 31.6151 | 32.2265 | 32.8466 | 33.4754 | 34.1129
|  | -7 | -6 | -5 | -4 | -3 | -2 | -1 |  | 0 | 1 | 2 | 3 | 4 | 5 | 6 | 7 | 8 | 9 | 10 | 11 | 12 | 13 | 14 | 15 | 16 | 17 | 18 | 19 | 20 | 21 | 22 | 23 | 24 |  |  | Kogarah 132_11kV Tx2 | 0 | 0 | 39.7491 | 1298.4994 | 756 | -182 | 0 | -4.3533 | 27.5645 | 2.845 | 9.3133 | 13.2765 | 12.4885 | 24.4325 | 25.846 | 24.5847 | 25.4366 | 23.122 | 27.7299 | 27.9384 | 30.9403 | 32.7587 | 32.5565 | 32.2352 | 32.8724 | 33.5186 | 34.1739 | 34.8383 | 35.5122 | 36.1954 | 36.8883 | 37.5909
| Transformer Loads | [35 empty] | Kogarah 132_11kV Tx3 | 0 | 0 | 32.1793 | 1333.4529 | 167 | 0 | 34 | -3.5242 | -31.9717 | 2.3032 | 7.5396 | 10.7481 | 10.1102 | 19.7796 | 20.9239 | 19.9028 | 20.5925 | 18.7186 | 22.449 | 22.6178 | 25.0481 | 26.5201 | 26.3565 | 26.0964 | 26.6122 | 27.1353 | 27.6658 | 28.2037 | 28.7492 | 29.3024 | 29.8633 | 30.4321
| Historical Loads | (11kV Amps) | [7 empty] | Weather Corrected Forecast Loads |  |  |  | (11kV Amps) | [23 empty] | 0 | 0 | 0 | 0 | 0 | 0 | 0 | 0 | 0 | 0 | 0 | 0 | 0 | 0 | 0 | 0 | 0 | 0 | 0 | 0 | 0 | 0 | 0 | 0 | 0 | 0 | 0 | 0 | 0 | 0 | 0 | 0
|  | 2007 | 2008 | 2009 | 2010 | 2011 | 2012 | 2013 |  | 2014 | 2015 | 2016 | 2017 | 2018 | 2019 | 2020 | 2021 | 2022 | 2023 | 2024 | 2025 | 2026 | 2027 | 2028 | 2029 | 2030 | 2031 | 2032 | 2033 | 2034 | 2035 | 2036 | 2037 | 2038 |  |  |  | 0 | 0 | 0 | 0 | 0 | 0 | 0 | 0 | 0 | 0 | 0 | 0 | 0 | 0 | 0 | 0 | 0 | 0 | 0 | 0 | 0 | 0 | 0 | 0 | 0 | 0 | 0 | 0 | 0 | 0 | 0 | 0
| 0 | [36 empty] | 0 | 0 | 0 | 0 | 0 | 0 | 0 | 0 | 0 | 0 | 0 | 0 | 0 | 0 | 0 | 0 | 0 | 0 | 0 | 0 | 0 | 0 | 0 | 0 | 0 | 0 | 0 | 0 | 0 | 0 | 0 | 0
| Diversity Factor: 0 | [36 empty] | 0 | 0 | 0 | 0 | 0 | 0 | 0 | 0 | 0 | 0 | 0 | 0 | 0 | 0 | 0 | 0 | 0 | 0 | 0 | 0 | 0 | 0 | 0 | 0 | 0 | 0 | 0 | 0 | 0 | 0 | 0 | 0
[38 empty] | 0 | 0 | 0 | 0 | 0 | 0 | 0 | 0 | 0 | 0 | 0 | 0 | 0 | 0 | 0 | 0 | 0 | 0 | 0 | 0 | 0 | 0 | 0 | 0 | 0 | 0 | 0 | 0 | 0 | 0 | 0 | 0
[38 empty] | 0 | 0 | 0 | 0 | 0 | 0 | 0 | 0 | 0 | 0 | 0 | 0 | 0 | 0 | 0 | 0 | 0 | 0 | 0 | 0 | 0 | 0 | 0 | 0 | 0 | 0 | 0 | 0 | 0 | 0 | 0 | 0
| 0 | [36 empty] | 0 | 0 | 0 | 0 | 0 | 0 | 0 | 0 | 0 | 0 | 0 | 0 | 0 | 0 | 0 | 0 | 0 | 0 | 0 | 0 | 0 | 0 | 0 | 0 | 0 | 0 | 0 | 0 | 0 | 0 | 0 | 0
Diversity Factor: 0
[38 empty] | Historical Spots & Transfers | [6 empty] | Forecast Spots & Transfers
[35 empty] | Project Name | From | To | 2007 | 2008 | 2009 | 2010 | 2011 | 2012 | 2013 | 2014 | 2015 | 2016 | 2017 | 2018 | 2019 | 2020 | 2021 | 2022 | 2023 | 2024 | 2025 | 2026 | 2027 | 2028 | 2029 | 2030 | 2031 | 2032 | 2033 | 2034 | 2035 | 2036 | 2037 | 2038
| 0 | [33 empty] | Broad based demand management |  | Kogarah 132_11kV Tx1 | 0 | 0 | 0 | 0 | 0 | 0 | 0 | 0 | -0.40033 | -0.88937 | -0.9547 | -0.86087 | -0.7872 | 0 | 0 | 0 | 0 | 0 | 0 | 0 | 0 | 0 | 0 | 0 | 0 | 0 | 0 | 0 | 0 | 0 | 0 | 0
| Diversity Factor: 0 | [33 empty] | Broad based demand management |  | Kogarah 132_11kV Tx2 | 0 | 0 | 0 | 0 | 0 | 0 | 0 | 0 | -0.44115 | -0.98004 | -1.052 | -0.94864 | -0.86745 | 0 | 0 | 0 | 0 | 0 | 0 | 0 | 0 | 0 | 0 | 0 | 0 | 0 | 0 | 0 | 0 | 0 | 0 | 0
[35 empty] | Broad based demand management |  | Kogarah 132_11kV Tx3 | 0 | 0 | 0 | 0 | 0 | 0 | 0 | 0 | -0.35714 | -0.7934 | -0.85168 | -0.76798 | -0.70226 | 0 | 0 | 0 | 0 | 0 | 0 | 0 | 0 | 0 | 0 | 0 | 0 | 0 | 0 | 0 | 0 | 0 | 0 | 0
[35 empty] | DNP_ID: 6301. Transfer of the 11kV Feeders on the Southern side of the railway line from Carlton ZS to Kogarah ZS | Carlton 33_11kV Tx1 | Kogarah 132_11kV Tx1 | 0 | 0 | 0 | 216 | 0 | 0 | 0 | 0 | 0 | 0 | 0 | 0 | 0 | 0 | 0 | 0 | 0 | 0 | 0 | 0 | 0 | 0 | 0 | 0 | 0 | 0 | 0 | 0 | 0 | 0 | 0 | 0
| 0 | [33 empty] | DNP_ID: 6301. Transfer of the 11kV Feeders on the Southern side of the railway line from Carlton ZS to Kogarah ZS | Carlton 33_11kV Tx1 | Kogarah 132_11kV Tx2 | 0 | 0 | 0 | 506 | 0 | 0 | 0 | 0 | 0 | 0 | 0 | 0 | 0 | 0 | 0 | 0 | 0 | 0 | 0 | 0 | 0 | 0 | 0 | 0 | 0 | 0 | 0 | 0 | 0 | 0 | 0 | 0
| Diversity Factor: 0 | [33 empty] | DNP_ID: 6301. Transfer of the 11kV Feeders on the Southern side of the railway line from Carlton ZS to Kogarah ZS | Carlton 33_11kV Tx1 | Kogarah 132_11kV Tx3 | 0 | 0 | 0 | 161 | 0 | 0 | 0 | 0 | 0 | 0 | 0 | 0 | 0 | 0 | 0 | 0 | 0 | 0 | 0 | 0 | 0 | 0 | 0 | 0 | 0 | 0 | 0 | 0 | 0 | 0 | 0 | 0
[35 empty] | DNP_ID: 6301. Transfer of the 11kV Feeders on the Southern side of the railway line from Carlton ZS to Kogarah ZS | Carlton 33_11kV Tx3 | Kogarah 132_11kV Tx3 | 0 | 0 | 0 | 191 | 0 | 0 | 0 | 0 | 0 | 0 | 0 | 0 | 0 | 0 | 0 | 0 | 0 | 0 | 0 | 0 | 0 | 0 | 0 | 0 | 0 | 0 | 0 | 0 | 0 | 0 | 0 | 0
[35 empty] | DNP_ID: 6328. Transfer of 11kV Feeders on the Northern Side of the Railway Line from S.10992 Carlton Zone Substation to S.10999 Kogarah Zone Substation | Carlton 33_11kV Tx1 | Kogarah 132_11kV Tx2 | 0 | 0 | 0 | 195 | 0 | 0 | 0 | 0 | 0 | 0 | 0 | 0 | 0 | 0 | 0 | 0 | 0 | 0 | 0 | 0 | 0 | 0 | 0 | 0 | 0 | 0 | 0 | 0 | 0 | 0 | 0 | 0
| 0 | [33 empty] | DNP_ID: 6328. Transfer of 11kV Feeders on the Northern Side of the Railway Line from S.10992 Carlton Zone Substation to S.10999 Kogarah Zone Substation | Carlton 33_11kV Tx1 | Kogarah 132_11kV Tx3 | 0 | 0 | 0 | 285 | 0 | 0 | 0 | 0 | 0 | 0 | 0 | 0 | 0 | 0 | 0 | 0 | 0 | 0 | 0 | 0 | 0 | 0 | 0 | 0 | 0 | 0 | 0 | 0 | 0 | 0 | 0 | 0
| Diversity Factor: 0 | [33 empty] | DNP_ID: 6328. Transfer of 11kV Feeders on the Northern Side of the Railway Line from S.10992 Carlton Zone Substation to S.10999 Kogarah Zone Substation | Carlton 33_11kV Tx3 | Kogarah 132_11kV Tx1 | 0 | 0 | 0 | 484 | 0 | 0 | 0 | 0 | 0 | 0 | 0 | 0 | 0 | 0 | 0 | 0 | 0 | 0 | 0 | 0 | 0 | 0 | 0 | 0 | 0 | 0 | 0 | 0 | 0 | 0 | 0 | 0
[35 empty] | DNP_ID: 6328. Transfer of 11kV Feeders on the Northern Side of the Railway Line from S.10992 Carlton Zone Substation to S.10999 Kogarah Zone Substation | Carlton 33_11kV Tx3 | Kogarah 132_11kV Tx2 | 0 | 0 | 0 | 195 | 0 | 0 | 0 | 0 | 0 | 0 | 0 | 0 | 0 | 0 | 0 | 0 | 0 | 0 | 0 | 0 | 0 | 0 | 0 | 0 | 0 | 0 | 0 | 0 | 0 | 0 | 0 | 0
[35 empty] | DNP_ID: 6328. Transfer of 11kV Feeders on the Northern Side of the Railway Line from S.10992 Carlton Zone Substation to S.10999 Kogarah Zone Substation | Carlton 33_11kV Tx3 | Kogarah 132_11kV Tx3 | 0 | 0 | 0 | 380 | 0 | 0 | 0 | 0 | 0 | 0 | 0 | 0 | 0 | 0 | 0 | 0 | 0 | 0 | 0 | 0 | 0 | 0 | 0 | 0 | 0 | 0 | 0 | 0 | 0 | 0 | 0 | 0
| 0 | [33 empty] | DNP_ID: 6346. Load Transfer from S.10991 Blakehurst and S.10997 Sans Souci Zone Substations to S.10999 Kogarah Zone Substation - Stage 1 (Prerequisite for DNP 6409) | Blakehurst 33_11kV Tx1 | Kogarah 132_11kV Tx1 | 0 | 0 | 0 | 95 | 0 | 0 | 0 | 0 | 0 | 0 | 0 | 0 | 0 | 0 | 0 | 0 | 0 | 0 | 0 | 0 | 0 | 0 | 0 | 0 | 0 | 0 | 0 | 0 | 0 | 0 | 0 | 0
| Diversity Factor: 0 | [33 empty] | DNP_ID: 6346. Load Transfer from S.10991 Blakehurst and S.10997 Sans Souci Zone Substations to S.10999 Kogarah Zone Substation - Stage 1 (Prerequisite for DNP 6409) | Blakehurst 33_11kV Tx1 | Kogarah 132_11kV Tx2 | 0 | 0 | 0 | 105 | 0 | 0 | 0 | 0 | 0 | 0 | 0 | 0 | 0 | 0 | 0 | 0 | 0 | 0 | 0 | 0 | 0 | 0 | 0 | 0 | 0 | 0 | 0 | 0 | 0 | 0 | 0 | 0
[35 empty] | DNP_ID: 6346. Load Transfer from S.10991 Blakehurst and S.10997 Sans Souci Zone Substations to S.10999 Kogarah Zone Substation - Stage 1 (Prerequisite for DNP 6409) | Blakehurst 33_11kV Tx1 | Kogarah 132_11kV Tx3 | 0 | 0 | 0 | 92 | 0 | 0 | 0 | 0 | 0 | 0 | 0 | 0 | 0 | 0 | 0 | 0 | 0 | 0 | 0 | 0 | 0 | 0 | 0 | 0 | 0 | 0 | 0 | 0 | 0 | 0 | 0 | 0
[35 empty] | DNP_ID: 6346. Load Transfer from S.10991 Blakehurst and S.10997 Sans Souci Zone Substations to S.10999 Kogarah Zone Substation - Stage 1 (Prerequisite for DNP 6409) | Kogarah 132_11kV Tx2 | Kogarah 132_11kV Tx3 | 0 | 0 | 0 | 21 | 0 | 0 | 0 | 0 | 0 | 0 | 0 | 0 | 0 | 0 | 0 | 0 | 0 | 0 | 0 | 0 | 0 | 0 | 0 | 0 | 0 | 0 | 0 | 0 | 0 | 0 | 0 | 0
| 0 | [33 empty] | DNP_ID: 6346. Load Transfer from S.10991 Blakehurst and S.10997 Sans Souci Zone Substations to S.10999 Kogarah Zone Substation - Stage 1 (Prerequisite for DNP 6409) | Sans Souci 33_11kV Tx1 | Kogarah 132_11kV Tx2 | 0 | 0 | 0 | 85 | 0 | 0 | 0 | 0 | 0 | 0 | 0 | 0 | 0 | 0 | 0 | 0 | 0 | 0 | 0 | 0 | 0 | 0 | 0 | 0 | 0 | 0 | 0 | 0 | 0 | 0 | 0 | 0
| Diversity Factor: 0 | [33 empty] | DNP_ID: 6346. Load Transfer from S.10991 Blakehurst and S.10997 Sans Souci Zone Substations to S.10999 Kogarah Zone Substation - Stage 1 (Prerequisite for DNP 6409) | Sans Souci 33_11kV Tx1 | Kogarah 132_11kV Tx3 | 0 | 0 | 0 | 89 | 0 | 0 | 0 | 0 | 0 | 0 | 0 | 0 | 0 | 0 | 0 | 0 | 0 | 0 | 0 | 0 | 0 | 0 | 0 | 0 | 0 | 0 | 0 | 0 | 0 | 0 | 0 | 0
[35 empty] | DNP_ID: 6346. Load Transfer from S.10991 Blakehurst and S.10997 Sans Souci Zone Substations to S.10999 Kogarah Zone Substation - Stage 1 (Prerequisite for DNP 6409) | Sans Souci 33_11kV Tx3 | Kogarah 132_11kV Tx1 | 0 | 0 | 0 | 190 | 0 | 0 | 0 | 0 | 0 | 0 | 0 | 0 | 0 | 0 | 0 | 0 | 0 | 0 | 0 | 0 | 0 | 0 | 0 | 0 | 0 | 0 | 0 | 0 | 0 | 0 | 0 | 0
[35 empty] | DNP_ID: 6346. Load Transfer from S.10991 Blakehurst and S.10997 Sans Souci Zone Substations to S.10999 Kogarah Zone Substation - Stage 1 (Prerequisite for DNP 6409) | Sans Souci 33_11kV Tx3 | Kogarah 132_11kV Tx2 | 0 | 0 | 0 | 23 | 0 | 0 | 0 | 0 | 0 | 0 | 0 | 0 | 0 | 0 | 0 | 0 | 0 | 0 | 0 | 0 | 0 | 0 | 0 | 0 | 0 | 0 | 0 | 0 | 0 | 0 | 0 | 0
| 0 | [33 empty] | DNP_ID: 6346. Load Transfer from S.10991 Blakehurst and S.10997 Sans Souci Zone Substations to S.10999 Kogarah Zone Substation - Stage 1 (Prerequisite for DNP 6409) | Sans Souci 33_11kV Tx3 | Kogarah 132_11kV Tx3 | 0 | 0 | 0 | 68 | 0 | 0 | 0 | 0 | 0 | 0 | 0 | 0 | 0 | 0 | 0 | 0 | 0 | 0 | 0 | 0 | 0 | 0 | 0 | 0 | 0 | 0 | 0 | 0 | 0 | 0 | 0 | 0
| Diversity Factor: 0 | [33 empty] | DNP_ID: 6351. Load Transfer from S.10993 Hurstville North Zone Substation to S.10999 Kogarah Zone Substation | Blakehurst 33_11kV Tx1 | Kogarah 132_11kV Tx2 | 0 | 0 | 0 | 0 | 87 | 0 | 0 | 0 | 0 | 0 | 0 | 0 | 0 | 0 | 0 | 0 | 0 | 0 | 0 | 0 | 0 | 0 | 0 | 0 | 0 | 0 | 0 | 0 | 0 | 0 | 0 | 0
[35 empty] | DNP_ID: 6351. Load Transfer from S.10993 Hurstville North Zone Substation to S.10999 Kogarah Zone Substation | Hurstville North 33_11kV Tx1 | Kogarah 132_11kV Tx2 | 0 | 0 | 0 | 0 | 221 | 0 | 0 | 0 | 0 | 0 | 0 | 0 | 0 | 0 | 0 | 0 | 0 | 0 | 0 | 0 | 0 | 0 | 0 | 0 | 0 | 0 | 0 | 0 | 0 | 0 | 0 | 0
[35 empty] | DNP_ID: 6351. Load Transfer from S.10993 Hurstville North Zone Substation to S.10999 Kogarah Zone Substation | Hurstville North 33_11kV Tx1 | Kogarah 132_11kV Tx3 | 0 | 0 | 0 | 0 | 24 | 0 | 0 | 0 | 0 | 0 | 0 | 0 | 0 | 0 | 0 | 0 | 0 | 0 | 0 | 0 | 0 | 0 | 0 | 0 | 0 | 0 | 0 | 0 | 0 | 0 | 0 | 0
| 0 | [33 empty] | DNP_ID: 6351. Load Transfer from S.10993 Hurstville North Zone Substation to S.10999 Kogarah Zone Substation | Hurstville North 33_11kV Tx3 | Kogarah 132_11kV Tx1 | 0 | 0 | 0 | 0 | 94 | 0 | 0 | 0 | 0 | 0 | 0 | 0 | 0 | 0 | 0 | 0 | 0 | 0 | 0 | 0 | 0 | 0 | 0 | 0 | 0 | 0 | 0 | 0 | 0 | 0 | 0 | 0
| Diversity Factor: 0 | [33 empty] | DNP_ID: 6360. S.10999 Kogarah Zone Substation Development | Kogarah 132_11kV Tx1 | Kogarah 132_11kV Tx2 | 0 | 0 | 0 | 0 | 161 | 0 | 0 | 0 | 0 | 0 | 0 | 0 | 0 | 0 | 0 | 0 | 0 | 0 | 0 | 0 | 0 | 0 | 0 | 0 | 0 | 0 | 0 | 0 | 0 | 0 | 0 | 0
[35 empty] | DNP_ID: 6360. S.10999 Kogarah Zone Substation Development | Kogarah 132_11kV Tx2 | Kogarah 132_11kV Tx1 | 0 | 0 | 0 | 0 | 210 | 0 | 0 | 0 | 0 | 0 | 0 | 0 | 0 | 0 | 0 | 0 | 0 | 0 | 0 | 0 | 0 | 0 | 0 | 0 | 0 | 0 | 0 | 0 | 0 | 0 | 0 | 0
[35 empty] | DNP_ID: 6409. Load Transfer from S.10997 Sans Souci Zone (Stage 2) and S.10996 Rockdale Zone Substations to S.10999 Kogarah Zone Substation - (DNP 6346 is a prerequisite) | Kogarah 132_11kV Tx1 | Kogarah 132_11kV Tx2 | 0 | 0 | 0 | 0 | 155 | 0 | 0 | 0 | 0 | 0 | 0 | 0 | 0 | 0 | 0 | 0 | 0 | 0 | 0 | 0 | 0 | 0 | 0 | 0 | 0 | 0 | 0 | 0 | 0 | 0 | 0 | 0
| 0 | [33 empty] | DNP_ID: 6409. Load Transfer from S.10997 Sans Souci Zone (Stage 2) and S.10996 Rockdale Zone Substations to S.10999 Kogarah Zone Substation - (DNP 6346 is a prerequisite) | Rockdale 33_11kV Tx1 | Kogarah 132_11kV Tx3 | 0 | 0 | 0 | 0 | 120 | 0 | 0 | 0 | 0 | 0 | 0 | 0 | 0 | 0 | 0 | 0 | 0 | 0 | 0 | 0 | 0 | 0 | 0 | 0 | 0 | 0 | 0 | 0 | 0 | 0 | 0 | 0
| Diversity Factor: 0 | [33 empty] | DNP_ID: 6409. Load Transfer from S.10997 Sans Souci Zone (Stage 2) and S.10996 Rockdale Zone Substations to S.10999 Kogarah Zone Substation - (DNP 6346 is a prerequisite) | Rockdale 33_11kV Tx3 | Kogarah 132_11kV Tx1 | 0 | 0 | 0 | 0 | 150 | 0 | 0 | 0 | 0 | 0 | 0 | 0 | 0 | 0 | 0 | 0 | 0 | 0 | 0 | 0 | 0 | 0 | 0 | 0 | 0 | 0 | 0 | 0 | 0 | 0 | 0 | 0
[35 empty] | DNP_ID: 6409. Load Transfer from S.10997 Sans Souci Zone (Stage 2) and S.10996 Rockdale Zone Substations to S.10999 Kogarah Zone Substation - (DNP 6346 is a prerequisite) | Rockdale 33_11kV Tx3 | Kogarah 132_11kV Tx2 | 0 | 0 | 0 | 0 | 100 | 0 | 0 | 0 | 0 | 0 | 0 | 0 | 0 | 0 | 0 | 0 | 0 | 0 | 0 | 0 | 0 | 0 | 0 | 0 | 0 | 0 | 0 | 0 | 0 | 0 | 0 | 0
[35 empty] | DNP_ID: 6409. Load Transfer from S.10997 Sans Souci Zone (Stage 2) and S.10996 Rockdale Zone Substations to S.10999 Kogarah Zone Substation - (DNP 6346 is a prerequisite) | Rockdale 33_11kV Tx3 | Kogarah 132_11kV Tx3 | 0 | 0 | 0 | 30 | 50 | 0 | 0 | 0 | 0 | 0 | 0 | 0 | 0 | 0 | 0 | 0 | 0 | 0 | 0 | 0 | 0 | 0 | 0 | 0 | 0 | 0 | 0 | 0 | 0 | 0 | 0 | 0
[35 empty] | DNP_ID: 6409. Load Transfer from S.10997 Sans Souci Zone (Stage 2) and S.10996 Rockdale Zone Substations to S.10999 Kogarah Zone Substation - (DNP 6346 is a prerequisite) | Sans Souci 33_11kV Tx3 | Kogarah 132_11kV Tx2 | 0 | 0 | 0 | 0 | 80 | 0 | 0 | 0 | 0 | 0 | 0 | 0 | 0 | 0 | 0 | 0 | 0 | 0 | 0 | 0 | 0 | 0 | 0 | 0 | 0 | 0 | 0 | 0 | 0 | 0 | 0 | 0
| Weather Correction and Public Holiday Factors | [8 empty] | Forecast ROG | [24 empty] | DNP_ID: 6409. Load Transfer from S.10997 Sans Souci Zone (Stage 2) and S.10996 Rockdale Zone Substations to S.10999 Kogarah Zone Substation - (DNP 6346 is a prerequisite) | Sans Souci 33_11kV Tx3 | Kogarah 132_11kV Tx3 | 0 | 0 | 0 | 0 | 45 | 0 | 0 | 0 | 0 | 0 | 0 | 0 | 0 | 0 | 0 | 0 | 0 | 0 | 0 | 0 | 0 | 0 | 0 | 0 | 0 | 0 | 0 | 0 | 0 | 0 | 0 | 0
[10 empty] | ROG Justification | [24 empty] | DNP_ID: 6472. Load Transfer from S.10990 Arncliffe Zone Substation to S.10999 Kogarah Zone Substation | Arncliffe 33_11kV Tx1 | Kogarah 132_11kV Tx2 | 0 | 0 | 0 | 140 | 0 | 0 | 0 | 0 | 0 | 0 | 0 | 0 | 0 | 0 | 0 | 0 | 0 | 0 | 0 | 0 | 0 | 0 | 0 | 0 | 0 | 0 | 0 | 0 | 0 | 0 | 0 | 0
| Actual loads for season 2013 have been weather corrected by the following: | [6 empty] | 2.874% |  | Weighted ROG calc | [24 empty] | DNP_ID: 6472. Load Transfer from S.10990 Arncliffe Zone Substation to S.10999 Kogarah Zone Substation | Arncliffe 33_11kV Tx3 | Kogarah 132_11kV Tx1 | 0 | 0 | 0 | 100 | 0 | 0 | 0 | 0 | 0 | 0 | 0 | 0 | 0 | 0 | 0 | 0 | 0 | 0 | 0 | 0 | 0 | 0 | 0 | 0 | 0 | 0 | 0 | 0 | 0 | 0 | 0 | 0 | Weighted ROG calc
[35 empty] | DNP_ID: 6472. Load Transfer from S.10990 Arncliffe Zone Substation to S.10999 Kogarah Zone Substation | Arncliffe 33_11kV Tx3 | Kogarah 132_11kV Tx3 | 0 | 0 | 0 | 70 | 0 | 0 | 0 | 0 | 0 | 0 | 0 | 0 | 0 | 0 | 0 | 0 | 0 | 0 | 0 | 0 | 0 | 0 | 0 | 0 | 0 | 0 | 0 | 0 | 0 | 0 | 0 | 0
[35 empty] | DNP_ID: 6472. Load Transfer from S.10990 Arncliffe Zone Substation to S.10999 Kogarah Zone Substation | Kogarah 132_11kV Tx3 | Kogarah 132_11kV Tx1 | 0 | 0 | 0 | 31 | 0 | 0 | 0 | 0 | 0 | 0 | 0 | 0 | 0 | 0 | 0 | 0 | 0 | 0 | 0 | 0 | 0 | 0 | 0 | 0 | 0 | 0 | 0 | 0 | 0 | 0 | 0 | 0
1 | 2 | 3 | 4 | 5 | 6 | 7 | 8 | 9 | 10 | 2014 | 2015 | 2016 | 2017 | 2018 | 2019 | 2020 | 2021 | 2022 | 2023 | 2024 | 2025 | 2026 | 2027 | 2028 | 2029 | 2030 | 2031 | 2032 | 2033 | 2034 | 2035 | 2036 | 2037 | 2038 | DNP_ID: 6472. Load Transfer from S.10990 Arncliffe Zone Substation to S.10999 Kogarah Zone Substation | Kogarah 132_11kV Tx3 | Kogarah 132_11kV Tx2 | 0 | 0 | 0 | 44 | 0 | 0 | 0 | 0 | 0 | 0 | 0 | 0 | 0 | 0 | 0 | 0 | 0 | 0 | 0 | 0 | 0 | 0 | 0 | 0 | 0 | 0 | 0 | 0 | 0 | 0 | 0 | 0
0.98273 | 0.96576 | 0.95464 | 0.94915 | 0.94915 | 0.94915 | 0.94915 | 0.94915 | 0.94915 | 0.94915 | -1.727% | -1.727% | -1.151% | -0.575% | 0% | 0% | 0% | 0% | 0% | 0% | 0% | 0% | 0% | 0% | 0% | 0% | 0% | 0% | 0% | 0% | 0% | 0% | 0% | 0% | 0% | DNP_ID: 6822. 33kV Feeder Connection to 11kV Network at Kogarah/Blakehurst Zones. | Hurstville North 33_11kV Tx1 | Kogarah 132_11kV Tx2 | 0 | 0 | 0 | 0 | 179 | 0 | 0 | 0 | 0 | 0 | 0 | 0 | 0 | 0 | 0 | 0 | 0 | 0 | 0 | 0 | 0 | 0 | 0 | 0 | 0 | 0 | 0 | 0 | 0 | 0 | 0 | 0
[35 empty] | DNP_ID: 6822. 33kV Feeder Connection to 11kV Network at Kogarah/Blakehurst Zones. | Kogarah 132_11kV Tx2 | Kogarah 132_11kV Tx1 | 0 | 0 | 0 | 0 | 17 | 0 | 0 | 0 | 0 | 0 | 0 | 0 | 0 | 0 | 0 | 0 | 0 | 0 | 0 | 0 | 0 | 0 | 0 | 0 | 0 | 0 | 0 | 0 | 0 | 0 | 0 | 0
| Substation Load Detail | [33 empty] | DNP_ID: 6850. Willison Road New OH Feeder Connections | Kogarah 132_11kV Tx2 | Kogarah 132_11kV Tx1 | 0 | 0 | 0 | 0 | 0 | 182 | 0 | 0 | 0 | 0 | 0 | 0 | 0 | 0 | 0 | 0 | 0 | 0 | 0 | 0 | 0 | 0 | 0 | 0 | 0 | 0 | 0 | 0 | 0 | 0 | 0 | 0
[35 empty] | DNP_ID: 6859. Hurstville North Development - Firm Supply to S.61078 Mashman Paterson No.1 & S.49272 Mashman Paterson No.2 | Hurstville North 132_11kV Tx11 | Kogarah 132_11kV Tx1 | 0 | 0 | 0 | 0 | 0 | 0 | 77 | 0 | 0 | 0 | 0 | 0 | 0 | 0 | 0 | 0 | 0 | 0 | 0 | 0 | 0 | 0 | 0 | 0 | 0 | 0 | 0 | 0 | 0 | 0 | 0 | 0
[7 empty] | Units | 2013 |  | 2014 | 2015 | 2016 | 2017 | 2018 | 2019 | 2020 | 2021 | 2022 | 2023 | 2024 | 2025 | 2026 | 2027 | 2028 | 2029 | 2030 | 2031 | 2032 | 2033 | 2034 | 2035 | 2036 | 2037 | 2038 | DNP_ID: 6923. Kogarah Panel 38L open point changes | Kogarah 132_11kV Tx3 | Rockdale 33_11kV Tx1 | 0 | 0 | 0 | 0 | 50 | 0 | 0 | 0 | 0 | 0 | 0 | 0 | 0 | 0 | 0 | 0 | 0 | 0 | 0 | 0 | 0 | 0 | 0 | 0 | 0 | 0 | 0 | 0 | 0 | 0 | 0 | 0
1 | Kogarah 132_11kV | Compensated |  | Load (LV side) |  |  | Amps | 3503 | 3603.6658 | 3529.583 | 3461.99 | 3429.849 | 3435.403 | 3471.475 | 3505.407 | 3571.791 | 3642.016 | 3708.813 | 3777.925 | 3840.749 | 3916.092 | 3992.001 | 4076.068 | 4165.074 | 4253.532 | 4341.116 | 4430.432 | 4521.503 | 4614.355 | 4709.012 | 4805.5 | 4903.844 | 5004.071 | 5106.207 | DNP_ID: 6923. Kogarah Panel 38L open point changes | Kogarah 132_11kV Tx3 | Rockdale 33_11kV Tx3 | 0 | 0 | 0 | 0 | 22 | 0 | 0 | 0 | 0 | 0 | 0 | 0 | 0 | 0 | 0 | 0 | 0 | 0 | 0 | 0 | 0 | 0 | 0 | 0 | 0 | 0 | 0 | 0 | 0 | 0 | 0 | 0
|  |  |  | Apparent Power |  |  | MVA | 66.7411 |  | 67.2476 | 65.9598 | 65.3474 | 65.4532 | 66.1405 | 66.787 | 68.0518 | 69.3897 | 70.6624 | 71.9792 | 73.1761 | 74.6116 | 76.0579 | 77.6595 | 79.3553 | 81.0407 | 82.7094 | 84.4111 | 86.1462 | 87.9153 | 89.7187 | 91.5571 | 93.4308 | 95.3404 | 97.2863 | DNP_ID: 6985. Kogarah PA11L - Undergrounding of Condemned OH Mains | Kogarah 132_11kV Tx1 | Kogarah 132_11kV Tx3 | 0 | 0 | 0 | 0 | 0 | 0 | 34 | 0 | 0 | 0 | 0 | 0 | 0 | 0 | 0 | 0 | 0 | 0 | 0 | 0 | 0 | 0 | 0 | 0 | 0 | 0 | 0 | 0 | 0 | 0 | 0 | 0
|  |  |  | Real Power |  |  | MW | 58.5513 | 60.2339 | 58.9956 | 57.8658 | 57.3286 | 57.4214 | 58.0244 | 58.5915 | 59.7011 | 60.8749 | 61.9914 | 63.1466 | 64.1966 | 65.456 | 66.7248 | 68.1299 | 69.6176 | 71.0961 | 72.5601 | 74.053 | 75.5752 | 77.1272 | 78.7093 | 80.3221 | 81.9659 | 83.6411 | 85.3483 | HVCON_ID: 2005086. Est 5 x Kiosks:- S.10187 "Hill Treacy No1", S.10188 "Hill Treacy No2", S.10189 "Hill Treacy No3", S.10191 "Hill Treacy No4", S.10193 "Hill Treacy No5" KEMPT FIELD |  | Kogarah 132_11kV Tx1 | 0 | 0 | 36.0715 | 24.0477 | 0 | 0 | 0 | 0 | 0 | 0 | 0 | 0 | 0 | 0 | 0 | 0 | 0 | 0 | 0 | 0 | 0 | 0 | 0 | 0 | 0 | 0 | 0 | 0 | 0 | 0 | 0 | 0
|  |  |  | Reactive Power |  |  | MVAr | 32.0331 |  | 32.2762 | 31.6581 | 31.3642 | 31.415 | 31.7449 | 32.0551 | 32.6622 | 33.3044 | 33.9152 | 34.5472 | 35.1217 | 35.8107 | 36.5048 | 37.2736 | 38.0875 | 38.8964 | 39.6973 | 40.514 | 41.3468 | 42.1959 | 43.0615 | 43.9438 | 44.8431 | 45.7597 | 46.6936 | HVCON_ID: 2005086. Est 5 x Kiosks:- S.10187 "Hill Treacy No1", S.10188 "Hill Treacy No2", S.10189 "Hill Treacy No3", S.10191 "Hill Treacy No4", S.10193 "Hill Treacy No5" KEMPT FIELD |  | Kogarah 132_11kV Tx2 | 0 | 0 | 39.7491 | 26.4994 | 0 | 0 | 0 | 0 | 0 | 0 | 0 | 0 | 0 | 0 | 0 | 0 | 0 | 0 | 0 | 0 | 0 | 0 | 0 | 0 | 0 | 0 | 0 | 0 | 0 | 0 | 0 | 0
|  |  |  | Capacitors In Service |  |  | MVAr | 0 |  | 0 | 0 | 0 | 0 | 0 | 0 | 0 | 0 | 0 | 0 | 0 | 0 | 0 | 0 | 0 | 0 | 0 | 0 | 0 | 0 | 0 | 0 | 0 | 0 | 0 | HVCON_ID: 2005086. Est 5 x Kiosks:- S.10187 "Hill Treacy No1", S.10188 "Hill Treacy No2", S.10189 "Hill Treacy No3", S.10191 "Hill Treacy No4", S.10193 "Hill Treacy No5" KEMPT FIELD |  | Kogarah 132_11kV Tx3 | 0 | 0 | 32.1793 | 21.4529 | 0 | 0 | 0 | 0 | 0 | 0 | 0 | 0 | 0 | 0 | 0 | 0 | 0 | 0 | 0 | 0 | 0 | 0 | 0 | 0 | 0 | 0 | 0 | 0 | 0 | 0 | 0 | 0
|  |  |  | PF |  |  |  | 0.87729 |  | 0.87729 | 0.87729 | 0.87729 | 0.87729 | 0.87729 | 0.87729 | 0.87729 | 0.87729 | 0.87729 | 0.87729 | 0.87729 | 0.87729 | 0.87729 | 0.87729 | 0.87729 | 0.87729 | 0.87729 | 0.87729 | 0.87729 | 0.87729 | 0.87729 | 0.87729 | 0.87729 | 0.87729 | 0.87729 | HVCON_ID: 2014173. Re-allocation of Load around St George Hospitals - Kogarah Zone. | Kogarah 132_11kV Tx3 | Kogarah 132_11kV Tx2 | 0 | 0 | 0 | 0 | 0 | 0 | 0 | 0 | 30 | 0 | 0 | 0 | 0 | 0 | 0 | 0 | 0 | 0 | 0 | 0 | 0 | 0 | 0 | 0 | 0 | 0 | 0 | 0 | 0 | 0 | 0 | 0
0.95565 | Diversity Factor: 0.96 | Uncompensated |  | Reactive Power |  |  | MVAr | 32.0331 | 32.9537 | 32.2762 | 31.6581 | 31.3642 | 31.415 | 31.7449 | 32.0551 | 32.6622 | 33.3044 | 33.9152 | 34.5472 | 35.1217 | 35.8107 | 36.5048 | 37.2736 | 38.0875 | 38.8964 | 39.6973 | 40.514 | 41.3468 | 42.1959 | 43.0615 | 43.9438 | 44.8431 | 45.7597 | 46.6936 | Econometric |  | Kogarah 132_11kV Tx1 | 0 | 0 | 0 | 0 | 0 | 0 | 0 | 0 | 0 | 12.5786 | 23.6391 | 34.9089 | 35.1401 | 35.7088 | 32.8277 | 33.3374 | 33.8543 | 34.3785 | 34.9101 | 35.4492 | 35.9959 | 36.5504 | 37.1127 | 37.6829 | 38.2612 | 38.8476 | 39.4422 | 40.0452 | 40.6567 | 41.2767 | 41.9055 | 42.5431
|  |  |  | PF |  |  |  | 0.87729 |  | 0.87729 | 0.87729 | 0.87729 | 0.87729 | 0.87729 | 0.87729 | 0.87729 | 0.87729 | 0.87729 | 0.87729 | 0.87729 | 0.87729 | 0.87729 | 0.87729 | 0.87729 | 0.87729 | 0.87729 | 0.87729 | 0.87729 | 0.87729 | 0.87729 | 0.87729 | 0.87729 | 0.87729 | 0.87729 | Econometric |  | Kogarah 132_11kV Tx2 | 0 | 0 | 0 | 0 | 0 | 0 | 0 | 0 | 0 | 13.861 | 26.0492 | 38.468 | 38.7227 | 39.3495 | 36.1746 | 36.7363 | 37.3058 | 37.8835 | 38.4693 | 39.0634 | 39.6659 | 40.2769 | 40.8965 | 41.5248 | 42.1621 | 42.8082 | 43.4635 | 44.128 | 44.8018 | 45.4851 | 46.1779 | 46.8805
[10 empty] | 1 | 2 | 3 | 4 | 5 | 6 | 7 | 8 | 9 | 10 | 11 | 12 | 13 | 14 | 15 | 16 | 17 | 18 | 19 | 20 | 21 | 22 | 23 | 24 | 25 | Econometric |  | Kogarah 132_11kV Tx3 | 0 | 0 | 0 | 0 | 0 | 0 | 0 | 0 | 0 | 11.2213 | 21.0884 | 31.1422 | 31.3484 | 31.8558 | 29.2856 | 29.7402 | 30.2013 | 30.669 | 31.1432 | 31.6242 | 32.1119 | 32.6066 | 33.1082 | 33.6169 | 34.1327 | 34.6559 | 35.1863 | 35.7243 | 36.2698 | 36.8229 | 37.3838 | 37.9526
| Transformer Load Detail | [33 empty] | Energy Efficiency |  | Kogarah 132_11kV Tx1 | 0 | 0 | 0 | 0 | 0 | 0 | 0 | -3.9505 | -1.8098 | -9.1074 | -14.2328 | -21.9999 | -23.0198 | -13.5368 | -9.373 | -11.0273 | -10.7711 | -13.3957 | -9.7458 | -10.0957 | -7.9182 | -6.8226 | -7.5684 | -8.4301 | -8.4301 | -8.4301 | -8.4301 | -8.4301 | -8.4301 | -8.4301 | -8.4301 | -8.4301
[35 empty] | Energy Efficiency |  | Kogarah 132_11kV Tx2 | 0 | 0 | 0 | 0 | 0 | 0 | 0 | -4.3533 | -1.9944 | -10.036 | -15.6839 | -24.2429 | -25.3668 | -14.917 | -10.3286 | -12.1516 | -11.8692 | -14.7615 | -10.7394 | -11.125 | -8.7255 | -7.5182 | -8.34 | -9.2896 | -9.2896 | -9.2896 | -9.2896 | -9.2896 | -9.2896 | -9.2896 | -9.2896 | -9.2896
[7 empty] | Units | 2013 |  | 2014 | 2015 | 2016 | 2017 | 2018 | 2019 | 2020 | 2021 | 2022 | 2023 | 2024 | 2025 | 2026 | 2027 | 2028 | 2029 | 2030 | 2031 | 2032 | 2033 | 2034 | 2035 | 2036 | 2037 | 2038 | Energy Efficiency |  | Kogarah 132_11kV Tx3 | 0 | 0 | 0 | 0 | 0 | 0 | 0 | -3.5242 | -1.6146 | -8.1247 | -12.6971 | -19.6261 | -20.5359 | -12.0762 | -8.3616 | -9.8375 | -9.6089 | -11.9503 | -8.6942 | -9.0064 | -7.0639 | -6.0864 | -6.7517 | -7.5205 | -7.5205 | -7.5205 | -7.5205 | -7.5205 | -7.5205 | -7.5205 | -7.5205 | -7.5205
| 0 | Compensated |  | Load (LV side) |  |  | Amps | [27 empty] | Solar PV |  | Kogarah 132_11kV Tx1 | 0 | 0 | 0 | 0 | 0 | 0 | 0 | 0 | 0 | 0 | 0 | 0 | 0 | 0 | 0 | 0 | 0 | 0 | 0 | 0 | 0 | 0 | 0 | 0 | 0 | 0 | 0 | 0 | 0 | 0 | 0 | 0
|  |  |  | Apparent Power |  |  | MVA | [27 empty] | Solar PV |  | Kogarah 132_11kV Tx2 | 0 | 0 | 0 | 0 | 0 | 0 | 0 | 0 | 0 | 0 | 0 | 0 | 0 | 0 | 0 | 0 | 0 | 0 | 0 | 0 | 0 | 0 | 0 | 0 | 0 | 0 | 0 | 0 | 0 | 0 | 0 | 0
|  |  |  | Real Power |  |  | MW | [27 empty] | Solar PV |  | Kogarah 132_11kV Tx3 | 0 | 0 | 0 | 0 | 0 | 0 | 0 | 0 | 0 | 0 | 0 | 0 | 0 | 0 | 0 | 0 | 0 | 0 | 0 | 0 | 0 | 0 | 0 | 0 | 0 | 0 | 0 | 0 | 0 | 0 | 0 | 0
|  |  |  | Reactive Power |  |  | MVAr
|  |  |  | Capacitors In Service |  |  | MVAr
PF
| Zone Div: | Uncompensated |  | Reactive Power |  |  | MVAr
PF
| 0 | Compensated |  | Load (LV side) |  |  | Amps
|  |  |  | Apparent Power |  |  | MVA
|  |  |  | Real Power |  |  | MW
|  |  |  | Reactive Power |  |  | MVAr
|  |  |  | Capacitors In Service |  |  | MVAr
PF
| Zone Div: | Uncompensated |  | Reactive Power |  |  | MVAr
PF
| 0 | Compensated |  | Load (LV side) |  |  | Amps
|  |  |  | Apparent Power |  |  | MVA
|  |  |  | Real Power |  |  | MW
|  |  |  | Reactive Power |  |  | MVAr
|  |  |  | Capacitors In Service |  |  | MVAr
PF
| Zone Div: | Uncompensated |  | Reactive Power |  |  | MVAr
PF
| 0 | Compensated |  | Load (LV side) |  |  | Amps
|  |  |  | Apparent Power |  |  | MVA
|  |  |  | Real Power |  |  | MW
|  |  |  | Reactive Power |  |  | MVAr
|  |  |  | Capacitors In Service |  |  | MVAr
PF
| Zone Div: | Uncompensated |  | Reactive Power |  |  | MVAr
PF
| 0 | Compensated |  | Load (LV side) |  |  | Amps
|  |  |  | Apparent Power |  |  | MVA
|  |  |  | Real Power |  |  | MW
|  |  |  | Reactive Power |  |  | MVAr
|  |  |  | Capacitors In Service |  |  | MVAr
PF
| Zone Div: | Uncompensated |  | Reactive Power |  |  | MVAr
PF
| 0 | Compensated |  | Load (LV side) |  |  | Amps
|  |  |  | Apparent Power |  |  | MVA
|  |  |  | Real Power |  |  | MW
|  |  |  | Reactive Power |  |  | MVAr
|  |  |  | Capacitors In Service |  |  | MVAr
PF
| Zone Div: | Uncompensated |  | Reactive Power |  |  | MVAr
PF
| 0 | Compensated |  | Load (LV side) |  |  | Amps
|  |  |  | Apparent Power |  |  | MVA
|  |  |  | Real Power |  |  | MW
|  |  |  | Reactive Power |  |  | MVAr
|  |  |  | Capacitors In Service |  |  | MVAr
PF
| Zone Div: | Uncompensated |  | Reactive Power |  |  | MVAr
PF
| 0 | Compensated |  | Load (LV side) |  |  | Amps
|  |  |  | Apparent Power |  |  | MVA
|  |  |  | Real Power |  |  | MW
|  |  |  | Reactive Power |  |  | MVAr
|  |  |  | Capacitors In Service |  |  | MVAr
PF
| Zone Div: | Uncompensated |  | Reactive Power |  |  | MVAr
PF
| 0 | Compensated |  | Load (LV side) |  |  | Amps
|  |  |  | Apparent Power |  |  | MVA
|  |  |  | Real Power |  |  | MW
|  |  |  | Reactive Power |  |  | MVAr
|  |  |  | Capacitors In Service |  |  | MVAr
PF
| Zone Div: | Uncompensated |  | Reactive Power |  |  | MVAr
PF
| 0 | Compensated |  | Load (LV side) |  |  | Amps
|  |  |  | Apparent Power |  |  | MVA
|  |  |  | Real Power |  |  | MW
|  |  |  | Reactive Power |  |  | MVAr
|  |  |  | Capacitors In Service |  |  | MVAr
PF
| Zone Div: | Uncompensated |  | Reactive Power |  |  | MVAr
PF

## Mortdale 33_11kV
| Mortdale 33_11kV | [16 empty] | 2014 | WINTER
| Substation Total Loads | [33 empty] | Spots & Transfers Detail
| Historical Loads | (11kV Amps) | [7 empty] | Weather Corrected Forecast Loads |  |  |  | (11kV Amps) | [20 empty] | Spots & Transfers Summary | (11kV Amps) |  | Historical Spots & Transfers | [6 empty] | Forecast Spots & Transfers
|  | 2007 | 2008 | 2009 | 2010 | 2011 | 2012 | 2013 |  | 2014 | 2015 | 2016 | 2017 | 2018 | 2019 | 2020 | 2021 | 2022 | 2023 | 2024 | 2025 | 2026 | 2027 | 2028 | 2029 | 2030 | 2031 | 2032 | 2033 | 2034 | 2035 | 2036 | 2037 | 2038 |  |  |  | 2007 | 2008 | 2009 | 2010 | 2011 | 2012 | 2013 | 2014 | 2015 | 2016 | 2017 | 2018 | 2019 | 2020 | 2021 | 2022 | 2023 | 2024 | 2025 | 2026 | 2027 | 2028 | 2029 | 2030 | 2031 | 2032 | 2033 | 2034 | 2035 | 2036 | 2037 | 2038
| Total | 2827 | 2752 | 2231 | 2845 | 2396 | 2174 | 2129 |  | 2174.017 | 2098.428 | 2057.531 | 2049.159 | 2070.935 | 2097.87 | 2139.303 | 2178.622 | 2217.009 | 2257.101 | 2296.766 | 2341.684 | 2387.405 | 2435.704 | 2486.04 | 2536.633 | 2587.809 | 2640.089 | 2693.49 | 2748.027 | 2803.718 | 2860.579 | 2918.626 | 2977.878 | 3038.352 |  |  | Total | 0 | 0 | 0 | 0 | 0 | 0 | 0 | 17.1492 | -1.5763 | 6.7288 | 14.9776 | 21.7763 | 26.935 | 41.4323 | 39.3191 | 38.387 | 40.0919 | 39.6653 | 44.9179 | 45.7212 | 48.2986 | 50.336 | 50.5929 | 51.1762 | 52.2804 | 53.4007 | 54.5374 | 55.6906 | 56.8606 | 58.0476 | 59.2519 | 60.4736
| Firm Rating | 0 | 0 | 0 | 0 | 0 | 0 | 3710 |  | 3710 | 3710 | 3710 | 3710 | 3710 | 3710 | 3710 | 3710 | 3710 | 3710 | 3710 | 3710 | 3710 | 3710 | 3710 | 3710 | 3710 | 3710 | 3710 | 3710 | 3710 | 3710 | 3710 | 3710 | 3710
| Total Capacity | 0 | 0 | 0 | 0 | 0 | 0 | 6000 |  | 6000 | 6000 | 6000 | 6000 | 6000 | 6000 | 6000 | 6000 | 6000 | 6000 | 6000 | 6000 | 6000 | 6000 | 6000 | 6000 | 6000 | 6000 | 6000 | 6000 | 6000 | 6000 | 6000 | 6000 | 6000 |  |  | Mortdale 33_11kV Tx1 | 0 | 0 | 105 | 0 | 0 | -104 | 0 | 0 | 0 | 0 | 0 | 0 | 0 | 0 | 0 | 0 | 0 | 0 | 0 | 0 | 0 | 0 | 0 | 0 | 0 | 0 | 0 | 0 | 0 | 0 | 0 | 0
|  | -7 | -6 | -5 | -4 | -3 | -2 | -1 |  | 0 | 1 | 2 | 3 | 4 | 5 | 6 | 7 | 8 | 9 | 10 | 11 | 12 | 13 | 14 | 15 | 16 | 17 | 18 | 19 | 20 | 21 | 22 | 23 | 24 |  |  | Mortdale 33_11kV Tx2 | 0 | 0 | 0 | 0 | 0 | 0 | 0 | -0.079777 | -0.1478 | 0.63092 | 1.4044 | 2.0419 | 2.5256 | 3.8849 | 3.6868 | 3.5994 | 3.7592 | 3.7192 | 4.2117 | 4.287 | 4.5287 | 4.7198 | 4.7438 | 4.7985 | 4.9021 | 5.0071 | 5.1137 | 5.2218 | 5.3315 | 5.4428 | 5.5558 | 5.6703
| Transformer Loads | [35 empty] | Mortdale 33_11kV Tx3 | 0 | 0 | -105 | 0 | 0 | 104 | 0 | 17.229 | -1.4285 | 6.0978 | 13.5732 | 19.7344 | 24.4094 | 37.5474 | 35.6323 | 34.7877 | 36.3326 | 35.9461 | 40.7062 | 41.4341 | 43.7699 | 45.6163 | 45.849 | 46.3777 | 47.3783 | 48.3936 | 49.4237 | 50.4688 | 51.5291 | 52.6048 | 53.6961 | 54.8033
| Historical Loads | (11kV Amps) | [7 empty] | 0: Weather Corrected Forecast Loads; 4: (11kV Amps) |  |  |  | 0 | 0 | 0 | 0 | 0 | 0 | 0 | 0 | 0 | 0 | 0 | 0 | 0 | 0 | 0 | 0 | 0 | 0 | 0 | 0 | 0 | 0 | 0 | 0 | 0 | 0 | 0 | 0 | 0 | 0 | 0 | 0
|  | 2007 | 2008 | 2009 | 2010 | 2011 | 2012 | 2013 |  | 2014 | 2015 | 2016 | 2017 | 2018 | 2019 | 2020 | 2021 | 2022 | 2023 | 2024 | 2025 | 2026 | 2027 | 2028 | 2029 | 2030 | 2031 | 2032 | 2033 | 2034 | 2035 | 2036 | 2037 | 2038 |  |  |  | 0 | 0 | 0 | 0 | 0 | 0 | 0 | 0 | 0 | 0 | 0 | 0 | 0 | 0 | 0 | 0 | 0 | 0 | 0 | 0 | 0 | 0 | 0 | 0 | 0 | 0 | 0 | 0 | 0 | 0 | 0 | 0
| 0 | [36 empty] | 0 | 0 | 0 | 0 | 0 | 0 | 0 | 0 | 0 | 0 | 0 | 0 | 0 | 0 | 0 | 0 | 0 | 0 | 0 | 0 | 0 | 0 | 0 | 0 | 0 | 0 | 0 | 0 | 0 | 0 | 0 | 0
| Diversity Factor: 0 | [36 empty] | 0 | 0 | 0 | 0 | 0 | 0 | 0 | 0 | 0 | 0 | 0 | 0 | 0 | 0 | 0 | 0 | 0 | 0 | 0 | 0 | 0 | 0 | 0 | 0 | 0 | 0 | 0 | 0 | 0 | 0 | 0 | 0
[38 empty] | 0 | 0 | 0 | 0 | 0 | 0 | 0 | 0 | 0 | 0 | 0 | 0 | 0 | 0 | 0 | 0 | 0 | 0 | 0 | 0 | 0 | 0 | 0 | 0 | 0 | 0 | 0 | 0 | 0 | 0 | 0 | 0
[38 empty] | 0 | 0 | 0 | 0 | 0 | 0 | 0 | 0 | 0 | 0 | 0 | 0 | 0 | 0 | 0 | 0 | 0 | 0 | 0 | 0 | 0 | 0 | 0 | 0 | 0 | 0 | 0 | 0 | 0 | 0 | 0 | 0
| 0 | [36 empty] | 0 | 0 | 0 | 0 | 0 | 0 | 0 | 0 | 0 | 0 | 0 | 0 | 0 | 0 | 0 | 0 | 0 | 0 | 0 | 0 | 0 | 0 | 0 | 0 | 0 | 0 | 0 | 0 | 0 | 0 | 0 | 0
Diversity Factor: 0
[38 empty] | Historical Spots & Transfers | [6 empty] | Forecast Spots & Transfers
[35 empty] | Project Name | From | To | 2007 | 2008 | 2009 | 2010 | 2011 | 2012 | 2013 | 2014 | 2015 | 2016 | 2017 | 2018 | 2019 | 2020 | 2021 | 2022 | 2023 | 2024 | 2025 | 2026 | 2027 | 2028 | 2029 | 2030 | 2031 | 2032 | 2033 | 2034 | 2035 | 2036 | 2037 | 2038
| 0 | [33 empty] | Broad based demand management |  | Mortdale 33_11kV Tx2 | 0 | 0 | 0 | 0 | 0 | 0 | 0 | 0 | -0.080598 | -0.16719 | -0.17925 | -0.16091 | -0.14711 | 0 | 0 | 0 | 0 | 0 | 0 | 0 | 0 | 0 | 0 | 0 | 0 | 0 | 0 | 0 | 0 | 0 | 0 | 0
| Diversity Factor: 0 | [33 empty] | Broad based demand management |  | Mortdale 33_11kV Tx3 | 0 | 0 | 0 | 0 | 0 | 0 | 0 | 0 | -0.77897 | -1.6159 | -1.7324 | -1.5552 | -1.4218 | 0 | 0 | 0 | 0 | 0 | 0 | 0 | 0 | 0 | 0 | 0 | 0 | 0 | 0 | 0 | 0 | 0 | 0 | 0
[35 empty] | DNP_ID: 6280. Installation of 2 new feeders from Panels 7 and 18 at Mortdale Zone to rectify Remedial and Pickup Constraints | Mortdale 33_11kV Tx3 | Mortdale 33_11kV Tx1 | 0 | 0 | 105 | 0 | 0 | 0 | 0 | 0 | 0 | 0 | 0 | 0 | 0 | 0 | 0 | 0 | 0 | 0 | 0 | 0 | 0 | 0 | 0 | 0 | 0 | 0 | 0 | 0 | 0 | 0 | 0 | 0
[35 empty] | DNP_ID: 6495. Supporting DNP for the installation of 11kV Switch Gear @ Mortdale | Mortdale 33_11kV Tx1 | Mortdale 33_11kV Tx3 | 0 | 0 | 0 | 0 | 0 | 104 | 0 | 0 | 0 | 0 | 0 | 0 | 0 | 0 | 0 | 0 | 0 | 0 | 0 | 0 | 0 | 0 | 0 | 0 | 0 | 0 | 0 | 0 | 0 | 0 | 0 | 0
| 0 | [33 empty] | HVCON_ID: 2011609. Replace 2 pole PT.10386 Isaac Forest with KL S.61062 Isaac Forest , Peakhurst | Riverwood 33_11kV Tx2 | Mortdale 33_11kV Tx3 | 0 | 0 | 0 | 0 | 0 | 0 | 0 | 18 | 0 | 0 | 0 | 0 | 0 | 0 | 0 | 0 | 0 | 0 | 0 | 0 | 0 | 0 | 0 | 0 | 0 | 0 | 0 | 0 | 0 | 0 | 0 | 0
| Diversity Factor: 0 | [33 empty] | Econometric |  | Mortdale 33_11kV Tx2 | 0 | 0 | 0 | 0 | 0 | 0 | 0 | 0 | 0 | 1.8928 | 3.4114 | 5.0677 | 5.8007 | 5.9029 | 5.4275 | 5.5184 | 5.6105 | 5.7041 | 5.7989 | 5.8952 | 5.9929 | 6.0921 | 6.1926 | 6.2947 | 6.3982 | 6.5033 | 6.6098 | 6.718 | 6.8277 | 6.939 | 7.0519 | 7.1664
[35 empty] | Econometric |  | Mortdale 33_11kV Tx3 | 0 | 0 | 0 | 0 | 0 | 0 | 0 | 0 | 0 | 18.2942 | 32.9714 | 48.9788 | 56.0637 | 57.0515 | 52.457 | 53.3348 | 54.2256 | 55.1294 | 56.0465 | 56.9771 | 57.9213 | 58.8794 | 59.8514 | 60.8377 | 61.8384 | 62.8537 | 63.8837 | 64.9288 | 65.9891 | 67.0648 | 68.1562 | 69.2633
[35 empty] | Energy Efficiency |  | Mortdale 33_11kV Tx2 | 0 | 0 | 0 | 0 | 0 | 0 | 0 | -0.079777 | -0.067204 | -1.0947 | -1.8278 | -2.8649 | -3.128 | -2.018 | -1.7408 | -1.919 | -1.8513 | -1.9848 | -1.5872 | -1.6082 | -1.4642 | -1.3723 | -1.4488 | -1.4961 | -1.4961 | -1.4961 | -1.4961 | -1.4961 | -1.4961 | -1.4961 | -1.4961 | -1.4961
| 0 | [33 empty] | Energy Efficiency |  | Mortdale 33_11kV Tx3 | 0 | 0 | 0 | 0 | 0 | 0 | 0 | -0.77104 | -0.64953 | -10.5804 | -17.6658 | -27.6892 | -30.2324 | -19.5041 | -16.8246 | -18.5471 | -17.8929 | -19.1833 | -15.3403 | -15.543 | -14.1514 | -13.2631 | -14.0024 | -14.46 | -14.46 | -14.46 | -14.46 | -14.46 | -14.46 | -14.46 | -14.46 | -14.46
| Diversity Factor: 0 | [33 empty] | Solar PV |  | Mortdale 33_11kV Tx2 | 0 | 0 | 0 | 0 | 0 | 0 | 0 | 0 | 0 | 0 | 0 | 0 | 0 | 0 | 0 | 0 | 0 | 0 | 0 | 0 | 0 | 0 | 0 | 0 | 0 | 0 | 0 | 0 | 0 | 0 | 0 | 0
[35 empty] | Solar PV |  | Mortdale 33_11kV Tx3 | 0 | 0 | 0 | 0 | 0 | 0 | 0 | 0 | 0 | 0 | 0 | 0 | 0 | 0 | 0 | 0 | 0 | 0 | 0 | 0 | 0 | 0 | 0 | 0 | 0 | 0 | 0 | 0 | 0 | 0 | 0 | 0
0
Diversity Factor: 0
0
Diversity Factor: 0
0
Diversity Factor: 0
0
Diversity Factor: 0
0
Diversity Factor: 0
| Weather Correction and Public Holiday Factors | [8 empty] | Forecast ROG
ROG Justification
| Actual loads for season 2013 have been weather corrected by the following: | [6 empty] | 5.288% |  | 7 year ROG ok | [59 empty] | 7 year ROG ok
1 | 2 | 3 | 4 | 5 | 6 | 7 | 8 | 9 | 10 | 2014 | 2015 | 2016 | 2017 | 2018 | 2019 | 2020 | 2021 | 2022 | 2023 | 2024 | 2025 | 2026 | 2027 | 2028 | 2029 | 2030 | 2031 | 2032 | 2033 | 2034 | 2035 | 2036 | 2037 | 2038
0.96596 | 0.93308 | 0.91191 | 0.90157 | 0.90157 | 0.90157 | 0.90157 | 0.90157 | 0.90157 | 0.90157 | -3.404% | -3.404% | -2.269% | -1.134% | 0% | 0% | 0% | 0% | 0% | 0% | 0% | 0% | 0% | 0% | 0% | 0% | 0% | 0% | 0% | 0% | 0% | 0% | 0% | 0% | 0%
Substation Load Detail
[7 empty] | Units | 2013 |  | 2014 | 2015 | 2016 | 2017 | 2018 | 2019 | 2020 | 2021 | 2022 | 2023 | 2024 | 2025 | 2026 | 2027 | 2028 | 2029 | 2030 | 2031 | 2032 | 2033 | 2034 | 2035 | 2036 | 2037 | 2038
1 | Mortdale 33_11kV | Compensated |  | Load (LV side) |  |  | Amps | 2129 | 2233 | 2174.017 | 2098.428 | 2057.531 | 2049.159 | 2070.935 | 2097.87 | 2139.303 | 2178.622 | 2217.009 | 2257.101 | 2296.766 | 2341.684 | 2387.405 | 2435.704 | 2486.04 | 2536.633 | 2587.809 | 2640.089 | 2693.49 | 2748.027 | 2803.718 | 2860.579 | 2918.626 | 2977.878 | 3038.352
|  |  |  | Apparent Power |  |  | MVA | 40.5629 |  | 41.4206 | 39.9804 | 39.2012 | 39.0417 | 39.4566 | 39.9698 | 40.7592 | 41.5083 | 42.2397 | 43.0035 | 43.7593 | 44.6151 | 45.4862 | 46.4064 | 47.3654 | 48.3293 | 49.3044 | 50.3005 | 51.3179 | 52.357 | 53.418 | 54.5014 | 55.6073 | 56.7362 | 57.8884
|  |  |  | Real Power |  |  | MW | 39.9078 | 41.8573 | 40.7448 | 39.3281 | 38.5617 | 38.4048 | 38.8129 | 39.3177 | 40.0942 | 40.8311 | 41.5506 | 42.3019 | 43.0453 | 43.8872 | 44.7441 | 45.6493 | 46.5926 | 47.5408 | 48.5 | 49.4798 | 50.4806 | 51.5027 | 52.5465 | 53.6121 | 54.7001 | 55.8105 | 56.9439
|  |  |  | Reactive Power |  |  | MVAr | 7.2605 |  | 7.4516 | 7.1925 | 7.0523 | 7.0236 | 7.0983 | 7.1906 | 7.3326 | 7.4674 | 7.5989 | 7.7364 | 7.8723 | 8.0263 | 8.183 | 8.3485 | 8.5211 | 8.6945 | 8.8699 | 9.0491 | 9.2321 | 9.419 | 9.6099 | 9.8048 | 10.0038 | 10.2069 | 10.4141
|  |  |  | Capacitors In Service |  |  | MVAr | 0 |  | 0 | 0 | 0 | 0 | 0 | 0 | 0 | 0 | 0 | 0 | 0 | 0 | 0 | 0 | 0 | 0 | 0 | 0 | 0 | 0 | 0 | 0 | 0 | 0 | 0
|  |  |  | PF |  |  |  | 0.98385 |  | 0.98368 | 0.98368 | 0.98368 | 0.98368 | 0.98368 | 0.98368 | 0.98368 | 0.98368 | 0.98368 | 0.98368 | 0.98368 | 0.98368 | 0.98368 | 0.98368 | 0.98368 | 0.98368 | 0.98368 | 0.98368 | 0.98368 | 0.98368 | 0.98368 | 0.98368 | 0.98368 | 0.98368 | 0.98368
0.99026 | Diversity Factor: 0.99 | Uncompensated |  | Reactive Power |  |  | MVAr | 7.2605 | 7.6152 | 7.4516 | 7.1925 | 7.0523 | 7.0236 | 7.0983 | 7.1906 | 7.3326 | 7.4674 | 7.5989 | 7.7364 | 7.8723 | 8.0263 | 8.183 | 8.3485 | 8.5211 | 8.6945 | 8.8699 | 9.0491 | 9.2321 | 9.419 | 9.6099 | 9.8048 | 10.0038 | 10.2069 | 10.4141
|  |  |  | PF |  |  |  | 0.98385 |  | 0.98368 | 0.98368 | 0.98368 | 0.98368 | 0.98368 | 0.98368 | 0.98368 | 0.98368 | 0.98368 | 0.98368 | 0.98368 | 0.98368 | 0.98368 | 0.98368 | 0.98368 | 0.98368 | 0.98368 | 0.98368 | 0.98368 | 0.98368 | 0.98368 | 0.98368 | 0.98368 | 0.98368 | 0.98368
[10 empty] | 1 | 2 | 3 | 4 | 5 | 6 | 7 | 8 | 9 | 10 | 11 | 12 | 13 | 14 | 15 | 16 | 17 | 18 | 19 | 20 | 21 | 22 | 23 | 24 | 25
Transformer Load Detail
[7 empty] | Units | 2013 |  | 2014 | 2015 | 2016 | 2017 | 2018 | 2019 | 2020 | 2021 | 2022 | 2023 | 2024 | 2025 | 2026 | 2027 | 2028 | 2029 | 2030 | 2031 | 2032 | 2033 | 2034 | 2035 | 2036 | 2037 | 2038
| 0 | Compensated |  | Load (LV side) |  |  | Amps
|  |  |  | Apparent Power |  |  | MVA
|  |  |  | Real Power |  |  | MW
|  |  |  | Reactive Power |  |  | MVAr
|  |  |  | Capacitors In Service |  |  | MVAr
PF
| Zone Div: | Uncompensated |  | Reactive Power |  |  | MVAr
PF
| 0 | Compensated |  | Load (LV side) |  |  | Amps
|  |  |  | Apparent Power |  |  | MVA
|  |  |  | Real Power |  |  | MW
|  |  |  | Reactive Power |  |  | MVAr
|  |  |  | Capacitors In Service |  |  | MVAr
PF
| Zone Div: | Uncompensated |  | Reactive Power |  |  | MVAr
PF
| 0 | Compensated |  | Load (LV side) |  |  | Amps
|  |  |  | Apparent Power |  |  | MVA
|  |  |  | Real Power |  |  | MW
|  |  |  | Reactive Power |  |  | MVAr
|  |  |  | Capacitors In Service |  |  | MVAr
PF
| Zone Div: | Uncompensated |  | Reactive Power |  |  | MVAr
PF
| 0 | Compensated |  | Load (LV side) |  |  | Amps
|  |  |  | Apparent Power |  |  | MVA
|  |  |  | Real Power |  |  | MW
|  |  |  | Reactive Power |  |  | MVAr
|  |  |  | Capacitors In Service |  |  | MVAr
PF
| Zone Div: | Uncompensated |  | Reactive Power |  |  | MVAr
PF
| 0 | Compensated |  | Load (LV side) |  |  | Amps
|  |  |  | Apparent Power |  |  | MVA
|  |  |  | Real Power |  |  | MW
|  |  |  | Reactive Power |  |  | MVAr
|  |  |  | Capacitors In Service |  |  | MVAr
PF
| Zone Div: | Uncompensated |  | Reactive Power |  |  | MVAr
PF
| 0 | Compensated |  | Load (LV side) |  |  | Amps
|  |  |  | Apparent Power |  |  | MVA
|  |  |  | Real Power |  |  | MW
|  |  |  | Reactive Power |  |  | MVAr
|  |  |  | Capacitors In Service |  |  | MVAr
PF
| Zone Div: | Uncompensated |  | Reactive Power |  |  | MVAr
PF
| 0 | Compensated |  | Load (LV side) |  |  | Amps
|  |  |  | Apparent Power |  |  | MVA
|  |  |  | Real Power |  |  | MW
|  |  |  | Reactive Power |  |  | MVAr
|  |  |  | Capacitors In Service |  |  | MVAr
PF
| Zone Div: | Uncompensated |  | Reactive Power |  |  | MVAr
PF
| 0 | Compensated |  | Load (LV side) |  |  | Amps
|  |  |  | Apparent Power |  |  | MVA
|  |  |  | Real Power |  |  | MW
|  |  |  | Reactive Power |  |  | MVAr
|  |  |  | Capacitors In Service |  |  | MVAr
PF
| Zone Div: | Uncompensated |  | Reactive Power |  |  | MVAr
PF
| 0 | Compensated |  | Load (LV side) |  |  | Amps
|  |  |  | Apparent Power |  |  | MVA
|  |  |  | Real Power |  |  | MW
|  |  |  | Reactive Power |  |  | MVAr
|  |  |  | Capacitors In Service |  |  | MVAr
PF
| Zone Div: | Uncompensated |  | Reactive Power |  |  | MVAr
PF
| 0 | Compensated |  | Load (LV side) |  |  | Amps
|  |  |  | Apparent Power |  |  | MVA
|  |  |  | Real Power |  |  | MW
|  |  |  | Reactive Power |  |  | MVAr
|  |  |  | Capacitors In Service |  |  | MVAr
PF
| Zone Div: | Uncompensated |  | Reactive Power |  |  | MVAr
PF

## Riverwood 33_11kV
| Riverwood 33_11kV | [16 empty] | 2014 | WINTER
| Substation Total Loads | [33 empty] | Spots & Transfers Detail
| Historical Loads | (11kV Amps) | [7 empty] | Weather Corrected Forecast Loads |  |  |  | (11kV Amps) | [20 empty] | Spots & Transfers Summary | (11kV Amps) |  | Historical Spots & Transfers | [6 empty] | Forecast Spots & Transfers
|  | 2007 | 2008 | 2009 | 2010 | 2011 | 2012 | 2013 |  | 2014 | 2015 | 2016 | 2017 | 2018 | 2019 | 2020 | 2021 | 2022 | 2023 | 2024 | 2025 | 2026 | 2027 | 2028 | 2029 | 2030 | 2031 | 2032 | 2033 | 2034 | 2035 | 2036 | 2037 | 2038 |  |  |  | 2007 | 2008 | 2009 | 2010 | 2011 | 2012 | 2013 | 2014 | 2015 | 2016 | 2017 | 2018 | 2019 | 2020 | 2021 | 2022 | 2023 | 2024 | 2025 | 2026 | 2027 | 2028 | 2029 | 2030 | 2031 | 2032 | 2033 | 2034 | 2035 | 2036 | 2037 | 2038
| Total | 1419 | 1553 | 1400 | 1323 | 1373 | 1217 | 1263 |  | 1186.2 | 1152.195 | 1126.02 | 1119.583 | 1130.836 | 1143.962 | 1166.831 | 1189.81 | 1211.95 | 1235.042 | 1257.105 | 1282.862 | 1308.987 | 1337.185 | 1366.814 | 1396.45 | 1426.174 | 1456.538 | 1487.55 | 1519.221 | 1551.559 | 1584.575 | 1618.278 | 1652.678 | 1687.785 |  |  | Total | 0 | 0 | 0 | 0 | 0 | 0 | 0 | -19.9178 | 11.2869 | 3.1551 | 7.8944 | 11.2533 | 13.1259 | 22.8688 | 22.9787 | 22.1401 | 23.0917 | 22.0636 | 25.7571 | 26.1248 | 28.1977 | 29.6296 | 29.6357 | 29.7242 | 30.3637 | 31.0124 | 31.6706 | 32.3384 | 33.0158 | 33.703 | 34.4001 | 35.1073
| Firm Rating | 0 | 0 | 0 | 0 | 0 | 0 | 2247 |  | 2247 | 2247 | 2247 | 2247 | 2247 | 2247 | 2247 | 2247 | 2247 | 2247 | 2247 | 2247 | 2247 | 2247 | 2247 | 2247 | 2247 | 2247 | 2247 | 2247 | 2247 | 2247 | 2247 | 2247 | 2247
| Total Capacity | 0 | 0 | 0 | 0 | 0 | 0 | 3450 |  | 3450 | 3450 | 3450 | 3450 | 3450 | 3450 | 3450 | 3450 | 3450 | 3450 | 3450 | 3450 | 3450 | 3450 | 3450 | 3450 | 3450 | 3450 | 3450 | 3450 | 3450 | 3450 | 3450 | 3450 | 3450 |  |  | Riverwood 33_11kV Tx1 | 0 | 0 | 0 | 0 | 0 | 0 | 0 | -1.0556 | 11.8997 | 1.7366 | 4.3453 | 6.1942 | 7.2249 | 12.5877 | 12.6482 | 12.1866 | 12.7104 | 12.1445 | 14.1775 | 14.3799 | 15.5209 | 16.309 | 16.3124 | 16.3611 | 16.7131 | 17.0702 | 17.4325 | 17.8 | 18.1729 | 18.5511 | 18.9348 | 19.3241
|  | -7 | -6 | -5 | -4 | -3 | -2 | -1 |  | 0 | 1 | 2 | 3 | 4 | 5 | 6 | 7 | 8 | 9 | 10 | 11 | 12 | 13 | 14 | 15 | 16 | 17 | 18 | 19 | 20 | 21 | 22 | 23 | 24 |  |  | Riverwood 33_11kV Tx2 | 0 | 0 | 0 | 0 | 0 | 0 | 0 | -18.8622 | -0.61279 | 1.4184 | 3.5491 | 5.0592 | 5.901 | 10.2811 | 10.3306 | 9.9535 | 10.3814 | 9.9191 | 11.5796 | 11.7449 | 12.6768 | 13.3206 | 13.3233 | 13.3631 | 13.6506 | 13.9423 | 14.2382 | 14.5384 | 14.8429 | 15.1518 | 15.4652 | 15.7832
| Transformer Loads | [35 empty] | Riverwood 33_11kV Tx3 | 0 | 0 | 0 | 0 | 0 | 0 | 0 | 0 | 0 | 0 | 0 | 0 | 0 | 0 | 0 | 0 | 0 | 0 | 0 | 0 | 0 | 0 | 0 | 0 | 0 | 0 | 0 | 0 | 0 | 0 | 0 | 0
| Historical Loads | (11kV Amps) | [7 empty] | 0: Weather Corrected Forecast Loads; 4: (11kV Amps) |  |  |  | 0 | 0 | 0 | 0 | 0 | 0 | 0 | 0 | 0 | 0 | 0 | 0 | 0 | 0 | 0 | 0 | 0 | 0 | 0 | 0 | 0 | 0 | 0 | 0 | 0 | 0 | 0 | 0 | 0 | 0 | 0 | 0
|  | 2007 | 2008 | 2009 | 2010 | 2011 | 2012 | 2013 |  | 2014 | 2015 | 2016 | 2017 | 2018 | 2019 | 2020 | 2021 | 2022 | 2023 | 2024 | 2025 | 2026 | 2027 | 2028 | 2029 | 2030 | 2031 | 2032 | 2033 | 2034 | 2035 | 2036 | 2037 | 2038 |  |  |  | 0 | 0 | 0 | 0 | 0 | 0 | 0 | 0 | 0 | 0 | 0 | 0 | 0 | 0 | 0 | 0 | 0 | 0 | 0 | 0 | 0 | 0 | 0 | 0 | 0 | 0 | 0 | 0 | 0 | 0 | 0 | 0
| 0 | [36 empty] | 0 | 0 | 0 | 0 | 0 | 0 | 0 | 0 | 0 | 0 | 0 | 0 | 0 | 0 | 0 | 0 | 0 | 0 | 0 | 0 | 0 | 0 | 0 | 0 | 0 | 0 | 0 | 0 | 0 | 0 | 0 | 0
| Diversity Factor: 0 | [36 empty] | 0 | 0 | 0 | 0 | 0 | 0 | 0 | 0 | 0 | 0 | 0 | 0 | 0 | 0 | 0 | 0 | 0 | 0 | 0 | 0 | 0 | 0 | 0 | 0 | 0 | 0 | 0 | 0 | 0 | 0 | 0 | 0
[38 empty] | 0 | 0 | 0 | 0 | 0 | 0 | 0 | 0 | 0 | 0 | 0 | 0 | 0 | 0 | 0 | 0 | 0 | 0 | 0 | 0 | 0 | 0 | 0 | 0 | 0 | 0 | 0 | 0 | 0 | 0 | 0 | 0
[38 empty] | 0 | 0 | 0 | 0 | 0 | 0 | 0 | 0 | 0 | 0 | 0 | 0 | 0 | 0 | 0 | 0 | 0 | 0 | 0 | 0 | 0 | 0 | 0 | 0 | 0 | 0 | 0 | 0 | 0 | 0 | 0 | 0
| 0 | [36 empty] | 0 | 0 | 0 | 0 | 0 | 0 | 0 | 0 | 0 | 0 | 0 | 0 | 0 | 0 | 0 | 0 | 0 | 0 | 0 | 0 | 0 | 0 | 0 | 0 | 0 | 0 | 0 | 0 | 0 | 0 | 0 | 0
Diversity Factor: 0
[38 empty] | Historical Spots & Transfers | [6 empty] | Forecast Spots & Transfers
[35 empty] | Project Name | From | To | 2007 | 2008 | 2009 | 2010 | 2011 | 2012 | 2013 | 2014 | 2015 | 2016 | 2017 | 2018 | 2019 | 2020 | 2021 | 2022 | 2023 | 2024 | 2025 | 2026 | 2027 | 2028 | 2029 | 2030 | 2031 | 2032 | 2033 | 2034 | 2035 | 2036 | 2037 | 2038
| 0 | [33 empty] | Broad based demand management |  | Riverwood 33_11kV Tx1 | 0 | 0 | 0 | 0 | 0 | 0 | 0 | 0 | -0.19711 | -0.42289 | -0.45685 | -0.41927 | -0.3992 | 0 | 0 | 0 | 0 | 0 | 0 | 0 | 0 | 0 | 0 | 0 | 0 | 0 | 0 | 0 | 0 | 0 | 0 | 0
| Diversity Factor: 0 | [33 empty] | Broad based demand management |  | Riverwood 33_11kV Tx2 | 0 | 0 | 0 | 0 | 0 | 0 | 0 | 0 | -0.16099 | -0.3454 | -0.37314 | -0.34244 | -0.32605 | 0 | 0 | 0 | 0 | 0 | 0 | 0 | 0 | 0 | 0 | 0 | 0 | 0 | 0 | 0 | 0 | 0 | 0 | 0
[35 empty] | Broad based demand management |  | Riverwood 33_11kV Tx3 | 0 | 0 | 0 | 0 | 0 | 0 | 0 | 0 | 0 | 0 | 0 | 0 | 0 | 0 | 0 | 0 | 0 | 0 | 0 | 0 | 0 | 0 | 0 | 0 | 0 | 0 | 0 | 0 | 0 | 0 | 0 | 0
[35 empty] | HVCON_ID: 2011609. Replace 2 pole PT.10386 Isaac Forest with KL S.61062 Isaac Forest , Peakhurst | Riverwood 33_11kV Tx2 | Mortdale 33_11kV Tx3 | 0 | 0 | 0 | 0 | 0 | 0 | 0 | 18 | 0 | 0 | 0 | 0 | 0 | 0 | 0 | 0 | 0 | 0 | 0 | 0 | 0 | 0 | 0 | 0 | 0 | 0 | 0 | 0 | 0 | 0 | 0 | 0
| 0 | [33 empty] | HVCON_ID: 2013413. Establishment of S.64485 'PENSHURST RYAN' |  | Riverwood 33_11kV Tx1 | 0 | 0 | 0 | 0 | 0 | 0 | 0 | 0 | 12.65 | 0 | 0 | 0 | 0 | 0 | 0 | 0 | 0 | 0 | 0 | 0 | 0 | 0 | 0 | 0 | 0 | 0 | 0 | 0 | 0 | 0 | 0 | 0
| Diversity Factor: 0 | [33 empty] | Econometric |  | Riverwood 33_11kV Tx1 | 0 | 0 | 0 | 0 | 0 | 0 | 0 | 0 | 0 | 6.6597 | 12.1004 | 17.9844 | 19.8179 | 20.1634 | 18.6731 | 18.9821 | 19.2956 | 19.6137 | 19.9364 | 20.2639 | 20.5961 | 20.9332 | 21.2752 | 21.6221 | 21.9741 | 22.3312 | 22.6935 | 23.0611 | 23.4339 | 23.8122 | 24.1959 | 24.5852
[35 empty] | Econometric |  | Riverwood 33_11kV Tx2 | 0 | 0 | 0 | 0 | 0 | 0 | 0 | 0 | 0 | 5.4394 | 9.8832 | 14.689 | 16.1865 | 16.4687 | 15.2515 | 15.5038 | 15.7599 | 16.0197 | 16.2833 | 16.5508 | 16.8221 | 17.0974 | 17.3767 | 17.6601 | 17.9476 | 18.2393 | 18.5352 | 18.8354 | 19.1399 | 19.4489 | 19.7623 | 20.0802
[35 empty] | Econometric |  | Riverwood 33_11kV Tx3 | 0 | 0 | 0 | 0 | 0 | 0 | 0 | 0 | 0 | 0 | 0 | 0 | 0 | 0 | 0 | 0 | 0 | 0 | 0 | 0 | 0 | 0 | 0 | 0 | 0 | 0 | 0 | 0 | 0 | 0 | 0 | 0
| 0 | [33 empty] | Energy Efficiency |  | Riverwood 33_11kV Tx1 | 0 | 0 | 0 | 0 | 0 | 0 | 0 | -1.0556 | -0.55315 | -4.5002 | -7.2983 | -11.371 | -12.1938 | -7.5758 | -6.0249 | -6.7955 | -6.5852 | -7.4692 | -5.759 | -5.884 | -5.0753 | -4.6242 | -4.9628 | -5.261 | -5.261 | -5.261 | -5.261 | -5.261 | -5.261 | -5.261 | -5.261 | -5.261
| Diversity Factor: 0 | [33 empty] | Energy Efficiency |  | Riverwood 33_11kV Tx2 | 0 | 0 | 0 | 0 | 0 | 0 | 0 | -0.86216 | -0.4518 | -3.6756 | -5.9609 | -9.2874 | -9.9594 | -6.1876 | -4.9209 | -5.5503 | -5.3785 | -6.1006 | -4.7037 | -4.8058 | -4.1453 | -3.7768 | -4.0534 | -4.297 | -4.297 | -4.297 | -4.297 | -4.297 | -4.297 | -4.297 | -4.297 | -4.297
[35 empty] | Energy Efficiency |  | Riverwood 33_11kV Tx3 | 0 | 0 | 0 | 0 | 0 | 0 | 0 | 0 | 0 | 0 | 0 | 0 | 0 | 0 | 0 | 0 | 0 | 0 | 0 | 0 | 0 | 0 | 0 | 0 | 0 | 0 | 0 | 0 | 0 | 0 | 0 | 0
[35 empty] | Solar PV |  | Riverwood 33_11kV Tx1 | 0 | 0 | 0 | 0 | 0 | 0 | 0 | 0 | 0 | 0 | 0 | 0 | 0 | 0 | 0 | 0 | 0 | 0 | 0 | 0 | 0 | 0 | 0 | 0 | 0 | 0 | 0 | 0 | 0 | 0 | 0 | 0
| 0 | [33 empty] | Solar PV |  | Riverwood 33_11kV Tx2 | 0 | 0 | 0 | 0 | 0 | 0 | 0 | 0 | 0 | 0 | 0 | 0 | 0 | 0 | 0 | 0 | 0 | 0 | 0 | 0 | 0 | 0 | 0 | 0 | 0 | 0 | 0 | 0 | 0 | 0 | 0 | 0
| Diversity Factor: 0 | [33 empty] | Solar PV |  | Riverwood 33_11kV Tx3 | 0 | 0 | 0 | 0 | 0 | 0 | 0 | 0 | 0 | 0 | 0 | 0 | 0 | 0 | 0 | 0 | 0 | 0 | 0 | 0 | 0 | 0 | 0 | 0 | 0 | 0 | 0 | 0 | 0 | 0 | 0 | 0
0
Diversity Factor: 0
0
Diversity Factor: 0
0
Diversity Factor: 0
0
Diversity Factor: 0
| Weather Correction and Public Holiday Factors | [8 empty] | Forecast ROG
ROG Justification
| Actual loads for season 2013 have been weather corrected by the following: | [6 empty] | -2.178% |  | 7 year ROG ok | [59 empty] | 7 year ROG ok
1 | 2 | 3 | 4 | 5 | 6 | 7 | 8 | 9 | 10 | 2014 | 2015 | 2016 | 2017 | 2018 | 2019 | 2020 | 2021 | 2022 | 2023 | 2024 | 2025 | 2026 | 2027 | 2028 | 2029 | 2030 | 2031 | 2032 | 2033 | 2034 | 2035 | 2036 | 2037 | 2038
0.96182 | 0.9251 | 0.90155 | 0.89009 | 0.89009 | 0.89009 | 0.89009 | 0.89009 | 0.89009 | 0.89009 | -3.818% | -3.818% | -2.545% | -1.272% | 0% | 0% | 0% | 0% | 0% | 0% | 0% | 0% | 0% | 0% | 0% | 0% | 0% | 0% | 0% | 0% | 0% | 0% | 0% | 0% | 0%
Substation Load Detail
[7 empty] | Units | 2013 |  | 2014 | 2015 | 2016 | 2017 | 2018 | 2019 | 2020 | 2021 | 2022 | 2023 | 2024 | 2025 | 2026 | 2027 | 2028 | 2029 | 2030 | 2031 | 2032 | 2033 | 2034 | 2035 | 2036 | 2037 | 2038
1 | Riverwood 33_11kV | Compensated |  | Load (LV side) |  |  | Amps | 1263 | 1254 | 1186.2 | 1152.195 | 1126.02 | 1119.583 | 1130.836 | 1143.962 | 1166.831 | 1189.81 | 1211.95 | 1235.042 | 1257.105 | 1282.862 | 1308.987 | 1337.185 | 1366.814 | 1396.45 | 1426.174 | 1456.538 | 1487.55 | 1519.221 | 1551.559 | 1584.575 | 1618.278 | 1652.678 | 1687.785
|  |  |  | Apparent Power |  |  | MVA | 24.0634 |  | 22.6002 | 21.9523 | 21.4536 | 21.3309 | 21.5453 | 21.7954 | 22.2311 | 22.6689 | 23.0907 | 23.5307 | 23.9511 | 24.4418 | 24.9396 | 25.4768 | 26.0413 | 26.6059 | 27.1723 | 27.7508 | 28.3417 | 28.945 | 29.5612 | 30.1902 | 30.8323 | 31.4877 | 32.1566
|  |  |  | Real Power |  |  | MW | 23.0481 | 22.8838 | 21.6466 | 21.026 | 20.5484 | 20.4309 | 20.6363 | 20.8758 | 21.2931 | 21.7125 | 22.1165 | 22.5379 | 22.9405 | 23.4105 | 23.8873 | 24.4019 | 24.9426 | 25.4834 | 26.0258 | 26.5799 | 27.1458 | 27.7238 | 28.3139 | 28.9164 | 29.5314 | 30.1592 | 30.7999
|  |  |  | Reactive Power |  |  | MVAr | 6.9161 |  | 6.4955 | 6.3093 | 6.166 | 6.1308 | 6.1924 | 6.2643 | 6.3895 | 6.5153 | 6.6365 | 6.763 | 6.8838 | 7.0249 | 7.1679 | 7.3223 | 7.4846 | 7.6469 | 7.8096 | 7.9759 | 8.1457 | 8.3191 | 8.4962 | 8.677 | 8.8616 | 9.0499 | 9.2422
|  |  |  | Capacitors In Service |  |  | MVAr | 0 |  | 0 | 0 | 0 | 0 | 0 | 0 | 0 | 0 | 0 | 0 | 0 | 0 | 0 | 0 | 0 | 0 | 0 | 0 | 0 | 0 | 0 | 0 | 0 | 0 | 0
|  |  |  | PF |  |  |  | 0.95781 |  | 0.95781 | 0.95781 | 0.95781 | 0.95781 | 0.95781 | 0.95781 | 0.95781 | 0.95781 | 0.95781 | 0.95781 | 0.95781 | 0.95781 | 0.95781 | 0.95781 | 0.95781 | 0.95781 | 0.95781 | 0.95781 | 0.95781 | 0.95781 | 0.95781 | 0.95781 | 0.95781 | 0.95781 | 0.95781
0.95718 | Diversity Factor: 0.96 | Uncompensated |  | Reactive Power |  |  | MVAr | 6.9161 | 6.8668 | 6.4955 | 6.3093 | 6.166 | 6.1308 | 6.1924 | 6.2643 | 6.3895 | 6.5153 | 6.6365 | 6.763 | 6.8838 | 7.0249 | 7.1679 | 7.3223 | 7.4846 | 7.6469 | 7.8096 | 7.9759 | 8.1457 | 8.3191 | 8.4962 | 8.677 | 8.8616 | 9.0499 | 9.2422
|  |  |  | PF |  |  |  | 0.95781 |  | 0.95781 | 0.95781 | 0.95781 | 0.95781 | 0.95781 | 0.95781 | 0.95781 | 0.95781 | 0.95781 | 0.95781 | 0.95781 | 0.95781 | 0.95781 | 0.95781 | 0.95781 | 0.95781 | 0.95781 | 0.95781 | 0.95781 | 0.95781 | 0.95781 | 0.95781 | 0.95781 | 0.95781 | 0.95781
[10 empty] | 1 | 2 | 3 | 4 | 5 | 6 | 7 | 8 | 9 | 10 | 11 | 12 | 13 | 14 | 15 | 16 | 17 | 18 | 19 | 20 | 21 | 22 | 23 | 24 | 25
Transformer Load Detail
[7 empty] | Units | 2013 |  | 2014 | 2015 | 2016 | 2017 | 2018 | 2019 | 2020 | 2021 | 2022 | 2023 | 2024 | 2025 | 2026 | 2027 | 2028 | 2029 | 2030 | 2031 | 2032 | 2033 | 2034 | 2035 | 2036 | 2037 | 2038
| 0 | Compensated |  | Load (LV side) |  |  | Amps
|  |  |  | Apparent Power |  |  | MVA
|  |  |  | Real Power |  |  | MW
|  |  |  | Reactive Power |  |  | MVAr
|  |  |  | Capacitors In Service |  |  | MVAr
PF
| Zone Div: | Uncompensated |  | Reactive Power |  |  | MVAr
PF
| 0 | Compensated |  | Load (LV side) |  |  | Amps
|  |  |  | Apparent Power |  |  | MVA
|  |  |  | Real Power |  |  | MW
|  |  |  | Reactive Power |  |  | MVAr
|  |  |  | Capacitors In Service |  |  | MVAr
PF
| Zone Div: | Uncompensated |  | Reactive Power |  |  | MVAr
PF
| 0 | Compensated |  | Load (LV side) |  |  | Amps
|  |  |  | Apparent Power |  |  | MVA
|  |  |  | Real Power |  |  | MW
|  |  |  | Reactive Power |  |  | MVAr
|  |  |  | Capacitors In Service |  |  | MVAr
PF
| Zone Div: | Uncompensated |  | Reactive Power |  |  | MVAr
PF
| 0 | Compensated |  | Load (LV side) |  |  | Amps
|  |  |  | Apparent Power |  |  | MVA
|  |  |  | Real Power |  |  | MW
|  |  |  | Reactive Power |  |  | MVAr
|  |  |  | Capacitors In Service |  |  | MVAr
PF
| Zone Div: | Uncompensated |  | Reactive Power |  |  | MVAr
PF
| 0 | Compensated |  | Load (LV side) |  |  | Amps
|  |  |  | Apparent Power |  |  | MVA
|  |  |  | Real Power |  |  | MW
|  |  |  | Reactive Power |  |  | MVAr
|  |  |  | Capacitors In Service |  |  | MVAr
PF
| Zone Div: | Uncompensated |  | Reactive Power |  |  | MVAr
PF
| 0 | Compensated |  | Load (LV side) |  |  | Amps
|  |  |  | Apparent Power |  |  | MVA
|  |  |  | Real Power |  |  | MW
|  |  |  | Reactive Power |  |  | MVAr
|  |  |  | Capacitors In Service |  |  | MVAr
PF
| Zone Div: | Uncompensated |  | Reactive Power |  |  | MVAr
PF
| 0 | Compensated |  | Load (LV side) |  |  | Amps
|  |  |  | Apparent Power |  |  | MVA
|  |  |  | Real Power |  |  | MW
|  |  |  | Reactive Power |  |  | MVAr
|  |  |  | Capacitors In Service |  |  | MVAr
PF
| Zone Div: | Uncompensated |  | Reactive Power |  |  | MVAr
PF
| 0 | Compensated |  | Load (LV side) |  |  | Amps
|  |  |  | Apparent Power |  |  | MVA
|  |  |  | Real Power |  |  | MW
|  |  |  | Reactive Power |  |  | MVAr
|  |  |  | Capacitors In Service |  |  | MVAr
PF
| Zone Div: | Uncompensated |  | Reactive Power |  |  | MVAr
PF
| 0 | Compensated |  | Load (LV side) |  |  | Amps
|  |  |  | Apparent Power |  |  | MVA
|  |  |  | Real Power |  |  | MW
|  |  |  | Reactive Power |  |  | MVAr
|  |  |  | Capacitors In Service |  |  | MVAr
PF
| Zone Div: | Uncompensated |  | Reactive Power |  |  | MVAr
PF
| 0 | Compensated |  | Load (LV side) |  |  | Amps
|  |  |  | Apparent Power |  |  | MVA
|  |  |  | Real Power |  |  | MW
|  |  |  | Reactive Power |  |  | MVAr
|  |  |  | Capacitors In Service |  |  | MVAr
PF
| Zone Div: | Uncompensated |  | Reactive Power |  |  | MVAr
PF

## Rockdale 33_11kV
| Rockdale 33_11kV | [16 empty] | 2014 | WINTER
| Substation Total Loads | [33 empty] | Spots & Transfers Detail
| Historical Loads | (11kV Amps) | [7 empty] | Weather Corrected Forecast Loads |  |  |  | (11kV Amps) | [20 empty] | Spots & Transfers Summary | (11kV Amps) |  | Historical Spots & Transfers | [6 empty] | Forecast Spots & Transfers
|  | 2007 | 2008 | 2009 | 2010 | 2011 | 2012 | 2013 |  | 2014 | 2015 | 2016 | 2017 | 2018 | 2019 | 2020 | 2021 | 2022 | 2023 | 2024 | 2025 | 2026 | 2027 | 2028 | 2029 | 2030 | 2031 | 2032 | 2033 | 2034 | 2035 | 2036 | 2037 | 2038 |  |  |  | 2007 | 2008 | 2009 | 2010 | 2011 | 2012 | 2013 | 2014 | 2015 | 2016 | 2017 | 2018 | 2019 | 2020 | 2021 | 2022 | 2023 | 2024 | 2025 | 2026 | 2027 | 2028 | 2029 | 2030 | 2031 | 2032 | 2033 | 2034 | 2035 | 2036 | 2037 | 2038
| Total | 1485 | 1270 | 1145 | 1155 | 687 | 674 | 802 |  | 765.2313 | 774.2428 | 749.3223 | 742.037 | 749.9109 | 755.66 | 770.2823 | 786.4992 | 801.7769 | 817.5994 | 831.6388 | 848.9254 | 866.3099 | 885.8517 | 906.6658 | 927.2909 | 947.6159 | 968.3524 | 989.5061 | 1011.083 | 1033.089 | 1055.53 | 1078.412 | 1101.742 | 1125.526 |  |  | Total | 0 | 31 | 0 | -30 | -300.3 | 0 | 187 | -3.3187 | 47.2731 | 0.88763 | 5.2034 | 7.8739 | 5.7491 | 14.6223 | 16.2169 | 15.2777 | 15.8225 | 14.0394 | 17.2865 | 17.3845 | 19.5418 | 20.8142 | 20.6251 | 20.325 | 20.7365 | 21.1537 | 21.5769 | 22.006 | 22.4412 | 22.8825 | 23.33 | 23.7838
| Firm Rating | 0 | 0 | 0 | 0 | 0 | 0 | 1422 |  | 1422 | 1422 | 1422 | 1422 | 1422 | 1422 | 1422 | 1422 | 1422 | 1422 | 1422 | 1422 | 1422 | 1422 | 1422 | 1422 | 1422 | 1422 | 1422 | 1422 | 1422 | 1422 | 1422 | 1422 | 1422
| Total Capacity | 0 | 0 | 0 | 0 | 0 | 0 | 3166 |  | 3166 | 3166 | 3166 | 3166 | 3166 | 3166 | 3166 | 3166 | 3166 | 3166 | 3166 | 3166 | 3166 | 3166 | 3166 | 3166 | 3166 | 3166 | 3166 | 3166 | 3166 | 3166 | 3166 | 3166 | 3166 |  |  | Rockdale 33_11kV Tx1 | 0 | 15 | 0 | 0 | -70 | 0 | 0 | -1.9674 | -1.3202 | 0.52621 | 3.0847 | 4.6678 | 3.4082 | 8.6684 | 9.6137 | 9.057 | 9.3799 | 8.3229 | 10.2478 | 10.3059 | 11.5848 | 12.3391 | 12.227 | 12.0491 | 12.293 | 12.5404 | 12.7912 | 13.0456 | 13.3036 | 13.5652 | 13.8305 | 14.0996
|  | -7 | -6 | -5 | -4 | -3 | -2 | -1 |  | 0 | 1 | 2 | 3 | 4 | 5 | 6 | 7 | 8 | 9 | 10 | 11 | 12 | 13 | 14 | 15 | 16 | 17 | 18 | 19 | 20 | 21 | 22 | 23 | 24 |  |  | Rockdale 33_11kV Tx2 | 0 | 0 | 0 | 0 | 0 | 0 | 0 | 0 | 0 | 0 | 0 | 0 | 0 | 0 | 0 | 0 | 0 | 0 | 0 | 0 | 0 | 0 | 0 | 0 | 0 | 0 | 0 | 0 | 0 | 0 | 0 | 0
| Transformer Loads | [35 empty] | Rockdale 33_11kV Tx3 | 0 | 16 | 0 | -30 | -230.3 | 0 | 187 | -1.3513 | 48.5932 | 0.36142 | 2.1187 | 3.2061 | 2.3409 | 5.9539 | 6.6032 | 6.2208 | 6.4426 | 5.7165 | 7.0387 | 7.0786 | 7.957 | 8.4751 | 8.3981 | 8.2759 | 8.4434 | 8.6133 | 8.7856 | 8.9604 | 9.1376 | 9.3172 | 9.4995 | 9.6843
| Historical Loads | (11kV Amps) | [7 empty] | Weather Corrected Forecast Loads |  |  |  | (11kV Amps) | [23 empty] | 0 | 0 | 0 | 0 | 0 | 0 | 0 | 0 | 0 | 0 | 0 | 0 | 0 | 0 | 0 | 0 | 0 | 0 | 0 | 0 | 0 | 0 | 0 | 0 | 0 | 0 | 0 | 0 | 0 | 0 | 0 | 0
|  | 2007 | 2008 | 2009 | 2010 | 2011 | 2012 | 2013 |  | 2014 | 2015 | 2016 | 2017 | 2018 | 2019 | 2020 | 2021 | 2022 | 2023 | 2024 | 2025 | 2026 | 2027 | 2028 | 2029 | 2030 | 2031 | 2032 | 2033 | 2034 | 2035 | 2036 | 2037 | 2038 |  |  |  | 0 | 0 | 0 | 0 | 0 | 0 | 0 | 0 | 0 | 0 | 0 | 0 | 0 | 0 | 0 | 0 | 0 | 0 | 0 | 0 | 0 | 0 | 0 | 0 | 0 | 0 | 0 | 0 | 0 | 0 | 0 | 0
| 0 | [36 empty] | 0 | 0 | 0 | 0 | 0 | 0 | 0 | 0 | 0 | 0 | 0 | 0 | 0 | 0 | 0 | 0 | 0 | 0 | 0 | 0 | 0 | 0 | 0 | 0 | 0 | 0 | 0 | 0 | 0 | 0 | 0 | 0
| Diversity Factor: 0 | [36 empty] | 0 | 0 | 0 | 0 | 0 | 0 | 0 | 0 | 0 | 0 | 0 | 0 | 0 | 0 | 0 | 0 | 0 | 0 | 0 | 0 | 0 | 0 | 0 | 0 | 0 | 0 | 0 | 0 | 0 | 0 | 0 | 0
[38 empty] | 0 | 0 | 0 | 0 | 0 | 0 | 0 | 0 | 0 | 0 | 0 | 0 | 0 | 0 | 0 | 0 | 0 | 0 | 0 | 0 | 0 | 0 | 0 | 0 | 0 | 0 | 0 | 0 | 0 | 0 | 0 | 0
[38 empty] | 0 | 0 | 0 | 0 | 0 | 0 | 0 | 0 | 0 | 0 | 0 | 0 | 0 | 0 | 0 | 0 | 0 | 0 | 0 | 0 | 0 | 0 | 0 | 0 | 0 | 0 | 0 | 0 | 0 | 0 | 0 | 0
| 0 | [36 empty] | 0 | 0 | 0 | 0 | 0 | 0 | 0 | 0 | 0 | 0 | 0 | 0 | 0 | 0 | 0 | 0 | 0 | 0 | 0 | 0 | 0 | 0 | 0 | 0 | 0 | 0 | 0 | 0 | 0 | 0 | 0 | 0
Diversity Factor: 0
[38 empty] | Historical Spots & Transfers | [6 empty] | Forecast Spots & Transfers
[35 empty] | Project Name | From | To | 2007 | 2008 | 2009 | 2010 | 2011 | 2012 | 2013 | 2014 | 2015 | 2016 | 2017 | 2018 | 2019 | 2020 | 2021 | 2022 | 2023 | 2024 | 2025 | 2026 | 2027 | 2028 | 2029 | 2030 | 2031 | 2032 | 2033 | 2034 | 2035 | 2036 | 2037 | 2038
| 0 | [33 empty] | Broad based demand management |  | Rockdale 33_11kV Tx1 | 0 | 0 | 0 | 0 | 0 | 0 | 0 | 0 | -0.42991 | -0.83768 | -0.8845 | -0.75814 | -0.63081 | 0 | 0 | 0 | 0 | 0 | 0 | 0 | 0 | 0 | 0 | 0 | 0 | 0 | 0 | 0 | 0 | 0 | 0 | 0
| Diversity Factor: 0 | [33 empty] | Broad based demand management |  | Rockdale 33_11kV Tx3 | 0 | 0 | 0 | 0 | 0 | 0 | 0 | 0 | -0.29528 | -0.57536 | -0.60751 | -0.52072 | -0.43327 | 0 | 0 | 0 | 0 | 0 | 0 | 0 | 0 | 0 | 0 | 0 | 0 | 0 | 0 | 0 | 0 | 0 | 0 | 0
[35 empty] | DNP_ID: 5673. Augmentation of Supply to Airport Tunnel | Arncliffe 33_11kV Tx3 | Rockdale 33_11kV Tx1 | 0 | 15 | 0 | 0 | 0 | 0 | 0 | 0 | 0 | 0 | 0 | 0 | 0 | 0 | 0 | 0 | 0 | 0 | 0 | 0 | 0 | 0 | 0 | 0 | 0 | 0 | 0 | 0 | 0 | 0 | 0 | 0
[35 empty] | DNP_ID: 6263. Installation of a new feeder on Panel 9 at Carlton Zone (Remedial & Pickup Constraints).. | Carlton 33_11kV Tx1 | Rockdale 33_11kV Tx3 | 0 | 16 | 0 | 0 | 0 | 0 | 0 | 0 | 0 | 0 | 0 | 0 | 0 | 0 | 0 | 0 | 0 | 0 | 0 | 0 | 0 | 0 | 0 | 0 | 0 | 0 | 0 | 0 | 0 | 0 | 0 | 0
| 0 | [33 empty] | DNP_ID: 6409. Load Transfer from S.10997 Sans Souci Zone (Stage 2) and S.10996 Rockdale Zone Substations to S.10999 Kogarah Zone Substation - (DNP 6346 is a prerequisite) | Rockdale 33_11kV Tx1 | Kogarah 132_11kV Tx3 | 0 | 0 | 0 | 0 | 120 | 0 | 0 | 0 | 0 | 0 | 0 | 0 | 0 | 0 | 0 | 0 | 0 | 0 | 0 | 0 | 0 | 0 | 0 | 0 | 0 | 0 | 0 | 0 | 0 | 0 | 0 | 0
| Diversity Factor: 0 | [33 empty] | DNP_ID: 6409. Load Transfer from S.10997 Sans Souci Zone (Stage 2) and S.10996 Rockdale Zone Substations to S.10999 Kogarah Zone Substation - (DNP 6346 is a prerequisite) | Rockdale 33_11kV Tx3 | Kogarah 132_11kV Tx1 | 0 | 0 | 0 | 0 | 150 | 0 | 0 | 0 | 0 | 0 | 0 | 0 | 0 | 0 | 0 | 0 | 0 | 0 | 0 | 0 | 0 | 0 | 0 | 0 | 0 | 0 | 0 | 0 | 0 | 0 | 0 | 0
[35 empty] | DNP_ID: 6409. Load Transfer from S.10997 Sans Souci Zone (Stage 2) and S.10996 Rockdale Zone Substations to S.10999 Kogarah Zone Substation - (DNP 6346 is a prerequisite) | Rockdale 33_11kV Tx3 | Kogarah 132_11kV Tx2 | 0 | 0 | 0 | 0 | 100 | 0 | 0 | 0 | 0 | 0 | 0 | 0 | 0 | 0 | 0 | 0 | 0 | 0 | 0 | 0 | 0 | 0 | 0 | 0 | 0 | 0 | 0 | 0 | 0 | 0 | 0 | 0
[35 empty] | DNP_ID: 6409. Load Transfer from S.10997 Sans Souci Zone (Stage 2) and S.10996 Rockdale Zone Substations to S.10999 Kogarah Zone Substation - (DNP 6346 is a prerequisite) | Rockdale 33_11kV Tx3 | Kogarah 132_11kV Tx3 | 0 | 0 | 0 | 30 | 50 | 0 | 0 | 0 | 0 | 0 | 0 | 0 | 0 | 0 | 0 | 0 | 0 | 0 | 0 | 0 | 0 | 0 | 0 | 0 | 0 | 0 | 0 | 0 | 0 | 0 | 0 | 0
| 0 | [33 empty] | DNP_ID: 6886. Establishment of Panel 2R Arncliffe Zone Substation and Panel 12 Rockdale Zone Substation to support the Discovery Point Development | Arncliffe 33_11kV Tx3 | Rockdale 33_11kV Tx3 | 0 | 0 | 0 | 0 | 0 | 0 | 187 | 0 | 0 | 0 | 0 | 0 | 0 | 0 | 0 | 0 | 0 | 0 | 0 | 0 | 0 | 0 | 0 | 0 | 0 | 0 | 0 | 0 | 0 | 0 | 0 | 0
| Diversity Factor: 0 | [33 empty] | DNP_ID: 6923. Kogarah Panel 38L open point changes | Kogarah 132_11kV Tx3 | Rockdale 33_11kV Tx1 | 0 | 0 | 0 | 0 | 50 | 0 | 0 | 0 | 0 | 0 | 0 | 0 | 0 | 0 | 0 | 0 | 0 | 0 | 0 | 0 | 0 | 0 | 0 | 0 | 0 | 0 | 0 | 0 | 0 | 0 | 0 | 0
[35 empty] | DNP_ID: 6923. Kogarah Panel 38L open point changes | Kogarah 132_11kV Tx3 | Rockdale 33_11kV Tx3 | 0 | 0 | 0 | 0 | 22 | 0 | 0 | 0 | 0 | 0 | 0 | 0 | 0 | 0 | 0 | 0 | 0 | 0 | 0 | 0 | 0 | 0 | 0 | 0 | 0 | 0 | 0 | 0 | 0 | 0 | 0 | 0
[35 empty] | HVCON_ID: 2007210. Establishment of S.10204 West Botany Kirby No 1 & S.10205 West Botany Kirby No 2, Premises of J N Kirby Holdings, 415 West Botany Street, Rockdale and Decommission S.10168 West Botany Kirby |  | Rockdale 33_11kV Tx3 | 0 | 0 | 0 | 0 | 47.7 | 0 | 0 | 0 | 0 | 0 | 0 | 0 | 0 | 0 | 0 | 0 | 0 | 0 | 0 | 0 | 0 | 0 | 0 | 0 | 0 | 0 | 0 | 0 | 0 | 0 | 0 | 0
| 0 | [33 empty] | HVCON_ID: 2013015. Establishment of Surface Chamber S.63341 Princes Tantallon, 213 Princes Hwy, Arncliffe |  | Rockdale 33_11kV Tx3 | 0 | 0 | 0 | 0 | 0 | 0 | 0 | 0 | 49.5 | 0 | 0 | 0 | 0 | 0 | 0 | 0 | 0 | 0 | 0 | 0 | 0 | 0 | 0 | 0 | 0 | 0 | 0 | 0 | 0 | 0 | 0 | 0
| Diversity Factor: 0 | [33 empty] | Econometric |  | Rockdale 33_11kV Tx1 | 0 | 0 | 0 | 0 | 0 | 0 | 0 | 0 | 0 | 5.5708 | 10.5014 | 15.5086 | 14.5421 | 14.7803 | 13.7217 | 13.9365 | 14.1544 | 14.3754 | 14.5996 | 14.8269 | 15.0575 | 15.2913 | 15.5285 | 15.769 | 16.0129 | 16.2602 | 16.5111 | 16.7655 | 17.0234 | 17.2851 | 17.5504 | 17.8194
[35 empty] | Econometric |  | Rockdale 33_11kV Tx3 | 0 | 0 | 0 | 0 | 0 | 0 | 0 | 0 | 0 | 3.8263 | 7.2129 | 10.6521 | 9.9882 | 10.1518 | 9.4247 | 9.5723 | 9.7219 | 9.8737 | 10.0277 | 10.1838 | 10.3422 | 10.5028 | 10.6657 | 10.8309 | 10.9984 | 11.1683 | 11.3406 | 11.5153 | 11.6925 | 11.8722 | 12.0544 | 12.2392
[35 empty] | Energy Efficiency |  | Rockdale 33_11kV Tx1 | 0 | 0 | 0 | 0 | 0 | 0 | 0 | -1.9674 | -0.89026 | -4.2069 | -6.5322 | -10.0827 | -10.503 | -6.1119 | -4.108 | -4.8796 | -4.7745 | -6.0526 | -4.3518 | -4.521 | -3.4727 | -2.9522 | -3.3015 | -3.7198 | -3.7198 | -3.7198 | -3.7198 | -3.7198 | -3.7198 | -3.7198 | -3.7198 | -3.7198
| 0 | [33 empty] | Energy Efficiency |  | Rockdale 33_11kV Tx3 | 0 | 0 | 0 | 0 | 0 | 0 | 0 | -1.3513 | -0.61147 | -2.8895 | -4.4866 | -6.9253 | -7.214 | -4.1979 | -2.8215 | -3.3515 | -3.2794 | -4.1572 | -2.989 | -3.1052 | -2.3852 | -2.0277 | -2.2676 | -2.555 | -2.555 | -2.555 | -2.555 | -2.555 | -2.555 | -2.555 | -2.555 | -2.555
| Diversity Factor: 0 | [33 empty] | Solar PV |  | Rockdale 33_11kV Tx1 | 0 | 0 | 0 | 0 | 0 | 0 | 0 | 0 | 0 | 0 | 0 | 0 | 0 | 0 | 0 | 0 | 0 | 0 | 0 | 0 | 0 | 0 | 0 | 0 | 0 | 0 | 0 | 0 | 0 | 0 | 0 | 0
[35 empty] | Solar PV |  | Rockdale 33_11kV Tx3 | 0 | 0 | 0 | 0 | 0 | 0 | 0 | 0 | 0 | 0 | 0 | 0 | 0 | 0 | 0 | 0 | 0 | 0 | 0 | 0 | 0 | 0 | 0 | 0 | 0 | 0 | 0 | 0 | 0 | 0 | 0 | 0
0
Diversity Factor: 0
0
Diversity Factor: 0
0
Diversity Factor: 0
| Weather Correction and Public Holiday Factors | [8 empty] | Forecast ROG
ROG Justification
| Actual loads for season 2013 have been weather corrected by the following: | [6 empty] | 1.536% |  | Rog Capped +/-5% | [59 empty] | Rog Capped +/-5%
1 | 2 | 3 | 4 | 5 | 6 | 7 | 8 | 9 | 10 | 2014 | 2015 | 2016 | 2017 | 2018 | 2019 | 2020 | 2021 | 2022 | 2023 | 2024 | 2025 | 2026 | 2027 | 2028 | 2029 | 2030 | 2031 | 2032 | 2033 | 2034 | 2035 | 2036 | 2037 | 2038
0.95 | 0.9025 | 0.87242 | 0.85789 | 0.85789 | 0.85789 | 0.85789 | 0.85789 | 0.85789 | 0.85789 | -5% | -5% | -3.333% | -1.666% | 0% | 0% | 0% | 0% | 0% | 0% | 0% | 0% | 0% | 0% | 0% | 0% | 0% | 0% | 0% | 0% | 0% | 0% | 0% | 0% | 0%
Substation Load Detail
[7 empty] | Units | 2013 |  | 2014 | 2015 | 2016 | 2017 | 2018 | 2019 | 2020 | 2021 | 2022 | 2023 | 2024 | 2025 | 2026 | 2027 | 2028 | 2029 | 2030 | 2031 | 2032 | 2033 | 2034 | 2035 | 2036 | 2037 | 2038
1 | Rockdale 33_11kV | Compensated |  | Load (LV side) |  |  | Amps | 802 | 809 | 765.2313 | 774.2428 | 749.3223 | 742.037 | 749.9109 | 755.66 | 770.2823 | 786.4992 | 801.7769 | 817.5994 | 831.6388 | 848.9254 | 866.3099 | 885.8517 | 906.6658 | 927.2909 | 947.6159 | 968.3524 | 989.5061 | 1011.083 | 1033.089 | 1055.53 | 1078.412 | 1101.742 | 1125.526
|  |  |  | Apparent Power |  |  | MVA | 15.2802 |  | 14.5796 | 14.7513 | 14.2765 | 14.1377 | 14.2877 | 14.3972 | 14.6759 | 14.9848 | 15.2759 | 15.5774 | 15.8448 | 16.1742 | 16.5054 | 16.8777 | 17.2743 | 17.6673 | 18.0545 | 18.4496 | 18.8526 | 19.2637 | 19.683 | 20.1105 | 20.5465 | 20.991 | 21.4442
|  |  |  | Real Power |  |  | MW | 14.0833 | 14.2063 | 13.4377 | 13.5959 | 13.1583 | 13.0304 | 13.1686 | 13.2696 | 13.5264 | 13.8111 | 14.0794 | 14.3573 | 14.6038 | 14.9073 | 15.2126 | 15.5558 | 15.9213 | 16.2835 | 16.6404 | 17.0045 | 17.376 | 17.7549 | 18.1413 | 18.5354 | 18.9372 | 19.3469 | 19.7645
|  |  |  | Reactive Power |  |  | MVAr | 5.9281 |  | 5.6564 | 5.723 | 5.5388 | 5.4849 | 5.5431 | 5.5856 | 5.6937 | 5.8136 | 5.9265 | 6.0434 | 6.1472 | 6.275 | 6.4035 | 6.5479 | 6.7018 | 6.8543 | 7.0045 | 7.1578 | 7.3141 | 7.4736 | 7.6363 | 7.8022 | 7.9713 | 8.1438 | 8.3196
|  |  |  | Capacitors In Service |  |  | MVAr | 0 |  | 0 | 0 | 0 | 0 | 0 | 0 | 0 | 0 | 0 | 0 | 0 | 0 | 0 | 0 | 0 | 0 | 0 | 0 | 0 | 0 | 0 | 0 | 0 | 0 | 0
|  |  |  | PF |  |  |  | 0.92167 |  | 0.92167 | 0.92167 | 0.92167 | 0.92167 | 0.92167 | 0.92167 | 0.92167 | 0.92167 | 0.92167 | 0.92167 | 0.92167 | 0.92167 | 0.92167 | 0.92167 | 0.92167 | 0.92167 | 0.92167 | 0.92167 | 0.92167 | 0.92167 | 0.92167 | 0.92167 | 0.92167 | 0.92167 | 0.92167
0.96672 | Diversity Factor: 0.97 | Uncompensated |  | Reactive Power |  |  | MVAr | 5.9281 | 5.9799 | 5.6564 | 5.723 | 5.5388 | 5.4849 | 5.5431 | 5.5856 | 5.6937 | 5.8136 | 5.9265 | 6.0434 | 6.1472 | 6.275 | 6.4035 | 6.5479 | 6.7018 | 6.8543 | 7.0045 | 7.1578 | 7.3141 | 7.4736 | 7.6363 | 7.8022 | 7.9713 | 8.1438 | 8.3196
|  |  |  | PF |  |  |  | 0.92167 |  | 0.92167 | 0.92167 | 0.92167 | 0.92167 | 0.92167 | 0.92167 | 0.92167 | 0.92167 | 0.92167 | 0.92167 | 0.92167 | 0.92167 | 0.92167 | 0.92167 | 0.92167 | 0.92167 | 0.92167 | 0.92167 | 0.92167 | 0.92167 | 0.92167 | 0.92167 | 0.92167 | 0.92167 | 0.92167
[10 empty] | 1 | 2 | 3 | 4 | 5 | 6 | 7 | 8 | 9 | 10 | 11 | 12 | 13 | 14 | 15 | 16 | 17 | 18 | 19 | 20 | 21 | 22 | 23 | 24 | 25
Transformer Load Detail
[7 empty] | Units | 2013 |  | 2014 | 2015 | 2016 | 2017 | 2018 | 2019 | 2020 | 2021 | 2022 | 2023 | 2024 | 2025 | 2026 | 2027 | 2028 | 2029 | 2030 | 2031 | 2032 | 2033 | 2034 | 2035 | 2036 | 2037 | 2038
| 0 | Compensated |  | Load (LV side) |  |  | Amps
|  |  |  | Apparent Power |  |  | MVA
|  |  |  | Real Power |  |  | MW
|  |  |  | Reactive Power |  |  | MVAr
|  |  |  | Capacitors In Service |  |  | MVAr
PF
| Zone Div: | Uncompensated |  | Reactive Power |  |  | MVAr
PF
| 0 | Compensated |  | Load (LV side) |  |  | Amps
|  |  |  | Apparent Power |  |  | MVA
|  |  |  | Real Power |  |  | MW
|  |  |  | Reactive Power |  |  | MVAr
|  |  |  | Capacitors In Service |  |  | MVAr
PF
| Zone Div: | Uncompensated |  | Reactive Power |  |  | MVAr
PF
| 0 | Compensated |  | Load (LV side) |  |  | Amps
|  |  |  | Apparent Power |  |  | MVA
|  |  |  | Real Power |  |  | MW
|  |  |  | Reactive Power |  |  | MVAr
|  |  |  | Capacitors In Service |  |  | MVAr
PF
| Zone Div: | Uncompensated |  | Reactive Power |  |  | MVAr
PF
| 0 | Compensated |  | Load (LV side) |  |  | Amps
|  |  |  | Apparent Power |  |  | MVA
|  |  |  | Real Power |  |  | MW
|  |  |  | Reactive Power |  |  | MVAr
|  |  |  | Capacitors In Service |  |  | MVAr
PF
| Zone Div: | Uncompensated |  | Reactive Power |  |  | MVAr
PF
| 0 | Compensated |  | Load (LV side) |  |  | Amps
|  |  |  | Apparent Power |  |  | MVA
|  |  |  | Real Power |  |  | MW
|  |  |  | Reactive Power |  |  | MVAr
|  |  |  | Capacitors In Service |  |  | MVAr
PF
| Zone Div: | Uncompensated |  | Reactive Power |  |  | MVAr
PF
| 0 | Compensated |  | Load (LV side) |  |  | Amps
|  |  |  | Apparent Power |  |  | MVA
|  |  |  | Real Power |  |  | MW
|  |  |  | Reactive Power |  |  | MVAr
|  |  |  | Capacitors In Service |  |  | MVAr
PF
| Zone Div: | Uncompensated |  | Reactive Power |  |  | MVAr
PF
| 0 | Compensated |  | Load (LV side) |  |  | Amps
|  |  |  | Apparent Power |  |  | MVA
|  |  |  | Real Power |  |  | MW
|  |  |  | Reactive Power |  |  | MVAr
|  |  |  | Capacitors In Service |  |  | MVAr
PF
| Zone Div: | Uncompensated |  | Reactive Power |  |  | MVAr
PF
| 0 | Compensated |  | Load (LV side) |  |  | Amps
|  |  |  | Apparent Power |  |  | MVA
|  |  |  | Real Power |  |  | MW
|  |  |  | Reactive Power |  |  | MVAr
|  |  |  | Capacitors In Service |  |  | MVAr
PF
| Zone Div: | Uncompensated |  | Reactive Power |  |  | MVAr
PF
| 0 | Compensated |  | Load (LV side) |  |  | Amps
|  |  |  | Apparent Power |  |  | MVA
|  |  |  | Real Power |  |  | MW
|  |  |  | Reactive Power |  |  | MVAr
|  |  |  | Capacitors In Service |  |  | MVAr
PF
| Zone Div: | Uncompensated |  | Reactive Power |  |  | MVAr
PF
| 0 | Compensated |  | Load (LV side) |  |  | Amps
|  |  |  | Apparent Power |  |  | MVA
|  |  |  | Real Power |  |  | MW
|  |  |  | Reactive Power |  |  | MVAr
|  |  |  | Capacitors In Service |  |  | MVAr
PF
| Zone Div: | Uncompensated |  | Reactive Power |  |  | MVAr
PF

## Sans Souci 33_11kV
| Sans Souci 33_11kV | [16 empty] | 2014 | WINTER
| Substation Total Loads | [33 empty] | Spots & Transfers Detail
| Historical Loads | (11kV Amps) | [7 empty] | Weather Corrected Forecast Loads |  |  |  | (11kV Amps) | [20 empty] | Spots & Transfers Summary | (11kV Amps) |  | Historical Spots & Transfers | [6 empty] | Forecast Spots & Transfers
|  | 2007 | 2008 | 2009 | 2010 | 2011 | 2012 | 2013 |  | 2014 | 2015 | 2016 | 2017 | 2018 | 2019 | 2020 | 2021 | 2022 | 2023 | 2024 | 2025 | 2026 | 2027 | 2028 | 2029 | 2030 | 2031 | 2032 | 2033 | 2034 | 2035 | 2036 | 2037 | 2038 |  |  |  | 2007 | 2008 | 2009 | 2010 | 2011 | 2012 | 2013 | 2014 | 2015 | 2016 | 2017 | 2018 | 2019 | 2020 | 2021 | 2022 | 2023 | 2024 | 2025 | 2026 | 2027 | 2028 | 2029 | 2030 | 2031 | 2032 | 2033 | 2034 | 2035 | 2036 | 2037 | 2038
| Total | 1397 | 1565 | 1380 | 981 | 842 | 797 | 741 |  | 766.8533 | 747.0745 | 739.229 | 742.8435 | 756.8424 | 768.3748 | 784.7219 | 799.8943 | 814.7764 | 830.2835 | 845.7295 | 862.9989 | 880.5781 | 899.0328 | 918.2033 | 937.4934 | 957.0304 | 976.9757 | 997.3351 | 1018.114 | 1039.32 | 1060.958 | 1083.034 | 1105.555 | 1128.528 |  |  | Total | 0 | 125 | 0 | -455 | -125 | 0 | 0 | -0.16101 | -0.30479 | 4.8023 | 9.872 | 13.9989 | 11.5324 | 16.3471 | 15.1724 | 14.8821 | 15.5072 | 15.446 | 17.2694 | 17.5792 | 18.4547 | 19.1705 | 19.2901 | 19.5371 | 19.9453 | 20.3594 | 20.7795 | 21.2056 | 21.6379 | 22.0765 | 22.5214 | 22.9726
| Firm Rating | 0 | 0 | 0 | 0 | 0 | 0 | 1409 |  | 1409 | 1409 | 1409 | 1409 | 1409 | 1409 | 1409 | 1409 | 1409 | 1409 | 1409 | 1409 | 1409 | 1409 | 1409 | 1409 | 1409 | 1409 | 1409 | 1409 | 1409 | 1409 | 1409 | 1409 | 1409
| Total Capacity | 0 | 0 | 0 | 0 | 0 | 0 | 2753 |  | 2753 | 2753 | 2753 | 2753 | 2753 | 2753 | 2753 | 2753 | 2753 | 2753 | 2753 | 2753 | 2753 | 2753 | 2753 | 2753 | 2753 | 2753 | 2753 | 2753 | 2753 | 2753 | 2753 | 2753 | 2753 |  |  | Sans Souci 33_11kV Tx1 | 0 | 35 | 0 | -174 | 0 | 0 | 0 | -0.074575 | -0.14117 | 2.2243 | 4.5726 | 6.4841 | 5.3416 | 7.5718 | 7.0276 | 6.8932 | 7.1827 | 7.1544 | 7.999 | 8.1424 | 8.548 | 8.8795 | 8.9349 | 9.0493 | 9.2384 | 9.4302 | 9.6248 | 9.8221 | 10.0224 | 10.2255 | 10.4316 | 10.6406
|  | -7 | -6 | -5 | -4 | -3 | -2 | -1 |  | 0 | 1 | 2 | 3 | 4 | 5 | 6 | 7 | 8 | 9 | 10 | 11 | 12 | 13 | 14 | 15 | 16 | 17 | 18 | 19 | 20 | 21 | 22 | 23 | 24 |  |  | Sans Souci 33_11kV Tx3 | 0 | 90 | 0 | -281 | -125 | 0 | 0 | -0.08643 | -0.16362 | 2.5779 | 5.2994 | 7.5148 | 6.1907 | 8.7754 | 8.1448 | 7.9889 | 8.3245 | 8.2916 | 9.2705 | 9.4367 | 9.9068 | 10.291 | 10.3552 | 10.4878 | 10.7069 | 10.9292 | 11.1547 | 11.3835 | 11.6155 | 11.851 | 12.0898 | 12.332
| Transformer Loads | [36 empty] | 0 | 0 | 0 | 0 | 0 | 0 | 0 | 0 | 0 | 0 | 0 | 0 | 0 | 0 | 0 | 0 | 0 | 0 | 0 | 0 | 0 | 0 | 0 | 0 | 0 | 0 | 0 | 0 | 0 | 0 | 0 | 0
| Historical Loads | (11kV Amps) | [7 empty] | 0: Weather Corrected Forecast Loads; 4: (11kV Amps) |  |  |  | 0 | 0 | 0 | 0 | 0 | 0 | 0 | 0 | 0 | 0 | 0 | 0 | 0 | 0 | 0 | 0 | 0 | 0 | 0 | 0 | 0 | 0 | 0 | 0 | 0 | 0 | 0 | 0 | 0 | 0 | 0 | 0
|  | 2007 | 2008 | 2009 | 2010 | 2011 | 2012 | 2013 |  | 2014 | 2015 | 2016 | 2017 | 2018 | 2019 | 2020 | 2021 | 2022 | 2023 | 2024 | 2025 | 2026 | 2027 | 2028 | 2029 | 2030 | 2031 | 2032 | 2033 | 2034 | 2035 | 2036 | 2037 | 2038 |  |  |  | 0 | 0 | 0 | 0 | 0 | 0 | 0 | 0 | 0 | 0 | 0 | 0 | 0 | 0 | 0 | 0 | 0 | 0 | 0 | 0 | 0 | 0 | 0 | 0 | 0 | 0 | 0 | 0 | 0 | 0 | 0 | 0
| 0 | [36 empty] | 0 | 0 | 0 | 0 | 0 | 0 | 0 | 0 | 0 | 0 | 0 | 0 | 0 | 0 | 0 | 0 | 0 | 0 | 0 | 0 | 0 | 0 | 0 | 0 | 0 | 0 | 0 | 0 | 0 | 0 | 0 | 0
| Diversity Factor: 0 | [36 empty] | 0 | 0 | 0 | 0 | 0 | 0 | 0 | 0 | 0 | 0 | 0 | 0 | 0 | 0 | 0 | 0 | 0 | 0 | 0 | 0 | 0 | 0 | 0 | 0 | 0 | 0 | 0 | 0 | 0 | 0 | 0 | 0
[38 empty] | 0 | 0 | 0 | 0 | 0 | 0 | 0 | 0 | 0 | 0 | 0 | 0 | 0 | 0 | 0 | 0 | 0 | 0 | 0 | 0 | 0 | 0 | 0 | 0 | 0 | 0 | 0 | 0 | 0 | 0 | 0 | 0
[38 empty] | 0 | 0 | 0 | 0 | 0 | 0 | 0 | 0 | 0 | 0 | 0 | 0 | 0 | 0 | 0 | 0 | 0 | 0 | 0 | 0 | 0 | 0 | 0 | 0 | 0 | 0 | 0 | 0 | 0 | 0 | 0 | 0
| 0 | [36 empty] | 0 | 0 | 0 | 0 | 0 | 0 | 0 | 0 | 0 | 0 | 0 | 0 | 0 | 0 | 0 | 0 | 0 | 0 | 0 | 0 | 0 | 0 | 0 | 0 | 0 | 0 | 0 | 0 | 0 | 0 | 0 | 0
Diversity Factor: 0
[38 empty] | Historical Spots & Transfers | [6 empty] | Forecast Spots & Transfers
[35 empty] | Project Name | From | To | 2007 | 2008 | 2009 | 2010 | 2011 | 2012 | 2013 | 2014 | 2015 | 2016 | 2017 | 2018 | 2019 | 2020 | 2021 | 2022 | 2023 | 2024 | 2025 | 2026 | 2027 | 2028 | 2029 | 2030 | 2031 | 2032 | 2033 | 2034 | 2035 | 2036 | 2037 | 2038
| 0 | [33 empty] | Broad based demand management |  | Sans Souci 33_11kV Tx1 | 0 | 0 | 0 | 0 | 0 | 0 | 0 | 0 | -0.050006 | -0.13251 | -0.14714 | -0.14559 | -0.15552 | 0 | 0 | 0 | 0 | 0 | 0 | 0 | 0 | 0 | 0 | 0 | 0 | 0 | 0 | 0 | 0 | 0 | 0 | 0
| Diversity Factor: 0 | [33 empty] | Broad based demand management |  | Sans Souci 33_11kV Tx3 | 0 | 0 | 0 | 0 | 0 | 0 | 0 | 0 | -0.057955 | -0.15358 | -0.17053 | -0.16873 | -0.18024 | 0 | 0 | 0 | 0 | 0 | 0 | 0 | 0 | 0 | 0 | 0 | 0 | 0 | 0 | 0 | 0 | 0 | 0 | 0
[35 empty] | DNP_ID: 6319. Relief of Remedial Feeders 2 and 8 at Blakehurst | Blakehurst 33_11kV Tx1 | Sans Souci 33_11kV Tx3 | 0 | 125 | 0 | 0 | 0 | 0 | 0 | 0 | 0 | 0 | 0 | 0 | 0 | 0 | 0 | 0 | 0 | 0 | 0 | 0 | 0 | 0 | 0 | 0 | 0 | 0 | 0 | 0 | 0 | 0 | 0 | 0
[35 empty] | DNP_ID: 6319. Relief of Remedial Feeders 2 and 8 at Blakehurst | Sans Souci 33_11kV Tx3 | Sans Souci 33_11kV Tx1 | 0 | 35 | 0 | 0 | 0 | 0 | 0 | 0 | 0 | 0 | 0 | 0 | 0 | 0 | 0 | 0 | 0 | 0 | 0 | 0 | 0 | 0 | 0 | 0 | 0 | 0 | 0 | 0 | 0 | 0 | 0 | 0
| 0 | [33 empty] | DNP_ID: 6346. Load Transfer from S.10991 Blakehurst and S.10997 Sans Souci Zone Substations to S.10999 Kogarah Zone Substation - Stage 1 (Prerequisite for DNP 6409) | Sans Souci 33_11kV Tx1 | Kogarah 132_11kV Tx2 | 0 | 0 | 0 | 85 | 0 | 0 | 0 | 0 | 0 | 0 | 0 | 0 | 0 | 0 | 0 | 0 | 0 | 0 | 0 | 0 | 0 | 0 | 0 | 0 | 0 | 0 | 0 | 0 | 0 | 0 | 0 | 0
| Diversity Factor: 0 | [33 empty] | DNP_ID: 6346. Load Transfer from S.10991 Blakehurst and S.10997 Sans Souci Zone Substations to S.10999 Kogarah Zone Substation - Stage 1 (Prerequisite for DNP 6409) | Sans Souci 33_11kV Tx1 | Kogarah 132_11kV Tx3 | 0 | 0 | 0 | 89 | 0 | 0 | 0 | 0 | 0 | 0 | 0 | 0 | 0 | 0 | 0 | 0 | 0 | 0 | 0 | 0 | 0 | 0 | 0 | 0 | 0 | 0 | 0 | 0 | 0 | 0 | 0 | 0
[35 empty] | DNP_ID: 6346. Load Transfer from S.10991 Blakehurst and S.10997 Sans Souci Zone Substations to S.10999 Kogarah Zone Substation - Stage 1 (Prerequisite for DNP 6409) | Sans Souci 33_11kV Tx3 | Kogarah 132_11kV Tx1 | 0 | 0 | 0 | 190 | 0 | 0 | 0 | 0 | 0 | 0 | 0 | 0 | 0 | 0 | 0 | 0 | 0 | 0 | 0 | 0 | 0 | 0 | 0 | 0 | 0 | 0 | 0 | 0 | 0 | 0 | 0 | 0
[35 empty] | DNP_ID: 6346. Load Transfer from S.10991 Blakehurst and S.10997 Sans Souci Zone Substations to S.10999 Kogarah Zone Substation - Stage 1 (Prerequisite for DNP 6409) | Sans Souci 33_11kV Tx3 | Kogarah 132_11kV Tx2 | 0 | 0 | 0 | 23 | 0 | 0 | 0 | 0 | 0 | 0 | 0 | 0 | 0 | 0 | 0 | 0 | 0 | 0 | 0 | 0 | 0 | 0 | 0 | 0 | 0 | 0 | 0 | 0 | 0 | 0 | 0 | 0
| 0 | [33 empty] | DNP_ID: 6346. Load Transfer from S.10991 Blakehurst and S.10997 Sans Souci Zone Substations to S.10999 Kogarah Zone Substation - Stage 1 (Prerequisite for DNP 6409) | Sans Souci 33_11kV Tx3 | Kogarah 132_11kV Tx3 | 0 | 0 | 0 | 68 | 0 | 0 | 0 | 0 | 0 | 0 | 0 | 0 | 0 | 0 | 0 | 0 | 0 | 0 | 0 | 0 | 0 | 0 | 0 | 0 | 0 | 0 | 0 | 0 | 0 | 0 | 0 | 0
| Diversity Factor: 0 | [33 empty] | DNP_ID: 6409. Load Transfer from S.10997 Sans Souci Zone (Stage 2) and S.10996 Rockdale Zone Substations to S.10999 Kogarah Zone Substation - (DNP 6346 is a prerequisite) | Sans Souci 33_11kV Tx3 | Kogarah 132_11kV Tx2 | 0 | 0 | 0 | 0 | 80 | 0 | 0 | 0 | 0 | 0 | 0 | 0 | 0 | 0 | 0 | 0 | 0 | 0 | 0 | 0 | 0 | 0 | 0 | 0 | 0 | 0 | 0 | 0 | 0 | 0 | 0 | 0
[35 empty] | DNP_ID: 6409. Load Transfer from S.10997 Sans Souci Zone (Stage 2) and S.10996 Rockdale Zone Substations to S.10999 Kogarah Zone Substation - (DNP 6346 is a prerequisite) | Sans Souci 33_11kV Tx3 | Kogarah 132_11kV Tx3 | 0 | 0 | 0 | 0 | 45 | 0 | 0 | 0 | 0 | 0 | 0 | 0 | 0 | 0 | 0 | 0 | 0 | 0 | 0 | 0 | 0 | 0 | 0 | 0 | 0 | 0 | 0 | 0 | 0 | 0 | 0 | 0
[35 empty] | Econometric |  | Sans Souci 33_11kV Tx1 | 0 | 0 | 0 | 0 | 0 | 0 | 0 | 0 | 0 | 4.2224 | 7.8527 | 11.546 | 10.8837 | 11.0714 | 10.0895 | 10.2555 | 10.424 | 10.5949 | 10.7683 | 10.9442 | 11.1227 | 11.3038 | 11.4875 | 11.6739 | 11.8629 | 12.0547 | 12.2493 | 12.4467 | 12.6469 | 12.8501 | 13.0561 | 13.2652
| 0 | [33 empty] | Econometric |  | Sans Souci 33_11kV Tx3 | 0 | 0 | 0 | 0 | 0 | 0 | 0 | 0 | 0 | 4.8935 | 9.1009 | 13.3813 | 12.6138 | 12.8313 | 11.6933 | 11.8858 | 12.081 | 12.2791 | 12.48 | 12.6839 | 12.8908 | 13.1006 | 13.3135 | 13.5295 | 13.7486 | 13.9709 | 14.1964 | 14.4252 | 14.6573 | 14.8927 | 15.1315 | 15.3738
| Diversity Factor: 0 | [33 empty] | Energy Efficiency |  | Sans Souci 33_11kV Tx1 | 0 | 0 | 0 | 0 | 0 | 0 | 0 | -0.074575 | -0.091169 | -1.8655 | -3.1329 | -4.9163 | -5.3866 | -3.4996 | -3.0619 | -3.3624 | -3.2413 | -3.4405 | -2.7693 | -2.8018 | -2.5747 | -2.4243 | -2.5526 | -2.6246 | -2.6246 | -2.6246 | -2.6246 | -2.6246 | -2.6246 | -2.6246 | -2.6246 | -2.6246
[35 empty] | Energy Efficiency |  | Sans Souci 33_11kV Tx3 | 0 | 0 | 0 | 0 | 0 | 0 | 0 | -0.08643 | -0.10566 | -2.162 | -3.631 | -5.6978 | -6.2428 | -4.0559 | -3.5486 | -3.8969 | -3.7565 | -3.9874 | -3.2096 | -3.2472 | -2.984 | -2.8097 | -2.9584 | -3.0417 | -3.0417 | -3.0417 | -3.0417 | -3.0417 | -3.0417 | -3.0417 | -3.0417 | -3.0417
[35 empty] | Solar PV |  | Sans Souci 33_11kV Tx1 | 0 | 0 | 0 | 0 | 0 | 0 | 0 | 0 | 0 | 0 | 0 | 0 | 0 | 0 | 0 | 0 | 0 | 0 | 0 | 0 | 0 | 0 | 0 | 0 | 0 | 0 | 0 | 0 | 0 | 0 | 0 | 0
| 0 | [33 empty] | Solar PV |  | Sans Souci 33_11kV Tx3 | 0 | 0 | 0 | 0 | 0 | 0 | 0 | 0 | 0 | 0 | 0 | 0 | 0 | 0 | 0 | 0 | 0 | 0 | 0 | 0 | 0 | 0 | 0 | 0 | 0 | 0 | 0 | 0 | 0 | 0 | 0 | 0
Diversity Factor: 0
0
Diversity Factor: 0
0
Diversity Factor: 0
0
Diversity Factor: 0
| Weather Correction and Public Holiday Factors | [8 empty] | Forecast ROG
ROG Justification
| Actual loads for season 2013 have been weather corrected by the following: | [6 empty] | 3.945% |  | 7 year ROG ok | [59 empty] | 7 year ROG ok
1 | 2 | 3 | 4 | 5 | 6 | 7 | 8 | 9 | 10 | 2014 | 2015 | 2016 | 2017 | 2018 | 2019 | 2020 | 2021 | 2022 | 2023 | 2024 | 2025 | 2026 | 2027 | 2028 | 2029 | 2030 | 2031 | 2032 | 2033 | 2034 | 2035 | 2036 | 2037 | 2038
0.97461 | 0.94986 | 0.93379 | 0.92589 | 0.92589 | 0.92589 | 0.92589 | 0.92589 | 0.92589 | 0.92589 | -2.539% | -2.539% | -1.692% | -0.846% | 0% | 0% | 0% | 0% | 0% | 0% | 0% | 0% | 0% | 0% | 0% | 0% | 0% | 0% | 0% | 0% | 0% | 0% | 0% | 0% | 0%
Substation Load Detail
[7 empty] | Units | 2013 |  | 2014 | 2015 | 2016 | 2017 | 2018 | 2019 | 2020 | 2021 | 2022 | 2023 | 2024 | 2025 | 2026 | 2027 | 2028 | 2029 | 2030 | 2031 | 2032 | 2033 | 2034 | 2035 | 2036 | 2037 | 2038
1 | Sans Souci 33_11kV | Compensated |  | Load (LV side) |  |  | Amps | 741 | 787 | 766.8533 | 747.0745 | 739.229 | 742.8435 | 756.8424 | 768.3748 | 784.7219 | 799.8943 | 814.7764 | 830.2835 | 845.7295 | 862.9989 | 880.5781 | 899.0328 | 918.2033 | 937.4934 | 957.0304 | 976.9757 | 997.3351 | 1018.114 | 1039.32 | 1060.958 | 1083.034 | 1105.555 | 1128.528
|  |  |  | Apparent Power |  |  | MVA | 14.1179 |  | 14.6105 | 14.2337 | 14.0842 | 14.1531 | 14.4198 | 14.6395 | 14.951 | 15.24 | 15.5236 | 15.819 | 16.1133 | 16.4423 | 16.7773 | 17.1289 | 17.4941 | 17.8616 | 18.2339 | 18.6139 | 19.0018 | 19.3977 | 19.8017 | 20.214 | 20.6346 | 21.0637 | 21.5013
|  |  |  | Real Power |  |  | MW | 13.974 | 14.8414 | 14.4615 | 14.0885 | 13.9406 | 14.0087 | 14.2727 | 14.4902 | 14.7985 | 15.0846 | 15.3652 | 15.6577 | 15.949 | 16.2747 | 16.6062 | 16.9542 | 17.3157 | 17.6795 | 18.0479 | 18.4241 | 18.808 | 19.1999 | 19.5998 | 20.0078 | 20.4241 | 20.8488 | 21.2821
|  |  |  | Reactive Power |  |  | MVAr | 2.0111 |  | 2.0813 | 2.0276 | 2.0063 | 2.0161 | 2.0541 | 2.0854 | 2.1298 | 2.171 | 2.2114 | 2.2535 | 2.2954 | 2.3423 | 2.39 | 2.4401 | 2.4921 | 2.5444 | 2.5975 | 2.6516 | 2.7069 | 2.7633 | 2.8208 | 2.8795 | 2.9395 | 3.0006 | 3.0629
|  |  |  | Capacitors In Service |  |  | MVAr | 0 |  | 0 | 0 | 0 | 0 | 0 | 0 | 0 | 0 | 0 | 0 | 0 | 0 | 0 | 0 | 0 | 0 | 0 | 0 | 0 | 0 | 0 | 0 | 0 | 0 | 0
|  |  |  | PF |  |  |  | 0.9898 |  | 0.9898 | 0.9898 | 0.9898 | 0.9898 | 0.9898 | 0.9898 | 0.9898 | 0.9898 | 0.9898 | 0.9898 | 0.9898 | 0.9898 | 0.9898 | 0.9898 | 0.9898 | 0.9898 | 0.9898 | 0.9898 | 0.9898 | 0.9898 | 0.9898 | 0.9898 | 0.9898 | 0.9898 | 0.9898
0.97179 | Diversity Factor: 0.97 | Uncompensated |  | Reactive Power |  |  | MVAr | 2.0111 | 2.136 | 2.0813 | 2.0276 | 2.0063 | 2.0161 | 2.0541 | 2.0854 | 2.1298 | 2.171 | 2.2114 | 2.2535 | 2.2954 | 2.3423 | 2.39 | 2.4401 | 2.4921 | 2.5444 | 2.5975 | 2.6516 | 2.7069 | 2.7633 | 2.8208 | 2.8795 | 2.9395 | 3.0006 | 3.0629
|  |  |  | PF |  |  |  | 0.9898 |  | 0.9898 | 0.9898 | 0.9898 | 0.9898 | 0.9898 | 0.9898 | 0.9898 | 0.9898 | 0.9898 | 0.9898 | 0.9898 | 0.9898 | 0.9898 | 0.9898 | 0.9898 | 0.9898 | 0.9898 | 0.9898 | 0.9898 | 0.9898 | 0.9898 | 0.9898 | 0.9898 | 0.9898 | 0.9898
[10 empty] | 1 | 2 | 3 | 4 | 5 | 6 | 7 | 8 | 9 | 10 | 11 | 12 | 13 | 14 | 15 | 16 | 17 | 18 | 19 | 20 | 21 | 22 | 23 | 24 | 25
Transformer Load Detail
[7 empty] | Units | 2013 |  | 2014 | 2015 | 2016 | 2017 | 2018 | 2019 | 2020 | 2021 | 2022 | 2023 | 2024 | 2025 | 2026 | 2027 | 2028 | 2029 | 2030 | 2031 | 2032 | 2033 | 2034 | 2035 | 2036 | 2037 | 2038
| 0 | Compensated |  | Load (LV side) |  |  | Amps
|  |  |  | Apparent Power |  |  | MVA
|  |  |  | Real Power |  |  | MW
|  |  |  | Reactive Power |  |  | MVAr
|  |  |  | Capacitors In Service |  |  | MVAr
PF
| Zone Div: | Uncompensated |  | Reactive Power |  |  | MVAr
PF
| 0 | Compensated |  | Load (LV side) |  |  | Amps
|  |  |  | Apparent Power |  |  | MVA
|  |  |  | Real Power |  |  | MW
|  |  |  | Reactive Power |  |  | MVAr
|  |  |  | Capacitors In Service |  |  | MVAr
PF
| Zone Div: | Uncompensated |  | Reactive Power |  |  | MVAr
PF
| 0 | Compensated |  | Load (LV side) |  |  | Amps
|  |  |  | Apparent Power |  |  | MVA
|  |  |  | Real Power |  |  | MW
|  |  |  | Reactive Power |  |  | MVAr
|  |  |  | Capacitors In Service |  |  | MVAr
PF
| Zone Div: | Uncompensated |  | Reactive Power |  |  | MVAr
PF
| 0 | Compensated |  | Load (LV side) |  |  | Amps
|  |  |  | Apparent Power |  |  | MVA
|  |  |  | Real Power |  |  | MW
|  |  |  | Reactive Power |  |  | MVAr
|  |  |  | Capacitors In Service |  |  | MVAr
PF
| Zone Div: | Uncompensated |  | Reactive Power |  |  | MVAr
PF
| 0 | Compensated |  | Load (LV side) |  |  | Amps
|  |  |  | Apparent Power |  |  | MVA
|  |  |  | Real Power |  |  | MW
|  |  |  | Reactive Power |  |  | MVAr
|  |  |  | Capacitors In Service |  |  | MVAr
PF
| Zone Div: | Uncompensated |  | Reactive Power |  |  | MVAr
PF
| 0 | Compensated |  | Load (LV side) |  |  | Amps
|  |  |  | Apparent Power |  |  | MVA
|  |  |  | Real Power |  |  | MW
|  |  |  | Reactive Power |  |  | MVAr
|  |  |  | Capacitors In Service |  |  | MVAr
PF
| Zone Div: | Uncompensated |  | Reactive Power |  |  | MVAr
PF
| 0 | Compensated |  | Load (LV side) |  |  | Amps
|  |  |  | Apparent Power |  |  | MVA
|  |  |  | Real Power |  |  | MW
|  |  |  | Reactive Power |  |  | MVAr
|  |  |  | Capacitors In Service |  |  | MVAr
PF
| Zone Div: | Uncompensated |  | Reactive Power |  |  | MVAr
PF
| 0 | Compensated |  | Load (LV side) |  |  | Amps
|  |  |  | Apparent Power |  |  | MVA
|  |  |  | Real Power |  |  | MW
|  |  |  | Reactive Power |  |  | MVAr
|  |  |  | Capacitors In Service |  |  | MVAr
PF
| Zone Div: | Uncompensated |  | Reactive Power |  |  | MVAr
PF
| 0 | Compensated |  | Load (LV side) |  |  | Amps
|  |  |  | Apparent Power |  |  | MVA
|  |  |  | Real Power |  |  | MW
|  |  |  | Reactive Power |  |  | MVAr
|  |  |  | Capacitors In Service |  |  | MVAr
PF
| Zone Div: | Uncompensated |  | Reactive Power |  |  | MVAr
PF
| 0 | Compensated |  | Load (LV side) |  |  | Amps
|  |  |  | Apparent Power |  |  | MVA
|  |  |  | Real Power |  |  | MW
|  |  |  | Reactive Power |  |  | MVAr
|  |  |  | Capacitors In Service |  |  | MVAr
PF
| Zone Div: | Uncompensated |  | Reactive Power |  |  | MVAr
PF