## Inclusions and Exclusions
Sydney Forecast Inclusions and Exclusions
Date Printed |  | 08JUL14:11:21:24
| Description | Value
Season |  | Summer | Summer
Either Summer or Winter
Year |  | 2015 | 2015
Year that the forecast starts
POE |  | 50% | 0.5
10%, 50%, 90%
Spots and Transfers |  | Y | Y
Are Spots and Transfers Included?
BBDM Spots |  | Y | Y
Is BBDM included?
Spots Coefficient |  | 55% | 0.55
Scaling factor applied to spot loads in the future
Aligned ROGs |  | Capped | Capped
Have ROGs been aligned to econometric forecast?
Committed Projects |  | Y | Y
Are Committed Projects Included?
Major Customers Scaling Factor |  | 100% | 1
Scaling factor applied to major customer connections in the future
Future Transfers |  | Y | Y
Are future transfers included?
Future Spots |  | 4 | 4
Future spots are cleared from the following forecast year

## Customer48
| Customer48 | [16 empty] | 2015 | SUMMER
| Substation Total Loads | [33 empty] | Spots & Transfers Detail
| Historical Loads | (33kV Amps) | [7 empty] | Weather Corrected Forecast Loads |  |  |  | (33kV Amps) | [20 empty] | Spots & Transfers Summary | (33kV Amps) |  | Historical Spots & Transfers | [6 empty] | Forecast Spots & Transfers
|  | 07/08 | 08/09 | 09/10 | 10/11 | 11/12 | 12/13 | 13/14 |  | 14/15 | 15/16 | 16/17 | 17/18 | 18/19 | 19/20 | 20/21 | 21/22 | 22/23 | 23/24 | 24/25 | 25/26 | 26/27 | 27/28 | 28/29 | 29/30 | 30/31 | 31/32 | 32/33 | 33/34 | 34/35 | 35/36 | 36/37 | 37/38 | 38/39 |  |  |  | 07/08 | 08/09 | 09/10 | 10/11 | 11/12 | 12/13 | 13/14 | 14/15 | 15/16 | 16/17 | 17/18 | 18/19 | 19/20 | 20/21 | 21/22 | 22/23 | 23/24 | 24/25 | 25/26 | 26/27 | 27/28 | 28/29 | 29/30 | 30/31 | 31/32 | 32/33 | 33/34 | 34/35 | 35/36 | 36/37 | 37/38 | 38/39
| Total |  |  |  |  | 14.81 | 14.81 | 7.91 |  | 8 | 8 | 8 | 8 | 8 | 8 | 8 | 8 | 8 | 8 | 8 | 8 | 8 | 8 | 8 | 8 | 8 | 8 | 8 | 8 | 8 | 8 | 8 | 8 | 8 |  |  | Total
Firm Rating
| Total Capacity | [36 empty] | 0 | 0 | 0 | 0 | 0 | 0 | 0 | 0 | 0 | 0 | 0 | 0 | 0 | 0 | 0 | 0 | 0 | 0 | 0 | 0 | 0 | 0 | 0 | 0 | 0 | 0 | 0 | 0 | 0 | 0 | 0 | 0
|  | -7 | -6 | -5 | -4 | -3 | -2 | -1 |  | 0 | 1 | 2 | 3 | 4 | 5 | 6 | 7 | 8 | 9 | 10 | 11 | 12 | 13 | 14 | 15 | 16 | 17 | 18 | 19 | 20 | 21 | 22 | 23 | 24 |  |  |  | 0 | 0 | 0 | 0 | 0 | 0 | 0 | 0 | 0 | 0 | 0 | 0 | 0 | 0 | 0 | 0 | 0 | 0 | 0 | 0 | 0 | 0 | 0 | 0 | 0 | 0 | 0 | 0 | 0 | 0 | 0 | 0
| Transformer Loads | [36 empty] | 0 | 0 | 0 | 0 | 0 | 0 | 0 | 0 | 0 | 0 | 0 | 0 | 0 | 0 | 0 | 0 | 0 | 0 | 0 | 0 | 0 | 0 | 0 | 0 | 0 | 0 | 0 | 0 | 0 | 0 | 0 | 0
| Historical Loads | (33kV Amps) | [7 empty] | Weather Corrected Forecast Loads |  |  |  | (33kV Amps) | [23 empty] | 0 | 0 | 0 | 0 | 0 | 0 | 0 | 0 | 0 | 0 | 0 | 0 | 0 | 0 | 0 | 0 | 0 | 0 | 0 | 0 | 0 | 0 | 0 | 0 | 0 | 0 | 0 | 0 | 0 | 0 | 0 | 0
|  | 07/08 | 08/09 | 09/10 | 10/11 | 11/12 | 12/13 | 13/14 |  | 14/15 | 15/16 | 16/17 | 17/18 | 18/19 | 19/20 | 20/21 | 21/22 | 22/23 | 23/24 | 24/25 | 25/26 | 26/27 | 27/28 | 28/29 | 29/30 | 30/31 | 31/32 | 32/33 | 33/34 | 34/35 | 35/36 | 36/37 | 37/38 | 38/39 |  |  |  | 0 | 0 | 0 | 0 | 0 | 0 | 0 | 0 | 0 | 0 | 0 | 0 | 0 | 0 | 0 | 0 | 0 | 0 | 0 | 0 | 0 | 0 | 0 | 0 | 0 | 0 | 0 | 0 | 0 | 0 | 0 | 0
| 0 | [36 empty] | 0 | 0 | 0 | 0 | 0 | 0 | 0 | 0 | 0 | 0 | 0 | 0 | 0 | 0 | 0 | 0 | 0 | 0 | 0 | 0 | 0 | 0 | 0 | 0 | 0 | 0 | 0 | 0 | 0 | 0 | 0 | 0
| Diversity Factor: 0 | [36 empty] | 0 | 0 | 0 | 0 | 0 | 0 | 0 | 0 | 0 | 0 | 0 | 0 | 0 | 0 | 0 | 0 | 0 | 0 | 0 | 0 | 0 | 0 | 0 | 0 | 0 | 0 | 0 | 0 | 0 | 0 | 0 | 0
[38 empty] | 0 | 0 | 0 | 0 | 0 | 0 | 0 | 0 | 0 | 0 | 0 | 0 | 0 | 0 | 0 | 0 | 0 | 0 | 0 | 0 | 0 | 0 | 0 | 0 | 0 | 0 | 0 | 0 | 0 | 0 | 0 | 0
[38 empty] | 0 | 0 | 0 | 0 | 0 | 0 | 0 | 0 | 0 | 0 | 0 | 0 | 0 | 0 | 0 | 0 | 0 | 0 | 0 | 0 | 0 | 0 | 0 | 0 | 0 | 0 | 0 | 0 | 0 | 0 | 0 | 0
| 0 | [36 empty] | 0 | 0 | 0 | 0 | 0 | 0 | 0 | 0 | 0 | 0 | 0 | 0 | 0 | 0 | 0 | 0 | 0 | 0 | 0 | 0 | 0 | 0 | 0 | 0 | 0 | 0 | 0 | 0 | 0 | 0 | 0 | 0
Diversity Factor: 0
[38 empty] | Historical Spots & Transfers | [6 empty] | Forecast Spots & Transfers
[35 empty] | Project Name | From | To | 07/08 | 08/09 | 09/10 | 10/11 | 11/12 | 12/13 | 13/14 | 14/15 | 15/16 | 16/17 | 17/18 | 18/19 | 19/20 | 20/21 | 21/22 | 22/23 | 23/24 | 24/25 | 25/26 | 26/27 | 27/28 | 28/29 | 29/30 | 30/31 | 31/32 | 32/33 | 33/34 | 34/35 | 35/36 | 36/37 | 37/38 | 38/39
0
Diversity Factor: 0
0
Diversity Factor: 0
0
Diversity Factor: 0
0
Diversity Factor: 0
0
Diversity Factor: 0
0
Diversity Factor: 0
0
Diversity Factor: 0
0
Diversity Factor: 0
| Weather Correction and Public Holiday Factors | [8 empty] | Forecast ROG
ROG Justification
| Actual loads for season 13/14 have been weather corrected by the following: | [6 empty] | 0% |  | N/A | [59 empty] | N/A
1 | 2 | 3 | 4 | 5 | 6 | 7 | 8 | 9 | 10 | 14/15 | 15/16 | 16/17 | 17/18 | 18/19 | 19/20 | 20/21 | 21/22 | 22/23 | 23/24 | 24/25 | 25/26 | 26/27 | 27/28 | 28/29 | 29/30 | 30/31 | 31/32 | 32/33 | 33/34 | 34/35 | 35/36 | 36/37 | 37/38 | 38/39
1 | 1 | 1 | 1 | 1 | 1 | 1 | 1 | 1 | 1 | 0% | 0% | 0% | 0% | 0% | 0% | 0% | 0% | 0% | 0% | 0% | 0% | 0% | 0% | 0% | 0% | 0% | 0% | 0% | 0% | 0% | 0% | 0% | 0% | 0%
Substation Load Detail
[7 empty] | Units | 13/14 |  | 14/15 | 15/16 | 16/17 | 17/18 | 18/19 | 19/20 | 20/21 | 21/22 | 22/23 | 23/24 | 24/25 | 25/26 | 26/27 | 27/28 | 28/29 | 29/30 | 30/31 | 31/32 | 32/33 | 33/34 | 34/35 | 35/36 | 36/37 | 37/38 | 38/39
1 | Customer48 | Compensated |  | Load (LV side) |  |  | Amps | 8 |  | 8 | 8 | 8 | 8 | 8 | 8 | 8 | 8 | 8 | 8 | 8 | 8 | 8 | 8 | 8 | 8 | 8 | 8 | 8 | 8 | 8 | 8 | 8 | 8 | 8
|  |  |  | Apparent Power |  |  | MVA | 0.45212 |  | 0.45212 | 0.45212 | 0.45212 | 0.45212 | 0.45212 | 0.45212 | 0.45212 | 0.45212 | 0.45212 | 0.45212 | 0.45212 | 0.45212 | 0.45212 | 0.45212 | 0.45212 | 0.45212 | 0.45212 | 0.45212 | 0.45212 | 0.45212 | 0.45212 | 0.45212 | 0.45212 | 0.45212 | 0.45212
|  |  |  | Real Power |  |  | MW | 0.45212 |  | 0.45212 | 0.45212 | 0.45212 | 0.45212 | 0.45212 | 0.45212 | 0.45212 | 0.45212 | 0.45212 | 0.45212 | 0.45212 | 0.45212 | 0.45212 | 0.45212 | 0.45212 | 0.45212 | 0.45212 | 0.45212 | 0.45212 | 0.45212 | 0.45212 | 0.45212 | 0.45212 | 0.45212 | 0.45212
|  |  |  | Reactive Power |  |  | MVAr | 0 |  | 0 | 0 | 0 | 0 | 0 | 0 | 0 | 0 | 0 | 0 | 0 | 0 | 0 | 0 | 0 | 0 | 0 | 0 | 0 | 0 | 0 | 0 | 0 | 0 | 0
|  |  |  | Capacitors In Service |  |  | MVAr | 0 |  | 0 | 0 | 0 | 0 | 0 | 0 | 0 | 0 | 0 | 0 | 0 | 0 | 0 | 0 | 0 | 0 | 0 | 0 | 0 | 0 | 0 | 0 | 0 | 0 | 0
|  |  |  | PF |  |  |  | 1 | bar: 14/15 to 38/39
0.79981 | Diversity Factor: 0.8 | Uncompensated |  | Reactive Power |  |  | MVAr | 0 |  | 0 | 0 | 0 | 0 | 0 | 0 | 0 | 0 | 0 | 0 | 0 | 0 | 0 | 0 | 0 | 0 | 0 | 0 | 0 | 0 | 0 | 0 | 0 | 0 | 0
|  |  |  | PF |  |  |  | 1 | bar: 14/15 to 38/39
[10 empty] | 1 | 2 | 3 | 4 | 5 | 6 | 7 | 8 | 9 | 10 | 11 | 12 | 13 | 14 | 15 | 16 | 17 | 18 | 19 | 20 | 21 | 22 | 23 | 24 | 25
Transformer Load Detail
[7 empty] | Units | 13/14 |  | 14/15 | 15/16 | 16/17 | 17/18 | 18/19 | 19/20 | 20/21 | 21/22 | 22/23 | 23/24 | 24/25 | 25/26 | 26/27 | 27/28 | 28/29 | 29/30 | 30/31 | 31/32 | 32/33 | 33/34 | 34/35 | 35/36 | 36/37 | 37/38 | 38/39
| 0 | Compensated |  | Load (LV side) |  |  | Amps
|  |  |  | Apparent Power |  |  | MVA
|  |  |  | Real Power |  |  | MW
|  |  |  | Reactive Power |  |  | MVAr
|  |  |  | Capacitors In Service |  |  | MVAr
PF
| Zone Div: | Uncompensated |  | Reactive Power |  |  | MVAr
PF
| 0 | Compensated |  | Load (LV side) |  |  | Amps
|  |  |  | Apparent Power |  |  | MVA
|  |  |  | Real Power |  |  | MW
|  |  |  | Reactive Power |  |  | MVAr
|  |  |  | Capacitors In Service |  |  | MVAr
PF
| Zone Div: | Uncompensated |  | Reactive Power |  |  | MVAr
PF
| 0 | Compensated |  | Load (LV side) |  |  | Amps
|  |  |  | Apparent Power |  |  | MVA
|  |  |  | Real Power |  |  | MW
|  |  |  | Reactive Power |  |  | MVAr
|  |  |  | Capacitors In Service |  |  | MVAr
PF
| Zone Div: | Uncompensated |  | Reactive Power |  |  | MVAr
PF
| 0 | Compensated |  | Load (LV side) |  |  | Amps
|  |  |  | Apparent Power |  |  | MVA
|  |  |  | Real Power |  |  | MW
|  |  |  | Reactive Power |  |  | MVAr
|  |  |  | Capacitors In Service |  |  | MVAr
PF
| Zone Div: | Uncompensated |  | Reactive Power |  |  | MVAr
PF
| 0 | Compensated |  | Load (LV side) |  |  | Amps
|  |  |  | Apparent Power |  |  | MVA
|  |  |  | Real Power |  |  | MW
|  |  |  | Reactive Power |  |  | MVAr
|  |  |  | Capacitors In Service |  |  | MVAr
PF
| Zone Div: | Uncompensated |  | Reactive Power |  |  | MVAr
PF
| 0 | Compensated |  | Load (LV side) |  |  | Amps
|  |  |  | Apparent Power |  |  | MVA
|  |  |  | Real Power |  |  | MW
|  |  |  | Reactive Power |  |  | MVAr
|  |  |  | Capacitors In Service |  |  | MVAr
PF
| Zone Div: | Uncompensated |  | Reactive Power |  |  | MVAr
PF
| 0 | Compensated |  | Load (LV side) |  |  | Amps
|  |  |  | Apparent Power |  |  | MVA
|  |  |  | Real Power |  |  | MW
|  |  |  | Reactive Power |  |  | MVAr
|  |  |  | Capacitors In Service |  |  | MVAr
PF
| Zone Div: | Uncompensated |  | Reactive Power |  |  | MVAr
PF
| 0 | Compensated |  | Load (LV side) |  |  | Amps
|  |  |  | Apparent Power |  |  | MVA
|  |  |  | Real Power |  |  | MW
|  |  |  | Reactive Power |  |  | MVAr
|  |  |  | Capacitors In Service |  |  | MVAr
PF
| Zone Div: | Uncompensated |  | Reactive Power |  |  | MVAr
PF
| 0 | Compensated |  | Load (LV side) |  |  | Amps
|  |  |  | Apparent Power |  |  | MVA
|  |  |  | Real Power |  |  | MW
|  |  |  | Reactive Power |  |  | MVAr
|  |  |  | Capacitors In Service |  |  | MVAr
PF
| Zone Div: | Uncompensated |  | Reactive Power |  |  | MVAr
PF
| 0 | Compensated |  | Load (LV side) |  |  | Amps
|  |  |  | Apparent Power |  |  | MVA
|  |  |  | Real Power |  |  | MW
|  |  |  | Reactive Power |  |  | MVAr
|  |  |  | Capacitors In Service |  |  | MVAr
PF
| Zone Div: | Uncompensated |  | Reactive Power |  |  | MVAr
PF

## Careel Bay 33_11kV
| Careel Bay 33_11kV | [16 empty] | 2015 | SUMMER
| Substation Total Loads | [33 empty] | Spots & Transfers Detail
| Historical Loads | (11kV Amps) | [7 empty] | Weather Corrected Forecast Loads |  |  |  | (11kV Amps) | [20 empty] | Spots & Transfers Summary | (11kV Amps) |  | Historical Spots & Transfers | [6 empty] | Forecast Spots & Transfers
|  | 07/08 | 08/09 | 09/10 | 10/11 | 11/12 | 12/13 | 13/14 |  | 14/15 | 15/16 | 16/17 | 17/18 | 18/19 | 19/20 | 20/21 | 21/22 | 22/23 | 23/24 | 24/25 | 25/26 | 26/27 | 27/28 | 28/29 | 29/30 | 30/31 | 31/32 | 32/33 | 33/34 | 34/35 | 35/36 | 36/37 | 37/38 | 38/39 |  |  |  | 07/08 | 08/09 | 09/10 | 10/11 | 11/12 | 12/13 | 13/14 | 14/15 | 15/16 | 16/17 | 17/18 | 18/19 | 19/20 | 20/21 | 21/22 | 22/23 | 23/24 | 24/25 | 25/26 | 26/27 | 27/28 | 28/29 | 29/30 | 30/31 | 31/32 | 32/33 | 33/34 | 34/35 | 35/36 | 36/37 | 37/38 | 38/39
| Total | 530 | 650 | 580 | 636 | 486 | 636 | 485 |  | 504.9004 | 493.3123 | 487.2482 | 480.754 | 481.6064 | 484.0238 | 491.2434 | 499.1815 | 506.1786 | 513.8745 | 521.2289 | 530.2442 | 539.4487 | 549.422 | 559.9881 | 570.5585 | 581.2424 | 592.2085 | 603.4608 | 615.0037 | 626.8413 | 638.978 | 651.4182 | 664.1664 | 677.227 |  |  | Total | 0 | 0 | 0 | -0.0052486 | -0.0031492 | -0.0041989 | -1.1122 | -0.86971 | -1.5783 | 0.45603 | -3.2743 | 0.85237 | 2.4174 | 7.2197 | 7.9381 | 6.997 | 7.6959 | 7.3544 | 9.0154 | 9.2045 | 9.9733 | 10.566 | 10.5704 | 10.6839 | 10.9661 | 11.2523 | 11.5428 | 11.8376 | 12.1367 | 12.4402 | 12.7482 | 13.0606
| Firm Rating | 0 | 0 | 0 | 0 | 0 | 0 | 800 |  | 800 | 800 | 800 | 800 | 800 | 800 | 800 | 800 | 800 | 800 | 800 | 800 | 800 | 800 | 800 | 800 | 800 | 800 | 800 | 800 | 800 | 800 | 800 | 800 | 800
| Total Capacity | 0 | 0 | 0 | 0 | 0 | 0 | 800 |  | 800 | 800 | 800 | 800 | 800 | 800 | 800 | 800 | 800 | 800 | 800 | 800 | 800 | 800 | 800 | 800 | 800 | 800 | 800 | 800 | 800 | 800 | 800 | 800 | 800 |  |  | Careel Bay 33_11kV Tx1 | 0 | 0 | 0 | 0 | 0 | 0 | 0 | 0 | 0 | 0 | 0 | 0 | 0 | 0 | 0 | 0 | 0 | 0 | 0 | 0 | 0 | 0 | 0 | 0 | 0 | 0 | 0 | 0 | 0 | 0 | 0 | 0
|  | -7 | -6 | -5 | -4 | -3 | -2 | -1 |  | 0 | 1 | 2 | 3 | 4 | 5 | 6 | 7 | 8 | 9 | 10 | 11 | 12 | 13 | 14 | 15 | 16 | 17 | 18 | 19 | 20 | 21 | 22 | 23 | 24 |  |  | Careel Bay 33_11kV Tx3 | 0 | 0 | 0 | -0.0052486 | -0.0031492 | -0.0041989 | -1.1122 | -0.86971 | -1.5783 | 0.45603 | -3.2743 | 0.85237 | 2.4174 | 7.2197 | 7.9381 | 6.997 | 7.6959 | 7.3544 | 9.0154 | 9.2045 | 9.9733 | 10.566 | 10.5704 | 10.6839 | 10.9661 | 11.2523 | 11.5428 | 11.8376 | 12.1367 | 12.4402 | 12.7482 | 13.0606
| Transformer Loads | [36 empty] | 0 | 0 | 0 | 0 | 0 | 0 | 0 | 0 | 0 | 0 | 0 | 0 | 0 | 0 | 0 | 0 | 0 | 0 | 0 | 0 | 0 | 0 | 0 | 0 | 0 | 0 | 0 | 0 | 0 | 0 | 0 | 0
| Historical Loads | (11kV Amps) | [7 empty] | 0: Weather Corrected Forecast Loads; 4: (11kV Amps) |  |  |  | 0 | 0 | 0 | 0 | 0 | 0 | 0 | 0 | 0 | 0 | 0 | 0 | 0 | 0 | 0 | 0 | 0 | 0 | 0 | 0 | 0 | 0 | 0 | 0 | 0 | 0 | 0 | 0 | 0 | 0 | 0 | 0
|  | 07/08 | 08/09 | 09/10 | 10/11 | 11/12 | 12/13 | 13/14 |  | 14/15 | 15/16 | 16/17 | 17/18 | 18/19 | 19/20 | 20/21 | 21/22 | 22/23 | 23/24 | 24/25 | 25/26 | 26/27 | 27/28 | 28/29 | 29/30 | 30/31 | 31/32 | 32/33 | 33/34 | 34/35 | 35/36 | 36/37 | 37/38 | 38/39 |  |  |  | 0 | 0 | 0 | 0 | 0 | 0 | 0 | 0 | 0 | 0 | 0 | 0 | 0 | 0 | 0 | 0 | 0 | 0 | 0 | 0 | 0 | 0 | 0 | 0 | 0 | 0 | 0 | 0 | 0 | 0 | 0 | 0
| 0 | [36 empty] | 0 | 0 | 0 | 0 | 0 | 0 | 0 | 0 | 0 | 0 | 0 | 0 | 0 | 0 | 0 | 0 | 0 | 0 | 0 | 0 | 0 | 0 | 0 | 0 | 0 | 0 | 0 | 0 | 0 | 0 | 0 | 0
| Diversity Factor: 0 | [36 empty] | 0 | 0 | 0 | 0 | 0 | 0 | 0 | 0 | 0 | 0 | 0 | 0 | 0 | 0 | 0 | 0 | 0 | 0 | 0 | 0 | 0 | 0 | 0 | 0 | 0 | 0 | 0 | 0 | 0 | 0 | 0 | 0
[38 empty] | 0 | 0 | 0 | 0 | 0 | 0 | 0 | 0 | 0 | 0 | 0 | 0 | 0 | 0 | 0 | 0 | 0 | 0 | 0 | 0 | 0 | 0 | 0 | 0 | 0 | 0 | 0 | 0 | 0 | 0 | 0 | 0
[38 empty] | 0 | 0 | 0 | 0 | 0 | 0 | 0 | 0 | 0 | 0 | 0 | 0 | 0 | 0 | 0 | 0 | 0 | 0 | 0 | 0 | 0 | 0 | 0 | 0 | 0 | 0 | 0 | 0 | 0 | 0 | 0 | 0
| 0 | [36 empty] | 0 | 0 | 0 | 0 | 0 | 0 | 0 | 0 | 0 | 0 | 0 | 0 | 0 | 0 | 0 | 0 | 0 | 0 | 0 | 0 | 0 | 0 | 0 | 0 | 0 | 0 | 0 | 0 | 0 | 0 | 0 | 0
Diversity Factor: 0
[38 empty] | Historical Spots & Transfers | [6 empty] | Forecast Spots & Transfers
[35 empty] | Project Name | From | To | 07/08 | 08/09 | 09/10 | 10/11 | 11/12 | 12/13 | 13/14 | 14/15 | 15/16 | 16/17 | 17/18 | 18/19 | 19/20 | 20/21 | 21/22 | 22/23 | 23/24 | 24/25 | 25/26 | 26/27 | 27/28 | 28/29 | 29/30 | 30/31 | 31/32 | 32/33 | 33/34 | 34/35 | 35/36 | 36/37 | 37/38 | 38/39
| 0 | [33 empty] | Broad based demand management |  | Careel Bay 33_11kV Tx3 | 0 | 0 | 0 | 0 | 0 | 0 | 0 | -0.060543 | -0.73483 | -1.1257 | -6.9767 | -2.1293 | 0 | 0 | 0 | 0 | 0 | 0 | 0 | 0 | 0 | 0 | 0 | 0 | 0 | 0 | 0 | 0 | 0 | 0 | 0 | 0
| Diversity Factor: 0 | [33 empty] | Econometric |  | Careel Bay 33_11kV Tx3 | 0 | 0 | 0 | 0 | 0 | 0 | 0 | 0 | 0 | 6.1421 | 10.9259 | 13.9276 | 14.3435 | 15.266 | 14.9866 | 14.6879 | 14.9387 | 15.1933 | 15.4516 | 15.7137 | 15.9798 | 16.2497 | 16.5237 | 16.8017 | 17.0839 | 17.3701 | 17.6606 | 17.9554 | 18.2545 | 18.558 | 18.866 | 19.1784
[35 empty] | Energy Efficiency |  | Careel Bay 33_11kV Tx3 | 0 | 0 | 0 | 0 | 0 | 0 | 0 | -0.26212 | -0.22992 | -3.8674 | -6.4631 | -10.1321 | -11.0688 | -7.1488 | -6.1805 | -6.8091 | -6.5681 | -7.0307 | -5.628 | -5.7011 | -5.1983 | -4.8756 | -5.1451 | -5.3096 | -5.3096 | -5.3096 | -5.3096 | -5.3096 | -5.3096 | -5.3096 | -5.3096 | -5.3096
[35 empty] | Solar PV |  | Careel Bay 33_11kV Tx3 | 0 | 0 | 0 | -0.0052486 | -0.0031492 | -0.0041989 | -1.1122 | -0.54704 | -0.61359 | -0.69298 | -0.76039 | -0.8138 | -0.85733 | -0.89761 | -0.868 | -0.8818 | -0.67471 | -0.80817 | -0.80817 | -0.80817 | -0.80817 | -0.80817 | -0.80817 | -0.80817 | -0.80817 | -0.80817 | -0.80817 | -0.80817 | -0.80817 | -0.80817 | -0.80817 | -0.80817
0
Diversity Factor: 0
0
Diversity Factor: 0
0
Diversity Factor: 0
0
Diversity Factor: 0
0
Diversity Factor: 0
0
Diversity Factor: 0
0
Diversity Factor: 0
| Weather Correction and Public Holiday Factors | [8 empty] | Forecast ROG
ROG Justification
| Actual loads for season 13/14 have been weather corrected by the following: | [6 empty] | 3.949% |  | 7 year ROG ok | [59 empty] | 7 year ROG ok
1 | 2 | 3 | 4 | 5 | 6 | 7 | 8 | 9 | 10 | 14/15 | 15/16 | 16/17 | 17/18 | 18/19 | 19/20 | 20/21 | 21/22 | 22/23 | 23/24 | 24/25 | 25/26 | 26/27 | 27/28 | 28/29 | 29/30 | 30/31 | 31/32 | 32/33 | 33/34 | 34/35 | 35/36 | 36/37 | 37/38 | 38/39
0.98018 | 0.96075 | 0.94806 | 0.9418 | 0.9418 | 0.9418 | 0.9418 | 0.9418 | 0.9418 | 0.9418 | -1.982% | -1.982% | -1.321% | -0.66% | 0% | 0% | 0% | 0% | 0% | 0% | 0% | 0% | 0% | 0% | 0% | 0% | 0% | 0% | 0% | 0% | 0% | 0% | 0% | 0% | 0%
Substation Load Detail
[7 empty] | Units | 13/14 |  | 14/15 | 15/16 | 16/17 | 17/18 | 18/19 | 19/20 | 20/21 | 21/22 | 22/23 | 23/24 | 24/25 | 25/26 | 26/27 | 27/28 | 28/29 | 29/30 | 30/31 | 31/32 | 32/33 | 33/34 | 34/35 | 35/36 | 36/37 | 37/38 | 38/39
1 | Careel Bay 33_11kV | Compensated |  | Load (LV side) |  |  | Amps | 485 | 516 | 504.9004 | 493.3123 | 487.2482 | 480.754 | 481.6064 | 484.0238 | 491.2434 | 499.1815 | 506.1786 | 513.8745 | 521.2289 | 530.2442 | 539.4487 | 549.422 | 559.9881 | 570.5585 | 581.2424 | 592.2085 | 603.4608 | 615.0037 | 626.8413 | 638.978 | 651.4182 | 664.1664 | 677.227
|  |  |  | Apparent Power |  |  | MVA | 9.2405 |  | 9.6196 | 9.3989 | 9.2833 | 9.1596 | 9.1758 | 9.2219 | 9.3594 | 9.5107 | 9.644 | 9.7906 | 9.9307 | 10.1025 | 10.2779 | 10.4679 | 10.6692 | 10.8706 | 11.0741 | 11.2831 | 11.4975 | 11.7174 | 11.9429 | 12.1742 | 12.4112 | 12.6541 | 12.9029
|  |  |  | Real Power |  |  | MW | 8.9633 | 9.5362 | 9.3311 | 9.1169 | 9.0048 | 8.8848 | 8.9006 | 8.9452 | 9.0787 | 9.2254 | 9.3547 | 9.4969 | 9.6328 | 9.7994 | 9.9695 | 10.1539 | 10.3491 | 10.5445 | 10.7419 | 10.9446 | 11.1525 | 11.3659 | 11.5846 | 11.8089 | 12.0388 | 12.2744 | 12.5158
|  |  |  | Reactive Power |  |  | MVAr | 2.2464 |  | 2.3386 | 2.2849 | 2.2568 | 2.2267 | 2.2307 | 2.2419 | 2.2753 | 2.3121 | 2.3445 | 2.3801 | 2.4142 | 2.456 | 2.4986 | 2.5448 | 2.5937 | 2.6427 | 2.6922 | 2.743 | 2.7951 | 2.8486 | 2.9034 | 2.9596 | 3.0172 | 3.0763 | 3.1368
|  |  |  | Capacitors In Service |  |  | MVAr | 0 |  | 0 | 0 | 0 | 0 | 0 | 0 | 0 | 0 | 0 | 0 | 0 | 0 | 0 | 0 | 0 | 0 | 0 | 0 | 0 | 0 | 0 | 0 | 0 | 0 | 0
|  |  |  | PF |  |  |  | 0.97 |  | 0.97 | 0.97 | 0.97 | 0.97 | 0.97 | 0.97 | 0.97 | 0.97 | 0.97 | 0.97 | 0.97 | 0.97 | 0.97 | 0.97 | 0.97 | 0.97 | 0.97 | 0.97 | 0.97 | 0.97 | 0.97 | 0.97 | 0.97 | 0.97 | 0.97
0.87301 | Diversity Factor: 0.87 | Uncompensated |  | Reactive Power |  |  | MVAr | 2.2464 | 2.39 | 2.3386 | 2.2849 | 2.2568 | 2.2267 | 2.2307 | 2.2419 | 2.2753 | 2.3121 | 2.3445 | 2.3801 | 2.4142 | 2.456 | 2.4986 | 2.5448 | 2.5937 | 2.6427 | 2.6922 | 2.743 | 2.7951 | 2.8486 | 2.9034 | 2.9596 | 3.0172 | 3.0763 | 3.1368
|  |  |  | PF |  |  |  | 0.97 |  | 0.97 | 0.97 | 0.97 | 0.97 | 0.97 | 0.97 | 0.97 | 0.97 | 0.97 | 0.97 | 0.97 | 0.97 | 0.97 | 0.97 | 0.97 | 0.97 | 0.97 | 0.97 | 0.97 | 0.97 | 0.97 | 0.97 | 0.97 | 0.97 | 0.97
[10 empty] | 1 | 2 | 3 | 4 | 5 | 6 | 7 | 8 | 9 | 10 | 11 | 12 | 13 | 14 | 15 | 16 | 17 | 18 | 19 | 20 | 21 | 22 | 23 | 24 | 25
Transformer Load Detail
[7 empty] | Units | 13/14 |  | 14/15 | 15/16 | 16/17 | 17/18 | 18/19 | 19/20 | 20/21 | 21/22 | 22/23 | 23/24 | 24/25 | 25/26 | 26/27 | 27/28 | 28/29 | 29/30 | 30/31 | 31/32 | 32/33 | 33/34 | 34/35 | 35/36 | 36/37 | 37/38 | 38/39
| 0 | Compensated |  | Load (LV side) |  |  | Amps
|  |  |  | Apparent Power |  |  | MVA
|  |  |  | Real Power |  |  | MW
|  |  |  | Reactive Power |  |  | MVAr
|  |  |  | Capacitors In Service |  |  | MVAr
PF
| Zone Div: | Uncompensated |  | Reactive Power |  |  | MVAr
PF
| 0 | Compensated |  | Load (LV side) |  |  | Amps
|  |  |  | Apparent Power |  |  | MVA
|  |  |  | Real Power |  |  | MW
|  |  |  | Reactive Power |  |  | MVAr
|  |  |  | Capacitors In Service |  |  | MVAr
PF
| Zone Div: | Uncompensated |  | Reactive Power |  |  | MVAr
PF
| 0 | Compensated |  | Load (LV side) |  |  | Amps
|  |  |  | Apparent Power |  |  | MVA
|  |  |  | Real Power |  |  | MW
|  |  |  | Reactive Power |  |  | MVAr
|  |  |  | Capacitors In Service |  |  | MVAr
PF
| Zone Div: | Uncompensated |  | Reactive Power |  |  | MVAr
PF
| 0 | Compensated |  | Load (LV side) |  |  | Amps
|  |  |  | Apparent Power |  |  | MVA
|  |  |  | Real Power |  |  | MW
|  |  |  | Reactive Power |  |  | MVAr
|  |  |  | Capacitors In Service |  |  | MVAr
PF
| Zone Div: | Uncompensated |  | Reactive Power |  |  | MVAr
PF
| 0 | Compensated |  | Load (LV side) |  |  | Amps
|  |  |  | Apparent Power |  |  | MVA
|  |  |  | Real Power |  |  | MW
|  |  |  | Reactive Power |  |  | MVAr
|  |  |  | Capacitors In Service |  |  | MVAr
PF
| Zone Div: | Uncompensated |  | Reactive Power |  |  | MVAr
PF
| 0 | Compensated |  | Load (LV side) |  |  | Amps
|  |  |  | Apparent Power |  |  | MVA
|  |  |  | Real Power |  |  | MW
|  |  |  | Reactive Power |  |  | MVAr
|  |  |  | Capacitors In Service |  |  | MVAr
PF
| Zone Div: | Uncompensated |  | Reactive Power |  |  | MVAr
PF
| 0 | Compensated |  | Load (LV side) |  |  | Amps
|  |  |  | Apparent Power |  |  | MVA
|  |  |  | Real Power |  |  | MW
|  |  |  | Reactive Power |  |  | MVAr
|  |  |  | Capacitors In Service |  |  | MVAr
PF
| Zone Div: | Uncompensated |  | Reactive Power |  |  | MVAr
PF
| 0 | Compensated |  | Load (LV side) |  |  | Amps
|  |  |  | Apparent Power |  |  | MVA
|  |  |  | Real Power |  |  | MW
|  |  |  | Reactive Power |  |  | MVAr
|  |  |  | Capacitors In Service |  |  | MVAr
PF
| Zone Div: | Uncompensated |  | Reactive Power |  |  | MVAr
PF
| 0 | Compensated |  | Load (LV side) |  |  | Amps
|  |  |  | Apparent Power |  |  | MVA
|  |  |  | Real Power |  |  | MW
|  |  |  | Reactive Power |  |  | MVAr
|  |  |  | Capacitors In Service |  |  | MVAr
PF
| Zone Div: | Uncompensated |  | Reactive Power |  |  | MVAr
PF
| 0 | Compensated |  | Load (LV side) |  |  | Amps
|  |  |  | Apparent Power |  |  | MVA
|  |  |  | Real Power |  |  | MW
|  |  |  | Reactive Power |  |  | MVAr
|  |  |  | Capacitors In Service |  |  | MVAr
PF
| Zone Div: | Uncompensated |  | Reactive Power |  |  | MVAr
PF

## Mona Vale 33_11kV
| Mona Vale 33_11kV | [16 empty] | 2015 | SUMMER
| Substation Total Loads | [33 empty] | Spots & Transfers Detail
| Historical Loads | (11kV Amps) | [7 empty] | Weather Corrected Forecast Loads |  |  |  | (11kV Amps) | [20 empty] | Spots & Transfers Summary | (11kV Amps) |  | Historical Spots & Transfers | [6 empty] | Forecast Spots & Transfers
|  | 07/08 | 08/09 | 09/10 | 10/11 | 11/12 | 12/13 | 13/14 |  | 14/15 | 15/16 | 16/17 | 17/18 | 18/19 | 19/20 | 20/21 | 21/22 | 22/23 | 23/24 | 24/25 | 25/26 | 26/27 | 27/28 | 28/29 | 29/30 | 30/31 | 31/32 | 32/33 | 33/34 | 34/35 | 35/36 | 36/37 | 37/38 | 38/39 |  |  |  | 07/08 | 08/09 | 09/10 | 10/11 | 11/12 | 12/13 | 13/14 | 14/15 | 15/16 | 16/17 | 17/18 | 18/19 | 19/20 | 20/21 | 21/22 | 22/23 | 23/24 | 24/25 | 25/26 | 26/27 | 27/28 | 28/29 | 29/30 | 30/31 | 31/32 | 32/33 | 33/34 | 34/35 | 35/36 | 36/37 | 37/38 | 38/39
| Total | 1570 | 1600 | 1737 | 1999 | 1548 | 1926 | 1419 |  | 1525.286 | 1490.614 | 1444.112 | 1412.959 | 1407.828 | 1408.513 | 1423.064 | 1442.577 | 1459.48 | 1478.27 | 1493.772 | 1514.56 | 1535.502 | 1559.762 | 1586.016 | 1611.928 | 1637.394 | 1663.492 | 1690.231 | 1717.621 | 1745.669 | 1774.386 | 1803.782 | 1833.865 | 1864.646 |  |  | Total | 0 | -23.8 | -55 | 202.303 | -3.9879 | 20.8549 | -11.8354 | 13.1906 | 28.1024 | -5.6025 | -11.342 | -5.1311 | 0.68515 | 14.5512 | 19.5127 | 16.9029 | 18.7904 | 15.502 | 20.788 | 20.9415 | 24.2608 | 26.254 | 25.9114 | 25.4661 | 26.0982 | 26.7392 | 27.3893 | 28.0486 | 28.7173 | 29.3955 | 30.0832 | 30.7807
| Firm Rating | 0 | 0 | 0 | 0 | 0 | 0 | 2809 |  | 2809 | 2809 | 2809 | 2809 | 2809 | 2809 | 2809 | 2809 | 2809 | 2809 | 2809 | 2809 | 2809 | 2809 | 2809 | 2809 | 2809 | 2809 | 2809 | 2809 | 2809 | 2809 | 2809 | 2809 | 2809
| Total Capacity | 0 | 0 | 0 | 0 | 0 | 0 | 5135 |  | 5135 | 5135 | 5135 | 5135 | 5135 | 5135 | 5135 | 5135 | 5135 | 5135 | 5135 | 5135 | 5135 | 5135 | 5135 | 5135 | 5135 | 5135 | 5135 | 5135 | 5135 | 5135 | 5135 | 5135 | 5135 |  |  | Mona Vale 33_11kV Tx1 | 0 | -56.8 | -410 | 304.5029 | -2.0536 | 28.6894 | -103.9452 | -3.97 | -4.5046 | -2.885 | -5.8406 | -2.6423 | 0.35282 | 7.4931 | 10.0481 | 8.7042 | 9.6761 | 7.9828 | 10.7048 | 10.7838 | 12.4931 | 13.5195 | 13.3431 | 13.1138 | 13.4392 | 13.7693 | 14.1041 | 14.4436 | 14.788 | 15.1372 | 15.4913 | 15.8505
|  | -7 | -6 | -5 | -4 | -3 | -2 | -1 |  | 0 | 1 | 2 | 3 | 4 | 5 | 6 | 7 | 8 | 9 | 10 | 11 | 12 | 13 | 14 | 15 | 16 | 17 | 18 | 19 | 20 | 21 | 22 | 23 | 24 |  |  | Mona Vale 33_11kV Tx2 | -48 | 0 | 0 | 0 | 0 | 0 | 0 | 0 | 0 | 0 | 0 | 0 | 0 | 0 | 0 | 0 | 0 | 0 | 0 | 0 | 0 | 0 | 0 | 0 | 0 | 0 | 0 | 0 | 0 | 0 | 0 | 0
| Transformer Loads | [35 empty] | Mona Vale 33_11kV Tx3 | 48 | 33 | 355 | -102.1999 | -1.9343 | -7.8345 | 92.1097 | 17.1605 | 32.607 | -2.7175 | -5.5014 | -2.4888 | 0.33233 | 7.058 | 9.4646 | 8.1987 | 9.1143 | 7.5193 | 10.0832 | 10.1577 | 11.7677 | 12.7345 | 12.5683 | 12.3523 | 12.6589 | 12.9698 | 13.2852 | 13.605 | 13.9293 | 14.2583 | 14.5919 | 14.9302
| Historical Loads | (11kV Amps) | [7 empty] | Weather Corrected Forecast Loads |  |  |  | (11kV Amps) | [23 empty] | 0 | 0 | 0 | 0 | 0 | 0 | 0 | 0 | 0 | 0 | 0 | 0 | 0 | 0 | 0 | 0 | 0 | 0 | 0 | 0 | 0 | 0 | 0 | 0 | 0 | 0 | 0 | 0 | 0 | 0 | 0 | 0
|  | 07/08 | 08/09 | 09/10 | 10/11 | 11/12 | 12/13 | 13/14 |  | 14/15 | 15/16 | 16/17 | 17/18 | 18/19 | 19/20 | 20/21 | 21/22 | 22/23 | 23/24 | 24/25 | 25/26 | 26/27 | 27/28 | 28/29 | 29/30 | 30/31 | 31/32 | 32/33 | 33/34 | 34/35 | 35/36 | 36/37 | 37/38 | 38/39 |  |  |  | 0 | 0 | 0 | 0 | 0 | 0 | 0 | 0 | 0 | 0 | 0 | 0 | 0 | 0 | 0 | 0 | 0 | 0 | 0 | 0 | 0 | 0 | 0 | 0 | 0 | 0 | 0 | 0 | 0 | 0 | 0 | 0
| 0 | [36 empty] | 0 | 0 | 0 | 0 | 0 | 0 | 0 | 0 | 0 | 0 | 0 | 0 | 0 | 0 | 0 | 0 | 0 | 0 | 0 | 0 | 0 | 0 | 0 | 0 | 0 | 0 | 0 | 0 | 0 | 0 | 0 | 0
| Diversity Factor: 0 | [36 empty] | 0 | 0 | 0 | 0 | 0 | 0 | 0 | 0 | 0 | 0 | 0 | 0 | 0 | 0 | 0 | 0 | 0 | 0 | 0 | 0 | 0 | 0 | 0 | 0 | 0 | 0 | 0 | 0 | 0 | 0 | 0 | 0
[38 empty] | 0 | 0 | 0 | 0 | 0 | 0 | 0 | 0 | 0 | 0 | 0 | 0 | 0 | 0 | 0 | 0 | 0 | 0 | 0 | 0 | 0 | 0 | 0 | 0 | 0 | 0 | 0 | 0 | 0 | 0 | 0 | 0
[38 empty] | 0 | 0 | 0 | 0 | 0 | 0 | 0 | 0 | 0 | 0 | 0 | 0 | 0 | 0 | 0 | 0 | 0 | 0 | 0 | 0 | 0 | 0 | 0 | 0 | 0 | 0 | 0 | 0 | 0 | 0 | 0 | 0
| 0 | [36 empty] | 0 | 0 | 0 | 0 | 0 | 0 | 0 | 0 | 0 | 0 | 0 | 0 | 0 | 0 | 0 | 0 | 0 | 0 | 0 | 0 | 0 | 0 | 0 | 0 | 0 | 0 | 0 | 0 | 0 | 0 | 0 | 0
Diversity Factor: 0
[38 empty] | Historical Spots & Transfers | [6 empty] | Forecast Spots & Transfers
[35 empty] | Project Name | From | To | 07/08 | 08/09 | 09/10 | 10/11 | 11/12 | 12/13 | 13/14 | 14/15 | 15/16 | 16/17 | 17/18 | 18/19 | 19/20 | 20/21 | 21/22 | 22/23 | 23/24 | 24/25 | 25/26 | 26/27 | 27/28 | 28/29 | 29/30 | 30/31 | 31/32 | 32/33 | 33/34 | 34/35 | 35/36 | 36/37 | 37/38 | 38/39
| 0 | [33 empty] | Broad based demand management |  | Mona Vale 33_11kV Tx1 | 0 | 0 | 0 | 0 | 0 | 0 | 0 | -0.21122 | -1.9049 | -2.3497 | -7.6321 | -3.408 | 0 | 0 | 0 | 0 | 0 | 0 | 0 | 0 | 0 | 0 | 0 | 0 | 0 | 0 | 0 | 0 | 0 | 0 | 0 | 0
| Diversity Factor: 0 | [33 empty] | Broad based demand management |  | Mona Vale 33_11kV Tx2 | 0 | 0 | 0 | 0 | 0 | 0 | 0 | 0 | 0 | 0 | 0 | 0 | 0 | 0 | 0 | 0 | 0 | 0 | 0 | 0 | 0 | 0 | 0 | 0 | 0 | 0 | 0 | 0 | 0 | 0 | 0 | 0
[35 empty] | Broad based demand management |  | Mona Vale 33_11kV Tx3 | 0 | 0 | 0 | 0 | 0 | 0 | 0 | -0.19896 | -1.7943 | -2.2133 | -7.1889 | -3.2102 | 0 | 0 | 0 | 0 | 0 | 0 | 0 | 0 | 0 | 0 | 0 | 0 | 0 | 0 | 0 | 0 | 0 | 0 | 0 | 0
[35 empty] | DNP_ID: 6166. Relief of Panel 5L Feeder - Mona Vale Zone | Mona Vale 33_11kV Tx2 | Mona Vale 33_11kV Tx3 | 48 | 0 | 0 | 0 | 0 | 0 | 0 | 0 | 0 | 0 | 0 | 0 | 0 | 0 | 0 | 0 | 0 | 0 | 0 | 0 | 0 | 0 | 0 | 0 | 0 | 0 | 0 | 0 | 0 | 0 | 0 | 0
| 0 | [33 empty] | DNP_ID: 6194. Mona Vale Minor Zone Development – Relief of Panels 5R, 7L, 11L & 12 Feeders. | Mona Vale 33_11kV Tx1 | Mona Vale 33_11kV Tx3 | 0 | 0 | 355 | 0 | 0 | 0 | 0 | 0 | 0 | 0 | 0 | 0 | 0 | 0 | 0 | 0 | 0 | 0 | 0 | 0 | 0 | 0 | 0 | 0 | 0 | 0 | 0 | 0 | 0 | 0 | 0 | 0
| Diversity Factor: 0 | [33 empty] | DNP_ID: 6194. Mona Vale Minor Zone Development – Relief of Panels 5R, 7L, 11L & 12 Feeders. | Mona Vale 33_11kV Tx1 | Narrabeen 33_11kV Tx2 | 0 | 31 | 0 | 0 | 0 | 0 | 0 | 0 | 0 | 0 | 0 | 0 | 0 | 0 | 0 | 0 | 0 | 0 | 0 | 0 | 0 | 0 | 0 | 0 | 0 | 0 | 0 | 0 | 0 | 0 | 0 | 0
[35 empty] | DNP_ID: 6194. Mona Vale Minor Zone Development – Relief of Panels 5R, 7L, 11L & 12 Feeders. | Mona Vale 33_11kV Tx1 | Newport 33_11kV Tx2 | 0 | 51 | 0 | 0 | 0 | 0 | 0 | 0 | 0 | 0 | 0 | 0 | 0 | 0 | 0 | 0 | 0 | 0 | 0 | 0 | 0 | 0 | 0 | 0 | 0 | 0 | 0 | 0 | 0 | 0 | 0 | 0
[35 empty] | DNP_ID: 6194. Mona Vale Minor Zone Development – Relief of Panels 5R, 7L, 11L & 12 Feeders. | Newport 33_11kV Tx2 | Mona Vale 33_11kV Tx3 | 0 | 33 | 0 | 0 | 0 | 0 | 0 | 0 | 0 | 0 | 0 | 0 | 0 | 0 | 0 | 0 | 0 | 0 | 0 | 0 | 0 | 0 | 0 | 0 | 0 | 0 | 0 | 0 | 0 | 0 | 0 | 0
| 0 | [33 empty] | DNP_ID: 6389. Populating the new TX3 Switchgear Group - Mona Vale Zone Substation | Mona Vale 33_11kV Tx1 | Mona Vale 33_11kV Tx3 | 0 | 0 | 0 | 940 | 0 | 0 | 0 | 0 | 0 | 0 | 0 | 0 | 0 | 0 | 0 | 0 | 0 | 0 | 0 | 0 | 0 | 0 | 0 | 0 | 0 | 0 | 0 | 0 | 0 | 0 | 0 | 0
| Diversity Factor: 0 | [33 empty] | DNP_ID: 6389. Populating the new TX3 Switchgear Group - Mona Vale Zone Substation | Mona Vale 33_11kV Tx3 | Mona Vale 33_11kV Tx1 | 0 | 0 | 0 | 1039 | 0 | 0 | 0 | 0 | 0 | 0 | 0 | 0 | 0 | 0 | 0 | 0 | 0 | 0 | 0 | 0 | 0 | 0 | 0 | 0 | 0 | 0 | 0 | 0 | 0 | 0 | 0 | 0
[35 empty] | DNP_ID: 6422. Newport Zone Development - 2008 (New feeder from Mona Vale) | Newport 33_11kV Tx2 | Mona Vale 33_11kV Tx1 | 0 | 0 | 0 | 181 | 0 | 0 | 0 | 0 | 0 | 0 | 0 | 0 | 0 | 0 | 0 | 0 | 0 | 0 | 0 | 0 | 0 | 0 | 0 | 0 | 0 | 0 | 0 | 0 | 0 | 0 | 0 | 0
[35 empty] | DNP_ID: 6465. Works Required to reduce the Load on Panel 7R Feeder Mona Vale (Open Points) | Mona Vale 33_11kV Tx1 | Newport 33_11kV Tx2 | 0 | 0 | 55 | 0 | 0 | 0 | 0 | 0 | 0 | 0 | 0 | 0 | 0 | 0 | 0 | 0 | 0 | 0 | 0 | 0 | 0 | 0 | 0 | 0 | 0 | 0 | 0 | 0 | 0 | 0 | 0 | 0
| 0 | [33 empty] | DNP_ID: 6949. Mona Vale Zone Development | Mona Vale 33_11kV Tx1 | Mona Vale 33_11kV Tx3 | 0 | 0 | 0 | 0 | 0 | 0 | 112 | 0 | 0 | 0 | 0 | 0 | 0 | 0 | 0 | 0 | 0 | 0 | 0 | 0 | 0 | 0 | 0 | 0 | 0 | 0 | 0 | 0 | 0 | 0 | 0 | 0
| Diversity Factor: 0 | [33 empty] | HVCON_ID: 2005152. Investigate the Est. 4x Kiosks, 6-14 macpherson St, Warriewood |  | Mona Vale 33_11kV Tx1 | 0 | 0 | 0 | 27.9 | 0 | 0 | 0 | 0 | 0 | 0 | 0 | 0 | 0 | 0 | 0 | 0 | 0 | 0 | 0 | 0 | 0 | 0 | 0 | 0 | 0 | 0 | 0 | 0 | 0 | 0 | 0 | 0
[35 empty] | HVCON_ID: 2005240. Re-assess HVCon2004_475 due to increase in load to 1.8MVA Est S.16937 Jubilee Daydream No1, Est S.16938 Jubilee Daydream No2 - Warriewood |  | Mona Vale 33_11kV Tx1 | 0 | 25.2 | 0 | 0 | 0 | 0 | 0 | 0 | 0 | 0 | 0 | 0 | 0 | 0 | 0 | 0 | 0 | 0 | 0 | 0 | 0 | 0 | 0 | 0 | 0 | 0 | 0 | 0 | 0 | 0 | 0 | 0
[35 empty] | HVCON_ID: 2011230. Establishment of S.49874 Daydream Mona Vale No 2, 2 Daydream St. Warriewood |  | Mona Vale 33_11kV Tx3 | 0 | 0 | 0 | 0 | 0 | 9 | 0 | 6.05 | 13.2 | 0 | 0 | 0 | 0 | 0 | 0 | 0 | 0 | 0 | 0 | 0 | 0 | 0 | 0 | 0 | 0 | 0 | 0 | 0 | 0 | 0 | 0 | 0
| 0 | [33 empty] | HVCON_ID: 2011243. Establishment of 2 x Kiosks - S.49907 Macpherson Ocean Vale and S.49908 Boondah Ocean Vale, Macpherson St and Boondah Rd, Warriewood - 455 Unit Development |  | Mona Vale 33_11kV Tx3 | 0 | 0 | 0 | 0 | 0 | 14.4 | 0 | 14.85 | 23.65 | 0 | 0 | 0 | 0 | 0 | 0 | 0 | 0 | 0 | 0 | 0 | 0 | 0 | 0 | 0 | 0 | 0 | 0 | 0 | 0 | 0 | 0 | 0
| Diversity Factor: 0 | [33 empty] | HVCON_ID: 2011243. Establishment of 2 x Kiosks - S.49907 Macpherson Ocean Vale and S.49908 Boondah Ocean Vale, Macpherson St and Boondah Rd, Warriewood - 455 Unit Development | Mona Vale 33_11kV Tx3 | Mona Vale 33_11kV Tx1 | 0 | 0 | 0 | 0 | 0 | 0 | 0 | 0 | 0 | 0 | 0 | 0 | 0 | 0 | 0 | 0 | 0 | 0 | 0 | 0 | 0 | 0 | 0 | 0 | 0 | 0 | 0 | 0 | 0 | 0 | 0 | 0
[35 empty] | HVCON_ID: 2011243. Establishment of 2 x Kiosks - S.49907 Macpherson Ocean Vale and S.49908 Boondah Ocean Vale, Macpherson St and Boondah Rd, Warriewood - 455 Unit Development | Mona Vale 33_11kV Tx3 | Narrabeen 33_11kV Tx2 | 0 | 0 | 0 | 0 | 0 | 0 | 19 | 0 | 0 | 0 | 0 | 0 | 0 | 0 | 0 | 0 | 0 | 0 | 0 | 0 | 0 | 0 | 0 | 0 | 0 | 0 | 0 | 0 | 0 | 0 | 0 | 0
[35 empty] | HVCON_ID: 2011766. Upgrade to supply at Warriewood Waste Water Treatment Plant. Warriewood Rd, Warriewood |  | Mona Vale 33_11kV Tx1 | 0 | 0 | 0 | 0 | 0 | 0 | 9 | 0 | 0 | 0 | 0 | 0 | 0 | 0 | 0 | 0 | 0 | 0 | 0 | 0 | 0 | 0 | 0 | 0 | 0 | 0 | 0 | 0 | 0 | 0 | 0 | 0
| 0 | [33 empty] | HVCON_ID: 2011766. Upgrade to supply at Warriewood Waste Water Treatment Plant. Warriewood Rd, Warriewood | Mona Vale 33_11kV Tx3 | Mona Vale 33_11kV Tx1 | 0 | 0 | 0 | 0 | 0 | 30 | 0 | 0 | 0 | 0 | 0 | 0 | 0 | 0 | 0 | 0 | 0 | 0 | 0 | 0 | 0 | 0 | 0 | 0 | 0 | 0 | 0 | 0 | 0 | 0 | 0 | 0
| Diversity Factor: 0 | [33 empty] | Econometric |  | Mona Vale 33_11kV Tx1 | 0 | 0 | 0 | 0 | 0 | 0 | 0 | 0 | 0 | 7.2071 | 13.1789 | 17.5262 | 17.9653 | 18.8699 | 18.6732 | 18.4594 | 18.75 | 19.0448 | 19.3438 | 19.6471 | 19.9547 | 20.2666 | 20.5831 | 20.904 | 21.2294 | 21.5595 | 21.8943 | 22.2338 | 22.5782 | 22.9274 | 23.2815 | 23.6407
[35 empty] | Econometric |  | Mona Vale 33_11kV Tx2 | 0 | 0 | 0 | 0 | 0 | 0 | 0 | 0 | 0 | 0 | 0 | 0 | 0 | 0 | 0 | 0 | 0 | 0 | 0 | 0 | 0 | 0 | 0 | 0 | 0 | 0 | 0 | 0 | 0 | 0 | 0 | 0
[35 empty] | Econometric |  | Mona Vale 33_11kV Tx3 | 0 | 0 | 0 | 0 | 0 | 0 | 0 | 0 | 0 | 6.7886 | 12.4137 | 16.5086 | 16.9222 | 17.7743 | 17.589 | 17.3876 | 17.6613 | 17.939 | 18.2206 | 18.5063 | 18.796 | 19.0899 | 19.3879 | 19.6902 | 19.9968 | 20.3077 | 20.623 | 20.9428 | 21.2672 | 21.5961 | 21.9297 | 22.268
| 0 | [33 empty] | Energy Efficiency |  | Mona Vale 33_11kV Tx1 | 0 | 0 | 0 | 0 | 0 | 0 | 0 | -2.4577 | -1.1404 | -6.0942 | -9.5789 | -14.8249 | -15.5735 | -9.242 | -6.5607 | -7.658 | -7.4692 | -9.1399 | -6.7169 | -6.9411 | -5.5394 | -4.825 | -5.3178 | -5.8681 | -5.8681 | -5.8681 | -5.8681 | -5.8681 | -5.8681 | -5.8681 | -5.8681 | -5.8681
| Diversity Factor: 0 | [33 empty] | Energy Efficiency |  | Mona Vale 33_11kV Tx2 | 0 | 0 | 0 | 0 | 0 | 0 | 0 | 0 | 0 | 0 | 0 | 0 | 0 | 0 | 0 | 0 | 0 | 0 | 0 | 0 | 0 | 0 | 0 | 0 | 0 | 0 | 0 | 0 | 0 | 0 | 0 | 0
[35 empty] | Energy Efficiency |  | Mona Vale 33_11kV Tx3 | 0 | 0 | 0 | 0 | 0 | 0 | 0 | -2.315 | -1.0741 | -5.7404 | -9.0227 | -13.9641 | -14.6692 | -8.7053 | -6.1798 | -7.2134 | -7.0355 | -8.6092 | -6.3269 | -6.5381 | -5.2178 | -4.5448 | -5.0091 | -5.5273 | -5.5273 | -5.5273 | -5.5273 | -5.5273 | -5.5273 | -5.5273 | -5.5273 | -5.5273
[35 empty] | Solar PV |  | Mona Vale 33_11kV Tx1 | 0 | 0 | 0 | -3.3971 | -2.0536 | -1.3106 | -0.94516 | -1.3011 | -1.4593 | -1.6482 | -1.8085 | -1.9355 | -2.039 | -2.1348 | -2.0644 | -2.0972 | -1.6047 | -1.9221 | -1.9221 | -1.9221 | -1.9221 | -1.9221 | -1.9221 | -1.9221 | -1.9221 | -1.9221 | -1.9221 | -1.9221 | -1.9221 | -1.9221 | -1.9221 | -1.9221
| 0 | [33 empty] | Solar PV |  | Mona Vale 33_11kV Tx2 | 0 | 0 | 0 | 0 | 0 | 0 | 0 | 0 | 0 | 0 | 0 | 0 | 0 | 0 | 0 | 0 | 0 | 0 | 0 | 0 | 0 | 0 | 0 | 0 | 0 | 0 | 0 | 0 | 0 | 0 | 0 | 0
| Diversity Factor: 0 | [33 empty] | Solar PV |  | Mona Vale 33_11kV Tx3 | 0 | 0 | 0 | -3.1999 | -1.9343 | -1.2345 | -0.89028 | -1.2255 | -1.3746 | -1.5525 | -1.7035 | -1.8231 | -1.9206 | -2.0109 | -1.9445 | -1.9754 | -1.5115 | -1.8105 | -1.8105 | -1.8105 | -1.8105 | -1.8105 | -1.8105 | -1.8105 | -1.8105 | -1.8105 | -1.8105 | -1.8105 | -1.8105 | -1.8105 | -1.8105 | -1.8105
| Weather Correction and Public Holiday Factors | [8 empty] | Forecast ROG
ROG Justification
| Actual loads for season 13/14 have been weather corrected by the following: | [6 empty] | 6.982% |  | 7 year ROG ok | [59 empty] | 7 year ROG ok
1 | 2 | 3 | 4 | 5 | 6 | 7 | 8 | 9 | 10 | 14/15 | 15/16 | 16/17 | 17/18 | 18/19 | 19/20 | 20/21 | 21/22 | 22/23 | 23/24 | 24/25 | 25/26 | 26/27 | 27/28 | 28/29 | 29/30 | 30/31 | 31/32 | 32/33 | 33/34 | 34/35 | 35/36 | 36/37 | 37/38 | 38/39
0.95885 | 0.91939 | 0.89417 | 0.88192 | 0.88192 | 0.88192 | 0.88192 | 0.88192 | 0.88192 | 0.88192 | -4.115% | -4.115% | -2.743% | -1.371% | 0% | 0% | 0% | 0% | 0% | 0% | 0% | 0% | 0% | 0% | 0% | 0% | 0% | 0% | 0% | 0% | 0% | 0% | 0% | 0% | 0%
Substation Load Detail
[7 empty] | Units | 13/14 |  | 14/15 | 15/16 | 16/17 | 17/18 | 18/19 | 19/20 | 20/21 | 21/22 | 22/23 | 23/24 | 24/25 | 25/26 | 26/27 | 27/28 | 28/29 | 29/30 | 30/31 | 31/32 | 32/33 | 33/34 | 34/35 | 35/36 | 36/37 | 37/38 | 38/39
1 | Mona Vale 33_11kV | Compensated |  | Load (LV side) |  |  | Amps | 1419 | 1577 | 1525.286 | 1490.614 | 1444.112 | 1412.959 | 1407.828 | 1408.513 | 1423.064 | 1442.577 | 1459.48 | 1478.27 | 1493.772 | 1514.56 | 1535.502 | 1559.762 | 1586.016 | 1611.928 | 1637.394 | 1663.492 | 1690.231 | 1717.621 | 1745.669 | 1774.386 | 1803.782 | 1833.865 | 1864.646
|  |  |  | Apparent Power |  |  | MVA | 27.0356 |  | 29.0606 | 28.4 | 27.514 | 26.9205 | 26.8227 | 26.8358 | 27.113 | 27.4848 | 27.8068 | 28.1648 | 28.4602 | 28.8562 | 29.2552 | 29.7175 | 30.2177 | 30.7113 | 31.1965 | 31.6938 | 32.2032 | 32.7251 | 33.2595 | 33.8066 | 34.3667 | 34.9398 | 35.5263
|  |  |  | Real Power |  |  | MW | 25.0079 | 27.7924 | 26.8811 | 26.27 | 25.4505 | 24.9015 | 24.811 | 24.8231 | 25.0795 | 25.4234 | 25.7213 | 26.0525 | 26.3257 | 26.692 | 27.0611 | 27.4887 | 27.9514 | 28.408 | 28.8568 | 29.3167 | 29.788 | 30.2707 | 30.765 | 31.2711 | 31.7892 | 32.3193 | 32.8618
|  |  |  | Reactive Power |  |  | MVAr | 10.2726 |  | 11.0421 | 10.7911 | 10.4544 | 10.2289 | 10.1918 | 10.1967 | 10.302 | 10.4433 | 10.5657 | 10.7017 | 10.8139 | 10.9644 | 11.116 | 11.2917 | 11.4817 | 11.6693 | 11.8537 | 12.0426 | 12.2362 | 12.4345 | 12.6375 | 12.8454 | 13.0582 | 13.276 | 13.4988
|  |  |  | Capacitors In Service |  |  | MVAr | 0 |  | 0 | 0 | 0 | 0 | 0 | 0 | 0 | 0 | 0 | 0 | 0 | 0 | 0 | 0 | 0 | 0 | 0 | 0 | 0 | 0 | 0 | 0 | 0 | 0 | 0
|  |  |  | PF |  |  |  | 0.925 |  | 0.925 | 0.925 | 0.925 | 0.925 | 0.925 | 0.925 | 0.925 | 0.925 | 0.925 | 0.925 | 0.925 | 0.925 | 0.925 | 0.925 | 0.925 | 0.925 | 0.925 | 0.925 | 0.925 | 0.925 | 0.925 | 0.925 | 0.925 | 0.925 | 0.925
0.96658 | Diversity Factor: 0.97 | Uncompensated |  | Reactive Power |  |  | MVAr | 10.2726 | 11.4165 | 11.0421 | 10.7911 | 10.4544 | 10.2289 | 10.1918 | 10.1967 | 10.302 | 10.4433 | 10.5657 | 10.7017 | 10.8139 | 10.9644 | 11.116 | 11.2917 | 11.4817 | 11.6693 | 11.8537 | 12.0426 | 12.2362 | 12.4345 | 12.6375 | 12.8454 | 13.0582 | 13.276 | 13.4988
|  |  |  | PF |  |  |  | 0.925 |  | 0.925 | 0.925 | 0.925 | 0.925 | 0.925 | 0.925 | 0.925 | 0.925 | 0.925 | 0.925 | 0.925 | 0.925 | 0.925 | 0.925 | 0.925 | 0.925 | 0.925 | 0.925 | 0.925 | 0.925 | 0.925 | 0.925 | 0.925 | 0.925 | 0.925
[10 empty] | 1 | 2 | 3 | 4 | 5 | 6 | 7 | 8 | 9 | 10 | 11 | 12 | 13 | 14 | 15 | 16 | 17 | 18 | 19 | 20 | 21 | 22 | 23 | 24 | 25
Transformer Load Detail
[7 empty] | Units | 13/14 |  | 14/15 | 15/16 | 16/17 | 17/18 | 18/19 | 19/20 | 20/21 | 21/22 | 22/23 | 23/24 | 24/25 | 25/26 | 26/27 | 27/28 | 28/29 | 29/30 | 30/31 | 31/32 | 32/33 | 33/34 | 34/35 | 35/36 | 36/37 | 37/38 | 38/39
| 0 | Compensated |  | Load (LV side) |  |  | Amps
|  |  |  | Apparent Power |  |  | MVA
|  |  |  | Real Power |  |  | MW
|  |  |  | Reactive Power |  |  | MVAr
|  |  |  | Capacitors In Service |  |  | MVAr
PF
| Zone Div: | Uncompensated |  | Reactive Power |  |  | MVAr
PF
| 0 | Compensated |  | Load (LV side) |  |  | Amps
|  |  |  | Apparent Power |  |  | MVA
|  |  |  | Real Power |  |  | MW
|  |  |  | Reactive Power |  |  | MVAr
|  |  |  | Capacitors In Service |  |  | MVAr
PF
| Zone Div: | Uncompensated |  | Reactive Power |  |  | MVAr
PF
| 0 | Compensated |  | Load (LV side) |  |  | Amps
|  |  |  | Apparent Power |  |  | MVA
|  |  |  | Real Power |  |  | MW
|  |  |  | Reactive Power |  |  | MVAr
|  |  |  | Capacitors In Service |  |  | MVAr
PF
| Zone Div: | Uncompensated |  | Reactive Power |  |  | MVAr
PF
| 0 | Compensated |  | Load (LV side) |  |  | Amps
|  |  |  | Apparent Power |  |  | MVA
|  |  |  | Real Power |  |  | MW
|  |  |  | Reactive Power |  |  | MVAr
|  |  |  | Capacitors In Service |  |  | MVAr
PF
| Zone Div: | Uncompensated |  | Reactive Power |  |  | MVAr
PF
| 0 | Compensated |  | Load (LV side) |  |  | Amps
|  |  |  | Apparent Power |  |  | MVA
|  |  |  | Real Power |  |  | MW
|  |  |  | Reactive Power |  |  | MVAr
|  |  |  | Capacitors In Service |  |  | MVAr
PF
| Zone Div: | Uncompensated |  | Reactive Power |  |  | MVAr
PF
| 0 | Compensated |  | Load (LV side) |  |  | Amps
|  |  |  | Apparent Power |  |  | MVA
|  |  |  | Real Power |  |  | MW
|  |  |  | Reactive Power |  |  | MVAr
|  |  |  | Capacitors In Service |  |  | MVAr
PF
| Zone Div: | Uncompensated |  | Reactive Power |  |  | MVAr
PF
| 0 | Compensated |  | Load (LV side) |  |  | Amps
|  |  |  | Apparent Power |  |  | MVA
|  |  |  | Real Power |  |  | MW
|  |  |  | Reactive Power |  |  | MVAr
|  |  |  | Capacitors In Service |  |  | MVAr
PF
| Zone Div: | Uncompensated |  | Reactive Power |  |  | MVAr
PF
| 0 | Compensated |  | Load (LV side) |  |  | Amps
|  |  |  | Apparent Power |  |  | MVA
|  |  |  | Real Power |  |  | MW
|  |  |  | Reactive Power |  |  | MVAr
|  |  |  | Capacitors In Service |  |  | MVAr
PF
| Zone Div: | Uncompensated |  | Reactive Power |  |  | MVAr
PF
| 0 | Compensated |  | Load (LV side) |  |  | Amps
|  |  |  | Apparent Power |  |  | MVA
|  |  |  | Real Power |  |  | MW
|  |  |  | Reactive Power |  |  | MVAr
|  |  |  | Capacitors In Service |  |  | MVAr
PF
| Zone Div: | Uncompensated |  | Reactive Power |  |  | MVAr
PF
| 0 | Compensated |  | Load (LV side) |  |  | Amps
|  |  |  | Apparent Power |  |  | MVA
|  |  |  | Real Power |  |  | MW
|  |  |  | Reactive Power |  |  | MVAr
|  |  |  | Capacitors In Service |  |  | MVAr
PF
| Zone Div: | Uncompensated |  | Reactive Power |  |  | MVAr
PF

## Narrabeen 33_11kV
| Narrabeen 33_11kV | [16 empty] | 2015 | SUMMER
| Substation Total Loads | [33 empty] | Spots & Transfers Detail
| Historical Loads | (11kV Amps) | [7 empty] | Weather Corrected Forecast Loads |  |  |  | (11kV Amps) | [20 empty] | Spots & Transfers Summary | (11kV Amps) |  | Historical Spots & Transfers | [6 empty] | Forecast Spots & Transfers
|  | 07/08 | 08/09 | 09/10 | 10/11 | 11/12 | 12/13 | 13/14 |  | 14/15 | 15/16 | 16/17 | 17/18 | 18/19 | 19/20 | 20/21 | 21/22 | 22/23 | 23/24 | 24/25 | 25/26 | 26/27 | 27/28 | 28/29 | 29/30 | 30/31 | 31/32 | 32/33 | 33/34 | 34/35 | 35/36 | 36/37 | 37/38 | 38/39 |  |  |  | 07/08 | 08/09 | 09/10 | 10/11 | 11/12 | 12/13 | 13/14 | 14/15 | 15/16 | 16/17 | 17/18 | 18/19 | 19/20 | 20/21 | 21/22 | 22/23 | 23/24 | 24/25 | 25/26 | 26/27 | 27/28 | 28/29 | 29/30 | 30/31 | 31/32 | 32/33 | 33/34 | 34/35 | 35/36 | 36/37 | 37/38 | 38/39
| Total | 730 | 803 | 586 | 625 | 785 | 588 | 469 |  | 488.6662 | 469.0923 | 456.4293 | 445.5336 | 442.9155 | 442.2355 | 446.0878 | 451.2164 | 455.4374 | 460.7449 | 465.0328 | 471.0085 | 477.096 | 484.1188 | 491.7621 | 499.3457 | 506.9009 | 514.6948 | 522.7308 | 531.0126 | 539.5437 | 548.3276 | 557.368 | 566.6686 | 576.2333 |  |  | Total | 0 | 31 | -108 | -9.4334 | -8.475 | -0.0020995 | 18.9979 | -2.9761 | -3.8388 | -2.5931 | -5.9967 | -2.6181 | -0.67999 | 3.8522 | 5.1287 | 4.221 | 5.3074 | 4.288 | 5.9756 | 6.0875 | 7.0228 | 7.6433 | 7.5836 | 7.5552 | 7.7939 | 8.0361 | 8.2818 | 8.531 | 8.7839 | 9.0404 | 9.3007 | 9.5646
| Firm Rating | 0 | 0 | 0 | 0 | 0 | 0 | 1030 |  | 1030 | 1030 | 1030 | 1030 | 1030 | 1030 | 1030 | 1030 | 1030 | 1030 | 1030 | 1030 | 1030 | 1030 | 1030 | 1030 | 1030 | 1030 | 1030 | 1030 | 1030 | 1030 | 1030 | 1030 | 1030
| Total Capacity | 0 | 0 | 0 | 0 | 0 | 0 | 1063 |  | 1063 | 1063 | 1063 | 1063 | 1063 | 1063 | 1063 | 1063 | 1063 | 1063 | 1063 | 1063 | 1063 | 1063 | 1063 | 1063 | 1063 | 1063 | 1063 | 1063 | 1063 | 1063 | 1063 | 1063 | 1063 |  |  | Narrabeen 33_11kV Tx1 | 0 | 0 | 0 | 0 | 0 | 0 | 0 | 0 | 0 | 0 | 0 | 0 | 0 | 0 | 0 | 0 | 0 | 0 | 0 | 0 | 0 | 0 | 0 | 0 | 0 | 0 | 0 | 0 | 0 | 0 | 0 | 0
|  | -7 | -6 | -5 | -4 | -3 | -2 | -1 |  | 0 | 1 | 2 | 3 | 4 | 5 | 6 | 7 | 8 | 9 | 10 | 11 | 12 | 13 | 14 | 15 | 16 | 17 | 18 | 19 | 20 | 21 | 22 | 23 | 24 |  |  | Narrabeen 33_11kV Tx2 | 0 | 31 | -108 | -9.4334 | -8.475 | -0.0020995 | 18.9979 | -2.9761 | -3.8388 | -2.5931 | -5.9967 | -2.6181 | -0.67999 | 3.8522 | 5.1287 | 4.221 | 5.3074 | 4.288 | 5.9756 | 6.0875 | 7.0228 | 7.6433 | 7.5836 | 7.5552 | 7.7939 | 8.0361 | 8.2818 | 8.531 | 8.7839 | 9.0404 | 9.3007 | 9.5646
| Transformer Loads | [36 empty] | 0 | 0 | 0 | 0 | 0 | 0 | 0 | 0 | 0 | 0 | 0 | 0 | 0 | 0 | 0 | 0 | 0 | 0 | 0 | 0 | 0 | 0 | 0 | 0 | 0 | 0 | 0 | 0 | 0 | 0 | 0 | 0
| Historical Loads | (11kV Amps) | [7 empty] | 0: Weather Corrected Forecast Loads; 4: (11kV Amps) |  |  |  | 0 | 0 | 0 | 0 | 0 | 0 | 0 | 0 | 0 | 0 | 0 | 0 | 0 | 0 | 0 | 0 | 0 | 0 | 0 | 0 | 0 | 0 | 0 | 0 | 0 | 0 | 0 | 0 | 0 | 0 | 0 | 0
|  | 07/08 | 08/09 | 09/10 | 10/11 | 11/12 | 12/13 | 13/14 |  | 14/15 | 15/16 | 16/17 | 17/18 | 18/19 | 19/20 | 20/21 | 21/22 | 22/23 | 23/24 | 24/25 | 25/26 | 26/27 | 27/28 | 28/29 | 29/30 | 30/31 | 31/32 | 32/33 | 33/34 | 34/35 | 35/36 | 36/37 | 37/38 | 38/39 |  |  |  | 0 | 0 | 0 | 0 | 0 | 0 | 0 | 0 | 0 | 0 | 0 | 0 | 0 | 0 | 0 | 0 | 0 | 0 | 0 | 0 | 0 | 0 | 0 | 0 | 0 | 0 | 0 | 0 | 0 | 0 | 0 | 0
| 0 | [36 empty] | 0 | 0 | 0 | 0 | 0 | 0 | 0 | 0 | 0 | 0 | 0 | 0 | 0 | 0 | 0 | 0 | 0 | 0 | 0 | 0 | 0 | 0 | 0 | 0 | 0 | 0 | 0 | 0 | 0 | 0 | 0 | 0
| Diversity Factor: 0 | [36 empty] | 0 | 0 | 0 | 0 | 0 | 0 | 0 | 0 | 0 | 0 | 0 | 0 | 0 | 0 | 0 | 0 | 0 | 0 | 0 | 0 | 0 | 0 | 0 | 0 | 0 | 0 | 0 | 0 | 0 | 0 | 0 | 0
[38 empty] | 0 | 0 | 0 | 0 | 0 | 0 | 0 | 0 | 0 | 0 | 0 | 0 | 0 | 0 | 0 | 0 | 0 | 0 | 0 | 0 | 0 | 0 | 0 | 0 | 0 | 0 | 0 | 0 | 0 | 0 | 0 | 0
[38 empty] | 0 | 0 | 0 | 0 | 0 | 0 | 0 | 0 | 0 | 0 | 0 | 0 | 0 | 0 | 0 | 0 | 0 | 0 | 0 | 0 | 0 | 0 | 0 | 0 | 0 | 0 | 0 | 0 | 0 | 0 | 0 | 0
| 0 | [36 empty] | 0 | 0 | 0 | 0 | 0 | 0 | 0 | 0 | 0 | 0 | 0 | 0 | 0 | 0 | 0 | 0 | 0 | 0 | 0 | 0 | 0 | 0 | 0 | 0 | 0 | 0 | 0 | 0 | 0 | 0 | 0 | 0
Diversity Factor: 0
[38 empty] | Historical Spots & Transfers | [6 empty] | Forecast Spots & Transfers
[35 empty] | Project Name | From | To | 07/08 | 08/09 | 09/10 | 10/11 | 11/12 | 12/13 | 13/14 | 14/15 | 15/16 | 16/17 | 17/18 | 18/19 | 19/20 | 20/21 | 21/22 | 22/23 | 23/24 | 24/25 | 25/26 | 26/27 | 27/28 | 28/29 | 29/30 | 30/31 | 31/32 | 32/33 | 33/34 | 34/35 | 35/36 | 36/37 | 37/38 | 38/39
| 0 | [33 empty] | Broad based demand management |  | Narrabeen 33_11kV Tx2 | 0 | 0 | 0 | 0 | 0 | 0 | 0 | -0.16347 | -1.2691 | -1.6382 | -6.6301 | -2.4318 | 0 | 0 | 0 | 0 | 0 | 0 | 0 | 0 | 0 | 0 | 0 | 0 | 0 | 0 | 0 | 0 | 0 | 0 | 0 | 0
| Diversity Factor: 0 | [33 empty] | DNP_ID: 5778. Network Augmentation in the Vicinity of the Dee Why / Narrabeen Zone Boundary (Connections for DNPs 5775 & 5776) | Narrabeen 33_11kV Tx2 | Dee Why West 33_11kV Tx1 | 0 | 0 | 56.7905 | 0 | 0 | 0 | 0 | 0 | 0 | 0 | 0 | 0 | 0 | 0 | 0 | 0 | 0 | 0 | 0 | 0 | 0 | 0 | 0 | 0 | 0 | 0 | 0 | 0 | 0 | 0 | 0 | 0
[35 empty] | DNP_ID: 5778. Network Augmentation in the Vicinity of the Dee Why / Narrabeen Zone Boundary (Connections for DNPs 5775 & 5776) | Narrabeen 33_11kV Tx2 | Dee Why West 33_11kV Tx3 | 0 | 0 | 51.2095 | 0 | 0 | 0 | 0 | 0 | 0 | 0 | 0 | 0 | 0 | 0 | 0 | 0 | 0 | 0 | 0 | 0 | 0 | 0 | 0 | 0 | 0 | 0 | 0 | 0 | 0 | 0 | 0 | 0
[35 empty] | DNP_ID: 6194. Mona Vale Minor Zone Development – Relief of Panels 5R, 7L, 11L & 12 Feeders. | Mona Vale 33_11kV Tx1 | Narrabeen 33_11kV Tx2 | 0 | 31 | 0 | 0 | 0 | 0 | 0 | 0 | 0 | 0 | 0 | 0 | 0 | 0 | 0 | 0 | 0 | 0 | 0 | 0 | 0 | 0 | 0 | 0 | 0 | 0 | 0 | 0 | 0 | 0 | 0 | 0
| 0 | [33 empty] | HVCON_ID: 2011243. Establishment of 2 x Kiosks - S.49907 Macpherson Ocean Vale and S.49908 Boondah Ocean Vale, Macpherson St and Boondah Rd, Warriewood - 455 Unit Development | Mona Vale 33_11kV Tx3 | Narrabeen 33_11kV Tx2 | 0 | 0 | 0 | 0 | 0 | 0 | 19 | 0 | 0 | 0 | 0 | 0 | 0 | 0 | 0 | 0 | 0 | 0 | 0 | 0 | 0 | 0 | 0 | 0 | 0 | 0 | 0 | 0 | 0 | 0 | 0 | 0
| Diversity Factor: 0 | [33 empty] | Econometric |  | Narrabeen 33_11kV Tx2 | 0 | 0 | 0 | 0 | 0 | 0 | 0 | 0 | 0 | 5.2344 | 9.4246 | 12.2517 | 12.5867 | 13.3017 | 13.1171 | 12.9182 | 13.1309 | 13.3466 | 13.5655 | 13.7876 | 14.013 | 14.2416 | 14.4735 | 14.7088 | 14.9476 | 15.1898 | 15.4355 | 15.6847 | 15.9376 | 16.1941 | 16.4543 | 16.7183
[35 empty] | Energy Efficiency |  | Narrabeen 33_11kV Tx2 | 0 | 0 | 0 | 0 | 0 | 0 | 0 | -0.9643 | -0.49646 | -3.8479 | -6.2221 | -9.6883 | -10.3699 | -6.4166 | -5.0557 | -5.7178 | -5.5437 | -6.328 | -4.8593 | -4.9695 | -4.2596 | -3.8676 | -4.1593 | -4.423 | -4.423 | -4.423 | -4.423 | -4.423 | -4.423 | -4.423 | -4.423 | -4.423
[35 empty] | Solar PV |  | Narrabeen 33_11kV Tx2 | 0 | 0 | 0 | -9.4334 | -8.475 | -0.0020995 | -0.0020995 | -1.8483 | -2.0732 | -2.3415 | -2.5692 | -2.7497 | -2.8968 | -3.0328 | -2.9328 | -2.9794 | -2.2797 | -2.7306 | -2.7306 | -2.7306 | -2.7306 | -2.7306 | -2.7306 | -2.7306 | -2.7306 | -2.7306 | -2.7306 | -2.7306 | -2.7306 | -2.7306 | -2.7306 | -2.7306
0
Diversity Factor: 0
0
Diversity Factor: 0
0
Diversity Factor: 0
0
Diversity Factor: 0
0
Diversity Factor: 0
0
Diversity Factor: 0
| Weather Correction and Public Holiday Factors | [8 empty] | Forecast ROG
ROG Justification
| Actual loads for season 13/14 have been weather corrected by the following: | [6 empty] | 5.845% |  | 5 year ROG ok | [59 empty] | 5 year ROG ok
1 | 2 | 3 | 4 | 5 | 6 | 7 | 8 | 9 | 10 | 14/15 | 15/16 | 16/17 | 17/18 | 18/19 | 19/20 | 20/21 | 21/22 | 22/23 | 23/24 | 24/25 | 25/26 | 26/27 | 27/28 | 28/29 | 29/30 | 30/31 | 31/32 | 32/33 | 33/34 | 34/35 | 35/36 | 36/37 | 37/38 | 38/39
0.9678 | 0.93664 | 0.91654 | 0.9067 | 0.9067 | 0.9067 | 0.9067 | 0.9067 | 0.9067 | 0.9067 | -3.22% | -3.22% | -2.146% | -1.073% | 0% | 0% | 0% | 0% | 0% | 0% | 0% | 0% | 0% | 0% | 0% | 0% | 0% | 0% | 0% | 0% | 0% | 0% | 0% | 0% | 0%
Substation Load Detail
[7 empty] | Units | 13/14 |  | 14/15 | 15/16 | 16/17 | 17/18 | 18/19 | 19/20 | 20/21 | 21/22 | 22/23 | 23/24 | 24/25 | 25/26 | 26/27 | 27/28 | 28/29 | 29/30 | 30/31 | 31/32 | 32/33 | 33/34 | 34/35 | 35/36 | 36/37 | 37/38 | 38/39
1 | Narrabeen 33_11kV | Compensated |  | Load (LV side) |  |  | Amps | 469 | 508 | 488.6662 | 469.0923 | 456.4293 | 445.5336 | 442.9155 | 442.2355 | 446.0878 | 451.2164 | 455.4374 | 460.7449 | 465.0328 | 471.0085 | 477.096 | 484.1188 | 491.7621 | 499.3457 | 506.9009 | 514.6948 | 522.7308 | 531.0126 | 539.5437 | 548.3276 | 557.368 | 566.6686 | 576.2333
|  |  |  | Apparent Power |  |  | MVA | 8.9357 |  | 9.3103 | 8.9374 | 8.6961 | 8.4886 | 8.4387 | 8.4257 | 8.4991 | 8.5968 | 8.6772 | 8.7784 | 8.8601 | 8.9739 | 9.0899 | 9.2237 | 9.3693 | 9.5138 | 9.6578 | 9.8063 | 9.9594 | 10.1172 | 10.2797 | 10.447 | 10.6193 | 10.7965 | 10.9787
|  |  |  | Real Power |  |  | MW | 8.0421 | 8.7108 | 8.3793 | 8.0437 | 7.8265 | 7.6397 | 7.5948 | 7.5831 | 7.6492 | 7.7371 | 7.8095 | 7.9005 | 7.9741 | 8.0765 | 8.1809 | 8.3013 | 8.4324 | 8.5624 | 8.692 | 8.8256 | 8.9634 | 9.1054 | 9.2517 | 9.4023 | 9.5574 | 9.7168 | 9.8808
|  |  |  | Reactive Power |  |  | MVAr | 3.895 |  | 4.0583 | 3.8957 | 3.7906 | 3.7001 | 3.6783 | 3.6727 | 3.7047 | 3.7473 | 3.7823 | 3.8264 | 3.862 | 3.9116 | 3.9622 | 4.0205 | 4.084 | 4.147 | 4.2097 | 4.2744 | 4.3412 | 4.41 | 4.4808 | 4.5538 | 4.6288 | 4.7061 | 4.7855
|  |  |  | Capacitors In Service |  |  | MVAr | 0 |  | 0 | 0 | 0 | 0 | 0 | 0 | 0 | 0 | 0 | 0 | 0 | 0 | 0 | 0 | 0 | 0 | 0 | 0 | 0 | 0 | 0 | 0 | 0 | 0 | 0
|  |  |  | PF |  |  |  | 0.9 |  | 0.9 | 0.9 | 0.9 | 0.9 | 0.9 | 0.9 | 0.9 | 0.9 | 0.9 | 0.9 | 0.9 | 0.9 | 0.9 | 0.9 | 0.9 | 0.9 | 0.9 | 0.9 | 0.9 | 0.9 | 0.9 | 0.9 | 0.9 | 0.9 | 0.9
0.88154 | Diversity Factor: 0.88 | Uncompensated |  | Reactive Power |  |  | MVAr | 3.895 | 4.2188 | 4.0583 | 3.8957 | 3.7906 | 3.7001 | 3.6783 | 3.6727 | 3.7047 | 3.7473 | 3.7823 | 3.8264 | 3.862 | 3.9116 | 3.9622 | 4.0205 | 4.084 | 4.147 | 4.2097 | 4.2744 | 4.3412 | 4.41 | 4.4808 | 4.5538 | 4.6288 | 4.7061 | 4.7855
|  |  |  | PF |  |  |  | 0.9 |  | 0.9 | 0.9 | 0.9 | 0.9 | 0.9 | 0.9 | 0.9 | 0.9 | 0.9 | 0.9 | 0.9 | 0.9 | 0.9 | 0.9 | 0.9 | 0.9 | 0.9 | 0.9 | 0.9 | 0.9 | 0.9 | 0.9 | 0.9 | 0.9 | 0.9
[10 empty] | 1 | 2 | 3 | 4 | 5 | 6 | 7 | 8 | 9 | 10 | 11 | 12 | 13 | 14 | 15 | 16 | 17 | 18 | 19 | 20 | 21 | 22 | 23 | 24 | 25
Transformer Load Detail
[7 empty] | Units | 13/14 |  | 14/15 | 15/16 | 16/17 | 17/18 | 18/19 | 19/20 | 20/21 | 21/22 | 22/23 | 23/24 | 24/25 | 25/26 | 26/27 | 27/28 | 28/29 | 29/30 | 30/31 | 31/32 | 32/33 | 33/34 | 34/35 | 35/36 | 36/37 | 37/38 | 38/39
| 0 | Compensated |  | Load (LV side) |  |  | Amps
|  |  |  | Apparent Power |  |  | MVA
|  |  |  | Real Power |  |  | MW
|  |  |  | Reactive Power |  |  | MVAr
|  |  |  | Capacitors In Service |  |  | MVAr
PF
| Zone Div: | Uncompensated |  | Reactive Power |  |  | MVAr
PF
| 0 | Compensated |  | Load (LV side) |  |  | Amps
|  |  |  | Apparent Power |  |  | MVA
|  |  |  | Real Power |  |  | MW
|  |  |  | Reactive Power |  |  | MVAr
|  |  |  | Capacitors In Service |  |  | MVAr
PF
| Zone Div: | Uncompensated |  | Reactive Power |  |  | MVAr
PF
| 0 | Compensated |  | Load (LV side) |  |  | Amps
|  |  |  | Apparent Power |  |  | MVA
|  |  |  | Real Power |  |  | MW
|  |  |  | Reactive Power |  |  | MVAr
|  |  |  | Capacitors In Service |  |  | MVAr
PF
| Zone Div: | Uncompensated |  | Reactive Power |  |  | MVAr
PF
| 0 | Compensated |  | Load (LV side) |  |  | Amps
|  |  |  | Apparent Power |  |  | MVA
|  |  |  | Real Power |  |  | MW
|  |  |  | Reactive Power |  |  | MVAr
|  |  |  | Capacitors In Service |  |  | MVAr
PF
| Zone Div: | Uncompensated |  | Reactive Power |  |  | MVAr
PF
| 0 | Compensated |  | Load (LV side) |  |  | Amps
|  |  |  | Apparent Power |  |  | MVA
|  |  |  | Real Power |  |  | MW
|  |  |  | Reactive Power |  |  | MVAr
|  |  |  | Capacitors In Service |  |  | MVAr
PF
| Zone Div: | Uncompensated |  | Reactive Power |  |  | MVAr
PF
| 0 | Compensated |  | Load (LV side) |  |  | Amps
|  |  |  | Apparent Power |  |  | MVA
|  |  |  | Real Power |  |  | MW
|  |  |  | Reactive Power |  |  | MVAr
|  |  |  | Capacitors In Service |  |  | MVAr
PF
| Zone Div: | Uncompensated |  | Reactive Power |  |  | MVAr
PF
| 0 | Compensated |  | Load (LV side) |  |  | Amps
|  |  |  | Apparent Power |  |  | MVA
|  |  |  | Real Power |  |  | MW
|  |  |  | Reactive Power |  |  | MVAr
|  |  |  | Capacitors In Service |  |  | MVAr
PF
| Zone Div: | Uncompensated |  | Reactive Power |  |  | MVAr
PF
| 0 | Compensated |  | Load (LV side) |  |  | Amps
|  |  |  | Apparent Power |  |  | MVA
|  |  |  | Real Power |  |  | MW
|  |  |  | Reactive Power |  |  | MVAr
|  |  |  | Capacitors In Service |  |  | MVAr
PF
| Zone Div: | Uncompensated |  | Reactive Power |  |  | MVAr
PF
| 0 | Compensated |  | Load (LV side) |  |  | Amps
|  |  |  | Apparent Power |  |  | MVA
|  |  |  | Real Power |  |  | MW
|  |  |  | Reactive Power |  |  | MVAr
|  |  |  | Capacitors In Service |  |  | MVAr
PF
| Zone Div: | Uncompensated |  | Reactive Power |  |  | MVAr
PF
| 0 | Compensated |  | Load (LV side) |  |  | Amps
|  |  |  | Apparent Power |  |  | MVA
|  |  |  | Real Power |  |  | MW
|  |  |  | Reactive Power |  |  | MVAr
|  |  |  | Capacitors In Service |  |  | MVAr
PF
| Zone Div: | Uncompensated |  | Reactive Power |  |  | MVAr
PF

## Newport 33_11kV
| Newport 33_11kV | [16 empty] | 2015 | SUMMER
| Substation Total Loads | [33 empty] | Spots & Transfers Detail
| Historical Loads | (11kV Amps) | [7 empty] | Weather Corrected Forecast Loads |  |  |  | (11kV Amps) | [20 empty] | Spots & Transfers Summary | (11kV Amps) |  | Historical Spots & Transfers | [6 empty] | Forecast Spots & Transfers
|  | 07/08 | 08/09 | 09/10 | 10/11 | 11/12 | 12/13 | 13/14 |  | 14/15 | 15/16 | 16/17 | 17/18 | 18/19 | 19/20 | 20/21 | 21/22 | 22/23 | 23/24 | 24/25 | 25/26 | 26/27 | 27/28 | 28/29 | 29/30 | 30/31 | 31/32 | 32/33 | 33/34 | 34/35 | 35/36 | 36/37 | 37/38 | 38/39 |  |  |  | 07/08 | 08/09 | 09/10 | 10/11 | 11/12 | 12/13 | 13/14 | 14/15 | 15/16 | 16/17 | 17/18 | 18/19 | 19/20 | 20/21 | 21/22 | 22/23 | 23/24 | 24/25 | 25/26 | 26/27 | 27/28 | 28/29 | 29/30 | 30/31 | 31/32 | 32/33 | 33/34 | 34/35 | 35/36 | 36/37 | 37/38 | 38/39
| Total | 697 | 788 | 842 | 739 | 574 | 700 | 541 |  | 566.7016 | 556.333 | 550.9897 | 542.0048 | 542.4101 | 544.8102 | 552.1012 | 559.9542 | 566.8269 | 574.5452 | 581.9853 | 591.0923 | 600.4184 | 610.4597 | 621.089 | 631.7461 | 642.5698 | 653.6941 | 665.1236 | 676.8626 | 688.9158 | 701.2878 | 713.9833 | 727.0071 | 740.364 |  |  | Total | 0 | 18 | 55 | -181.0058 | -7.2851 | -0.0020995 | -0.0015746 | -0.93868 | -2.1438 | 0.039466 | -6.3193 | 0.40535 | 2.4001 | 7.291 | 7.853 | 6.8727 | 7.7183 | 7.44 | 9.107 | 9.3262 | 10.0412 | 10.6293 | 10.6571 | 10.8237 | 11.1243 | 11.4294 | 11.739 | 12.0532 | 12.372 | 12.6955 | 13.0238 | 13.3569
| Firm Rating | 0 | 0 | 0 | 0 | 0 | 0 | 1089 |  | 1089 | 1202 | 1202 | 1202 | 1202 | 1202 | 1202 | 1202 | 1202 | 1202 | 1202 | 1202 | 1202 | 1202 | 1202 | 1202 | 1202 | 1202 | 1202 | 1202 | 1202 | 1202 | 1202 | 1202 | 1202
| Total Capacity | 0 | 0 | 0 | 0 | 0 | 0 | 1184 |  | 1184 | 2367 | 2367 | 2367 | 2367 | 2367 | 2367 | 2367 | 2367 | 2367 | 2367 | 2367 | 2367 | 2367 | 2367 | 2367 | 2367 | 2367 | 2367 | 2367 | 2367 | 2367 | 2367 | 2367 | 2367 |  |  | Newport 33_11kV Tx2 | 0 | 18 | 55 | -181.0058 | -7.2851 | -0.0020995 | -0.0015746 | -0.93868 | -2.1438 | 0.039466 | -6.3193 | 0.40535 | 2.4001 | 7.291 | 7.853 | 6.8727 | 7.7183 | 7.44 | 9.107 | 9.3262 | 10.0412 | 10.6293 | 10.6571 | 10.8237 | 11.1243 | 11.4294 | 11.739 | 12.0532 | 12.372 | 12.6955 | 13.0238 | 13.3569
|  | -7 | -6 | -5 | -4 | -3 | -2 | -1 |  | 0 | 1 | 2 | 3 | 4 | 5 | 6 | 7 | 8 | 9 | 10 | 11 | 12 | 13 | 14 | 15 | 16 | 17 | 18 | 19 | 20 | 21 | 22 | 23 | 24 |  |  | Newport 33_11kV Tx3 | 0 | 0 | 0 | 0 | 0 | 0 | 0 | 0 | 0 | 0 | 0 | 0 | 0 | 0 | 0 | 0 | 0 | 0 | 0 | 0 | 0 | 0 | 0 | 0 | 0 | 0 | 0 | 0 | 0 | 0 | 0 | 0
| Transformer Loads | [36 empty] | 0 | 0 | 0 | 0 | 0 | 0 | 0 | 0 | 0 | 0 | 0 | 0 | 0 | 0 | 0 | 0 | 0 | 0 | 0 | 0 | 0 | 0 | 0 | 0 | 0 | 0 | 0 | 0 | 0 | 0 | 0 | 0
| Historical Loads | (11kV Amps) | [7 empty] | Weather Corrected Forecast Loads |  |  |  | (11kV Amps) | [23 empty] | 0 | 0 | 0 | 0 | 0 | 0 | 0 | 0 | 0 | 0 | 0 | 0 | 0 | 0 | 0 | 0 | 0 | 0 | 0 | 0 | 0 | 0 | 0 | 0 | 0 | 0 | 0 | 0 | 0 | 0 | 0 | 0
|  | 07/08 | 08/09 | 09/10 | 10/11 | 11/12 | 12/13 | 13/14 |  | 14/15 | 15/16 | 16/17 | 17/18 | 18/19 | 19/20 | 20/21 | 21/22 | 22/23 | 23/24 | 24/25 | 25/26 | 26/27 | 27/28 | 28/29 | 29/30 | 30/31 | 31/32 | 32/33 | 33/34 | 34/35 | 35/36 | 36/37 | 37/38 | 38/39 |  |  |  | 0 | 0 | 0 | 0 | 0 | 0 | 0 | 0 | 0 | 0 | 0 | 0 | 0 | 0 | 0 | 0 | 0 | 0 | 0 | 0 | 0 | 0 | 0 | 0 | 0 | 0 | 0 | 0 | 0 | 0 | 0 | 0
| 0 | [36 empty] | 0 | 0 | 0 | 0 | 0 | 0 | 0 | 0 | 0 | 0 | 0 | 0 | 0 | 0 | 0 | 0 | 0 | 0 | 0 | 0 | 0 | 0 | 0 | 0 | 0 | 0 | 0 | 0 | 0 | 0 | 0 | 0
| Diversity Factor: 0 | [36 empty] | 0 | 0 | 0 | 0 | 0 | 0 | 0 | 0 | 0 | 0 | 0 | 0 | 0 | 0 | 0 | 0 | 0 | 0 | 0 | 0 | 0 | 0 | 0 | 0 | 0 | 0 | 0 | 0 | 0 | 0 | 0 | 0
[38 empty] | 0 | 0 | 0 | 0 | 0 | 0 | 0 | 0 | 0 | 0 | 0 | 0 | 0 | 0 | 0 | 0 | 0 | 0 | 0 | 0 | 0 | 0 | 0 | 0 | 0 | 0 | 0 | 0 | 0 | 0 | 0 | 0
[38 empty] | 0 | 0 | 0 | 0 | 0 | 0 | 0 | 0 | 0 | 0 | 0 | 0 | 0 | 0 | 0 | 0 | 0 | 0 | 0 | 0 | 0 | 0 | 0 | 0 | 0 | 0 | 0 | 0 | 0 | 0 | 0 | 0
| 0 | [36 empty] | 0 | 0 | 0 | 0 | 0 | 0 | 0 | 0 | 0 | 0 | 0 | 0 | 0 | 0 | 0 | 0 | 0 | 0 | 0 | 0 | 0 | 0 | 0 | 0 | 0 | 0 | 0 | 0 | 0 | 0 | 0 | 0
Diversity Factor: 0
[38 empty] | Historical Spots & Transfers | [6 empty] | Forecast Spots & Transfers
[35 empty] | Project Name | From | To | 07/08 | 08/09 | 09/10 | 10/11 | 11/12 | 12/13 | 13/14 | 14/15 | 15/16 | 16/17 | 17/18 | 18/19 | 19/20 | 20/21 | 21/22 | 22/23 | 23/24 | 24/25 | 25/26 | 26/27 | 27/28 | 28/29 | 29/30 | 30/31 | 31/32 | 32/33 | 33/34 | 34/35 | 35/36 | 36/37 | 37/38 | 38/39
| 0 | [33 empty] | Broad based demand management |  | Newport 33_11kV Tx2 | 0 | 0 | 0 | 0 | 0 | 0 | 0 | -0.11049 | -1.0887 | -1.5404 | -10.1409 | -2.6499 | 0 | 0 | 0 | 0 | 0 | 0 | 0 | 0 | 0 | 0 | 0 | 0 | 0 | 0 | 0 | 0 | 0 | 0 | 0 | 0
| Diversity Factor: 0 | [33 empty] | DNP_ID: 6194. Mona Vale Minor Zone Development – Relief of Panels 5R, 7L, 11L & 12 Feeders. | Mona Vale 33_11kV Tx1 | Newport 33_11kV Tx2 | 0 | 51 | 0 | 0 | 0 | 0 | 0 | 0 | 0 | 0 | 0 | 0 | 0 | 0 | 0 | 0 | 0 | 0 | 0 | 0 | 0 | 0 | 0 | 0 | 0 | 0 | 0 | 0 | 0 | 0 | 0 | 0
[35 empty] | DNP_ID: 6194. Mona Vale Minor Zone Development – Relief of Panels 5R, 7L, 11L & 12 Feeders. | Newport 33_11kV Tx2 | Mona Vale 33_11kV Tx3 | 0 | 33 | 0 | 0 | 0 | 0 | 0 | 0 | 0 | 0 | 0 | 0 | 0 | 0 | 0 | 0 | 0 | 0 | 0 | 0 | 0 | 0 | 0 | 0 | 0 | 0 | 0 | 0 | 0 | 0 | 0 | 0
[35 empty] | DNP_ID: 6422. Newport Zone Development - 2008 (New feeder from Mona Vale) | Newport 33_11kV Tx2 | Mona Vale 33_11kV Tx1 | 0 | 0 | 0 | 181 | 0 | 0 | 0 | 0 | 0 | 0 | 0 | 0 | 0 | 0 | 0 | 0 | 0 | 0 | 0 | 0 | 0 | 0 | 0 | 0 | 0 | 0 | 0 | 0 | 0 | 0 | 0 | 0
| 0 | [33 empty] | DNP_ID: 6465. Works Required to reduce the Load on Panel 7R Feeder Mona Vale (Open Points) | Mona Vale 33_11kV Tx1 | Newport 33_11kV Tx2 | 0 | 0 | 55 | 0 | 0 | 0 | 0 | 0 | 0 | 0 | 0 | 0 | 0 | 0 | 0 | 0 | 0 | 0 | 0 | 0 | 0 | 0 | 0 | 0 | 0 | 0 | 0 | 0 | 0 | 0 | 0 | 0
| Diversity Factor: 0 | [33 empty] | Econometric |  | Newport 33_11kV Tx2 | 0 | 0 | 0 | 0 | 0 | 0 | 0 | 0 | 0 | 6.5311 | 11.5755 | 14.6676 | 15.1168 | 16.123 | 15.8069 | 15.4696 | 15.7367 | 16.0078 | 16.283 | 16.5622 | 16.8456 | 17.1332 | 17.4251 | 17.7214 | 18.022 | 18.3271 | 18.6367 | 18.9509 | 19.2697 | 19.5932 | 19.9215 | 20.2546
[35 empty] | Energy Efficiency |  | Newport 33_11kV Tx2 | 0 | 0 | 0 | 0 | 0 | 0 | 0 | -0.0073608 | -0.13445 | -3.9114 | -6.613 | -10.3913 | -11.4303 | -7.4851 | -6.6515 | -7.2738 | -7.006 | -7.3551 | -5.9633 | -6.0234 | -5.5917 | -5.2913 | -5.5554 | -5.685 | -5.685 | -5.685 | -5.685 | -5.685 | -5.685 | -5.685 | -5.685 | -5.685
[35 empty] | Solar PV |  | Newport 33_11kV Tx2 | 0 | 0 | 0 | -0.0057735 | -7.2851 | -0.0020995 | -0.0015746 | -0.82083 | -0.92068 | -1.0398 | -1.1409 | -1.2211 | -1.2864 | -1.3468 | -1.3024 | -1.3231 | -1.0124 | -1.2126 | -1.2126 | -1.2126 | -1.2126 | -1.2126 | -1.2126 | -1.2126 | -1.2126 | -1.2126 | -1.2126 | -1.2126 | -1.2126 | -1.2126 | -1.2126 | -1.2126
0
Diversity Factor: 0
0
Diversity Factor: 0
0
Diversity Factor: 0
0
Diversity Factor: 0
0
Diversity Factor: 0
0
Diversity Factor: 0
| Weather Correction and Public Holiday Factors | [8 empty] | Forecast ROG
ROG Justification
| Actual loads for season 13/14 have been weather corrected by the following: | [6 empty] | 4.569% |  | 7 year ROG ok | [59 empty] | 7 year ROG ok
1 | 2 | 3 | 4 | 5 | 6 | 7 | 8 | 9 | 10 | 14/15 | 15/16 | 16/17 | 17/18 | 18/19 | 19/20 | 20/21 | 21/22 | 22/23 | 23/24 | 24/25 | 25/26 | 26/27 | 27/28 | 28/29 | 29/30 | 30/31 | 31/32 | 32/33 | 33/34 | 34/35 | 35/36 | 36/37 | 37/38 | 38/39
0.98549 | 0.97119 | 0.9618 | 0.95715 | 0.95715 | 0.95715 | 0.95715 | 0.95715 | 0.95715 | 0.95715 | -1.451% | -1.451% | -0.967% | -0.483% | 0% | 0% | 0% | 0% | 0% | 0% | 0% | 0% | 0% | 0% | 0% | 0% | 0% | 0% | 0% | 0% | 0% | 0% | 0% | 0% | 0%
Substation Load Detail
[7 empty] | Units | 13/14 |  | 14/15 | 15/16 | 16/17 | 17/18 | 18/19 | 19/20 | 20/21 | 21/22 | 22/23 | 23/24 | 24/25 | 25/26 | 26/27 | 27/28 | 28/29 | 29/30 | 30/31 | 31/32 | 32/33 | 33/34 | 34/35 | 35/36 | 36/37 | 37/38 | 38/39
1 | Newport 33_11kV | Compensated |  | Load (LV side) |  |  | Amps | 541 | 576 | 566.7016 | 556.333 | 550.9897 | 542.0048 | 542.4101 | 544.8102 | 552.1012 | 559.9542 | 566.8269 | 574.5452 | 581.9853 | 591.0923 | 600.4184 | 610.4597 | 621.089 | 631.7461 | 642.5698 | 653.6941 | 665.1236 | 676.8626 | 688.9158 | 701.2878 | 713.9833 | 727.0071 | 740.364
|  |  |  | Apparent Power |  |  | MVA | 10.3074 |  | 10.7971 | 10.5996 | 10.4978 | 10.3266 | 10.3343 | 10.38 | 10.5189 | 10.6686 | 10.7995 | 10.9466 | 11.0883 | 11.2618 | 11.4395 | 11.6308 | 11.8333 | 12.0364 | 12.2426 | 12.4545 | 12.6723 | 12.896 | 13.1256 | 13.3613 | 13.6032 | 13.8513 | 14.1058
|  |  |  | Real Power |  |  | MW | 9.2767 | 9.8768 | 9.7174 | 9.5396 | 9.448 | 9.2939 | 9.3009 | 9.342 | 9.467 | 9.6017 | 9.7196 | 9.8519 | 9.9795 | 10.1356 | 10.2956 | 10.4677 | 10.65 | 10.8327 | 11.0183 | 11.2091 | 11.4051 | 11.6064 | 11.813 | 12.0252 | 12.2429 | 12.4662 | 12.6952
|  |  |  | Reactive Power |  |  | MVAr | 4.4929 |  | 4.7064 | 4.6202 | 4.5759 | 4.5013 | 4.5046 | 4.5245 | 4.5851 | 4.6503 | 4.7074 | 4.7715 | 4.8333 | 4.9089 | 4.9864 | 5.0698 | 5.158 | 5.2465 | 5.3364 | 5.4288 | 5.5237 | 5.6212 | 5.7213 | 5.8241 | 5.9295 | 6.0377 | 6.1486
|  |  |  | Capacitors In Service |  |  | MVAr | 0 |  | 0 | 0 | 0 | 0 | 0 | 0 | 0 | 0 | 0 | 0 | 0 | 0 | 0 | 0 | 0 | 0 | 0 | 0 | 0 | 0 | 0 | 0 | 0 | 0 | 0
|  |  |  | PF |  |  |  | 0.9 |  | 0.9 | 0.9 | 0.9 | 0.9 | 0.9 | 0.9 | 0.9 | 0.9 | 0.9 | 0.9 | 0.9 | 0.9 | 0.9 | 0.9 | 0.9 | 0.9 | 0.9 | 0.9 | 0.9 | 0.9 | 0.9 | 0.9 | 0.9 | 0.9 | 0.9
0.82489 | Diversity Factor: 0.82 | Uncompensated |  | Reactive Power |  |  | MVAr | 4.4929 | 4.7836 | 4.7064 | 4.6202 | 4.5759 | 4.5013 | 4.5046 | 4.5245 | 4.5851 | 4.6503 | 4.7074 | 4.7715 | 4.8333 | 4.9089 | 4.9864 | 5.0698 | 5.158 | 5.2465 | 5.3364 | 5.4288 | 5.5237 | 5.6212 | 5.7213 | 5.8241 | 5.9295 | 6.0377 | 6.1486
|  |  |  | PF |  |  |  | 0.9 |  | 0.9 | 0.9 | 0.9 | 0.9 | 0.9 | 0.9 | 0.9 | 0.9 | 0.9 | 0.9 | 0.9 | 0.9 | 0.9 | 0.9 | 0.9 | 0.9 | 0.9 | 0.9 | 0.9 | 0.9 | 0.9 | 0.9 | 0.9 | 0.9 | 0.9
[10 empty] | 1 | 2 | 3 | 4 | 5 | 6 | 7 | 8 | 9 | 10 | 11 | 12 | 13 | 14 | 15 | 16 | 17 | 18 | 19 | 20 | 21 | 22 | 23 | 24 | 25
Transformer Load Detail
[7 empty] | Units | 13/14 |  | 14/15 | 15/16 | 16/17 | 17/18 | 18/19 | 19/20 | 20/21 | 21/22 | 22/23 | 23/24 | 24/25 | 25/26 | 26/27 | 27/28 | 28/29 | 29/30 | 30/31 | 31/32 | 32/33 | 33/34 | 34/35 | 35/36 | 36/37 | 37/38 | 38/39
| 0 | Compensated |  | Load (LV side) |  |  | Amps
|  |  |  | Apparent Power |  |  | MVA
|  |  |  | Real Power |  |  | MW
|  |  |  | Reactive Power |  |  | MVAr
|  |  |  | Capacitors In Service |  |  | MVAr
PF
| Zone Div: | Uncompensated |  | Reactive Power |  |  | MVAr
PF
| 0 | Compensated |  | Load (LV side) |  |  | Amps
|  |  |  | Apparent Power |  |  | MVA
|  |  |  | Real Power |  |  | MW
|  |  |  | Reactive Power |  |  | MVAr
|  |  |  | Capacitors In Service |  |  | MVAr
PF
| Zone Div: | Uncompensated |  | Reactive Power |  |  | MVAr
PF
| 0 | Compensated |  | Load (LV side) |  |  | Amps
|  |  |  | Apparent Power |  |  | MVA
|  |  |  | Real Power |  |  | MW
|  |  |  | Reactive Power |  |  | MVAr
|  |  |  | Capacitors In Service |  |  | MVAr
PF
| Zone Div: | Uncompensated |  | Reactive Power |  |  | MVAr
PF
| 0 | Compensated |  | Load (LV side) |  |  | Amps
|  |  |  | Apparent Power |  |  | MVA
|  |  |  | Real Power |  |  | MW
|  |  |  | Reactive Power |  |  | MVAr
|  |  |  | Capacitors In Service |  |  | MVAr
PF
| Zone Div: | Uncompensated |  | Reactive Power |  |  | MVAr
PF
| 0 | Compensated |  | Load (LV side) |  |  | Amps
|  |  |  | Apparent Power |  |  | MVA
|  |  |  | Real Power |  |  | MW
|  |  |  | Reactive Power |  |  | MVAr
|  |  |  | Capacitors In Service |  |  | MVAr
PF
| Zone Div: | Uncompensated |  | Reactive Power |  |  | MVAr
PF
| 0 | Compensated |  | Load (LV side) |  |  | Amps
|  |  |  | Apparent Power |  |  | MVA
|  |  |  | Real Power |  |  | MW
|  |  |  | Reactive Power |  |  | MVAr
|  |  |  | Capacitors In Service |  |  | MVAr
PF
| Zone Div: | Uncompensated |  | Reactive Power |  |  | MVAr
PF
| 0 | Compensated |  | Load (LV side) |  |  | Amps
|  |  |  | Apparent Power |  |  | MVA
|  |  |  | Real Power |  |  | MW
|  |  |  | Reactive Power |  |  | MVAr
|  |  |  | Capacitors In Service |  |  | MVAr
PF
| Zone Div: | Uncompensated |  | Reactive Power |  |  | MVAr
PF
| 0 | Compensated |  | Load (LV side) |  |  | Amps
|  |  |  | Apparent Power |  |  | MVA
|  |  |  | Real Power |  |  | MW
|  |  |  | Reactive Power |  |  | MVAr
|  |  |  | Capacitors In Service |  |  | MVAr
PF
| Zone Div: | Uncompensated |  | Reactive Power |  |  | MVAr
PF
| 0 | Compensated |  | Load (LV side) |  |  | Amps
|  |  |  | Apparent Power |  |  | MVA
|  |  |  | Real Power |  |  | MW
|  |  |  | Reactive Power |  |  | MVAr
|  |  |  | Capacitors In Service |  |  | MVAr
PF
| Zone Div: | Uncompensated |  | Reactive Power |  |  | MVAr
PF
| 0 | Compensated |  | Load (LV side) |  |  | Amps
|  |  |  | Apparent Power |  |  | MVA
|  |  |  | Real Power |  |  | MW
|  |  |  | Reactive Power |  |  | MVAr
|  |  |  | Capacitors In Service |  |  | MVAr
PF
| Zone Div: | Uncompensated |  | Reactive Power |  |  | MVAr
PF

## Terrey Hills 33_11kV
| Terrey Hills 33_11kV | [16 empty] | 2015 | SUMMER
| Substation Total Loads | [33 empty] | Spots & Transfers Detail
| Historical Loads | (11kV Amps) | [7 empty] | Weather Corrected Forecast Loads |  |  |  | (11kV Amps) | [20 empty] | Spots & Transfers Summary | (11kV Amps) |  | Historical Spots & Transfers | [6 empty] | Forecast Spots & Transfers
|  | 07/08 | 08/09 | 09/10 | 10/11 | 11/12 | 12/13 | 13/14 |  | 14/15 | 15/16 | 16/17 | 17/18 | 18/19 | 19/20 | 20/21 | 21/22 | 22/23 | 23/24 | 24/25 | 25/26 | 26/27 | 27/28 | 28/29 | 29/30 | 30/31 | 31/32 | 32/33 | 33/34 | 34/35 | 35/36 | 36/37 | 37/38 | 38/39 |  |  |  | 07/08 | 08/09 | 09/10 | 10/11 | 11/12 | 12/13 | 13/14 | 14/15 | 15/16 | 16/17 | 17/18 | 18/19 | 19/20 | 20/21 | 21/22 | 22/23 | 23/24 | 24/25 | 25/26 | 26/27 | 27/28 | 28/29 | 29/30 | 30/31 | 31/32 | 32/33 | 33/34 | 34/35 | 35/36 | 36/37 | 37/38 | 38/39
| Total | 804 | 872 | 899 | 931 | 756 | 877 | 758 |  | 783.5866 | 753.3582 | 732.2303 | 717.404 | 711.3059 | 707.8179 | 710.5877 | 716.8185 | 721.9572 | 728.087 | 731.7338 | 737.997 | 744.1794 | 752.2909 | 761.4191 | 770.2504 | 778.5843 | 787.1352 | 795.9059 | 804.8994 | 814.1188 | 823.5672 | 833.2476 | 843.1631 | 853.3171 |  |  | Total | 0 | 0 | 0 | -5.4796 | -4.2304 | 38.3855 | -2.1777 | -5.7744 | -5.5778 | -5.328 | -7.148 | -6.0981 | -3.488 | 2.7698 | 6.2308 | 5.1387 | 6.1298 | 3.6468 | 6.2632 | 6.1824 | 8.1115 | 9.1282 | 8.8312 | 8.3339 | 8.5508 | 8.7707 | 8.9935 | 9.2194 | 9.4483 | 9.6804 | 9.9156 | 10.1539
| Firm Rating | 0 | 0 | 0 | 0 | 0 | 0 | 1600 |  | 1600 | 1600 | 1600 | 1600 | 1600 | 1600 | 1600 | 1600 | 1600 | 1600 | 1600 | 1600 | 1600 | 1600 | 1600 | 1600 | 1600 | 1600 | 1600 | 1600 | 1600 | 1600 | 1600 | 1600 | 1600
| Total Capacity | 0 | 0 | 0 | 0 | 0 | 0 | 3185 |  | 3185 | 3185 | 3185 | 3185 | 3185 | 3185 | 3185 | 3185 | 3185 | 3185 | 3185 | 3185 | 3185 | 3185 | 3185 | 3185 | 3185 | 3185 | 3185 | 3185 | 3185 | 3185 | 3185 | 3185 | 3185 |  |  | Terrey Hills 33_11kV Tx1 | 0 | 0 | 0 | 0 | 0 | 0 | 0 | 0 | 0 | 0 | 0 | 0 | 0 | 0 | 0 | 0 | 0 | 0 | 0 | 0 | 0 | 0 | 0 | 0 | 0 | 0 | 0 | 0 | 0 | 0 | 0 | 0
|  | -7 | -6 | -5 | -4 | -3 | -2 | -1 |  | 0 | 1 | 2 | 3 | 4 | 5 | 6 | 7 | 8 | 9 | 10 | 11 | 12 | 13 | 14 | 15 | 16 | 17 | 18 | 19 | 20 | 21 | 22 | 23 | 24 |  |  | Terrey Hills 33_11kV Tx2 | 0 | 0 | 0 | -5.4796 | -4.2304 | 38.3855 | -2.1777 | -5.7744 | -5.5778 | -5.328 | -7.148 | -6.0981 | -3.488 | 2.7698 | 6.2308 | 5.1387 | 6.1298 | 3.6468 | 6.2632 | 6.1824 | 8.1115 | 9.1282 | 8.8312 | 8.3339 | 8.5508 | 8.7707 | 8.9935 | 9.2194 | 9.4483 | 9.6804 | 9.9156 | 10.1539
| Transformer Loads | [35 empty] | Terrey Hills 33_11kV Tx3 | 0 | 0 | 0 | 0 | 0 | 0 | 0 | 0 | 0 | 0 | 0 | 0 | 0 | 0 | 0 | 0 | 0 | 0 | 0 | 0 | 0 | 0 | 0 | 0 | 0 | 0 | 0 | 0 | 0 | 0 | 0 | 0
| Historical Loads | (11kV Amps) | [7 empty] | Weather Corrected Forecast Loads |  |  |  | (11kV Amps) | [23 empty] | 0 | 0 | 0 | 0 | 0 | 0 | 0 | 0 | 0 | 0 | 0 | 0 | 0 | 0 | 0 | 0 | 0 | 0 | 0 | 0 | 0 | 0 | 0 | 0 | 0 | 0 | 0 | 0 | 0 | 0 | 0 | 0
|  | 07/08 | 08/09 | 09/10 | 10/11 | 11/12 | 12/13 | 13/14 |  | 14/15 | 15/16 | 16/17 | 17/18 | 18/19 | 19/20 | 20/21 | 21/22 | 22/23 | 23/24 | 24/25 | 25/26 | 26/27 | 27/28 | 28/29 | 29/30 | 30/31 | 31/32 | 32/33 | 33/34 | 34/35 | 35/36 | 36/37 | 37/38 | 38/39 |  |  |  | 0 | 0 | 0 | 0 | 0 | 0 | 0 | 0 | 0 | 0 | 0 | 0 | 0 | 0 | 0 | 0 | 0 | 0 | 0 | 0 | 0 | 0 | 0 | 0 | 0 | 0 | 0 | 0 | 0 | 0 | 0 | 0
| 0 | [36 empty] | 0 | 0 | 0 | 0 | 0 | 0 | 0 | 0 | 0 | 0 | 0 | 0 | 0 | 0 | 0 | 0 | 0 | 0 | 0 | 0 | 0 | 0 | 0 | 0 | 0 | 0 | 0 | 0 | 0 | 0 | 0 | 0
| Diversity Factor: 0 | [36 empty] | 0 | 0 | 0 | 0 | 0 | 0 | 0 | 0 | 0 | 0 | 0 | 0 | 0 | 0 | 0 | 0 | 0 | 0 | 0 | 0 | 0 | 0 | 0 | 0 | 0 | 0 | 0 | 0 | 0 | 0 | 0 | 0
[38 empty] | 0 | 0 | 0 | 0 | 0 | 0 | 0 | 0 | 0 | 0 | 0 | 0 | 0 | 0 | 0 | 0 | 0 | 0 | 0 | 0 | 0 | 0 | 0 | 0 | 0 | 0 | 0 | 0 | 0 | 0 | 0 | 0
[38 empty] | 0 | 0 | 0 | 0 | 0 | 0 | 0 | 0 | 0 | 0 | 0 | 0 | 0 | 0 | 0 | 0 | 0 | 0 | 0 | 0 | 0 | 0 | 0 | 0 | 0 | 0 | 0 | 0 | 0 | 0 | 0 | 0
| 0 | [36 empty] | 0 | 0 | 0 | 0 | 0 | 0 | 0 | 0 | 0 | 0 | 0 | 0 | 0 | 0 | 0 | 0 | 0 | 0 | 0 | 0 | 0 | 0 | 0 | 0 | 0 | 0 | 0 | 0 | 0 | 0 | 0 | 0
Diversity Factor: 0
[38 empty] | Historical Spots & Transfers | [6 empty] | Forecast Spots & Transfers
[35 empty] | Project Name | From | To | 07/08 | 08/09 | 09/10 | 10/11 | 11/12 | 12/13 | 13/14 | 14/15 | 15/16 | 16/17 | 17/18 | 18/19 | 19/20 | 20/21 | 21/22 | 22/23 | 23/24 | 24/25 | 25/26 | 26/27 | 27/28 | 28/29 | 29/30 | 30/31 | 31/32 | 32/33 | 33/34 | 34/35 | 35/36 | 36/37 | 37/38 | 38/39
| 0 | [33 empty] | Broad based demand management |  | Terrey Hills 33_11kV Tx2 | 0 | 0 | 0 | 0 | 0 | 0 | 0 | -0.12472 | -1.7727 | -1.978 | -4.9693 | -2.7333 | 0 | 0 | 0 | 0 | 0 | 0 | 0 | 0 | 0 | 0 | 0 | 0 | 0 | 0 | 0 | 0 | 0 | 0 | 0 | 0
| Diversity Factor: 0 | [33 empty] | HVCON_ID: 2009142. Establishment of S.17155 Optus Crozier, Crozier Road (Satellite Facility), Belrose and Decommission S.16298 Linden Crozier | Belrose 33_11kV Tx1 | Terrey Hills 33_11kV Tx2 | 0 | 0 | 0 | 0 | 0 | 19.8331 | 0 | 0 | 0 | 0 | 0 | 0 | 0 | 0 | 0 | 0 | 0 | 0 | 0 | 0 | 0 | 0 | 0 | 0 | 0 | 0 | 0 | 0 | 0 | 0 | 0 | 0
[35 empty] | HVCON_ID: 2009142. Establishment of S.17155 Optus Crozier, Crozier Road (Satellite Facility), Belrose and Decommission S.16298 Linden Crozier | Belrose 33_11kV Tx2 | Terrey Hills 33_11kV Tx2 | 0 | 0 | 0 | 0 | 0 | 20.1669 | 0 | 0 | 0 | 0 | 0 | 0 | 0 | 0 | 0 | 0 | 0 | 0 | 0 | 0 | 0 | 0 | 0 | 0 | 0 | 0 | 0 | 0 | 0 | 0 | 0 | 0
[35 empty] | Econometric |  | Terrey Hills 33_11kV Tx2 | 0 | 0 | 0 | 0 | 0 | 0 | 0 | 0 | 0 | 4.8693 | 9.1483 | 12.7193 | 12.9683 | 13.3262 | 13.3903 | 13.4491 | 13.6438 | 13.8411 | 14.0411 | 14.2438 | 14.4493 | 14.6576 | 14.8687 | 15.0827 | 15.2997 | 15.5195 | 15.7424 | 15.9682 | 16.1972 | 16.4292 | 16.6644 | 16.9027
| 0 | [33 empty] | Energy Efficiency |  | Terrey Hills 33_11kV Tx2 | 0 | 0 | 0 | 0 | 0 | 0 | 0 | -3.676 | -1.5913 | -5.7191 | -8.5836 | -13.148 | -13.3632 | -7.318 | -4.0278 | -5.1291 | -5.0798 | -7.2785 | -4.8621 | -5.1457 | -3.4221 | -2.6137 | -3.1218 | -3.8331 | -3.8331 | -3.8331 | -3.8331 | -3.8331 | -3.8331 | -3.8331 | -3.8331 | -3.8331
| Diversity Factor: 0 | [33 empty] | Solar PV |  | Terrey Hills 33_11kV Tx2 | 0 | 0 | 0 | -5.4796 | -4.2304 | -1.6145 | -2.1777 | -1.9736 | -2.2137 | -2.5002 | -2.7433 | -2.9361 | -3.0931 | -3.2384 | -3.1316 | -3.1814 | -2.4342 | -2.9157 | -2.9157 | -2.9157 | -2.9157 | -2.9157 | -2.9157 | -2.9157 | -2.9157 | -2.9157 | -2.9157 | -2.9157 | -2.9157 | -2.9157 | -2.9157 | -2.9157
0
Diversity Factor: 0
0
Diversity Factor: 0
0
Diversity Factor: 0
0
Diversity Factor: 0
0
Diversity Factor: 0
0
Diversity Factor: 0
| Weather Correction and Public Holiday Factors | [8 empty] | Forecast ROG
ROG Justification
| Actual loads for season 13/14 have been weather corrected by the following: | [6 empty] | 7.369% |  | 7 year ROG ok | [59 empty] | 7 year ROG ok
1 | 2 | 3 | 4 | 5 | 6 | 7 | 8 | 9 | 10 | 14/15 | 15/16 | 16/17 | 17/18 | 18/19 | 19/20 | 20/21 | 21/22 | 22/23 | 23/24 | 24/25 | 25/26 | 26/27 | 27/28 | 28/29 | 29/30 | 30/31 | 31/32 | 32/33 | 33/34 | 34/35 | 35/36 | 36/37 | 37/38 | 38/39
0.96855 | 0.93809 | 0.91842 | 0.90879 | 0.90879 | 0.90879 | 0.90879 | 0.90879 | 0.90879 | 0.90879 | -3.145% | -3.145% | -2.097% | -1.048% | 0% | 0% | 0% | 0% | 0% | 0% | 0% | 0% | 0% | 0% | 0% | 0% | 0% | 0% | 0% | 0% | 0% | 0% | 0% | 0% | 0%
Substation Load Detail
[7 empty] | Units | 13/14 |  | 14/15 | 15/16 | 16/17 | 17/18 | 18/19 | 19/20 | 20/21 | 21/22 | 22/23 | 23/24 | 24/25 | 25/26 | 26/27 | 27/28 | 28/29 | 29/30 | 30/31 | 31/32 | 32/33 | 33/34 | 34/35 | 35/36 | 36/37 | 37/38 | 38/39
1 | Terrey Hills 33_11kV | Compensated |  | Load (LV side) |  |  | Amps | 758 | 815 | 783.5866 | 753.3582 | 732.2303 | 717.404 | 711.3059 | 707.8179 | 710.5877 | 716.8185 | 721.9572 | 728.087 | 731.7338 | 737.997 | 744.1794 | 752.2909 | 761.4191 | 770.2504 | 778.5843 | 787.1352 | 795.9059 | 804.8994 | 814.1188 | 823.5672 | 833.2476 | 843.1631 | 853.3171
|  |  |  | Apparent Power |  |  | MVA | 14.4418 |  | 14.9293 | 14.3534 | 13.9509 | 13.6684 | 13.5522 | 13.4857 | 13.5385 | 13.6572 | 13.7551 | 13.8719 | 13.9414 | 14.0607 | 14.1785 | 14.3331 | 14.507 | 14.6752 | 14.834 | 14.9969 | 15.164 | 15.3354 | 15.511 | 15.6911 | 15.8755 | 16.0644 | 16.2579
|  |  |  | Real Power |  |  | MW | 13.5753 | 14.5962 | 14.0336 | 13.4922 | 13.1138 | 12.8483 | 12.7391 | 12.6766 | 12.7262 | 12.8378 | 12.9298 | 13.0396 | 13.1049 | 13.2171 | 13.3278 | 13.4731 | 13.6366 | 13.7947 | 13.944 | 14.0971 | 14.2542 | 14.4153 | 14.5804 | 14.7496 | 14.923 | 15.1006 | 15.2824
|  |  |  | Reactive Power |  |  | MVAr | 4.9272 |  | 5.0935 | 4.897 | 4.7597 | 4.6633 | 4.6237 | 4.601 | 4.619 | 4.6595 | 4.6929 | 4.7327 | 4.7565 | 4.7972 | 4.8373 | 4.8901 | 4.9494 | 5.0068 | 5.061 | 5.1166 | 5.1736 | 5.232 | 5.292 | 5.3534 | 5.4163 | 5.4808 | 5.5468
|  |  |  | Capacitors In Service |  |  | MVAr | 0 |  | 0 | 0 | 0 | 0 | 0 | 0 | 0 | 0 | 0 | 0 | 0 | 0 | 0 | 0 | 0 | 0 | 0 | 0 | 0 | 0 | 0 | 0 | 0 | 0 | 0
|  |  |  | PF |  |  |  | 0.94 |  | 0.94 | 0.94 | 0.94 | 0.94 | 0.94 | 0.94 | 0.94 | 0.94 | 0.94 | 0.94 | 0.94 | 0.94 | 0.94 | 0.94 | 0.94 | 0.94 | 0.94 | 0.94 | 0.94 | 0.94 | 0.94 | 0.94 | 0.94 | 0.94 | 0.94
0.90534 | Diversity Factor: 0.91 | Uncompensated |  | Reactive Power |  |  | MVAr | 4.9272 | 5.2977 | 5.0935 | 4.897 | 4.7597 | 4.6633 | 4.6237 | 4.601 | 4.619 | 4.6595 | 4.6929 | 4.7327 | 4.7565 | 4.7972 | 4.8373 | 4.8901 | 4.9494 | 5.0068 | 5.061 | 5.1166 | 5.1736 | 5.232 | 5.292 | 5.3534 | 5.4163 | 5.4808 | 5.5468
|  |  |  | PF |  |  |  | 0.94 |  | 0.94 | 0.94 | 0.94 | 0.94 | 0.94 | 0.94 | 0.94 | 0.94 | 0.94 | 0.94 | 0.94 | 0.94 | 0.94 | 0.94 | 0.94 | 0.94 | 0.94 | 0.94 | 0.94 | 0.94 | 0.94 | 0.94 | 0.94 | 0.94 | 0.94
[10 empty] | 1 | 2 | 3 | 4 | 5 | 6 | 7 | 8 | 9 | 10 | 11 | 12 | 13 | 14 | 15 | 16 | 17 | 18 | 19 | 20 | 21 | 22 | 23 | 24 | 25
Transformer Load Detail
[7 empty] | Units | 13/14 |  | 14/15 | 15/16 | 16/17 | 17/18 | 18/19 | 19/20 | 20/21 | 21/22 | 22/23 | 23/24 | 24/25 | 25/26 | 26/27 | 27/28 | 28/29 | 29/30 | 30/31 | 31/32 | 32/33 | 33/34 | 34/35 | 35/36 | 36/37 | 37/38 | 38/39
| 0 | Compensated |  | Load (LV side) |  |  | Amps
|  |  |  | Apparent Power |  |  | MVA
|  |  |  | Real Power |  |  | MW
|  |  |  | Reactive Power |  |  | MVAr
|  |  |  | Capacitors In Service |  |  | MVAr
PF
| Zone Div: | Uncompensated |  | Reactive Power |  |  | MVAr
PF
| 0 | Compensated |  | Load (LV side) |  |  | Amps
|  |  |  | Apparent Power |  |  | MVA
|  |  |  | Real Power |  |  | MW
|  |  |  | Reactive Power |  |  | MVAr
|  |  |  | Capacitors In Service |  |  | MVAr
PF
| Zone Div: | Uncompensated |  | Reactive Power |  |  | MVAr
PF
| 0 | Compensated |  | Load (LV side) |  |  | Amps
|  |  |  | Apparent Power |  |  | MVA
|  |  |  | Real Power |  |  | MW
|  |  |  | Reactive Power |  |  | MVAr
|  |  |  | Capacitors In Service |  |  | MVAr
PF
| Zone Div: | Uncompensated |  | Reactive Power |  |  | MVAr
PF
| 0 | Compensated |  | Load (LV side) |  |  | Amps
|  |  |  | Apparent Power |  |  | MVA
|  |  |  | Real Power |  |  | MW
|  |  |  | Reactive Power |  |  | MVAr
|  |  |  | Capacitors In Service |  |  | MVAr
PF
| Zone Div: | Uncompensated |  | Reactive Power |  |  | MVAr
PF
| 0 | Compensated |  | Load (LV side) |  |  | Amps
|  |  |  | Apparent Power |  |  | MVA
|  |  |  | Real Power |  |  | MW
|  |  |  | Reactive Power |  |  | MVAr
|  |  |  | Capacitors In Service |  |  | MVAr
PF
| Zone Div: | Uncompensated |  | Reactive Power |  |  | MVAr
PF
| 0 | Compensated |  | Load (LV side) |  |  | Amps
|  |  |  | Apparent Power |  |  | MVA
|  |  |  | Real Power |  |  | MW
|  |  |  | Reactive Power |  |  | MVAr
|  |  |  | Capacitors In Service |  |  | MVAr
PF
| Zone Div: | Uncompensated |  | Reactive Power |  |  | MVAr
PF
| 0 | Compensated |  | Load (LV side) |  |  | Amps
|  |  |  | Apparent Power |  |  | MVA
|  |  |  | Real Power |  |  | MW
|  |  |  | Reactive Power |  |  | MVAr
|  |  |  | Capacitors In Service |  |  | MVAr
PF
| Zone Div: | Uncompensated |  | Reactive Power |  |  | MVAr
PF
| 0 | Compensated |  | Load (LV side) |  |  | Amps
|  |  |  | Apparent Power |  |  | MVA
|  |  |  | Real Power |  |  | MW
|  |  |  | Reactive Power |  |  | MVAr
|  |  |  | Capacitors In Service |  |  | MVAr
PF
| Zone Div: | Uncompensated |  | Reactive Power |  |  | MVAr
PF
| 0 | Compensated |  | Load (LV side) |  |  | Amps
|  |  |  | Apparent Power |  |  | MVA
|  |  |  | Real Power |  |  | MW
|  |  |  | Reactive Power |  |  | MVAr
|  |  |  | Capacitors In Service |  |  | MVAr
PF
| Zone Div: | Uncompensated |  | Reactive Power |  |  | MVAr
PF
| 0 | Compensated |  | Load (LV side) |  |  | Amps
|  |  |  | Apparent Power |  |  | MVA
|  |  |  | Real Power |  |  | MW
|  |  |  | Reactive Power |  |  | MVAr
|  |  |  | Capacitors In Service |  |  | MVAr
PF
| Zone Div: | Uncompensated |  | Reactive Power |  |  | MVAr
PF