## Inclusions and Exclusions
Sydney Forecast Inclusions and Exclusions
Date Printed |  | 08JUL14:11:21:24
| Description | Value
Season |  | Summer | Summer
Either Summer or Winter
Year |  | 2015 | 2015
Year that the forecast starts
POE |  | 50% | 0.5
10%, 50%, 90%
Spots and Transfers |  | Y | Y
Are Spots and Transfers Included?
BBDM Spots |  | Y | Y
Is BBDM included?
Spots Coefficient |  | 55% | 0.55
Scaling factor applied to spot loads in the future
Aligned ROGs |  | Capped | Capped
Have ROGs been aligned to econometric forecast?
Committed Projects |  | Y | Y
Are Committed Projects Included?
Major Customers Scaling Factor |  | 100% | 1
Scaling factor applied to major customer connections in the future
Future Transfers |  | Y | Y
Are future transfers included?
Future Spots |  | 4 | 4
Future spots are cleared from the following forecast year

## Adamstown 132_11kV
| Adamstown 132_11kV | [16 empty] | 2015 | SUMMER
[6 empty] | Zone commissioned |  | 2010-06-30
| Substation Total Loads | [33 empty] | Spots & Transfers Detail
| Historical Loads | (11kV MVA) | [7 empty] | Weather Corrected Forecast Loads |  |  |  | (11kV MVA) | [20 empty] | Spots & Transfers Summary | (11kV MVA) |  | Historical Spots & Transfers | [6 empty] | Forecast Spots & Transfers
|  | 07/08 | 08/09 | 09/10 | 10/11 | 11/12 | 12/13 | 13/14 |  | 14/15 | 15/16 | 16/17 | 17/18 | 18/19 | 19/20 | 20/21 | 21/22 | 22/23 | 23/24 | 24/25 | 25/26 | 26/27 | 27/28 | 28/29 | 29/30 | 30/31 | 31/32 | 32/33 | 33/34 | 34/35 | 35/36 | 36/37 | 37/38 | 38/39 |  |  |  | 07/08 | 08/09 | 09/10 | 10/11 | 11/12 | 12/13 | 13/14 | 14/15 | 15/16 | 16/17 | 17/18 | 18/19 | 19/20 | 20/21 | 21/22 | 22/23 | 23/24 | 24/25 | 25/26 | 26/27 | 27/28 | 28/29 | 29/30 | 30/31 | 31/32 | 32/33 | 33/34 | 34/35 | 35/36 | 36/37 | 37/38 | 38/39
| Total |  |  |  | 17.328 | 22.999 | 32.401 | 25.65 |  | 25.2173 | 23.207 | 22.9523 | 22.7311 | 22.6676 | 22.6478 | 22.8056 | 23.0119 | 23.179 | 23.3947 | 23.5652 | 23.8015 | 24.0423 | 24.3211 | 24.6248 | 24.7338 | 25.0203 | 25.3165 | 25.6228 | 25.9391 | 26.2658 | 26.6029 | 26.9508 | 27.3094 | 27.6792 |  |  | Total | 0 | 0 | 0 | 12.6388 | 14.3631 | 3.2632 | -0.02391 | -1.9004 | -2.0351 | -0.072364 | -0.13774 | -0.067975 | -0.021157 | 0.16882 | 0.22049 | 0.17835 | 0.22999 | 0.18162 | 0.25138 | 0.25593 | 0.29577 | 0.32184 | 0.31946 | 0.31787 | 0.32786 | 0.33799 | 0.34826 | 0.35869 | 0.36926 | 0.37998 | 0.39086 | 0.40188
| Firm Rating | 0 | 0 | 0 | 60 | 60 | 63.03 | 63.03 |  | 63.03 | 63.03 | 63.03 | 63.03 | 63.03 | 63.03 | 63.03 | 63.03 | 63.03 | 63.03 | 63.03 | 63.03 | 63.03 | 63.03 | 63.03 | 63.03 | 63.03 | 63.03 | 63.03 | 63.03 | 63.03 | 63.03 | 63.03 | 63.03 | 63.03
| Total Capacity | 0 | 0 | 0 | 100 | 100 | 125.21 | 125.21 |  | 125.21 | 125.21 | 125.21 | 125.21 | 125.21 | 125.21 | 125.21 | 125.21 | 125.21 | 125.21 | 125.21 | 125.21 | 125.21 | 125.21 | 125.21 | 125.21 | 125.21 | 125.21 | 125.21 | 125.21 | 125.21 | 125.21 | 125.21 | 125.21 | 125.21 |  |  | Adamstown 132_11kV Tx1 | 0 | 0 | 0 | 6.8635 | 8.0004 | -0.87912 | -0.012984 | -0.22497 | -1.9758 | -0.039297 | -0.0748 | -0.036914 | -0.011489 | 0.091675 | 0.11974 | 0.096853 | 0.12489 | 0.09863 | 0.13651 | 0.13898 | 0.16062 | 0.17477 | 0.17348 | 0.17262 | 0.17804 | 0.18354 | 0.18912 | 0.19478 | 0.20052 | 0.20635 | 0.21225 | 0.21824
|  | -7 | -6 | -5 | -4 | -3 | -2 | -1 |  | 0 | 1 | 2 | 3 | 4 | 5 | 6 | 7 | 8 | 9 | 10 | 11 | 12 | 13 | 14 | 15 | 16 | 17 | 18 | 19 | 20 | 21 | 22 | 23 | 24 |  |  | Adamstown 132_11kV Tx2 | 0 | 0 | 0 | 5.7754 | 6.3626 | 4.1424 | -0.010926 | -1.6754 | -0.059341 | -0.033067 | -0.062942 | -0.031062 | -0.0096679 | 0.077141 | 0.10075 | 0.081499 | 0.10509 | 0.082994 | 0.11487 | 0.11695 | 0.13515 | 0.14707 | 0.14598 | 0.14525 | 0.14982 | 0.15445 | 0.15914 | 0.1639 | 0.16873 | 0.17363 | 0.1786 | 0.18364
| Transformer Loads | [36 empty] | 0 | 0 | 0 | 0 | 0 | 0 | 0 | 0 | 0 | 0 | 0 | 0 | 0 | 0 | 0 | 0 | 0 | 0 | 0 | 0 | 0 | 0 | 0 | 0 | 0 | 0 | 0 | 0 | 0 | 0 | 0 | 0
| Historical Loads | (11kV MVA) | [7 empty] | 0: Weather Corrected Forecast Loads; 4: (11kV MVA) |  |  |  | 0 | 0 | 0 | 0 | 0 | 0 | 0 | 0 | 0 | 0 | 0 | 0 | 0 | 0 | 0 | 0 | 0 | 0 | 0 | 0 | 0 | 0 | 0 | 0 | 0 | 0 | 0 | 0 | 0 | 0 | 0 | 0
|  | 07/08 | 08/09 | 09/10 | 10/11 | 11/12 | 12/13 | 13/14 |  | 14/15 | 15/16 | 16/17 | 17/18 | 18/19 | 19/20 | 20/21 | 21/22 | 22/23 | 23/24 | 24/25 | 25/26 | 26/27 | 27/28 | 28/29 | 29/30 | 30/31 | 31/32 | 32/33 | 33/34 | 34/35 | 35/36 | 36/37 | 37/38 | 38/39 |  |  |  | 0 | 0 | 0 | 0 | 0 | 0 | 0 | 0 | 0 | 0 | 0 | 0 | 0 | 0 | 0 | 0 | 0 | 0 | 0 | 0 | 0 | 0 | 0 | 0 | 0 | 0 | 0 | 0 | 0 | 0 | 0 | 0
| 0 | [36 empty] | 0 | 0 | 0 | 0 | 0 | 0 | 0 | 0 | 0 | 0 | 0 | 0 | 0 | 0 | 0 | 0 | 0 | 0 | 0 | 0 | 0 | 0 | 0 | 0 | 0 | 0 | 0 | 0 | 0 | 0 | 0 | 0
| Diversity Factor: 0 | [36 empty] | 0 | 0 | 0 | 0 | 0 | 0 | 0 | 0 | 0 | 0 | 0 | 0 | 0 | 0 | 0 | 0 | 0 | 0 | 0 | 0 | 0 | 0 | 0 | 0 | 0 | 0 | 0 | 0 | 0 | 0 | 0 | 0
[38 empty] | 0 | 0 | 0 | 0 | 0 | 0 | 0 | 0 | 0 | 0 | 0 | 0 | 0 | 0 | 0 | 0 | 0 | 0 | 0 | 0 | 0 | 0 | 0 | 0 | 0 | 0 | 0 | 0 | 0 | 0 | 0 | 0
[38 empty] | 0 | 0 | 0 | 0 | 0 | 0 | 0 | 0 | 0 | 0 | 0 | 0 | 0 | 0 | 0 | 0 | 0 | 0 | 0 | 0 | 0 | 0 | 0 | 0 | 0 | 0 | 0 | 0 | 0 | 0 | 0 | 0
| 0 | [36 empty] | 0 | 0 | 0 | 0 | 0 | 0 | 0 | 0 | 0 | 0 | 0 | 0 | 0 | 0 | 0 | 0 | 0 | 0 | 0 | 0 | 0 | 0 | 0 | 0 | 0 | 0 | 0 | 0 | 0 | 0 | 0 | 0
Diversity Factor: 0
[38 empty] | Historical Spots & Transfers | [6 empty] | Forecast Spots & Transfers
[35 empty] | Project Name | From | To | 07/08 | 08/09 | 09/10 | 10/11 | 11/12 | 12/13 | 13/14 | 14/15 | 15/16 | 16/17 | 17/18 | 18/19 | 19/20 | 20/21 | 21/22 | 22/23 | 23/24 | 24/25 | 25/26 | 26/27 | 27/28 | 28/29 | 29/30 | 30/31 | 31/32 | 32/33 | 33/34 | 34/35 | 35/36 | 36/37 | 37/38 | 38/39
| 0 | [33 empty] | Broad based demand management |  | Adamstown 132_11kV Tx1 | 0 | 0 | 0 | 0 | 0 | 0 | 0 | -0.1494 | -0.00058464 | -0.00087697 | -0.068304 | -0.010524 | 0 | 0 | 0 | 0 | 0 | 0 | 0 | 0 | 0 | 0 | 0 | 0 | 0 | 0 | 0 | 0 | 0 | 0 | 0 | 0
| Diversity Factor: 0 | [33 empty] | Broad based demand management |  | Adamstown 132_11kV Tx2 | 0 | 0 | 0 | 0 | 0 | 0 | 0 | -0.12571 | -0.00049196 | -0.00073793 | -0.057475 | -0.0088552 | 0 | 0 | 0 | 0 | 0 | 0 | 0 | 0 | 0 | 0 | 0 | 0 | 0 | 0 | 0 | 0 | 0 | 0 | 0 | 0
[35 empty] | DNP_ID: 2122. To Adamstown 132kV | Adamstown 33_11kV Tx1 | Adamstown 132_11kV Tx1 | 0 | 0 | 0 | 0 | 0 | 0.65182 | 0 | 0 | 0 | 0 | 0 | 0 | 0 | 0 | 0 | 0 | 0 | 0 | 0 | 0 | 0 | 0 | 0 | 0 | 0 | 0 | 0 | 0 | 0 | 0 | 0 | 0
[35 empty] | DNP_ID: 2122. To Adamstown 132kV | Adamstown 33_11kV Tx1 | Adamstown 132_11kV Tx2 | 0 | 0 | 0 | 0 | 0 | 0.54849 | 0 | 0 | 0 | 0 | 0 | 0 | 0 | 0 | 0 | 0 | 0 | 0 | 0 | 0 | 0 | 0 | 0 | 0 | 0 | 0 | 0 | 0 | 0 | 0 | 0 | 0
| 0 | [33 empty] | DNP_ID: 2122. To Adamstown 132kV | Adamstown 33_11kV Tx2 | Adamstown 132_11kV Tx1 | 0 | 0 | 0 | 0 | 0 | 0.65182 | 0 | 0 | 0 | 0 | 0 | 0 | 0 | 0 | 0 | 0 | 0 | 0 | 0 | 0 | 0 | 0 | 0 | 0 | 0 | 0 | 0 | 0 | 0 | 0 | 0 | 0
| Diversity Factor: 0 | [33 empty] | DNP_ID: 2122. To Adamstown 132kV | Adamstown 33_11kV Tx2 | Adamstown 132_11kV Tx2 | 0 | 0 | 0 | 0 | 0 | 0.54849 | 0 | 0 | 0 | 0 | 0 | 0 | 0 | 0 | 0 | 0 | 0 | 0 | 0 | 0 | 0 | 0 | 0 | 0 | 0 | 0 | 0 | 0 | 0 | 0 | 0 | 0
[35 empty] | DNP_ID: 2124. From Broadmeadow | Broadmeadow 33_11kV Tx1 | Adamstown 132_11kV Tx2 | 0 | 0 | 0 | 0 | 0.85737 | 0 | 0 | 0 | 0 | 0 | 0 | 0 | 0 | 0 | 0 | 0 | 0 | 0 | 0 | 0 | 0 | 0 | 0 | 0 | 0 | 0 | 0 | 0 | 0 | 0 | 0 | 0
[35 empty] | DNP_ID: 2124. From Broadmeadow | Broadmeadow 33_11kV Tx2 | Adamstown 132_11kV Tx2 | 0 | 0 | 0 | 0 | 0.85737 | 0 | 0 | 0 | 0 | 0 | 0 | 0 | 0 | 0 | 0 | 0 | 0 | 0 | 0 | 0 | 0 | 0 | 0 | 0 | 0 | 0 | 0 | 0 | 0 | 0 | 0 | 0
| 0 | [33 empty] | DNP_ID: 2125. From Kotara | Kotara 33_11kV Tx2 | Adamstown 132_11kV Tx1 | 0 | 0 | 0 | 0 | 2.4768 | 0 | 0 | 0 | 0 | 0 | 0 | 0 | 0 | 0 | 0 | 0 | 0 | 0 | 0 | 0 | 0 | 0 | 0 | 0 | 0 | 0 | 0 | 0 | 0 | 0 | 0 | 0
| Diversity Factor: 0 | [33 empty] | DNP_ID: 2127. From Adamstown 33 | Adamstown 33_11kV Tx1 | Adamstown 132_11kV Tx1 | 0 | 0 | 0 | 3.5281 | 0 | 0 | 0 | 0 | 0 | 0 | 0 | 0 | 0 | 0 | 0 | 0 | 0 | 0 | 0 | 0 | 0 | 0 | 0 | 0 | 0 | 0 | 0 | 0 | 0 | 0 | 0 | 0
[35 empty] | DNP_ID: 2127. From Adamstown 33 | Adamstown 33_11kV Tx1 | Adamstown 132_11kV Tx2 | 0 | 0 | 0 | 2.9688 | 0 | 0 | 0 | 0 | 0 | 0 | 0 | 0 | 0 | 0 | 0 | 0 | 0 | 0 | 0 | 0 | 0 | 0 | 0 | 0 | 0 | 0 | 0 | 0 | 0 | 0 | 0 | 0
[35 empty] | DNP_ID: 2127. From Adamstown 33 | Adamstown 33_11kV Tx2 | Adamstown 132_11kV Tx1 | 0 | 0 | 0 | 3.5281 | 0 | 0 | 0 | 0 | 0 | 0 | 0 | 0 | 0 | 0 | 0 | 0 | 0 | 0 | 0 | 0 | 0 | 0 | 0 | 0 | 0 | 0 | 0 | 0 | 0 | 0 | 0 | 0
| 0 | [33 empty] | DNP_ID: 2127. From Adamstown 33 | Adamstown 33_11kV Tx2 | Adamstown 132_11kV Tx2 | 0 | 0 | 0 | 2.9688 | 0 | 0 | 0 | 0 | 0 | 0 | 0 | 0 | 0 | 0 | 0 | 0 | 0 | 0 | 0 | 0 | 0 | 0 | 0 | 0 | 0 | 0 | 0 | 0 | 0 | 0 | 0 | 0
| Diversity Factor: 0 | [33 empty] | DNP_ID: 2128. From Adamstown 33 | Adamstown 33_11kV Tx1 | Adamstown 132_11kV Tx1 | 0 | 0 | 0 | 0 | 2.8504 | 0 | 0 | 0 | 0 | 0 | 0 | 0 | 0 | 0 | 0 | 0 | 0 | 0 | 0 | 0 | 0 | 0 | 0 | 0 | 0 | 0 | 0 | 0 | 0 | 0 | 0 | 0
[35 empty] | DNP_ID: 2128. From Adamstown 33 | Adamstown 33_11kV Tx1 | Adamstown 132_11kV Tx2 | 0 | 0 | 0 | 0 | 2.3985 | 0 | 0 | 0 | 0 | 0 | 0 | 0 | 0 | 0 | 0 | 0 | 0 | 0 | 0 | 0 | 0 | 0 | 0 | 0 | 0 | 0 | 0 | 0 | 0 | 0 | 0 | 0
[35 empty] | DNP_ID: 2128. From Adamstown 33 | Adamstown 33_11kV Tx2 | Adamstown 132_11kV Tx1 | 0 | 0 | 0 | 0 | 2.8504 | 0 | 0 | 0 | 0 | 0 | 0 | 0 | 0 | 0 | 0 | 0 | 0 | 0 | 0 | 0 | 0 | 0 | 0 | 0 | 0 | 0 | 0 | 0 | 0 | 0 | 0 | 0
| 0 | [33 empty] | DNP_ID: 2128. From Adamstown 33 | Adamstown 33_11kV Tx2 | Adamstown 132_11kV Tx2 | 0 | 0 | 0 | 0 | 2.3985 | 0 | 0 | 0 | 0 | 0 | 0 | 0 | 0 | 0 | 0 | 0 | 0 | 0 | 0 | 0 | 0 | 0 | 0 | 0 | 0 | 0 | 0 | 0 | 0 | 0 | 0 | 0
| Diversity Factor: 0 | [33 empty] | DNP_ID: 6608. Establish 11kV Connections to New Broadmeadow Zone | Adamstown 132_11kV Tx1 | Broadmeadow 132_11kV Tx1 | 0 | 0 | 0 | 0 | 0 | 0 | 0 | 0 | 1.9053 | 0 | 0 | 0 | 0 | 0 | 0 | 0 | 0 | 0 | 0 | 0 | 0 | 0 | 0 | 0 | 0 | 0 | 0 | 0 | 0 | 0 | 0 | 0
[35 empty] | DNP_ID: 6608. Establish 11kV Connections to New Broadmeadow Zone | Adamstown 132_11kV Tx2 | Broadmeadow 132_11kV Tx1 | 0 | 0 | 0 | 0 | 0 | 0 | 0 | 1.3527 | 0 | 0 | 0 | 0 | 0 | 0 | 0 | 0 | 0 | 0 | 0 | 0 | 0 | 0 | 0 | 0 | 0 | 0 | 0 | 0 | 0 | 0 | 0 | 0
[35 empty] | DNP_ID: 6608. Establish 11kV Connections to New Broadmeadow Zone | Adamstown 132_11kV Tx2 | Broadmeadow 132_11kV Tx2 | 0 | 0 | 0 | 0 | 0 | 0 | 0 | 0.13337 | 0 | 0 | 0 | 0 | 0 | 0 | 0 | 0 | 0 | 0 | 0 | 0 | 0 | 0 | 0 | 0 | 0 | 0 | 0 | 0 | 0 | 0 | 0 | 0
| 0 | [33 empty] | DNP_ID: 7067. Open Point Changes at Adamstown and Newcastle CBD | Adamstown 132_11kV Tx1 | Adamstown 132_11kV Tx2 | 0 | 0 | 0 | 0 | 0 | 1.3337 | 0 | 0 | 0 | 0 | 0 | 0 | 0 | 0 | 0 | 0 | 0 | 0 | 0 | 0 | 0 | 0 | 0 | 0 | 0 | 0 | 0 | 0 | 0 | 0 | 0 | 0
| Diversity Factor: 0 | [33 empty] | DNP_ID: 7067. Open Point Changes at Adamstown and Newcastle CBD | Adamstown 132_11kV Tx1 | Newcastle CBD 33_11kV Tx3 | 0 | 0 | 0 | 0 | 0 | 1.9815 | 0 | 0 | 0 | 0 | 0 | 0 | 0 | 0 | 0 | 0 | 0 | 0 | 0 | 0 | 0 | 0 | 0 | 0 | 0 | 0 | 0 | 0 | 0 | 0 | 0 | 0
[35 empty] | DNP_ID: 7067. Open Point Changes at Adamstown and Newcastle CBD | Adamstown 132_11kV Tx2 | Newcastle CBD 33_11kV Tx3 | 0 | 0 | 0 | 0 | 0 | 0.95263 | 0 | 0 | 0 | 0 | 0 | 0 | 0 | 0 | 0 | 0 | 0 | 0 | 0 | 0 | 0 | 0 | 0 | 0 | 0 | 0 | 0 | 0 | 0 | 0 | 0 | 0
[35 empty] | DNP_ID: 7079. Open Point Changes at Adamstown, Broadmeadow, Newcastle CBD and New Lambton | Adamstown 132_11kV Tx1 | Newcastle CBD 33_11kV Tx1 | 0 | 0 | 0 | 0 | 0 | 0.23944 | 0 | 0 | 0 | 0 | 0 | 0 | 0 | 0 | 0 | 0 | 0 | 0 | 0 | 0 | 0 | 0 | 0 | 0 | 0 | 0 | 0 | 0 | 0 | 0 | 0 | 0
| 0 | [33 empty] | DNP_ID: 7079. Open Point Changes at Adamstown, Broadmeadow, Newcastle CBD and New Lambton | Adamstown 132_11kV Tx1 | Newcastle CBD 33_11kV Tx2 | 0 | 0 | 0 | 0 | 0 | 0.23688 | 0 | 0 | 0 | 0 | 0 | 0 | 0 | 0 | 0 | 0 | 0 | 0 | 0 | 0 | 0 | 0 | 0 | 0 | 0 | 0 | 0 | 0 | 0 | 0 | 0 | 0
| Diversity Factor: 0 | [33 empty] | DNP_ID: 7079. Open Point Changes at Adamstown, Broadmeadow, Newcastle CBD and New Lambton | Broadmeadow 33_11kV Tx1 | Adamstown 132_11kV Tx1 | 0 | 0 | 0 | 0 | 0 | 0.82879 | 0 | 0 | 0 | 0 | 0 | 0 | 0 | 0 | 0 | 0 | 0 | 0 | 0 | 0 | 0 | 0 | 0 | 0 | 0 | 0 | 0 | 0 | 0 | 0 | 0 | 0
[35 empty] | DNP_ID: 7079. Open Point Changes at Adamstown, Broadmeadow, Newcastle CBD and New Lambton | Broadmeadow 33_11kV Tx2 | Adamstown 132_11kV Tx1 | 0 | 0 | 0 | 0 | 0 | 0.82879 | 0 | 0 | 0 | 0 | 0 | 0 | 0 | 0 | 0 | 0 | 0 | 0 | 0 | 0 | 0 | 0 | 0 | 0 | 0 | 0 | 0 | 0 | 0 | 0 | 0 | 0
[35 empty] | DNP_ID: 7079. Open Point Changes at Adamstown, Broadmeadow, Newcastle CBD and New Lambton | New Lambton 33_11kV Tx1 | Adamstown 132_11kV Tx2 | 0 | 0 | 0 | 0 | 0 | 1.3527 | 0 | 0 | 0 | 0 | 0 | 0 | 0 | 0 | 0 | 0 | 0 | 0 | 0 | 0 | 0 | 0 | 0 | 0 | 0 | 0 | 0 | 0 | 0 | 0 | 0 | 0
| 0 | [33 empty] | DNP_ID: 7079. Open Point Changes at Adamstown, Broadmeadow, Newcastle CBD and New Lambton | New Lambton 33_11kV Tx2 | Adamstown 132_11kV Tx2 | 0 | 0 | 0 | 0 | 0 | 1.3527 | 0 | 0 | 0 | 0 | 0 | 0 | 0 | 0 | 0 | 0 | 0 | 0 | 0 | 0 | 0 | 0 | 0 | 0 | 0 | 0 | 0 | 0 | 0 | 0 | 0 | 0
| Diversity Factor: 0 | [33 empty] | Econometric |  | Adamstown 132_11kV Tx1 | 0 | 0 | 0 | 0 | 0 | 0 | 0 | 0 | 0 | 0.11256 | 0.20288 | 0.26441 | 0.29769 | 0.31662 | 0.31025 | 0.30351 | 0.30835 | 0.31326 | 0.31824 | 0.3233 | 0.32842 | 0.33362 | 0.33889 | 0.34424 | 0.34966 | 0.35516 | 0.36075 | 0.36641 | 0.37215 | 0.37797 | 0.38387 | 0.38986
[35 empty] | Econometric |  | Adamstown 132_11kV Tx2 | 0 | 0 | 0 | 0 | 0 | 0 | 0 | 0 | 0 | 0.094712 | 0.17071 | 0.22249 | 0.2505 | 0.26643 | 0.26106 | 0.25539 | 0.25947 | 0.2636 | 0.26779 | 0.27204 | 0.27635 | 0.28073 | 0.28516 | 0.28966 | 0.29423 | 0.29886 | 0.30355 | 0.30832 | 0.31315 | 0.31805 | 0.32302 | 0.32806
[35 empty] | Energy Efficiency |  | Adamstown 132_11kV Tx1 | 0 | 0 | 0 | 0 | 0 | 0 | 0 | -0.023899 | -0.011973 | -0.085512 | -0.13754 | -0.21393 | -0.22819 | -0.14015 | -0.10851 | -0.12336 | -0.11972 | -0.13829 | -0.10539 | -0.10797 | -0.091458 | -0.082499 | -0.089062 | -0.095276 | -0.095276 | -0.095276 | -0.095276 | -0.095276 | -0.095276 | -0.095276 | -0.095276 | -0.095276
[35 empty] | Energy Efficiency |  | Adamstown 132_11kV Tx2 | 0 | 0 | 0 | 0 | 0 | 0 | 0 | -0.02011 | -0.010074 | -0.071955 | -0.11574 | -0.18001 | -0.19202 | -0.11793 | -0.09131 | -0.1038 | -0.10074 | -0.11636 | -0.088681 | -0.090853 | -0.076958 | -0.06942 | -0.074942 | -0.080171 | -0.080171 | -0.080171 | -0.080171 | -0.080171 | -0.080171 | -0.080171 | -0.080171 | -0.080171
| Weather Correction and Public Holiday Factors | [8 empty] | 0: Forecast ROG | Solar PV |  | Adamstown 132_11kV Tx1 | 0 | 0 | 0 | -0.1928 | -0.17729 | -0.04888 | -0.012984 | -0.051678 | -0.057964 | -0.065464 | -0.071832 | -0.076877 | -0.08099 | -0.084794 | -0.081998 | -0.083301 | -0.063738 | -0.076345 | -0.076345 | -0.076345 | -0.076345 | -0.076345 | -0.076345 | -0.076345 | -0.076345 | -0.076345 | -0.076345 | -0.076345 | -0.076345 | -0.076345 | -0.076345 | -0.076345
[10 empty] | 0: ROG Justification | Solar PV |  | Adamstown 132_11kV Tx2 | 0 | 0 | 0 | -0.16223 | -0.14918 | -0.04113 | -0.010926 | -0.043485 | -0.048775 | -0.055086 | -0.060444 | -0.064689 | -0.06815 | -0.071351 | -0.068998 | -0.070095 | -0.053633 | -0.064242 | -0.064242 | -0.064242 | -0.064242 | -0.064242 | -0.064242 | -0.064242 | -0.064242 | -0.064242 | -0.064242 | -0.064242 | -0.064242 | -0.064242 | -0.064242 | -0.064242
| Actual loads for season 13/14 have been weather corrected by the following: | [6 empty] | 13.8% |  | 0: weighted ROG calc | [35 empty] | weighted ROG calc
1 | 2 | 3 | 4 | 5 | 6 | 7 | 8 | 9 | 10 | 14/15 | 15/16 | 16/17 | 17/18 | 18/19 | 19/20 | 20/21 | 21/22 | 22/23 | 23/24 | 24/25 | 25/26 | 26/27 | 27/28 | 28/29 | 29/30 | 30/31 | 31/32 | 32/33 | 33/34 | 34/35 | 35/36 | 36/37 | 37/38 | 38/39
0.98836 | 0.97686 | 0.96928 | 0.96551 | 0.96551 | 0.96551 | 0.96551 | 0.96551 | 0.96551 | 0.96551 | -1.164% | -1.164% | -0.776% | -0.388% | 0% | 0% | 0% | 0% | 0% | 0% | 0% | 0% | 0% | 0% | 0% | 0% | 0% | 0% | 0% | 0% | 0% | 0% | 0% | 0% | 0%
Substation Load Detail
[7 empty] | Units | 13/14 |  | 14/15 | 15/16 | 16/17 | 17/18 | 18/19 | 19/20 | 20/21 | 21/22 | 22/23 | 23/24 | 24/25 | 25/26 | 26/27 | 27/28 | 28/29 | 29/30 | 30/31 | 31/32 | 32/33 | 33/34 | 34/35 | 35/36 | 36/37 | 37/38 | 38/39
1 | Adamstown 132_11kV | Compensated |  | Load (LV side) |  |  | Amps | 0 |  | 1323.564 | 1218.054 | 1204.684 | 1193.075 | 1189.741 | 1188.704 | 1196.984 | 1207.813 | 1216.581 | 1227.902 | 1236.852 | 1249.253 | 1261.895 | 1276.526 | 1292.469 | 1298.188 | 1313.224 | 1328.773 | 1344.846 | 1361.45 | 1378.596 | 1396.293 | 1414.549 | 1433.374 | 1452.779
|  |  |  | Apparent Power |  |  | MVA | 25.65 | 29.1885 | 25.2173 | 23.207 | 22.9523 | 22.7311 | 22.6676 | 22.6478 | 22.8056 | 23.0119 | 23.179 | 23.3947 | 23.5652 | 23.8015 | 24.0423 | 24.3211 | 24.6248 | 24.7338 | 25.0203 | 25.3165 | 25.6228 | 25.9391 | 26.2658 | 26.6029 | 26.9508 | 27.3094 | 27.6792
|  |  |  | Real Power |  |  | MW | 23.928 | 27.229 | 25.2151 | 23.0933 | 22.8489 | 22.6365 | 22.5755 | 22.5564 | 22.7081 | 22.9062 | 23.0664 | 23.273 | 23.4361 | 23.6619 | 23.8918 | 24.1575 | 24.4466 | 24.7336 | 25.0191 | 25.3137 | 25.6173 | 25.9301 | 26.2523 | 26.5841 | 26.9254 | 27.2765 | 27.6375
|  |  |  | Reactive Power |  |  | MVAr | 0 |  | 0.33314 | 2.2953 | 2.1758 | 2.0719 | 2.042 | 2.0327 | 2.1069 | 2.2038 | 2.2822 | 2.3832 | 2.463 | 2.5735 | 2.6859 | 2.8159 | 2.9573 | 0.09764 | 0.2373 | 0.38136 | 0.52986 | 0.68288 | 0.84048 | 1.0027 | 1.1697 | 1.3414 | 1.518
|  |  |  | Capacitors In Service |  |  | MVAr | 2.83 |  | 12 | 9 | 9 | 9 | 9 | 9 | 9 | 9 | 9 | 9 | 9 | 9 | 9 | 9 | 9 | 12 | 12 | 12 | 12 | 12 | 12 | 12 | 12 | 12 | 12
|  |  |  | PF |  |  |  | 0.93287 |  | 0.99991 | 0.9951 | 0.9955 | 0.99584 | 0.99593 | 0.99596 | 0.99572 | 0.9954 | 0.99514 | 0.9948 | 0.99452 | 0.99414 | 0.99374 | 0.99328 | 0.99276 | 0.99999 | 0.99996 | 0.99989 | 0.99979 | 0.99965 | 0.99949 | 0.99929 | 0.99906 | 0.99879 | 0.9985
0.98421 | Diversity Factor: 0.98 | Uncompensated |  | Reactive Power |  |  | MVAr | 0 | 13.3444 | 12.3331 | 11.2953 | 11.1758 | 11.0719 | 11.042 | 11.0327 | 11.1069 | 11.2038 | 11.2822 | 11.3832 | 11.463 | 11.5735 | 11.6859 | 11.8159 | 11.9573 | 12.0976 | 12.2373 | 12.3813 | 12.5299 | 12.6829 | 12.8405 | 13.0027 | 13.1697 | 13.3414 | 13.518
|  |  |  | PF |  |  |  | 0.89284 |  | 0.8983 | 0.8983 | 0.8983 | 0.8983 | 0.8983 | 0.8983 | 0.8983 | 0.8983 | 0.8983 | 0.8983 | 0.8983 | 0.8983 | 0.8983 | 0.8983 | 0.8983 | 0.8983 | 0.8983 | 0.8983 | 0.8983 | 0.8983 | 0.8983 | 0.8983 | 0.8983 | 0.8983 | 0.8983
[10 empty] | 1 | 2 | 3 | 4 | 5 | 6 | 7 | 8 | 9 | 10 | 11 | 12 | 13 | 14 | 15 | 16 | 17 | 18 | 19 | 20 | 21 | 22 | 23 | 24 | 25
Transformer Load Detail
[7 empty] | Units | 13/14 |  | 14/15 | 15/16 | 16/17 | 17/18 | 18/19 | 19/20 | 20/21 | 21/22 | 22/23 | 23/24 | 24/25 | 25/26 | 26/27 | 27/28 | 28/29 | 29/30 | 30/31 | 31/32 | 32/33 | 33/34 | 34/35 | 35/36 | 36/37 | 37/38 | 38/39
| 0 | Compensated |  | Load (LV side) |  |  | Amps
|  |  |  | Apparent Power |  |  | MVA
|  |  |  | Real Power |  |  | MW
|  |  |  | Reactive Power |  |  | MVAr
|  |  |  | Capacitors In Service |  |  | MVAr
PF
| Zone Div: | Uncompensated |  | Reactive Power |  |  | MVAr
PF
| 0 | Compensated |  | Load (LV side) |  |  | Amps
|  |  |  | Apparent Power |  |  | MVA
|  |  |  | Real Power |  |  | MW
|  |  |  | Reactive Power |  |  | MVAr
|  |  |  | Capacitors In Service |  |  | MVAr
PF
| Zone Div: | Uncompensated |  | Reactive Power |  |  | MVAr
PF
| 0 | Compensated |  | Load (LV side) |  |  | Amps
|  |  |  | Apparent Power |  |  | MVA
|  |  |  | Real Power |  |  | MW
|  |  |  | Reactive Power |  |  | MVAr
|  |  |  | Capacitors In Service |  |  | MVAr
PF
| Zone Div: | Uncompensated |  | Reactive Power |  |  | MVAr
PF
| 0 | Compensated |  | Load (LV side) |  |  | Amps
|  |  |  | Apparent Power |  |  | MVA
|  |  |  | Real Power |  |  | MW
|  |  |  | Reactive Power |  |  | MVAr
|  |  |  | Capacitors In Service |  |  | MVAr
PF
| Zone Div: | Uncompensated |  | Reactive Power |  |  | MVAr
PF
| 0 | Compensated |  | Load (LV side) |  |  | Amps
|  |  |  | Apparent Power |  |  | MVA
|  |  |  | Real Power |  |  | MW
|  |  |  | Reactive Power |  |  | MVAr
|  |  |  | Capacitors In Service |  |  | MVAr
PF
| Zone Div: | Uncompensated |  | Reactive Power |  |  | MVAr
PF
| 0 | Compensated |  | Load (LV side) |  |  | Amps
|  |  |  | Apparent Power |  |  | MVA
|  |  |  | Real Power |  |  | MW
|  |  |  | Reactive Power |  |  | MVAr
|  |  |  | Capacitors In Service |  |  | MVAr
PF
| Zone Div: | Uncompensated |  | Reactive Power |  |  | MVAr
PF
| 0 | Compensated |  | Load (LV side) |  |  | Amps
|  |  |  | Apparent Power |  |  | MVA
|  |  |  | Real Power |  |  | MW
|  |  |  | Reactive Power |  |  | MVAr
|  |  |  | Capacitors In Service |  |  | MVAr
PF
| Zone Div: | Uncompensated |  | Reactive Power |  |  | MVAr
PF
| 0 | Compensated |  | Load (LV side) |  |  | Amps
|  |  |  | Apparent Power |  |  | MVA
|  |  |  | Real Power |  |  | MW
|  |  |  | Reactive Power |  |  | MVAr
|  |  |  | Capacitors In Service |  |  | MVAr
PF
| Zone Div: | Uncompensated |  | Reactive Power |  |  | MVAr
PF
| 0 | Compensated |  | Load (LV side) |  |  | Amps
|  |  |  | Apparent Power |  |  | MVA
|  |  |  | Real Power |  |  | MW
|  |  |  | Reactive Power |  |  | MVAr
|  |  |  | Capacitors In Service |  |  | MVAr
PF
| Zone Div: | Uncompensated |  | Reactive Power |  |  | MVAr
PF
| 0 | Compensated |  | Load (LV side) |  |  | Amps
|  |  |  | Apparent Power |  |  | MVA
|  |  |  | Real Power |  |  | MW
|  |  |  | Reactive Power |  |  | MVAr
|  |  |  | Capacitors In Service |  |  | MVAr
PF
| Zone Div: | Uncompensated |  | Reactive Power |  |  | MVAr
PF

## Adamstown 33_11kV
| Adamstown 33_11kV | [16 empty] | 2015 | SUMMER
[6 empty] | Zone decommissioned |  | 2012-06-26
| Substation Total Loads | [33 empty] | Spots & Transfers Detail
| Historical Loads | (11kV MVA) | [7 empty] | Weather Corrected Forecast Loads |  |  |  | (11kV MVA) | [20 empty] | Spots & Transfers Summary | (11kV MVA) |  | Historical Spots & Transfers | [6 empty] | Forecast Spots & Transfers
|  | 07/08 | 08/09 | 09/10 | 10/11 | 11/12 | 12/13 | 13/14 |  | 14/15 | 15/16 | 16/17 | 17/18 | 18/19 | 19/20 | 20/21 | 21/22 | 22/23 | 23/24 | 24/25 | 25/26 | 26/27 | 27/28 | 28/29 | 29/30 | 30/31 | 31/32 | 32/33 | 33/34 | 34/35 | 35/36 | 36/37 | 37/38 | 38/39 |  |  |  | 07/08 | 08/09 | 09/10 | 10/11 | 11/12 | 12/13 | 13/14 | 14/15 | 15/16 | 16/17 | 17/18 | 18/19 | 19/20 | 20/21 | 21/22 | 22/23 | 23/24 | 24/25 | 25/26 | 26/27 | 27/28 | 28/29 | 29/30 | 30/31 | 31/32 | 32/33 | 33/34 | 34/35 | 35/36 | 36/37 | 37/38 | 38/39
| Total | 20.658 | 23.9 | 24.7 | 12.99 | 2.218 | 0 | 0 |  | 0 | 0 | 0 | 0 | 0 | 0 | 0 | 0 | 0 | 0 | 0 | 0 | 0 | 0 | 0 | 0 | 0 | 0 | 0 | 0 | 0 | 0 | 0 | 0 | 0 |  |  | Total | -2.0005 | 0.078115 | 0 | -12.9938 | -10.498 | -2.4006 | 0 | 0 | 0 | 0 | 0 | 0 | 0 | 0 | 0 | 0 | 0 | 0 | 0 | 0 | 0 | 0 | 0 | 0 | 0 | 0 | 0 | 0 | 0 | 0 | 0 | 0
| Firm Rating | 0 | 0 | 22.9 | 22.9 | 22.9 | 0 | 0 |  | 0 | 0 | 0 | 0 | 0 | 0 | 0 | 0 | 0 | 0 | 0 | 0 | 0 | 0 | 0 | 0 | 0 | 0 | 0 | 0 | 0 | 0 | 0 | 0 | 0
| Total Capacity | 0 | 0 | 45.7 | 45.7 | 45.7 | 0 | 0 |  | 0 | 0 | 0 | 0 | 0 | 0 | 0 | 0 | 0 | 0 | 0 | 0 | 0 | 0 | 0 | 0 | 0 | 0 | 0 | 0 | 0 | 0 | 0 | 0 | 0 |  |  | Adamstown 33_11kV Tx1 | -1.0003 | 0.039058 | 0 | -6.4969 | -5.249 | -1.2003 | 0 | 0 | 0 | 0 | 0 | 0 | 0 | 0 | 0 | 0 | 0 | 0 | 0 | 0 | 0 | 0 | 0 | 0 | 0 | 0 | 0 | 0 | 0 | 0 | 0 | 0
|  | -7 | -6 | -5 | -4 | -3 | -2 | -1 |  | 0 | 1 | 2 | 3 | 4 | 5 | 6 | 7 | 8 | 9 | 10 | 11 | 12 | 13 | 14 | 15 | 16 | 17 | 18 | 19 | 20 | 21 | 22 | 23 | 24 |  |  | Adamstown 33_11kV Tx2 | -1.0003 | 0.039058 | 0 | -6.4969 | -5.249 | -1.2003 | 0 | 0 | 0 | 0 | 0 | 0 | 0 | 0 | 0 | 0 | 0 | 0 | 0 | 0 | 0 | 0 | 0 | 0 | 0 | 0 | 0 | 0 | 0 | 0 | 0 | 0
| Transformer Loads | [36 empty] | 0 | 0 | 0 | 0 | 0 | 0 | 0 | 0 | 0 | 0 | 0 | 0 | 0 | 0 | 0 | 0 | 0 | 0 | 0 | 0 | 0 | 0 | 0 | 0 | 0 | 0 | 0 | 0 | 0 | 0 | 0 | 0
| Historical Loads | (11kV MVA) | [7 empty] | Weather Corrected Forecast Loads |  |  |  | (11kV MVA) | [23 empty] | 0 | 0 | 0 | 0 | 0 | 0 | 0 | 0 | 0 | 0 | 0 | 0 | 0 | 0 | 0 | 0 | 0 | 0 | 0 | 0 | 0 | 0 | 0 | 0 | 0 | 0 | 0 | 0 | 0 | 0 | 0 | 0
|  | 07/08 | 08/09 | 09/10 | 10/11 | 11/12 | 12/13 | 13/14 |  | 14/15 | 15/16 | 16/17 | 17/18 | 18/19 | 19/20 | 20/21 | 21/22 | 22/23 | 23/24 | 24/25 | 25/26 | 26/27 | 27/28 | 28/29 | 29/30 | 30/31 | 31/32 | 32/33 | 33/34 | 34/35 | 35/36 | 36/37 | 37/38 | 38/39 |  |  |  | 0 | 0 | 0 | 0 | 0 | 0 | 0 | 0 | 0 | 0 | 0 | 0 | 0 | 0 | 0 | 0 | 0 | 0 | 0 | 0 | 0 | 0 | 0 | 0 | 0 | 0 | 0 | 0 | 0 | 0 | 0 | 0
| 0 | [36 empty] | 0 | 0 | 0 | 0 | 0 | 0 | 0 | 0 | 0 | 0 | 0 | 0 | 0 | 0 | 0 | 0 | 0 | 0 | 0 | 0 | 0 | 0 | 0 | 0 | 0 | 0 | 0 | 0 | 0 | 0 | 0 | 0
| Diversity Factor: 0 | [36 empty] | 0 | 0 | 0 | 0 | 0 | 0 | 0 | 0 | 0 | 0 | 0 | 0 | 0 | 0 | 0 | 0 | 0 | 0 | 0 | 0 | 0 | 0 | 0 | 0 | 0 | 0 | 0 | 0 | 0 | 0 | 0 | 0
[38 empty] | 0 | 0 | 0 | 0 | 0 | 0 | 0 | 0 | 0 | 0 | 0 | 0 | 0 | 0 | 0 | 0 | 0 | 0 | 0 | 0 | 0 | 0 | 0 | 0 | 0 | 0 | 0 | 0 | 0 | 0 | 0 | 0
[38 empty] | 0 | 0 | 0 | 0 | 0 | 0 | 0 | 0 | 0 | 0 | 0 | 0 | 0 | 0 | 0 | 0 | 0 | 0 | 0 | 0 | 0 | 0 | 0 | 0 | 0 | 0 | 0 | 0 | 0 | 0 | 0 | 0
| 0 | [36 empty] | 0 | 0 | 0 | 0 | 0 | 0 | 0 | 0 | 0 | 0 | 0 | 0 | 0 | 0 | 0 | 0 | 0 | 0 | 0 | 0 | 0 | 0 | 0 | 0 | 0 | 0 | 0 | 0 | 0 | 0 | 0 | 0
Diversity Factor: 0
[38 empty] | Historical Spots & Transfers | [6 empty] | Forecast Spots & Transfers
[35 empty] | Project Name | From | To | 07/08 | 08/09 | 09/10 | 10/11 | 11/12 | 12/13 | 13/14 | 14/15 | 15/16 | 16/17 | 17/18 | 18/19 | 19/20 | 20/21 | 21/22 | 22/23 | 23/24 | 24/25 | 25/26 | 26/27 | 27/28 | 28/29 | 29/30 | 30/31 | 31/32 | 32/33 | 33/34 | 34/35 | 35/36 | 36/37 | 37/38 | 38/39
| 0 | [33 empty] | DNP_ID: 2122. To Adamstown 132kV | Adamstown 33_11kV Tx1 | Adamstown 132_11kV Tx1 | 0 | 0 | 0 | 0 | 0 | 0.65182 | 0 | 0 | 0 | 0 | 0 | 0 | 0 | 0 | 0 | 0 | 0 | 0 | 0 | 0 | 0 | 0 | 0 | 0 | 0 | 0 | 0 | 0 | 0 | 0 | 0 | 0
| Diversity Factor: 0 | [33 empty] | DNP_ID: 2122. To Adamstown 132kV | Adamstown 33_11kV Tx1 | Adamstown 132_11kV Tx2 | 0 | 0 | 0 | 0 | 0 | 0.54849 | 0 | 0 | 0 | 0 | 0 | 0 | 0 | 0 | 0 | 0 | 0 | 0 | 0 | 0 | 0 | 0 | 0 | 0 | 0 | 0 | 0 | 0 | 0 | 0 | 0 | 0
[35 empty] | DNP_ID: 2122. To Adamstown 132kV | Adamstown 33_11kV Tx2 | Adamstown 132_11kV Tx1 | 0 | 0 | 0 | 0 | 0 | 0.65182 | 0 | 0 | 0 | 0 | 0 | 0 | 0 | 0 | 0 | 0 | 0 | 0 | 0 | 0 | 0 | 0 | 0 | 0 | 0 | 0 | 0 | 0 | 0 | 0 | 0 | 0
[35 empty] | DNP_ID: 2122. To Adamstown 132kV | Adamstown 33_11kV Tx2 | Adamstown 132_11kV Tx2 | 0 | 0 | 0 | 0 | 0 | 0.54849 | 0 | 0 | 0 | 0 | 0 | 0 | 0 | 0 | 0 | 0 | 0 | 0 | 0 | 0 | 0 | 0 | 0 | 0 | 0 | 0 | 0 | 0 | 0 | 0 | 0 | 0
| 0 | [33 empty] | DNP_ID: 2127. From Adamstown 33 | Adamstown 33_11kV Tx1 | Adamstown 132_11kV Tx1 | 0 | 0 | 0 | 3.5281 | 0 | 0 | 0 | 0 | 0 | 0 | 0 | 0 | 0 | 0 | 0 | 0 | 0 | 0 | 0 | 0 | 0 | 0 | 0 | 0 | 0 | 0 | 0 | 0 | 0 | 0 | 0 | 0
| Diversity Factor: 0 | [33 empty] | DNP_ID: 2127. From Adamstown 33 | Adamstown 33_11kV Tx1 | Adamstown 132_11kV Tx2 | 0 | 0 | 0 | 2.9688 | 0 | 0 | 0 | 0 | 0 | 0 | 0 | 0 | 0 | 0 | 0 | 0 | 0 | 0 | 0 | 0 | 0 | 0 | 0 | 0 | 0 | 0 | 0 | 0 | 0 | 0 | 0 | 0
[35 empty] | DNP_ID: 2127. From Adamstown 33 | Adamstown 33_11kV Tx2 | Adamstown 132_11kV Tx1 | 0 | 0 | 0 | 3.5281 | 0 | 0 | 0 | 0 | 0 | 0 | 0 | 0 | 0 | 0 | 0 | 0 | 0 | 0 | 0 | 0 | 0 | 0 | 0 | 0 | 0 | 0 | 0 | 0 | 0 | 0 | 0 | 0
[35 empty] | DNP_ID: 2127. From Adamstown 33 | Adamstown 33_11kV Tx2 | Adamstown 132_11kV Tx2 | 0 | 0 | 0 | 2.9688 | 0 | 0 | 0 | 0 | 0 | 0 | 0 | 0 | 0 | 0 | 0 | 0 | 0 | 0 | 0 | 0 | 0 | 0 | 0 | 0 | 0 | 0 | 0 | 0 | 0 | 0 | 0 | 0
| 0 | [33 empty] | DNP_ID: 2128. From Adamstown 33 | Adamstown 33_11kV Tx1 | Adamstown 132_11kV Tx1 | 0 | 0 | 0 | 0 | 2.8504 | 0 | 0 | 0 | 0 | 0 | 0 | 0 | 0 | 0 | 0 | 0 | 0 | 0 | 0 | 0 | 0 | 0 | 0 | 0 | 0 | 0 | 0 | 0 | 0 | 0 | 0 | 0
| Diversity Factor: 0 | [33 empty] | DNP_ID: 2128. From Adamstown 33 | Adamstown 33_11kV Tx1 | Adamstown 132_11kV Tx2 | 0 | 0 | 0 | 0 | 2.3985 | 0 | 0 | 0 | 0 | 0 | 0 | 0 | 0 | 0 | 0 | 0 | 0 | 0 | 0 | 0 | 0 | 0 | 0 | 0 | 0 | 0 | 0 | 0 | 0 | 0 | 0 | 0
[35 empty] | DNP_ID: 2128. From Adamstown 33 | Adamstown 33_11kV Tx2 | Adamstown 132_11kV Tx1 | 0 | 0 | 0 | 0 | 2.8504 | 0 | 0 | 0 | 0 | 0 | 0 | 0 | 0 | 0 | 0 | 0 | 0 | 0 | 0 | 0 | 0 | 0 | 0 | 0 | 0 | 0 | 0 | 0 | 0 | 0 | 0 | 0
[35 empty] | DNP_ID: 2128. From Adamstown 33 | Adamstown 33_11kV Tx2 | Adamstown 132_11kV Tx2 | 0 | 0 | 0 | 0 | 2.3985 | 0 | 0 | 0 | 0 | 0 | 0 | 0 | 0 | 0 | 0 | 0 | 0 | 0 | 0 | 0 | 0 | 0 | 0 | 0 | 0 | 0 | 0 | 0 | 0 | 0 | 0 | 0
| 0 | [33 empty] | DNP_ID: 2155. Adamstown to Kotara SAO | Adamstown 33_11kV Tx1 | Kotara 33_11kV Tx1 | 0 | 0.29531 | 0 | 0 | 0 | 0 | 0 | 0 | 0 | 0 | 0 | 0 | 0 | 0 | 0 | 0 | 0 | 0 | 0 | 0 | 0 | 0 | 0 | 0 | 0 | 0 | 0 | 0 | 0 | 0 | 0 | 0
| Diversity Factor: 0 | [33 empty] | DNP_ID: 2155. Adamstown to Kotara SAO | Adamstown 33_11kV Tx2 | Kotara 33_11kV Tx1 | 0 | 0.29531 | 0 | 0 | 0 | 0 | 0 | 0 | 0 | 0 | 0 | 0 | 0 | 0 | 0 | 0 | 0 | 0 | 0 | 0 | 0 | 0 | 0 | 0 | 0 | 0 | 0 | 0 | 0 | 0 | 0 | 0
[35 empty] | DNP_ID: 2165. Adamstown to City Main. > peak 06/07 | Adamstown 33_11kV Tx1 | Newcastle City Main 33_11kV Tx1 | 0.33342 | 0 | 0 | 0 | 0 | 0 | 0 | 0 | 0 | 0 | 0 | 0 | 0 | 0 | 0 | 0 | 0 | 0 | 0 | 0 | 0 | 0 | 0 | 0 | 0 | 0 | 0 | 0 | 0 | 0 | 0 | 0
[35 empty] | DNP_ID: 2165. Adamstown to City Main. > peak 06/07 | Adamstown 33_11kV Tx1 | Newcastle City Main 33_11kV Tx2 | 0.33342 | 0 | 0 | 0 | 0 | 0 | 0 | 0 | 0 | 0 | 0 | 0 | 0 | 0 | 0 | 0 | 0 | 0 | 0 | 0 | 0 | 0 | 0 | 0 | 0 | 0 | 0 | 0 | 0 | 0 | 0 | 0
| 0 | [33 empty] | DNP_ID: 2165. Adamstown to City Main. > peak 06/07 | Adamstown 33_11kV Tx1 | Newcastle City Main 33_11kV Tx3 | 0.33342 | 0 | 0 | 0 | 0 | 0 | 0 | 0 | 0 | 0 | 0 | 0 | 0 | 0 | 0 | 0 | 0 | 0 | 0 | 0 | 0 | 0 | 0 | 0 | 0 | 0 | 0 | 0 | 0 | 0 | 0 | 0
| Diversity Factor: 0 | [33 empty] | DNP_ID: 2165. Adamstown to City Main. > peak 06/07 | Adamstown 33_11kV Tx2 | Newcastle City Main 33_11kV Tx1 | 0.33342 | 0 | 0 | 0 | 0 | 0 | 0 | 0 | 0 | 0 | 0 | 0 | 0 | 0 | 0 | 0 | 0 | 0 | 0 | 0 | 0 | 0 | 0 | 0 | 0 | 0 | 0 | 0 | 0 | 0 | 0 | 0
[35 empty] | DNP_ID: 2165. Adamstown to City Main. > peak 06/07 | Adamstown 33_11kV Tx2 | Newcastle City Main 33_11kV Tx2 | 0.33342 | 0 | 0 | 0 | 0 | 0 | 0 | 0 | 0 | 0 | 0 | 0 | 0 | 0 | 0 | 0 | 0 | 0 | 0 | 0 | 0 | 0 | 0 | 0 | 0 | 0 | 0 | 0 | 0 | 0 | 0 | 0
[35 empty] | DNP_ID: 2165. Adamstown to City Main. > peak 06/07 | Adamstown 33_11kV Tx2 | Newcastle City Main 33_11kV Tx3 | 0.33342 | 0 | 0 | 0 | 0 | 0 | 0 | 0 | 0 | 0 | 0 | 0 | 0 | 0 | 0 | 0 | 0 | 0 | 0 | 0 | 0 | 0 | 0 | 0 | 0 | 0 | 0 | 0 | 0 | 0 | 0 | 0
| 0 | [33 empty] | HVCON_ID: 2000065. 119/08 - Merewether, Lingard Street |  | Adamstown 33_11kV Tx1 | 0 | 0.33437 | 0 | 0 | 0 | 0 | 0 | 0 | 0 | 0 | 0 | 0 | 0 | 0 | 0 | 0 | 0 | 0 | 0 | 0 | 0 | 0 | 0 | 0 | 0 | 0 | 0 | 0 | 0 | 0 | 0 | 0
| Diversity Factor: 0 | [33 empty] | HVCON_ID: 2000065. 119/08 - Merewether, Lingard Street |  | Adamstown 33_11kV Tx2 | 0 | 0.33437 | 0 | 0 | 0 | 0 | 0 | 0 | 0 | 0 | 0 | 0 | 0 | 0 | 0 | 0 | 0 | 0 | 0 | 0 | 0 | 0 | 0 | 0 | 0 | 0 | 0 | 0 | 0 | 0 | 0 | 0
0
Diversity Factor: 0
0
Diversity Factor: 0
| Weather Correction and Public Holiday Factors | [8 empty] | Forecast ROG
ROG Justification
| Actual loads for season 13/14 have been weather corrected by the following: | [6 empty] | 0% |  | 0
1 | 2 | 3 | 4 | 5 | 6 | 7 | 8 | 9 | 10 | 14/15 | 15/16 | 16/17 | 17/18 | 18/19 | 19/20 | 20/21 | 21/22 | 22/23 | 23/24 | 24/25 | 25/26 | 26/27 | 27/28 | 28/29 | 29/30 | 30/31 | 31/32 | 32/33 | 33/34 | 34/35 | 35/36 | 36/37 | 37/38 | 38/39
1 | 1 | 1 | 1 | 1 | 1 | 1 | 1 | 1 | 1 | 0% | 0% | 0% | 0% | 0% | 0% | 0% | 0% | 0% | 0% | 0% | 0% | 0% | 0% | 0% | 0% | 0% | 0% | 0% | 0% | 0% | 0% | 0% | 0% | 0%
Substation Load Detail
[7 empty] | Units | 13/14 |  | 14/15 | 15/16 | 16/17 | 17/18 | 18/19 | 19/20 | 20/21 | 21/22 | 22/23 | 23/24 | 24/25 | 25/26 | 26/27 | 27/28 | 28/29 | 29/30 | 30/31 | 31/32 | 32/33 | 33/34 | 34/35 | 35/36 | 36/37 | 37/38 | 38/39
1 | Adamstown 33_11kV | Compensated |  | Load (LV side) |  |  | Amps | 0 |  | 0 | 0 | 0 | 0 | 0 | 0 | 0 | 0 | 0 | 0 | 0 | 0 | 0 | 0 | 0 | 0 | 0 | 0 | 0 | 0 | 0 | 0 | 0 | 0 | 0
|  |  |  | Apparent Power |  |  | MVA | 0 | 0 | 0 | 0 | 0 | 0 | 0 | 0 | 0 | 0 | 0 | 0 | 0 | 0 | 0 | 0 | 0 | 0 | 0 | 0 | 0 | 0 | 0 | 0 | 0 | 0 | 0
|  |  |  | Real Power |  |  | MW | 0 | 0 | 0 | 0 | 0 | 0 | 0 | 0 | 0 | 0 | 0 | 0 | 0 | 0 | 0 | 0 | 0 | 0 | 0 | 0 | 0 | 0 | 0 | 0 | 0 | 0 | 0
|  |  |  | Reactive Power |  |  | MVAr | 0 |  | 0 | 0 | 0 | 0 | 0 | 0 | 0 | 0 | 0 | 0 | 0 | 0 | 0 | 0 | 0 | 0 | 0 | 0 | 0 | 0 | 0 | 0 | 0 | 0 | 0
|  |  |  | Capacitors In Service |  |  | MVAr | 0 |  | 0 | 0 | 0 | 0 | 0 | 0 | 0 | 0 | 0 | 0 | 0 | 0 | 0 | 0 | 0 | 0 | 0 | 0 | 0 | 0 | 0 | 0 | 0 | 0 | 0
|  |  |  | PF |  |  |  | 0 |  | 0 | 0 | 0 | 0 | 0 | 0 | 0 | 0 | 0 | 0 | 0 | 0 | 0 | 0 | 0 | 0 | 0 | 0 | 0 | 0 | 0 | 0 | 0 | 0 | 0
0.94992 | Diversity Factor: 0.95 | Uncompensated |  | Reactive Power |  |  | MVAr | 0 | 0 | 0 | 0 | 0 | 0 | 0 | 0 | 0 | 0 | 0 | 0 | 0 | 0 | 0 | 0 | 0 | 0 | 0 | 0 | 0 | 0 | 0 | 0 | 0 | 0 | 0
|  |  |  | PF |  |  |  | 0 |  | 0 | 0 | 0 | 0 | 0 | 0 | 0 | 0 | 0 | 0 | 0 | 0 | 0 | 0 | 0 | 0 | 0 | 0 | 0 | 0 | 0 | 0 | 0 | 0 | 0
[10 empty] | 1 | 2 | 3 | 4 | 5 | 6 | 7 | 8 | 9 | 10 | 11 | 12 | 13 | 14 | 15 | 16 | 17 | 18 | 19 | 20 | 21 | 22 | 23 | 24 | 25
Transformer Load Detail
[7 empty] | Units | 13/14 |  | 14/15 | 15/16 | 16/17 | 17/18 | 18/19 | 19/20 | 20/21 | 21/22 | 22/23 | 23/24 | 24/25 | 25/26 | 26/27 | 27/28 | 28/29 | 29/30 | 30/31 | 31/32 | 32/33 | 33/34 | 34/35 | 35/36 | 36/37 | 37/38 | 38/39
| 0 | Compensated |  | Load (LV side) |  |  | Amps
|  |  |  | Apparent Power |  |  | MVA
|  |  |  | Real Power |  |  | MW
|  |  |  | Reactive Power |  |  | MVAr
|  |  |  | Capacitors In Service |  |  | MVAr
PF
| Zone Div: | Uncompensated |  | Reactive Power |  |  | MVAr
PF
| 0 | Compensated |  | Load (LV side) |  |  | Amps
|  |  |  | Apparent Power |  |  | MVA
|  |  |  | Real Power |  |  | MW
|  |  |  | Reactive Power |  |  | MVAr
|  |  |  | Capacitors In Service |  |  | MVAr
PF
| Zone Div: | Uncompensated |  | Reactive Power |  |  | MVAr
PF
| 0 | Compensated |  | Load (LV side) |  |  | Amps
|  |  |  | Apparent Power |  |  | MVA
|  |  |  | Real Power |  |  | MW
|  |  |  | Reactive Power |  |  | MVAr
|  |  |  | Capacitors In Service |  |  | MVAr
PF
| Zone Div: | Uncompensated |  | Reactive Power |  |  | MVAr
PF
| 0 | Compensated |  | Load (LV side) |  |  | Amps
|  |  |  | Apparent Power |  |  | MVA
|  |  |  | Real Power |  |  | MW
|  |  |  | Reactive Power |  |  | MVAr
|  |  |  | Capacitors In Service |  |  | MVAr
PF
| Zone Div: | Uncompensated |  | Reactive Power |  |  | MVAr
PF
| 0 | Compensated |  | Load (LV side) |  |  | Amps
|  |  |  | Apparent Power |  |  | MVA
|  |  |  | Real Power |  |  | MW
|  |  |  | Reactive Power |  |  | MVAr
|  |  |  | Capacitors In Service |  |  | MVAr
PF
| Zone Div: | Uncompensated |  | Reactive Power |  |  | MVAr
PF
| 0 | Compensated |  | Load (LV side) |  |  | Amps
|  |  |  | Apparent Power |  |  | MVA
|  |  |  | Real Power |  |  | MW
|  |  |  | Reactive Power |  |  | MVAr
|  |  |  | Capacitors In Service |  |  | MVAr
PF
| Zone Div: | Uncompensated |  | Reactive Power |  |  | MVAr
PF
| 0 | Compensated |  | Load (LV side) |  |  | Amps
|  |  |  | Apparent Power |  |  | MVA
|  |  |  | Real Power |  |  | MW
|  |  |  | Reactive Power |  |  | MVAr
|  |  |  | Capacitors In Service |  |  | MVAr
PF
| Zone Div: | Uncompensated |  | Reactive Power |  |  | MVAr
PF
| 0 | Compensated |  | Load (LV side) |  |  | Amps
|  |  |  | Apparent Power |  |  | MVA
|  |  |  | Real Power |  |  | MW
|  |  |  | Reactive Power |  |  | MVAr
|  |  |  | Capacitors In Service |  |  | MVAr
PF
| Zone Div: | Uncompensated |  | Reactive Power |  |  | MVAr
PF
| 0 | Compensated |  | Load (LV side) |  |  | Amps
|  |  |  | Apparent Power |  |  | MVA
|  |  |  | Real Power |  |  | MW
|  |  |  | Reactive Power |  |  | MVAr
|  |  |  | Capacitors In Service |  |  | MVAr
PF
| Zone Div: | Uncompensated |  | Reactive Power |  |  | MVAr
PF
| 0 | Compensated |  | Load (LV side) |  |  | Amps
|  |  |  | Apparent Power |  |  | MVA
|  |  |  | Real Power |  |  | MW
|  |  |  | Reactive Power |  |  | MVAr
|  |  |  | Capacitors In Service |  |  | MVAr
PF
| Zone Div: | Uncompensated |  | Reactive Power |  |  | MVAr
PF

## Broadmeadow 132_11kV
| Broadmeadow 132_11kV | [16 empty] | 2015 | SUMMER
[6 empty] | Zone commissioned |  | 2014-02-06
| Substation Total Loads | [33 empty] | Spots & Transfers Detail
| Historical Loads | (11kV MVA) | [7 empty] | Weather Corrected Forecast Loads |  |  |  | (11kV MVA) | [20 empty] | Spots & Transfers Summary | (11kV MVA) |  | Historical Spots & Transfers | [6 empty] | Forecast Spots & Transfers
|  | 07/08 | 08/09 | 09/10 | 10/11 | 11/12 | 12/13 | 13/14 |  | 14/15 | 15/16 | 16/17 | 17/18 | 18/19 | 19/20 | 20/21 | 21/22 | 22/23 | 23/24 | 24/25 | 25/26 | 26/27 | 27/28 | 28/29 | 29/30 | 30/31 | 31/32 | 32/33 | 33/34 | 34/35 | 35/36 | 36/37 | 37/38 | 38/39 |  |  |  | 07/08 | 08/09 | 09/10 | 10/11 | 11/12 | 12/13 | 13/14 | 14/15 | 15/16 | 16/17 | 17/18 | 18/19 | 19/20 | 20/21 | 21/22 | 22/23 | 23/24 | 24/25 | 25/26 | 26/27 | 27/28 | 28/29 | 29/30 | 30/31 | 31/32 | 32/33 | 33/34 | 34/35 | 35/36 | 36/37 | 37/38 | 38/39
| Total | [6 empty] | 0 |  | 9.6306 | 31.5736 | 30.3793 | 29.7047 | 29.4495 | 29.3074 | 29.3089 | 29.3883 | 29.4369 | 29.5332 | 29.5573 | 29.6413 | 29.7238 | 29.8507 | 30.0011 | 30.1452 | 30.2784 | 30.4169 | 30.5608 | 30.7103 | 30.8653 | 31.026 | 31.1923 | 31.3645 | 31.5426 |  |  | Total | 0 | 0 | 0 | 0 | 0 | 0 | 0 | 8.1166 | 22.5642 | -0.16107 | -0.17765 | -0.25517 | -0.14209 | 0.0014679 | 0.07949 | 0.048606 | 0.096214 | 0.024128 | 0.083998 | 0.082551 | 0.12688 | 0.15042 | 0.14408 | 0.13316 | 0.13852 | 0.14394 | 0.14944 | 0.15502 | 0.16066 | 0.16638 | 0.17218 | 0.17806
| Firm Rating | 0 | 0 | 0 | 0 | 0 | 0 | 0 |  | 60 | 60 | 60 | 60 | 60 | 60 | 60 | 60 | 60 | 60 | 60 | 60 | 60 | 60 | 60 | 60 | 60 | 60 | 60 | 60 | 60 | 60 | 60 | 60 | 60
| Total Capacity | 0 | 0 | 0 | 0 | 0 | 0 | 0 |  | 100 | 100 | 100 | 100 | 100 | 100 | 100 | 100 | 100 | 100 | 100 | 100 | 100 | 100 | 100 | 100 | 100 | 100 | 100 | 100 | 100 | 100 | 100 | 100 | 100 |  |  | Broadmeadow 132_11kV Tx1 | 0 | 0 | 0 | 0 | 0 | 0 | 0 | 3.5248 | 14.683 | -0.080534 | -0.088827 | -0.12758 | -0.071045 | 0.00073396 | 0.039745 | 0.024303 | 0.048107 | 0.012064 | 0.041999 | 0.041276 | 0.063438 | 0.075209 | 0.07204 | 0.066581 | 0.069258 | 0.071972 | 0.074721 | 0.077508 | 0.080331 | 0.083192 | 0.086091 | 0.089029
|  | -7 | -6 | -5 | -4 | -3 | -2 | -1 |  | 0 | 1 | 2 | 3 | 4 | 5 | 6 | 7 | 8 | 9 | 10 | 11 | 12 | 13 | 14 | 15 | 16 | 17 | 18 | 19 | 20 | 21 | 22 | 23 | 24 |  |  | Broadmeadow 132_11kV Tx2 | 0 | 0 | 0 | 0 | 0 | 0 | 0 | 4.5918 | 7.8812 | -0.080534 | -0.088827 | -0.12758 | -0.071045 | 0.00073396 | 0.039745 | 0.024303 | 0.048107 | 0.012064 | 0.041999 | 0.041276 | 0.063438 | 0.075209 | 0.07204 | 0.066581 | 0.069258 | 0.071972 | 0.074721 | 0.077508 | 0.080331 | 0.083192 | 0.086091 | 0.089029
| Transformer Loads | [36 empty] | 0 | 0 | 0 | 0 | 0 | 0 | 0 | 0 | 0 | 0 | 0 | 0 | 0 | 0 | 0 | 0 | 0 | 0 | 0 | 0 | 0 | 0 | 0 | 0 | 0 | 0 | 0 | 0 | 0 | 0 | 0 | 0
| Historical Loads | (11kV MVA) | [7 empty] | 0: Weather Corrected Forecast Loads; 4: (11kV MVA) |  |  |  | 0 | 0 | 0 | 0 | 0 | 0 | 0 | 0 | 0 | 0 | 0 | 0 | 0 | 0 | 0 | 0 | 0 | 0 | 0 | 0 | 0 | 0 | 0 | 0 | 0 | 0 | 0 | 0 | 0 | 0 | 0 | 0
|  | 07/08 | 08/09 | 09/10 | 10/11 | 11/12 | 12/13 | 13/14 |  | 14/15 | 15/16 | 16/17 | 17/18 | 18/19 | 19/20 | 20/21 | 21/22 | 22/23 | 23/24 | 24/25 | 25/26 | 26/27 | 27/28 | 28/29 | 29/30 | 30/31 | 31/32 | 32/33 | 33/34 | 34/35 | 35/36 | 36/37 | 37/38 | 38/39 |  |  |  | 0 | 0 | 0 | 0 | 0 | 0 | 0 | 0 | 0 | 0 | 0 | 0 | 0 | 0 | 0 | 0 | 0 | 0 | 0 | 0 | 0 | 0 | 0 | 0 | 0 | 0 | 0 | 0 | 0 | 0 | 0 | 0
| 0 | [36 empty] | 0 | 0 | 0 | 0 | 0 | 0 | 0 | 0 | 0 | 0 | 0 | 0 | 0 | 0 | 0 | 0 | 0 | 0 | 0 | 0 | 0 | 0 | 0 | 0 | 0 | 0 | 0 | 0 | 0 | 0 | 0 | 0
| Diversity Factor: 0 | [36 empty] | 0 | 0 | 0 | 0 | 0 | 0 | 0 | 0 | 0 | 0 | 0 | 0 | 0 | 0 | 0 | 0 | 0 | 0 | 0 | 0 | 0 | 0 | 0 | 0 | 0 | 0 | 0 | 0 | 0 | 0 | 0 | 0
[38 empty] | 0 | 0 | 0 | 0 | 0 | 0 | 0 | 0 | 0 | 0 | 0 | 0 | 0 | 0 | 0 | 0 | 0 | 0 | 0 | 0 | 0 | 0 | 0 | 0 | 0 | 0 | 0 | 0 | 0 | 0 | 0 | 0
[38 empty] | 0 | 0 | 0 | 0 | 0 | 0 | 0 | 0 | 0 | 0 | 0 | 0 | 0 | 0 | 0 | 0 | 0 | 0 | 0 | 0 | 0 | 0 | 0 | 0 | 0 | 0 | 0 | 0 | 0 | 0 | 0 | 0
| 0 | [36 empty] | 0 | 0 | 0 | 0 | 0 | 0 | 0 | 0 | 0 | 0 | 0 | 0 | 0 | 0 | 0 | 0 | 0 | 0 | 0 | 0 | 0 | 0 | 0 | 0 | 0 | 0 | 0 | 0 | 0 | 0 | 0 | 0
Diversity Factor: 0
[38 empty] | Historical Spots & Transfers | [6 empty] | Forecast Spots & Transfers
[35 empty] | Project Name | From | To | 07/08 | 08/09 | 09/10 | 10/11 | 11/12 | 12/13 | 13/14 | 14/15 | 15/16 | 16/17 | 17/18 | 18/19 | 19/20 | 20/21 | 21/22 | 22/23 | 23/24 | 24/25 | 25/26 | 26/27 | 27/28 | 28/29 | 29/30 | 30/31 | 31/32 | 32/33 | 33/34 | 34/35 | 35/36 | 36/37 | 37/38 | 38/39
| 0 | [33 empty] | Broad based demand management |  | Broadmeadow 132_11kV Tx1 | 0 | 0 | 0 | 0 | 0 | 0 | 0 | -0.0014251 | -0.0028501 | -0.0042752 | -0.025651 | -0.051302 | 0 | 0 | 0 | 0 | 0 | 0 | 0 | 0 | 0 | 0 | 0 | 0 | 0 | 0 | 0 | 0 | 0 | 0 | 0 | 0
| Diversity Factor: 0 | [33 empty] | Broad based demand management |  | Broadmeadow 132_11kV Tx2 | 0 | 0 | 0 | 0 | 0 | 0 | 0 | -0.0014251 | -0.0028501 | -0.0042752 | -0.025651 | -0.051302 | 0 | 0 | 0 | 0 | 0 | 0 | 0 | 0 | 0 | 0 | 0 | 0 | 0 | 0 | 0 | 0 | 0 | 0 | 0 | 0
[35 empty] | DNP_ID: 6608. Establish 11kV Connections to New Broadmeadow Zone | Adamstown 132_11kV Tx1 | Broadmeadow 132_11kV Tx1 | 0 | 0 | 0 | 0 | 0 | 0 | 0 | 0 | 1.9053 | 0 | 0 | 0 | 0 | 0 | 0 | 0 | 0 | 0 | 0 | 0 | 0 | 0 | 0 | 0 | 0 | 0 | 0 | 0 | 0 | 0 | 0 | 0
[35 empty] | DNP_ID: 6608. Establish 11kV Connections to New Broadmeadow Zone | Adamstown 132_11kV Tx2 | Broadmeadow 132_11kV Tx1 | 0 | 0 | 0 | 0 | 0 | 0 | 0 | 1.3527 | 0 | 0 | 0 | 0 | 0 | 0 | 0 | 0 | 0 | 0 | 0 | 0 | 0 | 0 | 0 | 0 | 0 | 0 | 0 | 0 | 0 | 0 | 0 | 0
| 0 | [33 empty] | DNP_ID: 6608. Establish 11kV Connections to New Broadmeadow Zone | Adamstown 132_11kV Tx2 | Broadmeadow 132_11kV Tx2 | 0 | 0 | 0 | 0 | 0 | 0 | 0 | 0.13337 | 0 | 0 | 0 | 0 | 0 | 0 | 0 | 0 | 0 | 0 | 0 | 0 | 0 | 0 | 0 | 0 | 0 | 0 | 0 | 0 | 0 | 0 | 0 | 0
| Diversity Factor: 0 | [33 empty] | DNP_ID: 6608. Establish 11kV Connections to New Broadmeadow Zone | Broadmeadow 33_11kV Tx1 | Broadmeadow 132_11kV Tx1 | 0 | 0 | 0 | 0 | 0 | 0 | 0 | 2.0577 | 4.1344 | 0 | 0 | 0 | 0 | 0 | 0 | 0 | 0 | 0 | 0 | 0 | 0 | 0 | 0 | 0 | 0 | 0 | 0 | 0 | 0 | 0 | 0 | 0
[35 empty] | DNP_ID: 6608. Establish 11kV Connections to New Broadmeadow Zone | Broadmeadow 33_11kV Tx1 | Broadmeadow 132_11kV Tx2 | 0 | 0 | 0 | 0 | 0 | 0 | 0 | 2.2482 | 2.9817 | 0 | 0 | 0 | 0 | 0 | 0 | 0 | 0 | 0 | 0 | 0 | 0 | 0 | 0 | 0 | 0 | 0 | 0 | 0 | 0 | 0 | 0 | 0
[35 empty] | DNP_ID: 6608. Establish 11kV Connections to New Broadmeadow Zone | Broadmeadow 33_11kV Tx2 | Broadmeadow 132_11kV Tx1 | 0 | 0 | 0 | 0 | 0 | 0 | 0 | 2.0577 | 4.1344 | 0 | 0 | 0 | 0 | 0 | 0 | 0 | 0 | 0 | 0 | 0 | 0 | 0 | 0 | 0 | 0 | 0 | 0 | 0 | 0 | 0 | 0 | 0
| 0 | [33 empty] | DNP_ID: 6608. Establish 11kV Connections to New Broadmeadow Zone | Broadmeadow 33_11kV Tx2 | Broadmeadow 132_11kV Tx2 | 0 | 0 | 0 | 0 | 0 | 0 | 0 | 2.2482 | 2.9817 | 0 | 0 | 0 | 0 | 0 | 0 | 0 | 0 | 0 | 0 | 0 | 0 | 0 | 0 | 0 | 0 | 0 | 0 | 0 | 0 | 0 | 0 | 0
| Diversity Factor: 0 | [33 empty] | DNP_ID: 6608. Establish 11kV Connections to New Broadmeadow Zone | Carrington 33_11kV Tx1 | Broadmeadow 132_11kV Tx1 | 0 | 0 | 0 | 0 | 0 | 0 | 0 | 0 | 1.2575 | 0 | 0 | 0 | 0 | 0 | 0 | 0 | 0 | 0 | 0 | 0 | 0 | 0 | 0 | 0 | 0 | 0 | 0 | 0 | 0 | 0 | 0 | 0
[35 empty] | DNP_ID: 6608. Establish 11kV Connections to New Broadmeadow Zone | Carrington 33_11kV Tx2 | Broadmeadow 132_11kV Tx1 | 0 | 0 | 0 | 0 | 0 | 0 | 0 | 0 | 1.2575 | 0 | 0 | 0 | 0 | 0 | 0 | 0 | 0 | 0 | 0 | 0 | 0 | 0 | 0 | 0 | 0 | 0 | 0 | 0 | 0 | 0 | 0 | 0
[35 empty] | DNP_ID: 6608. Establish 11kV Connections to New Broadmeadow Zone | New Lambton 33_11kV Tx1 | Broadmeadow 132_11kV Tx1 | 0 | 0 | 0 | 0 | 0 | 0 | 0 | 0 | 1.0384 | 0 | 0 | 0 | 0 | 0 | 0 | 0 | 0 | 0 | 0 | 0 | 0 | 0 | 0 | 0 | 0 | 0 | 0 | 0 | 0 | 0 | 0 | 0
| 0 | [33 empty] | DNP_ID: 6608. Establish 11kV Connections to New Broadmeadow Zone | New Lambton 33_11kV Tx1 | Broadmeadow 132_11kV Tx2 | 0 | 0 | 0 | 0 | 0 | 0 | 0 | 0 | 1.0003 | 0 | 0 | 0 | 0 | 0 | 0 | 0 | 0 | 0 | 0 | 0 | 0 | 0 | 0 | 0 | 0 | 0 | 0 | 0 | 0 | 0 | 0 | 0
| Diversity Factor: 0 | [33 empty] | DNP_ID: 6608. Establish 11kV Connections to New Broadmeadow Zone | New Lambton 33_11kV Tx2 | Broadmeadow 132_11kV Tx1 | 0 | 0 | 0 | 0 | 0 | 0 | 0 | 0 | 1.0384 | 0 | 0 | 0 | 0 | 0 | 0 | 0 | 0 | 0 | 0 | 0 | 0 | 0 | 0 | 0 | 0 | 0 | 0 | 0 | 0 | 0 | 0 | 0
[35 empty] | DNP_ID: 6608. Establish 11kV Connections to New Broadmeadow Zone | New Lambton 33_11kV Tx2 | Broadmeadow 132_11kV Tx2 | 0 | 0 | 0 | 0 | 0 | 0 | 0 | 0 | 1.0003 | 0 | 0 | 0 | 0 | 0 | 0 | 0 | 0 | 0 | 0 | 0 | 0 | 0 | 0 | 0 | 0 | 0 | 0 | 0 | 0 | 0 | 0 | 0
[35 empty] | DNP_ID: 7049. Mayfield West 11kV Feeder 34840 - Havelock St Interconnection | Broadmeadow 132_11kV Tx1 | Carrington 33_11kV Tx1 | 0 | 0 | 0 | 0 | 0 | 0 | 0 | 2.0958 | 0 | 0 | 0 | 0 | 0 | 0 | 0 | 0 | 0 | 0 | 0 | 0 | 0 | 0 | 0 | 0 | 0 | 0 | 0 | 0 | 0 | 0 | 0 | 0
| 0 | [33 empty] | DNP_ID: 7049. Mayfield West 11kV Feeder 34840 - Havelock St Interconnection | Mayfield West 132_11kV Tx2 | Broadmeadow 132_11kV Tx1 | 0 | 0 | 0 | 0 | 0 | 0 | 0 | 0.19053 | 0 | 0 | 0 | 0 | 0 | 0 | 0 | 0 | 0 | 0 | 0 | 0 | 0 | 0 | 0 | 0 | 0 | 0 | 0 | 0 | 0 | 0 | 0 | 0
| Diversity Factor: 0 | [33 empty] | Econometric |  | Broadmeadow 132_11kV Tx1 | 0 | 0 | 0 | 0 | 0 | 0 | 0 | 0 | 0 | 0.058474 | 0.11084 | 0.15491 | 0.16692 | 0.17408 | 0.17265 | 0.17112 | 0.17352 | 0.17596 | 0.17844 | 0.18094 | 0.18348 | 0.18605 | 0.18866 | 0.1913 | 0.19398 | 0.19669 | 0.19944 | 0.20223 | 0.20505 | 0.20791 | 0.21081 | 0.21375
[35 empty] | Econometric |  | Broadmeadow 132_11kV Tx2 | 0 | 0 | 0 | 0 | 0 | 0 | 0 | 0 | 0 | 0.058474 | 0.11084 | 0.15491 | 0.16692 | 0.17408 | 0.17265 | 0.17112 | 0.17352 | 0.17596 | 0.17844 | 0.18094 | 0.18348 | 0.18605 | 0.18866 | 0.1913 | 0.19398 | 0.19669 | 0.19944 | 0.20223 | 0.20505 | 0.20791 | 0.21081 | 0.21375
[35 empty] | Energy Efficiency |  | Broadmeadow 132_11kV Tx1 | 0 | 0 | 0 | 0 | 0 | 0 | 0 | -0.015807 | -0.018134 | -0.064961 | -0.097453 | -0.14926 | -0.15165 | -0.082972 | -0.045514 | -0.05803 | -0.057484 | -0.08253 | -0.055067 | -0.058296 | -0.038672 | -0.029475 | -0.035251 | -0.043352 | -0.043352 | -0.043352 | -0.043352 | -0.043352 | -0.043352 | -0.043352 | -0.043352 | -0.043352
| 0 | [33 empty] | Energy Efficiency |  | Broadmeadow 132_11kV Tx2 | 0 | 0 | 0 | 0 | 0 | 0 | 0 | -0.015807 | -0.018134 | -0.064961 | -0.097453 | -0.14926 | -0.15165 | -0.082972 | -0.045514 | -0.05803 | -0.057484 | -0.08253 | -0.055067 | -0.058296 | -0.038672 | -0.029475 | -0.035251 | -0.043352 | -0.043352 | -0.043352 | -0.043352 | -0.043352 | -0.043352 | -0.043352 | -0.043352 | -0.043352
| Diversity Factor: 0 | [33 empty] | Solar PV |  | Broadmeadow 132_11kV Tx1 | 0 | 0 | 0 | 0 | 0 | 0 | 0 | -0.020775 | -0.061779 | -0.069772 | -0.076559 | -0.081936 | -0.086319 | -0.090374 | -0.087394 | -0.088783 | -0.067932 | -0.08137 | -0.08137 | -0.08137 | -0.08137 | -0.08137 | -0.08137 | -0.08137 | -0.08137 | -0.08137 | -0.08137 | -0.08137 | -0.08137 | -0.08137 | -0.08137 | -0.08137
[35 empty] | Solar PV |  | Broadmeadow 132_11kV Tx2 | 0 | 0 | 0 | 0 | 0 | 0 | 0 | -0.020775 | -0.061779 | -0.069772 | -0.076559 | -0.081936 | -0.086319 | -0.090374 | -0.087394 | -0.088783 | -0.067932 | -0.08137 | -0.08137 | -0.08137 | -0.08137 | -0.08137 | -0.08137 | -0.08137 | -0.08137 | -0.08137 | -0.08137 | -0.08137 | -0.08137 | -0.08137 | -0.08137 | -0.08137
0
Diversity Factor: 0
0
Diversity Factor: 0
| Weather Correction and Public Holiday Factors | [8 empty] | 0: Forecast ROG
ROG Justification
| Actual loads for season 13/14 have been weather corrected by the following: | [6 empty] | 0% |  | 0: weighted ROG calc | [35 empty] | weighted ROG calc
1 | 2 | 3 | 4 | 5 | 6 | 7 | 8 | 9 | 10 | 14/15 | 15/16 | 16/17 | 17/18 | 18/19 | 19/20 | 20/21 | 21/22 | 22/23 | 23/24 | 24/25 | 25/26 | 26/27 | 27/28 | 28/29 | 29/30 | 30/31 | 31/32 | 32/33 | 33/34 | 34/35 | 35/36 | 36/37 | 37/38 | 38/39
0.95092 | 0.90425 | 0.87466 | 0.86035 | 0.86035 | 0.86035 | 0.86035 | 0.86035 | 0.86035 | 0.86035 | -4.908% | -4.908% | -3.272% | -1.636% | 0% | 0% | 0% | 0% | 0% | 0% | 0% | 0% | 0% | 0% | 0% | 0% | 0% | 0% | 0% | 0% | 0% | 0% | 0% | 0% | 0%
Substation Load Detail
[7 empty] | Units | 13/14 |  | 14/15 | 15/16 | 16/17 | 17/18 | 18/19 | 19/20 | 20/21 | 21/22 | 22/23 | 23/24 | 24/25 | 25/26 | 26/27 | 27/28 | 28/29 | 29/30 | 30/31 | 31/32 | 32/33 | 33/34 | 34/35 | 35/36 | 36/37 | 37/38 | 38/39
1 | Broadmeadow 132_11kV | Compensated |  | Load (LV side) |  |  | Amps | 0 |  | 505.476 | 1657.181 | 1594.501 | 1559.089 | 1545.697 | 1538.239 | 1538.316 | 1542.488 | 1545.039 | 1550.089 | 1551.355 | 1555.764 | 1560.097 | 1566.756 | 1574.651 | 1582.213 | 1589.203 | 1596.473 | 1604.028 | 1611.872 | 1620.008 | 1628.44 | 1637.173 | 1646.21 | 1655.556
|  |  |  | Apparent Power |  |  | MVA | 0 | 0 | 9.6306 | 31.5736 | 30.3793 | 29.7047 | 29.4495 | 29.3074 | 29.3089 | 29.3883 | 29.4369 | 29.5332 | 29.5573 | 29.6413 | 29.7238 | 29.8507 | 30.0011 | 30.1452 | 30.2784 | 30.4169 | 30.5608 | 30.7103 | 30.8653 | 31.026 | 31.1923 | 31.3645 | 31.5426
|  |  |  | Real Power |  |  | MW | 0 | 0 | 9.4383 | 29.7868 | 28.6601 | 28.0236 | 27.7829 | 27.6488 | 27.6502 | 27.7252 | 27.7711 | 27.8618 | 27.8846 | 27.9639 | 28.0417 | 28.1614 | 28.3033 | 28.4393 | 28.5649 | 28.6956 | 28.8314 | 28.9723 | 29.1186 | 29.2702 | 29.4271 | 29.5896 | 29.7575
|  |  |  | Reactive Power |  |  | MVAr | 0 |  | 1.9151 | 10.4708 | 10.0748 | 9.851 | 9.7664 | 9.7193 | 9.7198 | 9.7461 | 9.7623 | 9.7942 | 9.8022 | 9.83 | 9.8574 | 9.8995 | 9.9494 | 9.9971 | 10.0413 | 10.0872 | 10.135 | 10.1845 | 10.236 | 10.2892 | 10.3444 | 10.4015 | 10.4606
|  |  |  | Capacitors In Service |  |  | MVAr | 0 |  | 0 | 0 | 0 | 0 | 0 | 0 | 0 | 0 | 0 | 0 | 0 | 0 | 0 | 0 | 0 | 0 | 0 | 0 | 0 | 0 | 0 | 0 | 0 | 0 | 0
|  |  |  | PF |  |  |  | 0 |  | 0.98003 | 0.94341 | 0.94341 | 0.94341 | 0.94341 | 0.94341 | 0.94341 | 0.94341 | 0.94341 | 0.94341 | 0.94341 | 0.94341 | 0.94341 | 0.94341 | 0.94341 | 0.94341 | 0.94341 | 0.94341 | 0.94341 | 0.94341 | 0.94341 | 0.94341 | 0.94341 | 0.94341 | 0.94341
0.76646 | Diversity Factor: 0.77 | Uncompensated |  | Reactive Power |  |  | MVAr | 0 | 0 | 1.9151 | 10.4708 | 10.0748 | 9.851 | 9.7664 | 9.7193 | 9.7198 | 9.7461 | 9.7623 | 9.7942 | 9.8022 | 9.83 | 9.8574 | 9.8995 | 9.9494 | 9.9971 | 10.0413 | 10.0872 | 10.135 | 10.1845 | 10.236 | 10.2892 | 10.3444 | 10.4015 | 10.4606
|  |  |  | PF |  |  |  | 0 |  | 0.98003 | 0.94341 | 0.94341 | 0.94341 | 0.94341 | 0.94341 | 0.94341 | 0.94341 | 0.94341 | 0.94341 | 0.94341 | 0.94341 | 0.94341 | 0.94341 | 0.94341 | 0.94341 | 0.94341 | 0.94341 | 0.94341 | 0.94341 | 0.94341 | 0.94341 | 0.94341 | 0.94341 | 0.94341
[10 empty] | 1 | 2 | 3 | 4 | 5 | 6 | 7 | 8 | 9 | 10 | 11 | 12 | 13 | 14 | 15 | 16 | 17 | 18 | 19 | 20 | 21 | 22 | 23 | 24 | 25
Transformer Load Detail
[7 empty] | Units | 13/14 |  | 14/15 | 15/16 | 16/17 | 17/18 | 18/19 | 19/20 | 20/21 | 21/22 | 22/23 | 23/24 | 24/25 | 25/26 | 26/27 | 27/28 | 28/29 | 29/30 | 30/31 | 31/32 | 32/33 | 33/34 | 34/35 | 35/36 | 36/37 | 37/38 | 38/39
| 0 | Compensated |  | Load (LV side) |  |  | Amps
|  |  |  | Apparent Power |  |  | MVA
|  |  |  | Real Power |  |  | MW
|  |  |  | Reactive Power |  |  | MVAr
|  |  |  | Capacitors In Service |  |  | MVAr
PF
| Zone Div: | Uncompensated |  | Reactive Power |  |  | MVAr
PF
| 0 | Compensated |  | Load (LV side) |  |  | Amps
|  |  |  | Apparent Power |  |  | MVA
|  |  |  | Real Power |  |  | MW
|  |  |  | Reactive Power |  |  | MVAr
|  |  |  | Capacitors In Service |  |  | MVAr
PF
| Zone Div: | Uncompensated |  | Reactive Power |  |  | MVAr
PF
| 0 | Compensated |  | Load (LV side) |  |  | Amps
|  |  |  | Apparent Power |  |  | MVA
|  |  |  | Real Power |  |  | MW
|  |  |  | Reactive Power |  |  | MVAr
|  |  |  | Capacitors In Service |  |  | MVAr
PF
| Zone Div: | Uncompensated |  | Reactive Power |  |  | MVAr
PF
| 0 | Compensated |  | Load (LV side) |  |  | Amps
|  |  |  | Apparent Power |  |  | MVA
|  |  |  | Real Power |  |  | MW
|  |  |  | Reactive Power |  |  | MVAr
|  |  |  | Capacitors In Service |  |  | MVAr
PF
| Zone Div: | Uncompensated |  | Reactive Power |  |  | MVAr
PF
| 0 | Compensated |  | Load (LV side) |  |  | Amps
|  |  |  | Apparent Power |  |  | MVA
|  |  |  | Real Power |  |  | MW
|  |  |  | Reactive Power |  |  | MVAr
|  |  |  | Capacitors In Service |  |  | MVAr
PF
| Zone Div: | Uncompensated |  | Reactive Power |  |  | MVAr
PF
| 0 | Compensated |  | Load (LV side) |  |  | Amps
|  |  |  | Apparent Power |  |  | MVA
|  |  |  | Real Power |  |  | MW
|  |  |  | Reactive Power |  |  | MVAr
|  |  |  | Capacitors In Service |  |  | MVAr
PF
| Zone Div: | Uncompensated |  | Reactive Power |  |  | MVAr
PF
| 0 | Compensated |  | Load (LV side) |  |  | Amps
|  |  |  | Apparent Power |  |  | MVA
|  |  |  | Real Power |  |  | MW
|  |  |  | Reactive Power |  |  | MVAr
|  |  |  | Capacitors In Service |  |  | MVAr
PF
| Zone Div: | Uncompensated |  | Reactive Power |  |  | MVAr
PF
| 0 | Compensated |  | Load (LV side) |  |  | Amps
|  |  |  | Apparent Power |  |  | MVA
|  |  |  | Real Power |  |  | MW
|  |  |  | Reactive Power |  |  | MVAr
|  |  |  | Capacitors In Service |  |  | MVAr
PF
| Zone Div: | Uncompensated |  | Reactive Power |  |  | MVAr
PF
| 0 | Compensated |  | Load (LV side) |  |  | Amps
|  |  |  | Apparent Power |  |  | MVA
|  |  |  | Real Power |  |  | MW
|  |  |  | Reactive Power |  |  | MVAr
|  |  |  | Capacitors In Service |  |  | MVAr
PF
| Zone Div: | Uncompensated |  | Reactive Power |  |  | MVAr
PF
| 0 | Compensated |  | Load (LV side) |  |  | Amps
|  |  |  | Apparent Power |  |  | MVA
|  |  |  | Real Power |  |  | MW
|  |  |  | Reactive Power |  |  | MVAr
|  |  |  | Capacitors In Service |  |  | MVAr
PF
| Zone Div: | Uncompensated |  | Reactive Power |  |  | MVAr
PF

## Broadmeadow 33_11kV
| Broadmeadow 33_11kV | [16 empty] | 2015 | SUMMER
[6 empty] | Zone decommissioned |  | 2015-09-01
| Substation Total Loads | [33 empty] | Spots & Transfers Detail
| Historical Loads | (11kV MVA) | [7 empty] | Weather Corrected Forecast Loads |  |  |  | (11kV MVA) | [20 empty] | Spots & Transfers Summary | (11kV MVA) |  | Historical Spots & Transfers | [6 empty] | Forecast Spots & Transfers
|  | 07/08 | 08/09 | 09/10 | 10/11 | 11/12 | 12/13 | 13/14 |  | 14/15 | 15/16 | 16/17 | 17/18 | 18/19 | 19/20 | 20/21 | 21/22 | 22/23 | 23/24 | 24/25 | 25/26 | 26/27 | 27/28 | 28/29 | 29/30 | 30/31 | 31/32 | 32/33 | 33/34 | 34/35 | 35/36 | 36/37 | 37/38 | 38/39 |  |  |  | 07/08 | 08/09 | 09/10 | 10/11 | 11/12 | 12/13 | 13/14 | 14/15 | 15/16 | 16/17 | 17/18 | 18/19 | 19/20 | 20/21 | 21/22 | 22/23 | 23/24 | 24/25 | 25/26 | 26/27 | 27/28 | 28/29 | 29/30 | 30/31 | 31/32 | 32/33 | 33/34 | 34/35 | 35/36 | 36/37 | 37/38 | 38/39
| Total | 25.617 | 25.359 | 29.3 | 30.098 | 25.872 | 23.121 | 18.487 |  | 11.8254 | 0 | 0 | 0 | 0 | 0 | 0 | 0 | 0 | 0 | 0 | 0 | 0 | 0 | 0 | 0 | 0 | 0 | 0 | 0 | 0 | 0 | 0 | 0 | 0 |  |  | Total | 0.89166 | 0.9774 | 0 | -0.16007 | 1.7179 | -1.7281 | -0.14084 | -8.7326 | -14.2323 | 0 | 0 | 0 | 0 | 0 | 0 | 0 | 0 | 0 | 0 | 0 | 0 | 0 | 0 | 0 | 0 | 0 | 0 | 0 | 0 | 0 | 0 | 0
| Firm Rating | 0 | 0 | 18.86 | 18.86 | 18.86 | 18.9 | 20.33 |  | 20.33 | 0 | 0 | 0 | 0 | 0 | 0 | 0 | 0 | 0 | 0 | 0 | 0 | 0 | 0 | 0 | 0 | 0 | 0 | 0 | 0 | 0 | 0 | 0 | 0
| Total Capacity | 0 | 0 | 41.7 | 41.7 | 41.7 | 37.8 | 40.66 |  | 40.66 | 0 | 0 | 0 | 0 | 0 | 0 | 0 | 0 | 0 | 0 | 0 | 0 | 0 | 0 | 0 | 0 | 0 | 0 | 0 | 0 | 0 | 0 | 0 | 0 |  |  | Broadmeadow 33_11kV Tx1 | 0.44583 | 0.4887 | 0 | -0.080035 | 0.85894 | -0.86404 | -0.07042 | -4.3663 | -7.1161 | 0 | 0 | 0 | 0 | 0 | 0 | 0 | 0 | 0 | 0 | 0 | 0 | 0 | 0 | 0 | 0 | 0 | 0 | 0 | 0 | 0 | 0 | 0
|  | -7 | -6 | -5 | -4 | -3 | -2 | -1 |  | 0 | 1 | 2 | 3 | 4 | 5 | 6 | 7 | 8 | 9 | 10 | 11 | 12 | 13 | 14 | 15 | 16 | 17 | 18 | 19 | 20 | 21 | 22 | 23 | 24 |  |  | Broadmeadow 33_11kV Tx2 | 0.44583 | 0.4887 | 0 | -0.080035 | 0.85894 | -0.86404 | -0.07042 | -4.3663 | -7.1161 | 0 | 0 | 0 | 0 | 0 | 0 | 0 | 0 | 0 | 0 | 0 | 0 | 0 | 0 | 0 | 0 | 0 | 0 | 0 | 0 | 0 | 0 | 0
| Transformer Loads | [36 empty] | 0 | 0 | 0 | 0 | 0 | 0 | 0 | 0 | 0 | 0 | 0 | 0 | 0 | 0 | 0 | 0 | 0 | 0 | 0 | 0 | 0 | 0 | 0 | 0 | 0 | 0 | 0 | 0 | 0 | 0 | 0 | 0
| Historical Loads | (11kV MVA) | [7 empty] | Weather Corrected Forecast Loads |  |  |  | (11kV MVA) | [23 empty] | 0 | 0 | 0 | 0 | 0 | 0 | 0 | 0 | 0 | 0 | 0 | 0 | 0 | 0 | 0 | 0 | 0 | 0 | 0 | 0 | 0 | 0 | 0 | 0 | 0 | 0 | 0 | 0 | 0 | 0 | 0 | 0
|  | 07/08 | 08/09 | 09/10 | 10/11 | 11/12 | 12/13 | 13/14 |  | 14/15 | 15/16 | 16/17 | 17/18 | 18/19 | 19/20 | 20/21 | 21/22 | 22/23 | 23/24 | 24/25 | 25/26 | 26/27 | 27/28 | 28/29 | 29/30 | 30/31 | 31/32 | 32/33 | 33/34 | 34/35 | 35/36 | 36/37 | 37/38 | 38/39 |  |  |  | 0 | 0 | 0 | 0 | 0 | 0 | 0 | 0 | 0 | 0 | 0 | 0 | 0 | 0 | 0 | 0 | 0 | 0 | 0 | 0 | 0 | 0 | 0 | 0 | 0 | 0 | 0 | 0 | 0 | 0 | 0 | 0
| 0 | [36 empty] | 0 | 0 | 0 | 0 | 0 | 0 | 0 | 0 | 0 | 0 | 0 | 0 | 0 | 0 | 0 | 0 | 0 | 0 | 0 | 0 | 0 | 0 | 0 | 0 | 0 | 0 | 0 | 0 | 0 | 0 | 0 | 0
| Diversity Factor: 0 | [36 empty] | 0 | 0 | 0 | 0 | 0 | 0 | 0 | 0 | 0 | 0 | 0 | 0 | 0 | 0 | 0 | 0 | 0 | 0 | 0 | 0 | 0 | 0 | 0 | 0 | 0 | 0 | 0 | 0 | 0 | 0 | 0 | 0
[38 empty] | 0 | 0 | 0 | 0 | 0 | 0 | 0 | 0 | 0 | 0 | 0 | 0 | 0 | 0 | 0 | 0 | 0 | 0 | 0 | 0 | 0 | 0 | 0 | 0 | 0 | 0 | 0 | 0 | 0 | 0 | 0 | 0
[38 empty] | 0 | 0 | 0 | 0 | 0 | 0 | 0 | 0 | 0 | 0 | 0 | 0 | 0 | 0 | 0 | 0 | 0 | 0 | 0 | 0 | 0 | 0 | 0 | 0 | 0 | 0 | 0 | 0 | 0 | 0 | 0 | 0
| 0 | [36 empty] | 0 | 0 | 0 | 0 | 0 | 0 | 0 | 0 | 0 | 0 | 0 | 0 | 0 | 0 | 0 | 0 | 0 | 0 | 0 | 0 | 0 | 0 | 0 | 0 | 0 | 0 | 0 | 0 | 0 | 0 | 0 | 0
Diversity Factor: 0
[38 empty] | Historical Spots & Transfers | [6 empty] | Forecast Spots & Transfers
[35 empty] | Project Name | From | To | 07/08 | 08/09 | 09/10 | 10/11 | 11/12 | 12/13 | 13/14 | 14/15 | 15/16 | 16/17 | 17/18 | 18/19 | 19/20 | 20/21 | 21/22 | 22/23 | 23/24 | 24/25 | 25/26 | 26/27 | 27/28 | 28/29 | 29/30 | 30/31 | 31/32 | 32/33 | 33/34 | 34/35 | 35/36 | 36/37 | 37/38 | 38/39
| 0 | [33 empty] | DNP_ID: 2124. From Broadmeadow | Broadmeadow 33_11kV Tx1 | Adamstown 132_11kV Tx2 | 0 | 0 | 0 | 0 | 0.85737 | 0 | 0 | 0 | 0 | 0 | 0 | 0 | 0 | 0 | 0 | 0 | 0 | 0 | 0 | 0 | 0 | 0 | 0 | 0 | 0 | 0 | 0 | 0 | 0 | 0 | 0 | 0
| Diversity Factor: 0 | [33 empty] | DNP_ID: 2124. From Broadmeadow | Broadmeadow 33_11kV Tx2 | Adamstown 132_11kV Tx2 | 0 | 0 | 0 | 0 | 0.85737 | 0 | 0 | 0 | 0 | 0 | 0 | 0 | 0 | 0 | 0 | 0 | 0 | 0 | 0 | 0 | 0 | 0 | 0 | 0 | 0 | 0 | 0 | 0 | 0 | 0 | 0 | 0
[35 empty] | DNP_ID: 2202. To Broadmeadow SAO Nov 11 | Shortland 33_11kV Tx1 | Broadmeadow 33_11kV Tx1 | 0 | 0 | 0 | 0 | 0.90023 | 0 | 0 | 0 | 0 | 0 | 0 | 0 | 0 | 0 | 0 | 0 | 0 | 0 | 0 | 0 | 0 | 0 | 0 | 0 | 0 | 0 | 0 | 0 | 0 | 0 | 0 | 0
[35 empty] | DNP_ID: 2202. To Broadmeadow SAO Nov 11 | Shortland 33_11kV Tx1 | Broadmeadow 33_11kV Tx2 | 0 | 0 | 0 | 0 | 0.90023 | 0 | 0 | 0 | 0 | 0 | 0 | 0 | 0 | 0 | 0 | 0 | 0 | 0 | 0 | 0 | 0 | 0 | 0 | 0 | 0 | 0 | 0 | 0 | 0 | 0 | 0 | 0
| 0 | [33 empty] | DNP_ID: 2202. To Broadmeadow SAO Nov 11 | Shortland 33_11kV Tx2 | Broadmeadow 33_11kV Tx1 | 0 | 0 | 0 | 0 | 0.90023 | 0 | 0 | 0 | 0 | 0 | 0 | 0 | 0 | 0 | 0 | 0 | 0 | 0 | 0 | 0 | 0 | 0 | 0 | 0 | 0 | 0 | 0 | 0 | 0 | 0 | 0 | 0
| Diversity Factor: 0 | [33 empty] | DNP_ID: 2202. To Broadmeadow SAO Nov 11 | Shortland 33_11kV Tx2 | Broadmeadow 33_11kV Tx2 | 0 | 0 | 0 | 0 | 0.90023 | 0 | 0 | 0 | 0 | 0 | 0 | 0 | 0 | 0 | 0 | 0 | 0 | 0 | 0 | 0 | 0 | 0 | 0 | 0 | 0 | 0 | 0 | 0 | 0 | 0 | 0 | 0
[35 empty] | DNP_ID: 6608. Establish 11kV Connections to New Broadmeadow Zone | Broadmeadow 33_11kV Tx1 | Broadmeadow 132_11kV Tx1 | 0 | 0 | 0 | 0 | 0 | 0 | 0 | 2.0577 | 4.1344 | 0 | 0 | 0 | 0 | 0 | 0 | 0 | 0 | 0 | 0 | 0 | 0 | 0 | 0 | 0 | 0 | 0 | 0 | 0 | 0 | 0 | 0 | 0
[35 empty] | DNP_ID: 6608. Establish 11kV Connections to New Broadmeadow Zone | Broadmeadow 33_11kV Tx1 | Broadmeadow 132_11kV Tx2 | 0 | 0 | 0 | 0 | 0 | 0 | 0 | 2.2482 | 2.9817 | 0 | 0 | 0 | 0 | 0 | 0 | 0 | 0 | 0 | 0 | 0 | 0 | 0 | 0 | 0 | 0 | 0 | 0 | 0 | 0 | 0 | 0 | 0
| 0 | [33 empty] | DNP_ID: 6608. Establish 11kV Connections to New Broadmeadow Zone | Broadmeadow 33_11kV Tx2 | Broadmeadow 132_11kV Tx1 | 0 | 0 | 0 | 0 | 0 | 0 | 0 | 2.0577 | 4.1344 | 0 | 0 | 0 | 0 | 0 | 0 | 0 | 0 | 0 | 0 | 0 | 0 | 0 | 0 | 0 | 0 | 0 | 0 | 0 | 0 | 0 | 0 | 0
| Diversity Factor: 0 | [33 empty] | DNP_ID: 6608. Establish 11kV Connections to New Broadmeadow Zone | Broadmeadow 33_11kV Tx2 | Broadmeadow 132_11kV Tx2 | 0 | 0 | 0 | 0 | 0 | 0 | 0 | 2.2482 | 2.9817 | 0 | 0 | 0 | 0 | 0 | 0 | 0 | 0 | 0 | 0 | 0 | 0 | 0 | 0 | 0 | 0 | 0 | 0 | 0 | 0 | 0 | 0 | 0
[35 empty] | DNP_ID: 7079. Open Point Changes at Adamstown, Broadmeadow, Newcastle CBD and New Lambton | Broadmeadow 33_11kV Tx1 | Adamstown 132_11kV Tx1 | 0 | 0 | 0 | 0 | 0 | 0.82879 | 0 | 0 | 0 | 0 | 0 | 0 | 0 | 0 | 0 | 0 | 0 | 0 | 0 | 0 | 0 | 0 | 0 | 0 | 0 | 0 | 0 | 0 | 0 | 0 | 0 | 0
[35 empty] | DNP_ID: 7079. Open Point Changes at Adamstown, Broadmeadow, Newcastle CBD and New Lambton | Broadmeadow 33_11kV Tx2 | Adamstown 132_11kV Tx1 | 0 | 0 | 0 | 0 | 0 | 0.82879 | 0 | 0 | 0 | 0 | 0 | 0 | 0 | 0 | 0 | 0 | 0 | 0 | 0 | 0 | 0 | 0 | 0 | 0 | 0 | 0 | 0 | 0 | 0 | 0 | 0 | 0
| 0 | [33 empty] | HVCON_ID: 2000067. Mater Hospital Upgrade |  | Broadmeadow 33_11kV Tx1 | 0.44583 | 0 | 0 | 0 | 0 | 0 | 0 | 0 | 0 | 0 | 0 | 0 | 0 | 0 | 0 | 0 | 0 | 0 | 0 | 0 | 0 | 0 | 0 | 0 | 0 | 0 | 0 | 0 | 0 | 0 | 0 | 0
| Diversity Factor: 0 | [33 empty] | HVCON_ID: 2000067. Mater Hospital Upgrade |  | Broadmeadow 33_11kV Tx2 | 0.44583 | 0 | 0 | 0 | 0 | 0 | 0 | 0 | 0 | 0 | 0 | 0 | 0 | 0 | 0 | 0 | 0 | 0 | 0 | 0 | 0 | 0 | 0 | 0 | 0 | 0 | 0 | 0 | 0 | 0 | 0 | 0
[35 empty] | HVCON_ID: 2000068. Mater Hospital Upgrade |  | Broadmeadow 33_11kV Tx1 | 0 | 0.22291 | 0 | 0 | 0 | 0 | 0 | 0 | 0 | 0 | 0 | 0 | 0 | 0 | 0 | 0 | 0 | 0 | 0 | 0 | 0 | 0 | 0 | 0 | 0 | 0 | 0 | 0 | 0 | 0 | 0 | 0
[35 empty] | HVCON_ID: 2000068. Mater Hospital Upgrade |  | Broadmeadow 33_11kV Tx2 | 0 | 0.22291 | 0 | 0 | 0 | 0 | 0 | 0 | 0 | 0 | 0 | 0 | 0 | 0 | 0 | 0 | 0 | 0 | 0 | 0 | 0 | 0 | 0 | 0 | 0 | 0 | 0 | 0 | 0 | 0 | 0 | 0
| 0 | [33 empty] | HVCON_ID: 2000069. 163/07 - Broadmeadow, Ailsa Rd - new Kiosk for new development |  | Broadmeadow 33_11kV Tx1 | 0 | 0.26578 | 0 | 0 | 0 | 0 | 0 | 0 | 0 | 0 | 0 | 0 | 0 | 0 | 0 | 0 | 0 | 0 | 0 | 0 | 0 | 0 | 0 | 0 | 0 | 0 | 0 | 0 | 0 | 0 | 0 | 0
| Diversity Factor: 0 | [33 empty] | HVCON_ID: 2000069. 163/07 - Broadmeadow, Ailsa Rd - new Kiosk for new development |  | Broadmeadow 33_11kV Tx2 | 0 | 0.26578 | 0 | 0 | 0 | 0 | 0 | 0 | 0 | 0 | 0 | 0 | 0 | 0 | 0 | 0 | 0 | 0 | 0 | 0 | 0 | 0 | 0 | 0 | 0 | 0 | 0 | 0 | 0 | 0 | 0 | 0
[35 empty] | Econometric |  | Broadmeadow 33_11kV Tx1 | 0 | 0 | 0 | 0 | 0 | 0 | 0 | 0 | 0 | 0 | 0 | 0 | 0 | 0 | 0 | 0 | 0 | 0 | 0 | 0 | 0 | 0 | 0 | 0 | 0 | 0 | 0 | 0 | 0 | 0 | 0 | 0
[35 empty] | Econometric |  | Broadmeadow 33_11kV Tx2 | 0 | 0 | 0 | 0 | 0 | 0 | 0 | 0 | 0 | 0 | 0 | 0 | 0 | 0 | 0 | 0 | 0 | 0 | 0 | 0 | 0 | 0 | 0 | 0 | 0 | 0 | 0 | 0 | 0 | 0 | 0 | 0
| 0 | [33 empty] | Energy Efficiency |  | Broadmeadow 33_11kV Tx1 | 0 | 0 | 0 | 0 | 0 | 0 | 0 | -0.0261 | 0 | 0 | 0 | 0 | 0 | 0 | 0 | 0 | 0 | 0 | 0 | 0 | 0 | 0 | 0 | 0 | 0 | 0 | 0 | 0 | 0 | 0 | 0 | 0
| Diversity Factor: 0 | [33 empty] | Energy Efficiency |  | Broadmeadow 33_11kV Tx2 | 0 | 0 | 0 | 0 | 0 | 0 | 0 | -0.0261 | 0 | 0 | 0 | 0 | 0 | 0 | 0 | 0 | 0 | 0 | 0 | 0 | 0 | 0 | 0 | 0 | 0 | 0 | 0 | 0 | 0 | 0 | 0 | 0
[35 empty] | Solar PV |  | Broadmeadow 33_11kV Tx1 | 0 | 0 | 0 | -0.080035 | -0.084165 | -0.03525 | -0.07042 | -0.034303 | 0 | 0 | 0 | 0 | 0 | 0 | 0 | 0 | 0 | 0 | 0 | 0 | 0 | 0 | 0 | 0 | 0 | 0 | 0 | 0 | 0 | 0 | 0 | 0
[35 empty] | Solar PV |  | Broadmeadow 33_11kV Tx2 | 0 | 0 | 0 | -0.080035 | -0.084165 | -0.03525 | -0.07042 | -0.034303 | 0 | 0 | 0 | 0 | 0 | 0 | 0 | 0 | 0 | 0 | 0 | 0 | 0 | 0 | 0 | 0 | 0 | 0 | 0 | 0 | 0 | 0 | 0 | 0
0
Diversity Factor: 0
0
Diversity Factor: 0
| Weather Correction and Public Holiday Factors | [8 empty] | Forecast ROG
ROG Justification
| Actual loads for season 13/14 have been weather corrected by the following: | [6 empty] | 12.53% |  | Rog Capped +/-5% | [59 empty] | Rog Capped +/-5%
1 | 2 | 3 | 4 | 5 | 6 | 7 | 8 | 9 | 10 | 14/15 | 15/16 | 16/17 | 17/18 | 18/19 | 19/20 | 20/21 | 21/22 | 22/23 | 23/24 | 24/25 | 25/26 | 26/27 | 27/28 | 28/29 | 29/30 | 30/31 | 31/32 | 32/33 | 33/34 | 34/35 | 35/36 | 36/37 | 37/38 | 38/39
0.95 | 0.9025 | 0.87242 | 0.85789 | 0.85789 | 0.85789 | 0.85789 | 0.85789 | 0.85789 | 0.85789 | -5% | -5% | -3.333% | -1.666% | 0% | 0% | 0% | 0% | 0% | 0% | 0% | 0% | 0% | 0% | 0% | 0% | 0% | 0% | 0% | 0% | 0% | 0% | 0% | 0% | 0%
Substation Load Detail
[7 empty] | Units | 13/14 |  | 14/15 | 15/16 | 16/17 | 17/18 | 18/19 | 19/20 | 20/21 | 21/22 | 22/23 | 23/24 | 24/25 | 25/26 | 26/27 | 27/28 | 28/29 | 29/30 | 30/31 | 31/32 | 32/33 | 33/34 | 34/35 | 35/36 | 36/37 | 37/38 | 38/39
1 | Broadmeadow 33_11kV | Compensated |  | Load (LV side) |  |  | Amps | 0 |  | 620.6744 | 0 | 0 | 0 | 0 | 0 | 0 | 0 | 0 | 0 | 0 | 0 | 0 | 0 | 0 | 0 | 0 | 0 | 0 | 0 | 0 | 0 | 0 | 0 | 0
|  |  |  | Apparent Power |  |  | MVA | 18.487 | 21.64 | 11.8254 | 0 | 0 | 0 | 0 | 0 | 0 | 0 | 0 | 0 | 0 | 0 | 0 | 0 | 0 | 0 | 0 | 0 | 0 | 0 | 0 | 0 | 0 | 0 | 0
|  |  |  | Real Power |  |  | MW | 17.045 | 19.9521 | 10.9031 | 0 | 0 | 0 | 0 | 0 | 0 | 0 | 0 | 0 | 0 | 0 | 0 | 0 | 0 | 0 | 0 | 0 | 0 | 0 | 0 | 0 | 0 | 0 | 0
|  |  |  | Reactive Power |  |  | MVAr | 0 |  | 4.5787 | 0 | 0 | 0 | 0 | 0 | 0 | 0 | 0 | 0 | 0 | 0 | 0 | 0 | 0 | 0 | 0 | 0 | 0 | 0 | 0 | 0 | 0 | 0 | 0
|  |  |  | Capacitors In Service |  |  | MVAr | 0 |  | 0 | 0 | 0 | 0 | 0 | 0 | 0 | 0 | 0 | 0 | 0 | 0 | 0 | 0 | 0 | 0 | 0 | 0 | 0 | 0 | 0 | 0 | 0 | 0 | 0
|  |  |  | PF |  |  |  | 0.922 |  | 0.922 | 0 | 0 | 0 | 0 | 0 | 0 | 0 | 0 | 0 | 0 | 0 | 0 | 0 | 0 | 0 | 0 | 0 | 0 | 0 | 0 | 0 | 0 | 0 | 0
0.84565 | Diversity Factor: 0.85 | Uncompensated |  | Reactive Power |  |  | MVAr | 0 | 8.3788 | 4.5787 | 0 | 0 | 0 | 0 | 0 | 0 | 0 | 0 | 0 | 0 | 0 | 0 | 0 | 0 | 0 | 0 | 0 | 0 | 0 | 0 | 0 | 0 | 0 | 0
|  |  |  | PF |  |  |  | 0.922 |  | 0.922 | 0 | 0 | 0 | 0 | 0 | 0 | 0 | 0 | 0 | 0 | 0 | 0 | 0 | 0 | 0 | 0 | 0 | 0 | 0 | 0 | 0 | 0 | 0 | 0
[10 empty] | 1 | 2 | 3 | 4 | 5 | 6 | 7 | 8 | 9 | 10 | 11 | 12 | 13 | 14 | 15 | 16 | 17 | 18 | 19 | 20 | 21 | 22 | 23 | 24 | 25
Transformer Load Detail
[7 empty] | Units | 13/14 |  | 14/15 | 15/16 | 16/17 | 17/18 | 18/19 | 19/20 | 20/21 | 21/22 | 22/23 | 23/24 | 24/25 | 25/26 | 26/27 | 27/28 | 28/29 | 29/30 | 30/31 | 31/32 | 32/33 | 33/34 | 34/35 | 35/36 | 36/37 | 37/38 | 38/39
| 0 | Compensated |  | Load (LV side) |  |  | Amps
|  |  |  | Apparent Power |  |  | MVA
|  |  |  | Real Power |  |  | MW
|  |  |  | Reactive Power |  |  | MVAr
|  |  |  | Capacitors In Service |  |  | MVAr
PF
| Zone Div: | Uncompensated |  | Reactive Power |  |  | MVAr
PF
| 0 | Compensated |  | Load (LV side) |  |  | Amps
|  |  |  | Apparent Power |  |  | MVA
|  |  |  | Real Power |  |  | MW
|  |  |  | Reactive Power |  |  | MVAr
|  |  |  | Capacitors In Service |  |  | MVAr
PF
| Zone Div: | Uncompensated |  | Reactive Power |  |  | MVAr
PF
| 0 | Compensated |  | Load (LV side) |  |  | Amps
|  |  |  | Apparent Power |  |  | MVA
|  |  |  | Real Power |  |  | MW
|  |  |  | Reactive Power |  |  | MVAr
|  |  |  | Capacitors In Service |  |  | MVAr
PF
| Zone Div: | Uncompensated |  | Reactive Power |  |  | MVAr
PF
| 0 | Compensated |  | Load (LV side) |  |  | Amps
|  |  |  | Apparent Power |  |  | MVA
|  |  |  | Real Power |  |  | MW
|  |  |  | Reactive Power |  |  | MVAr
|  |  |  | Capacitors In Service |  |  | MVAr
PF
| Zone Div: | Uncompensated |  | Reactive Power |  |  | MVAr
PF
| 0 | Compensated |  | Load (LV side) |  |  | Amps
|  |  |  | Apparent Power |  |  | MVA
|  |  |  | Real Power |  |  | MW
|  |  |  | Reactive Power |  |  | MVAr
|  |  |  | Capacitors In Service |  |  | MVAr
PF
| Zone Div: | Uncompensated |  | Reactive Power |  |  | MVAr
PF
| 0 | Compensated |  | Load (LV side) |  |  | Amps
|  |  |  | Apparent Power |  |  | MVA
|  |  |  | Real Power |  |  | MW
|  |  |  | Reactive Power |  |  | MVAr
|  |  |  | Capacitors In Service |  |  | MVAr
PF
| Zone Div: | Uncompensated |  | Reactive Power |  |  | MVAr
PF
| 0 | Compensated |  | Load (LV side) |  |  | Amps
|  |  |  | Apparent Power |  |  | MVA
|  |  |  | Real Power |  |  | MW
|  |  |  | Reactive Power |  |  | MVAr
|  |  |  | Capacitors In Service |  |  | MVAr
PF
| Zone Div: | Uncompensated |  | Reactive Power |  |  | MVAr
PF
| 0 | Compensated |  | Load (LV side) |  |  | Amps
|  |  |  | Apparent Power |  |  | MVA
|  |  |  | Real Power |  |  | MW
|  |  |  | Reactive Power |  |  | MVAr
|  |  |  | Capacitors In Service |  |  | MVAr
PF
| Zone Div: | Uncompensated |  | Reactive Power |  |  | MVAr
PF
| 0 | Compensated |  | Load (LV side) |  |  | Amps
|  |  |  | Apparent Power |  |  | MVA
|  |  |  | Real Power |  |  | MW
|  |  |  | Reactive Power |  |  | MVAr
|  |  |  | Capacitors In Service |  |  | MVAr
PF
| Zone Div: | Uncompensated |  | Reactive Power |  |  | MVAr
PF
| 0 | Compensated |  | Load (LV side) |  |  | Amps
|  |  |  | Apparent Power |  |  | MVA
|  |  |  | Real Power |  |  | MW
|  |  |  | Reactive Power |  |  | MVAr
|  |  |  | Capacitors In Service |  |  | MVAr
PF
| Zone Div: | Uncompensated |  | Reactive Power |  |  | MVAr
PF

## Carrington 33_11kV
| Carrington 33_11kV | [16 empty] | 2015 | SUMMER
[6 empty] | Zone decommissioned |  | 2016-10-01
| Substation Total Loads | [33 empty] | Spots & Transfers Detail
| Historical Loads | (11kV MVA) | [7 empty] | Weather Corrected Forecast Loads |  |  |  | (11kV MVA) | [20 empty] | Spots & Transfers Summary | (11kV MVA) |  | Historical Spots & Transfers | [6 empty] | Forecast Spots & Transfers
|  | 07/08 | 08/09 | 09/10 | 10/11 | 11/12 | 12/13 | 13/14 |  | 14/15 | 15/16 | 16/17 | 17/18 | 18/19 | 19/20 | 20/21 | 21/22 | 22/23 | 23/24 | 24/25 | 25/26 | 26/27 | 27/28 | 28/29 | 29/30 | 30/31 | 31/32 | 32/33 | 33/34 | 34/35 | 35/36 | 36/37 | 37/38 | 38/39 |  |  |  | 07/08 | 08/09 | 09/10 | 10/11 | 11/12 | 12/13 | 13/14 | 14/15 | 15/16 | 16/17 | 17/18 | 18/19 | 19/20 | 20/21 | 21/22 | 22/23 | 23/24 | 24/25 | 25/26 | 26/27 | 27/28 | 28/29 | 29/30 | 30/31 | 31/32 | 32/33 | 33/34 | 34/35 | 35/36 | 36/37 | 37/38 | 38/39
| Total | 25.7 | 24.9 | 25.8 | 26.595 | 24.075 | 26.431 | 22.503 |  | 28.8448 | 25.8517 | 0 | 0 | 0 | 0 | 0 | 0 | 0 | 0 | 0 | 0 | 0 | 0 | 0 | 0 | 0 | 0 | 0 | 0 | 0 | 0 | 0 | 0 | 0 |  |  | Total | 0.49537 | 0 | 0 | -0.19274 | -0.17099 | -0.08698 | -0.08274 | 5.308 | -2.6553 | -25.6498 | 0 | 0 | 0 | -0.019154 | -0.02216 | -0.020075 | -0.017941 | -0.018137 | -0.018335 | -0.018535 | -0.018737 | -0.018942 | -0.019149 | -0.019358 | -0.019569 | -0.019783 | -0.019998 | -0.020217 | -0.020437 | -0.02066 | -0.020886 | -0.021114
| Firm Rating | 0 | 0 | 30.48 | 30.48 | 30.48 | 30.48 | 30.48 |  | 30.48 | 30.48 | 0 | 0 | 0 | 0 | 0 | 0 | 0 | 0 | 0 | 0 | 0 | 0 | 0 | 0 | 0 | 0 | 0 | 0 | 0 | 0 | 0 | 0 | 0
| Total Capacity | 0 | 0 | 60.97 | 60.97 | 60.97 | 60.97 | 60.97 |  | 60.97 | 60.97 | 0 | 0 | 0 | 0 | 0 | 0 | 0 | 0 | 0 | 0 | 0 | 0 | 0 | 0 | 0 | 0 | 0 | 0 | 0 | 0 | 0 | 0 | 0 |  |  | Carrington 33_11kV Tx1 | 0.24768 | 0 | 0 | -0.09637 | -0.085495 | -0.04349 | -0.04137 | 3.7019 | -1.3277 | -12.8249 | 0 | 0 | 0 | -0.0095768 | -0.01108 | -0.010037 | -0.0089706 | -0.0090685 | -0.0091675 | -0.0092675 | -0.0093687 | -0.009471 | -0.0095743 | -0.0096788 | -0.0097845 | -0.0098913 | -0.0099992 | -0.010108 | -0.010219 | -0.01033 | -0.010443 | -0.010557
|  | -7 | -6 | -5 | -4 | -3 | -2 | -1 |  | 0 | 1 | 2 | 3 | 4 | 5 | 6 | 7 | 8 | 9 | 10 | 11 | 12 | 13 | 14 | 15 | 16 | 17 | 18 | 19 | 20 | 21 | 22 | 23 | 24 |  |  | Carrington 33_11kV Tx2 | 0.24768 | 0 | 0 | -0.09637 | -0.085495 | -0.04349 | -0.04137 | 1.6061 | -1.3277 | -12.8249 | 0 | 0 | 0 | -0.0095768 | -0.01108 | -0.010037 | -0.0089706 | -0.0090685 | -0.0091675 | -0.0092675 | -0.0093687 | -0.009471 | -0.0095743 | -0.0096788 | -0.0097845 | -0.0098913 | -0.0099992 | -0.010108 | -0.010219 | -0.01033 | -0.010443 | -0.010557
| Transformer Loads | [36 empty] | 0 | 0 | 0 | 0 | 0 | 0 | 0 | 0 | 0 | 0 | 0 | 0 | 0 | 0 | 0 | 0 | 0 | 0 | 0 | 0 | 0 | 0 | 0 | 0 | 0 | 0 | 0 | 0 | 0 | 0 | 0 | 0
| Historical Loads | (11kV MVA) | [7 empty] | 0: Weather Corrected Forecast Loads; 4: (11kV MVA) |  |  |  | 0 | 0 | 0 | 0 | 0 | 0 | 0 | 0 | 0 | 0 | 0 | 0 | 0 | 0 | 0 | 0 | 0 | 0 | 0 | 0 | 0 | 0 | 0 | 0 | 0 | 0 | 0 | 0 | 0 | 0 | 0 | 0
|  | 07/08 | 08/09 | 09/10 | 10/11 | 11/12 | 12/13 | 13/14 |  | 14/15 | 15/16 | 16/17 | 17/18 | 18/19 | 19/20 | 20/21 | 21/22 | 22/23 | 23/24 | 24/25 | 25/26 | 26/27 | 27/28 | 28/29 | 29/30 | 30/31 | 31/32 | 32/33 | 33/34 | 34/35 | 35/36 | 36/37 | 37/38 | 38/39 |  |  |  | 0 | 0 | 0 | 0 | 0 | 0 | 0 | 0 | 0 | 0 | 0 | 0 | 0 | 0 | 0 | 0 | 0 | 0 | 0 | 0 | 0 | 0 | 0 | 0 | 0 | 0 | 0 | 0 | 0 | 0 | 0 | 0
| 0 | [36 empty] | 0 | 0 | 0 | 0 | 0 | 0 | 0 | 0 | 0 | 0 | 0 | 0 | 0 | 0 | 0 | 0 | 0 | 0 | 0 | 0 | 0 | 0 | 0 | 0 | 0 | 0 | 0 | 0 | 0 | 0 | 0 | 0
| Diversity Factor: 0 | [36 empty] | 0 | 0 | 0 | 0 | 0 | 0 | 0 | 0 | 0 | 0 | 0 | 0 | 0 | 0 | 0 | 0 | 0 | 0 | 0 | 0 | 0 | 0 | 0 | 0 | 0 | 0 | 0 | 0 | 0 | 0 | 0 | 0
[38 empty] | 0 | 0 | 0 | 0 | 0 | 0 | 0 | 0 | 0 | 0 | 0 | 0 | 0 | 0 | 0 | 0 | 0 | 0 | 0 | 0 | 0 | 0 | 0 | 0 | 0 | 0 | 0 | 0 | 0 | 0 | 0 | 0
[38 empty] | 0 | 0 | 0 | 0 | 0 | 0 | 0 | 0 | 0 | 0 | 0 | 0 | 0 | 0 | 0 | 0 | 0 | 0 | 0 | 0 | 0 | 0 | 0 | 0 | 0 | 0 | 0 | 0 | 0 | 0 | 0 | 0
| 0 | [36 empty] | 0 | 0 | 0 | 0 | 0 | 0 | 0 | 0 | 0 | 0 | 0 | 0 | 0 | 0 | 0 | 0 | 0 | 0 | 0 | 0 | 0 | 0 | 0 | 0 | 0 | 0 | 0 | 0 | 0 | 0 | 0 | 0
Diversity Factor: 0
[38 empty] | Historical Spots & Transfers | [6 empty] | Forecast Spots & Transfers
[35 empty] | Project Name | From | To | 07/08 | 08/09 | 09/10 | 10/11 | 11/12 | 12/13 | 13/14 | 14/15 | 15/16 | 16/17 | 17/18 | 18/19 | 19/20 | 20/21 | 21/22 | 22/23 | 23/24 | 24/25 | 25/26 | 26/27 | 27/28 | 28/29 | 29/30 | 30/31 | 31/32 | 32/33 | 33/34 | 34/35 | 35/36 | 36/37 | 37/38 | 38/39
| 0 | [33 empty] | Broad based demand management |  | Carrington 33_11kV Tx1 | 0 | 0 | 0 | 0 | 0 | 0 | 0 | -0.062813 | -0.0050562 | 0 | 0 | 0 | 0 | 0 | 0 | 0 | 0 | 0 | 0 | 0 | 0 | 0 | 0 | 0 | 0 | 0 | 0 | 0 | 0 | 0 | 0 | 0
| Diversity Factor: 0 | [33 empty] | Broad based demand management |  | Carrington 33_11kV Tx2 | 0 | 0 | 0 | 0 | 0 | 0 | 0 | -0.062813 | -0.0050562 | 0 | 0 | 0 | 0 | 0 | 0 | 0 | 0 | 0 | 0 | 0 | 0 | 0 | 0 | 0 | 0 | 0 | 0 | 0 | 0 | 0 | 0 | 0
[35 empty] | DNP_ID: 2147. City Main to Carrington. (feeder loading) | Newcastle City Main 33_11kV Tx1 | Carrington 33_11kV Tx1 | 0.082561 | 0 | 0 | 0 | 0 | 0 | 0 | 0 | 0 | 0 | 0 | 0 | 0 | 0 | 0 | 0 | 0 | 0 | 0 | 0 | 0 | 0 | 0 | 0 | 0 | 0 | 0 | 0 | 0 | 0 | 0 | 0
[35 empty] | DNP_ID: 2147. City Main to Carrington. (feeder loading) | Newcastle City Main 33_11kV Tx1 | Carrington 33_11kV Tx2 | 0.082561 | 0 | 0 | 0 | 0 | 0 | 0 | 0 | 0 | 0 | 0 | 0 | 0 | 0 | 0 | 0 | 0 | 0 | 0 | 0 | 0 | 0 | 0 | 0 | 0 | 0 | 0 | 0 | 0 | 0 | 0 | 0
| 0 | [33 empty] | DNP_ID: 2147. City Main to Carrington. (feeder loading) | Newcastle City Main 33_11kV Tx2 | Carrington 33_11kV Tx1 | 0.082561 | 0 | 0 | 0 | 0 | 0 | 0 | 0 | 0 | 0 | 0 | 0 | 0 | 0 | 0 | 0 | 0 | 0 | 0 | 0 | 0 | 0 | 0 | 0 | 0 | 0 | 0 | 0 | 0 | 0 | 0 | 0
| Diversity Factor: 0 | [33 empty] | DNP_ID: 2147. City Main to Carrington. (feeder loading) | Newcastle City Main 33_11kV Tx2 | Carrington 33_11kV Tx2 | 0.082561 | 0 | 0 | 0 | 0 | 0 | 0 | 0 | 0 | 0 | 0 | 0 | 0 | 0 | 0 | 0 | 0 | 0 | 0 | 0 | 0 | 0 | 0 | 0 | 0 | 0 | 0 | 0 | 0 | 0 | 0 | 0
[35 empty] | DNP_ID: 2147. City Main to Carrington. (feeder loading) | Newcastle City Main 33_11kV Tx3 | Carrington 33_11kV Tx1 | 0.082561 | 0 | 0 | 0 | 0 | 0 | 0 | 0 | 0 | 0 | 0 | 0 | 0 | 0 | 0 | 0 | 0 | 0 | 0 | 0 | 0 | 0 | 0 | 0 | 0 | 0 | 0 | 0 | 0 | 0 | 0 | 0
[35 empty] | DNP_ID: 2147. City Main to Carrington. (feeder loading) | Newcastle City Main 33_11kV Tx3 | Carrington 33_11kV Tx2 | 0.082561 | 0 | 0 | 0 | 0 | 0 | 0 | 0 | 0 | 0 | 0 | 0 | 0 | 0 | 0 | 0 | 0 | 0 | 0 | 0 | 0 | 0 | 0 | 0 | 0 | 0 | 0 | 0 | 0 | 0 | 0 | 0
| 0 | [33 empty] | DNP_ID: 6608. Establish 11kV Connections to New Broadmeadow Zone | Carrington 33_11kV Tx1 | Broadmeadow 132_11kV Tx1 | 0 | 0 | 0 | 0 | 0 | 0 | 0 | 0 | 1.2575 | 0 | 0 | 0 | 0 | 0 | 0 | 0 | 0 | 0 | 0 | 0 | 0 | 0 | 0 | 0 | 0 | 0 | 0 | 0 | 0 | 0 | 0 | 0
| Diversity Factor: 0 | [33 empty] | DNP_ID: 6608. Establish 11kV Connections to New Broadmeadow Zone | Carrington 33_11kV Tx2 | Broadmeadow 132_11kV Tx1 | 0 | 0 | 0 | 0 | 0 | 0 | 0 | 0 | 1.2575 | 0 | 0 | 0 | 0 | 0 | 0 | 0 | 0 | 0 | 0 | 0 | 0 | 0 | 0 | 0 | 0 | 0 | 0 | 0 | 0 | 0 | 0 | 0
[35 empty] | DNP_ID: 7049. Mayfield West 11kV Feeder 34840 - Havelock St Interconnection | Broadmeadow 132_11kV Tx1 | Carrington 33_11kV Tx1 | 0 | 0 | 0 | 0 | 0 | 0 | 0 | 2.0958 | 0 | 0 | 0 | 0 | 0 | 0 | 0 | 0 | 0 | 0 | 0 | 0 | 0 | 0 | 0 | 0 | 0 | 0 | 0 | 0 | 0 | 0 | 0 | 0
[35 empty] | Decommission: Commissioning Transfers | Carrington 33_11kV Tx1 | Tighes Hill 33_11kV Tx1 | 0 | 0 | 0 | 0 | 0 | 0 | 0 | 0 | 0 | 5.6504 | 0 | 0 | 0 | 0 | 0 | 0 | 0 | 0 | 0 | 0 | 0 | 0 | 0 | 0 | 0 | 0 | 0 | 0 | 0 | 0 | 0 | 0
| 0 | [33 empty] | Decommission: Commissioning Transfers | Carrington 33_11kV Tx1 | Tighes Hill 33_11kV Tx2 | 0 | 0 | 0 | 0 | 0 | 0 | 0 | 0 | 0 | 5.6504 | 0 | 0 | 0 | 0 | 0 | 0 | 0 | 0 | 0 | 0 | 0 | 0 | 0 | 0 | 0 | 0 | 0 | 0 | 0 | 0 | 0 | 0
| Diversity Factor: 0 | [33 empty] | Decommission: Commissioning Transfers | Carrington 33_11kV Tx2 | Tighes Hill 33_11kV Tx1 | 0 | 0 | 0 | 0 | 0 | 0 | 0 | 0 | 0 | 5.6504 | 0 | 0 | 0 | 0 | 0 | 0 | 0 | 0 | 0 | 0 | 0 | 0 | 0 | 0 | 0 | 0 | 0 | 0 | 0 | 0 | 0 | 0
[35 empty] | Decommission: Commissioning Transfers | Carrington 33_11kV Tx2 | Tighes Hill 33_11kV Tx2 | 0 | 0 | 0 | 0 | 0 | 0 | 0 | 0 | 0 | 5.6504 | 0 | 0 | 0 | 0 | 0 | 0 | 0 | 0 | 0 | 0 | 0 | 0 | 0 | 0 | 0 | 0 | 0 | 0 | 0 | 0 | 0 | 0
[35 empty] | HVCON_ID: 2013166. SC03403 Agri Terminal Grain Loader Carrington |  | Carrington 33_11kV Tx1 | 0 | 0 | 0 | 0 | 0 | 0 | 0 | 0.90643 | 0 | 0 | 0 | 0 | 0 | 0 | 0 | 0 | 0 | 0 | 0 | 0 | 0 | 0 | 0 | 0 | 0 | 0 | 0 | 0 | 0 | 0 | 0 | 0
| 0 | [33 empty] | HVCON_ID: 2013166. SC03403 Agri Terminal Grain Loader Carrington |  | Carrington 33_11kV Tx2 | 0 | 0 | 0 | 0 | 0 | 0 | 0 | 0.90643 | 0 | 0 | 0 | 0 | 0 | 0 | 0 | 0 | 0 | 0 | 0 | 0 | 0 | 0 | 0 | 0 | 0 | 0 | 0 | 0 | 0 | 0 | 0 | 0
| Diversity Factor: 0 | [33 empty] | HVCON_ID: 2013172. SC04801 Steel Works Rd Mayfield East - New HVC |  | Carrington 33_11kV Tx1 | 0 | 0 | 0 | 0 | 0 | 0 | 0 | 0.83831 | 0 | 0 | 0 | 0 | 0 | 0 | 0 | 0 | 0 | 0 | 0 | 0 | 0 | 0 | 0 | 0 | 0 | 0 | 0 | 0 | 0 | 0 | 0 | 0
[35 empty] | HVCON_ID: 2013172. SC04801 Steel Works Rd Mayfield East - New HVC |  | Carrington 33_11kV Tx2 | 0 | 0 | 0 | 0 | 0 | 0 | 0 | 0.83831 | 0 | 0 | 0 | 0 | 0 | 0 | 0 | 0 | 0 | 0 | 0 | 0 | 0 | 0 | 0 | 0 | 0 | 0 | 0 | 0 | 0 | 0 | 0 | 0
[35 empty] | HVCON_ID: 2013172. SC04801 Steel Works Rd Mayfield East - New HVC | Carrington 33_11kV Tx1 | Tighes Hill 33_11kV Tx1 | 0 | 0 | 0 | 0 | 0 | 0 | 0 | 0 | 0 | 1.5242 | 0 | 0 | 0 | 0 | 0 | 0 | 0 | 0 | 0 | 0 | 0 | 0 | 0 | 0 | 0 | 0 | 0 | 0 | 0 | 0 | 0 | 0
| 0 | [33 empty] | HVCON_ID: 2013172. SC04801 Steel Works Rd Mayfield East - New HVC | Carrington 33_11kV Tx2 | Tighes Hill 33_11kV Tx1 | 0 | 0 | 0 | 0 | 0 | 0 | 0 | 0 | 0 | 1.5242 | 0 | 0 | 0 | 0 | 0 | 0 | 0 | 0 | 0 | 0 | 0 | 0 | 0 | 0 | 0 | 0 | 0 | 0 | 0 | 0 | 0 | 0
| Diversity Factor: 0 | [33 empty] | Econometric |  | Carrington 33_11kV Tx1 | 0 | 0 | 0 | 0 | 0 | 0 | 0 | 0 | 0 | 0 | 0 | 0 | 0 | -0.0095768 | -0.01108 | -0.010037 | -0.0089706 | -0.0090685 | -0.0091675 | -0.0092675 | -0.0093687 | -0.009471 | -0.0095743 | -0.0096788 | -0.0097845 | -0.0098913 | -0.0099992 | -0.010108 | -0.010219 | -0.01033 | -0.010443 | -0.010557
[35 empty] | Econometric |  | Carrington 33_11kV Tx2 | 0 | 0 | 0 | 0 | 0 | 0 | 0 | 0 | 0 | 0 | 0 | 0 | 0 | -0.0095768 | -0.01108 | -0.010037 | -0.0089706 | -0.0090685 | -0.0091675 | -0.0092675 | -0.0093687 | -0.009471 | -0.0095743 | -0.0096788 | -0.0097845 | -0.0098913 | -0.0099992 | -0.010108 | -0.010219 | -0.01033 | -0.010443 | -0.010557
[35 empty] | Energy Efficiency |  | Carrington 33_11kV Tx1 | 0 | 0 | 0 | 0 | 0 | 0 | 0 | -0.029392 | -0.013074 | 0 | 0 | 0 | 0 | 0 | 0 | 0 | 0 | 0 | 0 | 0 | 0 | 0 | 0 | 0 | 0 | 0 | 0 | 0 | 0 | 0 | 0 | 0
| 0 | [33 empty] | Energy Efficiency |  | Carrington 33_11kV Tx2 | 0 | 0 | 0 | 0 | 0 | 0 | 0 | -0.029392 | -0.013074 | 0 | 0 | 0 | 0 | 0 | 0 | 0 | 0 | 0 | 0 | 0 | 0 | 0 | 0 | 0 | 0 | 0 | 0 | 0 | 0 | 0 | 0 | 0
| Diversity Factor: 0 | [33 empty] | Solar PV |  | Carrington 33_11kV Tx1 | 0 | 0 | 0 | -0.09637 | -0.085495 | -0.04349 | -0.04137 | -0.04641 | -0.052056 | 0 | 0 | 0 | 0 | 0 | 0 | 0 | 0 | 0 | 0 | 0 | 0 | 0 | 0 | 0 | 0 | 0 | 0 | 0 | 0 | 0 | 0 | 0
[35 empty] | Solar PV |  | Carrington 33_11kV Tx2 | 0 | 0 | 0 | -0.09637 | -0.085495 | -0.04349 | -0.04137 | -0.04641 | -0.052056 | 0 | 0 | 0 | 0 | 0 | 0 | 0 | 0 | 0 | 0 | 0 | 0 | 0 | 0 | 0 | 0 | 0 | 0 | 0 | 0 | 0 | 0 | 0
0
Diversity Factor: 0
| Weather Correction and Public Holiday Factors | [8 empty] | 0: Forecast ROG
ROG Justification
| Actual loads for season 13/14 have been weather corrected by the following: | [6 empty] | 11.94% |  | 0: 7 year ROG ok | [35 empty] | 7 year ROG ok
1 | 2 | 3 | 4 | 5 | 6 | 7 | 8 | 9 | 10 | 14/15 | 15/16 | 16/17 | 17/18 | 18/19 | 19/20 | 20/21 | 21/22 | 22/23 | 23/24 | 24/25 | 25/26 | 26/27 | 27/28 | 28/29 | 29/30 | 30/31 | 31/32 | 32/33 | 33/34 | 34/35 | 35/36 | 36/37 | 37/38 | 38/39
0.98829 | 0.97672 | 0.9691 | 0.96532 | 0.96532 | 0.96532 | 0.96532 | 0.96532 | 0.96532 | 0.96532 | -1.171% | -1.171% | -0.78% | -0.39% | 0% | 0% | 0% | 0% | 0% | 0% | 0% | 0% | 0% | 0% | 0% | 0% | 0% | 0% | 0% | 0% | 0% | 0% | 0% | 0% | 0%
Substation Load Detail
[7 empty] | Units | 13/14 |  | 14/15 | 15/16 | 16/17 | 17/18 | 18/19 | 19/20 | 20/21 | 21/22 | 22/23 | 23/24 | 24/25 | 25/26 | 26/27 | 27/28 | 28/29 | 29/30 | 30/31 | 31/32 | 32/33 | 33/34 | 34/35 | 35/36 | 36/37 | 37/38 | 38/39
1 | Carrington 33_11kV | Compensated |  | Load (LV side) |  |  | Amps | 0 |  | 1513.961 | 1356.861 | 0 | 0 | 0 | 0 | 0 | 0 | 0 | 0 | 0 | 0 | 0 | 0 | 0 | 0 | 0 | 0 | 0 | 0 | 0 | 0 | 0 | 0 | 0
|  |  |  | Apparent Power |  |  | MVA | 22.503 | 25.04 | 28.8448 | 25.8517 | 0 | 0 | 0 | 0 | 0 | 0 | 0 | 0 | 0 | 0 | 0 | 0 | 0 | 0 | 0 | 0 | 0 | 0 | 0 | 0 | 0 | 0 | 0
|  |  |  | Real Power |  |  | MW | 20.7028 | 23.0368 | 25.7222 | 23.0531 | 0 | 0 | 0 | 0 | 0 | 0 | 0 | 0 | 0 | 0 | 0 | 0 | 0 | 0 | 0 | 0 | 0 | 0 | 0 | 0 | 0 | 0 | 0
|  |  |  | Reactive Power |  |  | MVAr | 0 |  | 13.0534 | 11.6989 | 0 | 0 | 0 | 0 | 0 | 0 | 0 | 0 | 0 | 0 | 0 | 0 | 0 | 0 | 0 | 0 | 0 | 0 | 0 | 0 | 0 | 0 | 0
|  |  |  | Capacitors In Service |  |  | MVAr | 0 |  | 0 | 0 | 0 | 0 | 0 | 0 | 0 | 0 | 0 | 0 | 0 | 0 | 0 | 0 | 0 | 0 | 0 | 0 | 0 | 0 | 0 | 0 | 0 | 0 | 0
|  |  |  | PF |  |  |  | 0.92 |  | 0.89174 | 0.89174 | 0 | 0 | 0 | 0 | 0 | 0 | 0 | 0 | 0 | 0 | 0 | 0 | 0 | 0 | 0 | 0 | 0 | 0 | 0 | 0 | 0 | 0 | 0
0.88069 | Diversity Factor: 0.88 | Uncompensated |  | Reactive Power |  |  | MVAr | 0 | 9.8136 | 13.0534 | 11.6989 | 0 | 0 | 0 | 0 | 0 | 0 | 0 | 0 | 0 | 0 | 0 | 0 | 0 | 0 | 0 | 0 | 0 | 0 | 0 | 0 | 0 | 0 | 0
|  |  |  | PF |  |  |  | 0.92 |  | 0.89174 | 0.89174 | 0 | 0 | 0 | 0 | 0 | 0 | 0 | 0 | 0 | 0 | 0 | 0 | 0 | 0 | 0 | 0 | 0 | 0 | 0 | 0 | 0 | 0 | 0
[10 empty] | 1 | 2 | 3 | 4 | 5 | 6 | 7 | 8 | 9 | 10 | 11 | 12 | 13 | 14 | 15 | 16 | 17 | 18 | 19 | 20 | 21 | 22 | 23 | 24 | 25
Transformer Load Detail
[7 empty] | Units | 13/14 |  | 14/15 | 15/16 | 16/17 | 17/18 | 18/19 | 19/20 | 20/21 | 21/22 | 22/23 | 23/24 | 24/25 | 25/26 | 26/27 | 27/28 | 28/29 | 29/30 | 30/31 | 31/32 | 32/33 | 33/34 | 34/35 | 35/36 | 36/37 | 37/38 | 38/39
| 0 | Compensated |  | Load (LV side) |  |  | Amps
|  |  |  | Apparent Power |  |  | MVA
|  |  |  | Real Power |  |  | MW
|  |  |  | Reactive Power |  |  | MVAr
|  |  |  | Capacitors In Service |  |  | MVAr
PF
| Zone Div: | Uncompensated |  | Reactive Power |  |  | MVAr
PF
| 0 | Compensated |  | Load (LV side) |  |  | Amps
|  |  |  | Apparent Power |  |  | MVA
|  |  |  | Real Power |  |  | MW
|  |  |  | Reactive Power |  |  | MVAr
|  |  |  | Capacitors In Service |  |  | MVAr
PF
| Zone Div: | Uncompensated |  | Reactive Power |  |  | MVAr
PF
| 0 | Compensated |  | Load (LV side) |  |  | Amps
|  |  |  | Apparent Power |  |  | MVA
|  |  |  | Real Power |  |  | MW
|  |  |  | Reactive Power |  |  | MVAr
|  |  |  | Capacitors In Service |  |  | MVAr
PF
| Zone Div: | Uncompensated |  | Reactive Power |  |  | MVAr
PF
| 0 | Compensated |  | Load (LV side) |  |  | Amps
|  |  |  | Apparent Power |  |  | MVA
|  |  |  | Real Power |  |  | MW
|  |  |  | Reactive Power |  |  | MVAr
|  |  |  | Capacitors In Service |  |  | MVAr
PF
| Zone Div: | Uncompensated |  | Reactive Power |  |  | MVAr
PF
| 0 | Compensated |  | Load (LV side) |  |  | Amps
|  |  |  | Apparent Power |  |  | MVA
|  |  |  | Real Power |  |  | MW
|  |  |  | Reactive Power |  |  | MVAr
|  |  |  | Capacitors In Service |  |  | MVAr
PF
| Zone Div: | Uncompensated |  | Reactive Power |  |  | MVAr
PF
| 0 | Compensated |  | Load (LV side) |  |  | Amps
|  |  |  | Apparent Power |  |  | MVA
|  |  |  | Real Power |  |  | MW
|  |  |  | Reactive Power |  |  | MVAr
|  |  |  | Capacitors In Service |  |  | MVAr
PF
| Zone Div: | Uncompensated |  | Reactive Power |  |  | MVAr
PF
| 0 | Compensated |  | Load (LV side) |  |  | Amps
|  |  |  | Apparent Power |  |  | MVA
|  |  |  | Real Power |  |  | MW
|  |  |  | Reactive Power |  |  | MVAr
|  |  |  | Capacitors In Service |  |  | MVAr
PF
| Zone Div: | Uncompensated |  | Reactive Power |  |  | MVAr
PF
| 0 | Compensated |  | Load (LV side) |  |  | Amps
|  |  |  | Apparent Power |  |  | MVA
|  |  |  | Real Power |  |  | MW
|  |  |  | Reactive Power |  |  | MVAr
|  |  |  | Capacitors In Service |  |  | MVAr
PF
| Zone Div: | Uncompensated |  | Reactive Power |  |  | MVAr
PF
| 0 | Compensated |  | Load (LV side) |  |  | Amps
|  |  |  | Apparent Power |  |  | MVA
|  |  |  | Real Power |  |  | MW
|  |  |  | Reactive Power |  |  | MVAr
|  |  |  | Capacitors In Service |  |  | MVAr
PF
| Zone Div: | Uncompensated |  | Reactive Power |  |  | MVAr
PF
| 0 | Compensated |  | Load (LV side) |  |  | Amps
|  |  |  | Apparent Power |  |  | MVA
|  |  |  | Real Power |  |  | MW
|  |  |  | Reactive Power |  |  | MVAr
|  |  |  | Capacitors In Service |  |  | MVAr
PF
| Zone Div: | Uncompensated |  | Reactive Power |  |  | MVAr
PF

## Kotara 33_11kV
| Kotara 33_11kV | [16 empty] | 2015 | SUMMER
| Substation Total Loads | [33 empty] | Spots & Transfers Detail
| Historical Loads | (11kV MVA) | [7 empty] | Weather Corrected Forecast Loads |  |  |  | (11kV MVA) | [20 empty] | Spots & Transfers Summary | (11kV MVA) |  | Historical Spots & Transfers | [6 empty] | Forecast Spots & Transfers
|  | 07/08 | 08/09 | 09/10 | 10/11 | 11/12 | 12/13 | 13/14 |  | 14/15 | 15/16 | 16/17 | 17/18 | 18/19 | 19/20 | 20/21 | 21/22 | 22/23 | 23/24 | 24/25 | 25/26 | 26/27 | 27/28 | 28/29 | 29/30 | 30/31 | 31/32 | 32/33 | 33/34 | 34/35 | 35/36 | 36/37 | 37/38 | 38/39 |  |  |  | 07/08 | 08/09 | 09/10 | 10/11 | 11/12 | 12/13 | 13/14 | 14/15 | 15/16 | 16/17 | 17/18 | 18/19 | 19/20 | 20/21 | 21/22 | 22/23 | 23/24 | 24/25 | 25/26 | 26/27 | 27/28 | 28/29 | 29/30 | 30/31 | 31/32 | 32/33 | 33/34 | 34/35 | 35/36 | 36/37 | 37/38 | 38/39
| Total | 24.159 | 28.6 | 26 | 29.708 | 20.603 | 24.709 | 22.035 |  | 21.9812 | 21.1119 | 20.5516 | 20.1917 | 20.0779 | 20.0584 | 20.1856 | 20.3765 | 20.5395 | 20.7238 | 20.8629 | 21.0597 | 21.2567 | 21.4932 | 21.7519 | 22.0057 | 22.2516 | 22.5036 | 22.7616 | 23.0259 | 23.2963 | 23.5731 | 23.8563 | 24.146 | 24.4423 |  |  | Total | 4.4869 | -1.2041 | 0 | -0.09108 | -0.42012 | -1.2509 | 1.3804 | -0.25397 | -0.073911 | -0.050967 | -0.11194 | -0.11381 | -0.019579 | 0.12728 | 0.1909 | 0.16295 | 0.18428 | 0.13907 | 0.19687 | 0.19696 | 0.2365 | 0.25874 | 0.25375 | 0.24598 | 0.25197 | 0.25805 | 0.26421 | 0.27045 | 0.27678 | 0.2832 | 0.28971 | 0.29631
| Firm Rating | 0 | 0 | 30.5 | 30.5 | 30.5 | 30.48 | 30.48 |  | 30.48 | 30.48 | 30.48 | 30.48 | 30.48 | 30.48 | 30.48 | 30.48 | 30.48 | 30.48 | 30.48 | 30.48 | 30.48 | 30.48 | 30.48 | 30.48 | 30.48 | 30.48 | 30.48 | 30.48 | 30.48 | 30.48 | 30.48 | 30.48 | 30.48
| Total Capacity | 0 | 0 | 30.5 | 30.5 | 30.5 | 30.48 | 30.48 |  | 30.48 | 30.48 | 30.48 | 30.48 | 30.48 | 30.48 | 30.48 | 30.48 | 30.48 | 30.48 | 30.48 | 30.48 | 30.48 | 30.48 | 30.48 | 30.48 | 30.48 | 30.48 | 30.48 | 30.48 | 30.48 | 30.48 | 30.48 | 30.48 | 30.48 |  |  | Kotara 33_11kV Tx1 | 4.4869 | -1.2041 | 0 | -0.09108 | 0.8564 | -0.05062 | 1.3804 | -0.25397 | -0.073911 | -0.050967 | -0.11194 | -0.11381 | -0.019579 | 0.12728 | 0.1909 | 0.16295 | 0.18428 | 0.13907 | 0.19687 | 0.19696 | 0.2365 | 0.25874 | 0.25375 | 0.24598 | 0.25197 | 0.25805 | 0.26421 | 0.27045 | 0.27678 | 0.2832 | 0.28971 | 0.29631
|  | -7 | -6 | -5 | -4 | -3 | -2 | -1 |  | 0 | 1 | 2 | 3 | 4 | 5 | 6 | 7 | 8 | 9 | 10 | 11 | 12 | 13 | 14 | 15 | 16 | 17 | 18 | 19 | 20 | 21 | 22 | 23 | 24 |  |  | Kotara 33_11kV Tx2 | 0 | 0 | 0 | 0 | -1.2765 | -1.2003 | 0 | 0 | 0 | 0 | 0 | 0 | 0 | 0 | 0 | 0 | 0 | 0 | 0 | 0 | 0 | 0 | 0 | 0 | 0 | 0 | 0 | 0 | 0 | 0 | 0 | 0
| Transformer Loads | [36 empty] | 0 | 0 | 0 | 0 | 0 | 0 | 0 | 0 | 0 | 0 | 0 | 0 | 0 | 0 | 0 | 0 | 0 | 0 | 0 | 0 | 0 | 0 | 0 | 0 | 0 | 0 | 0 | 0 | 0 | 0 | 0 | 0
| Historical Loads | (11kV MVA) | [7 empty] | Weather Corrected Forecast Loads |  |  |  | (11kV MVA) | [23 empty] | 0 | 0 | 0 | 0 | 0 | 0 | 0 | 0 | 0 | 0 | 0 | 0 | 0 | 0 | 0 | 0 | 0 | 0 | 0 | 0 | 0 | 0 | 0 | 0 | 0 | 0 | 0 | 0 | 0 | 0 | 0 | 0
|  | 07/08 | 08/09 | 09/10 | 10/11 | 11/12 | 12/13 | 13/14 |  | 14/15 | 15/16 | 16/17 | 17/18 | 18/19 | 19/20 | 20/21 | 21/22 | 22/23 | 23/24 | 24/25 | 25/26 | 26/27 | 27/28 | 28/29 | 29/30 | 30/31 | 31/32 | 32/33 | 33/34 | 34/35 | 35/36 | 36/37 | 37/38 | 38/39 |  |  |  | 0 | 0 | 0 | 0 | 0 | 0 | 0 | 0 | 0 | 0 | 0 | 0 | 0 | 0 | 0 | 0 | 0 | 0 | 0 | 0 | 0 | 0 | 0 | 0 | 0 | 0 | 0 | 0 | 0 | 0 | 0 | 0
| 0 | [36 empty] | 0 | 0 | 0 | 0 | 0 | 0 | 0 | 0 | 0 | 0 | 0 | 0 | 0 | 0 | 0 | 0 | 0 | 0 | 0 | 0 | 0 | 0 | 0 | 0 | 0 | 0 | 0 | 0 | 0 | 0 | 0 | 0
| Diversity Factor: 0 | [36 empty] | 0 | 0 | 0 | 0 | 0 | 0 | 0 | 0 | 0 | 0 | 0 | 0 | 0 | 0 | 0 | 0 | 0 | 0 | 0 | 0 | 0 | 0 | 0 | 0 | 0 | 0 | 0 | 0 | 0 | 0 | 0 | 0
[38 empty] | 0 | 0 | 0 | 0 | 0 | 0 | 0 | 0 | 0 | 0 | 0 | 0 | 0 | 0 | 0 | 0 | 0 | 0 | 0 | 0 | 0 | 0 | 0 | 0 | 0 | 0 | 0 | 0 | 0 | 0 | 0 | 0
[38 empty] | 0 | 0 | 0 | 0 | 0 | 0 | 0 | 0 | 0 | 0 | 0 | 0 | 0 | 0 | 0 | 0 | 0 | 0 | 0 | 0 | 0 | 0 | 0 | 0 | 0 | 0 | 0 | 0 | 0 | 0 | 0 | 0
| 0 | [36 empty] | 0 | 0 | 0 | 0 | 0 | 0 | 0 | 0 | 0 | 0 | 0 | 0 | 0 | 0 | 0 | 0 | 0 | 0 | 0 | 0 | 0 | 0 | 0 | 0 | 0 | 0 | 0 | 0 | 0 | 0 | 0 | 0
Diversity Factor: 0
[38 empty] | Historical Spots & Transfers | [6 empty] | Forecast Spots & Transfers
[35 empty] | Project Name | From | To | 07/08 | 08/09 | 09/10 | 10/11 | 11/12 | 12/13 | 13/14 | 14/15 | 15/16 | 16/17 | 17/18 | 18/19 | 19/20 | 20/21 | 21/22 | 22/23 | 23/24 | 24/25 | 25/26 | 26/27 | 27/28 | 28/29 | 29/30 | 30/31 | 31/32 | 32/33 | 33/34 | 34/35 | 35/36 | 36/37 | 37/38 | 38/39
| 0 | [33 empty] | Broad based demand management |  | Kotara 33_11kV Tx1 | 0 | 0 | 0 | 0 | 0 | 0 | 0 | -0.15178 | -0.0044218 | -0.0066326 | -0.10326 | -0.079591 | 0 | 0 | 0 | 0 | 0 | 0 | 0 | 0 | 0 | 0 | 0 | 0 | 0 | 0 | 0 | 0 | 0 | 0 | 0 | 0
| Diversity Factor: 0 | [33 empty] | DNP_ID: 2125. From Kotara | Kotara 33_11kV Tx2 | Adamstown 132_11kV Tx1 | 0 | 0 | 0 | 0 | 2.4768 | 0 | 0 | 0 | 0 | 0 | 0 | 0 | 0 | 0 | 0 | 0 | 0 | 0 | 0 | 0 | 0 | 0 | 0 | 0 | 0 | 0 | 0 | 0 | 0 | 0 | 0 | 0
[35 empty] | DNP_ID: 2151. New Lambton to Kotara. SAO July 07 & Jan 2009 | New Lambton 33_11kV Tx1 | Kotara 33_11kV Tx1 | 0.49537 | 0 | 0 | 0 | 0 | 0 | 0 | 0 | 0 | 0 | 0 | 0 | 0 | 0 | 0 | 0 | 0 | 0 | 0 | 0 | 0 | 0 | 0 | 0 | 0 | 0 | 0 | 0 | 0 | 0 | 0 | 0
[35 empty] | DNP_ID: 2151. New Lambton to Kotara. SAO July 07 & Jan 2009 | New Lambton 33_11kV Tx2 | Kotara 33_11kV Tx1 | 0.49537 | 0 | 0 | 0 | 0 | 0 | 0 | 0 | 0 | 0 | 0 | 0 | 0 | 0 | 0 | 0 | 0 | 0 | 0 | 0 | 0 | 0 | 0 | 0 | 0 | 0 | 0 | 0 | 0 | 0 | 0 | 0
| 0 | [33 empty] | DNP_ID: 2152. New Lambton to Kotara. SAO July 07 & Jan 2009 | New Lambton 33_11kV Tx1 | Kotara 33_11kV Tx1 | 0.84784 | 0 | 0 | 0 | 0 | 0 | 0 | 0 | 0 | 0 | 0 | 0 | 0 | 0 | 0 | 0 | 0 | 0 | 0 | 0 | 0 | 0 | 0 | 0 | 0 | 0 | 0 | 0 | 0 | 0 | 0 | 0
| Diversity Factor: 0 | [33 empty] | DNP_ID: 2152. New Lambton to Kotara. SAO July 07 & Jan 2009 | New Lambton 33_11kV Tx2 | Kotara 33_11kV Tx1 | 0.84784 | 0 | 0 | 0 | 0 | 0 | 0 | 0 | 0 | 0 | 0 | 0 | 0 | 0 | 0 | 0 | 0 | 0 | 0 | 0 | 0 | 0 | 0 | 0 | 0 | 0 | 0 | 0 | 0 | 0 | 0 | 0
[35 empty] | DNP_ID: 2155. Adamstown to Kotara SAO | Adamstown 33_11kV Tx1 | Kotara 33_11kV Tx1 | 0 | 0.29531 | 0 | 0 | 0 | 0 | 0 | 0 | 0 | 0 | 0 | 0 | 0 | 0 | 0 | 0 | 0 | 0 | 0 | 0 | 0 | 0 | 0 | 0 | 0 | 0 | 0 | 0 | 0 | 0 | 0 | 0
[35 empty] | DNP_ID: 2155. Adamstown to Kotara SAO | Adamstown 33_11kV Tx2 | Kotara 33_11kV Tx1 | 0 | 0.29531 | 0 | 0 | 0 | 0 | 0 | 0 | 0 | 0 | 0 | 0 | 0 | 0 | 0 | 0 | 0 | 0 | 0 | 0 | 0 | 0 | 0 | 0 | 0 | 0 | 0 | 0 | 0 | 0 | 0 | 0
| 0 | [33 empty] | DNP_ID: 2171. New Lambton to Kotara. SAO July 07 and back Nov08 | Kotara 33_11kV Tx1 | New Lambton 33_11kV Tx1 | 0 | 0.49537 | 0 | 0 | 0 | 0 | 0 | 0 | 0 | 0 | 0 | 0 | 0 | 0 | 0 | 0 | 0 | 0 | 0 | 0 | 0 | 0 | 0 | 0 | 0 | 0 | 0 | 0 | 0 | 0 | 0 | 0
| Diversity Factor: 0 | [33 empty] | DNP_ID: 2171. New Lambton to Kotara. SAO July 07 and back Nov08 | Kotara 33_11kV Tx1 | New Lambton 33_11kV Tx2 | 0 | 0.49537 | 0 | 0 | 0 | 0 | 0 | 0 | 0 | 0 | 0 | 0 | 0 | 0 | 0 | 0 | 0 | 0 | 0 | 0 | 0 | 0 | 0 | 0 | 0 | 0 | 0 | 0 | 0 | 0 | 0 | 0
[35 empty] | DNP_ID: 2172. New Lambton to Kotara. SAO July 07 and back Nov08 | Kotara 33_11kV Tx1 | New Lambton 33_11kV Tx1 | 0 | 0.84784 | 0 | 0 | 0 | 0 | 0 | 0 | 0 | 0 | 0 | 0 | 0 | 0 | 0 | 0 | 0 | 0 | 0 | 0 | 0 | 0 | 0 | 0 | 0 | 0 | 0 | 0 | 0 | 0 | 0 | 0
[35 empty] | DNP_ID: 2172. New Lambton to Kotara. SAO July 07 and back Nov08 | Kotara 33_11kV Tx1 | New Lambton 33_11kV Tx2 | 0 | 0.84784 | 0 | 0 | 0 | 0 | 0 | 0 | 0 | 0 | 0 | 0 | 0 | 0 | 0 | 0 | 0 | 0 | 0 | 0 | 0 | 0 | 0 | 0 | 0 | 0 | 0 | 0 | 0 | 0 | 0 | 0
| 0 | [33 empty] | DNP_ID: 6595. Establish 11kV connections to New Charlestown Zone Refer to DNP2098 for Dudley Decommissioning. | Charlestown 33_11kV Tx1 | Kotara 33_11kV Tx2 | 0 | 0 | 0 | 0 | 0.60016 | 0 | 0 | 0 | 0 | 0 | 0 | 0 | 0 | 0 | 0 | 0 | 0 | 0 | 0 | 0 | 0 | 0 | 0 | 0 | 0 | 0 | 0 | 0 | 0 | 0 | 0 | 0
| Diversity Factor: 0 | [33 empty] | DNP_ID: 6595. Establish 11kV connections to New Charlestown Zone Refer to DNP2098 for Dudley Decommissioning. | Charlestown 33_11kV Tx2 | Kotara 33_11kV Tx2 | 0 | 0 | 0 | 0 | 0.60016 | 0 | 0 | 0 | 0 | 0 | 0 | 0 | 0 | 0 | 0 | 0 | 0 | 0 | 0 | 0 | 0 | 0 | 0 | 0 | 0 | 0 | 0 | 0 | 0 | 0 | 0 | 0
[35 empty] | DNP_ID: 6595. Establish 11kV connections to New Charlestown Zone Refer to DNP2098 for Dudley Decommissioning. | Kotara 33_11kV Tx2 | Charlestown 132_11kV Tx1 | 0 | 0 | 0 | 0 | 0 | 1.2003 | 0 | 0 | 0 | 0 | 0 | 0 | 0 | 0 | 0 | 0 | 0 | 0 | 0 | 0 | 0 | 0 | 0 | 0 | 0 | 0 | 0 | 0 | 0 | 0 | 0 | 0
[35 empty] | DNP_ID: 7152. Load Trasnfer Cardiff 11kV Feeder 8669 to Kotara 11kV feeder 12205 Load Trasnfer complete (4/06/2013) await related projects to be completed to restore system to orginal configuration | Cardiff 33_11kV Tx1 | Kotara 33_11kV Tx1 | 0 | 0 | 0 | 0 | 0 | 0 | 0.70494 | 0 | 0 | 0 | 0 | 0 | 0 | 0 | 0 | 0 | 0 | 0 | 0 | 0 | 0 | 0 | 0 | 0 | 0 | 0 | 0 | 0 | 0 | 0 | 0 | 0
| 0 | [33 empty] | DNP_ID: 7152. Load Trasnfer Cardiff 11kV Feeder 8669 to Kotara 11kV feeder 12205 Load Trasnfer complete (4/06/2013) await related projects to be completed to restore system to orginal configuration | Cardiff 33_11kV Tx2 | Kotara 33_11kV Tx1 | 0 | 0 | 0 | 0 | 0 | 0 | 0.70494 | 0 | 0 | 0 | 0 | 0 | 0 | 0 | 0 | 0 | 0 | 0 | 0 | 0 | 0 | 0 | 0 | 0 | 0 | 0 | 0 | 0 | 0 | 0 | 0 | 0
| Diversity Factor: 0 | [33 empty] | HVCON_ID: 2000071. Westfield Kotara Expansion |  | Kotara 33_11kV Tx1 | 1.8005 | 0 | 0 | 0 | 0 | 0 | 0 | 0 | 0 | 0 | 0 | 0 | 0 | 0 | 0 | 0 | 0 | 0 | 0 | 0 | 0 | 0 | 0 | 0 | 0 | 0 | 0 | 0 | 0 | 0 | 0 | 0
[35 empty] | HVCON_ID: 2000072. Westfield Kotara Expansion |  | Kotara 33_11kV Tx1 | 0 | 0.89166 | 0 | 0 | 0 | 0 | 0 | 0 | 0 | 0 | 0 | 0 | 0 | 0 | 0 | 0 | 0 | 0 | 0 | 0 | 0 | 0 | 0 | 0 | 0 | 0 | 0 | 0 | 0 | 0 | 0 | 0
[35 empty] | HVCON_ID: 2000073. Homemaker Center extension 2011 |  | Kotara 33_11kV Tx1 | 0 | 0 | 0 | 0 | 0.89166 | 0 | 0 | 0 | 0 | 0 | 0 | 0 | 0 | 0 | 0 | 0 | 0 | 0 | 0 | 0 | 0 | 0 | 0 | 0 | 0 | 0 | 0 | 0 | 0 | 0 | 0 | 0
| 0 | [33 empty] | Econometric |  | Kotara 33_11kV Tx1 | 0 | 0 | 0 | 0 | 0 | 0 | 0 | 0 | 0 | 0.12812 | 0.23651 | 0.32018 | 0.34787 | 0.36374 | 0.36072 | 0.35742 | 0.36278 | 0.36822 | 0.37374 | 0.37933 | 0.38501 | 0.39076 | 0.39659 | 0.4025 | 0.40849 | 0.41457 | 0.42073 | 0.42697 | 0.43331 | 0.43973 | 0.44623 | 0.45283
| Diversity Factor: 0 | [33 empty] | Energy Efficiency |  | Kotara 33_11kV Tx1 | 0 | 0 | 0 | 0 | 0 | 0 | 0 | -0.066694 | -0.02967 | -0.12748 | -0.19585 | -0.30159 | -0.31181 | -0.17821 | -0.11349 | -0.13724 | -0.13472 | -0.1767 | -0.12443 | -0.12993 | -0.096058 | -0.079573 | -0.090392 | -0.10408 | -0.10408 | -0.10408 | -0.10408 | -0.10408 | -0.10408 | -0.10408 | -0.10408 | -0.10408
[35 empty] | Solar PV |  | Kotara 33_11kV Tx1 | 0 | 0 | 0 | -0.09108 | -0.03526 | -0.05062 | -0.02949 | -0.0355 | -0.039819 | -0.044971 | -0.049345 | -0.052811 | -0.055636 | -0.05825 | -0.056329 | -0.057224 | -0.043785 | -0.052446 | -0.052446 | -0.052446 | -0.052446 | -0.052446 | -0.052446 | -0.052446 | -0.052446 | -0.052446 | -0.052446 | -0.052446 | -0.052446 | -0.052446 | -0.052446 | -0.052446
0
Diversity Factor: 0
0
Diversity Factor: 0
| Weather Correction and Public Holiday Factors | [8 empty] | Forecast ROG
ROG Justification
| Actual loads for season 13/14 have been weather corrected by the following: | [6 empty] | 3.478% |  | 7 year ROG ok | [59 empty] | 7 year ROG ok
1 | 2 | 3 | 4 | 5 | 6 | 7 | 8 | 9 | 10 | 14/15 | 15/16 | 16/17 | 17/18 | 18/19 | 19/20 | 20/21 | 21/22 | 22/23 | 23/24 | 24/25 | 25/26 | 26/27 | 27/28 | 28/29 | 29/30 | 30/31 | 31/32 | 32/33 | 33/34 | 34/35 | 35/36 | 36/37 | 37/38 | 38/39
0.96382 | 0.92895 | 0.90654 | 0.89561 | 0.89561 | 0.89561 | 0.89561 | 0.89561 | 0.89561 | 0.89561 | -3.618% | -3.618% | -2.412% | -1.206% | 0% | 0% | 0% | 0% | 0% | 0% | 0% | 0% | 0% | 0% | 0% | 0% | 0% | 0% | 0% | 0% | 0% | 0% | 0% | 0% | 0%
Substation Load Detail
[7 empty] | Units | 13/14 |  | 14/15 | 15/16 | 16/17 | 17/18 | 18/19 | 19/20 | 20/21 | 21/22 | 22/23 | 23/24 | 24/25 | 25/26 | 26/27 | 27/28 | 28/29 | 29/30 | 30/31 | 31/32 | 32/33 | 33/34 | 34/35 | 35/36 | 36/37 | 37/38 | 38/39
1 | Kotara 33_11kV | Compensated |  | Load (LV side) |  |  | Amps | 0 |  | 1153.714 | 1108.085 | 1078.678 | 1059.792 | 1053.818 | 1052.79 | 1059.471 | 1069.491 | 1078.043 | 1087.716 | 1095.015 | 1105.348 | 1115.686 | 1128.099 | 1141.679 | 1154.997 | 1167.908 | 1181.133 | 1194.677 | 1208.544 | 1222.739 | 1237.266 | 1252.131 | 1267.337 | 1282.889
|  |  |  | Apparent Power |  |  | MVA | 22.035 | 23.07 | 21.9812 | 21.1119 | 20.5516 | 20.1917 | 20.0779 | 20.0584 | 20.1856 | 20.3765 | 20.5395 | 20.7238 | 20.8629 | 21.0597 | 21.2567 | 21.4932 | 21.7519 | 22.0057 | 22.2516 | 22.5036 | 22.7616 | 23.0259 | 23.2963 | 23.5731 | 23.8563 | 24.146 | 24.4423
|  |  |  | Real Power |  |  | MW | 20.9333 | 21.9165 | 20.8821 | 20.0563 | 19.524 | 19.1822 | 19.074 | 19.0554 | 19.1763 | 19.3577 | 19.5125 | 19.6876 | 19.8197 | 20.0067 | 20.1938 | 20.4185 | 20.6643 | 20.9054 | 21.1391 | 21.3784 | 21.6236 | 21.8746 | 22.1315 | 22.3944 | 22.6635 | 22.9387 | 23.2202
|  |  |  | Reactive Power |  |  | MVAr | 0 |  | 6.8636 | 6.5922 | 6.4172 | 6.3049 | 6.2693 | 6.2632 | 6.303 | 6.3626 | 6.4135 | 6.471 | 6.5144 | 6.5759 | 6.6374 | 6.7112 | 6.792 | 6.8713 | 6.9481 | 7.0267 | 7.1073 | 7.1898 | 7.2743 | 7.3607 | 7.4491 | 7.5396 | 7.6321
|  |  |  | Capacitors In Service |  |  | MVAr | 0 |  | 0 | 0 | 0 | 0 | 0 | 0 | 0 | 0 | 0 | 0 | 0 | 0 | 0 | 0 | 0 | 0 | 0 | 0 | 0 | 0 | 0 | 0 | 0 | 0 | 0
|  |  |  | PF |  |  |  | 0.95 |  | 0.95 | 0.95 | 0.95 | 0.95 | 0.95 | 0.95 | 0.95 | 0.95 | 0.95 | 0.95 | 0.95 | 0.95 | 0.95 | 0.95 | 0.95 | 0.95 | 0.95 | 0.95 | 0.95 | 0.95 | 0.95 | 0.95 | 0.95 | 0.95 | 0.95
0.95565 | Diversity Factor: 0.96 | Uncompensated |  | Reactive Power |  |  | MVAr | 0 | 7.2036 | 6.8636 | 6.5922 | 6.4172 | 6.3049 | 6.2693 | 6.2632 | 6.303 | 6.3626 | 6.4135 | 6.471 | 6.5144 | 6.5759 | 6.6374 | 6.7112 | 6.792 | 6.8713 | 6.9481 | 7.0267 | 7.1073 | 7.1898 | 7.2743 | 7.3607 | 7.4491 | 7.5396 | 7.6321
|  |  |  | PF |  |  |  | 0.95 |  | 0.95 | 0.95 | 0.95 | 0.95 | 0.95 | 0.95 | 0.95 | 0.95 | 0.95 | 0.95 | 0.95 | 0.95 | 0.95 | 0.95 | 0.95 | 0.95 | 0.95 | 0.95 | 0.95 | 0.95 | 0.95 | 0.95 | 0.95 | 0.95 | 0.95
[10 empty] | 1 | 2 | 3 | 4 | 5 | 6 | 7 | 8 | 9 | 10 | 11 | 12 | 13 | 14 | 15 | 16 | 17 | 18 | 19 | 20 | 21 | 22 | 23 | 24 | 25
Transformer Load Detail
[7 empty] | Units | 13/14 |  | 14/15 | 15/16 | 16/17 | 17/18 | 18/19 | 19/20 | 20/21 | 21/22 | 22/23 | 23/24 | 24/25 | 25/26 | 26/27 | 27/28 | 28/29 | 29/30 | 30/31 | 31/32 | 32/33 | 33/34 | 34/35 | 35/36 | 36/37 | 37/38 | 38/39
| 0 | Compensated |  | Load (LV side) |  |  | Amps
|  |  |  | Apparent Power |  |  | MVA
|  |  |  | Real Power |  |  | MW
|  |  |  | Reactive Power |  |  | MVAr
|  |  |  | Capacitors In Service |  |  | MVAr
PF
| Zone Div: | Uncompensated |  | Reactive Power |  |  | MVAr
PF
| 0 | Compensated |  | Load (LV side) |  |  | Amps
|  |  |  | Apparent Power |  |  | MVA
|  |  |  | Real Power |  |  | MW
|  |  |  | Reactive Power |  |  | MVAr
|  |  |  | Capacitors In Service |  |  | MVAr
PF
| Zone Div: | Uncompensated |  | Reactive Power |  |  | MVAr
PF
| 0 | Compensated |  | Load (LV side) |  |  | Amps
|  |  |  | Apparent Power |  |  | MVA
|  |  |  | Real Power |  |  | MW
|  |  |  | Reactive Power |  |  | MVAr
|  |  |  | Capacitors In Service |  |  | MVAr
PF
| Zone Div: | Uncompensated |  | Reactive Power |  |  | MVAr
PF
| 0 | Compensated |  | Load (LV side) |  |  | Amps
|  |  |  | Apparent Power |  |  | MVA
|  |  |  | Real Power |  |  | MW
|  |  |  | Reactive Power |  |  | MVAr
|  |  |  | Capacitors In Service |  |  | MVAr
PF
| Zone Div: | Uncompensated |  | Reactive Power |  |  | MVAr
PF
| 0 | Compensated |  | Load (LV side) |  |  | Amps
|  |  |  | Apparent Power |  |  | MVA
|  |  |  | Real Power |  |  | MW
|  |  |  | Reactive Power |  |  | MVAr
|  |  |  | Capacitors In Service |  |  | MVAr
PF
| Zone Div: | Uncompensated |  | Reactive Power |  |  | MVAr
PF
| 0 | Compensated |  | Load (LV side) |  |  | Amps
|  |  |  | Apparent Power |  |  | MVA
|  |  |  | Real Power |  |  | MW
|  |  |  | Reactive Power |  |  | MVAr
|  |  |  | Capacitors In Service |  |  | MVAr
PF
| Zone Div: | Uncompensated |  | Reactive Power |  |  | MVAr
PF
| 0 | Compensated |  | Load (LV side) |  |  | Amps
|  |  |  | Apparent Power |  |  | MVA
|  |  |  | Real Power |  |  | MW
|  |  |  | Reactive Power |  |  | MVAr
|  |  |  | Capacitors In Service |  |  | MVAr
PF
| Zone Div: | Uncompensated |  | Reactive Power |  |  | MVAr
PF
| 0 | Compensated |  | Load (LV side) |  |  | Amps
|  |  |  | Apparent Power |  |  | MVA
|  |  |  | Real Power |  |  | MW
|  |  |  | Reactive Power |  |  | MVAr
|  |  |  | Capacitors In Service |  |  | MVAr
PF
| Zone Div: | Uncompensated |  | Reactive Power |  |  | MVAr
PF
| 0 | Compensated |  | Load (LV side) |  |  | Amps
|  |  |  | Apparent Power |  |  | MVA
|  |  |  | Real Power |  |  | MW
|  |  |  | Reactive Power |  |  | MVAr
|  |  |  | Capacitors In Service |  |  | MVAr
PF
| Zone Div: | Uncompensated |  | Reactive Power |  |  | MVAr
PF
| 0 | Compensated |  | Load (LV side) |  |  | Amps
|  |  |  | Apparent Power |  |  | MVA
|  |  |  | Real Power |  |  | MW
|  |  |  | Reactive Power |  |  | MVAr
|  |  |  | Capacitors In Service |  |  | MVAr
PF
| Zone Div: | Uncompensated |  | Reactive Power |  |  | MVAr
PF

## New Lambton 33_11kV
| New Lambton 33_11kV | [16 empty] | 2015 | SUMMER
| Substation Total Loads | [33 empty] | Spots & Transfers Detail
| Historical Loads | (11kV MVA) | [7 empty] | Weather Corrected Forecast Loads |  |  |  | (11kV MVA) | [20 empty] | Spots & Transfers Summary | (11kV MVA) |  | Historical Spots & Transfers | [6 empty] | Forecast Spots & Transfers
|  | 07/08 | 08/09 | 09/10 | 10/11 | 11/12 | 12/13 | 13/14 |  | 14/15 | 15/16 | 16/17 | 17/18 | 18/19 | 19/20 | 20/21 | 21/22 | 22/23 | 23/24 | 24/25 | 25/26 | 26/27 | 27/28 | 28/29 | 29/30 | 30/31 | 31/32 | 32/33 | 33/34 | 34/35 | 35/36 | 36/37 | 37/38 | 38/39 |  |  |  | 07/08 | 08/09 | 09/10 | 10/11 | 11/12 | 12/13 | 13/14 | 14/15 | 15/16 | 16/17 | 17/18 | 18/19 | 19/20 | 20/21 | 21/22 | 22/23 | 23/24 | 24/25 | 25/26 | 26/27 | 27/28 | 28/29 | 29/30 | 30/31 | 31/32 | 32/33 | 33/34 | 34/35 | 35/36 | 36/37 | 37/38 | 38/39
| Total | 19.581 | 24.909 | 26.8 | 28.222 | 20.669 | 21.793 | 19.139 |  | 19.6693 | 14.821 | 14.4357 | 14.2105 | 14.1853 | 14.1839 | 14.2573 | 14.3521 | 14.4316 | 14.5272 | 14.6059 | 14.7124 | 14.8204 | 14.9444 | 15.0787 | 15.2119 | 15.3442 | 15.4804 | 15.6205 | 15.7645 | 15.9125 | 16.0646 | 16.2207 | 16.3811 | 16.5457 |  |  | Total | -2.7855 | 2.2863 | -1.2003 | -0.08614 | -0.07316 | -1.4961 | -0.00704 | 0.42273 | -4.1168 | -0.017823 | -0.046231 | -0.025182 | -0.0014452 | 0.073395 | 0.094828 | 0.079501 | 0.095576 | 0.078727 | 0.10644 | 0.10809 | 0.12398 | 0.13428 | 0.13318 | 0.13233 | 0.13617 | 0.14006 | 0.14401 | 0.14801 | 0.15208 | 0.1562 | 0.16038 | 0.16462
| Firm Rating | 0 | 0 | 22.9 | 22.9 | 22.9 | 22.86 | 22.86 |  | 22.86 | 24.41 | 24.41 | 24.41 | 24.41 | 24.41 | 24.41 | 24.41 | 24.41 | 24.41 | 24.41 | 24.41 | 24.41 | 24.41 | 24.41 | 24.41 | 24.41 | 24.41 | 24.41 | 24.41 | 24.41 | 24.41 | 24.41 | 24.41 | 24.41
| Total Capacity | 0 | 0 | 45.73 | 45.73 | 45.73 | 45.73 | 44.35 |  | 44.35 | 48.8 | 48.8 | 48.8 | 48.8 | 48.8 | 48.8 | 48.8 | 48.8 | 48.8 | 48.8 | 48.8 | 48.8 | 48.8 | 48.8 | 48.8 | 48.8 | 48.8 | 48.8 | 48.8 | 48.8 | 48.8 | 48.8 | 48.8 | 48.8 |  |  | New Lambton 33_11kV Tx1 | -1.3927 | 1.1432 | -0.60016 | -0.04307 | -0.03658 | -0.74804 | -0.00352 | 0.21136 | -2.0584 | -0.0089115 | -0.023115 | -0.012591 | -0.00072258 | 0.036698 | 0.047414 | 0.03975 | 0.047788 | 0.039364 | 0.053221 | 0.054046 | 0.061992 | 0.067142 | 0.06659 | 0.066166 | 0.068084 | 0.070031 | 0.072005 | 0.074007 | 0.076038 | 0.078098 | 0.080188 | 0.082308
|  | -7 | -6 | -5 | -4 | -3 | -2 | -1 |  | 0 | 1 | 2 | 3 | 4 | 5 | 6 | 7 | 8 | 9 | 10 | 11 | 12 | 13 | 14 | 15 | 16 | 17 | 18 | 19 | 20 | 21 | 22 | 23 | 24 |  |  | New Lambton 33_11kV Tx2 | -1.3927 | 1.1432 | -0.60016 | -0.04307 | -0.03658 | -0.74804 | -0.00352 | 0.21136 | -2.0584 | -0.0089115 | -0.023115 | -0.012591 | -0.00072258 | 0.036698 | 0.047414 | 0.03975 | 0.047788 | 0.039364 | 0.053221 | 0.054046 | 0.061992 | 0.067142 | 0.06659 | 0.066166 | 0.068084 | 0.070031 | 0.072005 | 0.074007 | 0.076038 | 0.078098 | 0.080188 | 0.082308
| Transformer Loads | [36 empty] | 0 | 0 | 0 | 0 | 0 | 0 | 0 | 0 | 0 | 0 | 0 | 0 | 0 | 0 | 0 | 0 | 0 | 0 | 0 | 0 | 0 | 0 | 0 | 0 | 0 | 0 | 0 | 0 | 0 | 0 | 0 | 0
| Historical Loads | (11kV MVA) | [7 empty] | 0: Weather Corrected Forecast Loads; 4: (11kV MVA) |  |  |  | 0 | 0 | 0 | 0 | 0 | 0 | 0 | 0 | 0 | 0 | 0 | 0 | 0 | 0 | 0 | 0 | 0 | 0 | 0 | 0 | 0 | 0 | 0 | 0 | 0 | 0 | 0 | 0 | 0 | 0 | 0 | 0
|  | 07/08 | 08/09 | 09/10 | 10/11 | 11/12 | 12/13 | 13/14 |  | 14/15 | 15/16 | 16/17 | 17/18 | 18/19 | 19/20 | 20/21 | 21/22 | 22/23 | 23/24 | 24/25 | 25/26 | 26/27 | 27/28 | 28/29 | 29/30 | 30/31 | 31/32 | 32/33 | 33/34 | 34/35 | 35/36 | 36/37 | 37/38 | 38/39 |  |  |  | 0 | 0 | 0 | 0 | 0 | 0 | 0 | 0 | 0 | 0 | 0 | 0 | 0 | 0 | 0 | 0 | 0 | 0 | 0 | 0 | 0 | 0 | 0 | 0 | 0 | 0 | 0 | 0 | 0 | 0 | 0 | 0
| 0 | [36 empty] | 0 | 0 | 0 | 0 | 0 | 0 | 0 | 0 | 0 | 0 | 0 | 0 | 0 | 0 | 0 | 0 | 0 | 0 | 0 | 0 | 0 | 0 | 0 | 0 | 0 | 0 | 0 | 0 | 0 | 0 | 0 | 0
| Diversity Factor: 0 | [36 empty] | 0 | 0 | 0 | 0 | 0 | 0 | 0 | 0 | 0 | 0 | 0 | 0 | 0 | 0 | 0 | 0 | 0 | 0 | 0 | 0 | 0 | 0 | 0 | 0 | 0 | 0 | 0 | 0 | 0 | 0 | 0 | 0
[38 empty] | 0 | 0 | 0 | 0 | 0 | 0 | 0 | 0 | 0 | 0 | 0 | 0 | 0 | 0 | 0 | 0 | 0 | 0 | 0 | 0 | 0 | 0 | 0 | 0 | 0 | 0 | 0 | 0 | 0 | 0 | 0 | 0
[38 empty] | 0 | 0 | 0 | 0 | 0 | 0 | 0 | 0 | 0 | 0 | 0 | 0 | 0 | 0 | 0 | 0 | 0 | 0 | 0 | 0 | 0 | 0 | 0 | 0 | 0 | 0 | 0 | 0 | 0 | 0 | 0 | 0
| 0 | [36 empty] | 0 | 0 | 0 | 0 | 0 | 0 | 0 | 0 | 0 | 0 | 0 | 0 | 0 | 0 | 0 | 0 | 0 | 0 | 0 | 0 | 0 | 0 | 0 | 0 | 0 | 0 | 0 | 0 | 0 | 0 | 0 | 0
Diversity Factor: 0
[38 empty] | Historical Spots & Transfers | [6 empty] | Forecast Spots & Transfers
[35 empty] | Project Name | From | To | 07/08 | 08/09 | 09/10 | 10/11 | 11/12 | 12/13 | 13/14 | 14/15 | 15/16 | 16/17 | 17/18 | 18/19 | 19/20 | 20/21 | 21/22 | 22/23 | 23/24 | 24/25 | 25/26 | 26/27 | 27/28 | 28/29 | 29/30 | 30/31 | 31/32 | 32/33 | 33/34 | 34/35 | 35/36 | 36/37 | 37/38 | 38/39
| 0 | [33 empty] | Broad based demand management |  | New Lambton 33_11kV Tx1 | 0 | 0 | 0 | 0 | 0 | 0 | 0 | -0.052157 | -0.00040853 | -0.0006128 | -0.025802 | -0.0073536 | 0 | 0 | 0 | 0 | 0 | 0 | 0 | 0 | 0 | 0 | 0 | 0 | 0 | 0 | 0 | 0 | 0 | 0 | 0 | 0
| Diversity Factor: 0 | [33 empty] | Broad based demand management |  | New Lambton 33_11kV Tx2 | 0 | 0 | 0 | 0 | 0 | 0 | 0 | -0.052157 | -0.00040853 | -0.0006128 | -0.025802 | -0.0073536 | 0 | 0 | 0 | 0 | 0 | 0 | 0 | 0 | 0 | 0 | 0 | 0 | 0 | 0 | 0 | 0 | 0 | 0 | 0 | 0
[35 empty] | DNP_ID: 2151. New Lambton to Kotara. SAO July 07 & Jan 2009 | New Lambton 33_11kV Tx1 | Kotara 33_11kV Tx1 | 0.49537 | 0 | 0 | 0 | 0 | 0 | 0 | 0 | 0 | 0 | 0 | 0 | 0 | 0 | 0 | 0 | 0 | 0 | 0 | 0 | 0 | 0 | 0 | 0 | 0 | 0 | 0 | 0 | 0 | 0 | 0 | 0
[35 empty] | DNP_ID: 2151. New Lambton to Kotara. SAO July 07 & Jan 2009 | New Lambton 33_11kV Tx2 | Kotara 33_11kV Tx1 | 0.49537 | 0 | 0 | 0 | 0 | 0 | 0 | 0 | 0 | 0 | 0 | 0 | 0 | 0 | 0 | 0 | 0 | 0 | 0 | 0 | 0 | 0 | 0 | 0 | 0 | 0 | 0 | 0 | 0 | 0 | 0 | 0
| 0 | [33 empty] | DNP_ID: 2152. New Lambton to Kotara. SAO July 07 & Jan 2009 | New Lambton 33_11kV Tx1 | Kotara 33_11kV Tx1 | 0.84784 | 0 | 0 | 0 | 0 | 0 | 0 | 0 | 0 | 0 | 0 | 0 | 0 | 0 | 0 | 0 | 0 | 0 | 0 | 0 | 0 | 0 | 0 | 0 | 0 | 0 | 0 | 0 | 0 | 0 | 0 | 0
| Diversity Factor: 0 | [33 empty] | DNP_ID: 2152. New Lambton to Kotara. SAO July 07 & Jan 2009 | New Lambton 33_11kV Tx2 | Kotara 33_11kV Tx1 | 0.84784 | 0 | 0 | 0 | 0 | 0 | 0 | 0 | 0 | 0 | 0 | 0 | 0 | 0 | 0 | 0 | 0 | 0 | 0 | 0 | 0 | 0 | 0 | 0 | 0 | 0 | 0 | 0 | 0 | 0 | 0 | 0
[35 empty] | DNP_ID: 2170. New Lambton to Shortland. SAO July 07 | New Lambton 33_11kV Tx1 | Shortland 33_11kV Tx1 | 0.12384 | 0 | 0 | 0 | 0 | 0 | 0 | 0 | 0 | 0 | 0 | 0 | 0 | 0 | 0 | 0 | 0 | 0 | 0 | 0 | 0 | 0 | 0 | 0 | 0 | 0 | 0 | 0 | 0 | 0 | 0 | 0
[35 empty] | DNP_ID: 2170. New Lambton to Shortland. SAO July 07 | New Lambton 33_11kV Tx1 | Shortland 33_11kV Tx2 | 0.12384 | 0 | 0 | 0 | 0 | 0 | 0 | 0 | 0 | 0 | 0 | 0 | 0 | 0 | 0 | 0 | 0 | 0 | 0 | 0 | 0 | 0 | 0 | 0 | 0 | 0 | 0 | 0 | 0 | 0 | 0 | 0
| 0 | [33 empty] | DNP_ID: 2170. New Lambton to Shortland. SAO July 07 | New Lambton 33_11kV Tx2 | Shortland 33_11kV Tx1 | 0.12384 | 0 | 0 | 0 | 0 | 0 | 0 | 0 | 0 | 0 | 0 | 0 | 0 | 0 | 0 | 0 | 0 | 0 | 0 | 0 | 0 | 0 | 0 | 0 | 0 | 0 | 0 | 0 | 0 | 0 | 0 | 0
| Diversity Factor: 0 | [33 empty] | DNP_ID: 2170. New Lambton to Shortland. SAO July 07 | New Lambton 33_11kV Tx2 | Shortland 33_11kV Tx2 | 0.12384 | 0 | 0 | 0 | 0 | 0 | 0 | 0 | 0 | 0 | 0 | 0 | 0 | 0 | 0 | 0 | 0 | 0 | 0 | 0 | 0 | 0 | 0 | 0 | 0 | 0 | 0 | 0 | 0 | 0 | 0 | 0
[35 empty] | DNP_ID: 2171. New Lambton to Kotara. SAO July 07 and back Nov08 | Kotara 33_11kV Tx1 | New Lambton 33_11kV Tx1 | 0 | 0.49537 | 0 | 0 | 0 | 0 | 0 | 0 | 0 | 0 | 0 | 0 | 0 | 0 | 0 | 0 | 0 | 0 | 0 | 0 | 0 | 0 | 0 | 0 | 0 | 0 | 0 | 0 | 0 | 0 | 0 | 0
[35 empty] | DNP_ID: 2171. New Lambton to Kotara. SAO July 07 and back Nov08 | Kotara 33_11kV Tx1 | New Lambton 33_11kV Tx2 | 0 | 0.49537 | 0 | 0 | 0 | 0 | 0 | 0 | 0 | 0 | 0 | 0 | 0 | 0 | 0 | 0 | 0 | 0 | 0 | 0 | 0 | 0 | 0 | 0 | 0 | 0 | 0 | 0 | 0 | 0 | 0 | 0
| 0 | [33 empty] | DNP_ID: 2172. New Lambton to Kotara. SAO July 07 and back Nov08 | Kotara 33_11kV Tx1 | New Lambton 33_11kV Tx1 | 0 | 0.84784 | 0 | 0 | 0 | 0 | 0 | 0 | 0 | 0 | 0 | 0 | 0 | 0 | 0 | 0 | 0 | 0 | 0 | 0 | 0 | 0 | 0 | 0 | 0 | 0 | 0 | 0 | 0 | 0 | 0 | 0
| Diversity Factor: 0 | [33 empty] | DNP_ID: 2172. New Lambton to Kotara. SAO July 07 and back Nov08 | Kotara 33_11kV Tx1 | New Lambton 33_11kV Tx2 | 0 | 0.84784 | 0 | 0 | 0 | 0 | 0 | 0 | 0 | 0 | 0 | 0 | 0 | 0 | 0 | 0 | 0 | 0 | 0 | 0 | 0 | 0 | 0 | 0 | 0 | 0 | 0 | 0 | 0 | 0 | 0 | 0
[35 empty] | DNP_ID: 2173. New Lambton to Shortland. SAO July 07 | New Lambton 33_11kV Tx1 | Shortland 33_11kV Tx1 | 0 | 0.4001 | 0 | 0 | 0 | 0 | 0 | 0 | 0 | 0 | 0 | 0 | 0 | 0 | 0 | 0 | 0 | 0 | 0 | 0 | 0 | 0 | 0 | 0 | 0 | 0 | 0 | 0 | 0 | 0 | 0 | 0
[35 empty] | DNP_ID: 2173. New Lambton to Shortland. SAO July 07 | New Lambton 33_11kV Tx1 | Shortland 33_11kV Tx2 | 0 | 0.4001 | 0 | 0 | 0 | 0 | 0 | 0 | 0 | 0 | 0 | 0 | 0 | 0 | 0 | 0 | 0 | 0 | 0 | 0 | 0 | 0 | 0 | 0 | 0 | 0 | 0 | 0 | 0 | 0 | 0 | 0
| 0 | [33 empty] | DNP_ID: 2173. New Lambton to Shortland. SAO July 07 | New Lambton 33_11kV Tx2 | Shortland 33_11kV Tx1 | 0 | 0.4001 | 0 | 0 | 0 | 0 | 0 | 0 | 0 | 0 | 0 | 0 | 0 | 0 | 0 | 0 | 0 | 0 | 0 | 0 | 0 | 0 | 0 | 0 | 0 | 0 | 0 | 0 | 0 | 0 | 0 | 0
| Diversity Factor: 0 | [33 empty] | DNP_ID: 2173. New Lambton to Shortland. SAO July 07 | New Lambton 33_11kV Tx2 | Shortland 33_11kV Tx2 | 0 | 0.4001 | 0 | 0 | 0 | 0 | 0 | 0 | 0 | 0 | 0 | 0 | 0 | 0 | 0 | 0 | 0 | 0 | 0 | 0 | 0 | 0 | 0 | 0 | 0 | 0 | 0 | 0 | 0 | 0 | 0 | 0
[35 empty] | DNP_ID: 2174. From Shortland ZS (Jesmond Woolworths) | Shortland 33_11kV Tx1 | New Lambton 33_11kV Tx1 | 0 | 0.30008 | 0 | 0 | 0 | 0 | 0 | 0 | 0 | 0 | 0 | 0 | 0 | 0 | 0 | 0 | 0 | 0 | 0 | 0 | 0 | 0 | 0 | 0 | 0 | 0 | 0 | 0 | 0 | 0 | 0 | 0
[35 empty] | DNP_ID: 2174. From Shortland ZS (Jesmond Woolworths) | Shortland 33_11kV Tx1 | New Lambton 33_11kV Tx2 | 0 | 0.30008 | 0 | 0 | 0 | 0 | 0 | 0 | 0 | 0 | 0 | 0 | 0 | 0 | 0 | 0 | 0 | 0 | 0 | 0 | 0 | 0 | 0 | 0 | 0 | 0 | 0 | 0 | 0 | 0 | 0 | 0
| 0 | [33 empty] | DNP_ID: 2174. From Shortland ZS (Jesmond Woolworths) | Shortland 33_11kV Tx2 | New Lambton 33_11kV Tx1 | 0 | 0.30008 | 0 | 0 | 0 | 0 | 0 | 0 | 0 | 0 | 0 | 0 | 0 | 0 | 0 | 0 | 0 | 0 | 0 | 0 | 0 | 0 | 0 | 0 | 0 | 0 | 0 | 0 | 0 | 0 | 0 | 0
| Diversity Factor: 0 | [33 empty] | DNP_ID: 2174. From Shortland ZS (Jesmond Woolworths) | Shortland 33_11kV Tx2 | New Lambton 33_11kV Tx2 | 0 | 0.30008 | 0 | 0 | 0 | 0 | 0 | 0 | 0 | 0 | 0 | 0 | 0 | 0 | 0 | 0 | 0 | 0 | 0 | 0 | 0 | 0 | 0 | 0 | 0 | 0 | 0 | 0 | 0 | 0 | 0 | 0
[35 empty] | DNP_ID: 2175. To Shortland (IPD 5420) | New Lambton 33_11kV Tx1 | Shortland 33_11kV Tx1 | 0 | 0 | 0.30008 | 0 | 0 | 0 | 0 | 0 | 0 | 0 | 0 | 0 | 0 | 0 | 0 | 0 | 0 | 0 | 0 | 0 | 0 | 0 | 0 | 0 | 0 | 0 | 0 | 0 | 0 | 0 | 0 | 0
[35 empty] | DNP_ID: 2175. To Shortland (IPD 5420) | New Lambton 33_11kV Tx1 | Shortland 33_11kV Tx2 | 0 | 0 | 0.30008 | 0 | 0 | 0 | 0 | 0 | 0 | 0 | 0 | 0 | 0 | 0 | 0 | 0 | 0 | 0 | 0 | 0 | 0 | 0 | 0 | 0 | 0 | 0 | 0 | 0 | 0 | 0 | 0 | 0
| 0 | [33 empty] | DNP_ID: 2175. To Shortland (IPD 5420) | New Lambton 33_11kV Tx2 | Shortland 33_11kV Tx1 | 0 | 0 | 0.30008 | 0 | 0 | 0 | 0 | 0 | 0 | 0 | 0 | 0 | 0 | 0 | 0 | 0 | 0 | 0 | 0 | 0 | 0 | 0 | 0 | 0 | 0 | 0 | 0 | 0 | 0 | 0 | 0 | 0
| Diversity Factor: 0 | [33 empty] | DNP_ID: 2175. To Shortland (IPD 5420) | New Lambton 33_11kV Tx2 | Shortland 33_11kV Tx2 | 0 | 0 | 0.30008 | 0 | 0 | 0 | 0 | 0 | 0 | 0 | 0 | 0 | 0 | 0 | 0 | 0 | 0 | 0 | 0 | 0 | 0 | 0 | 0 | 0 | 0 | 0 | 0 | 0 | 0 | 0 | 0 | 0
[35 empty] | DNP_ID: 2194. 0.5MVA from New Lambton SAO | New Lambton 33_11kV Tx1 | Shortland 33_11kV Tx1 | 0.12384 | 0 | 0 | 0 | 0 | 0 | 0 | 0 | 0 | 0 | 0 | 0 | 0 | 0 | 0 | 0 | 0 | 0 | 0 | 0 | 0 | 0 | 0 | 0 | 0 | 0 | 0 | 0 | 0 | 0 | 0 | 0
[35 empty] | DNP_ID: 2194. 0.5MVA from New Lambton SAO | New Lambton 33_11kV Tx1 | Shortland 33_11kV Tx2 | 0.12384 | 0 | 0 | 0 | 0 | 0 | 0 | 0 | 0 | 0 | 0 | 0 | 0 | 0 | 0 | 0 | 0 | 0 | 0 | 0 | 0 | 0 | 0 | 0 | 0 | 0 | 0 | 0 | 0 | 0 | 0 | 0
| 0 | [33 empty] | DNP_ID: 2194. 0.5MVA from New Lambton SAO | New Lambton 33_11kV Tx2 | Shortland 33_11kV Tx1 | 0.12384 | 0 | 0 | 0 | 0 | 0 | 0 | 0 | 0 | 0 | 0 | 0 | 0 | 0 | 0 | 0 | 0 | 0 | 0 | 0 | 0 | 0 | 0 | 0 | 0 | 0 | 0 | 0 | 0 | 0 | 0 | 0
| Diversity Factor: 0 | [33 empty] | DNP_ID: 2194. 0.5MVA from New Lambton SAO | New Lambton 33_11kV Tx2 | Shortland 33_11kV Tx2 | 0.12384 | 0 | 0 | 0 | 0 | 0 | 0 | 0 | 0 | 0 | 0 | 0 | 0 | 0 | 0 | 0 | 0 | 0 | 0 | 0 | 0 | 0 | 0 | 0 | 0 | 0 | 0 | 0 | 0 | 0 | 0 | 0
[35 empty] | DNP_ID: 6608. Establish 11kV Connections to New Broadmeadow Zone | New Lambton 33_11kV Tx1 | Broadmeadow 132_11kV Tx1 | 0 | 0 | 0 | 0 | 0 | 0 | 0 | 0 | 1.0384 | 0 | 0 | 0 | 0 | 0 | 0 | 0 | 0 | 0 | 0 | 0 | 0 | 0 | 0 | 0 | 0 | 0 | 0 | 0 | 0 | 0 | 0 | 0
[35 empty] | DNP_ID: 6608. Establish 11kV Connections to New Broadmeadow Zone | New Lambton 33_11kV Tx1 | Broadmeadow 132_11kV Tx2 | 0 | 0 | 0 | 0 | 0 | 0 | 0 | 0 | 1.0003 | 0 | 0 | 0 | 0 | 0 | 0 | 0 | 0 | 0 | 0 | 0 | 0 | 0 | 0 | 0 | 0 | 0 | 0 | 0 | 0 | 0 | 0 | 0
[35 empty] | DNP_ID: 6608. Establish 11kV Connections to New Broadmeadow Zone | New Lambton 33_11kV Tx2 | Broadmeadow 132_11kV Tx1 | 0 | 0 | 0 | 0 | 0 | 0 | 0 | 0 | 1.0384 | 0 | 0 | 0 | 0 | 0 | 0 | 0 | 0 | 0 | 0 | 0 | 0 | 0 | 0 | 0 | 0 | 0 | 0 | 0 | 0 | 0 | 0 | 0
| Weather Correction and Public Holiday Factors | [8 empty] | 0: Forecast ROG | DNP_ID: 6608. Establish 11kV Connections to New Broadmeadow Zone | New Lambton 33_11kV Tx2 | Broadmeadow 132_11kV Tx2 | 0 | 0 | 0 | 0 | 0 | 0 | 0 | 0 | 1.0003 | 0 | 0 | 0 | 0 | 0 | 0 | 0 | 0 | 0 | 0 | 0 | 0 | 0 | 0 | 0 | 0 | 0 | 0 | 0 | 0 | 0 | 0 | 0
[10 empty] | 0: ROG Justification | DNP_ID: 7079. Open Point Changes at Adamstown, Broadmeadow, Newcastle CBD and New Lambton | New Lambton 33_11kV Tx1 | Adamstown 132_11kV Tx2 | 0 | 0 | 0 | 0 | 0 | 1.3527 | 0 | 0 | 0 | 0 | 0 | 0 | 0 | 0 | 0 | 0 | 0 | 0 | 0 | 0 | 0 | 0 | 0 | 0 | 0 | 0 | 0 | 0 | 0 | 0 | 0 | 0
| Actual loads for season 13/14 have been weather corrected by the following: | [6 empty] | 1.941% |  | 0: 7 year ROG ok | DNP_ID: 7079. Open Point Changes at Adamstown, Broadmeadow, Newcastle CBD and New Lambton | New Lambton 33_11kV Tx2 | Adamstown 132_11kV Tx2 | 0 | 0 | 0 | 0 | 0 | 1.3527 | 0 | 0 | 0 | 0 | 0 | 0 | 0 | 0 | 0 | 0 | 0 | 0 | 0 | 0 | 0 | 0 | 0 | 0 | 0 | 0 | 0 | 0 | 0 | 0 | 0 | 0 | 7 year ROG ok
[35 empty] | DNP_ID: 7084. Jesmond 11kV Feeder 80784 - Croudace Rd Augmentation | Jesmond 132_11kV Tx2 | New Lambton 33_11kV Tx1 | 0 | 0 | 0 | 0 | 0 | 0 | 0 | 0.28579 | 0 | 0 | 0 | 0 | 0 | 0 | 0 | 0 | 0 | 0 | 0 | 0 | 0 | 0 | 0 | 0 | 0 | 0 | 0 | 0 | 0 | 0 | 0 | 0
[35 empty] | DNP_ID: 7084. Jesmond 11kV Feeder 80784 - Croudace Rd Augmentation | Jesmond 132_11kV Tx2 | New Lambton 33_11kV Tx2 | 0 | 0 | 0 | 0 | 0 | 0 | 0 | 0.28579 | 0 | 0 | 0 | 0 | 0 | 0 | 0 | 0 | 0 | 0 | 0 | 0 | 0 | 0 | 0 | 0 | 0 | 0 | 0 | 0 | 0 | 0 | 0 | 0
1 | 2 | 3 | 4 | 5 | 6 | 7 | 8 | 9 | 10 | 14/15 | 15/16 | 16/17 | 17/18 | 18/19 | 19/20 | 20/21 | 21/22 | 22/23 | 23/24 | 24/25 | 25/26 | 26/27 | 27/28 | 28/29 | 29/30 | 30/31 | 31/32 | 32/33 | 33/34 | 34/35 | 35/36 | 36/37 | 37/38 | 38/39 | HVCON_ID: 2000085. JHH Upgrade |  | New Lambton 33_11kV Tx1 | 0.44583 | 0 | 0 | 0 | 0 | 0 | 0 | 0 | 0 | 0 | 0 | 0 | 0 | 0 | 0 | 0 | 0 | 0 | 0 | 0 | 0 | 0 | 0 | 0 | 0 | 0 | 0 | 0 | 0 | 0 | 0 | 0
0.96281 | 0.927 | 0.90402 | 0.89282 | 0.89282 | 0.89282 | 0.89282 | 0.89282 | 0.89282 | 0.89282 | -3.719% | -3.719% | -2.479% | -1.239% | 0% | 0% | 0% | 0% | 0% | 0% | 0% | 0% | 0% | 0% | 0% | 0% | 0% | 0% | 0% | 0% | 0% | 0% | 0% | 0% | 0% | HVCON_ID: 2000085. JHH Upgrade |  | New Lambton 33_11kV Tx2 | 0.44583 | 0 | 0 | 0 | 0 | 0 | 0 | 0 | 0 | 0 | 0 | 0 | 0 | 0 | 0 | 0 | 0 | 0 | 0 | 0 | 0 | 0 | 0 | 0 | 0 | 0 | 0 | 0 | 0 | 0 | 0 | 0
[35 empty] | HVCON_ID: 2013021. Hunter Medical Research Institute (JHH Load Increase) - SC# TBC |  | New Lambton 33_11kV Tx1 | 0 | 0 | 0 | 0 | 0 | 0.6173 | 0 | 0 | 0 | 0 | 0 | 0 | 0 | 0 | 0 | 0 | 0 | 0 | 0 | 0 | 0 | 0 | 0 | 0 | 0 | 0 | 0 | 0 | 0 | 0 | 0 | 0
2: Substation Load Detail | HVCON_ID: 2013021. Hunter Medical Research Institute (JHH Load Increase) - SC# TBC |  | New Lambton 33_11kV Tx2 | 0 | 0 | 0 | 0 | 0 | 0.6173 | 0 | 0 | 0 | 0 | 0 | 0 | 0 | 0 | 0 | 0 | 0 | 0 | 0 | 0 | 0 | 0 | 0 | 0 | 0 | 0 | 0 | 0 | 0 | 0 | 0 | 0
[35 empty] | Econometric |  | New Lambton 33_11kV Tx1 | 0 | 0 | 0 | 0 | 0 | 0 | 0 | 0 | 0 | 0.039859 | 0.071493 | 0.092822 | 0.10354 | 0.10961 | 0.10786 | 0.10599 | 0.1077 | 0.10944 | 0.1112 | 0.11298 | 0.1148 | 0.11663 | 0.1185 | 0.12039 | 0.12231 | 0.12425 | 0.12623 | 0.12823 | 0.13026 | 0.13232 | 0.13441 | 0.13653
[7 empty] | Units | 13/14 |  | 14/15 | 15/16 | 16/17 | 17/18 | 18/19 | 19/20 | 20/21 | 21/22 | 22/23 | 23/24 | 24/25 | 25/26 | 26/27 | 27/28 | 28/29 | 29/30 | 30/31 | 31/32 | 32/33 | 33/34 | 34/35 | 35/36 | 36/37 | 37/38 | 38/39 | Econometric |  | New Lambton 33_11kV Tx2 | 0 | 0 | 0 | 0 | 0 | 0 | 0 | 0 | 0 | 0.039859 | 0.071493 | 0.092822 | 0.10354 | 0.10961 | 0.10786 | 0.10599 | 0.1077 | 0.10944 | 0.1112 | 0.11298 | 0.1148 | 0.11663 | 0.1185 | 0.12039 | 0.12231 | 0.12425 | 0.12623 | 0.12823 | 0.13026 | 0.13232 | 0.13441 | 0.13653
1 | New Lambton 33_11kV | Compensated |  | Load (LV side) |  |  | Amps | 0 |  | 1032.369 | 777.9006 | 757.678 | 745.8586 | 744.537 | 744.4611 | 748.3133 | 753.2905 | 757.4632 | 762.4797 | 766.6118 | 772.1985 | 777.8719 | 784.3793 | 791.4274 | 798.4176 | 805.3632 | 812.5102 | 819.8615 | 827.42 | 835.1887 | 843.1707 | 851.3689 | 859.7864 | 868.4265 | Energy Efficiency |  | New Lambton 33_11kV Tx1 | 0 | 0 | 0 | 0 | 0 | 0 | 0 | -0.0090195 | -0.0044882 | -0.031375 | -0.050391 | -0.078351 | -0.083497 | -0.051175 | -0.039425 | -0.044884 | -0.043573 | -0.050501 | -0.038404 | -0.039365 | -0.033231 | -0.029919 | -0.032336 | -0.034651 | -0.034651 | -0.034651 | -0.034651 | -0.034651 | -0.034651 | -0.034651 | -0.034651 | -0.034651
|  |  |  | Apparent Power |  |  | MVA | 19.139 | 19.99 | 19.6693 | 14.821 | 14.4357 | 14.2105 | 14.1853 | 14.1839 | 14.2573 | 14.3521 | 14.4316 | 14.5272 | 14.6059 | 14.7124 | 14.8204 | 14.9444 | 15.0787 | 15.2119 | 15.3442 | 15.4804 | 15.6205 | 15.7645 | 15.9125 | 16.0646 | 16.2207 | 16.3811 | 16.5457 | Energy Efficiency |  | New Lambton 33_11kV Tx2 | 0 | 0 | 0 | 0 | 0 | 0 | 0 | -0.0090195 | -0.0044882 | -0.031375 | -0.050391 | -0.078351 | -0.083497 | -0.051175 | -0.039425 | -0.044884 | -0.043573 | -0.050501 | -0.038404 | -0.039365 | -0.033231 | -0.029919 | -0.032336 | -0.034651 | -0.034651 | -0.034651 | -0.034651 | -0.034651 | -0.034651 | -0.034651 | -0.034651 | -0.034651
|  |  |  | Real Power |  |  | MW | 18.2969 | 19.1104 | 18.8028 | 14.1681 | 13.7998 | 13.5845 | 13.5604 | 13.5591 | 13.6292 | 13.7199 | 13.7959 | 13.8872 | 13.9625 | 14.0642 | 14.1676 | 14.2861 | 14.4145 | 14.5418 | 14.6683 | 14.7985 | 14.9323 | 15.07 | 15.2115 | 15.3569 | 15.5062 | 15.6595 | 15.8169 | Solar PV |  | New Lambton 33_11kV Tx1 | 0 | 0 | 0 | -0.04307 | -0.03658 | -0.01261 | -0.00352 | -0.013248 | -0.01486 | -0.016783 | -0.018415 | -0.019709 | -0.020763 | -0.021738 | -0.021021 | -0.021355 | -0.01634 | -0.019572 | -0.019572 | -0.019572 | -0.019572 | -0.019572 | -0.019572 | -0.019572 | -0.019572 | -0.019572 | -0.019572 | -0.019572 | -0.019572 | -0.019572 | -0.019572 | -0.019572
|  |  |  | Reactive Power |  |  | MVAr | 0 |  | 5.7736 | 4.3505 | 4.2374 | 4.1713 | 4.1639 | 4.1635 | 4.185 | 4.2128 | 4.2362 | 4.2642 | 4.2873 | 4.3186 | 4.3503 | 4.3867 | 4.4261 | 4.4652 | 4.5041 | 4.544 | 4.5851 | 4.6274 | 4.6709 | 4.7155 | 4.7613 | 4.8084 | 4.8567 | Solar PV |  | New Lambton 33_11kV Tx2 | 0 | 0 | 0 | -0.04307 | -0.03658 | -0.01261 | -0.00352 | -0.013248 | -0.01486 | -0.016783 | -0.018415 | -0.019709 | -0.020763 | -0.021738 | -0.021021 | -0.021355 | -0.01634 | -0.019572 | -0.019572 | -0.019572 | -0.019572 | -0.019572 | -0.019572 | -0.019572 | -0.019572 | -0.019572 | -0.019572 | -0.019572 | -0.019572 | -0.019572 | -0.019572 | -0.019572
|  |  |  | Capacitors In Service |  |  | MVAr | 0 |  | 0 | 0 | 0 | 0 | 0 | 0 | 0 | 0 | 0 | 0 | 0 | 0 | 0 | 0 | 0 | 0 | 0 | 0 | 0 | 0 | 0 | 0 | 0 | 0 | 0
|  |  |  | PF |  |  |  | 0.956 |  | 0.95595 | 0.95595 | 0.95595 | 0.95595 | 0.95595 | 0.95595 | 0.95595 | 0.95595 | 0.95595 | 0.95595 | 0.95595 | 0.95595 | 0.95595 | 0.95595 | 0.95595 | 0.95595 | 0.95595 | 0.95595 | 0.95595 | 0.95595 | 0.95595 | 0.95595 | 0.95595 | 0.95595 | 0.95595
0.96122 | Diversity Factor: 0.96 | Uncompensated |  | Reactive Power |  |  | MVAr | 0 | 5.8644 | 5.7736 | 4.3505 | 4.2374 | 4.1713 | 4.1639 | 4.1635 | 4.185 | 4.2128 | 4.2362 | 4.2642 | 4.2873 | 4.3186 | 4.3503 | 4.3867 | 4.4261 | 4.4652 | 4.5041 | 4.544 | 4.5851 | 4.6274 | 4.6709 | 4.7155 | 4.7613 | 4.8084 | 4.8567
|  |  |  | PF |  |  |  | 0.956 |  | 0.95595 | 0.95595 | 0.95595 | 0.95595 | 0.95595 | 0.95595 | 0.95595 | 0.95595 | 0.95595 | 0.95595 | 0.95595 | 0.95595 | 0.95595 | 0.95595 | 0.95595 | 0.95595 | 0.95595 | 0.95595 | 0.95595 | 0.95595 | 0.95595 | 0.95595 | 0.95595 | 0.95595 | 0.95595
[10 empty] | 1 | 2 | 3 | 4 | 5 | 6 | 7 | 8 | 9 | 10 | 11 | 12 | 13 | 14 | 15 | 16 | 17 | 18 | 19 | 20 | 21 | 22 | 23 | 24 | 25
Transformer Load Detail
[7 empty] | Units | 13/14 |  | 14/15 | 15/16 | 16/17 | 17/18 | 18/19 | 19/20 | 20/21 | 21/22 | 22/23 | 23/24 | 24/25 | 25/26 | 26/27 | 27/28 | 28/29 | 29/30 | 30/31 | 31/32 | 32/33 | 33/34 | 34/35 | 35/36 | 36/37 | 37/38 | 38/39
| 0 | Compensated |  | Load (LV side) |  |  | Amps
|  |  |  | Apparent Power |  |  | MVA
|  |  |  | Real Power |  |  | MW
|  |  |  | Reactive Power |  |  | MVAr
|  |  |  | Capacitors In Service |  |  | MVAr
PF
| Zone Div: | Uncompensated |  | Reactive Power |  |  | MVAr
PF
| 0 | Compensated |  | Load (LV side) |  |  | Amps
|  |  |  | Apparent Power |  |  | MVA
|  |  |  | Real Power |  |  | MW
|  |  |  | Reactive Power |  |  | MVAr
|  |  |  | Capacitors In Service |  |  | MVAr
PF
| Zone Div: | Uncompensated |  | Reactive Power |  |  | MVAr
PF
| 0 | Compensated |  | Load (LV side) |  |  | Amps
|  |  |  | Apparent Power |  |  | MVA
|  |  |  | Real Power |  |  | MW
|  |  |  | Reactive Power |  |  | MVAr
|  |  |  | Capacitors In Service |  |  | MVAr
PF
| Zone Div: | Uncompensated |  | Reactive Power |  |  | MVAr
PF
| 0 | Compensated |  | Load (LV side) |  |  | Amps
|  |  |  | Apparent Power |  |  | MVA
|  |  |  | Real Power |  |  | MW
|  |  |  | Reactive Power |  |  | MVAr
|  |  |  | Capacitors In Service |  |  | MVAr
PF
| Zone Div: | Uncompensated |  | Reactive Power |  |  | MVAr
PF
| 0 | Compensated |  | Load (LV side) |  |  | Amps
|  |  |  | Apparent Power |  |  | MVA
|  |  |  | Real Power |  |  | MW
|  |  |  | Reactive Power |  |  | MVAr
|  |  |  | Capacitors In Service |  |  | MVAr
PF
| Zone Div: | Uncompensated |  | Reactive Power |  |  | MVAr
PF
| 0 | Compensated |  | Load (LV side) |  |  | Amps
|  |  |  | Apparent Power |  |  | MVA
|  |  |  | Real Power |  |  | MW
|  |  |  | Reactive Power |  |  | MVAr
|  |  |  | Capacitors In Service |  |  | MVAr
PF
| Zone Div: | Uncompensated |  | Reactive Power |  |  | MVAr
PF
| 0 | Compensated |  | Load (LV side) |  |  | Amps
|  |  |  | Apparent Power |  |  | MVA
|  |  |  | Real Power |  |  | MW
|  |  |  | Reactive Power |  |  | MVAr
|  |  |  | Capacitors In Service |  |  | MVAr
PF
| Zone Div: | Uncompensated |  | Reactive Power |  |  | MVAr
PF
| 0 | Compensated |  | Load (LV side) |  |  | Amps
|  |  |  | Apparent Power |  |  | MVA
|  |  |  | Real Power |  |  | MW
|  |  |  | Reactive Power |  |  | MVAr
|  |  |  | Capacitors In Service |  |  | MVAr
PF
| Zone Div: | Uncompensated |  | Reactive Power |  |  | MVAr
PF
| 0 | Compensated |  | Load (LV side) |  |  | Amps
|  |  |  | Apparent Power |  |  | MVA
|  |  |  | Real Power |  |  | MW
|  |  |  | Reactive Power |  |  | MVAr
|  |  |  | Capacitors In Service |  |  | MVAr
PF
| Zone Div: | Uncompensated |  | Reactive Power |  |  | MVAr
PF
| 0 | Compensated |  | Load (LV side) |  |  | Amps
|  |  |  | Apparent Power |  |  | MVA
|  |  |  | Real Power |  |  | MW
|  |  |  | Reactive Power |  |  | MVAr
|  |  |  | Capacitors In Service |  |  | MVAr
PF
| Zone Div: | Uncompensated |  | Reactive Power |  |  | MVAr
PF

## Newcastle CBD 33_11kV
| Newcastle CBD 33_11kV | [16 empty] | 2015 | SUMMER
| Substation Total Loads | [33 empty] | Spots & Transfers Detail
| Historical Loads | (11kV MVA) | [7 empty] | Weather Corrected Forecast Loads |  |  |  | (11kV MVA) | [20 empty] | Spots & Transfers Summary | (11kV MVA) |  | Historical Spots & Transfers | [6 empty] | Forecast Spots & Transfers
|  | 07/08 | 08/09 | 09/10 | 10/11 | 11/12 | 12/13 | 13/14 |  | 14/15 | 15/16 | 16/17 | 17/18 | 18/19 | 19/20 | 20/21 | 21/22 | 22/23 | 23/24 | 24/25 | 25/26 | 26/27 | 27/28 | 28/29 | 29/30 | 30/31 | 31/32 | 32/33 | 33/34 | 34/35 | 35/36 | 36/37 | 37/38 | 38/39 |  |  |  | 07/08 | 08/09 | 09/10 | 10/11 | 11/12 | 12/13 | 13/14 | 14/15 | 15/16 | 16/17 | 17/18 | 18/19 | 19/20 | 20/21 | 21/22 | 22/23 | 23/24 | 24/25 | 25/26 | 26/27 | 27/28 | 28/29 | 29/30 | 30/31 | 31/32 | 32/33 | 33/34 | 34/35 | 35/36 | 36/37 | 37/38 | 38/39
| Total | 44.4 | 45.814 | 47.9 | 51.954 | 43.667 | 50.162 | 39.445 |  | 43.6736 | 42.5977 | 41.2302 | 40.501 | 40.3865 | 40.3111 | 40.6043 | 41.0769 | 41.4789 | 41.9294 | 42.249 | 42.7114 | 43.1709 | 43.7371 | 44.3607 | 44.9701 | 45.4414 | 46.0254 | 46.6234 | 47.2356 | 47.8621 | 48.5032 | 49.1591 | 49.83 | 50.516 |  |  | Total | 6e-10 | 0.89166 | 0.66874 | 0.70082 | 0.26918 | 5.5433 | -0.08742 | 0.1313 | 0.84194 | -0.16272 | -0.15229 | -0.12195 | -0.080388 | 0.31231 | 0.50266 | 0.42703 | 0.47794 | 0.33874 | 0.48936 | 0.48574 | 0.5978 | 0.65725 | 0.6414 | 0.61381 | 0.62739 | 0.64114 | 0.65508 | 0.66921 | 0.68352 | 0.69802 | 0.71272 | 0.7276
| Firm Rating | 0 | 0 | 63.2 | 63.2 | 63.2 | 45.73 | 76.21 |  | 76.21 | 76.21 | 76.21 | 76.21 | 76.21 | 76.21 | 76.21 | 76.21 | 76.21 | 76.21 | 76.21 | 76.21 | 76.21 | 76.21 | 76.21 | 76.21 | 76.21 | 76.21 | 76.21 | 76.21 | 76.21 | 76.21 | 76.21 | 76.21 | 76.21
| Total Capacity | 0 | 0 | 93.7 | 93.7 | 93.7 | 68.59 | 112.77 |  | 112.77 | 112.77 | 112.77 | 112.77 | 112.77 | 112.77 | 112.77 | 112.77 | 112.77 | 112.77 | 112.77 | 112.77 | 112.77 | 112.77 | 112.77 | 112.77 | 112.77 | 112.77 | 112.77 | 112.77 | 112.77 | 112.77 | 112.77 | 112.77 | 112.77 |  |  | Newcastle CBD 33_11kV Tx1 | 4e-10 | 0.23416 | 0.17562 | -0.050117 | 0.17772 | 0.89062 | -0.67423 | -0.13063 | 1.1144 | -0.042732 | -0.039994 | -0.032026 | -0.021111 | 0.082017 | 0.132 | 0.11214 | 0.12551 | 0.088956 | 0.12851 | 0.12756 | 0.15699 | 0.1726 | 0.16844 | 0.16119 | 0.16476 | 0.16837 | 0.17203 | 0.17574 | 0.1795 | 0.18331 | 0.18717 | 0.19108
|  | -7 | -6 | -5 | -4 | -3 | -2 | -1 |  | 0 | 1 | 2 | 3 | 4 | 5 | 6 | 7 | 8 | 9 | 10 | 11 | 12 | 13 | 14 | 15 | 16 | 17 | 18 | 19 | 20 | 21 | 22 | 23 | 24 |  |  | Newcastle CBD 33_11kV Tx2 | 0 | 0.23165 | 0.17374 | -0.04958 | 0.17582 | 0.88109 | -0.66702 | -0.12923 | 1.1025 | -0.042275 | -0.039566 | -0.031683 | -0.020885 | 0.08114 | 0.13059 | 0.11094 | 0.12417 | 0.088005 | 0.12714 | 0.1262 | 0.15531 | 0.17075 | 0.16664 | 0.15947 | 0.163 | 0.16657 | 0.17019 | 0.17386 | 0.17758 | 0.18135 | 0.18516 | 0.18903
| Transformer Loads | [35 empty] | Newcastle CBD 33_11kV Tx3 | 2e-10 | 0.42585 | 0.31938 | 0.80052 | -0.084366 | 3.7716 | 1.2538 | 0.39117 | -1.3749 | -0.077713 | -0.072733 | -0.058243 | -0.038392 | 0.14916 | 0.24006 | 0.20395 | 0.22826 | 0.16178 | 0.23371 | 0.23198 | 0.2855 | 0.31389 | 0.30633 | 0.29315 | 0.29963 | 0.3062 | 0.31286 | 0.31961 | 0.32644 | 0.33337 | 0.34038 | 0.3475
| Historical Loads | (11kV MVA) | [7 empty] | 0: Weather Corrected Forecast Loads; 4: (11kV MVA) |  |  |  | 0 | 0 | 0 | 0 | 0 | 0 | 0 | 0 | 0 | 0 | 0 | 0 | 0 | 0 | 0 | 0 | 0 | 0 | 0 | 0 | 0 | 0 | 0 | 0 | 0 | 0 | 0 | 0 | 0 | 0 | 0 | 0
|  | 07/08 | 08/09 | 09/10 | 10/11 | 11/12 | 12/13 | 13/14 |  | 14/15 | 15/16 | 16/17 | 17/18 | 18/19 | 19/20 | 20/21 | 21/22 | 22/23 | 23/24 | 24/25 | 25/26 | 26/27 | 27/28 | 28/29 | 29/30 | 30/31 | 31/32 | 32/33 | 33/34 | 34/35 | 35/36 | 36/37 | 37/38 | 38/39 |  |  |  | 0 | 0 | 0 | 0 | 0 | 0 | 0 | 0 | 0 | 0 | 0 | 0 | 0 | 0 | 0 | 0 | 0 | 0 | 0 | 0 | 0 | 0 | 0 | 0 | 0 | 0 | 0 | 0 | 0 | 0 | 0 | 0
| 0 | [36 empty] | 0 | 0 | 0 | 0 | 0 | 0 | 0 | 0 | 0 | 0 | 0 | 0 | 0 | 0 | 0 | 0 | 0 | 0 | 0 | 0 | 0 | 0 | 0 | 0 | 0 | 0 | 0 | 0 | 0 | 0 | 0 | 0
| Diversity Factor: 0 | [36 empty] | 0 | 0 | 0 | 0 | 0 | 0 | 0 | 0 | 0 | 0 | 0 | 0 | 0 | 0 | 0 | 0 | 0 | 0 | 0 | 0 | 0 | 0 | 0 | 0 | 0 | 0 | 0 | 0 | 0 | 0 | 0 | 0
[38 empty] | 0 | 0 | 0 | 0 | 0 | 0 | 0 | 0 | 0 | 0 | 0 | 0 | 0 | 0 | 0 | 0 | 0 | 0 | 0 | 0 | 0 | 0 | 0 | 0 | 0 | 0 | 0 | 0 | 0 | 0 | 0 | 0
[38 empty] | 0 | 0 | 0 | 0 | 0 | 0 | 0 | 0 | 0 | 0 | 0 | 0 | 0 | 0 | 0 | 0 | 0 | 0 | 0 | 0 | 0 | 0 | 0 | 0 | 0 | 0 | 0 | 0 | 0 | 0 | 0 | 0
| 0 | [36 empty] | 0 | 0 | 0 | 0 | 0 | 0 | 0 | 0 | 0 | 0 | 0 | 0 | 0 | 0 | 0 | 0 | 0 | 0 | 0 | 0 | 0 | 0 | 0 | 0 | 0 | 0 | 0 | 0 | 0 | 0 | 0 | 0
Diversity Factor: 0
[38 empty] | Historical Spots & Transfers | [6 empty] | Forecast Spots & Transfers
[35 empty] | Project Name | From | To | 07/08 | 08/09 | 09/10 | 10/11 | 11/12 | 12/13 | 13/14 | 14/15 | 15/16 | 16/17 | 17/18 | 18/19 | 19/20 | 20/21 | 21/22 | 22/23 | 23/24 | 24/25 | 25/26 | 26/27 | 27/28 | 28/29 | 29/30 | 30/31 | 31/32 | 32/33 | 33/34 | 34/35 | 35/36 | 36/37 | 37/38 | 38/39
| 0 | [33 empty] | Broad based demand management |  | Newcastle CBD 33_11kV Tx1 | 0 | 0 | 0 | 0 | 0 | 0 | 0 | -0.048084 | 0 | 0 | -0.020316 | 0 | 0 | 0 | 0 | 0 | 0 | 0 | 0 | 0 | 0 | 0 | 0 | 0 | 0 | 0 | 0 | 0 | 0 | 0 | 0 | 0
| Diversity Factor: 0 | [33 empty] | Broad based demand management |  | Newcastle CBD 33_11kV Tx2 | 0 | 0 | 0 | 0 | 0 | 0 | 0 | -0.047569 | 0 | 0 | -0.020098 | 0 | 0 | 0 | 0 | 0 | 0 | 0 | 0 | 0 | 0 | 0 | 0 | 0 | 0 | 0 | 0 | 0 | 0 | 0 | 0 | 0
[35 empty] | Broad based demand management |  | Newcastle CBD 33_11kV Tx3 | 0 | 0 | 0 | 0 | 0 | 0 | 0 | -0.087446 | 0 | 0 | -0.036946 | 0 | 0 | 0 | 0 | 0 | 0 | 0 | 0 | 0 | 0 | 0 | 0 | 0 | 0 | 0 | 0 | 0 | 0 | 0 | 0 | 0
[35 empty] | DNP_ID: 7067. Open Point Changes at Adamstown and Newcastle CBD | Adamstown 132_11kV Tx1 | Newcastle CBD 33_11kV Tx3 | 0 | 0 | 0 | 0 | 0 | 1.9815 | 0 | 0 | 0 | 0 | 0 | 0 | 0 | 0 | 0 | 0 | 0 | 0 | 0 | 0 | 0 | 0 | 0 | 0 | 0 | 0 | 0 | 0 | 0 | 0 | 0 | 0
| 0 | [33 empty] | DNP_ID: 7067. Open Point Changes at Adamstown and Newcastle CBD | Adamstown 132_11kV Tx2 | Newcastle CBD 33_11kV Tx3 | 0 | 0 | 0 | 0 | 0 | 0.95263 | 0 | 0 | 0 | 0 | 0 | 0 | 0 | 0 | 0 | 0 | 0 | 0 | 0 | 0 | 0 | 0 | 0 | 0 | 0 | 0 | 0 | 0 | 0 | 0 | 0 | 0
| Diversity Factor: 0 | [33 empty] | DNP_ID: 7079. Open Point Changes at Adamstown, Broadmeadow, Newcastle CBD and New Lambton | Adamstown 132_11kV Tx1 | Newcastle CBD 33_11kV Tx1 | 0 | 0 | 0 | 0 | 0 | 0.23944 | 0 | 0 | 0 | 0 | 0 | 0 | 0 | 0 | 0 | 0 | 0 | 0 | 0 | 0 | 0 | 0 | 0 | 0 | 0 | 0 | 0 | 0 | 0 | 0 | 0 | 0
[35 empty] | DNP_ID: 7079. Open Point Changes at Adamstown, Broadmeadow, Newcastle CBD and New Lambton | Adamstown 132_11kV Tx1 | Newcastle CBD 33_11kV Tx2 | 0 | 0 | 0 | 0 | 0 | 0.23688 | 0 | 0 | 0 | 0 | 0 | 0 | 0 | 0 | 0 | 0 | 0 | 0 | 0 | 0 | 0 | 0 | 0 | 0 | 0 | 0 | 0 | 0 | 0 | 0 | 0 | 0
[35 empty] | DNP_ID: 7102. Newcastle CBD - New 11kV Feeder to Brown St | Newcastle CBD 33_11kV Tx3 | Newcastle CBD 33_11kV Tx1 | 0 | 0 | 0 | 0 | 0 | 0 | 0 | 0 | 1.1685 | 0 | 0 | 0 | 0 | 0 | 0 | 0 | 0 | 0 | 0 | 0 | 0 | 0 | 0 | 0 | 0 | 0 | 0 | 0 | 0 | 0 | 0 | 0
| 0 | [33 empty] | DNP_ID: 7102. Newcastle CBD - New 11kV Feeder to Brown St | Newcastle CBD 33_11kV Tx3 | Newcastle CBD 33_11kV Tx2 | 0 | 0 | 0 | 0 | 0 | 0 | 0 | 0 | 1.156 | 0 | 0 | 0 | 0 | 0 | 0 | 0 | 0 | 0 | 0 | 0 | 0 | 0 | 0 | 0 | 0 | 0 | 0 | 0 | 0 | 0 | 0 | 0
| Diversity Factor: 0 | [33 empty] | DNP_ID: 7147. Newcastle CBD 11kV Feeder 34249 to 34261L Load Transfer | Newcastle CBD 33_11kV Tx1 | Newcastle CBD 33_11kV Tx3 | 0 | 0 | 0 | 0 | 0 | 0 | 0.65127 | 0 | 0 | 0 | 0 | 0 | 0 | 0 | 0 | 0 | 0 | 0 | 0 | 0 | 0 | 0 | 0 | 0 | 0 | 0 | 0 | 0 | 0 | 0 | 0 | 0
[35 empty] | DNP_ID: 7147. Newcastle CBD 11kV Feeder 34249 to 34261L Load Transfer | Newcastle CBD 33_11kV Tx2 | Newcastle CBD 33_11kV Tx3 | 0 | 0 | 0 | 0 | 0 | 0 | 0.6443 | 0 | 0 | 0 | 0 | 0 | 0 | 0 | 0 | 0 | 0 | 0 | 0 | 0 | 0 | 0 | 0 | 0 | 0 | 0 | 0 | 0 | 0 | 0 | 0 | 0
[35 empty] | HVCON_ID: 2000074. RNH Closure |  | Newcastle CBD 33_11kV Tx1 | -0.35574 | 0 | 0 | 0 | 0 | 0 | 0 | 0 | 0 | 0 | 0 | 0 | 0 | 0 | 0 | 0 | 0 | 0 | 0 | 0 | 0 | 0 | 0 | 0 | 0 | 0 | 0 | 0 | 0 | 0 | 0 | 0
| 0 | [33 empty] | HVCON_ID: 2000074. RNH Closure |  | Newcastle CBD 33_11kV Tx2 | -0.35194 | 0 | 0 | 0 | 0 | 0 | 0 | 0 | 0 | 0 | 0 | 0 | 0 | 0 | 0 | 0 | 0 | 0 | 0 | 0 | 0 | 0 | 0 | 0 | 0 | 0 | 0 | 0 | 0 | 0 | 0 | 0
| Diversity Factor: 0 | [33 empty] | HVCON_ID: 2000074. RNH Closure |  | Newcastle CBD 33_11kV Tx3 | -0.64696 | 0 | 0 | 0 | 0 | 0 | 0 | 0 | 0 | 0 | 0 | 0 | 0 | 0 | 0 | 0 | 0 | 0 | 0 | 0 | 0 | 0 | 0 | 0 | 0 | 0 | 0 | 0 | 0 | 0 | 0 | 0
[35 empty] | HVCON_ID: 2000075. Polyclinic |  | Newcastle CBD 33_11kV Tx1 | 0.35574 | 0 | 0 | 0 | 0 | 0 | 0 | 0 | 0 | 0 | 0 | 0 | 0 | 0 | 0 | 0 | 0 | 0 | 0 | 0 | 0 | 0 | 0 | 0 | 0 | 0 | 0 | 0 | 0 | 0 | 0 | 0
[35 empty] | HVCON_ID: 2000075. Polyclinic |  | Newcastle CBD 33_11kV Tx2 | 0.35194 | 0 | 0 | 0 | 0 | 0 | 0 | 0 | 0 | 0 | 0 | 0 | 0 | 0 | 0 | 0 | 0 | 0 | 0 | 0 | 0 | 0 | 0 | 0 | 0 | 0 | 0 | 0 | 0 | 0 | 0 | 0
| 0 | [33 empty] | HVCON_ID: 2000075. Polyclinic |  | Newcastle CBD 33_11kV Tx3 | 0.64696 | 0 | 0 | 0 | 0 | 0 | 0 | 0 | 0 | 0 | 0 | 0 | 0 | 0 | 0 | 0 | 0 | 0 | 0 | 0 | 0 | 0 | 0 | 0 | 0 | 0 | 0 | 0 | 0 | 0 | 0 | 0
| Diversity Factor: 0 | [33 empty] | HVCON_ID: 2000076. Hqo Building Honeysuckle. 2x1000kVA |  | Newcastle CBD 33_11kV Tx1 | 0 | 0.23416 | 0 | 0 | 0 | 0 | 0 | 0 | 0 | 0 | 0 | 0 | 0 | 0 | 0 | 0 | 0 | 0 | 0 | 0 | 0 | 0 | 0 | 0 | 0 | 0 | 0 | 0 | 0 | 0 | 0 | 0
[35 empty] | HVCON_ID: 2000076. Hqo Building Honeysuckle. 2x1000kVA |  | Newcastle CBD 33_11kV Tx2 | 0 | 0.23165 | 0 | 0 | 0 | 0 | 0 | 0 | 0 | 0 | 0 | 0 | 0 | 0 | 0 | 0 | 0 | 0 | 0 | 0 | 0 | 0 | 0 | 0 | 0 | 0 | 0 | 0 | 0 | 0 | 0 | 0
[35 empty] | HVCON_ID: 2000076. Hqo Building Honeysuckle. 2x1000kVA |  | Newcastle CBD 33_11kV Tx3 | 0 | 0.42585 | 0 | 0 | 0 | 0 | 0 | 0 | 0 | 0 | 0 | 0 | 0 | 0 | 0 | 0 | 0 | 0 | 0 | 0 | 0 | 0 | 0 | 0 | 0 | 0 | 0 | 0 | 0 | 0 | 0 | 0
| 0 | [33 empty] | HVCON_ID: 2000077. 319/08 - Newcastle West, Railway Street - New 1000kVA kiosk |  | Newcastle CBD 33_11kV Tx1 | 0 | 0 | 0.17562 | 0 | 0 | 0 | 0 | 0 | 0 | 0 | 0 | 0 | 0 | 0 | 0 | 0 | 0 | 0 | 0 | 0 | 0 | 0 | 0 | 0 | 0 | 0 | 0 | 0 | 0 | 0 | 0 | 0
| Diversity Factor: 0 | [33 empty] | HVCON_ID: 2000077. 319/08 - Newcastle West, Railway Street - New 1000kVA kiosk |  | Newcastle CBD 33_11kV Tx2 | 0 | 0 | 0.17374 | 0 | 0 | 0 | 0 | 0 | 0 | 0 | 0 | 0 | 0 | 0 | 0 | 0 | 0 | 0 | 0 | 0 | 0 | 0 | 0 | 0 | 0 | 0 | 0 | 0 | 0 | 0 | 0 | 0
[35 empty] | HVCON_ID: 2000077. 319/08 - Newcastle West, Railway Street - New 1000kVA kiosk |  | Newcastle CBD 33_11kV Tx3 | 0 | 0 | 0.31938 | 0 | 0 | 0 | 0 | 0 | 0 | 0 | 0 | 0 | 0 | 0 | 0 | 0 | 0 | 0 | 0 | 0 | 0 | 0 | 0 | 0 | 0 | 0 | 0 | 0 | 0 | 0 | 0 | 0
[35 empty] | HVCON_ID: 2000078. Royal Hospital Area Development 2-3 x 1500kVA |  | Newcastle CBD 33_11kV Tx3 | 0 | 0 | 0 | 0.89166 | 0 | 0 | 0 | 0 | 0 | 0 | 0 | 0 | 0 | 0 | 0 | 0 | 0 | 0 | 0 | 0 | 0 | 0 | 0 | 0 | 0 | 0 | 0 | 0 | 0 | 0 | 0 | 0
| 0 | [33 empty] | HVCON_ID: 2000079. Marketown Development. 2x1500kVA. |  | Newcastle CBD 33_11kV Tx1 | 0 | 0 | 0 | 0 | 0.22411 | 0 | 0 | 0 | 0 | 0 | 0 | 0 | 0 | 0 | 0 | 0 | 0 | 0 | 0 | 0 | 0 | 0 | 0 | 0 | 0 | 0 | 0 | 0 | 0 | 0 | 0 | 0
| Diversity Factor: 0 | [33 empty] | HVCON_ID: 2000079. Marketown Development. 2x1500kVA. |  | Newcastle CBD 33_11kV Tx2 | 0 | 0 | 0 | 0 | 0.22172 | 0 | 0 | 0 | 0 | 0 | 0 | 0 | 0 | 0 | 0 | 0 | 0 | 0 | 0 | 0 | 0 | 0 | 0 | 0 | 0 | 0 | 0 | 0 | 0 | 0 | 0 | 0
[35 empty] | HVCON_ID: 2000080. Marketown Development. 2x1500kVA. |  | Newcastle CBD 33_11kV Tx1 | 0 | 0 | 0 | 0 | 0 | 0.68096 | 0 | 0 | 0 | 0 | 0 | 0 | 0 | 0 | 0 | 0 | 0 | 0 | 0 | 0 | 0 | 0 | 0 | 0 | 0 | 0 | 0 | 0 | 0 | 0 | 0 | 0
[35 empty] | HVCON_ID: 2000080. Marketown Development. 2x1500kVA. |  | Newcastle CBD 33_11kV Tx2 | 0 | 0 | 0 | 0 | 0 | 0.67368 | 0 | 0 | 0 | 0 | 0 | 0 | 0 | 0 | 0 | 0 | 0 | 0 | 0 | 0 | 0 | 0 | 0 | 0 | 0 | 0 | 0 | 0 | 0 | 0 | 0 | 0
| 0 | [33 empty] | HVCON_ID: 2000081. Royal Hospital Area Development 2 x 1500kVA |  | Newcastle CBD 33_11kV Tx3 | 0 | 0 | 0 | 0 | 0 | 0.89166 | 0 | 0 | 0 | 0 | 0 | 0 | 0 | 0 | 0 | 0 | 0 | 0 | 0 | 0 | 0 | 0 | 0 | 0 | 0 | 0 | 0 | 0 | 0 | 0 | 0 | 0
| Diversity Factor: 0 | [33 empty] | HVCON_ID: 2013167. SC03420 Burwood St Newcastle - Newcastle Courthouse |  | Newcastle CBD 33_11kV Tx3 | 0 | 0 | 0 | 0 | 0 | 0 | 0 | 0.62873 | 0 | 0 | 0 | 0 | 0 | 0 | 0 | 0 | 0 | 0 | 0 | 0 | 0 | 0 | 0 | 0 | 0 | 0 | 0 | 0 | 0 | 0 | 0 | 0
[35 empty] | HVCON_ID: 2014093. Newcastle University - Auckland St Newcastle - New Chamber |  | Newcastle CBD 33_11kV Tx3 | 0 | 0 | 0 | 0 | 0 | 0 | 0 | 0 | 1.0479 | 0 | 0 | 0 | 0 | 0 | 0 | 0 | 0 | 0 | 0 | 0 | 0 | 0 | 0 | 0 | 0 | 0 | 0 | 0 | 0 | 0 | 0 | 0
[35 empty] | Econometric |  | Newcastle CBD 33_11kV Tx1 | 0 | 0 | 0 | 0 | 0 | 0 | 0 | 0 | 0 | 0.076721 | 0.14571 | 0.2041 | 0.22007 | 0.2346 | 0.23342 | 0.23077 | 0.23336 | 0.23661 | 0.23991 | 0.24324 | 0.24663 | 0.25005 | 0.25353 | 0.25704 | 0.26061 | 0.26422 | 0.26788 | 0.27159 | 0.27535 | 0.27916 | 0.28302 | 0.28693
[35 empty] | Econometric |  | Newcastle CBD 33_11kV Tx2 | 0 | 0 | 0 | 0 | 0 | 0 | 0 | 0 | 0 | 0.0759 | 0.14415 | 0.20191 | 0.21772 | 0.23209 | 0.23092 | 0.2283 | 0.23087 | 0.23408 | 0.23734 | 0.24064 | 0.24399 | 0.24738 | 0.25081 | 0.25429 | 0.25782 | 0.2614 | 0.26502 | 0.26869 | 0.2724 | 0.27617 | 0.27999 | 0.28386
| Weather Correction and Public Holiday Factors | [8 empty] | 0: Forecast ROG | Econometric |  | Newcastle CBD 33_11kV Tx3 | 0 | 0 | 0 | 0 | 0 | 0 | 0 | 0 | 0 | 0.13953 | 0.265 | 0.37117 | 0.40023 | 0.42664 | 0.42451 | 0.41968 | 0.4244 | 0.43031 | 0.4363 | 0.44237 | 0.44852 | 0.45475 | 0.46107 | 0.46746 | 0.47395 | 0.48052 | 0.48718 | 0.49392 | 0.50076 | 0.50768 | 0.5147 | 0.52181
[10 empty] | 0: ROG Justification | Energy Efficiency |  | Newcastle CBD 33_11kV Tx1 | 0 | 0 | 0 | 0 | 0 | 0 | 0 | -0.055844 | -0.024133 | -0.085625 | -0.12827 | -0.1964 | -0.19933 | -0.10876 | -0.059048 | -0.075578 | -0.074915 | -0.10821 | -0.071945 | -0.076233 | -0.050187 | -0.038002 | -0.045636 | -0.056401 | -0.056401 | -0.056401 | -0.056401 | -0.056401 | -0.056401 | -0.056401 | -0.056401 | -0.056401
| Actual loads for season 13/14 have been weather corrected by the following: | [6 empty] | 12.23% |  | 0: 7 year ROG ok | Energy Efficiency |  | Newcastle CBD 33_11kV Tx2 | 0 | 0 | 0 | 0 | 0 | 0 | 0 | -0.055247 | -0.023874 | -0.084709 | -0.1269 | -0.1943 | -0.1972 | -0.1076 | -0.058416 | -0.074769 | -0.074114 | -0.10705 | -0.071175 | -0.075418 | -0.04965 | -0.037596 | -0.045148 | -0.055797 | -0.055797 | -0.055797 | -0.055797 | -0.055797 | -0.055797 | -0.055797 | -0.055797 | -0.055797 | 7 year ROG ok
[35 empty] | Energy Efficiency |  | Newcastle CBD 33_11kV Tx3 | 0 | 0 | 0 | 0 | 0 | 0 | 0 | -0.10156 | -0.043888 | -0.15572 | -0.23328 | -0.35717 | -0.36251 | -0.1978 | -0.10739 | -0.13745 | -0.13624 | -0.19679 | -0.13084 | -0.13864 | -0.09127 | -0.069112 | -0.082995 | -0.10257 | -0.10257 | -0.10257 | -0.10257 | -0.10257 | -0.10257 | -0.10257 | -0.10257 | -0.10257
[35 empty] | Solar PV |  | Newcastle CBD 33_11kV Tx1 | 0 | 0 | 0 | -0.050117 | -0.04639 | -0.02978 | -0.022957 | -0.026704 | -0.029952 | -0.033828 | -0.037118 | -0.039725 | -0.04185 | -0.043816 | -0.042371 | -0.043044 | -0.032935 | -0.03945 | -0.03945 | -0.03945 | -0.03945 | -0.03945 | -0.03945 | -0.03945 | -0.03945 | -0.03945 | -0.03945 | -0.03945 | -0.03945 | -0.03945 | -0.03945 | -0.03945
1 | 2 | 3 | 4 | 5 | 6 | 7 | 8 | 9 | 10 | 14/15 | 15/16 | 16/17 | 17/18 | 18/19 | 19/20 | 20/21 | 21/22 | 22/23 | 23/24 | 24/25 | 25/26 | 26/27 | 27/28 | 28/29 | 29/30 | 30/31 | 31/32 | 32/33 | 33/34 | 34/35 | 35/36 | 36/37 | 37/38 | 38/39 | Solar PV |  | Newcastle CBD 33_11kV Tx2 | 0 | 0 | 0 | -0.04958 | -0.045894 | -0.029461 | -0.022712 | -0.026418 | -0.029632 | -0.033466 | -0.036721 | -0.0393 | -0.041402 | -0.043347 | -0.041918 | -0.042584 | -0.032583 | -0.039028 | -0.039028 | -0.039028 | -0.039028 | -0.039028 | -0.039028 | -0.039028 | -0.039028 | -0.039028 | -0.039028 | -0.039028 | -0.039028 | -0.039028 | -0.039028 | -0.039028
0.95788 | 0.91753 | 0.89177 | 0.87925 | 0.87925 | 0.87925 | 0.87925 | 0.87925 | 0.87925 | 0.87925 | -4.212% | -4.212% | -2.808% | -1.404% | 0% | 0% | 0% | 0% | 0% | 0% | 0% | 0% | 0% | 0% | 0% | 0% | 0% | 0% | 0% | 0% | 0% | 0% | 0% | 0% | 0% | Solar PV |  | Newcastle CBD 33_11kV Tx3 | 0 | 0 | 0 | -0.091143 | -0.084366 | -0.054159 | -0.041751 | -0.048564 | -0.054471 | -0.06152 | -0.067503 | -0.072245 | -0.076109 | -0.079685 | -0.077057 | -0.078281 | -0.059897 | -0.071745 | -0.071745 | -0.071745 | -0.071745 | -0.071745 | -0.071745 | -0.071745 | -0.071745 | -0.071745 | -0.071745 | -0.071745 | -0.071745 | -0.071745 | -0.071745 | -0.071745
Substation Load Detail
[7 empty] | Units | 13/14 |  | 14/15 | 15/16 | 16/17 | 17/18 | 18/19 | 19/20 | 20/21 | 21/22 | 22/23 | 23/24 | 24/25 | 25/26 | 26/27 | 27/28 | 28/29 | 29/30 | 30/31 | 31/32 | 32/33 | 33/34 | 34/35 | 35/36 | 36/37 | 37/38 | 38/39
1 | Newcastle CBD 33_11kV | Compensated |  | Load (LV side) |  |  | Amps | 0 |  | 2292.269 | 2235.799 | 2164.021 | 2125.752 | 2119.743 | 2115.783 | 2131.173 | 2155.975 | 2177.075 | 2200.721 | 2217.499 | 2241.765 | 2265.883 | 2295.605 | 2328.333 | 2360.32 | 2385.056 | 2415.709 | 2447.095 | 2479.225 | 2512.109 | 2545.758 | 2580.183 | 2615.395 | 2651.404
|  |  |  | Apparent Power |  |  | MVA | 39.445 | 45.95 | 43.6736 | 42.5977 | 41.2302 | 40.501 | 40.3865 | 40.3111 | 40.6043 | 41.0769 | 41.4789 | 41.9294 | 42.249 | 42.7114 | 43.1709 | 43.7371 | 44.3607 | 44.9701 | 45.4414 | 46.0254 | 46.6234 | 47.2356 | 47.8621 | 48.5032 | 49.1591 | 49.83 | 50.516
|  |  |  | Real Power |  |  | MW | 38.969 | 45.3955 | 43.6035 | 42.5483 | 41.2024 | 40.4826 | 40.3693 | 40.2947 | 40.5846 | 41.0512 | 41.4476 | 41.8912 | 42.2057 | 42.6599 | 43.1108 | 43.6657 | 44.2758 | 44.8712 | 45.4409 | 46.0233 | 46.6184 | 47.2265 | 47.8477 | 48.4822 | 49.1301 | 49.7917 | 50.4671
|  |  |  | Reactive Power |  |  | MVAr | 0 |  | 2.4738 | 2.051 | 1.5116 | 1.2231 | 1.1778 | 1.1479 | 1.2641 | 1.451 | 1.6099 | 1.7877 | 1.9137 | 2.0957 | 2.2764 | 2.4988 | 2.7433 | 2.9819 | 0.21019 | 0.44357 | 0.68206 | 0.92574 | 1.1747 | 1.4289 | 1.6886 | 1.9537 | 2.2244
|  |  |  | Capacitors In Service |  |  | MVAr | 11.07 |  | 15 | 15 | 15 | 15 | 15 | 15 | 15 | 15 | 15 | 15 | 15 | 15 | 15 | 15 | 15 | 15 | 18 | 18 | 18 | 18 | 18 | 18 | 18 | 18 | 18
|  |  |  | PF |  |  |  | 0.98793 |  | 0.99839 | 0.99884 | 0.99933 | 0.99954 | 0.99957 | 0.99959 | 0.99952 | 0.99938 | 0.99925 | 0.99909 | 0.99897 | 0.99879 | 0.99861 | 0.99837 | 0.99809 | 0.9978 | 0.99999 | 0.99995 | 0.99989 | 0.99981 | 0.9997 | 0.99957 | 0.99941 | 0.99923 | 0.99903
0.94917 | Diversity Factor: 0.95 | Uncompensated |  | Reactive Power |  |  | MVAr | 0 | 18.1869 | 17.4738 | 17.051 | 16.5116 | 16.2231 | 16.1778 | 16.1479 | 16.2641 | 16.451 | 16.6099 | 16.7877 | 16.9137 | 17.0957 | 17.2764 | 17.4988 | 17.7433 | 17.9819 | 18.2102 | 18.4436 | 18.6821 | 18.9257 | 19.1747 | 19.4289 | 19.6886 | 19.9537 | 20.2244
|  |  |  | PF |  |  |  | 0.91503 |  | 0.92824 | 0.92824 | 0.92824 | 0.92824 | 0.92824 | 0.92824 | 0.92824 | 0.92824 | 0.92824 | 0.92824 | 0.92824 | 0.92824 | 0.92824 | 0.92824 | 0.92824 | 0.92824 | 0.92824 | 0.92824 | 0.92824 | 0.92824 | 0.92824 | 0.92824 | 0.92824 | 0.92824 | 0.92824
[10 empty] | 1 | 2 | 3 | 4 | 5 | 6 | 7 | 8 | 9 | 10 | 11 | 12 | 13 | 14 | 15 | 16 | 17 | 18 | 19 | 20 | 21 | 22 | 23 | 24 | 25
Transformer Load Detail
[7 empty] | Units | 13/14 |  | 14/15 | 15/16 | 16/17 | 17/18 | 18/19 | 19/20 | 20/21 | 21/22 | 22/23 | 23/24 | 24/25 | 25/26 | 26/27 | 27/28 | 28/29 | 29/30 | 30/31 | 31/32 | 32/33 | 33/34 | 34/35 | 35/36 | 36/37 | 37/38 | 38/39
| 0 | Compensated |  | Load (LV side) |  |  | Amps
|  |  |  | Apparent Power |  |  | MVA
|  |  |  | Real Power |  |  | MW
|  |  |  | Reactive Power |  |  | MVAr
|  |  |  | Capacitors In Service |  |  | MVAr
PF
| Zone Div: | Uncompensated |  | Reactive Power |  |  | MVAr
PF
| 0 | Compensated |  | Load (LV side) |  |  | Amps
|  |  |  | Apparent Power |  |  | MVA
|  |  |  | Real Power |  |  | MW
|  |  |  | Reactive Power |  |  | MVAr
|  |  |  | Capacitors In Service |  |  | MVAr
PF
| Zone Div: | Uncompensated |  | Reactive Power |  |  | MVAr
PF
| 0 | Compensated |  | Load (LV side) |  |  | Amps
|  |  |  | Apparent Power |  |  | MVA
|  |  |  | Real Power |  |  | MW
|  |  |  | Reactive Power |  |  | MVAr
|  |  |  | Capacitors In Service |  |  | MVAr
PF
| Zone Div: | Uncompensated |  | Reactive Power |  |  | MVAr
PF
| 0 | Compensated |  | Load (LV side) |  |  | Amps
|  |  |  | Apparent Power |  |  | MVA
|  |  |  | Real Power |  |  | MW
|  |  |  | Reactive Power |  |  | MVAr
|  |  |  | Capacitors In Service |  |  | MVAr
PF
| Zone Div: | Uncompensated |  | Reactive Power |  |  | MVAr
PF
| 0 | Compensated |  | Load (LV side) |  |  | Amps
|  |  |  | Apparent Power |  |  | MVA
|  |  |  | Real Power |  |  | MW
|  |  |  | Reactive Power |  |  | MVAr
|  |  |  | Capacitors In Service |  |  | MVAr
PF
| Zone Div: | Uncompensated |  | Reactive Power |  |  | MVAr
PF
| 0 | Compensated |  | Load (LV side) |  |  | Amps
|  |  |  | Apparent Power |  |  | MVA
|  |  |  | Real Power |  |  | MW
|  |  |  | Reactive Power |  |  | MVAr
|  |  |  | Capacitors In Service |  |  | MVAr
PF
| Zone Div: | Uncompensated |  | Reactive Power |  |  | MVAr
PF
| 0 | Compensated |  | Load (LV side) |  |  | Amps
|  |  |  | Apparent Power |  |  | MVA
|  |  |  | Real Power |  |  | MW
|  |  |  | Reactive Power |  |  | MVAr
|  |  |  | Capacitors In Service |  |  | MVAr
PF
| Zone Div: | Uncompensated |  | Reactive Power |  |  | MVAr
PF
| 0 | Compensated |  | Load (LV side) |  |  | Amps
|  |  |  | Apparent Power |  |  | MVA
|  |  |  | Real Power |  |  | MW
|  |  |  | Reactive Power |  |  | MVAr
|  |  |  | Capacitors In Service |  |  | MVAr
PF
| Zone Div: | Uncompensated |  | Reactive Power |  |  | MVAr
PF
| 0 | Compensated |  | Load (LV side) |  |  | Amps
|  |  |  | Apparent Power |  |  | MVA
|  |  |  | Real Power |  |  | MW
|  |  |  | Reactive Power |  |  | MVAr
|  |  |  | Capacitors In Service |  |  | MVAr
PF
| Zone Div: | Uncompensated |  | Reactive Power |  |  | MVAr
PF
| 0 | Compensated |  | Load (LV side) |  |  | Amps
|  |  |  | Apparent Power |  |  | MVA
|  |  |  | Real Power |  |  | MW
|  |  |  | Reactive Power |  |  | MVAr
|  |  |  | Capacitors In Service |  |  | MVAr
PF
| Zone Div: | Uncompensated |  | Reactive Power |  |  | MVAr
PF

## Newcastle City Main 33_11kV
| Newcastle City Main 33_11kV | [16 empty] | 2015 | SUMMER
| Substation Total Loads | [33 empty] | Spots & Transfers Detail
| Historical Loads | (11kV MVA) | [7 empty] | Weather Corrected Forecast Loads |  |  |  | (11kV MVA) | [20 empty] | Spots & Transfers Summary | (11kV MVA) |  | Historical Spots & Transfers | [6 empty] | Forecast Spots & Transfers
|  | 07/08 | 08/09 | 09/10 | 10/11 | 11/12 | 12/13 | 13/14 |  | 14/15 | 15/16 | 16/17 | 17/18 | 18/19 | 19/20 | 20/21 | 21/22 | 22/23 | 23/24 | 24/25 | 25/26 | 26/27 | 27/28 | 28/29 | 29/30 | 30/31 | 31/32 | 32/33 | 33/34 | 34/35 | 35/36 | 36/37 | 37/38 | 38/39 |  |  |  | 07/08 | 08/09 | 09/10 | 10/11 | 11/12 | 12/13 | 13/14 | 14/15 | 15/16 | 16/17 | 17/18 | 18/19 | 19/20 | 20/21 | 21/22 | 22/23 | 23/24 | 24/25 | 25/26 | 26/27 | 27/28 | 28/29 | 29/30 | 30/31 | 31/32 | 32/33 | 33/34 | 34/35 | 35/36 | 36/37 | 37/38 | 38/39
| Total | 44.427 | [7 empty] | 0 | 0 | 0 | 0 | 0 | 0 | 0 | 0 | 0 | 0 | 0 | 0 | 0 | 0 | 0 | 0 | 0 | 0 | 0 | 0 | 0 | 0 | 0 | 0 | 0 |  |  | Total | 1.5052 | 0 | 0 | 0 | 0 | 0 | 0 | 0 | 0 | 0 | 0 | 0 | 0 | 0 | 0 | 0 | 0 | 0 | 0 | 0 | 0 | 0 | 0 | 0 | 0 | 0 | 0 | 0 | 0 | 0 | 0 | 0
| Firm Rating | 35.5 | 35.5 | 35.5 | 35.5 | 35.5 | 35.5 | 0 |  | 35.5 | 35.5 | 35.5 | 35.5 | 35.5 | 35.5 | 35.5 | 35.5 | 35.5 | 35.5 | 35.5 | 35.5 | 35.5 | 35.5 | 35.5 | 35.5 | 35.5 | 35.5 | 35.5 | 35.5 | 35.5 | 35.5 | 35.5 | 35.5 | 35.5
| Total Capacity | 0 | 0 | 0 | 0 | 0 | 0 | 0 |  | 0 | 0 | 0 | 0 | 0 | 0 | 0 | 0 | 0 | 0 | 0 | 0 | 0 | 0 | 0 | 0 | 0 | 0 | 0 | 0 | 0 | 0 | 0 | 0 | 0 |  |  | Newcastle City Main 33_11kV Tx1 | 0.50172 | 0 | 0 | 0 | 0 | 0 | 0 | 0 | 0 | 0 | 0 | 0 | 0 | 0 | 0 | 0 | 0 | 0 | 0 | 0 | 0 | 0 | 0 | 0 | 0 | 0 | 0 | 0 | 0 | 0 | 0 | 0
|  | -7 | -6 | -5 | -4 | -3 | -2 | -1 |  | 0 | 1 | 2 | 3 | 4 | 5 | 6 | 7 | 8 | 9 | 10 | 11 | 12 | 13 | 14 | 15 | 16 | 17 | 18 | 19 | 20 | 21 | 22 | 23 | 24 |  |  | Newcastle City Main 33_11kV Tx2 | 0.50172 | 0 | 0 | 0 | 0 | 0 | 0 | 0 | 0 | 0 | 0 | 0 | 0 | 0 | 0 | 0 | 0 | 0 | 0 | 0 | 0 | 0 | 0 | 0 | 0 | 0 | 0 | 0 | 0 | 0 | 0 | 0
| Transformer Loads | [35 empty] | Newcastle City Main 33_11kV Tx3 | 0.50172 | 0 | 0 | 0 | 0 | 0 | 0 | 0 | 0 | 0 | 0 | 0 | 0 | 0 | 0 | 0 | 0 | 0 | 0 | 0 | 0 | 0 | 0 | 0 | 0 | 0 | 0 | 0 | 0 | 0 | 0 | 0
| Historical Loads | (11kV MVA) | [7 empty] | Weather Corrected Forecast Loads |  |  |  | (11kV MVA) | [23 empty] | 0 | 0 | 0 | 0 | 0 | 0 | 0 | 0 | 0 | 0 | 0 | 0 | 0 | 0 | 0 | 0 | 0 | 0 | 0 | 0 | 0 | 0 | 0 | 0 | 0 | 0 | 0 | 0 | 0 | 0 | 0 | 0
|  | 07/08 | 08/09 | 09/10 | 10/11 | 11/12 | 12/13 | 13/14 |  | 14/15 | 15/16 | 16/17 | 17/18 | 18/19 | 19/20 | 20/21 | 21/22 | 22/23 | 23/24 | 24/25 | 25/26 | 26/27 | 27/28 | 28/29 | 29/30 | 30/31 | 31/32 | 32/33 | 33/34 | 34/35 | 35/36 | 36/37 | 37/38 | 38/39 |  |  |  | 0 | 0 | 0 | 0 | 0 | 0 | 0 | 0 | 0 | 0 | 0 | 0 | 0 | 0 | 0 | 0 | 0 | 0 | 0 | 0 | 0 | 0 | 0 | 0 | 0 | 0 | 0 | 0 | 0 | 0 | 0 | 0
| 0 | [36 empty] | 0 | 0 | 0 | 0 | 0 | 0 | 0 | 0 | 0 | 0 | 0 | 0 | 0 | 0 | 0 | 0 | 0 | 0 | 0 | 0 | 0 | 0 | 0 | 0 | 0 | 0 | 0 | 0 | 0 | 0 | 0 | 0
| Diversity Factor: 0 | [36 empty] | 0 | 0 | 0 | 0 | 0 | 0 | 0 | 0 | 0 | 0 | 0 | 0 | 0 | 0 | 0 | 0 | 0 | 0 | 0 | 0 | 0 | 0 | 0 | 0 | 0 | 0 | 0 | 0 | 0 | 0 | 0 | 0
[38 empty] | 0 | 0 | 0 | 0 | 0 | 0 | 0 | 0 | 0 | 0 | 0 | 0 | 0 | 0 | 0 | 0 | 0 | 0 | 0 | 0 | 0 | 0 | 0 | 0 | 0 | 0 | 0 | 0 | 0 | 0 | 0 | 0
[38 empty] | 0 | 0 | 0 | 0 | 0 | 0 | 0 | 0 | 0 | 0 | 0 | 0 | 0 | 0 | 0 | 0 | 0 | 0 | 0 | 0 | 0 | 0 | 0 | 0 | 0 | 0 | 0 | 0 | 0 | 0 | 0 | 0
| 0 | [36 empty] | 0 | 0 | 0 | 0 | 0 | 0 | 0 | 0 | 0 | 0 | 0 | 0 | 0 | 0 | 0 | 0 | 0 | 0 | 0 | 0 | 0 | 0 | 0 | 0 | 0 | 0 | 0 | 0 | 0 | 0 | 0 | 0
Diversity Factor: 0
[38 empty] | Historical Spots & Transfers | [6 empty] | Forecast Spots & Transfers
[35 empty] | Project Name | From | To | 07/08 | 08/09 | 09/10 | 10/11 | 11/12 | 12/13 | 13/14 | 14/15 | 15/16 | 16/17 | 17/18 | 18/19 | 19/20 | 20/21 | 21/22 | 22/23 | 23/24 | 24/25 | 25/26 | 26/27 | 27/28 | 28/29 | 29/30 | 30/31 | 31/32 | 32/33 | 33/34 | 34/35 | 35/36 | 36/37 | 37/38 | 38/39
| 0 | [33 empty] | DNP_ID: 2147. City Main to Carrington. (feeder loading) | Newcastle City Main 33_11kV Tx1 | Carrington 33_11kV Tx1 | 0.082561 | 0 | 0 | 0 | 0 | 0 | 0 | 0 | 0 | 0 | 0 | 0 | 0 | 0 | 0 | 0 | 0 | 0 | 0 | 0 | 0 | 0 | 0 | 0 | 0 | 0 | 0 | 0 | 0 | 0 | 0 | 0
| Diversity Factor: 0 | [33 empty] | DNP_ID: 2147. City Main to Carrington. (feeder loading) | Newcastle City Main 33_11kV Tx1 | Carrington 33_11kV Tx2 | 0.082561 | 0 | 0 | 0 | 0 | 0 | 0 | 0 | 0 | 0 | 0 | 0 | 0 | 0 | 0 | 0 | 0 | 0 | 0 | 0 | 0 | 0 | 0 | 0 | 0 | 0 | 0 | 0 | 0 | 0 | 0 | 0
[35 empty] | DNP_ID: 2147. City Main to Carrington. (feeder loading) | Newcastle City Main 33_11kV Tx2 | Carrington 33_11kV Tx1 | 0.082561 | 0 | 0 | 0 | 0 | 0 | 0 | 0 | 0 | 0 | 0 | 0 | 0 | 0 | 0 | 0 | 0 | 0 | 0 | 0 | 0 | 0 | 0 | 0 | 0 | 0 | 0 | 0 | 0 | 0 | 0 | 0
[35 empty] | DNP_ID: 2147. City Main to Carrington. (feeder loading) | Newcastle City Main 33_11kV Tx2 | Carrington 33_11kV Tx2 | 0.082561 | 0 | 0 | 0 | 0 | 0 | 0 | 0 | 0 | 0 | 0 | 0 | 0 | 0 | 0 | 0 | 0 | 0 | 0 | 0 | 0 | 0 | 0 | 0 | 0 | 0 | 0 | 0 | 0 | 0 | 0 | 0
| 0 | [33 empty] | DNP_ID: 2147. City Main to Carrington. (feeder loading) | Newcastle City Main 33_11kV Tx3 | Carrington 33_11kV Tx1 | 0.082561 | 0 | 0 | 0 | 0 | 0 | 0 | 0 | 0 | 0 | 0 | 0 | 0 | 0 | 0 | 0 | 0 | 0 | 0 | 0 | 0 | 0 | 0 | 0 | 0 | 0 | 0 | 0 | 0 | 0 | 0 | 0
| Diversity Factor: 0 | [33 empty] | DNP_ID: 2147. City Main to Carrington. (feeder loading) | Newcastle City Main 33_11kV Tx3 | Carrington 33_11kV Tx2 | 0.082561 | 0 | 0 | 0 | 0 | 0 | 0 | 0 | 0 | 0 | 0 | 0 | 0 | 0 | 0 | 0 | 0 | 0 | 0 | 0 | 0 | 0 | 0 | 0 | 0 | 0 | 0 | 0 | 0 | 0 | 0 | 0
[35 empty] | DNP_ID: 2165. Adamstown to City Main. > peak 06/07 | Adamstown 33_11kV Tx1 | Newcastle City Main 33_11kV Tx1 | 0.33342 | 0 | 0 | 0 | 0 | 0 | 0 | 0 | 0 | 0 | 0 | 0 | 0 | 0 | 0 | 0 | 0 | 0 | 0 | 0 | 0 | 0 | 0 | 0 | 0 | 0 | 0 | 0 | 0 | 0 | 0 | 0
[35 empty] | DNP_ID: 2165. Adamstown to City Main. > peak 06/07 | Adamstown 33_11kV Tx1 | Newcastle City Main 33_11kV Tx2 | 0.33342 | 0 | 0 | 0 | 0 | 0 | 0 | 0 | 0 | 0 | 0 | 0 | 0 | 0 | 0 | 0 | 0 | 0 | 0 | 0 | 0 | 0 | 0 | 0 | 0 | 0 | 0 | 0 | 0 | 0 | 0 | 0
| 0 | [33 empty] | DNP_ID: 2165. Adamstown to City Main. > peak 06/07 | Adamstown 33_11kV Tx1 | Newcastle City Main 33_11kV Tx3 | 0.33342 | 0 | 0 | 0 | 0 | 0 | 0 | 0 | 0 | 0 | 0 | 0 | 0 | 0 | 0 | 0 | 0 | 0 | 0 | 0 | 0 | 0 | 0 | 0 | 0 | 0 | 0 | 0 | 0 | 0 | 0 | 0
| Diversity Factor: 0 | [33 empty] | DNP_ID: 2165. Adamstown to City Main. > peak 06/07 | Adamstown 33_11kV Tx2 | Newcastle City Main 33_11kV Tx1 | 0.33342 | 0 | 0 | 0 | 0 | 0 | 0 | 0 | 0 | 0 | 0 | 0 | 0 | 0 | 0 | 0 | 0 | 0 | 0 | 0 | 0 | 0 | 0 | 0 | 0 | 0 | 0 | 0 | 0 | 0 | 0 | 0
[35 empty] | DNP_ID: 2165. Adamstown to City Main. > peak 06/07 | Adamstown 33_11kV Tx2 | Newcastle City Main 33_11kV Tx2 | 0.33342 | 0 | 0 | 0 | 0 | 0 | 0 | 0 | 0 | 0 | 0 | 0 | 0 | 0 | 0 | 0 | 0 | 0 | 0 | 0 | 0 | 0 | 0 | 0 | 0 | 0 | 0 | 0 | 0 | 0 | 0 | 0
[35 empty] | DNP_ID: 2165. Adamstown to City Main. > peak 06/07 | Adamstown 33_11kV Tx2 | Newcastle City Main 33_11kV Tx3 | 0.33342 | 0 | 0 | 0 | 0 | 0 | 0 | 0 | 0 | 0 | 0 | 0 | 0 | 0 | 0 | 0 | 0 | 0 | 0 | 0 | 0 | 0 | 0 | 0 | 0 | 0 | 0 | 0 | 0 | 0 | 0 | 0
0
Diversity Factor: 0
0
Diversity Factor: 0
0
Diversity Factor: 0
0
Diversity Factor: 0
0
Diversity Factor: 0
| Weather Correction and Public Holiday Factors | [8 empty] | Forecast ROG
ROG Justification
| Actual loads for season 13/14 have been weather corrected by the following: | [6 empty] | 0% |  | 0
1 | 2 | 3 | 4 | 5 | 6 | 7 | 8 | 9 | 10 | 14/15 | 15/16 | 16/17 | 17/18 | 18/19 | 19/20 | 20/21 | 21/22 | 22/23 | 23/24 | 24/25 | 25/26 | 26/27 | 27/28 | 28/29 | 29/30 | 30/31 | 31/32 | 32/33 | 33/34 | 34/35 | 35/36 | 36/37 | 37/38 | 38/39
1 | 1 | 1 | 1 | 1 | 1 | 1 | 1 | 1 | 1 | 0% | 0% | 0% | 0% | 0% | 0% | 0% | 0% | 0% | 0% | 0% | 0% | 0% | 0% | 0% | 0% | 0% | 0% | 0% | 0% | 0% | 0% | 0% | 0% | 0%
Substation Load Detail
[7 empty] | Units | 13/14 |  | 14/15 | 15/16 | 16/17 | 17/18 | 18/19 | 19/20 | 20/21 | 21/22 | 22/23 | 23/24 | 24/25 | 25/26 | 26/27 | 27/28 | 28/29 | 29/30 | 30/31 | 31/32 | 32/33 | 33/34 | 34/35 | 35/36 | 36/37 | 37/38 | 38/39
1 | Newcastle City Main 33_11kV | Compensated |  | Load (LV side) |  |  | Amps | 0 |  | 0 | 0 | 0 | 0 | 0 | 0 | 0 | 0 | 0 | 0 | 0 | 0 | 0 | 0 | 0 | 0 | 0 | 0 | 0 | 0 | 0 | 0 | 0 | 0 | 0
|  |  |  | Apparent Power |  |  | MVA | 0 | 0 | 0 | 0 | 0 | 0 | 0 | 0 | 0 | 0 | 0 | 0 | 0 | 0 | 0 | 0 | 0 | 0 | 0 | 0 | 0 | 0 | 0 | 0 | 0 | 0 | 0
|  |  |  | Real Power |  |  | MW | 0 | 0 | 0 | 0 | 0 | 0 | 0 | 0 | 0 | 0 | 0 | 0 | 0 | 0 | 0 | 0 | 0 | 0 | 0 | 0 | 0 | 0 | 0 | 0 | 0 | 0 | 0
|  |  |  | Reactive Power |  |  | MVAr | 0 |  | 0 | 0 | 0 | 0 | 0 | 0 | 0 | 0 | 0 | 0 | 0 | 0 | 0 | 0 | 0 | 0 | 0 | 0 | 0 | 0 | 0 | 0 | 0 | 0 | 0
|  |  |  | Capacitors In Service |  |  | MVAr | 0 |  | 0 | 0 | 0 | 0 | 0 | 0 | 0 | 0 | 0 | 0 | 0 | 0 | 0 | 0 | 0 | 0 | 0 | 0 | 0 | 0 | 0 | 0 | 0 | 0 | 0
|  |  |  | PF |  |  |  | 0 |  | 0 | 0 | 0 | 0 | 0 | 0 | 0 | 0 | 0 | 0 | 0 | 0 | 0 | 0 | 0 | 0 | 0 | 0 | 0 | 0 | 0 | 0 | 0 | 0 | 0
0.94917 | Diversity Factor: 0.95 | Uncompensated |  | Reactive Power |  |  | MVAr | 0 | 0 | 0 | 0 | 0 | 0 | 0 | 0 | 0 | 0 | 0 | 0 | 0 | 0 | 0 | 0 | 0 | 0 | 0 | 0 | 0 | 0 | 0 | 0 | 0 | 0 | 0
|  |  |  | PF |  |  |  | 0 |  | 0 | 0 | 0 | 0 | 0 | 0 | 0 | 0 | 0 | 0 | 0 | 0 | 0 | 0 | 0 | 0 | 0 | 0 | 0 | 0 | 0 | 0 | 0 | 0 | 0
[10 empty] | 1 | 2 | 3 | 4 | 5 | 6 | 7 | 8 | 9 | 10 | 11 | 12 | 13 | 14 | 15 | 16 | 17 | 18 | 19 | 20 | 21 | 22 | 23 | 24 | 25
Transformer Load Detail
[7 empty] | Units | 13/14 |  | 14/15 | 15/16 | 16/17 | 17/18 | 18/19 | 19/20 | 20/21 | 21/22 | 22/23 | 23/24 | 24/25 | 25/26 | 26/27 | 27/28 | 28/29 | 29/30 | 30/31 | 31/32 | 32/33 | 33/34 | 34/35 | 35/36 | 36/37 | 37/38 | 38/39
| 0 | Compensated |  | Load (LV side) |  |  | Amps
|  |  |  | Apparent Power |  |  | MVA
|  |  |  | Real Power |  |  | MW
|  |  |  | Reactive Power |  |  | MVAr
|  |  |  | Capacitors In Service |  |  | MVAr
PF
| Zone Div: | Uncompensated |  | Reactive Power |  |  | MVAr
PF
| 0 | Compensated |  | Load (LV side) |  |  | Amps
|  |  |  | Apparent Power |  |  | MVA
|  |  |  | Real Power |  |  | MW
|  |  |  | Reactive Power |  |  | MVAr
|  |  |  | Capacitors In Service |  |  | MVAr
PF
| Zone Div: | Uncompensated |  | Reactive Power |  |  | MVAr
PF
| 0 | Compensated |  | Load (LV side) |  |  | Amps
|  |  |  | Apparent Power |  |  | MVA
|  |  |  | Real Power |  |  | MW
|  |  |  | Reactive Power |  |  | MVAr
|  |  |  | Capacitors In Service |  |  | MVAr
PF
| Zone Div: | Uncompensated |  | Reactive Power |  |  | MVAr
PF
| 0 | Compensated |  | Load (LV side) |  |  | Amps
|  |  |  | Apparent Power |  |  | MVA
|  |  |  | Real Power |  |  | MW
|  |  |  | Reactive Power |  |  | MVAr
|  |  |  | Capacitors In Service |  |  | MVAr
PF
| Zone Div: | Uncompensated |  | Reactive Power |  |  | MVAr
PF
| 0 | Compensated |  | Load (LV side) |  |  | Amps
|  |  |  | Apparent Power |  |  | MVA
|  |  |  | Real Power |  |  | MW
|  |  |  | Reactive Power |  |  | MVAr
|  |  |  | Capacitors In Service |  |  | MVAr
PF
| Zone Div: | Uncompensated |  | Reactive Power |  |  | MVAr
PF
| 0 | Compensated |  | Load (LV side) |  |  | Amps
|  |  |  | Apparent Power |  |  | MVA
|  |  |  | Real Power |  |  | MW
|  |  |  | Reactive Power |  |  | MVAr
|  |  |  | Capacitors In Service |  |  | MVAr
PF
| Zone Div: | Uncompensated |  | Reactive Power |  |  | MVAr
PF
| 0 | Compensated |  | Load (LV side) |  |  | Amps
|  |  |  | Apparent Power |  |  | MVA
|  |  |  | Real Power |  |  | MW
|  |  |  | Reactive Power |  |  | MVAr
|  |  |  | Capacitors In Service |  |  | MVAr
PF
| Zone Div: | Uncompensated |  | Reactive Power |  |  | MVAr
PF
| 0 | Compensated |  | Load (LV side) |  |  | Amps
|  |  |  | Apparent Power |  |  | MVA
|  |  |  | Real Power |  |  | MW
|  |  |  | Reactive Power |  |  | MVAr
|  |  |  | Capacitors In Service |  |  | MVAr
PF
| Zone Div: | Uncompensated |  | Reactive Power |  |  | MVAr
PF
| 0 | Compensated |  | Load (LV side) |  |  | Amps
|  |  |  | Apparent Power |  |  | MVA
|  |  |  | Real Power |  |  | MW
|  |  |  | Reactive Power |  |  | MVAr
|  |  |  | Capacitors In Service |  |  | MVAr
PF
| Zone Div: | Uncompensated |  | Reactive Power |  |  | MVAr
PF
| 0 | Compensated |  | Load (LV side) |  |  | Amps
|  |  |  | Apparent Power |  |  | MVA
|  |  |  | Real Power |  |  | MW
|  |  |  | Reactive Power |  |  | MVAr
|  |  |  | Capacitors In Service |  |  | MVAr
PF
| Zone Div: | Uncompensated |  | Reactive Power |  |  | MVAr
PF

## Tighes Hill 33_11kV
| Tighes Hill 33_11kV | [16 empty] | 2015 | SUMMER
[6 empty] | Zone commissioned |  | 2016-10-01
| Substation Total Loads | [33 empty] | Spots & Transfers Detail
| Historical Loads | (11kV MVA) | [7 empty] | Weather Corrected Forecast Loads |  |  |  | (11kV MVA) | [20 empty] | Spots & Transfers Summary | (11kV MVA) |  | Historical Spots & Transfers | [6 empty] | Forecast Spots & Transfers
|  | 07/08 | 08/09 | 09/10 | 10/11 | 11/12 | 12/13 | 13/14 |  | 14/15 | 15/16 | 16/17 | 17/18 | 18/19 | 19/20 | 20/21 | 21/22 | 22/23 | 23/24 | 24/25 | 25/26 | 26/27 | 27/28 | 28/29 | 29/30 | 30/31 | 31/32 | 32/33 | 33/34 | 34/35 | 35/36 | 36/37 | 37/38 | 38/39 |  |  |  | 07/08 | 08/09 | 09/10 | 10/11 | 11/12 | 12/13 | 13/14 | 14/15 | 15/16 | 16/17 | 17/18 | 18/19 | 19/20 | 20/21 | 21/22 | 22/23 | 23/24 | 24/25 | 25/26 | 26/27 | 27/28 | 28/29 | 29/30 | 30/31 | 31/32 | 32/33 | 33/34 | 34/35 | 35/36 | 36/37 | 37/38 | 38/39
| Total | [8 empty] | 0 | 0 | 25.5424 | 25.2611 | 25.037 | 25.0369 | 25.1794 | 25.3689 | 25.5195 | 25.7134 | 25.8536 | 26.046 | 26.2395 | 26.4691 | 26.7196 | 26.9669 | 27.2085 | 27.4567 | 27.7116 | 27.9731 | 28.2415 | 28.5167 | 28.799 | 29.0883 | 29.3848 |  |  | Total | 0 | 0 | 0 | 0 | 0 | 0 | 0 | 0 | 0 | 25.5423 | -0.18155 | -0.22413 | -0.00011894 | 0.1425 | 0.18951 | 0.15069 | 0.19393 | 0.14025 | 0.19233 | 0.19361 | 0.22966 | 0.25047 | 0.24731 | 0.24171 | 0.24825 | 0.25488 | 0.26159 | 0.2684 | 0.2753 | 0.28228 | 0.28936 | 0.29654
| Firm Rating | 0 | 0 | 0 | 0 | 0 | 0 | 0 |  | 0 | 0 | 43.4 | 43.4 | 43.4 | 43.4 | 43.4 | 43.4 | 43.4 | 43.4 | 43.4 | 43.4 | 43.4 | 43.4 | 43.4 | 43.4 | 43.4 | 43.4 | 43.4 | 43.4 | 43.4 | 43.4 | 43.4 | 43.4 | 43.4
| Total Capacity | 0 | 0 | 0 | 0 | 0 | 0 | 0 |  | 0 | 0 | 70 | 70 | 70 | 70 | 70 | 70 | 70 | 70 | 70 | 70 | 70 | 70 | 70 | 70 | 70 | 70 | 70 | 70 | 70 | 70 | 70 | 70 | 70 |  |  | Tighes Hill 33_11kV Tx1 | 0 | 0 | 0 | 0 | 0 | 0 | 0 | 0 | 0 | 14.2954 | -0.090777 | -0.11207 | -5.9468e-05 | 0.07125 | 0.094757 | 0.075347 | 0.096967 | 0.070126 | 0.096167 | 0.096803 | 0.11483 | 0.12523 | 0.12365 | 0.12085 | 0.12412 | 0.12744 | 0.1308 | 0.1342 | 0.13765 | 0.14114 | 0.14468 | 0.14827
|  | -7 | -6 | -5 | -4 | -3 | -2 | -1 |  | 0 | 1 | 2 | 3 | 4 | 5 | 6 | 7 | 8 | 9 | 10 | 11 | 12 | 13 | 14 | 15 | 16 | 17 | 18 | 19 | 20 | 21 | 22 | 23 | 24 |  |  | Tighes Hill 33_11kV Tx2 | 0 | 0 | 0 | 0 | 0 | 0 | 0 | 0 | 0 | 11.247 | -0.090777 | -0.11207 | -5.9468e-05 | 0.07125 | 0.094757 | 0.075347 | 0.096967 | 0.070126 | 0.096167 | 0.096803 | 0.11483 | 0.12523 | 0.12365 | 0.12085 | 0.12412 | 0.12744 | 0.1308 | 0.1342 | 0.13765 | 0.14114 | 0.14468 | 0.14827
| Transformer Loads | [36 empty] | 0 | 0 | 0 | 0 | 0 | 0 | 0 | 0 | 0 | 0 | 0 | 0 | 0 | 0 | 0 | 0 | 0 | 0 | 0 | 0 | 0 | 0 | 0 | 0 | 0 | 0 | 0 | 0 | 0 | 0 | 0 | 0
| Historical Loads | (11kV MVA) | [7 empty] | 0: Weather Corrected Forecast Loads; 4: (11kV MVA) |  |  |  | 0 | 0 | 0 | 0 | 0 | 0 | 0 | 0 | 0 | 0 | 0 | 0 | 0 | 0 | 0 | 0 | 0 | 0 | 0 | 0 | 0 | 0 | 0 | 0 | 0 | 0 | 0 | 0 | 0 | 0 | 0 | 0
|  | 07/08 | 08/09 | 09/10 | 10/11 | 11/12 | 12/13 | 13/14 |  | 14/15 | 15/16 | 16/17 | 17/18 | 18/19 | 19/20 | 20/21 | 21/22 | 22/23 | 23/24 | 24/25 | 25/26 | 26/27 | 27/28 | 28/29 | 29/30 | 30/31 | 31/32 | 32/33 | 33/34 | 34/35 | 35/36 | 36/37 | 37/38 | 38/39 |  |  |  | 0 | 0 | 0 | 0 | 0 | 0 | 0 | 0 | 0 | 0 | 0 | 0 | 0 | 0 | 0 | 0 | 0 | 0 | 0 | 0 | 0 | 0 | 0 | 0 | 0 | 0 | 0 | 0 | 0 | 0 | 0 | 0
| 0 | [36 empty] | 0 | 0 | 0 | 0 | 0 | 0 | 0 | 0 | 0 | 0 | 0 | 0 | 0 | 0 | 0 | 0 | 0 | 0 | 0 | 0 | 0 | 0 | 0 | 0 | 0 | 0 | 0 | 0 | 0 | 0 | 0 | 0
| Diversity Factor: 0 | [36 empty] | 0 | 0 | 0 | 0 | 0 | 0 | 0 | 0 | 0 | 0 | 0 | 0 | 0 | 0 | 0 | 0 | 0 | 0 | 0 | 0 | 0 | 0 | 0 | 0 | 0 | 0 | 0 | 0 | 0 | 0 | 0 | 0
[38 empty] | 0 | 0 | 0 | 0 | 0 | 0 | 0 | 0 | 0 | 0 | 0 | 0 | 0 | 0 | 0 | 0 | 0 | 0 | 0 | 0 | 0 | 0 | 0 | 0 | 0 | 0 | 0 | 0 | 0 | 0 | 0 | 0
[38 empty] | 0 | 0 | 0 | 0 | 0 | 0 | 0 | 0 | 0 | 0 | 0 | 0 | 0 | 0 | 0 | 0 | 0 | 0 | 0 | 0 | 0 | 0 | 0 | 0 | 0 | 0 | 0 | 0 | 0 | 0 | 0 | 0
| 0 | [36 empty] | 0 | 0 | 0 | 0 | 0 | 0 | 0 | 0 | 0 | 0 | 0 | 0 | 0 | 0 | 0 | 0 | 0 | 0 | 0 | 0 | 0 | 0 | 0 | 0 | 0 | 0 | 0 | 0 | 0 | 0 | 0 | 0
Diversity Factor: 0
[38 empty] | Historical Spots & Transfers | [6 empty] | Forecast Spots & Transfers
[35 empty] | Project Name | From | To | 07/08 | 08/09 | 09/10 | 10/11 | 11/12 | 12/13 | 13/14 | 14/15 | 15/16 | 16/17 | 17/18 | 18/19 | 19/20 | 20/21 | 21/22 | 22/23 | 23/24 | 24/25 | 25/26 | 26/27 | 27/28 | 28/29 | 29/30 | 30/31 | 31/32 | 32/33 | 33/34 | 34/35 | 35/36 | 36/37 | 37/38 | 38/39
| 0 | [33 empty] | Broad based demand management |  | Tighes Hill 33_11kV Tx1 | 0 | 0 | 0 | 0 | 0 | 0 | 0 | 0 | 0 | -0.0075843 | -0.070857 | -0.091011 | 0 | 0 | 0 | 0 | 0 | 0 | 0 | 0 | 0 | 0 | 0 | 0 | 0 | 0 | 0 | 0 | 0 | 0 | 0 | 0
| Diversity Factor: 0 | [33 empty] | Broad based demand management |  | Tighes Hill 33_11kV Tx2 | 0 | 0 | 0 | 0 | 0 | 0 | 0 | 0 | 0 | -0.0075843 | -0.070857 | -0.091011 | 0 | 0 | 0 | 0 | 0 | 0 | 0 | 0 | 0 | 0 | 0 | 0 | 0 | 0 | 0 | 0 | 0 | 0 | 0 | 0
[35 empty] | Decommission: Commissioning Transfers | Carrington 33_11kV Tx1 | Tighes Hill 33_11kV Tx1 | 0 | 0 | 0 | 0 | 0 | 0 | 0 | 0 | 0 | 5.6504 | 0 | 0 | 0 | 0 | 0 | 0 | 0 | 0 | 0 | 0 | 0 | 0 | 0 | 0 | 0 | 0 | 0 | 0 | 0 | 0 | 0 | 0
[35 empty] | Decommission: Commissioning Transfers | Carrington 33_11kV Tx1 | Tighes Hill 33_11kV Tx2 | 0 | 0 | 0 | 0 | 0 | 0 | 0 | 0 | 0 | 5.6504 | 0 | 0 | 0 | 0 | 0 | 0 | 0 | 0 | 0 | 0 | 0 | 0 | 0 | 0 | 0 | 0 | 0 | 0 | 0 | 0 | 0 | 0
| 0 | [33 empty] | Decommission: Commissioning Transfers | Carrington 33_11kV Tx2 | Tighes Hill 33_11kV Tx1 | 0 | 0 | 0 | 0 | 0 | 0 | 0 | 0 | 0 | 5.6504 | 0 | 0 | 0 | 0 | 0 | 0 | 0 | 0 | 0 | 0 | 0 | 0 | 0 | 0 | 0 | 0 | 0 | 0 | 0 | 0 | 0 | 0
| Diversity Factor: 0 | [33 empty] | Decommission: Commissioning Transfers | Carrington 33_11kV Tx2 | Tighes Hill 33_11kV Tx2 | 0 | 0 | 0 | 0 | 0 | 0 | 0 | 0 | 0 | 5.6504 | 0 | 0 | 0 | 0 | 0 | 0 | 0 | 0 | 0 | 0 | 0 | 0 | 0 | 0 | 0 | 0 | 0 | 0 | 0 | 0 | 0 | 0
[35 empty] | HVCON_ID: 2013172. SC04801 Steel Works Rd Mayfield East - New HVC | Carrington 33_11kV Tx1 | Tighes Hill 33_11kV Tx1 | 0 | 0 | 0 | 0 | 0 | 0 | 0 | 0 | 0 | 1.5242 | 0 | 0 | 0 | 0 | 0 | 0 | 0 | 0 | 0 | 0 | 0 | 0 | 0 | 0 | 0 | 0 | 0 | 0 | 0 | 0 | 0 | 0
[35 empty] | HVCON_ID: 2013172. SC04801 Steel Works Rd Mayfield East - New HVC | Carrington 33_11kV Tx2 | Tighes Hill 33_11kV Tx1 | 0 | 0 | 0 | 0 | 0 | 0 | 0 | 0 | 0 | 1.5242 | 0 | 0 | 0 | 0 | 0 | 0 | 0 | 0 | 0 | 0 | 0 | 0 | 0 | 0 | 0 | 0 | 0 | 0 | 0 | 0 | 0 | 0
| 0 | [33 empty] | Econometric |  | Tighes Hill 33_11kV Tx1 | 0 | 0 | 0 | 0 | 0 | 0 | 0 | 0 | 0 | 0.068771 | 0.13081 | 0.18076 | 0.20993 | 0.22584 | 0.21832 | 0.21054 | 0.21348 | 0.21646 | 0.21948 | 0.22255 | 0.22565 | 0.22879 | 0.23198 | 0.23521 | 0.23848 | 0.24179 | 0.24515 | 0.24855 | 0.252 | 0.25549 | 0.25904 | 0.26262
| Diversity Factor: 0 | [33 empty] | Econometric |  | Tighes Hill 33_11kV Tx2 | 0 | 0 | 0 | 0 | 0 | 0 | 0 | 0 | 0 | 0.068771 | 0.13081 | 0.18076 | 0.20993 | 0.22584 | 0.21832 | 0.21054 | 0.21348 | 0.21646 | 0.21948 | 0.22255 | 0.22565 | 0.22879 | 0.23198 | 0.23521 | 0.23848 | 0.24179 | 0.24515 | 0.24855 | 0.252 | 0.25549 | 0.25904 | 0.26262
[35 empty] | Energy Efficiency |  | Tighes Hill 33_11kV Tx1 | 0 | 0 | 0 | 0 | 0 | 0 | 0 | 0 | 0 | -0.056128 | -0.086221 | -0.13277 | -0.13726 | -0.078435 | -0.049922 | -0.060381 | -0.059273 | -0.077773 | -0.054753 | -0.057179 | -0.042256 | -0.034995 | -0.039759 | -0.045789 | -0.045789 | -0.045789 | -0.045789 | -0.045789 | -0.045789 | -0.045789 | -0.045789 | -0.045789
[35 empty] | Energy Efficiency |  | Tighes Hill 33_11kV Tx2 | 0 | 0 | 0 | 0 | 0 | 0 | 0 | 0 | 0 | -0.056128 | -0.086221 | -0.13277 | -0.13726 | -0.078435 | -0.049922 | -0.060381 | -0.059273 | -0.077773 | -0.054753 | -0.057179 | -0.042256 | -0.034995 | -0.039759 | -0.045789 | -0.045789 | -0.045789 | -0.045789 | -0.045789 | -0.045789 | -0.045789 | -0.045789 | -0.045789
| 0 | [33 empty] | Solar PV |  | Tighes Hill 33_11kV Tx1 | 0 | 0 | 0 | 0 | 0 | 0 | 0 | 0 | 0 | -0.058792 | -0.06451 | -0.069042 | -0.072735 | -0.076152 | -0.07364 | -0.074811 | -0.057241 | -0.068564 | -0.068564 | -0.068564 | -0.068564 | -0.068564 | -0.068564 | -0.068564 | -0.068564 | -0.068564 | -0.068564 | -0.068564 | -0.068564 | -0.068564 | -0.068564 | -0.068564
| Diversity Factor: 0 | [33 empty] | Solar PV |  | Tighes Hill 33_11kV Tx2 | 0 | 0 | 0 | 0 | 0 | 0 | 0 | 0 | 0 | -0.058792 | -0.06451 | -0.069042 | -0.072735 | -0.076152 | -0.07364 | -0.074811 | -0.057241 | -0.068564 | -0.068564 | -0.068564 | -0.068564 | -0.068564 | -0.068564 | -0.068564 | -0.068564 | -0.068564 | -0.068564 | -0.068564 | -0.068564 | -0.068564 | -0.068564 | -0.068564
0
Diversity Factor: 0
0
Diversity Factor: 0
0
Diversity Factor: 0
0
Diversity Factor: 0
| Weather Correction and Public Holiday Factors | [8 empty] | 0: Forecast ROG
ROG Justification
| Actual loads for season 13/14 have been weather corrected by the following: | [8 empty] | 0: same as Carrington | [35 empty] | same as Carrington
1 | 2 | 3 | 4 | 5 | 6 | 7 | 8 | 9 | 10 | 14/15 | 15/16 | 16/17 | 17/18 | 18/19 | 19/20 | 20/21 | 21/22 | 22/23 | 23/24 | 24/25 | 25/26 | 26/27 | 27/28 | 28/29 | 29/30 | 30/31 | 31/32 | 32/33 | 33/34 | 34/35 | 35/36 | 36/37 | 37/38 | 38/39
0.98829 | 0.97672 | 0.9691 | 0.96532 | 0.96532 | 0.96532 | 0.96532 | 0.96532 | 0.96532 | 0.96532 | -1.171% | -1.171% | -0.78% | -0.39% | 0% | 0% | 0% | 0% | 0% | 0% | 0% | 0% | 0% | 0% | 0% | 0% | 0% | 0% | 0% | 0% | 0% | 0% | 0% | 0% | 0%
Substation Load Detail
[7 empty] | Units | 13/14 |  | 14/15 | 15/16 | 16/17 | 17/18 | 18/19 | 19/20 | 20/21 | 21/22 | 22/23 | 23/24 | 24/25 | 25/26 | 26/27 | 27/28 | 28/29 | 29/30 | 30/31 | 31/32 | 32/33 | 33/34 | 34/35 | 35/36 | 36/37 | 37/38 | 38/39
1 | Tighes Hill 33_11kV | Compensated |  | Load (LV side) |  |  | Amps | 0 |  | 0 | 0 | 1340.626 | 1325.864 | 1314.103 | 1314.096 | 1321.574 | 1331.519 | 1339.427 | 1349.604 | 1356.965 | 1367.058 | 1377.218 | 1389.27 | 1402.414 | 1415.392 | 1428.076 | 1441.104 | 1454.48 | 1468.208 | 1482.293 | 1496.74 | 1511.555 | 1526.74 | 1542.302
|  |  |  | Apparent Power |  |  | MVA | 0 | 0 | 0 | 0 | 25.5424 | 25.2611 | 25.037 | 25.0369 | 25.1794 | 25.3689 | 25.5195 | 25.7134 | 25.8536 | 26.046 | 26.2395 | 26.4691 | 26.7196 | 26.9669 | 27.2085 | 27.4567 | 27.7116 | 27.9731 | 28.2415 | 28.5167 | 28.799 | 29.0883 | 29.3848
|  |  |  | Real Power |  |  | MW | 0 | 0 | 0 | 0 | 22.7764 | 22.524 | 22.3223 | 22.3222 | 22.4505 | 22.621 | 22.7567 | 22.9312 | 23.0574 | 23.2305 | 23.4048 | 23.6115 | 23.8369 | 24.0594 | 24.277 | 24.5004 | 24.7298 | 24.9652 | 25.2068 | 25.4546 | 25.7086 | 25.969 | 26.2359
|  |  |  | Reactive Power |  |  | MVAr | 0 |  | 0 | 0 | 11.5607 | 11.4364 | 11.3387 | 11.3387 | 11.4008 | 11.4834 | 11.5491 | 11.6336 | 11.6947 | 11.7786 | 11.863 | 11.9631 | 12.0723 | 12.18 | 12.2854 | 12.3936 | 12.5047 | 12.6187 | 12.7357 | 12.8557 | 12.9788 | 13.1049 | 13.2342
|  |  |  | Capacitors In Service |  |  | MVAr | 0 |  | 0 | 0 | 0 | 0 | 0 | 0 | 0 | 0 | 0 | 0 | 0 | 0 | 0 | 0 | 0 | 0 | 0 | 0 | 0 | 0 | 0 | 0 | 0 | 0 | 0
|  |  |  | PF |  |  |  | 0 |  | 0 | 0 | 0.89171 | 0.89165 | 0.89157 | 0.89157 | 0.89162 | 0.89168 | 0.89173 | 0.8918 | 0.89184 | 0.8919 | 0.89197 | 0.89204 | 0.89211 | 0.89219 | 0.89226 | 0.89233 | 0.8924 | 0.89247 | 0.89254 | 0.89262 | 0.89269 | 0.89277 | 0.89284
0.80641 | Diversity Factor: 0.81 | Uncompensated |  | Reactive Power |  |  | MVAr | 0 | 0 | 0 | 0 | 11.5607 | 11.4364 | 11.3387 | 11.3387 | 11.4008 | 11.4834 | 11.5491 | 11.6336 | 11.6947 | 11.7786 | 11.863 | 11.9631 | 12.0723 | 12.18 | 12.2854 | 12.3936 | 12.5047 | 12.6187 | 12.7357 | 12.8557 | 12.9788 | 13.1049 | 13.2342
|  |  |  | PF |  |  |  | 0 |  | 0 | 0 | 0.89171 | 0.89165 | 0.89157 | 0.89157 | 0.89162 | 0.89168 | 0.89173 | 0.8918 | 0.89184 | 0.8919 | 0.89197 | 0.89204 | 0.89211 | 0.89219 | 0.89226 | 0.89233 | 0.8924 | 0.89247 | 0.89254 | 0.89262 | 0.89269 | 0.89277 | 0.89284
[10 empty] | 1 | 2 | 3 | 4 | 5 | 6 | 7 | 8 | 9 | 10 | 11 | 12 | 13 | 14 | 15 | 16 | 17 | 18 | 19 | 20 | 21 | 22 | 23 | 24 | 25
Transformer Load Detail
[7 empty] | Units | 13/14 |  | 14/15 | 15/16 | 16/17 | 17/18 | 18/19 | 19/20 | 20/21 | 21/22 | 22/23 | 23/24 | 24/25 | 25/26 | 26/27 | 27/28 | 28/29 | 29/30 | 30/31 | 31/32 | 32/33 | 33/34 | 34/35 | 35/36 | 36/37 | 37/38 | 38/39
| 0 | Compensated |  | Load (LV side) |  |  | Amps
|  |  |  | Apparent Power |  |  | MVA
|  |  |  | Real Power |  |  | MW
|  |  |  | Reactive Power |  |  | MVAr
|  |  |  | Capacitors In Service |  |  | MVAr
PF
| Zone Div: | Uncompensated |  | Reactive Power |  |  | MVAr
PF
| 0 | Compensated |  | Load (LV side) |  |  | Amps
|  |  |  | Apparent Power |  |  | MVA
|  |  |  | Real Power |  |  | MW
|  |  |  | Reactive Power |  |  | MVAr
|  |  |  | Capacitors In Service |  |  | MVAr
PF
| Zone Div: | Uncompensated |  | Reactive Power |  |  | MVAr
PF
| 0 | Compensated |  | Load (LV side) |  |  | Amps
|  |  |  | Apparent Power |  |  | MVA
|  |  |  | Real Power |  |  | MW
|  |  |  | Reactive Power |  |  | MVAr
|  |  |  | Capacitors In Service |  |  | MVAr
PF
| Zone Div: | Uncompensated |  | Reactive Power |  |  | MVAr
PF
| 0 | Compensated |  | Load (LV side) |  |  | Amps
|  |  |  | Apparent Power |  |  | MVA
|  |  |  | Real Power |  |  | MW
|  |  |  | Reactive Power |  |  | MVAr
|  |  |  | Capacitors In Service |  |  | MVAr
PF
| Zone Div: | Uncompensated |  | Reactive Power |  |  | MVAr
PF
| 0 | Compensated |  | Load (LV side) |  |  | Amps
|  |  |  | Apparent Power |  |  | MVA
|  |  |  | Real Power |  |  | MW
|  |  |  | Reactive Power |  |  | MVAr
|  |  |  | Capacitors In Service |  |  | MVAr
PF
| Zone Div: | Uncompensated |  | Reactive Power |  |  | MVAr
PF
| 0 | Compensated |  | Load (LV side) |  |  | Amps
|  |  |  | Apparent Power |  |  | MVA
|  |  |  | Real Power |  |  | MW
|  |  |  | Reactive Power |  |  | MVAr
|  |  |  | Capacitors In Service |  |  | MVAr
PF
| Zone Div: | Uncompensated |  | Reactive Power |  |  | MVAr
PF
| 0 | Compensated |  | Load (LV side) |  |  | Amps
|  |  |  | Apparent Power |  |  | MVA
|  |  |  | Real Power |  |  | MW
|  |  |  | Reactive Power |  |  | MVAr
|  |  |  | Capacitors In Service |  |  | MVAr
PF
| Zone Div: | Uncompensated |  | Reactive Power |  |  | MVAr
PF
| 0 | Compensated |  | Load (LV side) |  |  | Amps
|  |  |  | Apparent Power |  |  | MVA
|  |  |  | Real Power |  |  | MW
|  |  |  | Reactive Power |  |  | MVAr
|  |  |  | Capacitors In Service |  |  | MVAr
PF
| Zone Div: | Uncompensated |  | Reactive Power |  |  | MVAr
PF
| 0 | Compensated |  | Load (LV side) |  |  | Amps
|  |  |  | Apparent Power |  |  | MVA
|  |  |  | Real Power |  |  | MW
|  |  |  | Reactive Power |  |  | MVAr
|  |  |  | Capacitors In Service |  |  | MVAr
PF
| Zone Div: | Uncompensated |  | Reactive Power |  |  | MVAr
PF
| 0 | Compensated |  | Load (LV side) |  |  | Amps
|  |  |  | Apparent Power |  |  | MVA
|  |  |  | Real Power |  |  | MW
|  |  |  | Reactive Power |  |  | MVAr
|  |  |  | Capacitors In Service |  |  | MVAr
PF
| Zone Div: | Uncompensated |  | Reactive Power |  |  | MVAr
PF