## Inclusions and Exclusions
Sydney Forecast Inclusions and Exclusions
Date Printed |  | 08JUL14:11:21:24
| Description | Value
Season |  | Summer | Summer
Either Summer or Winter
Year |  | 2015 | 2015
Year that the forecast starts
POE |  | 50% | 0.5
10%, 50%, 90%
Spots and Transfers |  | Y | Y
Are Spots and Transfers Included?
BBDM Spots |  | Y | Y
Is BBDM included?
Spots Coefficient |  | 55% | 0.55
Scaling factor applied to spot loads in the future
Aligned ROGs |  | Capped | Capped
Have ROGs been aligned to econometric forecast?
Committed Projects |  | Y | Y
Are Committed Projects Included?
Major Customers Scaling Factor |  | 100% | 1
Scaling factor applied to major customer connections in the future
Future Transfers |  | Y | Y
Are future transfers included?
Future Spots |  | 4 | 4
Future spots are cleared from the following forecast year

## Customer54
| Customer54 | [16 empty] | 2015 | SUMMER
| Substation Total Loads | [33 empty] | Spots & Transfers Detail
| Historical Loads | MVA | [7 empty] | Weather Corrected Forecast Loads |  |  |  | MVA | [20 empty] | Spots & Transfers Summary | MVA |  | Historical Spots & Transfers | [6 empty] | Forecast Spots & Transfers
|  | 07/08 | 08/09 | 09/10 | 10/11 | 11/12 | 12/13 | 13/14 |  | 14/15 | 15/16 | 16/17 | 17/18 | 18/19 | 19/20 | 20/21 | 21/22 | 22/23 | 23/24 | 24/25 | 25/26 | 26/27 | 27/28 | 28/29 | 29/30 | 30/31 | 31/32 | 32/33 | 33/34 | 34/35 | 35/36 | 36/37 | 37/38 | 38/39 |  |  |  | 07/08 | 08/09 | 09/10 | 10/11 | 11/12 | 12/13 | 13/14 | 14/15 | 15/16 | 16/17 | 17/18 | 18/19 | 19/20 | 20/21 | 21/22 | 22/23 | 23/24 | 24/25 | 25/26 | 26/27 | 27/28 | 28/29 | 29/30 | 30/31 | 31/32 | 32/33 | 33/34 | 34/35 | 35/36 | 36/37 | 37/38 | 38/39
| Total |  |  |  | 11.91 | 12.913 | 11.833 | 11.247 |  | 11.247 | 11.247 | 11.247 | 11.247 | 11.247 | 11.247 | 11.247 | 11.247 | 11.247 | 11.247 | 11.247 | 11.247 | 11.247 | 11.247 | 11.247 | 11.247 | 11.247 | 11.247 | 11.247 | 11.247 | 11.247 | 11.247 | 11.247 | 11.247 | 11.247 |  |  | Total
Firm Rating
| Total Capacity | [36 empty] | 0 | 0 | 0 | 0 | 0 | 0 | 0 | 0 | 0 | 0 | 0 | 0 | 0 | 0 | 0 | 0 | 0 | 0 | 0 | 0 | 0 | 0 | 0 | 0 | 0 | 0 | 0 | 0 | 0 | 0 | 0 | 0
|  | -7 | -6 | -5 | -4 | -3 | -2 | -1 |  | 0 | 1 | 2 | 3 | 4 | 5 | 6 | 7 | 8 | 9 | 10 | 11 | 12 | 13 | 14 | 15 | 16 | 17 | 18 | 19 | 20 | 21 | 22 | 23 | 24 |  |  |  | 0 | 0 | 0 | 0 | 0 | 0 | 0 | 0 | 0 | 0 | 0 | 0 | 0 | 0 | 0 | 0 | 0 | 0 | 0 | 0 | 0 | 0 | 0 | 0 | 0 | 0 | 0 | 0 | 0 | 0 | 0 | 0
| Transformer Loads | [36 empty] | 0 | 0 | 0 | 0 | 0 | 0 | 0 | 0 | 0 | 0 | 0 | 0 | 0 | 0 | 0 | 0 | 0 | 0 | 0 | 0 | 0 | 0 | 0 | 0 | 0 | 0 | 0 | 0 | 0 | 0 | 0 | 0
| Historical Loads | MVA | [7 empty] | Weather Corrected Forecast Loads |  |  |  | MVA | [23 empty] | 0 | 0 | 0 | 0 | 0 | 0 | 0 | 0 | 0 | 0 | 0 | 0 | 0 | 0 | 0 | 0 | 0 | 0 | 0 | 0 | 0 | 0 | 0 | 0 | 0 | 0 | 0 | 0 | 0 | 0 | 0 | 0
|  | 07/08 | 08/09 | 09/10 | 10/11 | 11/12 | 12/13 | 13/14 |  | 14/15 | 15/16 | 16/17 | 17/18 | 18/19 | 19/20 | 20/21 | 21/22 | 22/23 | 23/24 | 24/25 | 25/26 | 26/27 | 27/28 | 28/29 | 29/30 | 30/31 | 31/32 | 32/33 | 33/34 | 34/35 | 35/36 | 36/37 | 37/38 | 38/39 |  |  |  | 0 | 0 | 0 | 0 | 0 | 0 | 0 | 0 | 0 | 0 | 0 | 0 | 0 | 0 | 0 | 0 | 0 | 0 | 0 | 0 | 0 | 0 | 0 | 0 | 0 | 0 | 0 | 0 | 0 | 0 | 0 | 0
| 0 | [36 empty] | 0 | 0 | 0 | 0 | 0 | 0 | 0 | 0 | 0 | 0 | 0 | 0 | 0 | 0 | 0 | 0 | 0 | 0 | 0 | 0 | 0 | 0 | 0 | 0 | 0 | 0 | 0 | 0 | 0 | 0 | 0 | 0
| Diversity Factor: 0 | [36 empty] | 0 | 0 | 0 | 0 | 0 | 0 | 0 | 0 | 0 | 0 | 0 | 0 | 0 | 0 | 0 | 0 | 0 | 0 | 0 | 0 | 0 | 0 | 0 | 0 | 0 | 0 | 0 | 0 | 0 | 0 | 0 | 0
[38 empty] | 0 | 0 | 0 | 0 | 0 | 0 | 0 | 0 | 0 | 0 | 0 | 0 | 0 | 0 | 0 | 0 | 0 | 0 | 0 | 0 | 0 | 0 | 0 | 0 | 0 | 0 | 0 | 0 | 0 | 0 | 0 | 0
[38 empty] | 0 | 0 | 0 | 0 | 0 | 0 | 0 | 0 | 0 | 0 | 0 | 0 | 0 | 0 | 0 | 0 | 0 | 0 | 0 | 0 | 0 | 0 | 0 | 0 | 0 | 0 | 0 | 0 | 0 | 0 | 0 | 0
| 0 | [36 empty] | 0 | 0 | 0 | 0 | 0 | 0 | 0 | 0 | 0 | 0 | 0 | 0 | 0 | 0 | 0 | 0 | 0 | 0 | 0 | 0 | 0 | 0 | 0 | 0 | 0 | 0 | 0 | 0 | 0 | 0 | 0 | 0
Diversity Factor: 0
[38 empty] | Historical Spots & Transfers | [6 empty] | Forecast Spots & Transfers
[35 empty] | Project Name | From | To | 07/08 | 08/09 | 09/10 | 10/11 | 11/12 | 12/13 | 13/14 | 14/15 | 15/16 | 16/17 | 17/18 | 18/19 | 19/20 | 20/21 | 21/22 | 22/23 | 23/24 | 24/25 | 25/26 | 26/27 | 27/28 | 28/29 | 29/30 | 30/31 | 31/32 | 32/33 | 33/34 | 34/35 | 35/36 | 36/37 | 37/38 | 38/39
0
Diversity Factor: 0
0
Diversity Factor: 0
0
Diversity Factor: 0
0
Diversity Factor: 0
0
Diversity Factor: 0
0
Diversity Factor: 0
0
Diversity Factor: 0
0
Diversity Factor: 0
| Weather Correction and Public Holiday Factors | [8 empty] | Forecast ROG
ROG Justification
| Actual loads for season 13/14 have been weather corrected by the following: | [6 empty] | 0% |  | N/A | [59 empty] | N/A
1 | 2 | 3 | 4 | 5 | 6 | 7 | 8 | 9 | 10 | 14/15 | 15/16 | 16/17 | 17/18 | 18/19 | 19/20 | 20/21 | 21/22 | 22/23 | 23/24 | 24/25 | 25/26 | 26/27 | 27/28 | 28/29 | 29/30 | 30/31 | 31/32 | 32/33 | 33/34 | 34/35 | 35/36 | 36/37 | 37/38 | 38/39
1 | 1 | 1 | 1 | 1 | 1 | 1 | 1 | 1 | 1 | 0% | 0% | 0% | 0% | 0% | 0% | 0% | 0% | 0% | 0% | 0% | 0% | 0% | 0% | 0% | 0% | 0% | 0% | 0% | 0% | 0% | 0% | 0% | 0% | 0%
Substation Load Detail
[7 empty] | Units | 13/14 |  | 14/15 | 15/16 | 16/17 | 17/18 | 18/19 | 19/20 | 20/21 | 21/22 | 22/23 | 23/24 | 24/25 | 25/26 | 26/27 | 27/28 | 28/29 | 29/30 | 30/31 | 31/32 | 32/33 | 33/34 | 34/35 | 35/36 | 36/37 | 37/38 | 38/39
1 | Customer54 | Compensated |  | Load (LV side) |  |  | Amps | 98 |  | 98 | 98 | 98 | 98 | 98 | 98 | 98 | 98 | 98 | 98 | 98 | 98 | 98 | 98 | 98 | 98 | 98 | 98 | 98 | 98 | 98 | 98 | 98 | 98 | 98
|  |  |  | Apparent Power |  |  | MVA | 11.247 |  | 11.247 | 11.247 | 11.247 | 11.247 | 11.247 | 11.247 | 11.247 | 11.247 | 11.247 | 11.247 | 11.247 | 11.247 | 11.247 | 11.247 | 11.247 | 11.247 | 11.247 | 11.247 | 11.247 | 11.247 | 11.247 | 11.247 | 11.247 | 11.247 | 11.247
|  |  |  | Real Power |  |  | MW | 10.1223 |  | 10.1223 | 10.1223 | 10.1223 | 10.1223 | 10.1223 | 10.1223 | 10.1223 | 10.1223 | 10.1223 | 10.1223 | 10.1223 | 10.1223 | 10.1223 | 10.1223 | 10.1223 | 10.1223 | 10.1223 | 10.1223 | 10.1223 | 10.1223 | 10.1223 | 10.1223 | 10.1223 | 10.1223 | 10.1223
|  |  |  | Reactive Power |  |  | MVAr | 4.9025 |  | 4.9025 | 4.9025 | 4.9025 | 4.9025 | 4.9025 | 4.9025 | 4.9025 | 4.9025 | 4.9025 | 4.9025 | 4.9025 | 4.9025 | 4.9025 | 4.9025 | 4.9025 | 4.9025 | 4.9025 | 4.9025 | 4.9025 | 4.9025 | 4.9025 | 4.9025 | 4.9025 | 4.9025 | 4.9025
|  |  |  | Capacitors In Service |  |  | MVAr | 0 |  | 0 | 0 | 0 | 0 | 0 | 0 | 0 | 0 | 0 | 0 | 0 | 0 | 0 | 0 | 0 | 0 | 0 | 0 | 0 | 0 | 0 | 0 | 0 | 0 | 0
|  |  |  | PF |  |  |  | 0.9 |  | 0.9 | 0.9 | 0.9 | 0.9 | 0.9 | 0.9 | 0.9 | 0.9 | 0.9 | 0.9 | 0.9 | 0.9 | 0.9 | 0.9 | 0.9 | 0.9 | 0.9 | 0.9 | 0.9 | 0.9 | 0.9 | 0.9 | 0.9 | 0.9 | 0.9
0.5558 | Diversity Factor: 0.56 | Uncompensated |  | Reactive Power |  |  | MVAr | 4.9025 |  | 4.9025 | 4.9025 | 4.9025 | 4.9025 | 4.9025 | 4.9025 | 4.9025 | 4.9025 | 4.9025 | 4.9025 | 4.9025 | 4.9025 | 4.9025 | 4.9025 | 4.9025 | 4.9025 | 4.9025 | 4.9025 | 4.9025 | 4.9025 | 4.9025 | 4.9025 | 4.9025 | 4.9025 | 4.9025
|  |  |  | PF |  |  |  | 0.9 |  | 0.9 | 0.9 | 0.9 | 0.9 | 0.9 | 0.9 | 0.9 | 0.9 | 0.9 | 0.9 | 0.9 | 0.9 | 0.9 | 0.9 | 0.9 | 0.9 | 0.9 | 0.9 | 0.9 | 0.9 | 0.9 | 0.9 | 0.9 | 0.9 | 0.9
[10 empty] | 1 | 2 | 3 | 4 | 5 | 6 | 7 | 8 | 9 | 10 | 11 | 12 | 13 | 14 | 15 | 16 | 17 | 18 | 19 | 20 | 21 | 22 | 23 | 24 | 25
Transformer Load Detail
[7 empty] | Units | 13/14 |  | 14/15 | 15/16 | 16/17 | 17/18 | 18/19 | 19/20 | 20/21 | 21/22 | 22/23 | 23/24 | 24/25 | 25/26 | 26/27 | 27/28 | 28/29 | 29/30 | 30/31 | 31/32 | 32/33 | 33/34 | 34/35 | 35/36 | 36/37 | 37/38 | 38/39
| 0 | Compensated |  | Load (LV side) |  |  | Amps
|  |  |  | Apparent Power |  |  | MVA
|  |  |  | Real Power |  |  | MW
|  |  |  | Reactive Power |  |  | MVAr
|  |  |  | Capacitors In Service |  |  | MVAr
PF
| Zone Div: | Uncompensated |  | Reactive Power |  |  | MVAr
PF
| 0 | Compensated |  | Load (LV side) |  |  | Amps
|  |  |  | Apparent Power |  |  | MVA
|  |  |  | Real Power |  |  | MW
|  |  |  | Reactive Power |  |  | MVAr
|  |  |  | Capacitors In Service |  |  | MVAr
PF
| Zone Div: | Uncompensated |  | Reactive Power |  |  | MVAr
PF
| 0 | Compensated |  | Load (LV side) |  |  | Amps
|  |  |  | Apparent Power |  |  | MVA
|  |  |  | Real Power |  |  | MW
|  |  |  | Reactive Power |  |  | MVAr
|  |  |  | Capacitors In Service |  |  | MVAr
PF
| Zone Div: | Uncompensated |  | Reactive Power |  |  | MVAr
PF
| 0 | Compensated |  | Load (LV side) |  |  | Amps
|  |  |  | Apparent Power |  |  | MVA
|  |  |  | Real Power |  |  | MW
|  |  |  | Reactive Power |  |  | MVAr
|  |  |  | Capacitors In Service |  |  | MVAr
PF
| Zone Div: | Uncompensated |  | Reactive Power |  |  | MVAr
PF
| 0 | Compensated |  | Load (LV side) |  |  | Amps
|  |  |  | Apparent Power |  |  | MVA
|  |  |  | Real Power |  |  | MW
|  |  |  | Reactive Power |  |  | MVAr
|  |  |  | Capacitors In Service |  |  | MVAr
PF
| Zone Div: | Uncompensated |  | Reactive Power |  |  | MVAr
PF
| 0 | Compensated |  | Load (LV side) |  |  | Amps
|  |  |  | Apparent Power |  |  | MVA
|  |  |  | Real Power |  |  | MW
|  |  |  | Reactive Power |  |  | MVAr
|  |  |  | Capacitors In Service |  |  | MVAr
PF
| Zone Div: | Uncompensated |  | Reactive Power |  |  | MVAr
PF
| 0 | Compensated |  | Load (LV side) |  |  | Amps
|  |  |  | Apparent Power |  |  | MVA
|  |  |  | Real Power |  |  | MW
|  |  |  | Reactive Power |  |  | MVAr
|  |  |  | Capacitors In Service |  |  | MVAr
PF
| Zone Div: | Uncompensated |  | Reactive Power |  |  | MVAr
PF
| 0 | Compensated |  | Load (LV side) |  |  | Amps
|  |  |  | Apparent Power |  |  | MVA
|  |  |  | Real Power |  |  | MW
|  |  |  | Reactive Power |  |  | MVAr
|  |  |  | Capacitors In Service |  |  | MVAr
PF
| Zone Div: | Uncompensated |  | Reactive Power |  |  | MVAr
PF
| 0 | Compensated |  | Load (LV side) |  |  | Amps
|  |  |  | Apparent Power |  |  | MVA
|  |  |  | Real Power |  |  | MW
|  |  |  | Reactive Power |  |  | MVAr
|  |  |  | Capacitors In Service |  |  | MVAr
PF
| Zone Div: | Uncompensated |  | Reactive Power |  |  | MVAr
PF
| 0 | Compensated |  | Load (LV side) |  |  | Amps
|  |  |  | Apparent Power |  |  | MVA
|  |  |  | Real Power |  |  | MW
|  |  |  | Reactive Power |  |  | MVAr
|  |  |  | Capacitors In Service |  |  | MVAr
PF
| Zone Div: | Uncompensated |  | Reactive Power |  |  | MVAr
PF

## Branxton 66_11kV
| Branxton 66_11kV | [16 empty] | 2015 | SUMMER
| Substation Total Loads | [33 empty] | Spots & Transfers Detail
| Historical Loads | (11kV MVA) | [7 empty] | Weather Corrected Forecast Loads |  |  |  | (11kV MVA) | [20 empty] | Spots & Transfers Summary | (11kV MVA) |  | Historical Spots & Transfers | [6 empty] | Forecast Spots & Transfers
|  | 07/08 | 08/09 | 09/10 | 10/11 | 11/12 | 12/13 | 13/14 |  | 14/15 | 15/16 | 16/17 | 17/18 | 18/19 | 19/20 | 20/21 | 21/22 | 22/23 | 23/24 | 24/25 | 25/26 | 26/27 | 27/28 | 28/29 | 29/30 | 30/31 | 31/32 | 32/33 | 33/34 | 34/35 | 35/36 | 36/37 | 37/38 | 38/39 |  |  |  | 07/08 | 08/09 | 09/10 | 10/11 | 11/12 | 12/13 | 13/14 | 14/15 | 15/16 | 16/17 | 17/18 | 18/19 | 19/20 | 20/21 | 21/22 | 22/23 | 23/24 | 24/25 | 25/26 | 26/27 | 27/28 | 28/29 | 29/30 | 30/31 | 31/32 | 32/33 | 33/34 | 34/35 | 35/36 | 36/37 | 37/38 | 38/39
| Total | 8.2 | 12.052 | 12.7 | 13.638 | 9.64 | 13.485 | 11.52 |  | 9.554 | 9.3762 | 9.31 | 9.2891 | 9.3151 | 9.3733 | 9.4959 | 9.6228 | 9.7331 | 9.8561 | 9.9732 | 10.1109 | 10.2514 | 10.4016 | 10.5594 | 10.7178 | 10.8781 | 11.0424 | 11.2106 | 11.3829 | 11.5593 | 11.7398 | 11.9246 | 12.1136 | 12.3069 |  |  | Total | 0 | 0 | 0 | -0.02439 | -0.03507 | 0.38275 | 0.29459 | -4.2485 | -0.063155 | 0.0087051 | 0.016364 | 0.025969 | 0.058194 | 0.1226 | 0.12686 | 0.11037 | 0.12293 | 0.11713 | 0.13771 | 0.1405 | 0.15019 | 0.15783 | 0.15839 | 0.16033 | 0.16425 | 0.16824 | 0.17228 | 0.17637 | 0.18053 | 0.18474 | 0.18902 | 0.19335
| Firm Rating | 0 | 0 | 15.07 | 15.07 | 15.07 | 15.07 | 15.07 |  | 15.07 | 15.07 | 15.07 | 15.07 | 15.07 | 15.07 | 15.07 | 15.07 | 15.07 | 15.07 | 15.07 | 15.07 | 15.07 | 15.07 | 15.07 | 15.07 | 15.07 | 15.07 | 15.07 | 15.07 | 15.07 | 15.07 | 15.07 | 15.07 | 15.07
| Total Capacity | 0 | 0 | 28.88 | 28.88 | 28.88 | 28.88 | 28.88 |  | 28.88 | 28.88 | 28.88 | 28.88 | 28.88 | 28.88 | 28.88 | 28.88 | 28.88 | 28.88 | 28.88 | 28.88 | 28.88 | 28.88 | 28.88 | 28.88 | 28.88 | 28.88 | 28.88 | 28.88 | 28.88 | 28.88 | 28.88 | 28.88 | 28.88 |  |  | Branxton 66_11kV Tx1 | 0 | 0 | 0 | -0.012195 | -0.017535 | 0.19138 | 0.1473 | -2.1243 | -0.031577 | 0.0043526 | 0.0081821 | 0.012984 | 0.029097 | 0.061302 | 0.063431 | 0.055187 | 0.061464 | 0.058565 | 0.068856 | 0.070252 | 0.075097 | 0.078916 | 0.079196 | 0.080163 | 0.082126 | 0.084118 | 0.086138 | 0.088186 | 0.090264 | 0.092372 | 0.094509 | 0.096677
|  | -7 | -6 | -5 | -4 | -3 | -2 | -1 |  | 0 | 1 | 2 | 3 | 4 | 5 | 6 | 7 | 8 | 9 | 10 | 11 | 12 | 13 | 14 | 15 | 16 | 17 | 18 | 19 | 20 | 21 | 22 | 23 | 24 |  |  | Branxton 66_11kV Tx2 | 0 | 0 | 0 | -0.012195 | -0.017535 | 0.19138 | 0.1473 | -2.1243 | -0.031577 | 0.0043526 | 0.0081821 | 0.012984 | 0.029097 | 0.061302 | 0.063431 | 0.055187 | 0.061464 | 0.058565 | 0.068856 | 0.070252 | 0.075097 | 0.078916 | 0.079196 | 0.080163 | 0.082126 | 0.084118 | 0.086138 | 0.088186 | 0.090264 | 0.092372 | 0.094509 | 0.096677
| Transformer Loads | [36 empty] | 0 | 0 | 0 | 0 | 0 | 0 | 0 | 0 | 0 | 0 | 0 | 0 | 0 | 0 | 0 | 0 | 0 | 0 | 0 | 0 | 0 | 0 | 0 | 0 | 0 | 0 | 0 | 0 | 0 | 0 | 0 | 0
| Historical Loads | (11kV MVA) | [7 empty] | 0: Weather Corrected Forecast Loads; 4: (11kV MVA) |  |  |  | 0 | 0 | 0 | 0 | 0 | 0 | 0 | 0 | 0 | 0 | 0 | 0 | 0 | 0 | 0 | 0 | 0 | 0 | 0 | 0 | 0 | 0 | 0 | 0 | 0 | 0 | 0 | 0 | 0 | 0 | 0 | 0
|  | 07/08 | 08/09 | 09/10 | 10/11 | 11/12 | 12/13 | 13/14 |  | 14/15 | 15/16 | 16/17 | 17/18 | 18/19 | 19/20 | 20/21 | 21/22 | 22/23 | 23/24 | 24/25 | 25/26 | 26/27 | 27/28 | 28/29 | 29/30 | 30/31 | 31/32 | 32/33 | 33/34 | 34/35 | 35/36 | 36/37 | 37/38 | 38/39 |  |  |  | 0 | 0 | 0 | 0 | 0 | 0 | 0 | 0 | 0 | 0 | 0 | 0 | 0 | 0 | 0 | 0 | 0 | 0 | 0 | 0 | 0 | 0 | 0 | 0 | 0 | 0 | 0 | 0 | 0 | 0 | 0 | 0
| 0 | [36 empty] | 0 | 0 | 0 | 0 | 0 | 0 | 0 | 0 | 0 | 0 | 0 | 0 | 0 | 0 | 0 | 0 | 0 | 0 | 0 | 0 | 0 | 0 | 0 | 0 | 0 | 0 | 0 | 0 | 0 | 0 | 0 | 0
| Diversity Factor: 0 | [36 empty] | 0 | 0 | 0 | 0 | 0 | 0 | 0 | 0 | 0 | 0 | 0 | 0 | 0 | 0 | 0 | 0 | 0 | 0 | 0 | 0 | 0 | 0 | 0 | 0 | 0 | 0 | 0 | 0 | 0 | 0 | 0 | 0
[38 empty] | 0 | 0 | 0 | 0 | 0 | 0 | 0 | 0 | 0 | 0 | 0 | 0 | 0 | 0 | 0 | 0 | 0 | 0 | 0 | 0 | 0 | 0 | 0 | 0 | 0 | 0 | 0 | 0 | 0 | 0 | 0 | 0
[38 empty] | 0 | 0 | 0 | 0 | 0 | 0 | 0 | 0 | 0 | 0 | 0 | 0 | 0 | 0 | 0 | 0 | 0 | 0 | 0 | 0 | 0 | 0 | 0 | 0 | 0 | 0 | 0 | 0 | 0 | 0 | 0 | 0
| 0 | [36 empty] | 0 | 0 | 0 | 0 | 0 | 0 | 0 | 0 | 0 | 0 | 0 | 0 | 0 | 0 | 0 | 0 | 0 | 0 | 0 | 0 | 0 | 0 | 0 | 0 | 0 | 0 | 0 | 0 | 0 | 0 | 0 | 0
Diversity Factor: 0
[38 empty] | Historical Spots & Transfers | [6 empty] | Forecast Spots & Transfers
[35 empty] | Project Name | From | To | 07/08 | 08/09 | 09/10 | 10/11 | 11/12 | 12/13 | 13/14 | 14/15 | 15/16 | 16/17 | 17/18 | 18/19 | 19/20 | 20/21 | 21/22 | 22/23 | 23/24 | 24/25 | 25/26 | 26/27 | 27/28 | 28/29 | 29/30 | 30/31 | 31/32 | 32/33 | 33/34 | 34/35 | 35/36 | 36/37 | 37/38 | 38/39
| 0 | [33 empty] | Broad based demand management |  | Branxton 66_11kV Tx1 | 0 | 0 | 0 | 0 | 0 | 0 | 0 | 0 | -0.02124 | 0 | -0.0091228 | 0 | 0 | 0 | 0 | 0 | 0 | 0 | 0 | 0 | 0 | 0 | 0 | 0 | 0 | 0 | 0 | 0 | 0 | 0 | 0 | 0
| Diversity Factor: 0 | [33 empty] | Broad based demand management |  | Branxton 66_11kV Tx2 | 0 | 0 | 0 | 0 | 0 | 0 | 0 | 0 | -0.02124 | 0 | -0.0091228 | 0 | 0 | 0 | 0 | 0 | 0 | 0 | 0 | 0 | 0 | 0 | 0 | 0 | 0 | 0 | 0 | 0 | 0 | 0 | 0 | 0
[35 empty] | DNP_ID: 6576. Aug Rothbury Fdr 34633 - Tuckers Lane | Branxton 66_11kV Tx1 | Rothbury 132_11kV Tx1 | 0 | 0 | 0 | 0 | 0 | 0 | 0 | 1.6004 | 0 | 0 | 0 | 0 | 0 | 0 | 0 | 0 | 0 | 0 | 0 | 0 | 0 | 0 | 0 | 0 | 0 | 0 | 0 | 0 | 0 | 0 | 0 | 0
[35 empty] | DNP_ID: 6576. Aug Rothbury Fdr 34633 - Tuckers Lane | Branxton 66_11kV Tx2 | Rothbury 132_11kV Tx1 | 0 | 0 | 0 | 0 | 0 | 0 | 0 | 1.6004 | 0 | 0 | 0 | 0 | 0 | 0 | 0 | 0 | 0 | 0 | 0 | 0 | 0 | 0 | 0 | 0 | 0 | 0 | 0 | 0 | 0 | 0 | 0 | 0
| 0 | [33 empty] | HVCON_ID: 2000013. Greta Rail facility |  | Branxton 66_11kV Tx1 | 0 | 0 | 0 | 0 | 0 | 0.21434 | 0 | 0 | 0 | 0 | 0 | 0 | 0 | 0 | 0 | 0 | 0 | 0 | 0 | 0 | 0 | 0 | 0 | 0 | 0 | 0 | 0 | 0 | 0 | 0 | 0 | 0
| Diversity Factor: 0 | [33 empty] | HVCON_ID: 2000013. Greta Rail facility |  | Branxton 66_11kV Tx2 | 0 | 0 | 0 | 0 | 0 | 0.21434 | 0 | 0 | 0 | 0 | 0 | 0 | 0 | 0 | 0 | 0 | 0 | 0 | 0 | 0 | 0 | 0 | 0 | 0 | 0 | 0 | 0 | 0 | 0 | 0 | 0 | 0
[35 empty] | HVCON_ID: 2000013. Greta Rail facility | Branxton 66_11kV Tx1 | Rothbury 132_11kV Tx1 | 0 | 0 | 0 | 0 | 0 | 0 | 0.23816 | 0 | 0 | 0 | 0 | 0 | 0 | 0 | 0 | 0 | 0 | 0 | 0 | 0 | 0 | 0 | 0 | 0 | 0 | 0 | 0 | 0 | 0 | 0 | 0 | 0
[35 empty] | HVCON_ID: 2000013. Greta Rail facility | Branxton 66_11kV Tx2 | Rothbury 132_11kV Tx1 | 0 | 0 | 0 | 0 | 0 | 0 | 0.23816 | 0 | 0 | 0 | 0 | 0 | 0 | 0 | 0 | 0 | 0 | 0 | 0 | 0 | 0 | 0 | 0 | 0 | 0 | 0 | 0 | 0 | 0 | 0 | 0 | 0
| 0 | [33 empty] | HVCON_ID: 2000014. Greta Rail facility |  | Branxton 66_11kV Tx1 | 0 | 0 | 0 | 0 | 0 | 0 | 0.38581 | 0.10479 | 0 | 0 | 0 | 0 | 0 | 0 | 0 | 0 | 0 | 0 | 0 | 0 | 0 | 0 | 0 | 0 | 0 | 0 | 0 | 0 | 0 | 0 | 0 | 0
| Diversity Factor: 0 | [33 empty] | HVCON_ID: 2000014. Greta Rail facility |  | Branxton 66_11kV Tx2 | 0 | 0 | 0 | 0 | 0 | 0 | 0.38581 | 0.10479 | 0 | 0 | 0 | 0 | 0 | 0 | 0 | 0 | 0 | 0 | 0 | 0 | 0 | 0 | 0 | 0 | 0 | 0 | 0 | 0 | 0 | 0 | 0 | 0
[35 empty] | HVCON_ID: 2000014. Greta Rail facility | Branxton 66_11kV Tx1 | Rothbury 132_11kV Tx2 | 0 | 0 | 0 | 0 | 0 | 0 | 0 | 0.61921 | 0 | 0 | 0 | 0 | 0 | 0 | 0 | 0 | 0 | 0 | 0 | 0 | 0 | 0 | 0 | 0 | 0 | 0 | 0 | 0 | 0 | 0 | 0 | 0
[35 empty] | HVCON_ID: 2000014. Greta Rail facility | Branxton 66_11kV Tx2 | Rothbury 132_11kV Tx2 | 0 | 0 | 0 | 0 | 0 | 0 | 0 | 0.61921 | 0 | 0 | 0 | 0 | 0 | 0 | 0 | 0 | 0 | 0 | 0 | 0 | 0 | 0 | 0 | 0 | 0 | 0 | 0 | 0 | 0 | 0 | 0 | 0
| 0 | [33 empty] | HVCON_ID: 2000105. HP261-09 Whittingham. Project on hold until further information received from Contestability. AH 1-5-13. |  | Branxton 66_11kV Tx1 | 0 | 0 | 0 | 0 | 0 | 0 | 0 | 0 | 0 | 0 | 0 | 0 | 0 | 0 | 0 | 0 | 0 | 0 | 0 | 0 | 0 | 0 | 0 | 0 | 0 | 0 | 0 | 0 | 0 | 0 | 0 | 0
| Diversity Factor: 0 | [33 empty] | HVCON_ID: 2000105. HP261-09 Whittingham. Project on hold until further information received from Contestability. AH 1-5-13. |  | Branxton 66_11kV Tx2 | 0 | 0 | 0 | 0 | 0 | 0 | 0 | 0 | 0 | 0 | 0 | 0 | 0 | 0 | 0 | 0 | 0 | 0 | 0 | 0 | 0 | 0 | 0 | 0 | 0 | 0 | 0 | 0 | 0 | 0 | 0 | 0
[35 empty] | Econometric |  | Branxton 66_11kV Tx1 | 0 | 0 | 0 | 0 | 0 | 0 | 0 | 0 | 0 | 0.037998 | 0.067746 | 0.086518 | 0.10902 | 0.11806 | 0.11399 | 0.10975 | 0.1115 | 0.11328 | 0.11508 | 0.11691 | 0.11877 | 0.12065 | 0.12256 | 0.12449 | 0.12646 | 0.12845 | 0.13047 | 0.13252 | 0.1346 | 0.1367 | 0.13884 | 0.14101
[35 empty] | Econometric |  | Branxton 66_11kV Tx2 | 0 | 0 | 0 | 0 | 0 | 0 | 0 | 0 | 0 | 0.037998 | 0.067746 | 0.086518 | 0.10902 | 0.11806 | 0.11399 | 0.10975 | 0.1115 | 0.11328 | 0.11508 | 0.11691 | 0.11877 | 0.12065 | 0.12256 | 0.12449 | 0.12646 | 0.12845 | 0.13047 | 0.13252 | 0.1346 | 0.1367 | 0.13884 | 0.14101
| 0 | [33 empty] | Energy Efficiency |  | Branxton 66_11kV Tx1 | 0 | 0 | 0 | 0 | 0 | 0 | 0 | -0.0013895 | -0.0013184 | -0.023459 | -0.039264 | -0.061572 | -0.067325 | -0.043562 | -0.037802 | -0.041604 | -0.040124 | -0.042837 | -0.03435 | -0.034782 | -0.031792 | -0.029855 | -0.031483 | -0.032452 | -0.032452 | -0.032452 | -0.032452 | -0.032452 | -0.032452 | -0.032452 | -0.032452 | -0.032452
| Diversity Factor: 0 | [33 empty] | Energy Efficiency |  | Branxton 66_11kV Tx2 | 0 | 0 | 0 | 0 | 0 | 0 | 0 | -0.0013895 | -0.0013184 | -0.023459 | -0.039264 | -0.061572 | -0.067325 | -0.043562 | -0.037802 | -0.041604 | -0.040124 | -0.042837 | -0.03435 | -0.034782 | -0.031792 | -0.029855 | -0.031483 | -0.032452 | -0.032452 | -0.032452 | -0.032452 | -0.032452 | -0.032452 | -0.032452 | -0.032452 | -0.032452
[35 empty] | Solar PV |  | Branxton 66_11kV Tx1 | 0 | 0 | 0 | -0.012195 | -0.017535 | -0.022965 | -0.00036 | -0.0080408 | -0.009019 | -0.010186 | -0.011177 | -0.011962 | -0.012602 | -0.013194 | -0.012759 | -0.012961 | -0.0099174 | -0.011879 | -0.011879 | -0.011879 | -0.011879 | -0.011879 | -0.011879 | -0.011879 | -0.011879 | -0.011879 | -0.011879 | -0.011879 | -0.011879 | -0.011879 | -0.011879 | -0.011879
[35 empty] | Solar PV |  | Branxton 66_11kV Tx2 | 0 | 0 | 0 | -0.012195 | -0.017535 | -0.022965 | -0.00036 | -0.0080408 | -0.009019 | -0.010186 | -0.011177 | -0.011962 | -0.012602 | -0.013194 | -0.012759 | -0.012961 | -0.0099174 | -0.011879 | -0.011879 | -0.011879 | -0.011879 | -0.011879 | -0.011879 | -0.011879 | -0.011879 | -0.011879 | -0.011879 | -0.011879 | -0.011879 | -0.011879 | -0.011879 | -0.011879
0
Diversity Factor: 0
0
Diversity Factor: 0
0
Diversity Factor: 0
| Weather Correction and Public Holiday Factors | [8 empty] | Forecast ROG
ROG Justification
| Actual loads for season 13/14 have been weather corrected by the following: | [6 empty] | 20.1% |  | 7 year ROG ok | [59 empty] | 7 year ROG ok
1 | 2 | 3 | 4 | 5 | 6 | 7 | 8 | 9 | 10 | 14/15 | 15/16 | 16/17 | 17/18 | 18/19 | 19/20 | 20/21 | 21/22 | 22/23 | 23/24 | 24/25 | 25/26 | 26/27 | 27/28 | 28/29 | 29/30 | 30/31 | 31/32 | 32/33 | 33/34 | 34/35 | 35/36 | 36/37 | 37/38 | 38/39
0.98801 | 0.97616 | 0.96836 | 0.9645 | 0.9645 | 0.9645 | 0.9645 | 0.9645 | 0.9645 | 0.9645 | -1.199% | -1.199% | -0.799% | -0.399% | 0% | 0% | 0% | 0% | 0% | 0% | 0% | 0% | 0% | 0% | 0% | 0% | 0% | 0% | 0% | 0% | 0% | 0% | 0% | 0% | 0%
Substation Load Detail
[7 empty] | Units | 13/14 |  | 14/15 | 15/16 | 16/17 | 17/18 | 18/19 | 19/20 | 20/21 | 21/22 | 22/23 | 23/24 | 24/25 | 25/26 | 26/27 | 27/28 | 28/29 | 29/30 | 30/31 | 31/32 | 32/33 | 33/34 | 34/35 | 35/36 | 36/37 | 37/38 | 38/39
1 | Branxton 66_11kV | Compensated |  | Load (LV side) |  |  | Amps | 0 |  | 501.4523 | 492.1244 | 488.6472 | 487.5529 | 488.9159 | 491.9703 | 498.4053 | 505.0639 | 510.857 | 517.309 | 523.4568 | 530.6848 | 538.0594 | 545.9425 | 554.2266 | 562.54 | 570.9549 | 579.5759 | 588.406 | 597.4481 | 606.7053 | 616.1805 | 625.8771 | 635.798 | 645.9464
|  |  |  | Apparent Power |  |  | MVA | 11.52 | 13.97 | 9.554 | 9.3762 | 9.31 | 9.2891 | 9.3151 | 9.3733 | 9.4959 | 9.6228 | 9.7331 | 9.8561 | 9.9732 | 10.1109 | 10.2514 | 10.4016 | 10.5594 | 10.7178 | 10.8781 | 11.0424 | 11.2106 | 11.3829 | 11.5593 | 11.7398 | 11.9246 | 12.1136 | 12.3069
|  |  |  | Real Power |  |  | MW | 11.1974 | 13.5788 | 9.2864 | 9.1137 | 9.0493 | 9.029 | 9.0543 | 9.1108 | 9.23 | 9.3533 | 9.4606 | 9.5801 | 9.6939 | 9.8278 | 9.9644 | 10.1104 | 10.2638 | 10.4177 | 10.5736 | 10.7332 | 10.8967 | 11.0642 | 11.2356 | 11.4111 | 11.5907 | 11.7744 | 11.9623
|  |  |  | Reactive Power |  |  | MVAr | 0 |  | 2.245 | 2.2032 | 2.1877 | 2.1828 | 2.1889 | 2.2025 | 2.2314 | 2.2612 | 2.2871 | 2.316 | 2.3435 | 2.3759 | 2.4089 | 2.4442 | 2.4813 | 2.5185 | 2.5562 | 2.5948 | 2.6343 | 2.6748 | 2.7162 | 2.7586 | 2.802 | 2.8465 | 2.8919
|  |  |  | Capacitors In Service |  |  | MVAr | 0 |  | 0 | 0 | 0 | 0 | 0 | 0 | 0 | 0 | 0 | 0 | 0 | 0 | 0 | 0 | 0 | 0 | 0 | 0 | 0 | 0 | 0 | 0 | 0 | 0 | 0
|  |  |  | PF |  |  |  | 0.972 |  | 0.972 | 0.972 | 0.972 | 0.972 | 0.972 | 0.972 | 0.972 | 0.972 | 0.972 | 0.972 | 0.972 | 0.972 | 0.972 | 0.972 | 0.972 | 0.972 | 0.972 | 0.972 | 0.972 | 0.972 | 0.972 | 0.972 | 0.972 | 0.972 | 0.972
0.77439 | Diversity Factor: 0.77 | Uncompensated |  | Reactive Power |  |  | MVAr | 0 | 3.2827 | 2.245 | 2.2032 | 2.1877 | 2.1828 | 2.1889 | 2.2025 | 2.2314 | 2.2612 | 2.2871 | 2.316 | 2.3435 | 2.3759 | 2.4089 | 2.4442 | 2.4813 | 2.5185 | 2.5562 | 2.5948 | 2.6343 | 2.6748 | 2.7162 | 2.7586 | 2.802 | 2.8465 | 2.8919
|  |  |  | PF |  |  |  | 0.972 |  | 0.972 | 0.972 | 0.972 | 0.972 | 0.972 | 0.972 | 0.972 | 0.972 | 0.972 | 0.972 | 0.972 | 0.972 | 0.972 | 0.972 | 0.972 | 0.972 | 0.972 | 0.972 | 0.972 | 0.972 | 0.972 | 0.972 | 0.972 | 0.972 | 0.972
[10 empty] | 1 | 2 | 3 | 4 | 5 | 6 | 7 | 8 | 9 | 10 | 11 | 12 | 13 | 14 | 15 | 16 | 17 | 18 | 19 | 20 | 21 | 22 | 23 | 24 | 25
Transformer Load Detail
[7 empty] | Units | 13/14 |  | 14/15 | 15/16 | 16/17 | 17/18 | 18/19 | 19/20 | 20/21 | 21/22 | 22/23 | 23/24 | 24/25 | 25/26 | 26/27 | 27/28 | 28/29 | 29/30 | 30/31 | 31/32 | 32/33 | 33/34 | 34/35 | 35/36 | 36/37 | 37/38 | 38/39
| 0 | Compensated |  | Load (LV side) |  |  | Amps
|  |  |  | Apparent Power |  |  | MVA
|  |  |  | Real Power |  |  | MW
|  |  |  | Reactive Power |  |  | MVAr
|  |  |  | Capacitors In Service |  |  | MVAr
PF
| Zone Div: | Uncompensated |  | Reactive Power |  |  | MVAr
PF
| 0 | Compensated |  | Load (LV side) |  |  | Amps
|  |  |  | Apparent Power |  |  | MVA
|  |  |  | Real Power |  |  | MW
|  |  |  | Reactive Power |  |  | MVAr
|  |  |  | Capacitors In Service |  |  | MVAr
PF
| Zone Div: | Uncompensated |  | Reactive Power |  |  | MVAr
PF
| 0 | Compensated |  | Load (LV side) |  |  | Amps
|  |  |  | Apparent Power |  |  | MVA
|  |  |  | Real Power |  |  | MW
|  |  |  | Reactive Power |  |  | MVAr
|  |  |  | Capacitors In Service |  |  | MVAr
PF
| Zone Div: | Uncompensated |  | Reactive Power |  |  | MVAr
PF
| 0 | Compensated |  | Load (LV side) |  |  | Amps
|  |  |  | Apparent Power |  |  | MVA
|  |  |  | Real Power |  |  | MW
|  |  |  | Reactive Power |  |  | MVAr
|  |  |  | Capacitors In Service |  |  | MVAr
PF
| Zone Div: | Uncompensated |  | Reactive Power |  |  | MVAr
PF
| 0 | Compensated |  | Load (LV side) |  |  | Amps
|  |  |  | Apparent Power |  |  | MVA
|  |  |  | Real Power |  |  | MW
|  |  |  | Reactive Power |  |  | MVAr
|  |  |  | Capacitors In Service |  |  | MVAr
PF
| Zone Div: | Uncompensated |  | Reactive Power |  |  | MVAr
PF
| 0 | Compensated |  | Load (LV side) |  |  | Amps
|  |  |  | Apparent Power |  |  | MVA
|  |  |  | Real Power |  |  | MW
|  |  |  | Reactive Power |  |  | MVAr
|  |  |  | Capacitors In Service |  |  | MVAr
PF
| Zone Div: | Uncompensated |  | Reactive Power |  |  | MVAr
PF
| 0 | Compensated |  | Load (LV side) |  |  | Amps
|  |  |  | Apparent Power |  |  | MVA
|  |  |  | Real Power |  |  | MW
|  |  |  | Reactive Power |  |  | MVAr
|  |  |  | Capacitors In Service |  |  | MVAr
PF
| Zone Div: | Uncompensated |  | Reactive Power |  |  | MVAr
PF
| 0 | Compensated |  | Load (LV side) |  |  | Amps
|  |  |  | Apparent Power |  |  | MVA
|  |  |  | Real Power |  |  | MW
|  |  |  | Reactive Power |  |  | MVAr
|  |  |  | Capacitors In Service |  |  | MVAr
PF
| Zone Div: | Uncompensated |  | Reactive Power |  |  | MVAr
PF
| 0 | Compensated |  | Load (LV side) |  |  | Amps
|  |  |  | Apparent Power |  |  | MVA
|  |  |  | Real Power |  |  | MW
|  |  |  | Reactive Power |  |  | MVAr
|  |  |  | Capacitors In Service |  |  | MVAr
PF
| Zone Div: | Uncompensated |  | Reactive Power |  |  | MVAr
PF
| 0 | Compensated |  | Load (LV side) |  |  | Amps
|  |  |  | Apparent Power |  |  | MVA
|  |  |  | Real Power |  |  | MW
|  |  |  | Reactive Power |  |  | MVAr
|  |  |  | Capacitors In Service |  |  | MVAr
PF
| Zone Div: | Uncompensated |  | Reactive Power |  |  | MVAr
PF

## Customer55
| Customer55 | [16 empty] | 2015 | SUMMER
| Substation Total Loads | [33 empty] | Spots & Transfers Detail
| Historical Loads | MVA | [7 empty] | Weather Corrected Forecast Loads |  |  |  | MVA | [20 empty] | Spots & Transfers Summary | MVA |  | Historical Spots & Transfers | [6 empty] | Forecast Spots & Transfers
|  | 07/08 | 08/09 | 09/10 | 10/11 | 11/12 | 12/13 | 13/14 |  | 14/15 | 15/16 | 16/17 | 17/18 | 18/19 | 19/20 | 20/21 | 21/22 | 22/23 | 23/24 | 24/25 | 25/26 | 26/27 | 27/28 | 28/29 | 29/30 | 30/31 | 31/32 | 32/33 | 33/34 | 34/35 | 35/36 | 36/37 | 37/38 | 38/39 |  |  |  | 07/08 | 08/09 | 09/10 | 10/11 | 11/12 | 12/13 | 13/14 | 14/15 | 15/16 | 16/17 | 17/18 | 18/19 | 19/20 | 20/21 | 21/22 | 22/23 | 23/24 | 24/25 | 25/26 | 26/27 | 27/28 | 28/29 | 29/30 | 30/31 | 31/32 | 32/33 | 33/34 | 34/35 | 35/36 | 36/37 | 37/38 | 38/39
| Total |  |  |  | 37.463 | 21.039 | 32.443 | 33.152 |  | 24.152 | 29.152 | 39.152 | 39.152 | 39.152 | 39.152 | 39.152 | 39.152 | 39.152 | 39.152 | 39.152 | 39.152 | 39.152 | 39.152 | 39.152 | 39.152 | 39.152 | 39.152 | 39.152 | 39.152 | 39.152 | 39.152 | 39.152 | 39.152 | 39.152 |  |  | Total | Forecast Spots & Transfers 14/15: -9; Forecast Spots & Transfers 15/16: 5; Forecast Spots & Transfers 16/17: 10
Firm Rating
| Total Capacity | [36 empty] | 0 | 0 | 0 | 0 | 0 | 0 | 0 | 0 | 0 | 0 | 0 | 0 | 0 | 0 | 0 | 0 | 0 | 0 | 0 | 0 | 0 | 0 | 0 | 0 | 0 | 0 | 0 | 0 | 0 | 0 | 0 | 0
|  | -7 | -6 | -5 | -4 | -3 | -2 | -1 |  | 0 | 1 | 2 | 3 | 4 | 5 | 6 | 7 | 8 | 9 | 10 | 11 | 12 | 13 | 14 | 15 | 16 | 17 | 18 | 19 | 20 | 21 | 22 | 23 | 24 |  |  |  | 0 | 0 | 0 | 0 | 0 | 0 | 0 | 0 | 0 | 0 | 0 | 0 | 0 | 0 | 0 | 0 | 0 | 0 | 0 | 0 | 0 | 0 | 0 | 0 | 0 | 0 | 0 | 0 | 0 | 0 | 0 | 0
| Transformer Loads | [36 empty] | 0 | 0 | 0 | 0 | 0 | 0 | 0 | 0 | 0 | 0 | 0 | 0 | 0 | 0 | 0 | 0 | 0 | 0 | 0 | 0 | 0 | 0 | 0 | 0 | 0 | 0 | 0 | 0 | 0 | 0 | 0 | 0
| Historical Loads | MVA | [7 empty] | Weather Corrected Forecast Loads |  |  |  | MVA | [23 empty] | 0 | 0 | 0 | 0 | 0 | 0 | 0 | 0 | 0 | 0 | 0 | 0 | 0 | 0 | 0 | 0 | 0 | 0 | 0 | 0 | 0 | 0 | 0 | 0 | 0 | 0 | 0 | 0 | 0 | 0 | 0 | 0
|  | 07/08 | 08/09 | 09/10 | 10/11 | 11/12 | 12/13 | 13/14 |  | 14/15 | 15/16 | 16/17 | 17/18 | 18/19 | 19/20 | 20/21 | 21/22 | 22/23 | 23/24 | 24/25 | 25/26 | 26/27 | 27/28 | 28/29 | 29/30 | 30/31 | 31/32 | 32/33 | 33/34 | 34/35 | 35/36 | 36/37 | 37/38 | 38/39 |  |  |  | 0 | 0 | 0 | 0 | 0 | 0 | 0 | 0 | 0 | 0 | 0 | 0 | 0 | 0 | 0 | 0 | 0 | 0 | 0 | 0 | 0 | 0 | 0 | 0 | 0 | 0 | 0 | 0 | 0 | 0 | 0 | 0
| 0 | [36 empty] | 0 | 0 | 0 | 0 | 0 | 0 | 0 | 0 | 0 | 0 | 0 | 0 | 0 | 0 | 0 | 0 | 0 | 0 | 0 | 0 | 0 | 0 | 0 | 0 | 0 | 0 | 0 | 0 | 0 | 0 | 0 | 0
| Diversity Factor: 0 | [36 empty] | 0 | 0 | 0 | 0 | 0 | 0 | 0 | 0 | 0 | 0 | 0 | 0 | 0 | 0 | 0 | 0 | 0 | 0 | 0 | 0 | 0 | 0 | 0 | 0 | 0 | 0 | 0 | 0 | 0 | 0 | 0 | 0
[38 empty] | 0 | 0 | 0 | 0 | 0 | 0 | 0 | 0 | 0 | 0 | 0 | 0 | 0 | 0 | 0 | 0 | 0 | 0 | 0 | 0 | 0 | 0 | 0 | 0 | 0 | 0 | 0 | 0 | 0 | 0 | 0 | 0
[38 empty] | 0 | 0 | 0 | 0 | 0 | 0 | 0 | 0 | 0 | 0 | 0 | 0 | 0 | 0 | 0 | 0 | 0 | 0 | 0 | 0 | 0 | 0 | 0 | 0 | 0 | 0 | 0 | 0 | 0 | 0 | 0 | 0
| 0 | [36 empty] | 0 | 0 | 0 | 0 | 0 | 0 | 0 | 0 | 0 | 0 | 0 | 0 | 0 | 0 | 0 | 0 | 0 | 0 | 0 | 0 | 0 | 0 | 0 | 0 | 0 | 0 | 0 | 0 | 0 | 0 | 0 | 0
Diversity Factor: 0
[38 empty] | Historical Spots & Transfers | [6 empty] | Forecast Spots & Transfers
[35 empty] | Project Name | From | To | 07/08 | 08/09 | 09/10 | 10/11 | 11/12 | 12/13 | 13/14 | 14/15 | 15/16 | 16/17 | 17/18 | 18/19 | 19/20 | 20/21 | 21/22 | 22/23 | 23/24 | 24/25 | 25/26 | 26/27 | 27/28 | 28/29 | 29/30 | 30/31 | 31/32 | 32/33 | 33/34 | 34/35 | 35/36 | 36/37 | 37/38 | 38/39
| 0 | [33 empty] | Major Customer Connection |  | Bulga 66kV | Forecast Spots & Transfers 14/15: -9; Forecast Spots & Transfers 15/16: 5; Forecast Spots & Transfers 16/17: 10
Diversity Factor: 0
0
Diversity Factor: 0
0
Diversity Factor: 0
0
Diversity Factor: 0
0
Diversity Factor: 0
0
Diversity Factor: 0
0
Diversity Factor: 0
0
Diversity Factor: 0
| Weather Correction and Public Holiday Factors | [8 empty] | Forecast ROG
ROG Justification
| Actual loads for season 13/14 have been weather corrected by the following: | [6 empty] | 0% |  | N/A | [59 empty] | N/A
1 | 2 | 3 | 4 | 5 | 6 | 7 | 8 | 9 | 10 | 14/15 | 15/16 | 16/17 | 17/18 | 18/19 | 19/20 | 20/21 | 21/22 | 22/23 | 23/24 | 24/25 | 25/26 | 26/27 | 27/28 | 28/29 | 29/30 | 30/31 | 31/32 | 32/33 | 33/34 | 34/35 | 35/36 | 36/37 | 37/38 | 38/39
1 | 1 | 1 | 1 | 1 | 1 | 1 | 1 | 1 | 1 | 0% | 0% | 0% | 0% | 0% | 0% | 0% | 0% | 0% | 0% | 0% | 0% | 0% | 0% | 0% | 0% | 0% | 0% | 0% | 0% | 0% | 0% | 0% | 0% | 0%
Substation Load Detail
[7 empty] | Units | 13/14 |  | 14/15 | 15/16 | 16/17 | 17/18 | 18/19 | 19/20 | 20/21 | 21/22 | 22/23 | 23/24 | 24/25 | 25/26 | 26/27 | 27/28 | 28/29 | 29/30 | 30/31 | 31/32 | 32/33 | 33/34 | 34/35 | 35/36 | 36/37 | 37/38 | 38/39
1 | Customer55 | Compensated |  | Load (LV side) |  |  | Amps | 290 |  | 211 | 255 | 342 | 342 | 342 | 342 | 342 | 342 | 342 | 342 | 342 | 342 | 342 | 342 | 342 | 342 | 342 | 342 | 342 | 342 | 342 | 342 | 342 | 342 | 342
|  |  |  | Apparent Power |  |  | MVA | 33.152 |  | 24.152 | 29.152 | 39.152 | 39.152 | 39.152 | 39.152 | 39.152 | 39.152 | 39.152 | 39.152 | 39.152 | 39.152 | 39.152 | 39.152 | 39.152 | 39.152 | 39.152 | 39.152 | 39.152 | 39.152 | 39.152 | 39.152 | 39.152 | 39.152 | 39.152
|  |  |  | Real Power |  |  | MW | 29.8368 |  | 21.7368 | 26.2368 | 35.2368 | 35.2368 | 35.2368 | 35.2368 | 35.2368 | 35.2368 | 35.2368 | 35.2368 | 35.2368 | 35.2368 | 35.2368 | 35.2368 | 35.2368 | 35.2368 | 35.2368 | 35.2368 | 35.2368 | 35.2368 | 35.2368 | 35.2368 | 35.2368 | 35.2368 | 35.2368
|  |  |  | Reactive Power |  |  | MVAr | 14.4506 |  | 10.5276 | 12.7071 | 17.066 | 17.066 | 17.066 | 17.066 | 17.066 | 17.066 | 17.066 | 17.066 | 17.066 | 17.066 | 17.066 | 17.066 | 17.066 | 17.066 | 17.066 | 17.066 | 17.066 | 17.066 | 17.066 | 17.066 | 17.066 | 17.066 | 17.066
|  |  |  | Capacitors In Service |  |  | MVAr | 0 |  | 0 | 0 | 0 | 0 | 0 | 0 | 0 | 0 | 0 | 0 | 0 | 0 | 0 | 0 | 0 | 0 | 0 | 0 | 0 | 0 | 0 | 0 | 0 | 0 | 0
|  |  |  | PF |  |  |  | 0.9 |  | 0.9 | 0.9 | 0.9 | 0.9 | 0.9 | 0.9 | 0.9 | 0.9 | 0.9 | 0.9 | 0.9 | 0.9 | 0.9 | 0.9 | 0.9 | 0.9 | 0.9 | 0.9 | 0.9 | 0.9 | 0.9 | 0.9 | 0.9 | 0.9 | 0.9
0.73933 | Diversity Factor: 0.74 | Uncompensated |  | Reactive Power |  |  | MVAr | 14.4506 |  | 10.5276 | 12.7071 | 17.066 | 17.066 | 17.066 | 17.066 | 17.066 | 17.066 | 17.066 | 17.066 | 17.066 | 17.066 | 17.066 | 17.066 | 17.066 | 17.066 | 17.066 | 17.066 | 17.066 | 17.066 | 17.066 | 17.066 | 17.066 | 17.066 | 17.066
|  |  |  | PF |  |  |  | 0.9 |  | 0.9 | 0.9 | 0.9 | 0.9 | 0.9 | 0.9 | 0.9 | 0.9 | 0.9 | 0.9 | 0.9 | 0.9 | 0.9 | 0.9 | 0.9 | 0.9 | 0.9 | 0.9 | 0.9 | 0.9 | 0.9 | 0.9 | 0.9 | 0.9 | 0.9
[10 empty] | 1 | 2 | 3 | 4 | 5 | 6 | 7 | 8 | 9 | 10 | 11 | 12 | 13 | 14 | 15 | 16 | 17 | 18 | 19 | 20 | 21 | 22 | 23 | 24 | 25
Transformer Load Detail
[7 empty] | Units | 13/14 |  | 14/15 | 15/16 | 16/17 | 17/18 | 18/19 | 19/20 | 20/21 | 21/22 | 22/23 | 23/24 | 24/25 | 25/26 | 26/27 | 27/28 | 28/29 | 29/30 | 30/31 | 31/32 | 32/33 | 33/34 | 34/35 | 35/36 | 36/37 | 37/38 | 38/39
| 0 | Compensated |  | Load (LV side) |  |  | Amps
|  |  |  | Apparent Power |  |  | MVA
|  |  |  | Real Power |  |  | MW
|  |  |  | Reactive Power |  |  | MVAr
|  |  |  | Capacitors In Service |  |  | MVAr
PF
| Zone Div: | Uncompensated |  | Reactive Power |  |  | MVAr
PF
| 0 | Compensated |  | Load (LV side) |  |  | Amps
|  |  |  | Apparent Power |  |  | MVA
|  |  |  | Real Power |  |  | MW
|  |  |  | Reactive Power |  |  | MVAr
|  |  |  | Capacitors In Service |  |  | MVAr
PF
| Zone Div: | Uncompensated |  | Reactive Power |  |  | MVAr
PF
| 0 | Compensated |  | Load (LV side) |  |  | Amps
|  |  |  | Apparent Power |  |  | MVA
|  |  |  | Real Power |  |  | MW
|  |  |  | Reactive Power |  |  | MVAr
|  |  |  | Capacitors In Service |  |  | MVAr
PF
| Zone Div: | Uncompensated |  | Reactive Power |  |  | MVAr
PF
| 0 | Compensated |  | Load (LV side) |  |  | Amps
|  |  |  | Apparent Power |  |  | MVA
|  |  |  | Real Power |  |  | MW
|  |  |  | Reactive Power |  |  | MVAr
|  |  |  | Capacitors In Service |  |  | MVAr
PF
| Zone Div: | Uncompensated |  | Reactive Power |  |  | MVAr
PF
| 0 | Compensated |  | Load (LV side) |  |  | Amps
|  |  |  | Apparent Power |  |  | MVA
|  |  |  | Real Power |  |  | MW
|  |  |  | Reactive Power |  |  | MVAr
|  |  |  | Capacitors In Service |  |  | MVAr
PF
| Zone Div: | Uncompensated |  | Reactive Power |  |  | MVAr
PF
| 0 | Compensated |  | Load (LV side) |  |  | Amps
|  |  |  | Apparent Power |  |  | MVA
|  |  |  | Real Power |  |  | MW
|  |  |  | Reactive Power |  |  | MVAr
|  |  |  | Capacitors In Service |  |  | MVAr
PF
| Zone Div: | Uncompensated |  | Reactive Power |  |  | MVAr
PF
| 0 | Compensated |  | Load (LV side) |  |  | Amps
|  |  |  | Apparent Power |  |  | MVA
|  |  |  | Real Power |  |  | MW
|  |  |  | Reactive Power |  |  | MVAr
|  |  |  | Capacitors In Service |  |  | MVAr
PF
| Zone Div: | Uncompensated |  | Reactive Power |  |  | MVAr
PF
| 0 | Compensated |  | Load (LV side) |  |  | Amps
|  |  |  | Apparent Power |  |  | MVA
|  |  |  | Real Power |  |  | MW
|  |  |  | Reactive Power |  |  | MVAr
|  |  |  | Capacitors In Service |  |  | MVAr
PF
| Zone Div: | Uncompensated |  | Reactive Power |  |  | MVAr
PF
| 0 | Compensated |  | Load (LV side) |  |  | Amps
|  |  |  | Apparent Power |  |  | MVA
|  |  |  | Real Power |  |  | MW
|  |  |  | Reactive Power |  |  | MVAr
|  |  |  | Capacitors In Service |  |  | MVAr
PF
| Zone Div: | Uncompensated |  | Reactive Power |  |  | MVAr
PF
| 0 | Compensated |  | Load (LV side) |  |  | Amps
|  |  |  | Apparent Power |  |  | MVA
|  |  |  | Real Power |  |  | MW
|  |  |  | Reactive Power |  |  | MVAr
|  |  |  | Capacitors In Service |  |  | MVAr
PF
| Zone Div: | Uncompensated |  | Reactive Power |  |  | MVAr
PF

## Customer56
| Customer56 | [16 empty] | 2015 | SUMMER
| Substation Total Loads | [33 empty] | Spots & Transfers Detail
| Historical Loads | MVA | [7 empty] | Weather Corrected Forecast Loads |  |  |  | MVA | [20 empty] | Spots & Transfers Summary | MVA |  | Historical Spots & Transfers | [6 empty] | Forecast Spots & Transfers
|  | 07/08 | 08/09 | 09/10 | 10/11 | 11/12 | 12/13 | 13/14 |  | 14/15 | 15/16 | 16/17 | 17/18 | 18/19 | 19/20 | 20/21 | 21/22 | 22/23 | 23/24 | 24/25 | 25/26 | 26/27 | 27/28 | 28/29 | 29/30 | 30/31 | 31/32 | 32/33 | 33/34 | 34/35 | 35/36 | 36/37 | 37/38 | 38/39 |  |  |  | 07/08 | 08/09 | 09/10 | 10/11 | 11/12 | 12/13 | 13/14 | 14/15 | 15/16 | 16/17 | 17/18 | 18/19 | 19/20 | 20/21 | 21/22 | 22/23 | 23/24 | 24/25 | 25/26 | 26/27 | 27/28 | 28/29 | 29/30 | 30/31 | 31/32 | 32/33 | 33/34 | 34/35 | 35/36 | 36/37 | 37/38 | 38/39
| Total |  |  |  | 6.924 | 6.096 | 6.54 | 6.696 |  | 6.696 | 6.696 | 6.696 | 6.696 | 6.696 | 6.696 | 6.696 | 6.696 | 6.696 | 6.696 | 6.696 | 6.696 | 6.696 | 6.696 | 6.696 | 6.696 | 6.696 | 6.696 | 6.696 | 6.696 | 6.696 | 6.696 | 6.696 | 6.696 | 6.696 |  |  | Total
Firm Rating
| Total Capacity | [36 empty] | 0 | 0 | 0 | 0 | 0 | 0 | 0 | 0 | 0 | 0 | 0 | 0 | 0 | 0 | 0 | 0 | 0 | 0 | 0 | 0 | 0 | 0 | 0 | 0 | 0 | 0 | 0 | 0 | 0 | 0 | 0 | 0
|  | -7 | -6 | -5 | -4 | -3 | -2 | -1 |  | 0 | 1 | 2 | 3 | 4 | 5 | 6 | 7 | 8 | 9 | 10 | 11 | 12 | 13 | 14 | 15 | 16 | 17 | 18 | 19 | 20 | 21 | 22 | 23 | 24 |  |  |  | 0 | 0 | 0 | 0 | 0 | 0 | 0 | 0 | 0 | 0 | 0 | 0 | 0 | 0 | 0 | 0 | 0 | 0 | 0 | 0 | 0 | 0 | 0 | 0 | 0 | 0 | 0 | 0 | 0 | 0 | 0 | 0
| Transformer Loads | [36 empty] | 0 | 0 | 0 | 0 | 0 | 0 | 0 | 0 | 0 | 0 | 0 | 0 | 0 | 0 | 0 | 0 | 0 | 0 | 0 | 0 | 0 | 0 | 0 | 0 | 0 | 0 | 0 | 0 | 0 | 0 | 0 | 0
| Historical Loads | MVA | [7 empty] | Weather Corrected Forecast Loads |  |  |  | MVA | [23 empty] | 0 | 0 | 0 | 0 | 0 | 0 | 0 | 0 | 0 | 0 | 0 | 0 | 0 | 0 | 0 | 0 | 0 | 0 | 0 | 0 | 0 | 0 | 0 | 0 | 0 | 0 | 0 | 0 | 0 | 0 | 0 | 0
|  | 07/08 | 08/09 | 09/10 | 10/11 | 11/12 | 12/13 | 13/14 |  | 14/15 | 15/16 | 16/17 | 17/18 | 18/19 | 19/20 | 20/21 | 21/22 | 22/23 | 23/24 | 24/25 | 25/26 | 26/27 | 27/28 | 28/29 | 29/30 | 30/31 | 31/32 | 32/33 | 33/34 | 34/35 | 35/36 | 36/37 | 37/38 | 38/39 |  |  |  | 0 | 0 | 0 | 0 | 0 | 0 | 0 | 0 | 0 | 0 | 0 | 0 | 0 | 0 | 0 | 0 | 0 | 0 | 0 | 0 | 0 | 0 | 0 | 0 | 0 | 0 | 0 | 0 | 0 | 0 | 0 | 0
| 0 | [36 empty] | 0 | 0 | 0 | 0 | 0 | 0 | 0 | 0 | 0 | 0 | 0 | 0 | 0 | 0 | 0 | 0 | 0 | 0 | 0 | 0 | 0 | 0 | 0 | 0 | 0 | 0 | 0 | 0 | 0 | 0 | 0 | 0
| Diversity Factor: 0 | [36 empty] | 0 | 0 | 0 | 0 | 0 | 0 | 0 | 0 | 0 | 0 | 0 | 0 | 0 | 0 | 0 | 0 | 0 | 0 | 0 | 0 | 0 | 0 | 0 | 0 | 0 | 0 | 0 | 0 | 0 | 0 | 0 | 0
[38 empty] | 0 | 0 | 0 | 0 | 0 | 0 | 0 | 0 | 0 | 0 | 0 | 0 | 0 | 0 | 0 | 0 | 0 | 0 | 0 | 0 | 0 | 0 | 0 | 0 | 0 | 0 | 0 | 0 | 0 | 0 | 0 | 0
[38 empty] | 0 | 0 | 0 | 0 | 0 | 0 | 0 | 0 | 0 | 0 | 0 | 0 | 0 | 0 | 0 | 0 | 0 | 0 | 0 | 0 | 0 | 0 | 0 | 0 | 0 | 0 | 0 | 0 | 0 | 0 | 0 | 0
| 0 | [36 empty] | 0 | 0 | 0 | 0 | 0 | 0 | 0 | 0 | 0 | 0 | 0 | 0 | 0 | 0 | 0 | 0 | 0 | 0 | 0 | 0 | 0 | 0 | 0 | 0 | 0 | 0 | 0 | 0 | 0 | 0 | 0 | 0
Diversity Factor: 0
[38 empty] | Historical Spots & Transfers | [6 empty] | Forecast Spots & Transfers
[35 empty] | Project Name | From | To | 07/08 | 08/09 | 09/10 | 10/11 | 11/12 | 12/13 | 13/14 | 14/15 | 15/16 | 16/17 | 17/18 | 18/19 | 19/20 | 20/21 | 21/22 | 22/23 | 23/24 | 24/25 | 25/26 | 26/27 | 27/28 | 28/29 | 29/30 | 30/31 | 31/32 | 32/33 | 33/34 | 34/35 | 35/36 | 36/37 | 37/38 | 38/39
0
Diversity Factor: 0
0
Diversity Factor: 0
0
Diversity Factor: 0
0
Diversity Factor: 0
0
Diversity Factor: 0
0
Diversity Factor: 0
0
Diversity Factor: 0
0
Diversity Factor: 0
| Weather Correction and Public Holiday Factors | [8 empty] | Forecast ROG
ROG Justification
| Actual loads for season 13/14 have been weather corrected by the following: | [6 empty] | 0% |  | N/A | [59 empty] | N/A
1 | 2 | 3 | 4 | 5 | 6 | 7 | 8 | 9 | 10 | 14/15 | 15/16 | 16/17 | 17/18 | 18/19 | 19/20 | 20/21 | 21/22 | 22/23 | 23/24 | 24/25 | 25/26 | 26/27 | 27/28 | 28/29 | 29/30 | 30/31 | 31/32 | 32/33 | 33/34 | 34/35 | 35/36 | 36/37 | 37/38 | 38/39
1 | 1 | 1 | 1 | 1 | 1 | 1 | 1 | 1 | 1 | 0% | 0% | 0% | 0% | 0% | 0% | 0% | 0% | 0% | 0% | 0% | 0% | 0% | 0% | 0% | 0% | 0% | 0% | 0% | 0% | 0% | 0% | 0% | 0% | 0%
Substation Load Detail
[7 empty] | Units | 13/14 |  | 14/15 | 15/16 | 16/17 | 17/18 | 18/19 | 19/20 | 20/21 | 21/22 | 22/23 | 23/24 | 24/25 | 25/26 | 26/27 | 27/28 | 28/29 | 29/30 | 30/31 | 31/32 | 32/33 | 33/34 | 34/35 | 35/36 | 36/37 | 37/38 | 38/39
1 | Customer56 | Compensated |  | Load (LV side) |  |  | Amps | 59 |  | 59 | 59 | 59 | 59 | 59 | 59 | 59 | 59 | 59 | 59 | 59 | 59 | 59 | 59 | 59 | 59 | 59 | 59 | 59 | 59 | 59 | 59 | 59 | 59 | 59
|  |  |  | Apparent Power |  |  | MVA | 6.696 |  | 6.696 | 6.696 | 6.696 | 6.696 | 6.696 | 6.696 | 6.696 | 6.696 | 6.696 | 6.696 | 6.696 | 6.696 | 6.696 | 6.696 | 6.696 | 6.696 | 6.696 | 6.696 | 6.696 | 6.696 | 6.696 | 6.696 | 6.696 | 6.696 | 6.696
|  |  |  | Real Power |  |  | MW | 6.0264 |  | 6.0264 | 6.0264 | 6.0264 | 6.0264 | 6.0264 | 6.0264 | 6.0264 | 6.0264 | 6.0264 | 6.0264 | 6.0264 | 6.0264 | 6.0264 | 6.0264 | 6.0264 | 6.0264 | 6.0264 | 6.0264 | 6.0264 | 6.0264 | 6.0264 | 6.0264 | 6.0264 | 6.0264 | 6.0264
|  |  |  | Reactive Power |  |  | MVAr | 2.9187 |  | 2.9187 | 2.9187 | 2.9187 | 2.9187 | 2.9187 | 2.9187 | 2.9187 | 2.9187 | 2.9187 | 2.9187 | 2.9187 | 2.9187 | 2.9187 | 2.9187 | 2.9187 | 2.9187 | 2.9187 | 2.9187 | 2.9187 | 2.9187 | 2.9187 | 2.9187 | 2.9187 | 2.9187 | 2.9187
|  |  |  | Capacitors In Service |  |  | MVAr | 0 |  | 0 | 0 | 0 | 0 | 0 | 0 | 0 | 0 | 0 | 0 | 0 | 0 | 0 | 0 | 0 | 0 | 0 | 0 | 0 | 0 | 0 | 0 | 0 | 0 | 0
|  |  |  | PF |  |  |  | 0.9 |  | 0.9 | 0.9 | 0.9 | 0.9 | 0.9 | 0.9 | 0.9 | 0.9 | 0.9 | 0.9 | 0.9 | 0.9 | 0.9 | 0.9 | 0.9 | 0.9 | 0.9 | 0.9 | 0.9 | 0.9 | 0.9 | 0.9 | 0.9 | 0.9 | 0.9
0.60378 | Diversity Factor: 0.6 | Uncompensated |  | Reactive Power |  |  | MVAr | 2.9187 |  | 2.9187 | 2.9187 | 2.9187 | 2.9187 | 2.9187 | 2.9187 | 2.9187 | 2.9187 | 2.9187 | 2.9187 | 2.9187 | 2.9187 | 2.9187 | 2.9187 | 2.9187 | 2.9187 | 2.9187 | 2.9187 | 2.9187 | 2.9187 | 2.9187 | 2.9187 | 2.9187 | 2.9187 | 2.9187
|  |  |  | PF |  |  |  | 0.9 |  | 0.9 | 0.9 | 0.9 | 0.9 | 0.9 | 0.9 | 0.9 | 0.9 | 0.9 | 0.9 | 0.9 | 0.9 | 0.9 | 0.9 | 0.9 | 0.9 | 0.9 | 0.9 | 0.9 | 0.9 | 0.9 | 0.9 | 0.9 | 0.9 | 0.9
[10 empty] | 1 | 2 | 3 | 4 | 5 | 6 | 7 | 8 | 9 | 10 | 11 | 12 | 13 | 14 | 15 | 16 | 17 | 18 | 19 | 20 | 21 | 22 | 23 | 24 | 25
Transformer Load Detail
[7 empty] | Units | 13/14 |  | 14/15 | 15/16 | 16/17 | 17/18 | 18/19 | 19/20 | 20/21 | 21/22 | 22/23 | 23/24 | 24/25 | 25/26 | 26/27 | 27/28 | 28/29 | 29/30 | 30/31 | 31/32 | 32/33 | 33/34 | 34/35 | 35/36 | 36/37 | 37/38 | 38/39
| 0 | Compensated |  | Load (LV side) |  |  | Amps
|  |  |  | Apparent Power |  |  | MVA
|  |  |  | Real Power |  |  | MW
|  |  |  | Reactive Power |  |  | MVAr
|  |  |  | Capacitors In Service |  |  | MVAr
PF
| Zone Div: | Uncompensated |  | Reactive Power |  |  | MVAr
PF
| 0 | Compensated |  | Load (LV side) |  |  | Amps
|  |  |  | Apparent Power |  |  | MVA
|  |  |  | Real Power |  |  | MW
|  |  |  | Reactive Power |  |  | MVAr
|  |  |  | Capacitors In Service |  |  | MVAr
PF
| Zone Div: | Uncompensated |  | Reactive Power |  |  | MVAr
PF
| 0 | Compensated |  | Load (LV side) |  |  | Amps
|  |  |  | Apparent Power |  |  | MVA
|  |  |  | Real Power |  |  | MW
|  |  |  | Reactive Power |  |  | MVAr
|  |  |  | Capacitors In Service |  |  | MVAr
PF
| Zone Div: | Uncompensated |  | Reactive Power |  |  | MVAr
PF
| 0 | Compensated |  | Load (LV side) |  |  | Amps
|  |  |  | Apparent Power |  |  | MVA
|  |  |  | Real Power |  |  | MW
|  |  |  | Reactive Power |  |  | MVAr
|  |  |  | Capacitors In Service |  |  | MVAr
PF
| Zone Div: | Uncompensated |  | Reactive Power |  |  | MVAr
PF
| 0 | Compensated |  | Load (LV side) |  |  | Amps
|  |  |  | Apparent Power |  |  | MVA
|  |  |  | Real Power |  |  | MW
|  |  |  | Reactive Power |  |  | MVAr
|  |  |  | Capacitors In Service |  |  | MVAr
PF
| Zone Div: | Uncompensated |  | Reactive Power |  |  | MVAr
PF
| 0 | Compensated |  | Load (LV side) |  |  | Amps
|  |  |  | Apparent Power |  |  | MVA
|  |  |  | Real Power |  |  | MW
|  |  |  | Reactive Power |  |  | MVAr
|  |  |  | Capacitors In Service |  |  | MVAr
PF
| Zone Div: | Uncompensated |  | Reactive Power |  |  | MVAr
PF
| 0 | Compensated |  | Load (LV side) |  |  | Amps
|  |  |  | Apparent Power |  |  | MVA
|  |  |  | Real Power |  |  | MW
|  |  |  | Reactive Power |  |  | MVAr
|  |  |  | Capacitors In Service |  |  | MVAr
PF
| Zone Div: | Uncompensated |  | Reactive Power |  |  | MVAr
PF
| 0 | Compensated |  | Load (LV side) |  |  | Amps
|  |  |  | Apparent Power |  |  | MVA
|  |  |  | Real Power |  |  | MW
|  |  |  | Reactive Power |  |  | MVAr
|  |  |  | Capacitors In Service |  |  | MVAr
PF
| Zone Div: | Uncompensated |  | Reactive Power |  |  | MVAr
PF
| 0 | Compensated |  | Load (LV side) |  |  | Amps
|  |  |  | Apparent Power |  |  | MVA
|  |  |  | Real Power |  |  | MW
|  |  |  | Reactive Power |  |  | MVAr
|  |  |  | Capacitors In Service |  |  | MVAr
PF
| Zone Div: | Uncompensated |  | Reactive Power |  |  | MVAr
PF
| 0 | Compensated |  | Load (LV side) |  |  | Amps
|  |  |  | Apparent Power |  |  | MVA
|  |  |  | Real Power |  |  | MW
|  |  |  | Reactive Power |  |  | MVAr
|  |  |  | Capacitors In Service |  |  | MVAr
PF
| Zone Div: | Uncompensated |  | Reactive Power |  |  | MVAr
PF

## Customer57
| Customer57 | [16 empty] | 2015 | SUMMER
| Substation Total Loads | [33 empty] | Spots & Transfers Detail
| Historical Loads | MVA | [7 empty] | Weather Corrected Forecast Loads |  |  |  | MVA | [20 empty] | Spots & Transfers Summary | MVA |  | Historical Spots & Transfers | [6 empty] | Forecast Spots & Transfers
|  | 07/08 | 08/09 | 09/10 | 10/11 | 11/12 | 12/13 | 13/14 |  | 14/15 | 15/16 | 16/17 | 17/18 | 18/19 | 19/20 | 20/21 | 21/22 | 22/23 | 23/24 | 24/25 | 25/26 | 26/27 | 27/28 | 28/29 | 29/30 | 30/31 | 31/32 | 32/33 | 33/34 | 34/35 | 35/36 | 36/37 | 37/38 | 38/39 |  |  |  | 07/08 | 08/09 | 09/10 | 10/11 | 11/12 | 12/13 | 13/14 | 14/15 | 15/16 | 16/17 | 17/18 | 18/19 | 19/20 | 20/21 | 21/22 | 22/23 | 23/24 | 24/25 | 25/26 | 26/27 | 27/28 | 28/29 | 29/30 | 30/31 | 31/32 | 32/33 | 33/34 | 34/35 | 35/36 | 36/37 | 37/38 | 38/39
| Total | [5 empty] | 7.361 | 7.088 |  | 7.088 | 7.088 | 7.088 | 7.088 | 7.088 | 7.088 | 7.088 | 7.088 | 7.088 | 7.088 | 7.088 | 7.088 | 7.088 | 7.088 | 7.088 | 7.088 | 7.088 | 7.088 | 7.088 | 7.088 | 7.088 | 7.088 | 7.088 | 7.088 | 7.088 |  |  | Total
Firm Rating
| Total Capacity | [36 empty] | 0 | 0 | 0 | 0 | 0 | 0 | 0 | 0 | 0 | 0 | 0 | 0 | 0 | 0 | 0 | 0 | 0 | 0 | 0 | 0 | 0 | 0 | 0 | 0 | 0 | 0 | 0 | 0 | 0 | 0 | 0 | 0
|  | -7 | -6 | -5 | -4 | -3 | -2 | -1 |  | 0 | 1 | 2 | 3 | 4 | 5 | 6 | 7 | 8 | 9 | 10 | 11 | 12 | 13 | 14 | 15 | 16 | 17 | 18 | 19 | 20 | 21 | 22 | 23 | 24 |  |  |  | 0 | 0 | 0 | 0 | 0 | 0 | 0 | 0 | 0 | 0 | 0 | 0 | 0 | 0 | 0 | 0 | 0 | 0 | 0 | 0 | 0 | 0 | 0 | 0 | 0 | 0 | 0 | 0 | 0 | 0 | 0 | 0
| Transformer Loads | [36 empty] | 0 | 0 | 0 | 0 | 0 | 0 | 0 | 0 | 0 | 0 | 0 | 0 | 0 | 0 | 0 | 0 | 0 | 0 | 0 | 0 | 0 | 0 | 0 | 0 | 0 | 0 | 0 | 0 | 0 | 0 | 0 | 0
| Historical Loads | MVA | [7 empty] | Weather Corrected Forecast Loads |  |  |  | MVA | [23 empty] | 0 | 0 | 0 | 0 | 0 | 0 | 0 | 0 | 0 | 0 | 0 | 0 | 0 | 0 | 0 | 0 | 0 | 0 | 0 | 0 | 0 | 0 | 0 | 0 | 0 | 0 | 0 | 0 | 0 | 0 | 0 | 0
|  | 07/08 | 08/09 | 09/10 | 10/11 | 11/12 | 12/13 | 13/14 |  | 14/15 | 15/16 | 16/17 | 17/18 | 18/19 | 19/20 | 20/21 | 21/22 | 22/23 | 23/24 | 24/25 | 25/26 | 26/27 | 27/28 | 28/29 | 29/30 | 30/31 | 31/32 | 32/33 | 33/34 | 34/35 | 35/36 | 36/37 | 37/38 | 38/39 |  |  |  | 0 | 0 | 0 | 0 | 0 | 0 | 0 | 0 | 0 | 0 | 0 | 0 | 0 | 0 | 0 | 0 | 0 | 0 | 0 | 0 | 0 | 0 | 0 | 0 | 0 | 0 | 0 | 0 | 0 | 0 | 0 | 0
| 0 | [36 empty] | 0 | 0 | 0 | 0 | 0 | 0 | 0 | 0 | 0 | 0 | 0 | 0 | 0 | 0 | 0 | 0 | 0 | 0 | 0 | 0 | 0 | 0 | 0 | 0 | 0 | 0 | 0 | 0 | 0 | 0 | 0 | 0
| Diversity Factor: 0 | [36 empty] | 0 | 0 | 0 | 0 | 0 | 0 | 0 | 0 | 0 | 0 | 0 | 0 | 0 | 0 | 0 | 0 | 0 | 0 | 0 | 0 | 0 | 0 | 0 | 0 | 0 | 0 | 0 | 0 | 0 | 0 | 0 | 0
[38 empty] | 0 | 0 | 0 | 0 | 0 | 0 | 0 | 0 | 0 | 0 | 0 | 0 | 0 | 0 | 0 | 0 | 0 | 0 | 0 | 0 | 0 | 0 | 0 | 0 | 0 | 0 | 0 | 0 | 0 | 0 | 0 | 0
[38 empty] | 0 | 0 | 0 | 0 | 0 | 0 | 0 | 0 | 0 | 0 | 0 | 0 | 0 | 0 | 0 | 0 | 0 | 0 | 0 | 0 | 0 | 0 | 0 | 0 | 0 | 0 | 0 | 0 | 0 | 0 | 0 | 0
| 0 | [36 empty] | 0 | 0 | 0 | 0 | 0 | 0 | 0 | 0 | 0 | 0 | 0 | 0 | 0 | 0 | 0 | 0 | 0 | 0 | 0 | 0 | 0 | 0 | 0 | 0 | 0 | 0 | 0 | 0 | 0 | 0 | 0 | 0
Diversity Factor: 0
[38 empty] | Historical Spots & Transfers | [6 empty] | Forecast Spots & Transfers
[35 empty] | Project Name | From | To | 07/08 | 08/09 | 09/10 | 10/11 | 11/12 | 12/13 | 13/14 | 14/15 | 15/16 | 16/17 | 17/18 | 18/19 | 19/20 | 20/21 | 21/22 | 22/23 | 23/24 | 24/25 | 25/26 | 26/27 | 27/28 | 28/29 | 29/30 | 30/31 | 31/32 | 32/33 | 33/34 | 34/35 | 35/36 | 36/37 | 37/38 | 38/39
0
Diversity Factor: 0
0
Diversity Factor: 0
0
Diversity Factor: 0
0
Diversity Factor: 0
0
Diversity Factor: 0
0
Diversity Factor: 0
0
Diversity Factor: 0
0
Diversity Factor: 0
| Weather Correction and Public Holiday Factors | [8 empty] | Forecast ROG
ROG Justification
| Actual loads for season 13/14 have been weather corrected by the following: | [6 empty] | 0% |  | N/A | [59 empty] | N/A
1 | 2 | 3 | 4 | 5 | 6 | 7 | 8 | 9 | 10 | 14/15 | 15/16 | 16/17 | 17/18 | 18/19 | 19/20 | 20/21 | 21/22 | 22/23 | 23/24 | 24/25 | 25/26 | 26/27 | 27/28 | 28/29 | 29/30 | 30/31 | 31/32 | 32/33 | 33/34 | 34/35 | 35/36 | 36/37 | 37/38 | 38/39
1 | 1 | 1 | 1 | 1 | 1 | 1 | 1 | 1 | 1 | 0% | 0% | 0% | 0% | 0% | 0% | 0% | 0% | 0% | 0% | 0% | 0% | 0% | 0% | 0% | 0% | 0% | 0% | 0% | 0% | 0% | 0% | 0% | 0% | 0%
Substation Load Detail
[7 empty] | Units | 13/14 |  | 14/15 | 15/16 | 16/17 | 17/18 | 18/19 | 19/20 | 20/21 | 21/22 | 22/23 | 23/24 | 24/25 | 25/26 | 26/27 | 27/28 | 28/29 | 29/30 | 30/31 | 31/32 | 32/33 | 33/34 | 34/35 | 35/36 | 36/37 | 37/38 | 38/39
1 | Customer57 | Compensated |  | Load (LV side) |  |  | Amps | 124 |  | 124 | 124 | 124 | 124 | 124 | 124 | 124 | 124 | 124 | 124 | 124 | 124 | 124 | 124 | 124 | 124 | 124 | 124 | 124 | 124 | 124 | 124 | 124 | 124 | 124
|  |  |  | Apparent Power |  |  | MVA | 7.088 |  | 7.088 | 7.088 | 7.088 | 7.088 | 7.088 | 7.088 | 7.088 | 7.088 | 7.088 | 7.088 | 7.088 | 7.088 | 7.088 | 7.088 | 7.088 | 7.088 | 7.088 | 7.088 | 7.088 | 7.088 | 7.088 | 7.088 | 7.088 | 7.088 | 7.088
|  |  |  | Real Power |  |  | MW | 6.3792 |  | 6.3792 | 6.3792 | 6.3792 | 6.3792 | 6.3792 | 6.3792 | 6.3792 | 6.3792 | 6.3792 | 6.3792 | 6.3792 | 6.3792 | 6.3792 | 6.3792 | 6.3792 | 6.3792 | 6.3792 | 6.3792 | 6.3792 | 6.3792 | 6.3792 | 6.3792 | 6.3792 | 6.3792 | 6.3792
|  |  |  | Reactive Power |  |  | MVAr | 3.0896 |  | 3.0896 | 3.0896 | 3.0896 | 3.0896 | 3.0896 | 3.0896 | 3.0896 | 3.0896 | 3.0896 | 3.0896 | 3.0896 | 3.0896 | 3.0896 | 3.0896 | 3.0896 | 3.0896 | 3.0896 | 3.0896 | 3.0896 | 3.0896 | 3.0896 | 3.0896 | 3.0896 | 3.0896 | 3.0896
|  |  |  | Capacitors In Service |  |  | MVAr | 0 |  | 0 | 0 | 0 | 0 | 0 | 0 | 0 | 0 | 0 | 0 | 0 | 0 | 0 | 0 | 0 | 0 | 0 | 0 | 0 | 0 | 0 | 0 | 0 | 0 | 0
|  |  |  | PF |  |  |  | 0.9 |  | 0.9 | 0.9 | 0.9 | 0.9 | 0.9 | 0.9 | 0.9 | 0.9 | 0.9 | 0.9 | 0.9 | 0.9 | 0.9 | 0.9 | 0.9 | 0.9 | 0.9 | 0.9 | 0.9 | 0.9 | 0.9 | 0.9 | 0.9 | 0.9 | 0.9
| Diversity Factor: 0 | Uncompensated |  | Reactive Power |  |  | MVAr | 3.0896 |  | 3.0896 | 3.0896 | 3.0896 | 3.0896 | 3.0896 | 3.0896 | 3.0896 | 3.0896 | 3.0896 | 3.0896 | 3.0896 | 3.0896 | 3.0896 | 3.0896 | 3.0896 | 3.0896 | 3.0896 | 3.0896 | 3.0896 | 3.0896 | 3.0896 | 3.0896 | 3.0896 | 3.0896 | 3.0896
|  |  |  | PF |  |  |  | 0.9 |  | 0.9 | 0.9 | 0.9 | 0.9 | 0.9 | 0.9 | 0.9 | 0.9 | 0.9 | 0.9 | 0.9 | 0.9 | 0.9 | 0.9 | 0.9 | 0.9 | 0.9 | 0.9 | 0.9 | 0.9 | 0.9 | 0.9 | 0.9 | 0.9 | 0.9
[10 empty] | 1 | 2 | 3 | 4 | 5 | 6 | 7 | 8 | 9 | 10 | 11 | 12 | 13 | 14 | 15 | 16 | 17 | 18 | 19 | 20 | 21 | 22 | 23 | 24 | 25
Transformer Load Detail
[7 empty] | Units | 13/14 |  | 14/15 | 15/16 | 16/17 | 17/18 | 18/19 | 19/20 | 20/21 | 21/22 | 22/23 | 23/24 | 24/25 | 25/26 | 26/27 | 27/28 | 28/29 | 29/30 | 30/31 | 31/32 | 32/33 | 33/34 | 34/35 | 35/36 | 36/37 | 37/38 | 38/39
| 0 | Compensated |  | Load (LV side) |  |  | Amps
|  |  |  | Apparent Power |  |  | MVA
|  |  |  | Real Power |  |  | MW
|  |  |  | Reactive Power |  |  | MVAr
|  |  |  | Capacitors In Service |  |  | MVAr
PF
| Zone Div: | Uncompensated |  | Reactive Power |  |  | MVAr
PF
| 0 | Compensated |  | Load (LV side) |  |  | Amps
|  |  |  | Apparent Power |  |  | MVA
|  |  |  | Real Power |  |  | MW
|  |  |  | Reactive Power |  |  | MVAr
|  |  |  | Capacitors In Service |  |  | MVAr
PF
| Zone Div: | Uncompensated |  | Reactive Power |  |  | MVAr
PF
| 0 | Compensated |  | Load (LV side) |  |  | Amps
|  |  |  | Apparent Power |  |  | MVA
|  |  |  | Real Power |  |  | MW
|  |  |  | Reactive Power |  |  | MVAr
|  |  |  | Capacitors In Service |  |  | MVAr
PF
| Zone Div: | Uncompensated |  | Reactive Power |  |  | MVAr
PF
| 0 | Compensated |  | Load (LV side) |  |  | Amps
|  |  |  | Apparent Power |  |  | MVA
|  |  |  | Real Power |  |  | MW
|  |  |  | Reactive Power |  |  | MVAr
|  |  |  | Capacitors In Service |  |  | MVAr
PF
| Zone Div: | Uncompensated |  | Reactive Power |  |  | MVAr
PF
| 0 | Compensated |  | Load (LV side) |  |  | Amps
|  |  |  | Apparent Power |  |  | MVA
|  |  |  | Real Power |  |  | MW
|  |  |  | Reactive Power |  |  | MVAr
|  |  |  | Capacitors In Service |  |  | MVAr
PF
| Zone Div: | Uncompensated |  | Reactive Power |  |  | MVAr
PF
| 0 | Compensated |  | Load (LV side) |  |  | Amps
|  |  |  | Apparent Power |  |  | MVA
|  |  |  | Real Power |  |  | MW
|  |  |  | Reactive Power |  |  | MVAr
|  |  |  | Capacitors In Service |  |  | MVAr
PF
| Zone Div: | Uncompensated |  | Reactive Power |  |  | MVAr
PF
| 0 | Compensated |  | Load (LV side) |  |  | Amps
|  |  |  | Apparent Power |  |  | MVA
|  |  |  | Real Power |  |  | MW
|  |  |  | Reactive Power |  |  | MVAr
|  |  |  | Capacitors In Service |  |  | MVAr
PF
| Zone Div: | Uncompensated |  | Reactive Power |  |  | MVAr
PF
| 0 | Compensated |  | Load (LV side) |  |  | Amps
|  |  |  | Apparent Power |  |  | MVA
|  |  |  | Real Power |  |  | MW
|  |  |  | Reactive Power |  |  | MVAr
|  |  |  | Capacitors In Service |  |  | MVAr
PF
| Zone Div: | Uncompensated |  | Reactive Power |  |  | MVAr
PF
| 0 | Compensated |  | Load (LV side) |  |  | Amps
|  |  |  | Apparent Power |  |  | MVA
|  |  |  | Real Power |  |  | MW
|  |  |  | Reactive Power |  |  | MVAr
|  |  |  | Capacitors In Service |  |  | MVAr
PF
| Zone Div: | Uncompensated |  | Reactive Power |  |  | MVAr
PF
| 0 | Compensated |  | Load (LV side) |  |  | Amps
|  |  |  | Apparent Power |  |  | MVA
|  |  |  | Real Power |  |  | MW
|  |  |  | Reactive Power |  |  | MVAr
|  |  |  | Capacitors In Service |  |  | MVAr
PF
| Zone Div: | Uncompensated |  | Reactive Power |  |  | MVAr
PF

## Customer58
| Customer58 | [16 empty] | 2015 | SUMMER
| Substation Total Loads | [33 empty] | Spots & Transfers Detail
| Historical Loads | MVA | [7 empty] | Weather Corrected Forecast Loads |  |  |  | MVA | [20 empty] | Spots & Transfers Summary | MVA |  | Historical Spots & Transfers | [6 empty] | Forecast Spots & Transfers
|  | 07/08 | 08/09 | 09/10 | 10/11 | 11/12 | 12/13 | 13/14 |  | 14/15 | 15/16 | 16/17 | 17/18 | 18/19 | 19/20 | 20/21 | 21/22 | 22/23 | 23/24 | 24/25 | 25/26 | 26/27 | 27/28 | 28/29 | 29/30 | 30/31 | 31/32 | 32/33 | 33/34 | 34/35 | 35/36 | 36/37 | 37/38 | 38/39 |  |  |  | 07/08 | 08/09 | 09/10 | 10/11 | 11/12 | 12/13 | 13/14 | 14/15 | 15/16 | 16/17 | 17/18 | 18/19 | 19/20 | 20/21 | 21/22 | 22/23 | 23/24 | 24/25 | 25/26 | 26/27 | 27/28 | 28/29 | 29/30 | 30/31 | 31/32 | 32/33 | 33/34 | 34/35 | 35/36 | 36/37 | 37/38 | 38/39
| Total | [8 empty] | 0 | 5 | 5 | 5 | 5 | 5 | 5 | 5 | 5 | 5 | 5 | 5 | 5 | 5 | 5 | 5 | 5 | 5 | 5 | 5 | 5 | 5 | 5 | 5 | 5 |  |  | Total | Forecast Spots & Transfers 15/16: 5
Firm Rating
| Total Capacity | [36 empty] | 0 | 0 | 0 | 0 | 0 | 0 | 0 | 0 | 0 | 0 | 0 | 0 | 0 | 0 | 0 | 0 | 0 | 0 | 0 | 0 | 0 | 0 | 0 | 0 | 0 | 0 | 0 | 0 | 0 | 0 | 0 | 0
|  | -7 | -6 | -5 | -4 | -3 | -2 | -1 |  | 0 | 1 | 2 | 3 | 4 | 5 | 6 | 7 | 8 | 9 | 10 | 11 | 12 | 13 | 14 | 15 | 16 | 17 | 18 | 19 | 20 | 21 | 22 | 23 | 24 |  |  |  | 0 | 0 | 0 | 0 | 0 | 0 | 0 | 0 | 0 | 0 | 0 | 0 | 0 | 0 | 0 | 0 | 0 | 0 | 0 | 0 | 0 | 0 | 0 | 0 | 0 | 0 | 0 | 0 | 0 | 0 | 0 | 0
| Transformer Loads | [36 empty] | 0 | 0 | 0 | 0 | 0 | 0 | 0 | 0 | 0 | 0 | 0 | 0 | 0 | 0 | 0 | 0 | 0 | 0 | 0 | 0 | 0 | 0 | 0 | 0 | 0 | 0 | 0 | 0 | 0 | 0 | 0 | 0
| Historical Loads | MVA | [7 empty] | Weather Corrected Forecast Loads |  |  |  | MVA | [23 empty] | 0 | 0 | 0 | 0 | 0 | 0 | 0 | 0 | 0 | 0 | 0 | 0 | 0 | 0 | 0 | 0 | 0 | 0 | 0 | 0 | 0 | 0 | 0 | 0 | 0 | 0 | 0 | 0 | 0 | 0 | 0 | 0
|  | 07/08 | 08/09 | 09/10 | 10/11 | 11/12 | 12/13 | 13/14 |  | 14/15 | 15/16 | 16/17 | 17/18 | 18/19 | 19/20 | 20/21 | 21/22 | 22/23 | 23/24 | 24/25 | 25/26 | 26/27 | 27/28 | 28/29 | 29/30 | 30/31 | 31/32 | 32/33 | 33/34 | 34/35 | 35/36 | 36/37 | 37/38 | 38/39 |  |  |  | 0 | 0 | 0 | 0 | 0 | 0 | 0 | 0 | 0 | 0 | 0 | 0 | 0 | 0 | 0 | 0 | 0 | 0 | 0 | 0 | 0 | 0 | 0 | 0 | 0 | 0 | 0 | 0 | 0 | 0 | 0 | 0
| 0 | [36 empty] | 0 | 0 | 0 | 0 | 0 | 0 | 0 | 0 | 0 | 0 | 0 | 0 | 0 | 0 | 0 | 0 | 0 | 0 | 0 | 0 | 0 | 0 | 0 | 0 | 0 | 0 | 0 | 0 | 0 | 0 | 0 | 0
| Diversity Factor: 0 | [36 empty] | 0 | 0 | 0 | 0 | 0 | 0 | 0 | 0 | 0 | 0 | 0 | 0 | 0 | 0 | 0 | 0 | 0 | 0 | 0 | 0 | 0 | 0 | 0 | 0 | 0 | 0 | 0 | 0 | 0 | 0 | 0 | 0
[38 empty] | 0 | 0 | 0 | 0 | 0 | 0 | 0 | 0 | 0 | 0 | 0 | 0 | 0 | 0 | 0 | 0 | 0 | 0 | 0 | 0 | 0 | 0 | 0 | 0 | 0 | 0 | 0 | 0 | 0 | 0 | 0 | 0
[38 empty] | 0 | 0 | 0 | 0 | 0 | 0 | 0 | 0 | 0 | 0 | 0 | 0 | 0 | 0 | 0 | 0 | 0 | 0 | 0 | 0 | 0 | 0 | 0 | 0 | 0 | 0 | 0 | 0 | 0 | 0 | 0 | 0
| 0 | [36 empty] | 0 | 0 | 0 | 0 | 0 | 0 | 0 | 0 | 0 | 0 | 0 | 0 | 0 | 0 | 0 | 0 | 0 | 0 | 0 | 0 | 0 | 0 | 0 | 0 | 0 | 0 | 0 | 0 | 0 | 0 | 0 | 0
Diversity Factor: 0
[38 empty] | Historical Spots & Transfers | [6 empty] | Forecast Spots & Transfers
[35 empty] | Project Name | From | To | 07/08 | 08/09 | 09/10 | 10/11 | 11/12 | 12/13 | 13/14 | 14/15 | 15/16 | 16/17 | 17/18 | 18/19 | 19/20 | 20/21 | 21/22 | 22/23 | 23/24 | 24/25 | 25/26 | 26/27 | 27/28 | 28/29 | 29/30 | 30/31 | 31/32 | 32/33 | 33/34 | 34/35 | 35/36 | 36/37 | 37/38 | 38/39
| 0 | [33 empty] | Major Customer Connection |  | Drayton South 66kV | Forecast Spots & Transfers 15/16: 5
Diversity Factor: 0
0
Diversity Factor: 0
0
Diversity Factor: 0
0
Diversity Factor: 0
0
Diversity Factor: 0
0
Diversity Factor: 0
0
Diversity Factor: 0
0
Diversity Factor: 0
| Weather Correction and Public Holiday Factors | [8 empty] | Forecast ROG
ROG Justification
| Actual loads for season 13/14 have been weather corrected by the following: | [6 empty] | 0% |  | N/A | [59 empty] | N/A
1 | 2 | 3 | 4 | 5 | 6 | 7 | 8 | 9 | 10 | 14/15 | 15/16 | 16/17 | 17/18 | 18/19 | 19/20 | 20/21 | 21/22 | 22/23 | 23/24 | 24/25 | 25/26 | 26/27 | 27/28 | 28/29 | 29/30 | 30/31 | 31/32 | 32/33 | 33/34 | 34/35 | 35/36 | 36/37 | 37/38 | 38/39
1 | 1 | 1 | 1 | 1 | 1 | 1 | 1 | 1 | 1 | 0% | 0% | 0% | 0% | 0% | 0% | 0% | 0% | 0% | 0% | 0% | 0% | 0% | 0% | 0% | 0% | 0% | 0% | 0% | 0% | 0% | 0% | 0% | 0% | 0%
Substation Load Detail
[7 empty] | Units | 13/14 |  | 14/15 | 15/16 | 16/17 | 17/18 | 18/19 | 19/20 | 20/21 | 21/22 | 22/23 | 23/24 | 24/25 | 25/26 | 26/27 | 27/28 | 28/29 | 29/30 | 30/31 | 31/32 | 32/33 | 33/34 | 34/35 | 35/36 | 36/37 | 37/38 | 38/39
1 | Customer58 | Compensated |  | Load (LV side) |  |  | Amps | 0 |  | 0 | 44 | 44 | 44 | 44 | 44 | 44 | 44 | 44 | 44 | 44 | 44 | 44 | 44 | 44 | 44 | 44 | 44 | 44 | 44 | 44 | 44 | 44 | 44 | 44
|  |  |  | Apparent Power |  |  | MVA | 0 |  | 0 | 5 | 5 | 5 | 5 | 5 | 5 | 5 | 5 | 5 | 5 | 5 | 5 | 5 | 5 | 5 | 5 | 5 | 5 | 5 | 5 | 5 | 5 | 5 | 5
|  |  |  | Real Power |  |  | MW | 0 |  | 0 | 4.5 | 4.5 | 4.5 | 4.5 | 4.5 | 4.5 | 4.5 | 4.5 | 4.5 | 4.5 | 4.5 | 4.5 | 4.5 | 4.5 | 4.5 | 4.5 | 4.5 | 4.5 | 4.5 | 4.5 | 4.5 | 4.5 | 4.5 | 4.5
|  |  |  | Reactive Power |  |  | MVAr | 0 |  | 0 | 2.1794 | 2.1794 | 2.1794 | 2.1794 | 2.1794 | 2.1794 | 2.1794 | 2.1794 | 2.1794 | 2.1794 | 2.1794 | 2.1794 | 2.1794 | 2.1794 | 2.1794 | 2.1794 | 2.1794 | 2.1794 | 2.1794 | 2.1794 | 2.1794 | 2.1794 | 2.1794 | 2.1794
|  |  |  | Capacitors In Service |  |  | MVAr | 0 |  | 0 | 0 | 0 | 0 | 0 | 0 | 0 | 0 | 0 | 0 | 0 | 0 | 0 | 0 | 0 | 0 | 0 | 0 | 0 | 0 | 0 | 0 | 0 | 0 | 0
|  |  |  | PF |  |  |  | 0 |  | 0 | 0.9 | 0.9 | 0.9 | 0.9 | 0.9 | 0.9 | 0.9 | 0.9 | 0.9 | 0.9 | 0.9 | 0.9 | 0.9 | 0.9 | 0.9 | 0.9 | 0.9 | 0.9 | 0.9 | 0.9 | 0.9 | 0.9 | 0.9 | 0.9
| #VALUE! | Uncompensated |  | Reactive Power |  |  | MVAr | 0 |  | 0 | 2.1794 | 2.1794 | 2.1794 | 2.1794 | 2.1794 | 2.1794 | 2.1794 | 2.1794 | 2.1794 | 2.1794 | 2.1794 | 2.1794 | 2.1794 | 2.1794 | 2.1794 | 2.1794 | 2.1794 | 2.1794 | 2.1794 | 2.1794 | 2.1794 | 2.1794 | 2.1794 | 2.1794
|  |  |  | PF |  |  |  | 0 |  | 0 | 0.9 | 0.9 | 0.9 | 0.9 | 0.9 | 0.9 | 0.9 | 0.9 | 0.9 | 0.9 | 0.9 | 0.9 | 0.9 | 0.9 | 0.9 | 0.9 | 0.9 | 0.9 | 0.9 | 0.9 | 0.9 | 0.9 | 0.9 | 0.9
[10 empty] | 1 | 2 | 3 | 4 | 5 | 6 | 7 | 8 | 9 | 10 | 11 | 12 | 13 | 14 | 15 | 16 | 17 | 18 | 19 | 20 | 21 | 22 | 23 | 24 | 25
Transformer Load Detail
[7 empty] | Units | 13/14 |  | 14/15 | 15/16 | 16/17 | 17/18 | 18/19 | 19/20 | 20/21 | 21/22 | 22/23 | 23/24 | 24/25 | 25/26 | 26/27 | 27/28 | 28/29 | 29/30 | 30/31 | 31/32 | 32/33 | 33/34 | 34/35 | 35/36 | 36/37 | 37/38 | 38/39
| 0 | Compensated |  | Load (LV side) |  |  | Amps
|  |  |  | Apparent Power |  |  | MVA
|  |  |  | Real Power |  |  | MW
|  |  |  | Reactive Power |  |  | MVAr
|  |  |  | Capacitors In Service |  |  | MVAr
PF
| Zone Div: | Uncompensated |  | Reactive Power |  |  | MVAr
PF
| 0 | Compensated |  | Load (LV side) |  |  | Amps
|  |  |  | Apparent Power |  |  | MVA
|  |  |  | Real Power |  |  | MW
|  |  |  | Reactive Power |  |  | MVAr
|  |  |  | Capacitors In Service |  |  | MVAr
PF
| Zone Div: | Uncompensated |  | Reactive Power |  |  | MVAr
PF
| 0 | Compensated |  | Load (LV side) |  |  | Amps
|  |  |  | Apparent Power |  |  | MVA
|  |  |  | Real Power |  |  | MW
|  |  |  | Reactive Power |  |  | MVAr
|  |  |  | Capacitors In Service |  |  | MVAr
PF
| Zone Div: | Uncompensated |  | Reactive Power |  |  | MVAr
PF
| 0 | Compensated |  | Load (LV side) |  |  | Amps
|  |  |  | Apparent Power |  |  | MVA
|  |  |  | Real Power |  |  | MW
|  |  |  | Reactive Power |  |  | MVAr
|  |  |  | Capacitors In Service |  |  | MVAr
PF
| Zone Div: | Uncompensated |  | Reactive Power |  |  | MVAr
PF
| 0 | Compensated |  | Load (LV side) |  |  | Amps
|  |  |  | Apparent Power |  |  | MVA
|  |  |  | Real Power |  |  | MW
|  |  |  | Reactive Power |  |  | MVAr
|  |  |  | Capacitors In Service |  |  | MVAr
PF
| Zone Div: | Uncompensated |  | Reactive Power |  |  | MVAr
PF
| 0 | Compensated |  | Load (LV side) |  |  | Amps
|  |  |  | Apparent Power |  |  | MVA
|  |  |  | Real Power |  |  | MW
|  |  |  | Reactive Power |  |  | MVAr
|  |  |  | Capacitors In Service |  |  | MVAr
PF
| Zone Div: | Uncompensated |  | Reactive Power |  |  | MVAr
PF
| 0 | Compensated |  | Load (LV side) |  |  | Amps
|  |  |  | Apparent Power |  |  | MVA
|  |  |  | Real Power |  |  | MW
|  |  |  | Reactive Power |  |  | MVAr
|  |  |  | Capacitors In Service |  |  | MVAr
PF
| Zone Div: | Uncompensated |  | Reactive Power |  |  | MVAr
PF
| 0 | Compensated |  | Load (LV side) |  |  | Amps
|  |  |  | Apparent Power |  |  | MVA
|  |  |  | Real Power |  |  | MW
|  |  |  | Reactive Power |  |  | MVAr
|  |  |  | Capacitors In Service |  |  | MVAr
PF
| Zone Div: | Uncompensated |  | Reactive Power |  |  | MVAr
PF
| 0 | Compensated |  | Load (LV side) |  |  | Amps
|  |  |  | Apparent Power |  |  | MVA
|  |  |  | Real Power |  |  | MW
|  |  |  | Reactive Power |  |  | MVAr
|  |  |  | Capacitors In Service |  |  | MVAr
PF
| Zone Div: | Uncompensated |  | Reactive Power |  |  | MVAr
PF
| 0 | Compensated |  | Load (LV side) |  |  | Amps
|  |  |  | Apparent Power |  |  | MVA
|  |  |  | Real Power |  |  | MW
|  |  |  | Reactive Power |  |  | MVAr
|  |  |  | Capacitors In Service |  |  | MVAr
PF
| Zone Div: | Uncompensated |  | Reactive Power |  |  | MVAr
PF

## Customer59
| Customer59 | [16 empty] | 2015 | SUMMER
| Substation Total Loads | [33 empty] | Spots & Transfers Detail
| Historical Loads | MVA | [7 empty] | Weather Corrected Forecast Loads |  |  |  | MVA | [20 empty] | Spots & Transfers Summary | MVA |  | Historical Spots & Transfers | [6 empty] | Forecast Spots & Transfers
|  | 07/08 | 08/09 | 09/10 | 10/11 | 11/12 | 12/13 | 13/14 |  | 14/15 | 15/16 | 16/17 | 17/18 | 18/19 | 19/20 | 20/21 | 21/22 | 22/23 | 23/24 | 24/25 | 25/26 | 26/27 | 27/28 | 28/29 | 29/30 | 30/31 | 31/32 | 32/33 | 33/34 | 34/35 | 35/36 | 36/37 | 37/38 | 38/39 |  |  |  | 07/08 | 08/09 | 09/10 | 10/11 | 11/12 | 12/13 | 13/14 | 14/15 | 15/16 | 16/17 | 17/18 | 18/19 | 19/20 | 20/21 | 21/22 | 22/23 | 23/24 | 24/25 | 25/26 | 26/27 | 27/28 | 28/29 | 29/30 | 30/31 | 31/32 | 32/33 | 33/34 | 34/35 | 35/36 | 36/37 | 37/38 | 38/39
| Total |  |  |  | 0.412 | 0.408 | 0.407 | 0.568 |  | 0.568 | 0.568 | 0.568 | 0.568 | 0.568 | 0.568 | 0.568 | 0.568 | 0.568 | 0.568 | 0.568 | 0.568 | 0.568 | 0.568 | 0.568 | 0.568 | 0.568 | 0.568 | 0.568 | 0.568 | 0.568 | 0.568 | 0.568 | 0.568 | 0.568 |  |  | Total
Firm Rating
| Total Capacity | [36 empty] | 0 | 0 | 0 | 0 | 0 | 0 | 0 | 0 | 0 | 0 | 0 | 0 | 0 | 0 | 0 | 0 | 0 | 0 | 0 | 0 | 0 | 0 | 0 | 0 | 0 | 0 | 0 | 0 | 0 | 0 | 0 | 0
|  | -7 | -6 | -5 | -4 | -3 | -2 | -1 |  | 0 | 1 | 2 | 3 | 4 | 5 | 6 | 7 | 8 | 9 | 10 | 11 | 12 | 13 | 14 | 15 | 16 | 17 | 18 | 19 | 20 | 21 | 22 | 23 | 24 |  |  |  | 0 | 0 | 0 | 0 | 0 | 0 | 0 | 0 | 0 | 0 | 0 | 0 | 0 | 0 | 0 | 0 | 0 | 0 | 0 | 0 | 0 | 0 | 0 | 0 | 0 | 0 | 0 | 0 | 0 | 0 | 0 | 0
| Transformer Loads | [36 empty] | 0 | 0 | 0 | 0 | 0 | 0 | 0 | 0 | 0 | 0 | 0 | 0 | 0 | 0 | 0 | 0 | 0 | 0 | 0 | 0 | 0 | 0 | 0 | 0 | 0 | 0 | 0 | 0 | 0 | 0 | 0 | 0
| Historical Loads | MVA | [7 empty] | Weather Corrected Forecast Loads |  |  |  | MVA | [23 empty] | 0 | 0 | 0 | 0 | 0 | 0 | 0 | 0 | 0 | 0 | 0 | 0 | 0 | 0 | 0 | 0 | 0 | 0 | 0 | 0 | 0 | 0 | 0 | 0 | 0 | 0 | 0 | 0 | 0 | 0 | 0 | 0
|  | 07/08 | 08/09 | 09/10 | 10/11 | 11/12 | 12/13 | 13/14 |  | 14/15 | 15/16 | 16/17 | 17/18 | 18/19 | 19/20 | 20/21 | 21/22 | 22/23 | 23/24 | 24/25 | 25/26 | 26/27 | 27/28 | 28/29 | 29/30 | 30/31 | 31/32 | 32/33 | 33/34 | 34/35 | 35/36 | 36/37 | 37/38 | 38/39 |  |  |  | 0 | 0 | 0 | 0 | 0 | 0 | 0 | 0 | 0 | 0 | 0 | 0 | 0 | 0 | 0 | 0 | 0 | 0 | 0 | 0 | 0 | 0 | 0 | 0 | 0 | 0 | 0 | 0 | 0 | 0 | 0 | 0
| 0 | [36 empty] | 0 | 0 | 0 | 0 | 0 | 0 | 0 | 0 | 0 | 0 | 0 | 0 | 0 | 0 | 0 | 0 | 0 | 0 | 0 | 0 | 0 | 0 | 0 | 0 | 0 | 0 | 0 | 0 | 0 | 0 | 0 | 0
| Diversity Factor: 0 | [36 empty] | 0 | 0 | 0 | 0 | 0 | 0 | 0 | 0 | 0 | 0 | 0 | 0 | 0 | 0 | 0 | 0 | 0 | 0 | 0 | 0 | 0 | 0 | 0 | 0 | 0 | 0 | 0 | 0 | 0 | 0 | 0 | 0
[38 empty] | 0 | 0 | 0 | 0 | 0 | 0 | 0 | 0 | 0 | 0 | 0 | 0 | 0 | 0 | 0 | 0 | 0 | 0 | 0 | 0 | 0 | 0 | 0 | 0 | 0 | 0 | 0 | 0 | 0 | 0 | 0 | 0
[38 empty] | 0 | 0 | 0 | 0 | 0 | 0 | 0 | 0 | 0 | 0 | 0 | 0 | 0 | 0 | 0 | 0 | 0 | 0 | 0 | 0 | 0 | 0 | 0 | 0 | 0 | 0 | 0 | 0 | 0 | 0 | 0 | 0
| 0 | [36 empty] | 0 | 0 | 0 | 0 | 0 | 0 | 0 | 0 | 0 | 0 | 0 | 0 | 0 | 0 | 0 | 0 | 0 | 0 | 0 | 0 | 0 | 0 | 0 | 0 | 0 | 0 | 0 | 0 | 0 | 0 | 0 | 0
Diversity Factor: 0
[38 empty] | Historical Spots & Transfers | [6 empty] | Forecast Spots & Transfers
[35 empty] | Project Name | From | To | 07/08 | 08/09 | 09/10 | 10/11 | 11/12 | 12/13 | 13/14 | 14/15 | 15/16 | 16/17 | 17/18 | 18/19 | 19/20 | 20/21 | 21/22 | 22/23 | 23/24 | 24/25 | 25/26 | 26/27 | 27/28 | 28/29 | 29/30 | 30/31 | 31/32 | 32/33 | 33/34 | 34/35 | 35/36 | 36/37 | 37/38 | 38/39
0
Diversity Factor: 0
0
Diversity Factor: 0
0
Diversity Factor: 0
0
Diversity Factor: 0
0
Diversity Factor: 0
0
Diversity Factor: 0
0
Diversity Factor: 0
0
Diversity Factor: 0
| Weather Correction and Public Holiday Factors | [8 empty] | Forecast ROG
ROG Justification
| Actual loads for season 13/14 have been weather corrected by the following: | [6 empty] | 0% |  | N/A | [59 empty] | N/A
1 | 2 | 3 | 4 | 5 | 6 | 7 | 8 | 9 | 10 | 14/15 | 15/16 | 16/17 | 17/18 | 18/19 | 19/20 | 20/21 | 21/22 | 22/23 | 23/24 | 24/25 | 25/26 | 26/27 | 27/28 | 28/29 | 29/30 | 30/31 | 31/32 | 32/33 | 33/34 | 34/35 | 35/36 | 36/37 | 37/38 | 38/39
1 | 1 | 1 | 1 | 1 | 1 | 1 | 1 | 1 | 1 | 0% | 0% | 0% | 0% | 0% | 0% | 0% | 0% | 0% | 0% | 0% | 0% | 0% | 0% | 0% | 0% | 0% | 0% | 0% | 0% | 0% | 0% | 0% | 0% | 0%
Substation Load Detail
[7 empty] | Units | 13/14 |  | 14/15 | 15/16 | 16/17 | 17/18 | 18/19 | 19/20 | 20/21 | 21/22 | 22/23 | 23/24 | 24/25 | 25/26 | 26/27 | 27/28 | 28/29 | 29/30 | 30/31 | 31/32 | 32/33 | 33/34 | 34/35 | 35/36 | 36/37 | 37/38 | 38/39
1 | Customer59 | Compensated |  | Load (LV side) |  |  | Amps | 5 |  | 5 | 5 | 5 | 5 | 5 | 5 | 5 | 5 | 5 | 5 | 5 | 5 | 5 | 5 | 5 | 5 | 5 | 5 | 5 | 5 | 5 | 5 | 5 | 5 | 5
|  |  |  | Apparent Power |  |  | MVA | 0.568 |  | 0.568 | 0.568 | 0.568 | 0.568 | 0.568 | 0.568 | 0.568 | 0.568 | 0.568 | 0.568 | 0.568 | 0.568 | 0.568 | 0.568 | 0.568 | 0.568 | 0.568 | 0.568 | 0.568 | 0.568 | 0.568 | 0.568 | 0.568 | 0.568 | 0.568
|  |  |  | Real Power |  |  | MW | 0.5112 |  | 0.5112 | 0.5112 | 0.5112 | 0.5112 | 0.5112 | 0.5112 | 0.5112 | 0.5112 | 0.5112 | 0.5112 | 0.5112 | 0.5112 | 0.5112 | 0.5112 | 0.5112 | 0.5112 | 0.5112 | 0.5112 | 0.5112 | 0.5112 | 0.5112 | 0.5112 | 0.5112 | 0.5112 | 0.5112
|  |  |  | Reactive Power |  |  | MVAr | 0.24759 |  | 0.24758 | 0.24758 | 0.24758 | 0.24758 | 0.24758 | 0.24758 | 0.24758 | 0.24758 | 0.24758 | 0.24758 | 0.24758 | 0.24758 | 0.24758 | 0.24758 | 0.24758 | 0.24758 | 0.24758 | 0.24758 | 0.24758 | 0.24758 | 0.24758 | 0.24758 | 0.24758 | 0.24758 | 0.24758
|  |  |  | Capacitors In Service |  |  | MVAr | 0 |  | 0 | 0 | 0 | 0 | 0 | 0 | 0 | 0 | 0 | 0 | 0 | 0 | 0 | 0 | 0 | 0 | 0 | 0 | 0 | 0 | 0 | 0 | 0 | 0 | 0
|  |  |  | PF |  |  |  | 0.9 |  | 0.9 | 0.9 | 0.9 | 0.9 | 0.9 | 0.9 | 0.9 | 0.9 | 0.9 | 0.9 | 0.9 | 0.9 | 0.9 | 0.9 | 0.9 | 0.9 | 0.9 | 0.9 | 0.9 | 0.9 | 0.9 | 0.9 | 0.9 | 0.9 | 0.9
0.44271 | Diversity Factor: 0.44 | Uncompensated |  | Reactive Power |  |  | MVAr | 0.24759 |  | 0.24758 | 0.24758 | 0.24758 | 0.24758 | 0.24758 | 0.24758 | 0.24758 | 0.24758 | 0.24758 | 0.24758 | 0.24758 | 0.24758 | 0.24758 | 0.24758 | 0.24758 | 0.24758 | 0.24758 | 0.24758 | 0.24758 | 0.24758 | 0.24758 | 0.24758 | 0.24758 | 0.24758 | 0.24758
|  |  |  | PF |  |  |  | 0.9 |  | 0.9 | 0.9 | 0.9 | 0.9 | 0.9 | 0.9 | 0.9 | 0.9 | 0.9 | 0.9 | 0.9 | 0.9 | 0.9 | 0.9 | 0.9 | 0.9 | 0.9 | 0.9 | 0.9 | 0.9 | 0.9 | 0.9 | 0.9 | 0.9 | 0.9
[10 empty] | 1 | 2 | 3 | 4 | 5 | 6 | 7 | 8 | 9 | 10 | 11 | 12 | 13 | 14 | 15 | 16 | 17 | 18 | 19 | 20 | 21 | 22 | 23 | 24 | 25
Transformer Load Detail
[7 empty] | Units | 13/14 |  | 14/15 | 15/16 | 16/17 | 17/18 | 18/19 | 19/20 | 20/21 | 21/22 | 22/23 | 23/24 | 24/25 | 25/26 | 26/27 | 27/28 | 28/29 | 29/30 | 30/31 | 31/32 | 32/33 | 33/34 | 34/35 | 35/36 | 36/37 | 37/38 | 38/39
| 0 | Compensated |  | Load (LV side) |  |  | Amps
|  |  |  | Apparent Power |  |  | MVA
|  |  |  | Real Power |  |  | MW
|  |  |  | Reactive Power |  |  | MVAr
|  |  |  | Capacitors In Service |  |  | MVAr
PF
| Zone Div: | Uncompensated |  | Reactive Power |  |  | MVAr
PF
| 0 | Compensated |  | Load (LV side) |  |  | Amps
|  |  |  | Apparent Power |  |  | MVA
|  |  |  | Real Power |  |  | MW
|  |  |  | Reactive Power |  |  | MVAr
|  |  |  | Capacitors In Service |  |  | MVAr
PF
| Zone Div: | Uncompensated |  | Reactive Power |  |  | MVAr
PF
| 0 | Compensated |  | Load (LV side) |  |  | Amps
|  |  |  | Apparent Power |  |  | MVA
|  |  |  | Real Power |  |  | MW
|  |  |  | Reactive Power |  |  | MVAr
|  |  |  | Capacitors In Service |  |  | MVAr
PF
| Zone Div: | Uncompensated |  | Reactive Power |  |  | MVAr
PF
| 0 | Compensated |  | Load (LV side) |  |  | Amps
|  |  |  | Apparent Power |  |  | MVA
|  |  |  | Real Power |  |  | MW
|  |  |  | Reactive Power |  |  | MVAr
|  |  |  | Capacitors In Service |  |  | MVAr
PF
| Zone Div: | Uncompensated |  | Reactive Power |  |  | MVAr
PF
| 0 | Compensated |  | Load (LV side) |  |  | Amps
|  |  |  | Apparent Power |  |  | MVA
|  |  |  | Real Power |  |  | MW
|  |  |  | Reactive Power |  |  | MVAr
|  |  |  | Capacitors In Service |  |  | MVAr
PF
| Zone Div: | Uncompensated |  | Reactive Power |  |  | MVAr
PF
| 0 | Compensated |  | Load (LV side) |  |  | Amps
|  |  |  | Apparent Power |  |  | MVA
|  |  |  | Real Power |  |  | MW
|  |  |  | Reactive Power |  |  | MVAr
|  |  |  | Capacitors In Service |  |  | MVAr
PF
| Zone Div: | Uncompensated |  | Reactive Power |  |  | MVAr
PF
| 0 | Compensated |  | Load (LV side) |  |  | Amps
|  |  |  | Apparent Power |  |  | MVA
|  |  |  | Real Power |  |  | MW
|  |  |  | Reactive Power |  |  | MVAr
|  |  |  | Capacitors In Service |  |  | MVAr
PF
| Zone Div: | Uncompensated |  | Reactive Power |  |  | MVAr
PF
| 0 | Compensated |  | Load (LV side) |  |  | Amps
|  |  |  | Apparent Power |  |  | MVA
|  |  |  | Real Power |  |  | MW
|  |  |  | Reactive Power |  |  | MVAr
|  |  |  | Capacitors In Service |  |  | MVAr
PF
| Zone Div: | Uncompensated |  | Reactive Power |  |  | MVAr
PF
| 0 | Compensated |  | Load (LV side) |  |  | Amps
|  |  |  | Apparent Power |  |  | MVA
|  |  |  | Real Power |  |  | MW
|  |  |  | Reactive Power |  |  | MVAr
|  |  |  | Capacitors In Service |  |  | MVAr
PF
| Zone Div: | Uncompensated |  | Reactive Power |  |  | MVAr
PF
| 0 | Compensated |  | Load (LV side) |  |  | Amps
|  |  |  | Apparent Power |  |  | MVA
|  |  |  | Real Power |  |  | MW
|  |  |  | Reactive Power |  |  | MVAr
|  |  |  | Capacitors In Service |  |  | MVAr
PF
| Zone Div: | Uncompensated |  | Reactive Power |  |  | MVAr
PF

## Customer60
| Customer60 | [16 empty] | 2015 | SUMMER
| Substation Total Loads | [33 empty] | Spots & Transfers Detail
| Historical Loads | MVA | [7 empty] | Weather Corrected Forecast Loads |  |  |  | MVA | [20 empty] | Spots & Transfers Summary | MVA |  | Historical Spots & Transfers | [6 empty] | Forecast Spots & Transfers
|  | 07/08 | 08/09 | 09/10 | 10/11 | 11/12 | 12/13 | 13/14 |  | 14/15 | 15/16 | 16/17 | 17/18 | 18/19 | 19/20 | 20/21 | 21/22 | 22/23 | 23/24 | 24/25 | 25/26 | 26/27 | 27/28 | 28/29 | 29/30 | 30/31 | 31/32 | 32/33 | 33/34 | 34/35 | 35/36 | 36/37 | 37/38 | 38/39 |  |  |  | 07/08 | 08/09 | 09/10 | 10/11 | 11/12 | 12/13 | 13/14 | 14/15 | 15/16 | 16/17 | 17/18 | 18/19 | 19/20 | 20/21 | 21/22 | 22/23 | 23/24 | 24/25 | 25/26 | 26/27 | 27/28 | 28/29 | 29/30 | 30/31 | 31/32 | 32/33 | 33/34 | 34/35 | 35/36 | 36/37 | 37/38 | 38/39
| Total |  |  |  | 10.168 | 11.663 | 10.502 | 11.342 |  | 11.342 | 11.342 | 11.342 | 11.342 | 11.342 | 11.342 | 11.342 | 11.342 | 11.342 | 11.342 | 11.342 | 11.342 | 11.342 | 11.342 | 11.342 | 11.342 | 11.342 | 11.342 | 11.342 | 11.342 | 11.342 | 11.342 | 11.342 | 11.342 | 11.342 |  |  | Total
Firm Rating
| Total Capacity | [36 empty] | 0 | 0 | 0 | 0 | 0 | 0 | 0 | 0 | 0 | 0 | 0 | 0 | 0 | 0 | 0 | 0 | 0 | 0 | 0 | 0 | 0 | 0 | 0 | 0 | 0 | 0 | 0 | 0 | 0 | 0 | 0 | 0
|  | -7 | -6 | -5 | -4 | -3 | -2 | -1 |  | 0 | 1 | 2 | 3 | 4 | 5 | 6 | 7 | 8 | 9 | 10 | 11 | 12 | 13 | 14 | 15 | 16 | 17 | 18 | 19 | 20 | 21 | 22 | 23 | 24 |  |  |  | 0 | 0 | 0 | 0 | 0 | 0 | 0 | 0 | 0 | 0 | 0 | 0 | 0 | 0 | 0 | 0 | 0 | 0 | 0 | 0 | 0 | 0 | 0 | 0 | 0 | 0 | 0 | 0 | 0 | 0 | 0 | 0
| Transformer Loads | [36 empty] | 0 | 0 | 0 | 0 | 0 | 0 | 0 | 0 | 0 | 0 | 0 | 0 | 0 | 0 | 0 | 0 | 0 | 0 | 0 | 0 | 0 | 0 | 0 | 0 | 0 | 0 | 0 | 0 | 0 | 0 | 0 | 0
| Historical Loads | MVA | [7 empty] | Weather Corrected Forecast Loads |  |  |  | MVA | [23 empty] | 0 | 0 | 0 | 0 | 0 | 0 | 0 | 0 | 0 | 0 | 0 | 0 | 0 | 0 | 0 | 0 | 0 | 0 | 0 | 0 | 0 | 0 | 0 | 0 | 0 | 0 | 0 | 0 | 0 | 0 | 0 | 0
|  | 07/08 | 08/09 | 09/10 | 10/11 | 11/12 | 12/13 | 13/14 |  | 14/15 | 15/16 | 16/17 | 17/18 | 18/19 | 19/20 | 20/21 | 21/22 | 22/23 | 23/24 | 24/25 | 25/26 | 26/27 | 27/28 | 28/29 | 29/30 | 30/31 | 31/32 | 32/33 | 33/34 | 34/35 | 35/36 | 36/37 | 37/38 | 38/39 |  |  |  | 0 | 0 | 0 | 0 | 0 | 0 | 0 | 0 | 0 | 0 | 0 | 0 | 0 | 0 | 0 | 0 | 0 | 0 | 0 | 0 | 0 | 0 | 0 | 0 | 0 | 0 | 0 | 0 | 0 | 0 | 0 | 0
| 0 | [36 empty] | 0 | 0 | 0 | 0 | 0 | 0 | 0 | 0 | 0 | 0 | 0 | 0 | 0 | 0 | 0 | 0 | 0 | 0 | 0 | 0 | 0 | 0 | 0 | 0 | 0 | 0 | 0 | 0 | 0 | 0 | 0 | 0
| Diversity Factor: 0 | [36 empty] | 0 | 0 | 0 | 0 | 0 | 0 | 0 | 0 | 0 | 0 | 0 | 0 | 0 | 0 | 0 | 0 | 0 | 0 | 0 | 0 | 0 | 0 | 0 | 0 | 0 | 0 | 0 | 0 | 0 | 0 | 0 | 0
[38 empty] | 0 | 0 | 0 | 0 | 0 | 0 | 0 | 0 | 0 | 0 | 0 | 0 | 0 | 0 | 0 | 0 | 0 | 0 | 0 | 0 | 0 | 0 | 0 | 0 | 0 | 0 | 0 | 0 | 0 | 0 | 0 | 0
[38 empty] | 0 | 0 | 0 | 0 | 0 | 0 | 0 | 0 | 0 | 0 | 0 | 0 | 0 | 0 | 0 | 0 | 0 | 0 | 0 | 0 | 0 | 0 | 0 | 0 | 0 | 0 | 0 | 0 | 0 | 0 | 0 | 0
| 0 | [36 empty] | 0 | 0 | 0 | 0 | 0 | 0 | 0 | 0 | 0 | 0 | 0 | 0 | 0 | 0 | 0 | 0 | 0 | 0 | 0 | 0 | 0 | 0 | 0 | 0 | 0 | 0 | 0 | 0 | 0 | 0 | 0 | 0
Diversity Factor: 0
[38 empty] | Historical Spots & Transfers | [6 empty] | Forecast Spots & Transfers
[35 empty] | Project Name | From | To | 07/08 | 08/09 | 09/10 | 10/11 | 11/12 | 12/13 | 13/14 | 14/15 | 15/16 | 16/17 | 17/18 | 18/19 | 19/20 | 20/21 | 21/22 | 22/23 | 23/24 | 24/25 | 25/26 | 26/27 | 27/28 | 28/29 | 29/30 | 30/31 | 31/32 | 32/33 | 33/34 | 34/35 | 35/36 | 36/37 | 37/38 | 38/39
0
Diversity Factor: 0
0
Diversity Factor: 0
0
Diversity Factor: 0
0
Diversity Factor: 0
0
Diversity Factor: 0
0
Diversity Factor: 0
0
Diversity Factor: 0
0
Diversity Factor: 0
| Weather Correction and Public Holiday Factors | [8 empty] | Forecast ROG
ROG Justification
| Actual loads for season 13/14 have been weather corrected by the following: | [6 empty] | 0% |  | N/A | [59 empty] | N/A
1 | 2 | 3 | 4 | 5 | 6 | 7 | 8 | 9 | 10 | 14/15 | 15/16 | 16/17 | 17/18 | 18/19 | 19/20 | 20/21 | 21/22 | 22/23 | 23/24 | 24/25 | 25/26 | 26/27 | 27/28 | 28/29 | 29/30 | 30/31 | 31/32 | 32/33 | 33/34 | 34/35 | 35/36 | 36/37 | 37/38 | 38/39
1 | 1 | 1 | 1 | 1 | 1 | 1 | 1 | 1 | 1 | 0% | 0% | 0% | 0% | 0% | 0% | 0% | 0% | 0% | 0% | 0% | 0% | 0% | 0% | 0% | 0% | 0% | 0% | 0% | 0% | 0% | 0% | 0% | 0% | 0%
Substation Load Detail
[7 empty] | Units | 13/14 |  | 14/15 | 15/16 | 16/17 | 17/18 | 18/19 | 19/20 | 20/21 | 21/22 | 22/23 | 23/24 | 24/25 | 25/26 | 26/27 | 27/28 | 28/29 | 29/30 | 30/31 | 31/32 | 32/33 | 33/34 | 34/35 | 35/36 | 36/37 | 37/38 | 38/39
1 | Customer60 | Compensated |  | Load (LV side) |  |  | Amps | 99 |  | 99 | 99 | 99 | 99 | 99 | 99 | 99 | 99 | 99 | 99 | 99 | 99 | 99 | 99 | 99 | 99 | 99 | 99 | 99 | 99 | 99 | 99 | 99 | 99 | 99
|  |  |  | Apparent Power |  |  | MVA | 11.342 |  | 11.342 | 11.342 | 11.342 | 11.342 | 11.342 | 11.342 | 11.342 | 11.342 | 11.342 | 11.342 | 11.342 | 11.342 | 11.342 | 11.342 | 11.342 | 11.342 | 11.342 | 11.342 | 11.342 | 11.342 | 11.342 | 11.342 | 11.342 | 11.342 | 11.342
|  |  |  | Real Power |  |  | MW | 10.2078 |  | 10.2078 | 10.2078 | 10.2078 | 10.2078 | 10.2078 | 10.2078 | 10.2078 | 10.2078 | 10.2078 | 10.2078 | 10.2078 | 10.2078 | 10.2078 | 10.2078 | 10.2078 | 10.2078 | 10.2078 | 10.2078 | 10.2078 | 10.2078 | 10.2078 | 10.2078 | 10.2078 | 10.2078 | 10.2078
|  |  |  | Reactive Power |  |  | MVAr | 4.9439 |  | 4.9439 | 4.9439 | 4.9439 | 4.9439 | 4.9439 | 4.9439 | 4.9439 | 4.9439 | 4.9439 | 4.9439 | 4.9439 | 4.9439 | 4.9439 | 4.9439 | 4.9439 | 4.9439 | 4.9439 | 4.9439 | 4.9439 | 4.9439 | 4.9439 | 4.9439 | 4.9439 | 4.9439 | 4.9439
|  |  |  | Capacitors In Service |  |  | MVAr | 0 |  | 0 | 0 | 0 | 0 | 0 | 0 | 0 | 0 | 0 | 0 | 0 | 0 | 0 | 0 | 0 | 0 | 0 | 0 | 0 | 0 | 0 | 0 | 0 | 0 | 0
|  |  |  | PF |  |  |  | 0.9 |  | 0.9 | 0.9 | 0.9 | 0.9 | 0.9 | 0.9 | 0.9 | 0.9 | 0.9 | 0.9 | 0.9 | 0.9 | 0.9 | 0.9 | 0.9 | 0.9 | 0.9 | 0.9 | 0.9 | 0.9 | 0.9 | 0.9 | 0.9 | 0.9 | 0.9
0.5072 | Diversity Factor: 0.51 | Uncompensated |  | Reactive Power |  |  | MVAr | 4.9439 |  | 4.9439 | 4.9439 | 4.9439 | 4.9439 | 4.9439 | 4.9439 | 4.9439 | 4.9439 | 4.9439 | 4.9439 | 4.9439 | 4.9439 | 4.9439 | 4.9439 | 4.9439 | 4.9439 | 4.9439 | 4.9439 | 4.9439 | 4.9439 | 4.9439 | 4.9439 | 4.9439 | 4.9439 | 4.9439
|  |  |  | PF |  |  |  | 0.9 |  | 0.9 | 0.9 | 0.9 | 0.9 | 0.9 | 0.9 | 0.9 | 0.9 | 0.9 | 0.9 | 0.9 | 0.9 | 0.9 | 0.9 | 0.9 | 0.9 | 0.9 | 0.9 | 0.9 | 0.9 | 0.9 | 0.9 | 0.9 | 0.9 | 0.9
[10 empty] | 1 | 2 | 3 | 4 | 5 | 6 | 7 | 8 | 9 | 10 | 11 | 12 | 13 | 14 | 15 | 16 | 17 | 18 | 19 | 20 | 21 | 22 | 23 | 24 | 25
Transformer Load Detail
[7 empty] | Units | 13/14 |  | 14/15 | 15/16 | 16/17 | 17/18 | 18/19 | 19/20 | 20/21 | 21/22 | 22/23 | 23/24 | 24/25 | 25/26 | 26/27 | 27/28 | 28/29 | 29/30 | 30/31 | 31/32 | 32/33 | 33/34 | 34/35 | 35/36 | 36/37 | 37/38 | 38/39
| 0 | Compensated |  | Load (LV side) |  |  | Amps
|  |  |  | Apparent Power |  |  | MVA
|  |  |  | Real Power |  |  | MW
|  |  |  | Reactive Power |  |  | MVAr
|  |  |  | Capacitors In Service |  |  | MVAr
PF
| Zone Div: | Uncompensated |  | Reactive Power |  |  | MVAr
PF
| 0 | Compensated |  | Load (LV side) |  |  | Amps
|  |  |  | Apparent Power |  |  | MVA
|  |  |  | Real Power |  |  | MW
|  |  |  | Reactive Power |  |  | MVAr
|  |  |  | Capacitors In Service |  |  | MVAr
PF
| Zone Div: | Uncompensated |  | Reactive Power |  |  | MVAr
PF
| 0 | Compensated |  | Load (LV side) |  |  | Amps
|  |  |  | Apparent Power |  |  | MVA
|  |  |  | Real Power |  |  | MW
|  |  |  | Reactive Power |  |  | MVAr
|  |  |  | Capacitors In Service |  |  | MVAr
PF
| Zone Div: | Uncompensated |  | Reactive Power |  |  | MVAr
PF
| 0 | Compensated |  | Load (LV side) |  |  | Amps
|  |  |  | Apparent Power |  |  | MVA
|  |  |  | Real Power |  |  | MW
|  |  |  | Reactive Power |  |  | MVAr
|  |  |  | Capacitors In Service |  |  | MVAr
PF
| Zone Div: | Uncompensated |  | Reactive Power |  |  | MVAr
PF
| 0 | Compensated |  | Load (LV side) |  |  | Amps
|  |  |  | Apparent Power |  |  | MVA
|  |  |  | Real Power |  |  | MW
|  |  |  | Reactive Power |  |  | MVAr
|  |  |  | Capacitors In Service |  |  | MVAr
PF
| Zone Div: | Uncompensated |  | Reactive Power |  |  | MVAr
PF
| 0 | Compensated |  | Load (LV side) |  |  | Amps
|  |  |  | Apparent Power |  |  | MVA
|  |  |  | Real Power |  |  | MW
|  |  |  | Reactive Power |  |  | MVAr
|  |  |  | Capacitors In Service |  |  | MVAr
PF
| Zone Div: | Uncompensated |  | Reactive Power |  |  | MVAr
PF
| 0 | Compensated |  | Load (LV side) |  |  | Amps
|  |  |  | Apparent Power |  |  | MVA
|  |  |  | Real Power |  |  | MW
|  |  |  | Reactive Power |  |  | MVAr
|  |  |  | Capacitors In Service |  |  | MVAr
PF
| Zone Div: | Uncompensated |  | Reactive Power |  |  | MVAr
PF
| 0 | Compensated |  | Load (LV side) |  |  | Amps
|  |  |  | Apparent Power |  |  | MVA
|  |  |  | Real Power |  |  | MW
|  |  |  | Reactive Power |  |  | MVAr
|  |  |  | Capacitors In Service |  |  | MVAr
PF
| Zone Div: | Uncompensated |  | Reactive Power |  |  | MVAr
PF
| 0 | Compensated |  | Load (LV side) |  |  | Amps
|  |  |  | Apparent Power |  |  | MVA
|  |  |  | Real Power |  |  | MW
|  |  |  | Reactive Power |  |  | MVAr
|  |  |  | Capacitors In Service |  |  | MVAr
PF
| Zone Div: | Uncompensated |  | Reactive Power |  |  | MVAr
PF
| 0 | Compensated |  | Load (LV side) |  |  | Amps
|  |  |  | Apparent Power |  |  | MVA
|  |  |  | Real Power |  |  | MW
|  |  |  | Reactive Power |  |  | MVAr
|  |  |  | Capacitors In Service |  |  | MVAr
PF
| Zone Div: | Uncompensated |  | Reactive Power |  |  | MVAr
PF

## Customer61
| Customer61 | [16 empty] | 2015 | SUMMER
| Substation Total Loads | [33 empty] | Spots & Transfers Detail
| Historical Loads | MVA | [7 empty] | Weather Corrected Forecast Loads |  |  |  | MVA | [20 empty] | Spots & Transfers Summary | MVA |  | Historical Spots & Transfers | [6 empty] | Forecast Spots & Transfers
|  | 07/08 | 08/09 | 09/10 | 10/11 | 11/12 | 12/13 | 13/14 |  | 14/15 | 15/16 | 16/17 | 17/18 | 18/19 | 19/20 | 20/21 | 21/22 | 22/23 | 23/24 | 24/25 | 25/26 | 26/27 | 27/28 | 28/29 | 29/30 | 30/31 | 31/32 | 32/33 | 33/34 | 34/35 | 35/36 | 36/37 | 37/38 | 38/39 |  |  |  | 07/08 | 08/09 | 09/10 | 10/11 | 11/12 | 12/13 | 13/14 | 14/15 | 15/16 | 16/17 | 17/18 | 18/19 | 19/20 | 20/21 | 21/22 | 22/23 | 23/24 | 24/25 | 25/26 | 26/27 | 27/28 | 28/29 | 29/30 | 30/31 | 31/32 | 32/33 | 33/34 | 34/35 | 35/36 | 36/37 | 37/38 | 38/39
| Total |  |  |  |  | 10.774 | 10.871 | 11.231 |  | 11.231 | 11.231 | 11.231 | 11.231 | 11.231 | 11.231 | 11.231 | 11.231 | 11.231 | 11.231 | 11.231 | 11.231 | 11.231 | 11.231 | 11.231 | 11.231 | 11.231 | 11.231 | 11.231 | 11.231 | 11.231 | 11.231 | 11.231 | 11.231 | 11.231 |  |  | Total
Firm Rating
| Total Capacity | [36 empty] | 0 | 0 | 0 | 0 | 0 | 0 | 0 | 0 | 0 | 0 | 0 | 0 | 0 | 0 | 0 | 0 | 0 | 0 | 0 | 0 | 0 | 0 | 0 | 0 | 0 | 0 | 0 | 0 | 0 | 0 | 0 | 0
|  | -7 | -6 | -5 | -4 | -3 | -2 | -1 |  | 0 | 1 | 2 | 3 | 4 | 5 | 6 | 7 | 8 | 9 | 10 | 11 | 12 | 13 | 14 | 15 | 16 | 17 | 18 | 19 | 20 | 21 | 22 | 23 | 24 |  |  |  | 0 | 0 | 0 | 0 | 0 | 0 | 0 | 0 | 0 | 0 | 0 | 0 | 0 | 0 | 0 | 0 | 0 | 0 | 0 | 0 | 0 | 0 | 0 | 0 | 0 | 0 | 0 | 0 | 0 | 0 | 0 | 0
| Transformer Loads | [36 empty] | 0 | 0 | 0 | 0 | 0 | 0 | 0 | 0 | 0 | 0 | 0 | 0 | 0 | 0 | 0 | 0 | 0 | 0 | 0 | 0 | 0 | 0 | 0 | 0 | 0 | 0 | 0 | 0 | 0 | 0 | 0 | 0
| Historical Loads | MVA | [7 empty] | Weather Corrected Forecast Loads |  |  |  | MVA | [23 empty] | 0 | 0 | 0 | 0 | 0 | 0 | 0 | 0 | 0 | 0 | 0 | 0 | 0 | 0 | 0 | 0 | 0 | 0 | 0 | 0 | 0 | 0 | 0 | 0 | 0 | 0 | 0 | 0 | 0 | 0 | 0 | 0
|  | 07/08 | 08/09 | 09/10 | 10/11 | 11/12 | 12/13 | 13/14 |  | 14/15 | 15/16 | 16/17 | 17/18 | 18/19 | 19/20 | 20/21 | 21/22 | 22/23 | 23/24 | 24/25 | 25/26 | 26/27 | 27/28 | 28/29 | 29/30 | 30/31 | 31/32 | 32/33 | 33/34 | 34/35 | 35/36 | 36/37 | 37/38 | 38/39 |  |  |  | 0 | 0 | 0 | 0 | 0 | 0 | 0 | 0 | 0 | 0 | 0 | 0 | 0 | 0 | 0 | 0 | 0 | 0 | 0 | 0 | 0 | 0 | 0 | 0 | 0 | 0 | 0 | 0 | 0 | 0 | 0 | 0
| 0 | [36 empty] | 0 | 0 | 0 | 0 | 0 | 0 | 0 | 0 | 0 | 0 | 0 | 0 | 0 | 0 | 0 | 0 | 0 | 0 | 0 | 0 | 0 | 0 | 0 | 0 | 0 | 0 | 0 | 0 | 0 | 0 | 0 | 0
| Diversity Factor: 0 | [36 empty] | 0 | 0 | 0 | 0 | 0 | 0 | 0 | 0 | 0 | 0 | 0 | 0 | 0 | 0 | 0 | 0 | 0 | 0 | 0 | 0 | 0 | 0 | 0 | 0 | 0 | 0 | 0 | 0 | 0 | 0 | 0 | 0
[38 empty] | 0 | 0 | 0 | 0 | 0 | 0 | 0 | 0 | 0 | 0 | 0 | 0 | 0 | 0 | 0 | 0 | 0 | 0 | 0 | 0 | 0 | 0 | 0 | 0 | 0 | 0 | 0 | 0 | 0 | 0 | 0 | 0
[38 empty] | 0 | 0 | 0 | 0 | 0 | 0 | 0 | 0 | 0 | 0 | 0 | 0 | 0 | 0 | 0 | 0 | 0 | 0 | 0 | 0 | 0 | 0 | 0 | 0 | 0 | 0 | 0 | 0 | 0 | 0 | 0 | 0
| 0 | [36 empty] | 0 | 0 | 0 | 0 | 0 | 0 | 0 | 0 | 0 | 0 | 0 | 0 | 0 | 0 | 0 | 0 | 0 | 0 | 0 | 0 | 0 | 0 | 0 | 0 | 0 | 0 | 0 | 0 | 0 | 0 | 0 | 0
Diversity Factor: 0
[38 empty] | Historical Spots & Transfers | [6 empty] | Forecast Spots & Transfers
[35 empty] | Project Name | From | To | 07/08 | 08/09 | 09/10 | 10/11 | 11/12 | 12/13 | 13/14 | 14/15 | 15/16 | 16/17 | 17/18 | 18/19 | 19/20 | 20/21 | 21/22 | 22/23 | 23/24 | 24/25 | 25/26 | 26/27 | 27/28 | 28/29 | 29/30 | 30/31 | 31/32 | 32/33 | 33/34 | 34/35 | 35/36 | 36/37 | 37/38 | 38/39
0
Diversity Factor: 0
0
Diversity Factor: 0
0
Diversity Factor: 0
0
Diversity Factor: 0
0
Diversity Factor: 0
0
Diversity Factor: 0
0
Diversity Factor: 0
0
Diversity Factor: 0
| Weather Correction and Public Holiday Factors | [8 empty] | Forecast ROG
ROG Justification
| Actual loads for season 13/14 have been weather corrected by the following: | [6 empty] | 0% |  | N/A | [59 empty] | N/A
1 | 2 | 3 | 4 | 5 | 6 | 7 | 8 | 9 | 10 | 14/15 | 15/16 | 16/17 | 17/18 | 18/19 | 19/20 | 20/21 | 21/22 | 22/23 | 23/24 | 24/25 | 25/26 | 26/27 | 27/28 | 28/29 | 29/30 | 30/31 | 31/32 | 32/33 | 33/34 | 34/35 | 35/36 | 36/37 | 37/38 | 38/39
1 | 1 | 1 | 1 | 1 | 1 | 1 | 1 | 1 | 1 | 0% | 0% | 0% | 0% | 0% | 0% | 0% | 0% | 0% | 0% | 0% | 0% | 0% | 0% | 0% | 0% | 0% | 0% | 0% | 0% | 0% | 0% | 0% | 0% | 0%
Substation Load Detail
[7 empty] | Units | 13/14 |  | 14/15 | 15/16 | 16/17 | 17/18 | 18/19 | 19/20 | 20/21 | 21/22 | 22/23 | 23/24 | 24/25 | 25/26 | 26/27 | 27/28 | 28/29 | 29/30 | 30/31 | 31/32 | 32/33 | 33/34 | 34/35 | 35/36 | 36/37 | 37/38 | 38/39
1 | Customer61 | Compensated |  | Load (LV side) |  |  | Amps | 98 |  | 98 | 98 | 98 | 98 | 98 | 98 | 98 | 98 | 98 | 98 | 98 | 98 | 98 | 98 | 98 | 98 | 98 | 98 | 98 | 98 | 98 | 98 | 98 | 98 | 98
|  |  |  | Apparent Power |  |  | MVA | 11.231 |  | 11.231 | 11.231 | 11.231 | 11.231 | 11.231 | 11.231 | 11.231 | 11.231 | 11.231 | 11.231 | 11.231 | 11.231 | 11.231 | 11.231 | 11.231 | 11.231 | 11.231 | 11.231 | 11.231 | 11.231 | 11.231 | 11.231 | 11.231 | 11.231 | 11.231
|  |  |  | Real Power |  |  | MW | 11.231 |  | 11.231 | 11.231 | 11.231 | 11.231 | 11.231 | 11.231 | 11.231 | 11.231 | 11.231 | 11.231 | 11.231 | 11.231 | 11.231 | 11.231 | 11.231 | 11.231 | 11.231 | 11.231 | 11.231 | 11.231 | 11.231 | 11.231 | 11.231 | 11.231 | 11.231
|  |  |  | Reactive Power |  |  | MVAr | 0 |  | 0 | 0 | 0 | 0 | 0 | 0 | 0 | 0 | 0 | 0 | 0 | 0 | 0 | 0 | 0 | 0 | 0 | 0 | 0 | 0 | 0 | 0 | 0 | 0 | 0
|  |  |  | Capacitors In Service |  |  | MVAr | 0 |  | 0 | 0 | 0 | 0 | 0 | 0 | 0 | 0 | 0 | 0 | 0 | 0 | 0 | 0 | 0 | 0 | 0 | 0 | 0 | 0 | 0 | 0 | 0 | 0 | 0
|  |  |  | PF |  |  |  | 1 | bar: 14/15 to 38/39
0.75637 | Diversity Factor: 0.76 | Uncompensated |  | Reactive Power |  |  | MVAr | 0 |  | 0 | 0 | 0 | 0 | 0 | 0 | 0 | 0 | 0 | 0 | 0 | 0 | 0 | 0 | 0 | 0 | 0 | 0 | 0 | 0 | 0 | 0 | 0 | 0 | 0
|  |  |  | PF |  |  |  | 1 | bar: 14/15 to 38/39
[10 empty] | 1 | 2 | 3 | 4 | 5 | 6 | 7 | 8 | 9 | 10 | 11 | 12 | 13 | 14 | 15 | 16 | 17 | 18 | 19 | 20 | 21 | 22 | 23 | 24 | 25
Transformer Load Detail
[7 empty] | Units | 13/14 |  | 14/15 | 15/16 | 16/17 | 17/18 | 18/19 | 19/20 | 20/21 | 21/22 | 22/23 | 23/24 | 24/25 | 25/26 | 26/27 | 27/28 | 28/29 | 29/30 | 30/31 | 31/32 | 32/33 | 33/34 | 34/35 | 35/36 | 36/37 | 37/38 | 38/39
| 0 | Compensated |  | Load (LV side) |  |  | Amps
|  |  |  | Apparent Power |  |  | MVA
|  |  |  | Real Power |  |  | MW
|  |  |  | Reactive Power |  |  | MVAr
|  |  |  | Capacitors In Service |  |  | MVAr
PF
| Zone Div: | Uncompensated |  | Reactive Power |  |  | MVAr
PF
| 0 | Compensated |  | Load (LV side) |  |  | Amps
|  |  |  | Apparent Power |  |  | MVA
|  |  |  | Real Power |  |  | MW
|  |  |  | Reactive Power |  |  | MVAr
|  |  |  | Capacitors In Service |  |  | MVAr
PF
| Zone Div: | Uncompensated |  | Reactive Power |  |  | MVAr
PF
| 0 | Compensated |  | Load (LV side) |  |  | Amps
|  |  |  | Apparent Power |  |  | MVA
|  |  |  | Real Power |  |  | MW
|  |  |  | Reactive Power |  |  | MVAr
|  |  |  | Capacitors In Service |  |  | MVAr
PF
| Zone Div: | Uncompensated |  | Reactive Power |  |  | MVAr
PF
| 0 | Compensated |  | Load (LV side) |  |  | Amps
|  |  |  | Apparent Power |  |  | MVA
|  |  |  | Real Power |  |  | MW
|  |  |  | Reactive Power |  |  | MVAr
|  |  |  | Capacitors In Service |  |  | MVAr
PF
| Zone Div: | Uncompensated |  | Reactive Power |  |  | MVAr
PF
| 0 | Compensated |  | Load (LV side) |  |  | Amps
|  |  |  | Apparent Power |  |  | MVA
|  |  |  | Real Power |  |  | MW
|  |  |  | Reactive Power |  |  | MVAr
|  |  |  | Capacitors In Service |  |  | MVAr
PF
| Zone Div: | Uncompensated |  | Reactive Power |  |  | MVAr
PF
| 0 | Compensated |  | Load (LV side) |  |  | Amps
|  |  |  | Apparent Power |  |  | MVA
|  |  |  | Real Power |  |  | MW
|  |  |  | Reactive Power |  |  | MVAr
|  |  |  | Capacitors In Service |  |  | MVAr
PF
| Zone Div: | Uncompensated |  | Reactive Power |  |  | MVAr
PF
| 0 | Compensated |  | Load (LV side) |  |  | Amps
|  |  |  | Apparent Power |  |  | MVA
|  |  |  | Real Power |  |  | MW
|  |  |  | Reactive Power |  |  | MVAr
|  |  |  | Capacitors In Service |  |  | MVAr
PF
| Zone Div: | Uncompensated |  | Reactive Power |  |  | MVAr
PF
| 0 | Compensated |  | Load (LV side) |  |  | Amps
|  |  |  | Apparent Power |  |  | MVA
|  |  |  | Real Power |  |  | MW
|  |  |  | Reactive Power |  |  | MVAr
|  |  |  | Capacitors In Service |  |  | MVAr
PF
| Zone Div: | Uncompensated |  | Reactive Power |  |  | MVAr
PF
| 0 | Compensated |  | Load (LV side) |  |  | Amps
|  |  |  | Apparent Power |  |  | MVA
|  |  |  | Real Power |  |  | MW
|  |  |  | Reactive Power |  |  | MVAr
|  |  |  | Capacitors In Service |  |  | MVAr
PF
| Zone Div: | Uncompensated |  | Reactive Power |  |  | MVAr
PF
| 0 | Compensated |  | Load (LV side) |  |  | Amps
|  |  |  | Apparent Power |  |  | MVA
|  |  |  | Real Power |  |  | MW
|  |  |  | Reactive Power |  |  | MVAr
|  |  |  | Capacitors In Service |  |  | MVAr
PF
| Zone Div: | Uncompensated |  | Reactive Power |  |  | MVAr
PF

## Customer62
| Customer62 | [16 empty] | 2015 | SUMMER
| Substation Total Loads | [33 empty] | Spots & Transfers Detail
| Historical Loads | MVA | [7 empty] | Weather Corrected Forecast Loads |  |  |  | MVA | [20 empty] | Spots & Transfers Summary | MVA |  | Historical Spots & Transfers | [6 empty] | Forecast Spots & Transfers
|  | 07/08 | 08/09 | 09/10 | 10/11 | 11/12 | 12/13 | 13/14 |  | 14/15 | 15/16 | 16/17 | 17/18 | 18/19 | 19/20 | 20/21 | 21/22 | 22/23 | 23/24 | 24/25 | 25/26 | 26/27 | 27/28 | 28/29 | 29/30 | 30/31 | 31/32 | 32/33 | 33/34 | 34/35 | 35/36 | 36/37 | 37/38 | 38/39 |  |  |  | 07/08 | 08/09 | 09/10 | 10/11 | 11/12 | 12/13 | 13/14 | 14/15 | 15/16 | 16/17 | 17/18 | 18/19 | 19/20 | 20/21 | 21/22 | 22/23 | 23/24 | 24/25 | 25/26 | 26/27 | 27/28 | 28/29 | 29/30 | 30/31 | 31/32 | 32/33 | 33/34 | 34/35 | 35/36 | 36/37 | 37/38 | 38/39
| Total | [5 empty] | 7.663 | 7.545 |  | 7.545 | 7.545 | 7.545 | 7.545 | 7.545 | 7.545 | 7.545 | 7.545 | 7.545 | 7.545 | 7.545 | 7.545 | 7.545 | 7.545 | 7.545 | 7.545 | 7.545 | 7.545 | 7.545 | 7.545 | 7.545 | 7.545 | 7.545 | 7.545 | 7.545 |  |  | Total
Firm Rating
| Total Capacity | [36 empty] | 0 | 0 | 0 | 0 | 0 | 0 | 0 | 0 | 0 | 0 | 0 | 0 | 0 | 0 | 0 | 0 | 0 | 0 | 0 | 0 | 0 | 0 | 0 | 0 | 0 | 0 | 0 | 0 | 0 | 0 | 0 | 0
|  | -7 | -6 | -5 | -4 | -3 | -2 | -1 |  | 0 | 1 | 2 | 3 | 4 | 5 | 6 | 7 | 8 | 9 | 10 | 11 | 12 | 13 | 14 | 15 | 16 | 17 | 18 | 19 | 20 | 21 | 22 | 23 | 24 |  |  |  | 0 | 0 | 0 | 0 | 0 | 0 | 0 | 0 | 0 | 0 | 0 | 0 | 0 | 0 | 0 | 0 | 0 | 0 | 0 | 0 | 0 | 0 | 0 | 0 | 0 | 0 | 0 | 0 | 0 | 0 | 0 | 0
| Transformer Loads | [36 empty] | 0 | 0 | 0 | 0 | 0 | 0 | 0 | 0 | 0 | 0 | 0 | 0 | 0 | 0 | 0 | 0 | 0 | 0 | 0 | 0 | 0 | 0 | 0 | 0 | 0 | 0 | 0 | 0 | 0 | 0 | 0 | 0
| Historical Loads | MVA | [7 empty] | Weather Corrected Forecast Loads |  |  |  | MVA | [23 empty] | 0 | 0 | 0 | 0 | 0 | 0 | 0 | 0 | 0 | 0 | 0 | 0 | 0 | 0 | 0 | 0 | 0 | 0 | 0 | 0 | 0 | 0 | 0 | 0 | 0 | 0 | 0 | 0 | 0 | 0 | 0 | 0
|  | 07/08 | 08/09 | 09/10 | 10/11 | 11/12 | 12/13 | 13/14 |  | 14/15 | 15/16 | 16/17 | 17/18 | 18/19 | 19/20 | 20/21 | 21/22 | 22/23 | 23/24 | 24/25 | 25/26 | 26/27 | 27/28 | 28/29 | 29/30 | 30/31 | 31/32 | 32/33 | 33/34 | 34/35 | 35/36 | 36/37 | 37/38 | 38/39 |  |  |  | 0 | 0 | 0 | 0 | 0 | 0 | 0 | 0 | 0 | 0 | 0 | 0 | 0 | 0 | 0 | 0 | 0 | 0 | 0 | 0 | 0 | 0 | 0 | 0 | 0 | 0 | 0 | 0 | 0 | 0 | 0 | 0
| 0 | [36 empty] | 0 | 0 | 0 | 0 | 0 | 0 | 0 | 0 | 0 | 0 | 0 | 0 | 0 | 0 | 0 | 0 | 0 | 0 | 0 | 0 | 0 | 0 | 0 | 0 | 0 | 0 | 0 | 0 | 0 | 0 | 0 | 0
| Diversity Factor: 0 | [36 empty] | 0 | 0 | 0 | 0 | 0 | 0 | 0 | 0 | 0 | 0 | 0 | 0 | 0 | 0 | 0 | 0 | 0 | 0 | 0 | 0 | 0 | 0 | 0 | 0 | 0 | 0 | 0 | 0 | 0 | 0 | 0 | 0
[38 empty] | 0 | 0 | 0 | 0 | 0 | 0 | 0 | 0 | 0 | 0 | 0 | 0 | 0 | 0 | 0 | 0 | 0 | 0 | 0 | 0 | 0 | 0 | 0 | 0 | 0 | 0 | 0 | 0 | 0 | 0 | 0 | 0
[38 empty] | 0 | 0 | 0 | 0 | 0 | 0 | 0 | 0 | 0 | 0 | 0 | 0 | 0 | 0 | 0 | 0 | 0 | 0 | 0 | 0 | 0 | 0 | 0 | 0 | 0 | 0 | 0 | 0 | 0 | 0 | 0 | 0
| 0 | [36 empty] | 0 | 0 | 0 | 0 | 0 | 0 | 0 | 0 | 0 | 0 | 0 | 0 | 0 | 0 | 0 | 0 | 0 | 0 | 0 | 0 | 0 | 0 | 0 | 0 | 0 | 0 | 0 | 0 | 0 | 0 | 0 | 0
Diversity Factor: 0
[38 empty] | Historical Spots & Transfers | [6 empty] | Forecast Spots & Transfers
[35 empty] | Project Name | From | To | 07/08 | 08/09 | 09/10 | 10/11 | 11/12 | 12/13 | 13/14 | 14/15 | 15/16 | 16/17 | 17/18 | 18/19 | 19/20 | 20/21 | 21/22 | 22/23 | 23/24 | 24/25 | 25/26 | 26/27 | 27/28 | 28/29 | 29/30 | 30/31 | 31/32 | 32/33 | 33/34 | 34/35 | 35/36 | 36/37 | 37/38 | 38/39
0
Diversity Factor: 0
0
Diversity Factor: 0
0
Diversity Factor: 0
0
Diversity Factor: 0
0
Diversity Factor: 0
0
Diversity Factor: 0
0
Diversity Factor: 0
0
Diversity Factor: 0
| Weather Correction and Public Holiday Factors | [8 empty] | Forecast ROG
ROG Justification
| Actual loads for season 13/14 have been weather corrected by the following: | [6 empty] | 0% |  | N/A | [59 empty] | N/A
1 | 2 | 3 | 4 | 5 | 6 | 7 | 8 | 9 | 10 | 14/15 | 15/16 | 16/17 | 17/18 | 18/19 | 19/20 | 20/21 | 21/22 | 22/23 | 23/24 | 24/25 | 25/26 | 26/27 | 27/28 | 28/29 | 29/30 | 30/31 | 31/32 | 32/33 | 33/34 | 34/35 | 35/36 | 36/37 | 37/38 | 38/39
1 | 1 | 1 | 1 | 1 | 1 | 1 | 1 | 1 | 1 | 0% | 0% | 0% | 0% | 0% | 0% | 0% | 0% | 0% | 0% | 0% | 0% | 0% | 0% | 0% | 0% | 0% | 0% | 0% | 0% | 0% | 0% | 0% | 0% | 0%
Substation Load Detail
[7 empty] | Units | 13/14 |  | 14/15 | 15/16 | 16/17 | 17/18 | 18/19 | 19/20 | 20/21 | 21/22 | 22/23 | 23/24 | 24/25 | 25/26 | 26/27 | 27/28 | 28/29 | 29/30 | 30/31 | 31/32 | 32/33 | 33/34 | 34/35 | 35/36 | 36/37 | 37/38 | 38/39
1 | Customer62 | Compensated |  | Load (LV side) |  |  | Amps | 132 |  | 132 | 132 | 132 | 132 | 132 | 132 | 132 | 132 | 132 | 132 | 132 | 132 | 132 | 132 | 132 | 132 | 132 | 132 | 132 | 132 | 132 | 132 | 132 | 132 | 132
|  |  |  | Apparent Power |  |  | MVA | 7.545 |  | 7.545 | 7.545 | 7.545 | 7.545 | 7.545 | 7.545 | 7.545 | 7.545 | 7.545 | 7.545 | 7.545 | 7.545 | 7.545 | 7.545 | 7.545 | 7.545 | 7.545 | 7.545 | 7.545 | 7.545 | 7.545 | 7.545 | 7.545 | 7.545 | 7.545
|  |  |  | Real Power |  |  | MW | 6.7905 |  | 6.7905 | 6.7905 | 6.7905 | 6.7905 | 6.7905 | 6.7905 | 6.7905 | 6.7905 | 6.7905 | 6.7905 | 6.7905 | 6.7905 | 6.7905 | 6.7905 | 6.7905 | 6.7905 | 6.7905 | 6.7905 | 6.7905 | 6.7905 | 6.7905 | 6.7905 | 6.7905 | 6.7905 | 6.7905
|  |  |  | Reactive Power |  |  | MVAr | 3.2888 |  | 3.2888 | 3.2888 | 3.2888 | 3.2888 | 3.2888 | 3.2888 | 3.2888 | 3.2888 | 3.2888 | 3.2888 | 3.2888 | 3.2888 | 3.2888 | 3.2888 | 3.2888 | 3.2888 | 3.2888 | 3.2888 | 3.2888 | 3.2888 | 3.2888 | 3.2888 | 3.2888 | 3.2888 | 3.2888
|  |  |  | Capacitors In Service |  |  | MVAr | 0 |  | 0 | 0 | 0 | 0 | 0 | 0 | 0 | 0 | 0 | 0 | 0 | 0 | 0 | 0 | 0 | 0 | 0 | 0 | 0 | 0 | 0 | 0 | 0 | 0 | 0
|  |  |  | PF |  |  |  | 0.9 |  | 0.9 | 0.9 | 0.9 | 0.9 | 0.9 | 0.9 | 0.9 | 0.9 | 0.9 | 0.9 | 0.9 | 0.9 | 0.9 | 0.9 | 0.9 | 0.9 | 0.9 | 0.9 | 0.9 | 0.9 | 0.9 | 0.9 | 0.9 | 0.9 | 0.9
| Diversity Factor: 0 | Uncompensated |  | Reactive Power |  |  | MVAr | 3.2888 |  | 3.2888 | 3.2888 | 3.2888 | 3.2888 | 3.2888 | 3.2888 | 3.2888 | 3.2888 | 3.2888 | 3.2888 | 3.2888 | 3.2888 | 3.2888 | 3.2888 | 3.2888 | 3.2888 | 3.2888 | 3.2888 | 3.2888 | 3.2888 | 3.2888 | 3.2888 | 3.2888 | 3.2888 | 3.2888
|  |  |  | PF |  |  |  | 0.9 |  | 0.9 | 0.9 | 0.9 | 0.9 | 0.9 | 0.9 | 0.9 | 0.9 | 0.9 | 0.9 | 0.9 | 0.9 | 0.9 | 0.9 | 0.9 | 0.9 | 0.9 | 0.9 | 0.9 | 0.9 | 0.9 | 0.9 | 0.9 | 0.9 | 0.9
[10 empty] | 1 | 2 | 3 | 4 | 5 | 6 | 7 | 8 | 9 | 10 | 11 | 12 | 13 | 14 | 15 | 16 | 17 | 18 | 19 | 20 | 21 | 22 | 23 | 24 | 25
Transformer Load Detail
[7 empty] | Units | 13/14 |  | 14/15 | 15/16 | 16/17 | 17/18 | 18/19 | 19/20 | 20/21 | 21/22 | 22/23 | 23/24 | 24/25 | 25/26 | 26/27 | 27/28 | 28/29 | 29/30 | 30/31 | 31/32 | 32/33 | 33/34 | 34/35 | 35/36 | 36/37 | 37/38 | 38/39
| 0 | Compensated |  | Load (LV side) |  |  | Amps
|  |  |  | Apparent Power |  |  | MVA
|  |  |  | Real Power |  |  | MW
|  |  |  | Reactive Power |  |  | MVAr
|  |  |  | Capacitors In Service |  |  | MVAr
PF
| Zone Div: | Uncompensated |  | Reactive Power |  |  | MVAr
PF
| 0 | Compensated |  | Load (LV side) |  |  | Amps
|  |  |  | Apparent Power |  |  | MVA
|  |  |  | Real Power |  |  | MW
|  |  |  | Reactive Power |  |  | MVAr
|  |  |  | Capacitors In Service |  |  | MVAr
PF
| Zone Div: | Uncompensated |  | Reactive Power |  |  | MVAr
PF
| 0 | Compensated |  | Load (LV side) |  |  | Amps
|  |  |  | Apparent Power |  |  | MVA
|  |  |  | Real Power |  |  | MW
|  |  |  | Reactive Power |  |  | MVAr
|  |  |  | Capacitors In Service |  |  | MVAr
PF
| Zone Div: | Uncompensated |  | Reactive Power |  |  | MVAr
PF
| 0 | Compensated |  | Load (LV side) |  |  | Amps
|  |  |  | Apparent Power |  |  | MVA
|  |  |  | Real Power |  |  | MW
|  |  |  | Reactive Power |  |  | MVAr
|  |  |  | Capacitors In Service |  |  | MVAr
PF
| Zone Div: | Uncompensated |  | Reactive Power |  |  | MVAr
PF
| 0 | Compensated |  | Load (LV side) |  |  | Amps
|  |  |  | Apparent Power |  |  | MVA
|  |  |  | Real Power |  |  | MW
|  |  |  | Reactive Power |  |  | MVAr
|  |  |  | Capacitors In Service |  |  | MVAr
PF
| Zone Div: | Uncompensated |  | Reactive Power |  |  | MVAr
PF
| 0 | Compensated |  | Load (LV side) |  |  | Amps
|  |  |  | Apparent Power |  |  | MVA
|  |  |  | Real Power |  |  | MW
|  |  |  | Reactive Power |  |  | MVAr
|  |  |  | Capacitors In Service |  |  | MVAr
PF
| Zone Div: | Uncompensated |  | Reactive Power |  |  | MVAr
PF
| 0 | Compensated |  | Load (LV side) |  |  | Amps
|  |  |  | Apparent Power |  |  | MVA
|  |  |  | Real Power |  |  | MW
|  |  |  | Reactive Power |  |  | MVAr
|  |  |  | Capacitors In Service |  |  | MVAr
PF
| Zone Div: | Uncompensated |  | Reactive Power |  |  | MVAr
PF
| 0 | Compensated |  | Load (LV side) |  |  | Amps
|  |  |  | Apparent Power |  |  | MVA
|  |  |  | Real Power |  |  | MW
|  |  |  | Reactive Power |  |  | MVAr
|  |  |  | Capacitors In Service |  |  | MVAr
PF
| Zone Div: | Uncompensated |  | Reactive Power |  |  | MVAr
PF
| 0 | Compensated |  | Load (LV side) |  |  | Amps
|  |  |  | Apparent Power |  |  | MVA
|  |  |  | Real Power |  |  | MW
|  |  |  | Reactive Power |  |  | MVAr
|  |  |  | Capacitors In Service |  |  | MVAr
PF
| Zone Div: | Uncompensated |  | Reactive Power |  |  | MVAr
PF
| 0 | Compensated |  | Load (LV side) |  |  | Amps
|  |  |  | Apparent Power |  |  | MVA
|  |  |  | Real Power |  |  | MW
|  |  |  | Reactive Power |  |  | MVAr
|  |  |  | Capacitors In Service |  |  | MVAr
PF
| Zone Div: | Uncompensated |  | Reactive Power |  |  | MVAr
PF

## Customer63
| Customer63 | [16 empty] | 2015 | SUMMER
| Substation Total Loads | [33 empty] | Spots & Transfers Detail
| Historical Loads | MVA | [7 empty] | Weather Corrected Forecast Loads |  |  |  | MVA | [20 empty] | Spots & Transfers Summary | MVA |  | Historical Spots & Transfers | [6 empty] | Forecast Spots & Transfers
|  | 07/08 | 08/09 | 09/10 | 10/11 | 11/12 | 12/13 | 13/14 |  | 14/15 | 15/16 | 16/17 | 17/18 | 18/19 | 19/20 | 20/21 | 21/22 | 22/23 | 23/24 | 24/25 | 25/26 | 26/27 | 27/28 | 28/29 | 29/30 | 30/31 | 31/32 | 32/33 | 33/34 | 34/35 | 35/36 | 36/37 | 37/38 | 38/39 |  |  |  | 07/08 | 08/09 | 09/10 | 10/11 | 11/12 | 12/13 | 13/14 | 14/15 | 15/16 | 16/17 | 17/18 | 18/19 | 19/20 | 20/21 | 21/22 | 22/23 | 23/24 | 24/25 | 25/26 | 26/27 | 27/28 | 28/29 | 29/30 | 30/31 | 31/32 | 32/33 | 33/34 | 34/35 | 35/36 | 36/37 | 37/38 | 38/39
| Total |  |  |  | 8.329 | 8.514 | 8.477 | 7.998 |  | 7.998 | 7.998 | 7.998 | 7.998 | 7.998 | 7.998 | 7.998 | 7.998 | 7.998 | 7.998 | 7.998 | 7.998 | 7.998 | 7.998 | 7.998 | 7.998 | 7.998 | 7.998 | 7.998 | 7.998 | 7.998 | 7.998 | 7.998 | 7.998 | 7.998 |  |  | Total
Firm Rating
| Total Capacity | [36 empty] | 0 | 0 | 0 | 0 | 0 | 0 | 0 | 0 | 0 | 0 | 0 | 0 | 0 | 0 | 0 | 0 | 0 | 0 | 0 | 0 | 0 | 0 | 0 | 0 | 0 | 0 | 0 | 0 | 0 | 0 | 0 | 0
|  | -7 | -6 | -5 | -4 | -3 | -2 | -1 |  | 0 | 1 | 2 | 3 | 4 | 5 | 6 | 7 | 8 | 9 | 10 | 11 | 12 | 13 | 14 | 15 | 16 | 17 | 18 | 19 | 20 | 21 | 22 | 23 | 24 |  |  |  | 0 | 0 | 0 | 0 | 0 | 0 | 0 | 0 | 0 | 0 | 0 | 0 | 0 | 0 | 0 | 0 | 0 | 0 | 0 | 0 | 0 | 0 | 0 | 0 | 0 | 0 | 0 | 0 | 0 | 0 | 0 | 0
| Transformer Loads | [36 empty] | 0 | 0 | 0 | 0 | 0 | 0 | 0 | 0 | 0 | 0 | 0 | 0 | 0 | 0 | 0 | 0 | 0 | 0 | 0 | 0 | 0 | 0 | 0 | 0 | 0 | 0 | 0 | 0 | 0 | 0 | 0 | 0
| Historical Loads | MVA | [7 empty] | Weather Corrected Forecast Loads |  |  |  | MVA | [23 empty] | 0 | 0 | 0 | 0 | 0 | 0 | 0 | 0 | 0 | 0 | 0 | 0 | 0 | 0 | 0 | 0 | 0 | 0 | 0 | 0 | 0 | 0 | 0 | 0 | 0 | 0 | 0 | 0 | 0 | 0 | 0 | 0
|  | 07/08 | 08/09 | 09/10 | 10/11 | 11/12 | 12/13 | 13/14 |  | 14/15 | 15/16 | 16/17 | 17/18 | 18/19 | 19/20 | 20/21 | 21/22 | 22/23 | 23/24 | 24/25 | 25/26 | 26/27 | 27/28 | 28/29 | 29/30 | 30/31 | 31/32 | 32/33 | 33/34 | 34/35 | 35/36 | 36/37 | 37/38 | 38/39 |  |  |  | 0 | 0 | 0 | 0 | 0 | 0 | 0 | 0 | 0 | 0 | 0 | 0 | 0 | 0 | 0 | 0 | 0 | 0 | 0 | 0 | 0 | 0 | 0 | 0 | 0 | 0 | 0 | 0 | 0 | 0 | 0 | 0
| 0 | [36 empty] | 0 | 0 | 0 | 0 | 0 | 0 | 0 | 0 | 0 | 0 | 0 | 0 | 0 | 0 | 0 | 0 | 0 | 0 | 0 | 0 | 0 | 0 | 0 | 0 | 0 | 0 | 0 | 0 | 0 | 0 | 0 | 0
| Diversity Factor: 0 | [36 empty] | 0 | 0 | 0 | 0 | 0 | 0 | 0 | 0 | 0 | 0 | 0 | 0 | 0 | 0 | 0 | 0 | 0 | 0 | 0 | 0 | 0 | 0 | 0 | 0 | 0 | 0 | 0 | 0 | 0 | 0 | 0 | 0
[38 empty] | 0 | 0 | 0 | 0 | 0 | 0 | 0 | 0 | 0 | 0 | 0 | 0 | 0 | 0 | 0 | 0 | 0 | 0 | 0 | 0 | 0 | 0 | 0 | 0 | 0 | 0 | 0 | 0 | 0 | 0 | 0 | 0
[38 empty] | 0 | 0 | 0 | 0 | 0 | 0 | 0 | 0 | 0 | 0 | 0 | 0 | 0 | 0 | 0 | 0 | 0 | 0 | 0 | 0 | 0 | 0 | 0 | 0 | 0 | 0 | 0 | 0 | 0 | 0 | 0 | 0
| 0 | [36 empty] | 0 | 0 | 0 | 0 | 0 | 0 | 0 | 0 | 0 | 0 | 0 | 0 | 0 | 0 | 0 | 0 | 0 | 0 | 0 | 0 | 0 | 0 | 0 | 0 | 0 | 0 | 0 | 0 | 0 | 0 | 0 | 0
Diversity Factor: 0
[38 empty] | Historical Spots & Transfers | [6 empty] | Forecast Spots & Transfers
[35 empty] | Project Name | From | To | 07/08 | 08/09 | 09/10 | 10/11 | 11/12 | 12/13 | 13/14 | 14/15 | 15/16 | 16/17 | 17/18 | 18/19 | 19/20 | 20/21 | 21/22 | 22/23 | 23/24 | 24/25 | 25/26 | 26/27 | 27/28 | 28/29 | 29/30 | 30/31 | 31/32 | 32/33 | 33/34 | 34/35 | 35/36 | 36/37 | 37/38 | 38/39
0
Diversity Factor: 0
0
Diversity Factor: 0
0
Diversity Factor: 0
0
Diversity Factor: 0
0
Diversity Factor: 0
0
Diversity Factor: 0
0
Diversity Factor: 0
0
Diversity Factor: 0
| Weather Correction and Public Holiday Factors | [8 empty] | Forecast ROG
ROG Justification
| Actual loads for season 13/14 have been weather corrected by the following: | [6 empty] | 0% |  | N/A | [59 empty] | N/A
1 | 2 | 3 | 4 | 5 | 6 | 7 | 8 | 9 | 10 | 14/15 | 15/16 | 16/17 | 17/18 | 18/19 | 19/20 | 20/21 | 21/22 | 22/23 | 23/24 | 24/25 | 25/26 | 26/27 | 27/28 | 28/29 | 29/30 | 30/31 | 31/32 | 32/33 | 33/34 | 34/35 | 35/36 | 36/37 | 37/38 | 38/39
1 | 1 | 1 | 1 | 1 | 1 | 1 | 1 | 1 | 1 | 0% | 0% | 0% | 0% | 0% | 0% | 0% | 0% | 0% | 0% | 0% | 0% | 0% | 0% | 0% | 0% | 0% | 0% | 0% | 0% | 0% | 0% | 0% | 0% | 0%
Substation Load Detail
[7 empty] | Units | 13/14 |  | 14/15 | 15/16 | 16/17 | 17/18 | 18/19 | 19/20 | 20/21 | 21/22 | 22/23 | 23/24 | 24/25 | 25/26 | 26/27 | 27/28 | 28/29 | 29/30 | 30/31 | 31/32 | 32/33 | 33/34 | 34/35 | 35/36 | 36/37 | 37/38 | 38/39
1 | Customer63 | Compensated |  | Load (LV side) |  |  | Amps | 70 |  | 70 | 70 | 70 | 70 | 70 | 70 | 70 | 70 | 70 | 70 | 70 | 70 | 70 | 70 | 70 | 70 | 70 | 70 | 70 | 70 | 70 | 70 | 70 | 70 | 70
|  |  |  | Apparent Power |  |  | MVA | 7.998 |  | 7.998 | 7.998 | 7.998 | 7.998 | 7.998 | 7.998 | 7.998 | 7.998 | 7.998 | 7.998 | 7.998 | 7.998 | 7.998 | 7.998 | 7.998 | 7.998 | 7.998 | 7.998 | 7.998 | 7.998 | 7.998 | 7.998 | 7.998 | 7.998 | 7.998
|  |  |  | Real Power |  |  | MW | 7.1982 |  | 7.1982 | 7.1982 | 7.1982 | 7.1982 | 7.1982 | 7.1982 | 7.1982 | 7.1982 | 7.1982 | 7.1982 | 7.1982 | 7.1982 | 7.1982 | 7.1982 | 7.1982 | 7.1982 | 7.1982 | 7.1982 | 7.1982 | 7.1982 | 7.1982 | 7.1982 | 7.1982 | 7.1982 | 7.1982
|  |  |  | Reactive Power |  |  | MVAr | 3.4862 |  | 3.4862 | 3.4862 | 3.4862 | 3.4862 | 3.4862 | 3.4862 | 3.4862 | 3.4862 | 3.4862 | 3.4862 | 3.4862 | 3.4862 | 3.4862 | 3.4862 | 3.4862 | 3.4862 | 3.4862 | 3.4862 | 3.4862 | 3.4862 | 3.4862 | 3.4862 | 3.4862 | 3.4862 | 3.4862
|  |  |  | Capacitors In Service |  |  | MVAr | 0 |  | 0 | 0 | 0 | 0 | 0 | 0 | 0 | 0 | 0 | 0 | 0 | 0 | 0 | 0 | 0 | 0 | 0 | 0 | 0 | 0 | 0 | 0 | 0 | 0 | 0
|  |  |  | PF |  |  |  | 0.9 |  | 0.9 | 0.9 | 0.9 | 0.9 | 0.9 | 0.9 | 0.9 | 0.9 | 0.9 | 0.9 | 0.9 | 0.9 | 0.9 | 0.9 | 0.9 | 0.9 | 0.9 | 0.9 | 0.9 | 0.9 | 0.9 | 0.9 | 0.9 | 0.9 | 0.9
0.86615 | Diversity Factor: 0.87 | Uncompensated |  | Reactive Power |  |  | MVAr | 3.4862 |  | 3.4862 | 3.4862 | 3.4862 | 3.4862 | 3.4862 | 3.4862 | 3.4862 | 3.4862 | 3.4862 | 3.4862 | 3.4862 | 3.4862 | 3.4862 | 3.4862 | 3.4862 | 3.4862 | 3.4862 | 3.4862 | 3.4862 | 3.4862 | 3.4862 | 3.4862 | 3.4862 | 3.4862 | 3.4862
|  |  |  | PF |  |  |  | 0.9 |  | 0.9 | 0.9 | 0.9 | 0.9 | 0.9 | 0.9 | 0.9 | 0.9 | 0.9 | 0.9 | 0.9 | 0.9 | 0.9 | 0.9 | 0.9 | 0.9 | 0.9 | 0.9 | 0.9 | 0.9 | 0.9 | 0.9 | 0.9 | 0.9 | 0.9
[10 empty] | 1 | 2 | 3 | 4 | 5 | 6 | 7 | 8 | 9 | 10 | 11 | 12 | 13 | 14 | 15 | 16 | 17 | 18 | 19 | 20 | 21 | 22 | 23 | 24 | 25
Transformer Load Detail
[7 empty] | Units | 13/14 |  | 14/15 | 15/16 | 16/17 | 17/18 | 18/19 | 19/20 | 20/21 | 21/22 | 22/23 | 23/24 | 24/25 | 25/26 | 26/27 | 27/28 | 28/29 | 29/30 | 30/31 | 31/32 | 32/33 | 33/34 | 34/35 | 35/36 | 36/37 | 37/38 | 38/39
| 0 | Compensated |  | Load (LV side) |  |  | Amps
|  |  |  | Apparent Power |  |  | MVA
|  |  |  | Real Power |  |  | MW
|  |  |  | Reactive Power |  |  | MVAr
|  |  |  | Capacitors In Service |  |  | MVAr
PF
| Zone Div: | Uncompensated |  | Reactive Power |  |  | MVAr
PF
| 0 | Compensated |  | Load (LV side) |  |  | Amps
|  |  |  | Apparent Power |  |  | MVA
|  |  |  | Real Power |  |  | MW
|  |  |  | Reactive Power |  |  | MVAr
|  |  |  | Capacitors In Service |  |  | MVAr
PF
| Zone Div: | Uncompensated |  | Reactive Power |  |  | MVAr
PF
| 0 | Compensated |  | Load (LV side) |  |  | Amps
|  |  |  | Apparent Power |  |  | MVA
|  |  |  | Real Power |  |  | MW
|  |  |  | Reactive Power |  |  | MVAr
|  |  |  | Capacitors In Service |  |  | MVAr
PF
| Zone Div: | Uncompensated |  | Reactive Power |  |  | MVAr
PF
| 0 | Compensated |  | Load (LV side) |  |  | Amps
|  |  |  | Apparent Power |  |  | MVA
|  |  |  | Real Power |  |  | MW
|  |  |  | Reactive Power |  |  | MVAr
|  |  |  | Capacitors In Service |  |  | MVAr
PF
| Zone Div: | Uncompensated |  | Reactive Power |  |  | MVAr
PF
| 0 | Compensated |  | Load (LV side) |  |  | Amps
|  |  |  | Apparent Power |  |  | MVA
|  |  |  | Real Power |  |  | MW
|  |  |  | Reactive Power |  |  | MVAr
|  |  |  | Capacitors In Service |  |  | MVAr
PF
| Zone Div: | Uncompensated |  | Reactive Power |  |  | MVAr
PF
| 0 | Compensated |  | Load (LV side) |  |  | Amps
|  |  |  | Apparent Power |  |  | MVA
|  |  |  | Real Power |  |  | MW
|  |  |  | Reactive Power |  |  | MVAr
|  |  |  | Capacitors In Service |  |  | MVAr
PF
| Zone Div: | Uncompensated |  | Reactive Power |  |  | MVAr
PF
| 0 | Compensated |  | Load (LV side) |  |  | Amps
|  |  |  | Apparent Power |  |  | MVA
|  |  |  | Real Power |  |  | MW
|  |  |  | Reactive Power |  |  | MVAr
|  |  |  | Capacitors In Service |  |  | MVAr
PF
| Zone Div: | Uncompensated |  | Reactive Power |  |  | MVAr
PF
| 0 | Compensated |  | Load (LV side) |  |  | Amps
|  |  |  | Apparent Power |  |  | MVA
|  |  |  | Real Power |  |  | MW
|  |  |  | Reactive Power |  |  | MVAr
|  |  |  | Capacitors In Service |  |  | MVAr
PF
| Zone Div: | Uncompensated |  | Reactive Power |  |  | MVAr
PF
| 0 | Compensated |  | Load (LV side) |  |  | Amps
|  |  |  | Apparent Power |  |  | MVA
|  |  |  | Real Power |  |  | MW
|  |  |  | Reactive Power |  |  | MVAr
|  |  |  | Capacitors In Service |  |  | MVAr
PF
| Zone Div: | Uncompensated |  | Reactive Power |  |  | MVAr
PF
| 0 | Compensated |  | Load (LV side) |  |  | Amps
|  |  |  | Apparent Power |  |  | MVA
|  |  |  | Real Power |  |  | MW
|  |  |  | Reactive Power |  |  | MVAr
|  |  |  | Capacitors In Service |  |  | MVAr
PF
| Zone Div: | Uncompensated |  | Reactive Power |  |  | MVAr
PF

## Lemington 66_11kV
| Lemington 66_11kV | [16 empty] | 2015 | SUMMER
| Substation Total Loads | [33 empty] | Spots & Transfers Detail
| Historical Loads | (11kV MVA) | [7 empty] | Weather Corrected Forecast Loads |  |  |  | (11kV MVA) | [20 empty] | Spots & Transfers Summary | (11kV MVA) |  | Historical Spots & Transfers | [6 empty] | Forecast Spots & Transfers
|  | 07/08 | 08/09 | 09/10 | 10/11 | 11/12 | 12/13 | 13/14 |  | 14/15 | 15/16 | 16/17 | 17/18 | 18/19 | 19/20 | 20/21 | 21/22 | 22/23 | 23/24 | 24/25 | 25/26 | 26/27 | 27/28 | 28/29 | 29/30 | 30/31 | 31/32 | 32/33 | 33/34 | 34/35 | 35/36 | 36/37 | 37/38 | 38/39 |  |  |  | 07/08 | 08/09 | 09/10 | 10/11 | 11/12 | 12/13 | 13/14 | 14/15 | 15/16 | 16/17 | 17/18 | 18/19 | 19/20 | 20/21 | 21/22 | 22/23 | 23/24 | 24/25 | 25/26 | 26/27 | 27/28 | 28/29 | 29/30 | 30/31 | 31/32 | 32/33 | 33/34 | 34/35 | 35/36 | 36/37 | 37/38 | 38/39
| Total | 3.5 | 3.2 | 3.177 | 3.133 | 2.395 | 2.931 | 2.96 |  | 2.7811 | 2.77 | 2.7676 | 2.7659 | 2.7647 | 2.7636 | 2.7766 | 2.7965 | 2.814 | 2.8325 | 2.8465 | 2.8662 | 2.8858 | 2.9095 | 2.9354 | 2.9607 | 2.9849 | 3.0097 | 3.035 | 3.0608 | 3.0871 | 3.1139 | 3.1413 | 3.1692 | 3.1977 |  |  | Total | 0 | 0 | 0 | 0.42868 | -0.00103 | 0 | -0.01125 | -0.0089439 | -0.011024 | -0.0023979 | -0.0016842 | -0.001205 | -0.0010966 | 0.012924 | 0.019933 | 0.017484 | 0.018517 | 0.014035 | 0.019698 | 0.019564 | 0.023691 | 0.025893 | 0.025288 | 0.024276 | 0.024775 | 0.02528 | 0.025793 | 0.026312 | 0.026838 | 0.027372 | 0.027912 | 0.02846
| Firm Rating | 0 | 0 | 0 | 0 | 0 | 13.36 | 13.36 |  | 13.36 | 13.36 | 13.36 | 13.36 | 13.36 | 13.36 | 13.36 | 13.36 | 13.36 | 13.36 | 13.36 | 13.36 | 13.36 | 13.36 | 13.36 | 13.36 | 13.36 | 13.36 | 13.36 | 13.36 | 13.36 | 13.36 | 13.36 | 13.36 | 13.36
| Total Capacity | 0 | 0 | 16.175 | 16.175 | 16.175 | 32.35 | 32.35 |  | 32.35 | 32.35 | 32.35 | 32.35 | 32.35 | 32.35 | 32.35 | 32.35 | 32.35 | 32.35 | 32.35 | 32.35 | 32.35 | 32.35 | 32.35 | 32.35 | 32.35 | 32.35 | 32.35 | 32.35 | 32.35 | 32.35 | 32.35 | 32.35 | 32.35 |  |  | Lemington 66_11kV Tx1 | 0 | 0 | 0 | 0.42868 | -0.00103 | 0 | -0.01125 | -0.0089439 | -0.011024 | -0.0023979 | -0.0016842 | -0.001205 | -0.0010966 | 0.012924 | 0.019933 | 0.017484 | 0.018517 | 0.014035 | 0.019698 | 0.019564 | 0.023691 | 0.025893 | 0.025288 | 0.024276 | 0.024775 | 0.02528 | 0.025793 | 0.026312 | 0.026838 | 0.027372 | 0.027912 | 0.02846
|  | -7 | -6 | -5 | -4 | -3 | -2 | -1 |  | 0 | 1 | 2 | 3 | 4 | 5 | 6 | 7 | 8 | 9 | 10 | 11 | 12 | 13 | 14 | 15 | 16 | 17 | 18 | 19 | 20 | 21 | 22 | 23 | 24 |  |  | Lemington 66_11kV Tx2 | 0 | 0 | 0 | 0 | 0 | 0 | 0 | 0 | 0 | 0 | 0 | 0 | 0 | 0 | 0 | 0 | 0 | 0 | 0 | 0 | 0 | 0 | 0 | 0 | 0 | 0 | 0 | 0 | 0 | 0 | 0 | 0
| Transformer Loads | [36 empty] | 0 | 0 | 0 | 0 | 0 | 0 | 0 | 0 | 0 | 0 | 0 | 0 | 0 | 0 | 0 | 0 | 0 | 0 | 0 | 0 | 0 | 0 | 0 | 0 | 0 | 0 | 0 | 0 | 0 | 0 | 0 | 0
| Historical Loads | (11kV MVA) | [7 empty] | Weather Corrected Forecast Loads |  |  |  | (11kV MVA) | [23 empty] | 0 | 0 | 0 | 0 | 0 | 0 | 0 | 0 | 0 | 0 | 0 | 0 | 0 | 0 | 0 | 0 | 0 | 0 | 0 | 0 | 0 | 0 | 0 | 0 | 0 | 0 | 0 | 0 | 0 | 0 | 0 | 0
|  | 07/08 | 08/09 | 09/10 | 10/11 | 11/12 | 12/13 | 13/14 |  | 14/15 | 15/16 | 16/17 | 17/18 | 18/19 | 19/20 | 20/21 | 21/22 | 22/23 | 23/24 | 24/25 | 25/26 | 26/27 | 27/28 | 28/29 | 29/30 | 30/31 | 31/32 | 32/33 | 33/34 | 34/35 | 35/36 | 36/37 | 37/38 | 38/39 |  |  |  | 0 | 0 | 0 | 0 | 0 | 0 | 0 | 0 | 0 | 0 | 0 | 0 | 0 | 0 | 0 | 0 | 0 | 0 | 0 | 0 | 0 | 0 | 0 | 0 | 0 | 0 | 0 | 0 | 0 | 0 | 0 | 0
| 0 | [36 empty] | 0 | 0 | 0 | 0 | 0 | 0 | 0 | 0 | 0 | 0 | 0 | 0 | 0 | 0 | 0 | 0 | 0 | 0 | 0 | 0 | 0 | 0 | 0 | 0 | 0 | 0 | 0 | 0 | 0 | 0 | 0 | 0
| Diversity Factor: 0 | [36 empty] | 0 | 0 | 0 | 0 | 0 | 0 | 0 | 0 | 0 | 0 | 0 | 0 | 0 | 0 | 0 | 0 | 0 | 0 | 0 | 0 | 0 | 0 | 0 | 0 | 0 | 0 | 0 | 0 | 0 | 0 | 0 | 0
[38 empty] | 0 | 0 | 0 | 0 | 0 | 0 | 0 | 0 | 0 | 0 | 0 | 0 | 0 | 0 | 0 | 0 | 0 | 0 | 0 | 0 | 0 | 0 | 0 | 0 | 0 | 0 | 0 | 0 | 0 | 0 | 0 | 0
[38 empty] | 0 | 0 | 0 | 0 | 0 | 0 | 0 | 0 | 0 | 0 | 0 | 0 | 0 | 0 | 0 | 0 | 0 | 0 | 0 | 0 | 0 | 0 | 0 | 0 | 0 | 0 | 0 | 0 | 0 | 0 | 0 | 0
| 0 | [36 empty] | 0 | 0 | 0 | 0 | 0 | 0 | 0 | 0 | 0 | 0 | 0 | 0 | 0 | 0 | 0 | 0 | 0 | 0 | 0 | 0 | 0 | 0 | 0 | 0 | 0 | 0 | 0 | 0 | 0 | 0 | 0 | 0
Diversity Factor: 0
[38 empty] | Historical Spots & Transfers | [6 empty] | Forecast Spots & Transfers
[35 empty] | Project Name | From | To | 07/08 | 08/09 | 09/10 | 10/11 | 11/12 | 12/13 | 13/14 | 14/15 | 15/16 | 16/17 | 17/18 | 18/19 | 19/20 | 20/21 | 21/22 | 22/23 | 23/24 | 24/25 | 25/26 | 26/27 | 27/28 | 28/29 | 29/30 | 30/31 | 31/32 | 32/33 | 33/34 | 34/35 | 35/36 | 36/37 | 37/38 | 38/39
| 0 | [33 empty] | Broad based demand management |  | Lemington 66_11kV Tx1 | 0 | 0 | 0 | 0 | 0 | 0 | 0 | -3.845e-05 | -0.0063272 | -0.00011535 | -0.0033297 | -0.0013842 | 0 | 0 | 0 | 0 | 0 | 0 | 0 | 0 | 0 | 0 | 0 | 0 | 0 | 0 | 0 | 0 | 0 | 0 | 0 | 0
| Diversity Factor: 0 | [33 empty] | HVCON_ID: 2000106. Darley Stud water pumps (summer load only) |  | Lemington 66_11kV Tx1 | 0 | 0 | 0 | 0.42868 | 0 | 0 | 0 | 0 | 0 | 0 | 0 | 0 | 0 | 0 | 0 | 0 | 0 | 0 | 0 | 0 | 0 | 0 | 0 | 0 | 0 | 0 | 0 | 0 | 0 | 0 | 0 | 0
[35 empty] | Econometric |  | Lemington 66_11kV Tx1 | 0 | 0 | 0 | 0 | 0 | 0 | 0 | 0 | 0 | 0.011618 | 0.021968 | 0.030563 | 0.029938 | 0.030985 | 0.030952 | 0.030902 | 0.03135 | 0.031804 | 0.032263 | 0.032729 | 0.033202 | 0.033681 | 0.034166 | 0.034658 | 0.035156 | 0.035662 | 0.036174 | 0.036693 | 0.03722 | 0.037753 | 0.038294 | 0.038842
[35 empty] | Energy Efficiency |  | Lemington 66_11kV Tx1 | 0 | 0 | 0 | 0 | 0 | 0 | 0 | -0.0077021 | -0.0033475 | -0.012376 | -0.01865 | -0.028593 | -0.029149 | -0.016086 | -0.0091093 | -0.011479 | -0.011349 | -0.015991 | -0.010788 | -0.011388 | -0.0077333 | -0.0060094 | -0.0071005 | -0.0086038 | -0.0086038 | -0.0086038 | -0.0086038 | -0.0086038 | -0.0086038 | -0.0086038 | -0.0086038 | -0.0086038
| 0 | [33 empty] | Solar PV |  | Lemington 66_11kV Tx1 | 0 | 0 | 0 | 0 | -0.00103 | 0 | -0.01125 | -0.0012033 | -0.0013497 | -0.0015244 | -0.0016726 | -0.0017901 | -0.0018859 | -0.0019745 | -0.0019094 | -0.0019397 | -0.0014842 | -0.0017777 | -0.0017777 | -0.0017777 | -0.0017777 | -0.0017777 | -0.0017777 | -0.0017777 | -0.0017777 | -0.0017777 | -0.0017777 | -0.0017777 | -0.0017777 | -0.0017777 | -0.0017777 | -0.0017777
Diversity Factor: 0
0
Diversity Factor: 0
0
Diversity Factor: 0
0
Diversity Factor: 0
0
Diversity Factor: 0
0
Diversity Factor: 0
0
Diversity Factor: 0
| Weather Correction and Public Holiday Factors | [8 empty] | Forecast ROG
ROG Justification
| Actual loads for season 13/14 have been weather corrected by the following: | [6 empty] | 0% |  | Mining load, no growth rate | [59 empty] | Mining load, no growth rate
1 | 2 | 3 | 4 | 5 | 6 | 7 | 8 | 9 | 10 | 14/15 | 15/16 | 16/17 | 17/18 | 18/19 | 19/20 | 20/21 | 21/22 | 22/23 | 23/24 | 24/25 | 25/26 | 26/27 | 27/28 | 28/29 | 29/30 | 30/31 | 31/32 | 32/33 | 33/34 | 34/35 | 35/36 | 36/37 | 37/38 | 38/39
1 | 1 | 1 | 1 | 1 | 1 | 1 | 1 | 1 | 1 | 0% | 0% | 0% | 0% | 0% | 0% | 0% | 0% | 0% | 0% | 0% | 0% | 0% | 0% | 0% | 0% | 0% | 0% | 0% | 0% | 0% | 0% | 0% | 0% | 0%
Substation Load Detail
[7 empty] | Units | 13/14 |  | 14/15 | 15/16 | 16/17 | 17/18 | 18/19 | 19/20 | 20/21 | 21/22 | 22/23 | 23/24 | 24/25 | 25/26 | 26/27 | 27/28 | 28/29 | 29/30 | 30/31 | 31/32 | 32/33 | 33/34 | 34/35 | 35/36 | 36/37 | 37/38 | 38/39
1 | Lemington 66_11kV | Compensated |  | Load (LV side) |  |  | Amps | 0 |  | 145.9675 | 145.3889 | 145.263 | 145.1746 | 145.1114 | 145.0538 | 145.7322 | 146.7784 | 147.6961 | 148.6679 | 149.4046 | 150.4385 | 151.4653 | 152.7087 | 154.0678 | 155.3951 | 156.6692 | 157.9696 | 159.2965 | 160.6502 | 162.0312 | 163.4399 | 164.8765 | 166.3415 | 167.8353
|  |  |  | Apparent Power |  |  | MVA | 2.96 | 2.79 | 2.7811 | 2.77 | 2.7676 | 2.7659 | 2.7647 | 2.7636 | 2.7766 | 2.7965 | 2.814 | 2.8325 | 2.8465 | 2.8662 | 2.8858 | 2.9095 | 2.9354 | 2.9607 | 2.9849 | 3.0097 | 3.035 | 3.0608 | 3.0871 | 3.1139 | 3.1413 | 3.1692 | 3.1977
|  |  |  | Real Power |  |  | MW | 2.6995 | 2.5445 | 2.5363 | 2.5263 | 2.5241 | 2.5225 | 2.5214 | 2.5204 | 2.5322 | 2.5504 | 2.5664 | 2.5832 | 2.596 | 2.614 | 2.6319 | 2.6535 | 2.6771 | 2.7001 | 2.7223 | 2.7449 | 2.7679 | 2.7914 | 2.8154 | 2.8399 | 2.8649 | 2.8903 | 2.9163
|  |  |  | Reactive Power |  |  | MVAr | 0 |  | 1.1408 | 1.1362 | 1.1353 | 1.1346 | 1.1341 | 1.1336 | 1.1389 | 1.1471 | 1.1543 | 1.1619 | 1.1676 | 1.1757 | 1.1837 | 1.1934 | 1.2041 | 1.2144 | 1.2244 | 1.2346 | 1.2449 | 1.2555 | 1.2663 | 1.2773 | 1.2885 | 1.3 | 1.3117
|  |  |  | Capacitors In Service |  |  | MVAr | 0 |  | 0 | 0 | 0 | 0 | 0 | 0 | 0 | 0 | 0 | 0 | 0 | 0 | 0 | 0 | 0 | 0 | 0 | 0 | 0 | 0 | 0 | 0 | 0 | 0 | 0
|  |  |  | PF |  |  |  | 0.912 |  | 0.912 | 0.912 | 0.912 | 0.912 | 0.912 | 0.912 | 0.912 | 0.912 | 0.912 | 0.912 | 0.912 | 0.912 | 0.912 | 0.912 | 0.912 | 0.912 | 0.912 | 0.912 | 0.912 | 0.912 | 0.912 | 0.912 | 0.912 | 0.912 | 0.912
0.77201 | Diversity Factor: 0.77 | Uncompensated |  | Reactive Power |  |  | MVAr | 0 | 1.1444 | 1.1408 | 1.1362 | 1.1353 | 1.1346 | 1.1341 | 1.1336 | 1.1389 | 1.1471 | 1.1543 | 1.1619 | 1.1676 | 1.1757 | 1.1837 | 1.1934 | 1.2041 | 1.2144 | 1.2244 | 1.2346 | 1.2449 | 1.2555 | 1.2663 | 1.2773 | 1.2885 | 1.3 | 1.3117
|  |  |  | PF |  |  |  | 0.912 |  | 0.912 | 0.912 | 0.912 | 0.912 | 0.912 | 0.912 | 0.912 | 0.912 | 0.912 | 0.912 | 0.912 | 0.912 | 0.912 | 0.912 | 0.912 | 0.912 | 0.912 | 0.912 | 0.912 | 0.912 | 0.912 | 0.912 | 0.912 | 0.912 | 0.912
[10 empty] | 1 | 2 | 3 | 4 | 5 | 6 | 7 | 8 | 9 | 10 | 11 | 12 | 13 | 14 | 15 | 16 | 17 | 18 | 19 | 20 | 21 | 22 | 23 | 24 | 25
Transformer Load Detail
[7 empty] | Units | 13/14 |  | 14/15 | 15/16 | 16/17 | 17/18 | 18/19 | 19/20 | 20/21 | 21/22 | 22/23 | 23/24 | 24/25 | 25/26 | 26/27 | 27/28 | 28/29 | 29/30 | 30/31 | 31/32 | 32/33 | 33/34 | 34/35 | 35/36 | 36/37 | 37/38 | 38/39
| 0 | Compensated |  | Load (LV side) |  |  | Amps
|  |  |  | Apparent Power |  |  | MVA
|  |  |  | Real Power |  |  | MW
|  |  |  | Reactive Power |  |  | MVAr
|  |  |  | Capacitors In Service |  |  | MVAr
PF
| Zone Div: | Uncompensated |  | Reactive Power |  |  | MVAr
PF
| 0 | Compensated |  | Load (LV side) |  |  | Amps
|  |  |  | Apparent Power |  |  | MVA
|  |  |  | Real Power |  |  | MW
|  |  |  | Reactive Power |  |  | MVAr
|  |  |  | Capacitors In Service |  |  | MVAr
PF
| Zone Div: | Uncompensated |  | Reactive Power |  |  | MVAr
PF
| 0 | Compensated |  | Load (LV side) |  |  | Amps
|  |  |  | Apparent Power |  |  | MVA
|  |  |  | Real Power |  |  | MW
|  |  |  | Reactive Power |  |  | MVAr
|  |  |  | Capacitors In Service |  |  | MVAr
PF
| Zone Div: | Uncompensated |  | Reactive Power |  |  | MVAr
PF
| 0 | Compensated |  | Load (LV side) |  |  | Amps
|  |  |  | Apparent Power |  |  | MVA
|  |  |  | Real Power |  |  | MW
|  |  |  | Reactive Power |  |  | MVAr
|  |  |  | Capacitors In Service |  |  | MVAr
PF
| Zone Div: | Uncompensated |  | Reactive Power |  |  | MVAr
PF
| 0 | Compensated |  | Load (LV side) |  |  | Amps
|  |  |  | Apparent Power |  |  | MVA
|  |  |  | Real Power |  |  | MW
|  |  |  | Reactive Power |  |  | MVAr
|  |  |  | Capacitors In Service |  |  | MVAr
PF
| Zone Div: | Uncompensated |  | Reactive Power |  |  | MVAr
PF
| 0 | Compensated |  | Load (LV side) |  |  | Amps
|  |  |  | Apparent Power |  |  | MVA
|  |  |  | Real Power |  |  | MW
|  |  |  | Reactive Power |  |  | MVAr
|  |  |  | Capacitors In Service |  |  | MVAr
PF
| Zone Div: | Uncompensated |  | Reactive Power |  |  | MVAr
PF
| 0 | Compensated |  | Load (LV side) |  |  | Amps
|  |  |  | Apparent Power |  |  | MVA
|  |  |  | Real Power |  |  | MW
|  |  |  | Reactive Power |  |  | MVAr
|  |  |  | Capacitors In Service |  |  | MVAr
PF
| Zone Div: | Uncompensated |  | Reactive Power |  |  | MVAr
PF
| 0 | Compensated |  | Load (LV side) |  |  | Amps
|  |  |  | Apparent Power |  |  | MVA
|  |  |  | Real Power |  |  | MW
|  |  |  | Reactive Power |  |  | MVAr
|  |  |  | Capacitors In Service |  |  | MVAr
PF
| Zone Div: | Uncompensated |  | Reactive Power |  |  | MVAr
PF
| 0 | Compensated |  | Load (LV side) |  |  | Amps
|  |  |  | Apparent Power |  |  | MVA
|  |  |  | Real Power |  |  | MW
|  |  |  | Reactive Power |  |  | MVAr
|  |  |  | Capacitors In Service |  |  | MVAr
PF
| Zone Div: | Uncompensated |  | Reactive Power |  |  | MVAr
PF
| 0 | Compensated |  | Load (LV side) |  |  | Amps
|  |  |  | Apparent Power |  |  | MVA
|  |  |  | Real Power |  |  | MW
|  |  |  | Reactive Power |  |  | MVAr
|  |  |  | Capacitors In Service |  |  | MVAr
PF
| Zone Div: | Uncompensated |  | Reactive Power |  |  | MVAr
PF

## Customer64
| Customer64 | [16 empty] | 2015 | SUMMER
| Substation Total Loads | [33 empty] | Spots & Transfers Detail
| Historical Loads | MVA | [7 empty] | Weather Corrected Forecast Loads |  |  |  | MVA | [20 empty] | Spots & Transfers Summary | MVA |  | Historical Spots & Transfers | [6 empty] | Forecast Spots & Transfers
|  | 07/08 | 08/09 | 09/10 | 10/11 | 11/12 | 12/13 | 13/14 |  | 14/15 | 15/16 | 16/17 | 17/18 | 18/19 | 19/20 | 20/21 | 21/22 | 22/23 | 23/24 | 24/25 | 25/26 | 26/27 | 27/28 | 28/29 | 29/30 | 30/31 | 31/32 | 32/33 | 33/34 | 34/35 | 35/36 | 36/37 | 37/38 | 38/39 |  |  |  | 07/08 | 08/09 | 09/10 | 10/11 | 11/12 | 12/13 | 13/14 | 14/15 | 15/16 | 16/17 | 17/18 | 18/19 | 19/20 | 20/21 | 21/22 | 22/23 | 23/24 | 24/25 | 25/26 | 26/27 | 27/28 | 28/29 | 29/30 | 30/31 | 31/32 | 32/33 | 33/34 | 34/35 | 35/36 | 36/37 | 37/38 | 38/39
| Total |  |  |  | 6.111 | 6.331 | 6.193 | 6.189 |  | 6.189 | 6.189 | 6.189 | 6.189 | 6.189 | 6.189 | 6.189 | 6.189 | 6.189 | 6.189 | 6.189 | 6.189 | 6.189 | 6.189 | 6.189 | 6.189 | 6.189 | 6.189 | 6.189 | 6.189 | 6.189 | 6.189 | 6.189 | 6.189 | 6.189 |  |  | Total
Firm Rating
| Total Capacity | [36 empty] | 0 | 0 | 0 | 0 | 0 | 0 | 0 | 0 | 0 | 0 | 0 | 0 | 0 | 0 | 0 | 0 | 0 | 0 | 0 | 0 | 0 | 0 | 0 | 0 | 0 | 0 | 0 | 0 | 0 | 0 | 0 | 0
|  | -7 | -6 | -5 | -4 | -3 | -2 | -1 |  | 0 | 1 | 2 | 3 | 4 | 5 | 6 | 7 | 8 | 9 | 10 | 11 | 12 | 13 | 14 | 15 | 16 | 17 | 18 | 19 | 20 | 21 | 22 | 23 | 24 |  |  |  | 0 | 0 | 0 | 0 | 0 | 0 | 0 | 0 | 0 | 0 | 0 | 0 | 0 | 0 | 0 | 0 | 0 | 0 | 0 | 0 | 0 | 0 | 0 | 0 | 0 | 0 | 0 | 0 | 0 | 0 | 0 | 0
| Transformer Loads | [36 empty] | 0 | 0 | 0 | 0 | 0 | 0 | 0 | 0 | 0 | 0 | 0 | 0 | 0 | 0 | 0 | 0 | 0 | 0 | 0 | 0 | 0 | 0 | 0 | 0 | 0 | 0 | 0 | 0 | 0 | 0 | 0 | 0
| Historical Loads | MVA | [7 empty] | Weather Corrected Forecast Loads |  |  |  | MVA | [23 empty] | 0 | 0 | 0 | 0 | 0 | 0 | 0 | 0 | 0 | 0 | 0 | 0 | 0 | 0 | 0 | 0 | 0 | 0 | 0 | 0 | 0 | 0 | 0 | 0 | 0 | 0 | 0 | 0 | 0 | 0 | 0 | 0
|  | 07/08 | 08/09 | 09/10 | 10/11 | 11/12 | 12/13 | 13/14 |  | 14/15 | 15/16 | 16/17 | 17/18 | 18/19 | 19/20 | 20/21 | 21/22 | 22/23 | 23/24 | 24/25 | 25/26 | 26/27 | 27/28 | 28/29 | 29/30 | 30/31 | 31/32 | 32/33 | 33/34 | 34/35 | 35/36 | 36/37 | 37/38 | 38/39 |  |  |  | 0 | 0 | 0 | 0 | 0 | 0 | 0 | 0 | 0 | 0 | 0 | 0 | 0 | 0 | 0 | 0 | 0 | 0 | 0 | 0 | 0 | 0 | 0 | 0 | 0 | 0 | 0 | 0 | 0 | 0 | 0 | 0
| 0 | [36 empty] | 0 | 0 | 0 | 0 | 0 | 0 | 0 | 0 | 0 | 0 | 0 | 0 | 0 | 0 | 0 | 0 | 0 | 0 | 0 | 0 | 0 | 0 | 0 | 0 | 0 | 0 | 0 | 0 | 0 | 0 | 0 | 0
| Diversity Factor: 0 | [36 empty] | 0 | 0 | 0 | 0 | 0 | 0 | 0 | 0 | 0 | 0 | 0 | 0 | 0 | 0 | 0 | 0 | 0 | 0 | 0 | 0 | 0 | 0 | 0 | 0 | 0 | 0 | 0 | 0 | 0 | 0 | 0 | 0
[38 empty] | 0 | 0 | 0 | 0 | 0 | 0 | 0 | 0 | 0 | 0 | 0 | 0 | 0 | 0 | 0 | 0 | 0 | 0 | 0 | 0 | 0 | 0 | 0 | 0 | 0 | 0 | 0 | 0 | 0 | 0 | 0 | 0
[38 empty] | 0 | 0 | 0 | 0 | 0 | 0 | 0 | 0 | 0 | 0 | 0 | 0 | 0 | 0 | 0 | 0 | 0 | 0 | 0 | 0 | 0 | 0 | 0 | 0 | 0 | 0 | 0 | 0 | 0 | 0 | 0 | 0
| 0 | [36 empty] | 0 | 0 | 0 | 0 | 0 | 0 | 0 | 0 | 0 | 0 | 0 | 0 | 0 | 0 | 0 | 0 | 0 | 0 | 0 | 0 | 0 | 0 | 0 | 0 | 0 | 0 | 0 | 0 | 0 | 0 | 0 | 0
Diversity Factor: 0
[38 empty] | Historical Spots & Transfers | [6 empty] | Forecast Spots & Transfers
[35 empty] | Project Name | From | To | 07/08 | 08/09 | 09/10 | 10/11 | 11/12 | 12/13 | 13/14 | 14/15 | 15/16 | 16/17 | 17/18 | 18/19 | 19/20 | 20/21 | 21/22 | 22/23 | 23/24 | 24/25 | 25/26 | 26/27 | 27/28 | 28/29 | 29/30 | 30/31 | 31/32 | 32/33 | 33/34 | 34/35 | 35/36 | 36/37 | 37/38 | 38/39
0
Diversity Factor: 0
0
Diversity Factor: 0
0
Diversity Factor: 0
0
Diversity Factor: 0
0
Diversity Factor: 0
0
Diversity Factor: 0
0
Diversity Factor: 0
0
Diversity Factor: 0
| Weather Correction and Public Holiday Factors | [8 empty] | Forecast ROG
ROG Justification
| Actual loads for season 13/14 have been weather corrected by the following: | [6 empty] | 0% |  | N/A | [59 empty] | N/A
1 | 2 | 3 | 4 | 5 | 6 | 7 | 8 | 9 | 10 | 14/15 | 15/16 | 16/17 | 17/18 | 18/19 | 19/20 | 20/21 | 21/22 | 22/23 | 23/24 | 24/25 | 25/26 | 26/27 | 27/28 | 28/29 | 29/30 | 30/31 | 31/32 | 32/33 | 33/34 | 34/35 | 35/36 | 36/37 | 37/38 | 38/39
1 | 1 | 1 | 1 | 1 | 1 | 1 | 1 | 1 | 1 | 0% | 0% | 0% | 0% | 0% | 0% | 0% | 0% | 0% | 0% | 0% | 0% | 0% | 0% | 0% | 0% | 0% | 0% | 0% | 0% | 0% | 0% | 0% | 0% | 0%
Substation Load Detail
[7 empty] | Units | 13/14 |  | 14/15 | 15/16 | 16/17 | 17/18 | 18/19 | 19/20 | 20/21 | 21/22 | 22/23 | 23/24 | 24/25 | 25/26 | 26/27 | 27/28 | 28/29 | 29/30 | 30/31 | 31/32 | 32/33 | 33/34 | 34/35 | 35/36 | 36/37 | 37/38 | 38/39
1 | Customer64 | Compensated |  | Load (LV side) |  |  | Amps | 54 |  | 54 | 54 | 54 | 54 | 54 | 54 | 54 | 54 | 54 | 54 | 54 | 54 | 54 | 54 | 54 | 54 | 54 | 54 | 54 | 54 | 54 | 54 | 54 | 54 | 54
|  |  |  | Apparent Power |  |  | MVA | 6.189 |  | 6.189 | 6.189 | 6.189 | 6.189 | 6.189 | 6.189 | 6.189 | 6.189 | 6.189 | 6.189 | 6.189 | 6.189 | 6.189 | 6.189 | 6.189 | 6.189 | 6.189 | 6.189 | 6.189 | 6.189 | 6.189 | 6.189 | 6.189 | 6.189 | 6.189
|  |  |  | Real Power |  |  | MW | 5.5701 |  | 5.5701 | 5.5701 | 5.5701 | 5.5701 | 5.5701 | 5.5701 | 5.5701 | 5.5701 | 5.5701 | 5.5701 | 5.5701 | 5.5701 | 5.5701 | 5.5701 | 5.5701 | 5.5701 | 5.5701 | 5.5701 | 5.5701 | 5.5701 | 5.5701 | 5.5701 | 5.5701 | 5.5701 | 5.5701
|  |  |  | Reactive Power |  |  | MVAr | 2.6977 |  | 2.6977 | 2.6977 | 2.6977 | 2.6977 | 2.6977 | 2.6977 | 2.6977 | 2.6977 | 2.6977 | 2.6977 | 2.6977 | 2.6977 | 2.6977 | 2.6977 | 2.6977 | 2.6977 | 2.6977 | 2.6977 | 2.6977 | 2.6977 | 2.6977 | 2.6977 | 2.6977 | 2.6977 | 2.6977
|  |  |  | Capacitors In Service |  |  | MVAr | 0 |  | 0 | 0 | 0 | 0 | 0 | 0 | 0 | 0 | 0 | 0 | 0 | 0 | 0 | 0 | 0 | 0 | 0 | 0 | 0 | 0 | 0 | 0 | 0 | 0 | 0
|  |  |  | PF |  |  |  | 0.9 |  | 0.9 | 0.9 | 0.9 | 0.9 | 0.9 | 0.9 | 0.9 | 0.9 | 0.9 | 0.9 | 0.9 | 0.9 | 0.9 | 0.9 | 0.9 | 0.9 | 0.9 | 0.9 | 0.9 | 0.9 | 0.9 | 0.9 | 0.9 | 0.9 | 0.9
0.51063 | Diversity Factor: 0.51 | Uncompensated |  | Reactive Power |  |  | MVAr | 2.6977 |  | 2.6977 | 2.6977 | 2.6977 | 2.6977 | 2.6977 | 2.6977 | 2.6977 | 2.6977 | 2.6977 | 2.6977 | 2.6977 | 2.6977 | 2.6977 | 2.6977 | 2.6977 | 2.6977 | 2.6977 | 2.6977 | 2.6977 | 2.6977 | 2.6977 | 2.6977 | 2.6977 | 2.6977 | 2.6977
|  |  |  | PF |  |  |  | 0.9 |  | 0.9 | 0.9 | 0.9 | 0.9 | 0.9 | 0.9 | 0.9 | 0.9 | 0.9 | 0.9 | 0.9 | 0.9 | 0.9 | 0.9 | 0.9 | 0.9 | 0.9 | 0.9 | 0.9 | 0.9 | 0.9 | 0.9 | 0.9 | 0.9 | 0.9
[10 empty] | 1 | 2 | 3 | 4 | 5 | 6 | 7 | 8 | 9 | 10 | 11 | 12 | 13 | 14 | 15 | 16 | 17 | 18 | 19 | 20 | 21 | 22 | 23 | 24 | 25
Transformer Load Detail
[7 empty] | Units | 13/14 |  | 14/15 | 15/16 | 16/17 | 17/18 | 18/19 | 19/20 | 20/21 | 21/22 | 22/23 | 23/24 | 24/25 | 25/26 | 26/27 | 27/28 | 28/29 | 29/30 | 30/31 | 31/32 | 32/33 | 33/34 | 34/35 | 35/36 | 36/37 | 37/38 | 38/39
| 0 | Compensated |  | Load (LV side) |  |  | Amps
|  |  |  | Apparent Power |  |  | MVA
|  |  |  | Real Power |  |  | MW
|  |  |  | Reactive Power |  |  | MVAr
|  |  |  | Capacitors In Service |  |  | MVAr
PF
| Zone Div: | Uncompensated |  | Reactive Power |  |  | MVAr
PF
| 0 | Compensated |  | Load (LV side) |  |  | Amps
|  |  |  | Apparent Power |  |  | MVA
|  |  |  | Real Power |  |  | MW
|  |  |  | Reactive Power |  |  | MVAr
|  |  |  | Capacitors In Service |  |  | MVAr
PF
| Zone Div: | Uncompensated |  | Reactive Power |  |  | MVAr
PF
| 0 | Compensated |  | Load (LV side) |  |  | Amps
|  |  |  | Apparent Power |  |  | MVA
|  |  |  | Real Power |  |  | MW
|  |  |  | Reactive Power |  |  | MVAr
|  |  |  | Capacitors In Service |  |  | MVAr
PF
| Zone Div: | Uncompensated |  | Reactive Power |  |  | MVAr
PF
| 0 | Compensated |  | Load (LV side) |  |  | Amps
|  |  |  | Apparent Power |  |  | MVA
|  |  |  | Real Power |  |  | MW
|  |  |  | Reactive Power |  |  | MVAr
|  |  |  | Capacitors In Service |  |  | MVAr
PF
| Zone Div: | Uncompensated |  | Reactive Power |  |  | MVAr
PF
| 0 | Compensated |  | Load (LV side) |  |  | Amps
|  |  |  | Apparent Power |  |  | MVA
|  |  |  | Real Power |  |  | MW
|  |  |  | Reactive Power |  |  | MVAr
|  |  |  | Capacitors In Service |  |  | MVAr
PF
| Zone Div: | Uncompensated |  | Reactive Power |  |  | MVAr
PF
| 0 | Compensated |  | Load (LV side) |  |  | Amps
|  |  |  | Apparent Power |  |  | MVA
|  |  |  | Real Power |  |  | MW
|  |  |  | Reactive Power |  |  | MVAr
|  |  |  | Capacitors In Service |  |  | MVAr
PF
| Zone Div: | Uncompensated |  | Reactive Power |  |  | MVAr
PF
| 0 | Compensated |  | Load (LV side) |  |  | Amps
|  |  |  | Apparent Power |  |  | MVA
|  |  |  | Real Power |  |  | MW
|  |  |  | Reactive Power |  |  | MVAr
|  |  |  | Capacitors In Service |  |  | MVAr
PF
| Zone Div: | Uncompensated |  | Reactive Power |  |  | MVAr
PF
| 0 | Compensated |  | Load (LV side) |  |  | Amps
|  |  |  | Apparent Power |  |  | MVA
|  |  |  | Real Power |  |  | MW
|  |  |  | Reactive Power |  |  | MVAr
|  |  |  | Capacitors In Service |  |  | MVAr
PF
| Zone Div: | Uncompensated |  | Reactive Power |  |  | MVAr
PF
| 0 | Compensated |  | Load (LV side) |  |  | Amps
|  |  |  | Apparent Power |  |  | MVA
|  |  |  | Real Power |  |  | MW
|  |  |  | Reactive Power |  |  | MVAr
|  |  |  | Capacitors In Service |  |  | MVAr
PF
| Zone Div: | Uncompensated |  | Reactive Power |  |  | MVAr
PF
| 0 | Compensated |  | Load (LV side) |  |  | Amps
|  |  |  | Apparent Power |  |  | MVA
|  |  |  | Real Power |  |  | MW
|  |  |  | Reactive Power |  |  | MVAr
|  |  |  | Capacitors In Service |  |  | MVAr
PF
| Zone Div: | Uncompensated |  | Reactive Power |  |  | MVAr
PF

## Customer65
| Customer65 | [16 empty] | 2015 | SUMMER
| Substation Total Loads | [33 empty] | Spots & Transfers Detail
| Historical Loads | MVA | [7 empty] | Weather Corrected Forecast Loads |  |  |  | MVA | [20 empty] | Spots & Transfers Summary | MVA |  | Historical Spots & Transfers | [6 empty] | Forecast Spots & Transfers
|  | 07/08 | 08/09 | 09/10 | 10/11 | 11/12 | 12/13 | 13/14 |  | 14/15 | 15/16 | 16/17 | 17/18 | 18/19 | 19/20 | 20/21 | 21/22 | 22/23 | 23/24 | 24/25 | 25/26 | 26/27 | 27/28 | 28/29 | 29/30 | 30/31 | 31/32 | 32/33 | 33/34 | 34/35 | 35/36 | 36/37 | 37/38 | 38/39 |  |  |  | 07/08 | 08/09 | 09/10 | 10/11 | 11/12 | 12/13 | 13/14 | 14/15 | 15/16 | 16/17 | 17/18 | 18/19 | 19/20 | 20/21 | 21/22 | 22/23 | 23/24 | 24/25 | 25/26 | 26/27 | 27/28 | 28/29 | 29/30 | 30/31 | 31/32 | 32/33 | 33/34 | 34/35 | 35/36 | 36/37 | 37/38 | 38/39
| Total |  |  |  | 0.426 | 0.015 | 0.168 | 0.245 |  | 0.245 | 0.245 | 0.245 | 0.245 | 0.245 | 0.245 | 0.245 | 0.245 | 0.245 | 0.245 | 0.245 | 0.245 | 0.245 | 0.245 | 0.245 | 0.245 | 0.245 | 0.245 | 0.245 | 0.245 | 0.245 | 0.245 | 0.245 | 0.245 | 0.245 |  |  | Total
Firm Rating
| Total Capacity | [36 empty] | 0 | 0 | 0 | 0 | 0 | 0 | 0 | 0 | 0 | 0 | 0 | 0 | 0 | 0 | 0 | 0 | 0 | 0 | 0 | 0 | 0 | 0 | 0 | 0 | 0 | 0 | 0 | 0 | 0 | 0 | 0 | 0
|  | -7 | -6 | -5 | -4 | -3 | -2 | -1 |  | 0 | 1 | 2 | 3 | 4 | 5 | 6 | 7 | 8 | 9 | 10 | 11 | 12 | 13 | 14 | 15 | 16 | 17 | 18 | 19 | 20 | 21 | 22 | 23 | 24 |  |  |  | 0 | 0 | 0 | 0 | 0 | 0 | 0 | 0 | 0 | 0 | 0 | 0 | 0 | 0 | 0 | 0 | 0 | 0 | 0 | 0 | 0 | 0 | 0 | 0 | 0 | 0 | 0 | 0 | 0 | 0 | 0 | 0
| Transformer Loads | [36 empty] | 0 | 0 | 0 | 0 | 0 | 0 | 0 | 0 | 0 | 0 | 0 | 0 | 0 | 0 | 0 | 0 | 0 | 0 | 0 | 0 | 0 | 0 | 0 | 0 | 0 | 0 | 0 | 0 | 0 | 0 | 0 | 0
| Historical Loads | MVA | [7 empty] | Weather Corrected Forecast Loads |  |  |  | MVA | [23 empty] | 0 | 0 | 0 | 0 | 0 | 0 | 0 | 0 | 0 | 0 | 0 | 0 | 0 | 0 | 0 | 0 | 0 | 0 | 0 | 0 | 0 | 0 | 0 | 0 | 0 | 0 | 0 | 0 | 0 | 0 | 0 | 0
|  | 07/08 | 08/09 | 09/10 | 10/11 | 11/12 | 12/13 | 13/14 |  | 14/15 | 15/16 | 16/17 | 17/18 | 18/19 | 19/20 | 20/21 | 21/22 | 22/23 | 23/24 | 24/25 | 25/26 | 26/27 | 27/28 | 28/29 | 29/30 | 30/31 | 31/32 | 32/33 | 33/34 | 34/35 | 35/36 | 36/37 | 37/38 | 38/39 |  |  |  | 0 | 0 | 0 | 0 | 0 | 0 | 0 | 0 | 0 | 0 | 0 | 0 | 0 | 0 | 0 | 0 | 0 | 0 | 0 | 0 | 0 | 0 | 0 | 0 | 0 | 0 | 0 | 0 | 0 | 0 | 0 | 0
| 0 | [36 empty] | 0 | 0 | 0 | 0 | 0 | 0 | 0 | 0 | 0 | 0 | 0 | 0 | 0 | 0 | 0 | 0 | 0 | 0 | 0 | 0 | 0 | 0 | 0 | 0 | 0 | 0 | 0 | 0 | 0 | 0 | 0 | 0
| Diversity Factor: 0 | [36 empty] | 0 | 0 | 0 | 0 | 0 | 0 | 0 | 0 | 0 | 0 | 0 | 0 | 0 | 0 | 0 | 0 | 0 | 0 | 0 | 0 | 0 | 0 | 0 | 0 | 0 | 0 | 0 | 0 | 0 | 0 | 0 | 0
[38 empty] | 0 | 0 | 0 | 0 | 0 | 0 | 0 | 0 | 0 | 0 | 0 | 0 | 0 | 0 | 0 | 0 | 0 | 0 | 0 | 0 | 0 | 0 | 0 | 0 | 0 | 0 | 0 | 0 | 0 | 0 | 0 | 0
[38 empty] | 0 | 0 | 0 | 0 | 0 | 0 | 0 | 0 | 0 | 0 | 0 | 0 | 0 | 0 | 0 | 0 | 0 | 0 | 0 | 0 | 0 | 0 | 0 | 0 | 0 | 0 | 0 | 0 | 0 | 0 | 0 | 0
| 0 | [36 empty] | 0 | 0 | 0 | 0 | 0 | 0 | 0 | 0 | 0 | 0 | 0 | 0 | 0 | 0 | 0 | 0 | 0 | 0 | 0 | 0 | 0 | 0 | 0 | 0 | 0 | 0 | 0 | 0 | 0 | 0 | 0 | 0
Diversity Factor: 0
[38 empty] | Historical Spots & Transfers | [6 empty] | Forecast Spots & Transfers
[35 empty] | Project Name | From | To | 07/08 | 08/09 | 09/10 | 10/11 | 11/12 | 12/13 | 13/14 | 14/15 | 15/16 | 16/17 | 17/18 | 18/19 | 19/20 | 20/21 | 21/22 | 22/23 | 23/24 | 24/25 | 25/26 | 26/27 | 27/28 | 28/29 | 29/30 | 30/31 | 31/32 | 32/33 | 33/34 | 34/35 | 35/36 | 36/37 | 37/38 | 38/39
0
Diversity Factor: 0
0
Diversity Factor: 0
0
Diversity Factor: 0
0
Diversity Factor: 0
0
Diversity Factor: 0
0
Diversity Factor: 0
0
Diversity Factor: 0
0
Diversity Factor: 0
| Weather Correction and Public Holiday Factors | [8 empty] | Forecast ROG
ROG Justification
| Actual loads for season 13/14 have been weather corrected by the following: | [6 empty] | 0% |  | N/A | [59 empty] | N/A
1 | 2 | 3 | 4 | 5 | 6 | 7 | 8 | 9 | 10 | 14/15 | 15/16 | 16/17 | 17/18 | 18/19 | 19/20 | 20/21 | 21/22 | 22/23 | 23/24 | 24/25 | 25/26 | 26/27 | 27/28 | 28/29 | 29/30 | 30/31 | 31/32 | 32/33 | 33/34 | 34/35 | 35/36 | 36/37 | 37/38 | 38/39
1 | 1 | 1 | 1 | 1 | 1 | 1 | 1 | 1 | 1 | 0% | 0% | 0% | 0% | 0% | 0% | 0% | 0% | 0% | 0% | 0% | 0% | 0% | 0% | 0% | 0% | 0% | 0% | 0% | 0% | 0% | 0% | 0% | 0% | 0%
Substation Load Detail
[7 empty] | Units | 13/14 |  | 14/15 | 15/16 | 16/17 | 17/18 | 18/19 | 19/20 | 20/21 | 21/22 | 22/23 | 23/24 | 24/25 | 25/26 | 26/27 | 27/28 | 28/29 | 29/30 | 30/31 | 31/32 | 32/33 | 33/34 | 34/35 | 35/36 | 36/37 | 37/38 | 38/39
1 | Customer65 | Compensated |  | Load (LV side) |  |  | Amps | 2 |  | 2 | 2 | 2 | 2 | 2 | 2 | 2 | 2 | 2 | 2 | 2 | 2 | 2 | 2 | 2 | 2 | 2 | 2 | 2 | 2 | 2 | 2 | 2 | 2 | 2
|  |  |  | Apparent Power |  |  | MVA | 0.245 |  | 0.245 | 0.245 | 0.245 | 0.245 | 0.245 | 0.245 | 0.245 | 0.245 | 0.245 | 0.245 | 0.245 | 0.245 | 0.245 | 0.245 | 0.245 | 0.245 | 0.245 | 0.245 | 0.245 | 0.245 | 0.245 | 0.245 | 0.245 | 0.245 | 0.245
|  |  |  | Real Power |  |  | MW | 0.2205 |  | 0.2205 | 0.2205 | 0.2205 | 0.2205 | 0.2205 | 0.2205 | 0.2205 | 0.2205 | 0.2205 | 0.2205 | 0.2205 | 0.2205 | 0.2205 | 0.2205 | 0.2205 | 0.2205 | 0.2205 | 0.2205 | 0.2205 | 0.2205 | 0.2205 | 0.2205 | 0.2205 | 0.2205 | 0.2205
|  |  |  | Reactive Power |  |  | MVAr | 0.10679 |  | 0.10679 | 0.10679 | 0.10679 | 0.10679 | 0.10679 | 0.10679 | 0.10679 | 0.10679 | 0.10679 | 0.10679 | 0.10679 | 0.10679 | 0.10679 | 0.10679 | 0.10679 | 0.10679 | 0.10679 | 0.10679 | 0.10679 | 0.10679 | 0.10679 | 0.10679 | 0.10679 | 0.10679 | 0.10679
|  |  |  | Capacitors In Service |  |  | MVAr | 0 |  | 0 | 0 | 0 | 0 | 0 | 0 | 0 | 0 | 0 | 0 | 0 | 0 | 0 | 0 | 0 | 0 | 0 | 0 | 0 | 0 | 0 | 0 | 0 | 0 | 0
|  |  |  | PF |  |  |  | 0.9 |  | 0.9 | 0.9 | 0.9 | 0.9 | 0.9 | 0.9 | 0.9 | 0.9 | 0.9 | 0.9 | 0.9 | 0.9 | 0.9 | 0.9 | 0.9 | 0.9 | 0.9 | 0.9 | 0.9 | 0.9 | 0.9 | 0.9 | 0.9 | 0.9 | 0.9
0.28637 | Diversity Factor: 0.29 | Uncompensated |  | Reactive Power |  |  | MVAr | 0.10679 |  | 0.10679 | 0.10679 | 0.10679 | 0.10679 | 0.10679 | 0.10679 | 0.10679 | 0.10679 | 0.10679 | 0.10679 | 0.10679 | 0.10679 | 0.10679 | 0.10679 | 0.10679 | 0.10679 | 0.10679 | 0.10679 | 0.10679 | 0.10679 | 0.10679 | 0.10679 | 0.10679 | 0.10679 | 0.10679
|  |  |  | PF |  |  |  | 0.9 |  | 0.9 | 0.9 | 0.9 | 0.9 | 0.9 | 0.9 | 0.9 | 0.9 | 0.9 | 0.9 | 0.9 | 0.9 | 0.9 | 0.9 | 0.9 | 0.9 | 0.9 | 0.9 | 0.9 | 0.9 | 0.9 | 0.9 | 0.9 | 0.9 | 0.9
[10 empty] | 1 | 2 | 3 | 4 | 5 | 6 | 7 | 8 | 9 | 10 | 11 | 12 | 13 | 14 | 15 | 16 | 17 | 18 | 19 | 20 | 21 | 22 | 23 | 24 | 25
Transformer Load Detail
[7 empty] | Units | 13/14 |  | 14/15 | 15/16 | 16/17 | 17/18 | 18/19 | 19/20 | 20/21 | 21/22 | 22/23 | 23/24 | 24/25 | 25/26 | 26/27 | 27/28 | 28/29 | 29/30 | 30/31 | 31/32 | 32/33 | 33/34 | 34/35 | 35/36 | 36/37 | 37/38 | 38/39
| 0 | Compensated |  | Load (LV side) |  |  | Amps
|  |  |  | Apparent Power |  |  | MVA
|  |  |  | Real Power |  |  | MW
|  |  |  | Reactive Power |  |  | MVAr
|  |  |  | Capacitors In Service |  |  | MVAr
PF
| Zone Div: | Uncompensated |  | Reactive Power |  |  | MVAr
PF
| 0 | Compensated |  | Load (LV side) |  |  | Amps
|  |  |  | Apparent Power |  |  | MVA
|  |  |  | Real Power |  |  | MW
|  |  |  | Reactive Power |  |  | MVAr
|  |  |  | Capacitors In Service |  |  | MVAr
PF
| Zone Div: | Uncompensated |  | Reactive Power |  |  | MVAr
PF
| 0 | Compensated |  | Load (LV side) |  |  | Amps
|  |  |  | Apparent Power |  |  | MVA
|  |  |  | Real Power |  |  | MW
|  |  |  | Reactive Power |  |  | MVAr
|  |  |  | Capacitors In Service |  |  | MVAr
PF
| Zone Div: | Uncompensated |  | Reactive Power |  |  | MVAr
PF
| 0 | Compensated |  | Load (LV side) |  |  | Amps
|  |  |  | Apparent Power |  |  | MVA
|  |  |  | Real Power |  |  | MW
|  |  |  | Reactive Power |  |  | MVAr
|  |  |  | Capacitors In Service |  |  | MVAr
PF
| Zone Div: | Uncompensated |  | Reactive Power |  |  | MVAr
PF
| 0 | Compensated |  | Load (LV side) |  |  | Amps
|  |  |  | Apparent Power |  |  | MVA
|  |  |  | Real Power |  |  | MW
|  |  |  | Reactive Power |  |  | MVAr
|  |  |  | Capacitors In Service |  |  | MVAr
PF
| Zone Div: | Uncompensated |  | Reactive Power |  |  | MVAr
PF
| 0 | Compensated |  | Load (LV side) |  |  | Amps
|  |  |  | Apparent Power |  |  | MVA
|  |  |  | Real Power |  |  | MW
|  |  |  | Reactive Power |  |  | MVAr
|  |  |  | Capacitors In Service |  |  | MVAr
PF
| Zone Div: | Uncompensated |  | Reactive Power |  |  | MVAr
PF
| 0 | Compensated |  | Load (LV side) |  |  | Amps
|  |  |  | Apparent Power |  |  | MVA
|  |  |  | Real Power |  |  | MW
|  |  |  | Reactive Power |  |  | MVAr
|  |  |  | Capacitors In Service |  |  | MVAr
PF
| Zone Div: | Uncompensated |  | Reactive Power |  |  | MVAr
PF
| 0 | Compensated |  | Load (LV side) |  |  | Amps
|  |  |  | Apparent Power |  |  | MVA
|  |  |  | Real Power |  |  | MW
|  |  |  | Reactive Power |  |  | MVAr
|  |  |  | Capacitors In Service |  |  | MVAr
PF
| Zone Div: | Uncompensated |  | Reactive Power |  |  | MVAr
PF
| 0 | Compensated |  | Load (LV side) |  |  | Amps
|  |  |  | Apparent Power |  |  | MVA
|  |  |  | Real Power |  |  | MW
|  |  |  | Reactive Power |  |  | MVAr
|  |  |  | Capacitors In Service |  |  | MVAr
PF
| Zone Div: | Uncompensated |  | Reactive Power |  |  | MVAr
PF
| 0 | Compensated |  | Load (LV side) |  |  | Amps
|  |  |  | Apparent Power |  |  | MVA
|  |  |  | Real Power |  |  | MW
|  |  |  | Reactive Power |  |  | MVAr
|  |  |  | Capacitors In Service |  |  | MVAr
PF
| Zone Div: | Uncompensated |  | Reactive Power |  |  | MVAr
PF

## Customer66
| Customer66 | [16 empty] | 2015 | SUMMER
| Substation Total Loads | [33 empty] | Spots & Transfers Detail
| Historical Loads | MVA | [7 empty] | Weather Corrected Forecast Loads |  |  |  | MVA | [20 empty] | Spots & Transfers Summary | MVA |  | Historical Spots & Transfers | [6 empty] | Forecast Spots & Transfers
|  | 07/08 | 08/09 | 09/10 | 10/11 | 11/12 | 12/13 | 13/14 |  | 14/15 | 15/16 | 16/17 | 17/18 | 18/19 | 19/20 | 20/21 | 21/22 | 22/23 | 23/24 | 24/25 | 25/26 | 26/27 | 27/28 | 28/29 | 29/30 | 30/31 | 31/32 | 32/33 | 33/34 | 34/35 | 35/36 | 36/37 | 37/38 | 38/39 |  |  |  | 07/08 | 08/09 | 09/10 | 10/11 | 11/12 | 12/13 | 13/14 | 14/15 | 15/16 | 16/17 | 17/18 | 18/19 | 19/20 | 20/21 | 21/22 | 22/23 | 23/24 | 24/25 | 25/26 | 26/27 | 27/28 | 28/29 | 29/30 | 30/31 | 31/32 | 32/33 | 33/34 | 34/35 | 35/36 | 36/37 | 37/38 | 38/39
| Total |  |  |  |  | 37.4044 | 44.78 | 45.6 |  | 45.6 | 43 | 43 | 43 | 43 | 43 | 43 | 43 | 43 | 43 | 43 | 43 | 43 | 43 | 43 | 43 | 43 | 43 | 43 | 43 | 43 | 43 | 43 | 43 | 43 |  |  | Total | Forecast Spots & Transfers 15/16: -2.6
Firm Rating
| Total Capacity | [36 empty] | 0 | 0 | 0 | 0 | 0 | 0 | 0 | 0 | 0 | 0 | 0 | 0 | 0 | 0 | 0 | 0 | 0 | 0 | 0 | 0 | 0 | 0 | 0 | 0 | 0 | 0 | 0 | 0 | 0 | 0 | 0 | 0
|  | -7 | -6 | -5 | -4 | -3 | -2 | -1 |  | 0 | 1 | 2 | 3 | 4 | 5 | 6 | 7 | 8 | 9 | 10 | 11 | 12 | 13 | 14 | 15 | 16 | 17 | 18 | 19 | 20 | 21 | 22 | 23 | 24 |  |  |  | 0 | 0 | 0 | 0 | 0 | 0 | 0 | 0 | 0 | 0 | 0 | 0 | 0 | 0 | 0 | 0 | 0 | 0 | 0 | 0 | 0 | 0 | 0 | 0 | 0 | 0 | 0 | 0 | 0 | 0 | 0 | 0
| Transformer Loads | [36 empty] | 0 | 0 | 0 | 0 | 0 | 0 | 0 | 0 | 0 | 0 | 0 | 0 | 0 | 0 | 0 | 0 | 0 | 0 | 0 | 0 | 0 | 0 | 0 | 0 | 0 | 0 | 0 | 0 | 0 | 0 | 0 | 0
| Historical Loads | MVA | [7 empty] | Weather Corrected Forecast Loads |  |  |  | MVA | [23 empty] | 0 | 0 | 0 | 0 | 0 | 0 | 0 | 0 | 0 | 0 | 0 | 0 | 0 | 0 | 0 | 0 | 0 | 0 | 0 | 0 | 0 | 0 | 0 | 0 | 0 | 0 | 0 | 0 | 0 | 0 | 0 | 0
|  | 07/08 | 08/09 | 09/10 | 10/11 | 11/12 | 12/13 | 13/14 |  | 14/15 | 15/16 | 16/17 | 17/18 | 18/19 | 19/20 | 20/21 | 21/22 | 22/23 | 23/24 | 24/25 | 25/26 | 26/27 | 27/28 | 28/29 | 29/30 | 30/31 | 31/32 | 32/33 | 33/34 | 34/35 | 35/36 | 36/37 | 37/38 | 38/39 |  |  |  | 0 | 0 | 0 | 0 | 0 | 0 | 0 | 0 | 0 | 0 | 0 | 0 | 0 | 0 | 0 | 0 | 0 | 0 | 0 | 0 | 0 | 0 | 0 | 0 | 0 | 0 | 0 | 0 | 0 | 0 | 0 | 0
| 0 | [36 empty] | 0 | 0 | 0 | 0 | 0 | 0 | 0 | 0 | 0 | 0 | 0 | 0 | 0 | 0 | 0 | 0 | 0 | 0 | 0 | 0 | 0 | 0 | 0 | 0 | 0 | 0 | 0 | 0 | 0 | 0 | 0 | 0
| Diversity Factor: 0 | [36 empty] | 0 | 0 | 0 | 0 | 0 | 0 | 0 | 0 | 0 | 0 | 0 | 0 | 0 | 0 | 0 | 0 | 0 | 0 | 0 | 0 | 0 | 0 | 0 | 0 | 0 | 0 | 0 | 0 | 0 | 0 | 0 | 0
[38 empty] | 0 | 0 | 0 | 0 | 0 | 0 | 0 | 0 | 0 | 0 | 0 | 0 | 0 | 0 | 0 | 0 | 0 | 0 | 0 | 0 | 0 | 0 | 0 | 0 | 0 | 0 | 0 | 0 | 0 | 0 | 0 | 0
[38 empty] | 0 | 0 | 0 | 0 | 0 | 0 | 0 | 0 | 0 | 0 | 0 | 0 | 0 | 0 | 0 | 0 | 0 | 0 | 0 | 0 | 0 | 0 | 0 | 0 | 0 | 0 | 0 | 0 | 0 | 0 | 0 | 0
| 0 | [36 empty] | 0 | 0 | 0 | 0 | 0 | 0 | 0 | 0 | 0 | 0 | 0 | 0 | 0 | 0 | 0 | 0 | 0 | 0 | 0 | 0 | 0 | 0 | 0 | 0 | 0 | 0 | 0 | 0 | 0 | 0 | 0 | 0
Diversity Factor: 0
[38 empty] | Historical Spots & Transfers | [6 empty] | Forecast Spots & Transfers
[35 empty] | Project Name | From | To | 07/08 | 08/09 | 09/10 | 10/11 | 11/12 | 12/13 | 13/14 | 14/15 | 15/16 | 16/17 | 17/18 | 18/19 | 19/20 | 20/21 | 21/22 | 22/23 | 23/24 | 24/25 | 25/26 | 26/27 | 27/28 | 28/29 | 29/30 | 30/31 | 31/32 | 32/33 | 33/34 | 34/35 | 35/36 | 36/37 | 37/38 | 38/39
| 0 | [33 empty] | Major Customer Connection |  | Liddell 33kV | Forecast Spots & Transfers 15/16: -2.6
Diversity Factor: 0
0
Diversity Factor: 0
0
Diversity Factor: 0
0
Diversity Factor: 0
0
Diversity Factor: 0
0
Diversity Factor: 0
0
Diversity Factor: 0
0
Diversity Factor: 0
| Weather Correction and Public Holiday Factors | [8 empty] | Forecast ROG
ROG Justification
| Actual loads for season 13/14 have been weather corrected by the following: | [6 empty] | 0% |  | N/A | [59 empty] | N/A
1 | 2 | 3 | 4 | 5 | 6 | 7 | 8 | 9 | 10 | 14/15 | 15/16 | 16/17 | 17/18 | 18/19 | 19/20 | 20/21 | 21/22 | 22/23 | 23/24 | 24/25 | 25/26 | 26/27 | 27/28 | 28/29 | 29/30 | 30/31 | 31/32 | 32/33 | 33/34 | 34/35 | 35/36 | 36/37 | 37/38 | 38/39
1 | 1 | 1 | 1 | 1 | 1 | 1 | 1 | 1 | 1 | 0% | 0% | 0% | 0% | 0% | 0% | 0% | 0% | 0% | 0% | 0% | 0% | 0% | 0% | 0% | 0% | 0% | 0% | 0% | 0% | 0% | 0% | 0% | 0% | 0%
Substation Load Detail
[7 empty] | Units | 13/14 |  | 14/15 | 15/16 | 16/17 | 17/18 | 18/19 | 19/20 | 20/21 | 21/22 | 22/23 | 23/24 | 24/25 | 25/26 | 26/27 | 27/28 | 28/29 | 29/30 | 30/31 | 31/32 | 32/33 | 33/34 | 34/35 | 35/36 | 36/37 | 37/38 | 38/39
1 | Customer66 | Compensated |  | Load (LV side) |  |  | Amps | 798 |  | 798 | 752 | 752 | 752 | 752 | 752 | 752 | 752 | 752 | 752 | 752 | 752 | 752 | 752 | 752 | 752 | 752 | 752 | 752 | 752 | 752 | 752 | 752 | 752 | 752
|  |  |  | Apparent Power |  |  | MVA | 45.6 |  | 45.6 | 43 | 43 | 43 | 43 | 43 | 43 | 43 | 43 | 43 | 43 | 43 | 43 | 43 | 43 | 43 | 43 | 43 | 43 | 43 | 43 | 43 | 43 | 43 | 43
|  |  |  | Real Power |  |  | MW | 41.04 |  | 41.04 | 38.7 | 38.7 | 38.7 | 38.7 | 38.7 | 38.7 | 38.7 | 38.7 | 38.7 | 38.7 | 38.7 | 38.7 | 38.7 | 38.7 | 38.7 | 38.7 | 38.7 | 38.7 | 38.7 | 38.7 | 38.7 | 38.7 | 38.7 | 38.7
|  |  |  | Reactive Power |  |  | MVAr | 19.8766 |  | 19.8766 | 18.7433 | 18.7433 | 18.7433 | 18.7433 | 18.7433 | 18.7433 | 18.7433 | 18.7433 | 18.7433 | 18.7433 | 18.7433 | 18.7433 | 18.7433 | 18.7433 | 18.7433 | 18.7433 | 18.7433 | 18.7433 | 18.7433 | 18.7433 | 18.7433 | 18.7433 | 18.7433 | 18.7433
|  |  |  | Capacitors In Service |  |  | MVAr | 0 |  | 0 | 0 | 0 | 0 | 0 | 0 | 0 | 0 | 0 | 0 | 0 | 0 | 0 | 0 | 0 | 0 | 0 | 0 | 0 | 0 | 0 | 0 | 0 | 0 | 0
|  |  |  | PF |  |  |  | 0.9 |  | 0.9 | 0.9 | 0.9 | 0.9 | 0.9 | 0.9 | 0.9 | 0.9 | 0.9 | 0.9 | 0.9 | 0.9 | 0.9 | 0.9 | 0.9 | 0.9 | 0.9 | 0.9 | 0.9 | 0.9 | 0.9 | 0.9 | 0.9 | 0.9 | 0.9
| Diversity Factor: 0 | Uncompensated |  | Reactive Power |  |  | MVAr | 19.8766 |  | 19.8766 | 18.7433 | 18.7433 | 18.7433 | 18.7433 | 18.7433 | 18.7433 | 18.7433 | 18.7433 | 18.7433 | 18.7433 | 18.7433 | 18.7433 | 18.7433 | 18.7433 | 18.7433 | 18.7433 | 18.7433 | 18.7433 | 18.7433 | 18.7433 | 18.7433 | 18.7433 | 18.7433 | 18.7433
|  |  |  | PF |  |  |  | 0.9 |  | 0.9 | 0.9 | 0.9 | 0.9 | 0.9 | 0.9 | 0.9 | 0.9 | 0.9 | 0.9 | 0.9 | 0.9 | 0.9 | 0.9 | 0.9 | 0.9 | 0.9 | 0.9 | 0.9 | 0.9 | 0.9 | 0.9 | 0.9 | 0.9 | 0.9
[10 empty] | 1 | 2 | 3 | 4 | 5 | 6 | 7 | 8 | 9 | 10 | 11 | 12 | 13 | 14 | 15 | 16 | 17 | 18 | 19 | 20 | 21 | 22 | 23 | 24 | 25
Transformer Load Detail
[7 empty] | Units | 13/14 |  | 14/15 | 15/16 | 16/17 | 17/18 | 18/19 | 19/20 | 20/21 | 21/22 | 22/23 | 23/24 | 24/25 | 25/26 | 26/27 | 27/28 | 28/29 | 29/30 | 30/31 | 31/32 | 32/33 | 33/34 | 34/35 | 35/36 | 36/37 | 37/38 | 38/39
| 0 | Compensated |  | Load (LV side) |  |  | Amps
|  |  |  | Apparent Power |  |  | MVA
|  |  |  | Real Power |  |  | MW
|  |  |  | Reactive Power |  |  | MVAr
|  |  |  | Capacitors In Service |  |  | MVAr
PF
| Zone Div: | Uncompensated |  | Reactive Power |  |  | MVAr
PF
| 0 | Compensated |  | Load (LV side) |  |  | Amps
|  |  |  | Apparent Power |  |  | MVA
|  |  |  | Real Power |  |  | MW
|  |  |  | Reactive Power |  |  | MVAr
|  |  |  | Capacitors In Service |  |  | MVAr
PF
| Zone Div: | Uncompensated |  | Reactive Power |  |  | MVAr
PF
| 0 | Compensated |  | Load (LV side) |  |  | Amps
|  |  |  | Apparent Power |  |  | MVA
|  |  |  | Real Power |  |  | MW
|  |  |  | Reactive Power |  |  | MVAr
|  |  |  | Capacitors In Service |  |  | MVAr
PF
| Zone Div: | Uncompensated |  | Reactive Power |  |  | MVAr
PF
| 0 | Compensated |  | Load (LV side) |  |  | Amps
|  |  |  | Apparent Power |  |  | MVA
|  |  |  | Real Power |  |  | MW
|  |  |  | Reactive Power |  |  | MVAr
|  |  |  | Capacitors In Service |  |  | MVAr
PF
| Zone Div: | Uncompensated |  | Reactive Power |  |  | MVAr
PF
| 0 | Compensated |  | Load (LV side) |  |  | Amps
|  |  |  | Apparent Power |  |  | MVA
|  |  |  | Real Power |  |  | MW
|  |  |  | Reactive Power |  |  | MVAr
|  |  |  | Capacitors In Service |  |  | MVAr
PF
| Zone Div: | Uncompensated |  | Reactive Power |  |  | MVAr
PF
| 0 | Compensated |  | Load (LV side) |  |  | Amps
|  |  |  | Apparent Power |  |  | MVA
|  |  |  | Real Power |  |  | MW
|  |  |  | Reactive Power |  |  | MVAr
|  |  |  | Capacitors In Service |  |  | MVAr
PF
| Zone Div: | Uncompensated |  | Reactive Power |  |  | MVAr
PF
| 0 | Compensated |  | Load (LV side) |  |  | Amps
|  |  |  | Apparent Power |  |  | MVA
|  |  |  | Real Power |  |  | MW
|  |  |  | Reactive Power |  |  | MVAr
|  |  |  | Capacitors In Service |  |  | MVAr
PF
| Zone Div: | Uncompensated |  | Reactive Power |  |  | MVAr
PF
| 0 | Compensated |  | Load (LV side) |  |  | Amps
|  |  |  | Apparent Power |  |  | MVA
|  |  |  | Real Power |  |  | MW
|  |  |  | Reactive Power |  |  | MVAr
|  |  |  | Capacitors In Service |  |  | MVAr
PF
| Zone Div: | Uncompensated |  | Reactive Power |  |  | MVAr
PF
| 0 | Compensated |  | Load (LV side) |  |  | Amps
|  |  |  | Apparent Power |  |  | MVA
|  |  |  | Real Power |  |  | MW
|  |  |  | Reactive Power |  |  | MVAr
|  |  |  | Capacitors In Service |  |  | MVAr
PF
| Zone Div: | Uncompensated |  | Reactive Power |  |  | MVAr
PF
| 0 | Compensated |  | Load (LV side) |  |  | Amps
|  |  |  | Apparent Power |  |  | MVA
|  |  |  | Real Power |  |  | MW
|  |  |  | Reactive Power |  |  | MVAr
|  |  |  | Capacitors In Service |  |  | MVAr
PF
| Zone Div: | Uncompensated |  | Reactive Power |  |  | MVAr
PF

## Mitchells Flat 66_11kV
| Mitchells Flat 66_11kV | [16 empty] | 2015 | SUMMER
| Substation Total Loads | [33 empty] | Spots & Transfers Detail
| Historical Loads | (11kV MVA) | [7 empty] | Weather Corrected Forecast Loads |  |  |  | (11kV MVA) | [20 empty] | Spots & Transfers Summary | (11kV MVA) |  | Historical Spots & Transfers | [6 empty] | Forecast Spots & Transfers
|  | 07/08 | 08/09 | 09/10 | 10/11 | 11/12 | 12/13 | 13/14 |  | 14/15 | 15/16 | 16/17 | 17/18 | 18/19 | 19/20 | 20/21 | 21/22 | 22/23 | 23/24 | 24/25 | 25/26 | 26/27 | 27/28 | 28/29 | 29/30 | 30/31 | 31/32 | 32/33 | 33/34 | 34/35 | 35/36 | 36/37 | 37/38 | 38/39 |  |  |  | 07/08 | 08/09 | 09/10 | 10/11 | 11/12 | 12/13 | 13/14 | 14/15 | 15/16 | 16/17 | 17/18 | 18/19 | 19/20 | 20/21 | 21/22 | 22/23 | 23/24 | 24/25 | 25/26 | 26/27 | 27/28 | 28/29 | 29/30 | 30/31 | 31/32 | 32/33 | 33/34 | 34/35 | 35/36 | 36/37 | 37/38 | 38/39
| Total | 1.127 | 1.376 | 1.383 | 1.413 | 0.94 | 1.311 | 1.126 |  | 1.2529 | 1.1947 | 1.1617 | 1.1478 | 1.1505 | 1.15 | 1.1547 | 1.1592 | 1.1627 | 1.1682 | 1.1734 | 1.1803 | 1.1876 | 1.1953 | 1.2035 | 1.2119 | 1.2207 | 1.2298 | 1.2394 | 1.2493 | 1.2596 | 1.2704 | 1.2815 | 1.2931 | 1.305 |  |  | Total | 0 | 0 | 0 | -0.00183 | -0.00747 | -0.00989 | -0.00125 | -0.0019679 | -0.0054989 | 0.00047632 | 0.0024777 | 0.002629 | -0.00043311 | 0.0046175 | 0.0045784 | 0.003505 | 0.0054566 | 0.0052246 | 0.0068993 | 0.0072538 | 0.0076876 | 0.0082374 | 0.0083689 | 0.0087843 | 0.0091623 | 0.0095461 | 0.0099357 | 0.010331 | 0.010733 | 0.01114 | 0.011554 | 0.011974
| Firm Rating | 0 | 0 | 0 | 0 | 0 | 0 | 0 |  | 0 | 0 | 0 | 0 | 0 | 0 | 0 | 0 | 0 | 0 | 0 | 0 | 0 | 0 | 0 | 0 | 0 | 0 | 0 | 0 | 0 | 0 | 0 | 0 | 0
| Total Capacity | 0 | 0 | 5 | 5 | 5 | 6.04 | 6.04 |  | 6.04 | 6.04 | 6.04 | 6.04 | 6.04 | 6.04 | 6.04 | 6.04 | 6.04 | 6.04 | 6.04 | 6.04 | 6.04 | 6.04 | 6.04 | 6.04 | 6.04 | 6.04 | 6.04 | 6.04 | 6.04 | 6.04 | 6.04 | 6.04 | 6.04 |  |  | Mitchells Flat 66_11kV Tx1 | 0 | 0 | 0 | -0.00183 | -0.00747 | -0.00989 | -0.00125 | -0.0019679 | -0.0054989 | 0.00047632 | 0.0024777 | 0.002629 | -0.00043311 | 0.0046175 | 0.0045784 | 0.003505 | 0.0054566 | 0.0052246 | 0.0068993 | 0.0072538 | 0.0076876 | 0.0082374 | 0.0083689 | 0.0087843 | 0.0091623 | 0.0095461 | 0.0099357 | 0.010331 | 0.010733 | 0.01114 | 0.011554 | 0.011974
|  | -7 | -6 | -5 | -4 | -3 | -2 | -1 |  | 0 | 1 | 2 | 3 | 4 | 5 | 6 | 7 | 8 | 9 | 10 | 11 | 12 | 13 | 14 | 15 | 16 | 17 | 18 | 19 | 20 | 21 | 22 | 23 | 24 |  |  |  | 0 | 0 | 0 | 0 | 0 | 0 | 0 | 0 | 0 | 0 | 0 | 0 | 0 | 0 | 0 | 0 | 0 | 0 | 0 | 0 | 0 | 0 | 0 | 0 | 0 | 0 | 0 | 0 | 0 | 0 | 0 | 0
| Transformer Loads | [36 empty] | 0 | 0 | 0 | 0 | 0 | 0 | 0 | 0 | 0 | 0 | 0 | 0 | 0 | 0 | 0 | 0 | 0 | 0 | 0 | 0 | 0 | 0 | 0 | 0 | 0 | 0 | 0 | 0 | 0 | 0 | 0 | 0
| Historical Loads | (11kV MVA) | [7 empty] | Weather Corrected Forecast Loads |  |  |  | (11kV MVA) | [23 empty] | 0 | 0 | 0 | 0 | 0 | 0 | 0 | 0 | 0 | 0 | 0 | 0 | 0 | 0 | 0 | 0 | 0 | 0 | 0 | 0 | 0 | 0 | 0 | 0 | 0 | 0 | 0 | 0 | 0 | 0 | 0 | 0
|  | 07/08 | 08/09 | 09/10 | 10/11 | 11/12 | 12/13 | 13/14 |  | 14/15 | 15/16 | 16/17 | 17/18 | 18/19 | 19/20 | 20/21 | 21/22 | 22/23 | 23/24 | 24/25 | 25/26 | 26/27 | 27/28 | 28/29 | 29/30 | 30/31 | 31/32 | 32/33 | 33/34 | 34/35 | 35/36 | 36/37 | 37/38 | 38/39 |  |  |  | 0 | 0 | 0 | 0 | 0 | 0 | 0 | 0 | 0 | 0 | 0 | 0 | 0 | 0 | 0 | 0 | 0 | 0 | 0 | 0 | 0 | 0 | 0 | 0 | 0 | 0 | 0 | 0 | 0 | 0 | 0 | 0
| 0 | [36 empty] | 0 | 0 | 0 | 0 | 0 | 0 | 0 | 0 | 0 | 0 | 0 | 0 | 0 | 0 | 0 | 0 | 0 | 0 | 0 | 0 | 0 | 0 | 0 | 0 | 0 | 0 | 0 | 0 | 0 | 0 | 0 | 0
| Diversity Factor: 0 | [36 empty] | 0 | 0 | 0 | 0 | 0 | 0 | 0 | 0 | 0 | 0 | 0 | 0 | 0 | 0 | 0 | 0 | 0 | 0 | 0 | 0 | 0 | 0 | 0 | 0 | 0 | 0 | 0 | 0 | 0 | 0 | 0 | 0
[38 empty] | 0 | 0 | 0 | 0 | 0 | 0 | 0 | 0 | 0 | 0 | 0 | 0 | 0 | 0 | 0 | 0 | 0 | 0 | 0 | 0 | 0 | 0 | 0 | 0 | 0 | 0 | 0 | 0 | 0 | 0 | 0 | 0
[38 empty] | 0 | 0 | 0 | 0 | 0 | 0 | 0 | 0 | 0 | 0 | 0 | 0 | 0 | 0 | 0 | 0 | 0 | 0 | 0 | 0 | 0 | 0 | 0 | 0 | 0 | 0 | 0 | 0 | 0 | 0 | 0 | 0
| 0 | [36 empty] | 0 | 0 | 0 | 0 | 0 | 0 | 0 | 0 | 0 | 0 | 0 | 0 | 0 | 0 | 0 | 0 | 0 | 0 | 0 | 0 | 0 | 0 | 0 | 0 | 0 | 0 | 0 | 0 | 0 | 0 | 0 | 0
Diversity Factor: 0
[38 empty] | Historical Spots & Transfers | [6 empty] | Forecast Spots & Transfers
[35 empty] | Project Name | From | To | 07/08 | 08/09 | 09/10 | 10/11 | 11/12 | 12/13 | 13/14 | 14/15 | 15/16 | 16/17 | 17/18 | 18/19 | 19/20 | 20/21 | 21/22 | 22/23 | 23/24 | 24/25 | 25/26 | 26/27 | 27/28 | 28/29 | 29/30 | 30/31 | 31/32 | 32/33 | 33/34 | 34/35 | 35/36 | 36/37 | 37/38 | 38/39
| 0 | [33 empty] | Broad based demand management |  | Mitchells Flat 66_11kV Tx1 | 0 | 0 | 0 | 0 | 0 | 0 | 0 | 0 | -0.0022267 | 0 | -0.00097965 | 0 | 0 | 0 | 0 | 0 | 0 | 0 | 0 | 0 | 0 | 0 | 0 | 0 | 0 | 0 | 0 | 0 | 0 | 0 | 0 | 0
| Diversity Factor: 0 | [33 empty] | Econometric |  | Mitchells Flat 66_11kV Tx1 | 0 | 0 | 0 | 0 | 0 | 0 | 0 | 0 | 0 | 0.0086575 | 0.015243 | 0.019023 | 0.017754 | 0.018997 | 0.01862 | 0.018215 | 0.01855 | 0.01889 | 0.019235 | 0.019586 | 0.019942 | 0.020303 | 0.02067 | 0.021042 | 0.02142 | 0.021804 | 0.022193 | 0.022589 | 0.02299 | 0.023398 | 0.023812 | 0.024231
[35 empty] | Energy Efficiency |  | Mitchells Flat 66_11kV Tx1 | 0 | 0 | 0 | 0 | 0 | 0 | 0 | 0.0012505 | 0.00033771 | -0.0041042 | -0.0073117 | -0.011606 | -0.013144 | -0.0090989 | -0.0089353 | -0.0095225 | -0.0091241 | -0.0089109 | -0.0075814 | -0.0075772 | -0.0074993 | -0.0073108 | -0.007546 | -0.0075029 | -0.0075029 | -0.0075029 | -0.0075029 | -0.0075029 | -0.0075029 | -0.0075029 | -0.0075029 | -0.0075029
[35 empty] | Solar PV |  | Mitchells Flat 66_11kV Tx1 | 0 | 0 | 0 | -0.00183 | -0.00747 | -0.00989 | -0.00125 | -0.0032184 | -0.0036099 | -0.004077 | -0.0044735 | -0.0047878 | -0.0050439 | -0.0052808 | -0.0051067 | -0.0051878 | -0.0039695 | -0.0047546 | -0.0047546 | -0.0047546 | -0.0047546 | -0.0047546 | -0.0047546 | -0.0047546 | -0.0047546 | -0.0047546 | -0.0047546 | -0.0047546 | -0.0047546 | -0.0047546 | -0.0047546 | -0.0047546
0
Diversity Factor: 0
0
Diversity Factor: 0
0
Diversity Factor: 0
0
Diversity Factor: 0
0
Diversity Factor: 0
0
Diversity Factor: 0
0
Diversity Factor: 0
| Weather Correction and Public Holiday Factors | [8 empty] | Forecast ROG
ROG Justification
| Actual loads for season 13/14 have been weather corrected by the following: | [6 empty] | 17.03% |  | 7 year ROG ok | [59 empty] | 7 year ROG ok
1 | 2 | 3 | 4 | 5 | 6 | 7 | 8 | 9 | 10 | 14/15 | 15/16 | 16/17 | 17/18 | 18/19 | 19/20 | 20/21 | 21/22 | 22/23 | 23/24 | 24/25 | 25/26 | 26/27 | 27/28 | 28/29 | 29/30 | 30/31 | 31/32 | 32/33 | 33/34 | 34/35 | 35/36 | 36/37 | 37/38 | 38/39
0.95793 | 0.91763 | 0.8919 | 0.8794 | 0.8794 | 0.8794 | 0.8794 | 0.8794 | 0.8794 | 0.8794 | -4.207% | -4.207% | -2.804% | -1.402% | 0% | 0% | 0% | 0% | 0% | 0% | 0% | 0% | 0% | 0% | 0% | 0% | 0% | 0% | 0% | 0% | 0% | 0% | 0% | 0% | 0%
Substation Load Detail
[7 empty] | Units | 13/14 |  | 14/15 | 15/16 | 16/17 | 17/18 | 18/19 | 19/20 | 20/21 | 21/22 | 22/23 | 23/24 | 24/25 | 25/26 | 26/27 | 27/28 | 28/29 | 29/30 | 30/31 | 31/32 | 32/33 | 33/34 | 34/35 | 35/36 | 36/37 | 37/38 | 38/39
1 | Mitchells Flat 66_11kV | Compensated |  | Load (LV side) |  |  | Amps | 0 |  | 65.7609 | 62.7054 | 60.9715 | 60.2465 | 60.3844 | 60.3617 | 60.6041 | 60.8444 | 61.0283 | 61.3147 | 61.5889 | 61.9511 | 62.3318 | 62.7353 | 63.1676 | 63.6069 | 64.0679 | 64.5489 | 65.0499 | 65.5714 | 66.1136 | 66.6769 | 67.2617 | 67.8681 | 68.4965
|  |  |  | Apparent Power |  |  | MVA | 1.126 | 1.31 | 1.2529 | 1.1947 | 1.1617 | 1.1478 | 1.1505 | 1.15 | 1.1547 | 1.1592 | 1.1627 | 1.1682 | 1.1734 | 1.1803 | 1.1876 | 1.1953 | 1.2035 | 1.2119 | 1.2207 | 1.2298 | 1.2394 | 1.2493 | 1.2596 | 1.2704 | 1.2815 | 1.2931 | 1.305
|  |  |  | Real Power |  |  | MW | 1.1114 | 1.293 | 1.2366 | 1.1792 | 1.1466 | 1.1329 | 1.1355 | 1.1351 | 1.1397 | 1.1442 | 1.1476 | 1.153 | 1.1582 | 1.165 | 1.1721 | 1.1797 | 1.1879 | 1.1961 | 1.2048 | 1.2138 | 1.2233 | 1.2331 | 1.2433 | 1.2539 | 1.2648 | 1.2763 | 1.2881
|  |  |  | Reactive Power |  |  | MVAr | 0 |  | 0.20137 | 0.19201 | 0.1867 | 0.18448 | 0.18491 | 0.18483 | 0.18558 | 0.18631 | 0.18688 | 0.18775 | 0.18859 | 0.1897 | 0.19087 | 0.1921 | 0.19343 | 0.19477 | 0.19618 | 0.19766 | 0.19919 | 0.20079 | 0.20245 | 0.20417 | 0.20596 | 0.20782 | 0.20974
|  |  |  | Capacitors In Service |  |  | MVAr | 0 |  | 0 | 0 | 0 | 0 | 0 | 0 | 0 | 0 | 0 | 0 | 0 | 0 | 0 | 0 | 0 | 0 | 0 | 0 | 0 | 0 | 0 | 0 | 0 | 0 | 0
|  |  |  | PF |  |  |  | 0.987 |  | 0.987 | 0.987 | 0.987 | 0.987 | 0.987 | 0.987 | 0.987 | 0.987 | 0.987 | 0.987 | 0.987 | 0.987 | 0.987 | 0.987 | 0.987 | 0.987 | 0.987 | 0.987 | 0.987 | 0.987 | 0.987 | 0.987 | 0.987 | 0.987 | 0.987
0.79797 | Diversity Factor: 0.8 | Uncompensated |  | Reactive Power |  |  | MVAr | 0 | 0.21054 | 0.20137 | 0.19201 | 0.1867 | 0.18448 | 0.18491 | 0.18483 | 0.18558 | 0.18631 | 0.18688 | 0.18775 | 0.18859 | 0.1897 | 0.19087 | 0.1921 | 0.19343 | 0.19477 | 0.19618 | 0.19766 | 0.19919 | 0.20079 | 0.20245 | 0.20417 | 0.20596 | 0.20782 | 0.20974
|  |  |  | PF |  |  |  | 0.987 |  | 0.987 | 0.987 | 0.987 | 0.987 | 0.987 | 0.987 | 0.987 | 0.987 | 0.987 | 0.987 | 0.987 | 0.987 | 0.987 | 0.987 | 0.987 | 0.987 | 0.987 | 0.987 | 0.987 | 0.987 | 0.987 | 0.987 | 0.987 | 0.987 | 0.987
[10 empty] | 1 | 2 | 3 | 4 | 5 | 6 | 7 | 8 | 9 | 10 | 11 | 12 | 13 | 14 | 15 | 16 | 17 | 18 | 19 | 20 | 21 | 22 | 23 | 24 | 25
Transformer Load Detail
[7 empty] | Units | 13/14 |  | 14/15 | 15/16 | 16/17 | 17/18 | 18/19 | 19/20 | 20/21 | 21/22 | 22/23 | 23/24 | 24/25 | 25/26 | 26/27 | 27/28 | 28/29 | 29/30 | 30/31 | 31/32 | 32/33 | 33/34 | 34/35 | 35/36 | 36/37 | 37/38 | 38/39
| 0 | Compensated |  | Load (LV side) |  |  | Amps
|  |  |  | Apparent Power |  |  | MVA
|  |  |  | Real Power |  |  | MW
|  |  |  | Reactive Power |  |  | MVAr
|  |  |  | Capacitors In Service |  |  | MVAr
PF
| Zone Div: | Uncompensated |  | Reactive Power |  |  | MVAr
PF
| 0 | Compensated |  | Load (LV side) |  |  | Amps
|  |  |  | Apparent Power |  |  | MVA
|  |  |  | Real Power |  |  | MW
|  |  |  | Reactive Power |  |  | MVAr
|  |  |  | Capacitors In Service |  |  | MVAr
PF
| Zone Div: | Uncompensated |  | Reactive Power |  |  | MVAr
PF
| 0 | Compensated |  | Load (LV side) |  |  | Amps
|  |  |  | Apparent Power |  |  | MVA
|  |  |  | Real Power |  |  | MW
|  |  |  | Reactive Power |  |  | MVAr
|  |  |  | Capacitors In Service |  |  | MVAr
PF
| Zone Div: | Uncompensated |  | Reactive Power |  |  | MVAr
PF
| 0 | Compensated |  | Load (LV side) |  |  | Amps
|  |  |  | Apparent Power |  |  | MVA
|  |  |  | Real Power |  |  | MW
|  |  |  | Reactive Power |  |  | MVAr
|  |  |  | Capacitors In Service |  |  | MVAr
PF
| Zone Div: | Uncompensated |  | Reactive Power |  |  | MVAr
PF
| 0 | Compensated |  | Load (LV side) |  |  | Amps
|  |  |  | Apparent Power |  |  | MVA
|  |  |  | Real Power |  |  | MW
|  |  |  | Reactive Power |  |  | MVAr
|  |  |  | Capacitors In Service |  |  | MVAr
PF
| Zone Div: | Uncompensated |  | Reactive Power |  |  | MVAr
PF
| 0 | Compensated |  | Load (LV side) |  |  | Amps
|  |  |  | Apparent Power |  |  | MVA
|  |  |  | Real Power |  |  | MW
|  |  |  | Reactive Power |  |  | MVAr
|  |  |  | Capacitors In Service |  |  | MVAr
PF
| Zone Div: | Uncompensated |  | Reactive Power |  |  | MVAr
PF
| 0 | Compensated |  | Load (LV side) |  |  | Amps
|  |  |  | Apparent Power |  |  | MVA
|  |  |  | Real Power |  |  | MW
|  |  |  | Reactive Power |  |  | MVAr
|  |  |  | Capacitors In Service |  |  | MVAr
PF
| Zone Div: | Uncompensated |  | Reactive Power |  |  | MVAr
PF
| 0 | Compensated |  | Load (LV side) |  |  | Amps
|  |  |  | Apparent Power |  |  | MVA
|  |  |  | Real Power |  |  | MW
|  |  |  | Reactive Power |  |  | MVAr
|  |  |  | Capacitors In Service |  |  | MVAr
PF
| Zone Div: | Uncompensated |  | Reactive Power |  |  | MVAr
PF
| 0 | Compensated |  | Load (LV side) |  |  | Amps
|  |  |  | Apparent Power |  |  | MVA
|  |  |  | Real Power |  |  | MW
|  |  |  | Reactive Power |  |  | MVAr
|  |  |  | Capacitors In Service |  |  | MVAr
PF
| Zone Div: | Uncompensated |  | Reactive Power |  |  | MVAr
PF
| 0 | Compensated |  | Load (LV side) |  |  | Amps
|  |  |  | Apparent Power |  |  | MVA
|  |  |  | Real Power |  |  | MW
|  |  |  | Reactive Power |  |  | MVAr
|  |  |  | Capacitors In Service |  |  | MVAr
PF
| Zone Div: | Uncompensated |  | Reactive Power |  |  | MVAr
PF

## Customer67
| Customer67 | [16 empty] | 2015 | SUMMER
| Substation Total Loads | [33 empty] | Spots & Transfers Detail
| Historical Loads | MVA | [7 empty] | Weather Corrected Forecast Loads |  |  |  | MVA | [20 empty] | Spots & Transfers Summary | MVA |  | Historical Spots & Transfers | [6 empty] | Forecast Spots & Transfers
|  | 07/08 | 08/09 | 09/10 | 10/11 | 11/12 | 12/13 | 13/14 |  | 14/15 | 15/16 | 16/17 | 17/18 | 18/19 | 19/20 | 20/21 | 21/22 | 22/23 | 23/24 | 24/25 | 25/26 | 26/27 | 27/28 | 28/29 | 29/30 | 30/31 | 31/32 | 32/33 | 33/34 | 34/35 | 35/36 | 36/37 | 37/38 | 38/39 |  |  |  | 07/08 | 08/09 | 09/10 | 10/11 | 11/12 | 12/13 | 13/14 | 14/15 | 15/16 | 16/17 | 17/18 | 18/19 | 19/20 | 20/21 | 21/22 | 22/23 | 23/24 | 24/25 | 25/26 | 26/27 | 27/28 | 28/29 | 29/30 | 30/31 | 31/32 | 32/33 | 33/34 | 34/35 | 35/36 | 36/37 | 37/38 | 38/39
| Total | [5 empty] | 9.122 | 7.933 |  | 7.933 | 7.933 | 7.933 | 7.933 | 7.933 | 7.933 | 7.933 | 7.933 | 7.933 | 7.933 | 7.933 | 7.933 | 7.933 | 7.933 | 7.933 | 7.933 | 7.933 | 7.933 | 7.933 | 7.933 | 7.933 | 7.933 | 7.933 | 7.933 | 7.933 |  |  | Total
Firm Rating
| Total Capacity | [36 empty] | 0 | 0 | 0 | 0 | 0 | 0 | 0 | 0 | 0 | 0 | 0 | 0 | 0 | 0 | 0 | 0 | 0 | 0 | 0 | 0 | 0 | 0 | 0 | 0 | 0 | 0 | 0 | 0 | 0 | 0 | 0 | 0
|  | -7 | -6 | -5 | -4 | -3 | -2 | -1 |  | 0 | 1 | 2 | 3 | 4 | 5 | 6 | 7 | 8 | 9 | 10 | 11 | 12 | 13 | 14 | 15 | 16 | 17 | 18 | 19 | 20 | 21 | 22 | 23 | 24 |  |  |  | 0 | 0 | 0 | 0 | 0 | 0 | 0 | 0 | 0 | 0 | 0 | 0 | 0 | 0 | 0 | 0 | 0 | 0 | 0 | 0 | 0 | 0 | 0 | 0 | 0 | 0 | 0 | 0 | 0 | 0 | 0 | 0
| Transformer Loads | [36 empty] | 0 | 0 | 0 | 0 | 0 | 0 | 0 | 0 | 0 | 0 | 0 | 0 | 0 | 0 | 0 | 0 | 0 | 0 | 0 | 0 | 0 | 0 | 0 | 0 | 0 | 0 | 0 | 0 | 0 | 0 | 0 | 0
| Historical Loads | MVA | [7 empty] | Weather Corrected Forecast Loads |  |  |  | MVA | [23 empty] | 0 | 0 | 0 | 0 | 0 | 0 | 0 | 0 | 0 | 0 | 0 | 0 | 0 | 0 | 0 | 0 | 0 | 0 | 0 | 0 | 0 | 0 | 0 | 0 | 0 | 0 | 0 | 0 | 0 | 0 | 0 | 0
|  | 07/08 | 08/09 | 09/10 | 10/11 | 11/12 | 12/13 | 13/14 |  | 14/15 | 15/16 | 16/17 | 17/18 | 18/19 | 19/20 | 20/21 | 21/22 | 22/23 | 23/24 | 24/25 | 25/26 | 26/27 | 27/28 | 28/29 | 29/30 | 30/31 | 31/32 | 32/33 | 33/34 | 34/35 | 35/36 | 36/37 | 37/38 | 38/39 |  |  |  | 0 | 0 | 0 | 0 | 0 | 0 | 0 | 0 | 0 | 0 | 0 | 0 | 0 | 0 | 0 | 0 | 0 | 0 | 0 | 0 | 0 | 0 | 0 | 0 | 0 | 0 | 0 | 0 | 0 | 0 | 0 | 0
| 0 | [36 empty] | 0 | 0 | 0 | 0 | 0 | 0 | 0 | 0 | 0 | 0 | 0 | 0 | 0 | 0 | 0 | 0 | 0 | 0 | 0 | 0 | 0 | 0 | 0 | 0 | 0 | 0 | 0 | 0 | 0 | 0 | 0 | 0
| Diversity Factor: 0 | [36 empty] | 0 | 0 | 0 | 0 | 0 | 0 | 0 | 0 | 0 | 0 | 0 | 0 | 0 | 0 | 0 | 0 | 0 | 0 | 0 | 0 | 0 | 0 | 0 | 0 | 0 | 0 | 0 | 0 | 0 | 0 | 0 | 0
[38 empty] | 0 | 0 | 0 | 0 | 0 | 0 | 0 | 0 | 0 | 0 | 0 | 0 | 0 | 0 | 0 | 0 | 0 | 0 | 0 | 0 | 0 | 0 | 0 | 0 | 0 | 0 | 0 | 0 | 0 | 0 | 0 | 0
[38 empty] | 0 | 0 | 0 | 0 | 0 | 0 | 0 | 0 | 0 | 0 | 0 | 0 | 0 | 0 | 0 | 0 | 0 | 0 | 0 | 0 | 0 | 0 | 0 | 0 | 0 | 0 | 0 | 0 | 0 | 0 | 0 | 0
| 0 | [36 empty] | 0 | 0 | 0 | 0 | 0 | 0 | 0 | 0 | 0 | 0 | 0 | 0 | 0 | 0 | 0 | 0 | 0 | 0 | 0 | 0 | 0 | 0 | 0 | 0 | 0 | 0 | 0 | 0 | 0 | 0 | 0 | 0
Diversity Factor: 0
[38 empty] | Historical Spots & Transfers | [6 empty] | Forecast Spots & Transfers
[35 empty] | Project Name | From | To | 07/08 | 08/09 | 09/10 | 10/11 | 11/12 | 12/13 | 13/14 | 14/15 | 15/16 | 16/17 | 17/18 | 18/19 | 19/20 | 20/21 | 21/22 | 22/23 | 23/24 | 24/25 | 25/26 | 26/27 | 27/28 | 28/29 | 29/30 | 30/31 | 31/32 | 32/33 | 33/34 | 34/35 | 35/36 | 36/37 | 37/38 | 38/39
0
Diversity Factor: 0
0
Diversity Factor: 0
0
Diversity Factor: 0
0
Diversity Factor: 0
0
Diversity Factor: 0
0
Diversity Factor: 0
0
Diversity Factor: 0
0
Diversity Factor: 0
| Weather Correction and Public Holiday Factors | [8 empty] | Forecast ROG
ROG Justification
| Actual loads for season 13/14 have been weather corrected by the following: | [6 empty] | 0% |  | N/A | [59 empty] | N/A
1 | 2 | 3 | 4 | 5 | 6 | 7 | 8 | 9 | 10 | 14/15 | 15/16 | 16/17 | 17/18 | 18/19 | 19/20 | 20/21 | 21/22 | 22/23 | 23/24 | 24/25 | 25/26 | 26/27 | 27/28 | 28/29 | 29/30 | 30/31 | 31/32 | 32/33 | 33/34 | 34/35 | 35/36 | 36/37 | 37/38 | 38/39
1 | 1 | 1 | 1 | 1 | 1 | 1 | 1 | 1 | 1 | 0% | 0% | 0% | 0% | 0% | 0% | 0% | 0% | 0% | 0% | 0% | 0% | 0% | 0% | 0% | 0% | 0% | 0% | 0% | 0% | 0% | 0% | 0% | 0% | 0%
Substation Load Detail
[7 empty] | Units | 13/14 |  | 14/15 | 15/16 | 16/17 | 17/18 | 18/19 | 19/20 | 20/21 | 21/22 | 22/23 | 23/24 | 24/25 | 25/26 | 26/27 | 27/28 | 28/29 | 29/30 | 30/31 | 31/32 | 32/33 | 33/34 | 34/35 | 35/36 | 36/37 | 37/38 | 38/39
1 | Customer67 | Compensated |  | Load (LV side) |  |  | Amps | 139 |  | 139 | 139 | 139 | 139 | 139 | 139 | 139 | 139 | 139 | 139 | 139 | 139 | 139 | 139 | 139 | 139 | 139 | 139 | 139 | 139 | 139 | 139 | 139 | 139 | 139
|  |  |  | Apparent Power |  |  | MVA | 7.933 |  | 7.933 | 7.933 | 7.933 | 7.933 | 7.933 | 7.933 | 7.933 | 7.933 | 7.933 | 7.933 | 7.933 | 7.933 | 7.933 | 7.933 | 7.933 | 7.933 | 7.933 | 7.933 | 7.933 | 7.933 | 7.933 | 7.933 | 7.933 | 7.933 | 7.933
|  |  |  | Real Power |  |  | MW | 7.1397 |  | 7.1397 | 7.1397 | 7.1397 | 7.1397 | 7.1397 | 7.1397 | 7.1397 | 7.1397 | 7.1397 | 7.1397 | 7.1397 | 7.1397 | 7.1397 | 7.1397 | 7.1397 | 7.1397 | 7.1397 | 7.1397 | 7.1397 | 7.1397 | 7.1397 | 7.1397 | 7.1397 | 7.1397 | 7.1397
|  |  |  | Reactive Power |  |  | MVAr | 3.4579 |  | 3.4579 | 3.4579 | 3.4579 | 3.4579 | 3.4579 | 3.4579 | 3.4579 | 3.4579 | 3.4579 | 3.4579 | 3.4579 | 3.4579 | 3.4579 | 3.4579 | 3.4579 | 3.4579 | 3.4579 | 3.4579 | 3.4579 | 3.4579 | 3.4579 | 3.4579 | 3.4579 | 3.4579 | 3.4579
|  |  |  | Capacitors In Service |  |  | MVAr | 0 |  | 0 | 0 | 0 | 0 | 0 | 0 | 0 | 0 | 0 | 0 | 0 | 0 | 0 | 0 | 0 | 0 | 0 | 0 | 0 | 0 | 0 | 0 | 0 | 0 | 0
|  |  |  | PF |  |  |  | 0.9 |  | 0.9 | 0.9 | 0.9 | 0.9 | 0.9 | 0.9 | 0.9 | 0.9 | 0.9 | 0.9 | 0.9 | 0.9 | 0.9 | 0.9 | 0.9 | 0.9 | 0.9 | 0.9 | 0.9 | 0.9 | 0.9 | 0.9 | 0.9 | 0.9 | 0.9
| Diversity Factor: 0 | Uncompensated |  | Reactive Power |  |  | MVAr | 3.4579 |  | 3.4579 | 3.4579 | 3.4579 | 3.4579 | 3.4579 | 3.4579 | 3.4579 | 3.4579 | 3.4579 | 3.4579 | 3.4579 | 3.4579 | 3.4579 | 3.4579 | 3.4579 | 3.4579 | 3.4579 | 3.4579 | 3.4579 | 3.4579 | 3.4579 | 3.4579 | 3.4579 | 3.4579 | 3.4579
|  |  |  | PF |  |  |  | 0.9 |  | 0.9 | 0.9 | 0.9 | 0.9 | 0.9 | 0.9 | 0.9 | 0.9 | 0.9 | 0.9 | 0.9 | 0.9 | 0.9 | 0.9 | 0.9 | 0.9 | 0.9 | 0.9 | 0.9 | 0.9 | 0.9 | 0.9 | 0.9 | 0.9 | 0.9
[10 empty] | 1 | 2 | 3 | 4 | 5 | 6 | 7 | 8 | 9 | 10 | 11 | 12 | 13 | 14 | 15 | 16 | 17 | 18 | 19 | 20 | 21 | 22 | 23 | 24 | 25
Transformer Load Detail
[7 empty] | Units | 13/14 |  | 14/15 | 15/16 | 16/17 | 17/18 | 18/19 | 19/20 | 20/21 | 21/22 | 22/23 | 23/24 | 24/25 | 25/26 | 26/27 | 27/28 | 28/29 | 29/30 | 30/31 | 31/32 | 32/33 | 33/34 | 34/35 | 35/36 | 36/37 | 37/38 | 38/39
| 0 | Compensated |  | Load (LV side) |  |  | Amps
|  |  |  | Apparent Power |  |  | MVA
|  |  |  | Real Power |  |  | MW
|  |  |  | Reactive Power |  |  | MVAr
|  |  |  | Capacitors In Service |  |  | MVAr
PF
| Zone Div: | Uncompensated |  | Reactive Power |  |  | MVAr
PF
| 0 | Compensated |  | Load (LV side) |  |  | Amps
|  |  |  | Apparent Power |  |  | MVA
|  |  |  | Real Power |  |  | MW
|  |  |  | Reactive Power |  |  | MVAr
|  |  |  | Capacitors In Service |  |  | MVAr
PF
| Zone Div: | Uncompensated |  | Reactive Power |  |  | MVAr
PF
| 0 | Compensated |  | Load (LV side) |  |  | Amps
|  |  |  | Apparent Power |  |  | MVA
|  |  |  | Real Power |  |  | MW
|  |  |  | Reactive Power |  |  | MVAr
|  |  |  | Capacitors In Service |  |  | MVAr
PF
| Zone Div: | Uncompensated |  | Reactive Power |  |  | MVAr
PF
| 0 | Compensated |  | Load (LV side) |  |  | Amps
|  |  |  | Apparent Power |  |  | MVA
|  |  |  | Real Power |  |  | MW
|  |  |  | Reactive Power |  |  | MVAr
|  |  |  | Capacitors In Service |  |  | MVAr
PF
| Zone Div: | Uncompensated |  | Reactive Power |  |  | MVAr
PF
| 0 | Compensated |  | Load (LV side) |  |  | Amps
|  |  |  | Apparent Power |  |  | MVA
|  |  |  | Real Power |  |  | MW
|  |  |  | Reactive Power |  |  | MVAr
|  |  |  | Capacitors In Service |  |  | MVAr
PF
| Zone Div: | Uncompensated |  | Reactive Power |  |  | MVAr
PF
| 0 | Compensated |  | Load (LV side) |  |  | Amps
|  |  |  | Apparent Power |  |  | MVA
|  |  |  | Real Power |  |  | MW
|  |  |  | Reactive Power |  |  | MVAr
|  |  |  | Capacitors In Service |  |  | MVAr
PF
| Zone Div: | Uncompensated |  | Reactive Power |  |  | MVAr
PF
| 0 | Compensated |  | Load (LV side) |  |  | Amps
|  |  |  | Apparent Power |  |  | MVA
|  |  |  | Real Power |  |  | MW
|  |  |  | Reactive Power |  |  | MVAr
|  |  |  | Capacitors In Service |  |  | MVAr
PF
| Zone Div: | Uncompensated |  | Reactive Power |  |  | MVAr
PF
| 0 | Compensated |  | Load (LV side) |  |  | Amps
|  |  |  | Apparent Power |  |  | MVA
|  |  |  | Real Power |  |  | MW
|  |  |  | Reactive Power |  |  | MVAr
|  |  |  | Capacitors In Service |  |  | MVAr
PF
| Zone Div: | Uncompensated |  | Reactive Power |  |  | MVAr
PF
| 0 | Compensated |  | Load (LV side) |  |  | Amps
|  |  |  | Apparent Power |  |  | MVA
|  |  |  | Real Power |  |  | MW
|  |  |  | Reactive Power |  |  | MVAr
|  |  |  | Capacitors In Service |  |  | MVAr
PF
| Zone Div: | Uncompensated |  | Reactive Power |  |  | MVAr
PF
| 0 | Compensated |  | Load (LV side) |  |  | Amps
|  |  |  | Apparent Power |  |  | MVA
|  |  |  | Real Power |  |  | MW
|  |  |  | Reactive Power |  |  | MVAr
|  |  |  | Capacitors In Service |  |  | MVAr
PF
| Zone Div: | Uncompensated |  | Reactive Power |  |  | MVAr
PF

## Mt Thorley 66_11kV
| Mt Thorley 66_11kV | [16 empty] | 2015 | SUMMER
| Substation Total Loads | [33 empty] | Spots & Transfers Detail
| Historical Loads | (11kV MVA) | [7 empty] | Weather Corrected Forecast Loads |  |  |  | (11kV MVA) | [20 empty] | Spots & Transfers Summary | (11kV MVA) |  | Historical Spots & Transfers | [6 empty] | Forecast Spots & Transfers
|  | 07/08 | 08/09 | 09/10 | 10/11 | 11/12 | 12/13 | 13/14 |  | 14/15 | 15/16 | 16/17 | 17/18 | 18/19 | 19/20 | 20/21 | 21/22 | 22/23 | 23/24 | 24/25 | 25/26 | 26/27 | 27/28 | 28/29 | 29/30 | 30/31 | 31/32 | 32/33 | 33/34 | 34/35 | 35/36 | 36/37 | 37/38 | 38/39 |  |  |  | 07/08 | 08/09 | 09/10 | 10/11 | 11/12 | 12/13 | 13/14 | 14/15 | 15/16 | 16/17 | 17/18 | 18/19 | 19/20 | 20/21 | 21/22 | 22/23 | 23/24 | 24/25 | 25/26 | 26/27 | 27/28 | 28/29 | 29/30 | 30/31 | 31/32 | 32/33 | 33/34 | 34/35 | 35/36 | 36/37 | 37/38 | 38/39
| Total | 8.1 | 8.8 | 9.926 | 10.202 | 7.5 | 9.27 | 7.187 |  | 8.5525 | 8.2813 | 8.0893 | 7.9279 | 7.7785 | 7.7068 | 7.6902 | 7.7066 | 7.7118 | 7.7366 | 7.7314 | 7.7499 | 7.7675 | 7.803 | 7.8478 | 7.8898 | 7.9272 | 7.9665 | 8.0077 | 8.0509 | 8.0962 | 8.1435 | 8.1928 | 8.2443 | 8.2979 |  |  | Total | 0 | 0.80592 | 0 | -0.03237 | -0.08082 | -0.0678 | -0.06053 | 0.3255 | -0.085107 | -0.071811 | -0.10279 | -0.14933 | -0.071671 | -0.016664 | 0.016389 | 0.0052334 | 0.024779 | -0.0052254 | 0.018495 | 0.017675 | 0.035487 | 0.044784 | 0.042045 | 0.037338 | 0.039277 | 0.041242 | 0.043233 | 0.045251 | 0.047296 | 0.049368 | 0.051468 | 0.053596
| Firm Rating | 0 | 0 | 20.3 | 20.3 | 20.3 | 20.25 | 20.25 |  | 20.25 | 20.25 | 20.25 | 20.25 | 20.25 | 20.25 | 20.25 | 20.25 | 20.25 | 20.25 | 20.25 | 20.25 | 20.25 | 20.25 | 20.25 | 20.25 | 20.25 | 20.25 | 20.25 | 20.25 | 20.25 | 20.25 | 20.25 | 20.25 | 20.25
| Total Capacity | 0 | 0 | 35.17 | 35.17 | 35.17 | 35.17 | 35.17 |  | 35.17 | 35.17 | 35.17 | 35.17 | 35.17 | 35.17 | 35.17 | 35.17 | 35.17 | 35.17 | 35.17 | 35.17 | 35.17 | 35.17 | 35.17 | 35.17 | 35.17 | 35.17 | 35.17 | 35.17 | 35.17 | 35.17 | 35.17 | 35.17 | 35.17 |  |  | Mt Thorley 66_11kV Tx1 | 0 | 0.56836 | 0 | -0.022828 | -0.056996 | -0.047814 | -0.042687 | 0.22955 | -0.06002 | -0.050643 | -0.072493 | -0.10531 | -0.050544 | -0.011752 | 0.011558 | 0.0036907 | 0.017475 | -0.0036851 | 0.013043 | 0.012465 | 0.025026 | 0.031583 | 0.029651 | 0.026331 | 0.027699 | 0.029085 | 0.030489 | 0.031912 | 0.033354 | 0.034816 | 0.036297 | 0.037797
|  | -7 | -6 | -5 | -4 | -3 | -2 | -1 |  | 0 | 1 | 2 | 3 | 4 | 5 | 6 | 7 | 8 | 9 | 10 | 11 | 12 | 13 | 14 | 15 | 16 | 17 | 18 | 19 | 20 | 21 | 22 | 23 | 24 |  |  | Mt Thorley 66_11kV Tx2 | 0 | 0.23757 | 0 | -0.0095418 | -0.023824 | -0.019986 | -0.017843 | 0.095949 | -0.025087 | -0.021168 | -0.030301 | -0.04402 | -0.021127 | -0.004912 | 0.0048309 | 0.0015427 | 0.0073043 | -0.0015403 | 0.0054518 | 0.0052101 | 0.010461 | 0.013201 | 0.012394 | 0.011006 | 0.011578 | 0.012157 | 0.012744 | 0.013339 | 0.013942 | 0.014552 | 0.015171 | 0.015799
| Transformer Loads | [36 empty] | 0 | 0 | 0 | 0 | 0 | 0 | 0 | 0 | 0 | 0 | 0 | 0 | 0 | 0 | 0 | 0 | 0 | 0 | 0 | 0 | 0 | 0 | 0 | 0 | 0 | 0 | 0 | 0 | 0 | 0 | 0 | 0
| Historical Loads | (11kV MVA) | [7 empty] | 0: Weather Corrected Forecast Loads; 4: (11kV MVA) |  |  |  | 0 | 0 | 0 | 0 | 0 | 0 | 0 | 0 | 0 | 0 | 0 | 0 | 0 | 0 | 0 | 0 | 0 | 0 | 0 | 0 | 0 | 0 | 0 | 0 | 0 | 0 | 0 | 0 | 0 | 0 | 0 | 0
|  | 07/08 | 08/09 | 09/10 | 10/11 | 11/12 | 12/13 | 13/14 |  | 14/15 | 15/16 | 16/17 | 17/18 | 18/19 | 19/20 | 20/21 | 21/22 | 22/23 | 23/24 | 24/25 | 25/26 | 26/27 | 27/28 | 28/29 | 29/30 | 30/31 | 31/32 | 32/33 | 33/34 | 34/35 | 35/36 | 36/37 | 37/38 | 38/39 |  |  |  | 0 | 0 | 0 | 0 | 0 | 0 | 0 | 0 | 0 | 0 | 0 | 0 | 0 | 0 | 0 | 0 | 0 | 0 | 0 | 0 | 0 | 0 | 0 | 0 | 0 | 0 | 0 | 0 | 0 | 0 | 0 | 0
| 0 | [36 empty] | 0 | 0 | 0 | 0 | 0 | 0 | 0 | 0 | 0 | 0 | 0 | 0 | 0 | 0 | 0 | 0 | 0 | 0 | 0 | 0 | 0 | 0 | 0 | 0 | 0 | 0 | 0 | 0 | 0 | 0 | 0 | 0
| Diversity Factor: 0 | [36 empty] | 0 | 0 | 0 | 0 | 0 | 0 | 0 | 0 | 0 | 0 | 0 | 0 | 0 | 0 | 0 | 0 | 0 | 0 | 0 | 0 | 0 | 0 | 0 | 0 | 0 | 0 | 0 | 0 | 0 | 0 | 0 | 0
[38 empty] | 0 | 0 | 0 | 0 | 0 | 0 | 0 | 0 | 0 | 0 | 0 | 0 | 0 | 0 | 0 | 0 | 0 | 0 | 0 | 0 | 0 | 0 | 0 | 0 | 0 | 0 | 0 | 0 | 0 | 0 | 0 | 0
[38 empty] | 0 | 0 | 0 | 0 | 0 | 0 | 0 | 0 | 0 | 0 | 0 | 0 | 0 | 0 | 0 | 0 | 0 | 0 | 0 | 0 | 0 | 0 | 0 | 0 | 0 | 0 | 0 | 0 | 0 | 0 | 0 | 0
| 0 | [36 empty] | 0 | 0 | 0 | 0 | 0 | 0 | 0 | 0 | 0 | 0 | 0 | 0 | 0 | 0 | 0 | 0 | 0 | 0 | 0 | 0 | 0 | 0 | 0 | 0 | 0 | 0 | 0 | 0 | 0 | 0 | 0 | 0
Diversity Factor: 0
[38 empty] | Historical Spots & Transfers | [6 empty] | Forecast Spots & Transfers
[35 empty] | Project Name | From | To | 07/08 | 08/09 | 09/10 | 10/11 | 11/12 | 12/13 | 13/14 | 14/15 | 15/16 | 16/17 | 17/18 | 18/19 | 19/20 | 20/21 | 21/22 | 22/23 | 23/24 | 24/25 | 25/26 | 26/27 | 27/28 | 28/29 | 29/30 | 30/31 | 31/32 | 32/33 | 33/34 | 34/35 | 35/36 | 36/37 | 37/38 | 38/39
| 0 | [33 empty] | Broad based demand management |  | Mt Thorley 66_11kV Tx1 | 0 | 0 | 0 | 0 | 0 | 0 | 0 | -0.0016608 | -0.012951 | -0.0049826 | -0.033965 | -0.059791 | 0 | 0 | 0 | 0 | 0 | 0 | 0 | 0 | 0 | 0 | 0 | 0 | 0 | 0 | 0 | 0 | 0 | 0 | 0 | 0
| Diversity Factor: 0 | [33 empty] | Broad based demand management |  | Mt Thorley 66_11kV Tx2 | 0 | 0 | 0 | 0 | 0 | 0 | 0 | -0.00069421 | -0.0054131 | -0.0020826 | -0.014197 | -0.024992 | 0 | 0 | 0 | 0 | 0 | 0 | 0 | 0 | 0 | 0 | 0 | 0 | 0 | 0 | 0 | 0 | 0 | 0 | 0 | 0
[35 empty] | HVCON_ID: 2000107. Brobuilt new 1MVA kiosk ind area HP261/07 around March 08 |  | Mt Thorley 66_11kV Tx1 | 0 | 0.31441 | 0 | 0 | 0 | 0 | 0 | 0 | 0 | 0 | 0 | 0 | 0 | 0 | 0 | 0 | 0 | 0 | 0 | 0 | 0 | 0 | 0 | 0 | 0 | 0 | 0 | 0 | 0 | 0 | 0 | 0
[35 empty] | HVCON_ID: 2000107. Brobuilt new 1MVA kiosk ind area HP261/07 around March 08 |  | Mt Thorley 66_11kV Tx2 | 0 | 0.13142 | 0 | 0 | 0 | 0 | 0 | 0 | 0 | 0 | 0 | 0 | 0 | 0 | 0 | 0 | 0 | 0 | 0 | 0 | 0 | 0 | 0 | 0 | 0 | 0 | 0 | 0 | 0 | 0 | 0 | 0
| 0 | [33 empty] | HVCON_ID: 2000108. Gromor Mushrooms HP273/06 should be in around March 08 |  | Mt Thorley 66_11kV Tx1 | 0 | 0.25395 | 0 | 0 | 0 | 0 | 0 | 0 | 0 | 0 | 0 | 0 | 0 | 0 | 0 | 0 | 0 | 0 | 0 | 0 | 0 | 0 | 0 | 0 | 0 | 0 | 0 | 0 | 0 | 0 | 0 | 0
| Diversity Factor: 0 | [33 empty] | HVCON_ID: 2000108. Gromor Mushrooms HP273/06 should be in around March 08 |  | Mt Thorley 66_11kV Tx2 | 0 | 0.10615 | 0 | 0 | 0 | 0 | 0 | 0 | 0 | 0 | 0 | 0 | 0 | 0 | 0 | 0 | 0 | 0 | 0 | 0 | 0 | 0 | 0 | 0 | 0 | 0 | 0 | 0 | 0 | 0 | 0 | 0
[35 empty] | HVCON_ID: 2000109. HP398-11 HP435-11 |  | Mt Thorley 66_11kV Tx1 | 0 | 0 | 0 | 0 | 0 | 0 | 0 | 0.28821 | 0 | 0 | 0 | 0 | 0 | 0 | 0 | 0 | 0 | 0 | 0 | 0 | 0 | 0 | 0 | 0 | 0 | 0 | 0 | 0 | 0 | 0 | 0 | 0
[35 empty] | HVCON_ID: 2000109. HP398-11 HP435-11 |  | Mt Thorley 66_11kV Tx2 | 0 | 0 | 0 | 0 | 0 | 0 | 0 | 0.12047 | 0 | 0 | 0 | 0 | 0 | 0 | 0 | 0 | 0 | 0 | 0 | 0 | 0 | 0 | 0 | 0 | 0 | 0 | 0 | 0 | 0 | 0 | 0 | 0
| 0 | [33 empty] | Econometric |  | Mt Thorley 66_11kV Tx1 | 0 | 0 | 0 | 0 | 0 | 0 | 0 | 0 | 0 | 0.031976 | 0.061021 | 0.085943 | 0.084512 | 0.087207 | 0.087253 | 0.087261 | 0.08849 | 0.089736 | 0.090999 | 0.092278 | 0.093575 | 0.094889 | 0.096221 | 0.09757 | 0.098938 | 0.10032 | 0.10173 | 0.10315 | 0.10459 | 0.10605 | 0.10754 | 0.10904
| Diversity Factor: 0 | [33 empty] | Econometric |  | Mt Thorley 66_11kV Tx2 | 0 | 0 | 0 | 0 | 0 | 0 | 0 | 0 | 0 | 0.013366 | 0.025506 | 0.035923 | 0.035325 | 0.036451 | 0.03647 | 0.036474 | 0.036988 | 0.037508 | 0.038036 | 0.038571 | 0.039113 | 0.039662 | 0.040219 | 0.040783 | 0.041355 | 0.041934 | 0.042521 | 0.043116 | 0.043718 | 0.044329 | 0.044948 | 0.045576
[35 empty] | Energy Efficiency |  | Mt Thorley 66_11kV Tx1 | 0 | 0 | 0 | 0 | 0 | 0 | 0 | -0.024405 | -0.01051 | -0.036347 | -0.054243 | -0.082978 | -0.083975 | -0.045477 | -0.023978 | -0.031031 | -0.030815 | -0.045269 | -0.029804 | -0.031661 | -0.020396 | -0.015154 | -0.018417 | -0.023086 | -0.023086 | -0.023086 | -0.023086 | -0.023086 | -0.023086 | -0.023086 | -0.023086 | -0.023086
[35 empty] | Energy Efficiency |  | Mt Thorley 66_11kV Tx2 | 0 | 0 | 0 | 0 | 0 | 0 | 0 | -0.010201 | -0.0043931 | -0.015192 | -0.022673 | -0.034684 | -0.0351 | -0.019009 | -0.010022 | -0.012971 | -0.01288 | -0.018922 | -0.012457 | -0.013234 | -0.0085254 | -0.006334 | -0.0076982 | -0.0096498 | -0.0096498 | -0.0096498 | -0.0096498 | -0.0096498 | -0.0096498 | -0.0096498 | -0.0096498 | -0.0096498
| 0 | [33 empty] | Solar PV |  | Mt Thorley 66_11kV Tx1 | 0 | 0 | 0 | -0.022828 | -0.056996 | -0.047814 | -0.042687 | -0.032594 | -0.036559 | -0.041289 | -0.045305 | -0.048488 | -0.051081 | -0.053481 | -0.051717 | -0.052539 | -0.0402 | -0.048152 | -0.048152 | -0.048152 | -0.048152 | -0.048152 | -0.048152 | -0.048152 | -0.048152 | -0.048152 | -0.048152 | -0.048152 | -0.048152 | -0.048152 | -0.048152 | -0.048152
| Diversity Factor: 0 | [33 empty] | Solar PV |  | Mt Thorley 66_11kV Tx2 | 0 | 0 | 0 | -0.0095418 | -0.023824 | -0.019986 | -0.017843 | -0.013624 | -0.015281 | -0.017258 | -0.018937 | -0.020267 | -0.021351 | -0.022354 | -0.021617 | -0.021961 | -0.016803 | -0.020127 | -0.020127 | -0.020127 | -0.020127 | -0.020127 | -0.020127 | -0.020127 | -0.020127 | -0.020127 | -0.020127 | -0.020127 | -0.020127 | -0.020127 | -0.020127 | -0.020127
0
Diversity Factor: 0
0
Diversity Factor: 0
0
Diversity Factor: 0
0
Diversity Factor: 0
| Weather Correction and Public Holiday Factors | [8 empty] | Forecast ROG
ROG Justification
| Actual loads for season 13/14 have been weather corrected by the following: | [6 empty] | 8.088% |  | 7 year ROG ok | [59 empty] | 7 year ROG ok
1 | 2 | 3 | 4 | 5 | 6 | 7 | 8 | 9 | 10 | 14/15 | 15/16 | 16/17 | 17/18 | 18/19 | 19/20 | 20/21 | 21/22 | 22/23 | 23/24 | 24/25 | 25/26 | 26/27 | 27/28 | 28/29 | 29/30 | 30/31 | 31/32 | 32/33 | 33/34 | 34/35 | 35/36 | 36/37 | 37/38 | 38/39
0.97824 | 0.95695 | 0.94308 | 0.93624 | 0.93624 | 0.93624 | 0.93624 | 0.93624 | 0.93624 | 0.93624 | -2.176% | -2.176% | -1.45% | -0.725% | 0% | 0% | 0% | 0% | 0% | 0% | 0% | 0% | 0% | 0% | 0% | 0% | 0% | 0% | 0% | 0% | 0% | 0% | 0% | 0% | 0%
Substation Load Detail
[7 empty] | Units | 13/14 |  | 14/15 | 15/16 | 16/17 | 17/18 | 18/19 | 19/20 | 20/21 | 21/22 | 22/23 | 23/24 | 24/25 | 25/26 | 26/27 | 27/28 | 28/29 | 29/30 | 30/31 | 31/32 | 32/33 | 33/34 | 34/35 | 35/36 | 36/37 | 37/38 | 38/39
1 | Mt Thorley 66_11kV | Compensated |  | Load (LV side) |  |  | Amps | 0 |  | 448.8892 | 434.654 | 424.5793 | 416.1042 | 408.2662 | 404.5045 | 403.6299 | 404.4901 | 404.7647 | 406.0653 | 405.791 | 406.7618 | 407.6895 | 409.552 | 411.9026 | 414.1094 | 416.0691 | 418.1306 | 420.2952 | 422.5644 | 424.9394 | 427.4218 | 430.013 | 432.7143 | 435.5274
|  |  |  | Apparent Power |  |  | MVA | 7.187 | 8.41 | 8.5525 | 8.2813 | 8.0893 | 7.9279 | 7.7785 | 7.7068 | 7.6902 | 7.7066 | 7.7118 | 7.7366 | 7.7314 | 7.7499 | 7.7675 | 7.803 | 7.8478 | 7.8898 | 7.9272 | 7.9665 | 8.0077 | 8.0509 | 8.0962 | 8.1435 | 8.1928 | 8.2443 | 8.2979
|  |  |  | Real Power |  |  | MW | 6.724 | 7.8682 | 8.0015 | 7.7478 | 7.5682 | 7.4171 | 7.2774 | 7.2104 | 7.1948 | 7.2101 | 7.215 | 7.2382 | 7.2333 | 7.2506 | 7.2671 | 7.3003 | 7.3422 | 7.3816 | 7.4165 | 7.4532 | 7.4918 | 7.5323 | 7.5746 | 7.6189 | 7.665 | 7.7132 | 7.7633
|  |  |  | Reactive Power |  |  | MVAr | 0 |  | 3.0201 | 2.9243 | 2.8565 | 2.7995 | 2.7467 | 2.7214 | 2.7156 | 2.7213 | 2.7232 | 2.7319 | 2.7301 | 2.7366 | 2.7429 | 2.7554 | 2.7712 | 2.7861 | 2.7992 | 2.8131 | 2.8277 | 2.8429 | 2.8589 | 2.8756 | 2.8931 | 2.9112 | 2.9302
|  |  |  | Capacitors In Service |  |  | MVAr | 0 |  | 0 | 0 | 0 | 0 | 0 | 0 | 0 | 0 | 0 | 0 | 0 | 0 | 0 | 0 | 0 | 0 | 0 | 0 | 0 | 0 | 0 | 0 | 0 | 0 | 0
|  |  |  | PF |  |  |  | 0.93558 |  | 0.93558 | 0.93558 | 0.93558 | 0.93558 | 0.93558 | 0.93558 | 0.93558 | 0.93558 | 0.93558 | 0.93558 | 0.93558 | 0.93558 | 0.93558 | 0.93558 | 0.93558 | 0.93558 | 0.93558 | 0.93558 | 0.93558 | 0.93558 | 0.93558 | 0.93558 | 0.93558 | 0.93558 | 0.93558
0.70052 | Diversity Factor: 0.7 | Uncompensated |  | Reactive Power |  |  | MVAr | 0 | 2.9697 | 3.0201 | 2.9243 | 2.8565 | 2.7995 | 2.7467 | 2.7214 | 2.7156 | 2.7213 | 2.7232 | 2.7319 | 2.7301 | 2.7366 | 2.7429 | 2.7554 | 2.7712 | 2.7861 | 2.7992 | 2.8131 | 2.8277 | 2.8429 | 2.8589 | 2.8756 | 2.8931 | 2.9112 | 2.9302
|  |  |  | PF |  |  |  | 0.93558 |  | 0.93558 | 0.93558 | 0.93558 | 0.93558 | 0.93558 | 0.93558 | 0.93558 | 0.93558 | 0.93558 | 0.93558 | 0.93558 | 0.93558 | 0.93558 | 0.93558 | 0.93558 | 0.93558 | 0.93558 | 0.93558 | 0.93558 | 0.93558 | 0.93558 | 0.93558 | 0.93558 | 0.93558 | 0.93558
[10 empty] | 1 | 2 | 3 | 4 | 5 | 6 | 7 | 8 | 9 | 10 | 11 | 12 | 13 | 14 | 15 | 16 | 17 | 18 | 19 | 20 | 21 | 22 | 23 | 24 | 25
Transformer Load Detail
[7 empty] | Units | 13/14 |  | 14/15 | 15/16 | 16/17 | 17/18 | 18/19 | 19/20 | 20/21 | 21/22 | 22/23 | 23/24 | 24/25 | 25/26 | 26/27 | 27/28 | 28/29 | 29/30 | 30/31 | 31/32 | 32/33 | 33/34 | 34/35 | 35/36 | 36/37 | 37/38 | 38/39
| 0 | Compensated |  | Load (LV side) |  |  | Amps
|  |  |  | Apparent Power |  |  | MVA
|  |  |  | Real Power |  |  | MW
|  |  |  | Reactive Power |  |  | MVAr
|  |  |  | Capacitors In Service |  |  | MVAr
PF
| Zone Div: | Uncompensated |  | Reactive Power |  |  | MVAr
PF
| 0 | Compensated |  | Load (LV side) |  |  | Amps
|  |  |  | Apparent Power |  |  | MVA
|  |  |  | Real Power |  |  | MW
|  |  |  | Reactive Power |  |  | MVAr
|  |  |  | Capacitors In Service |  |  | MVAr
PF
| Zone Div: | Uncompensated |  | Reactive Power |  |  | MVAr
PF
| 0 | Compensated |  | Load (LV side) |  |  | Amps
|  |  |  | Apparent Power |  |  | MVA
|  |  |  | Real Power |  |  | MW
|  |  |  | Reactive Power |  |  | MVAr
|  |  |  | Capacitors In Service |  |  | MVAr
PF
| Zone Div: | Uncompensated |  | Reactive Power |  |  | MVAr
PF
| 0 | Compensated |  | Load (LV side) |  |  | Amps
|  |  |  | Apparent Power |  |  | MVA
|  |  |  | Real Power |  |  | MW
|  |  |  | Reactive Power |  |  | MVAr
|  |  |  | Capacitors In Service |  |  | MVAr
PF
| Zone Div: | Uncompensated |  | Reactive Power |  |  | MVAr
PF
| 0 | Compensated |  | Load (LV side) |  |  | Amps
|  |  |  | Apparent Power |  |  | MVA
|  |  |  | Real Power |  |  | MW
|  |  |  | Reactive Power |  |  | MVAr
|  |  |  | Capacitors In Service |  |  | MVAr
PF
| Zone Div: | Uncompensated |  | Reactive Power |  |  | MVAr
PF
| 0 | Compensated |  | Load (LV side) |  |  | Amps
|  |  |  | Apparent Power |  |  | MVA
|  |  |  | Real Power |  |  | MW
|  |  |  | Reactive Power |  |  | MVAr
|  |  |  | Capacitors In Service |  |  | MVAr
PF
| Zone Div: | Uncompensated |  | Reactive Power |  |  | MVAr
PF
| 0 | Compensated |  | Load (LV side) |  |  | Amps
|  |  |  | Apparent Power |  |  | MVA
|  |  |  | Real Power |  |  | MW
|  |  |  | Reactive Power |  |  | MVAr
|  |  |  | Capacitors In Service |  |  | MVAr
PF
| Zone Div: | Uncompensated |  | Reactive Power |  |  | MVAr
PF
| 0 | Compensated |  | Load (LV side) |  |  | Amps
|  |  |  | Apparent Power |  |  | MVA
|  |  |  | Real Power |  |  | MW
|  |  |  | Reactive Power |  |  | MVAr
|  |  |  | Capacitors In Service |  |  | MVAr
PF
| Zone Div: | Uncompensated |  | Reactive Power |  |  | MVAr
PF
| 0 | Compensated |  | Load (LV side) |  |  | Amps
|  |  |  | Apparent Power |  |  | MVA
|  |  |  | Real Power |  |  | MW
|  |  |  | Reactive Power |  |  | MVAr
|  |  |  | Capacitors In Service |  |  | MVAr
PF
| Zone Div: | Uncompensated |  | Reactive Power |  |  | MVAr
PF
| 0 | Compensated |  | Load (LV side) |  |  | Amps
|  |  |  | Apparent Power |  |  | MVA
|  |  |  | Real Power |  |  | MW
|  |  |  | Reactive Power |  |  | MVAr
|  |  |  | Capacitors In Service |  |  | MVAr
PF
| Zone Div: | Uncompensated |  | Reactive Power |  |  | MVAr
PF

## Customer68
| Customer68 | [16 empty] | 2015 | SUMMER
| Substation Total Loads | [33 empty] | Spots & Transfers Detail
| Historical Loads | MVA | [7 empty] | Weather Corrected Forecast Loads |  |  |  | MVA | [20 empty] | Spots & Transfers Summary | MVA |  | Historical Spots & Transfers | [6 empty] | Forecast Spots & Transfers
|  | 07/08 | 08/09 | 09/10 | 10/11 | 11/12 | 12/13 | 13/14 |  | 14/15 | 15/16 | 16/17 | 17/18 | 18/19 | 19/20 | 20/21 | 21/22 | 22/23 | 23/24 | 24/25 | 25/26 | 26/27 | 27/28 | 28/29 | 29/30 | 30/31 | 31/32 | 32/33 | 33/34 | 34/35 | 35/36 | 36/37 | 37/38 | 38/39 |  |  |  | 07/08 | 08/09 | 09/10 | 10/11 | 11/12 | 12/13 | 13/14 | 14/15 | 15/16 | 16/17 | 17/18 | 18/19 | 19/20 | 20/21 | 21/22 | 22/23 | 23/24 | 24/25 | 25/26 | 26/27 | 27/28 | 28/29 | 29/30 | 30/31 | 31/32 | 32/33 | 33/34 | 34/35 | 35/36 | 36/37 | 37/38 | 38/39
| Total |  |  |  |  | 9.054 | 9.176 | 9.476 |  | 9.476 | 9.476 | 9.476 | 9.476 | 9.476 | 9.476 | 9.476 | 9.476 | 9.476 | 9.476 | 9.476 | 9.476 | 9.476 | 9.476 | 9.476 | 9.476 | 9.476 | 9.476 | 9.476 | 9.476 | 9.476 | 9.476 | 9.476 | 9.476 | 9.476 |  |  | Total
Firm Rating
| Total Capacity | [36 empty] | 0 | 0 | 0 | 0 | 0 | 0 | 0 | 0 | 0 | 0 | 0 | 0 | 0 | 0 | 0 | 0 | 0 | 0 | 0 | 0 | 0 | 0 | 0 | 0 | 0 | 0 | 0 | 0 | 0 | 0 | 0 | 0
|  | -7 | -6 | -5 | -4 | -3 | -2 | -1 |  | 0 | 1 | 2 | 3 | 4 | 5 | 6 | 7 | 8 | 9 | 10 | 11 | 12 | 13 | 14 | 15 | 16 | 17 | 18 | 19 | 20 | 21 | 22 | 23 | 24 |  |  |  | 0 | 0 | 0 | 0 | 0 | 0 | 0 | 0 | 0 | 0 | 0 | 0 | 0 | 0 | 0 | 0 | 0 | 0 | 0 | 0 | 0 | 0 | 0 | 0 | 0 | 0 | 0 | 0 | 0 | 0 | 0 | 0
| Transformer Loads | [36 empty] | 0 | 0 | 0 | 0 | 0 | 0 | 0 | 0 | 0 | 0 | 0 | 0 | 0 | 0 | 0 | 0 | 0 | 0 | 0 | 0 | 0 | 0 | 0 | 0 | 0 | 0 | 0 | 0 | 0 | 0 | 0 | 0
| Historical Loads | MVA | [7 empty] | Weather Corrected Forecast Loads |  |  |  | MVA | [23 empty] | 0 | 0 | 0 | 0 | 0 | 0 | 0 | 0 | 0 | 0 | 0 | 0 | 0 | 0 | 0 | 0 | 0 | 0 | 0 | 0 | 0 | 0 | 0 | 0 | 0 | 0 | 0 | 0 | 0 | 0 | 0 | 0
|  | 07/08 | 08/09 | 09/10 | 10/11 | 11/12 | 12/13 | 13/14 |  | 14/15 | 15/16 | 16/17 | 17/18 | 18/19 | 19/20 | 20/21 | 21/22 | 22/23 | 23/24 | 24/25 | 25/26 | 26/27 | 27/28 | 28/29 | 29/30 | 30/31 | 31/32 | 32/33 | 33/34 | 34/35 | 35/36 | 36/37 | 37/38 | 38/39 |  |  |  | 0 | 0 | 0 | 0 | 0 | 0 | 0 | 0 | 0 | 0 | 0 | 0 | 0 | 0 | 0 | 0 | 0 | 0 | 0 | 0 | 0 | 0 | 0 | 0 | 0 | 0 | 0 | 0 | 0 | 0 | 0 | 0
| 0 | [36 empty] | 0 | 0 | 0 | 0 | 0 | 0 | 0 | 0 | 0 | 0 | 0 | 0 | 0 | 0 | 0 | 0 | 0 | 0 | 0 | 0 | 0 | 0 | 0 | 0 | 0 | 0 | 0 | 0 | 0 | 0 | 0 | 0
| Diversity Factor: 0 | [36 empty] | 0 | 0 | 0 | 0 | 0 | 0 | 0 | 0 | 0 | 0 | 0 | 0 | 0 | 0 | 0 | 0 | 0 | 0 | 0 | 0 | 0 | 0 | 0 | 0 | 0 | 0 | 0 | 0 | 0 | 0 | 0 | 0
[38 empty] | 0 | 0 | 0 | 0 | 0 | 0 | 0 | 0 | 0 | 0 | 0 | 0 | 0 | 0 | 0 | 0 | 0 | 0 | 0 | 0 | 0 | 0 | 0 | 0 | 0 | 0 | 0 | 0 | 0 | 0 | 0 | 0
[38 empty] | 0 | 0 | 0 | 0 | 0 | 0 | 0 | 0 | 0 | 0 | 0 | 0 | 0 | 0 | 0 | 0 | 0 | 0 | 0 | 0 | 0 | 0 | 0 | 0 | 0 | 0 | 0 | 0 | 0 | 0 | 0 | 0
| 0 | [36 empty] | 0 | 0 | 0 | 0 | 0 | 0 | 0 | 0 | 0 | 0 | 0 | 0 | 0 | 0 | 0 | 0 | 0 | 0 | 0 | 0 | 0 | 0 | 0 | 0 | 0 | 0 | 0 | 0 | 0 | 0 | 0 | 0
Diversity Factor: 0
[38 empty] | Historical Spots & Transfers | [6 empty] | Forecast Spots & Transfers
[35 empty] | Project Name | From | To | 07/08 | 08/09 | 09/10 | 10/11 | 11/12 | 12/13 | 13/14 | 14/15 | 15/16 | 16/17 | 17/18 | 18/19 | 19/20 | 20/21 | 21/22 | 22/23 | 23/24 | 24/25 | 25/26 | 26/27 | 27/28 | 28/29 | 29/30 | 30/31 | 31/32 | 32/33 | 33/34 | 34/35 | 35/36 | 36/37 | 37/38 | 38/39
0
Diversity Factor: 0
0
Diversity Factor: 0
0
Diversity Factor: 0
0
Diversity Factor: 0
0
Diversity Factor: 0
0
Diversity Factor: 0
0
Diversity Factor: 0
0
Diversity Factor: 0
| Weather Correction and Public Holiday Factors | [8 empty] | Forecast ROG
ROG Justification
| Actual loads for season 13/14 have been weather corrected by the following: | [6 empty] | 0% |  | N/A | [59 empty] | N/A
1 | 2 | 3 | 4 | 5 | 6 | 7 | 8 | 9 | 10 | 14/15 | 15/16 | 16/17 | 17/18 | 18/19 | 19/20 | 20/21 | 21/22 | 22/23 | 23/24 | 24/25 | 25/26 | 26/27 | 27/28 | 28/29 | 29/30 | 30/31 | 31/32 | 32/33 | 33/34 | 34/35 | 35/36 | 36/37 | 37/38 | 38/39
1 | 1 | 1 | 1 | 1 | 1 | 1 | 1 | 1 | 1 | 0% | 0% | 0% | 0% | 0% | 0% | 0% | 0% | 0% | 0% | 0% | 0% | 0% | 0% | 0% | 0% | 0% | 0% | 0% | 0% | 0% | 0% | 0% | 0% | 0%
Substation Load Detail
[7 empty] | Units | 13/14 |  | 14/15 | 15/16 | 16/17 | 17/18 | 18/19 | 19/20 | 20/21 | 21/22 | 22/23 | 23/24 | 24/25 | 25/26 | 26/27 | 27/28 | 28/29 | 29/30 | 30/31 | 31/32 | 32/33 | 33/34 | 34/35 | 35/36 | 36/37 | 37/38 | 38/39
1 | Customer68 | Compensated |  | Load (LV side) |  |  | Amps | 83 |  | 83 | 83 | 83 | 83 | 83 | 83 | 83 | 83 | 83 | 83 | 83 | 83 | 83 | 83 | 83 | 83 | 83 | 83 | 83 | 83 | 83 | 83 | 83 | 83 | 83
|  |  |  | Apparent Power |  |  | MVA | 9.476 |  | 9.476 | 9.476 | 9.476 | 9.476 | 9.476 | 9.476 | 9.476 | 9.476 | 9.476 | 9.476 | 9.476 | 9.476 | 9.476 | 9.476 | 9.476 | 9.476 | 9.476 | 9.476 | 9.476 | 9.476 | 9.476 | 9.476 | 9.476 | 9.476 | 9.476
|  |  |  | Real Power |  |  | MW | 8.5284 |  | 8.5284 | 8.5284 | 8.5284 | 8.5284 | 8.5284 | 8.5284 | 8.5284 | 8.5284 | 8.5284 | 8.5284 | 8.5284 | 8.5284 | 8.5284 | 8.5284 | 8.5284 | 8.5284 | 8.5284 | 8.5284 | 8.5284 | 8.5284 | 8.5284 | 8.5284 | 8.5284 | 8.5284 | 8.5284
|  |  |  | Reactive Power |  |  | MVAr | 4.1305 |  | 4.1305 | 4.1305 | 4.1305 | 4.1305 | 4.1305 | 4.1305 | 4.1305 | 4.1305 | 4.1305 | 4.1305 | 4.1305 | 4.1305 | 4.1305 | 4.1305 | 4.1305 | 4.1305 | 4.1305 | 4.1305 | 4.1305 | 4.1305 | 4.1305 | 4.1305 | 4.1305 | 4.1305 | 4.1305
|  |  |  | Capacitors In Service |  |  | MVAr | 0 |  | 0 | 0 | 0 | 0 | 0 | 0 | 0 | 0 | 0 | 0 | 0 | 0 | 0 | 0 | 0 | 0 | 0 | 0 | 0 | 0 | 0 | 0 | 0 | 0 | 0
|  |  |  | PF |  |  |  | 0.9 |  | 0.9 | 0.9 | 0.9 | 0.9 | 0.9 | 0.9 | 0.9 | 0.9 | 0.9 | 0.9 | 0.9 | 0.9 | 0.9 | 0.9 | 0.9 | 0.9 | 0.9 | 0.9 | 0.9 | 0.9 | 0.9 | 0.9 | 0.9 | 0.9 | 0.9
0.78363 | Diversity Factor: 0.78 | Uncompensated |  | Reactive Power |  |  | MVAr | 4.1305 |  | 4.1305 | 4.1305 | 4.1305 | 4.1305 | 4.1305 | 4.1305 | 4.1305 | 4.1305 | 4.1305 | 4.1305 | 4.1305 | 4.1305 | 4.1305 | 4.1305 | 4.1305 | 4.1305 | 4.1305 | 4.1305 | 4.1305 | 4.1305 | 4.1305 | 4.1305 | 4.1305 | 4.1305 | 4.1305
|  |  |  | PF |  |  |  | 0.9 |  | 0.9 | 0.9 | 0.9 | 0.9 | 0.9 | 0.9 | 0.9 | 0.9 | 0.9 | 0.9 | 0.9 | 0.9 | 0.9 | 0.9 | 0.9 | 0.9 | 0.9 | 0.9 | 0.9 | 0.9 | 0.9 | 0.9 | 0.9 | 0.9 | 0.9
[10 empty] | 1 | 2 | 3 | 4 | 5 | 6 | 7 | 8 | 9 | 10 | 11 | 12 | 13 | 14 | 15 | 16 | 17 | 18 | 19 | 20 | 21 | 22 | 23 | 24 | 25
Transformer Load Detail
[7 empty] | Units | 13/14 |  | 14/15 | 15/16 | 16/17 | 17/18 | 18/19 | 19/20 | 20/21 | 21/22 | 22/23 | 23/24 | 24/25 | 25/26 | 26/27 | 27/28 | 28/29 | 29/30 | 30/31 | 31/32 | 32/33 | 33/34 | 34/35 | 35/36 | 36/37 | 37/38 | 38/39
| 0 | Compensated |  | Load (LV side) |  |  | Amps
|  |  |  | Apparent Power |  |  | MVA
|  |  |  | Real Power |  |  | MW
|  |  |  | Reactive Power |  |  | MVAr
|  |  |  | Capacitors In Service |  |  | MVAr
PF
| Zone Div: | Uncompensated |  | Reactive Power |  |  | MVAr
PF
| 0 | Compensated |  | Load (LV side) |  |  | Amps
|  |  |  | Apparent Power |  |  | MVA
|  |  |  | Real Power |  |  | MW
|  |  |  | Reactive Power |  |  | MVAr
|  |  |  | Capacitors In Service |  |  | MVAr
PF
| Zone Div: | Uncompensated |  | Reactive Power |  |  | MVAr
PF
| 0 | Compensated |  | Load (LV side) |  |  | Amps
|  |  |  | Apparent Power |  |  | MVA
|  |  |  | Real Power |  |  | MW
|  |  |  | Reactive Power |  |  | MVAr
|  |  |  | Capacitors In Service |  |  | MVAr
PF
| Zone Div: | Uncompensated |  | Reactive Power |  |  | MVAr
PF
| 0 | Compensated |  | Load (LV side) |  |  | Amps
|  |  |  | Apparent Power |  |  | MVA
|  |  |  | Real Power |  |  | MW
|  |  |  | Reactive Power |  |  | MVAr
|  |  |  | Capacitors In Service |  |  | MVAr
PF
| Zone Div: | Uncompensated |  | Reactive Power |  |  | MVAr
PF
| 0 | Compensated |  | Load (LV side) |  |  | Amps
|  |  |  | Apparent Power |  |  | MVA
|  |  |  | Real Power |  |  | MW
|  |  |  | Reactive Power |  |  | MVAr
|  |  |  | Capacitors In Service |  |  | MVAr
PF
| Zone Div: | Uncompensated |  | Reactive Power |  |  | MVAr
PF
| 0 | Compensated |  | Load (LV side) |  |  | Amps
|  |  |  | Apparent Power |  |  | MVA
|  |  |  | Real Power |  |  | MW
|  |  |  | Reactive Power |  |  | MVAr
|  |  |  | Capacitors In Service |  |  | MVAr
PF
| Zone Div: | Uncompensated |  | Reactive Power |  |  | MVAr
PF
| 0 | Compensated |  | Load (LV side) |  |  | Amps
|  |  |  | Apparent Power |  |  | MVA
|  |  |  | Real Power |  |  | MW
|  |  |  | Reactive Power |  |  | MVAr
|  |  |  | Capacitors In Service |  |  | MVAr
PF
| Zone Div: | Uncompensated |  | Reactive Power |  |  | MVAr
PF
| 0 | Compensated |  | Load (LV side) |  |  | Amps
|  |  |  | Apparent Power |  |  | MVA
|  |  |  | Real Power |  |  | MW
|  |  |  | Reactive Power |  |  | MVAr
|  |  |  | Capacitors In Service |  |  | MVAr
PF
| Zone Div: | Uncompensated |  | Reactive Power |  |  | MVAr
PF
| 0 | Compensated |  | Load (LV side) |  |  | Amps
|  |  |  | Apparent Power |  |  | MVA
|  |  |  | Real Power |  |  | MW
|  |  |  | Reactive Power |  |  | MVAr
|  |  |  | Capacitors In Service |  |  | MVAr
PF
| Zone Div: | Uncompensated |  | Reactive Power |  |  | MVAr
PF
| 0 | Compensated |  | Load (LV side) |  |  | Amps
|  |  |  | Apparent Power |  |  | MVA
|  |  |  | Real Power |  |  | MW
|  |  |  | Reactive Power |  |  | MVAr
|  |  |  | Capacitors In Service |  |  | MVAr
PF
| Zone Div: | Uncompensated |  | Reactive Power |  |  | MVAr
PF

## Newdell 66_11kV
| Newdell 66_11kV | [16 empty] | 2015 | SUMMER
| Substation Total Loads | [33 empty] | Spots & Transfers Detail
| Historical Loads | (11kV MVA) | [7 empty] | Weather Corrected Forecast Loads |  |  |  | (11kV MVA) | [20 empty] | Spots & Transfers Summary | (11kV MVA) |  | Historical Spots & Transfers | [6 empty] | Forecast Spots & Transfers
|  | 07/08 | 08/09 | 09/10 | 10/11 | 11/12 | 12/13 | 13/14 |  | 14/15 | 15/16 | 16/17 | 17/18 | 18/19 | 19/20 | 20/21 | 21/22 | 22/23 | 23/24 | 24/25 | 25/26 | 26/27 | 27/28 | 28/29 | 29/30 | 30/31 | 31/32 | 32/33 | 33/34 | 34/35 | 35/36 | 36/37 | 37/38 | 38/39 |  |  |  | 07/08 | 08/09 | 09/10 | 10/11 | 11/12 | 12/13 | 13/14 | 14/15 | 15/16 | 16/17 | 17/18 | 18/19 | 19/20 | 20/21 | 21/22 | 22/23 | 23/24 | 24/25 | 25/26 | 26/27 | 27/28 | 28/29 | 29/30 | 30/31 | 31/32 | 32/33 | 33/34 | 34/35 | 35/36 | 36/37 | 37/38 | 38/39
| Total | 7.933 | 8.5 | 8.997 | 12.626 | 7.68 | 9.802 | 3.245 |  | 4.2018 | 4.1951 | 4.1909 | 4.186 | 4.1784 | 4.1755 | 4.1821 | 4.1942 | 4.2045 | 4.2157 | 4.2232 | 4.2346 | 4.2458 | 4.2601 | 4.2759 | 4.2913 | 4.3057 | 4.3205 | 4.3355 | 4.3509 | 4.3666 | 4.3825 | 4.3988 | 4.4154 | 4.4323 |  |  | Total | 0 | 0 | 0 | 0 | -0.00743 | 0 | -4.4996 | -0.0082009 | -0.0066512 | -0.0042668 | -0.0048527 | -0.007608 | -0.0028768 | 0.0065844 | 0.012026 | 0.010313 | 0.01126 | 0.0074581 | 0.011395 | 0.011207 | 0.014279 | 0.015841 | 0.015346 | 0.014467 | 0.01476 | 0.015057 | 0.015358 | 0.015663 | 0.015971 | 0.016284 | 0.016601 | 0.016922
| Firm Rating | 0 | 0 | 26.83 | 26.83 | 26.83 | 26.83 | 26.83 |  | 26.83 | 26.83 | 26.83 | 26.83 | 26.83 | 26.83 | 26.83 | 26.83 | 26.83 | 26.83 | 26.83 | 26.83 | 26.83 | 26.83 | 26.83 | 26.83 | 26.83 | 26.83 | 26.83 | 26.83 | 26.83 | 26.83 | 26.83 | 26.83 | 26.83
| Total Capacity | 0 | 0 | 53.65 | 53.65 | 53.65 | 53.65 | 53.65 |  | 53.65 | 53.65 | 53.65 | 53.65 | 53.65 | 53.65 | 53.65 | 53.65 | 53.65 | 53.65 | 53.65 | 53.65 | 53.65 | 53.65 | 53.65 | 53.65 | 53.65 | 53.65 | 53.65 | 53.65 | 53.65 | 53.65 | 53.65 | 53.65 | 53.65 |  |  | Newdell 66_11kV Tx1 | 0 | 0 | 0 | 0 | -0.003715 | 0 | -2.2498 | -0.0041005 | -0.0033256 | -0.0021334 | -0.0024264 | -0.003804 | -0.0014384 | 0.0032922 | 0.0060131 | 0.0051565 | 0.0056298 | 0.0037291 | 0.0056977 | 0.0056035 | 0.0071397 | 0.0079203 | 0.0076731 | 0.0072335 | 0.0073801 | 0.0075286 | 0.007679 | 0.0078313 | 0.0079856 | 0.008142 | 0.0083004 | 0.0084608
|  | -7 | -6 | -5 | -4 | -3 | -2 | -1 |  | 0 | 1 | 2 | 3 | 4 | 5 | 6 | 7 | 8 | 9 | 10 | 11 | 12 | 13 | 14 | 15 | 16 | 17 | 18 | 19 | 20 | 21 | 22 | 23 | 24 |  |  | Newdell 66_11kV Tx2 | 0 | 0 | 0 | 0 | -0.003715 | 0 | -2.2498 | -0.0041005 | -0.0033256 | -0.0021334 | -0.0024264 | -0.003804 | -0.0014384 | 0.0032922 | 0.0060131 | 0.0051565 | 0.0056298 | 0.0037291 | 0.0056977 | 0.0056035 | 0.0071397 | 0.0079203 | 0.0076731 | 0.0072335 | 0.0073801 | 0.0075286 | 0.007679 | 0.0078313 | 0.0079856 | 0.008142 | 0.0083004 | 0.0084608
| Transformer Loads | [36 empty] | 0 | 0 | 0 | 0 | 0 | 0 | 0 | 0 | 0 | 0 | 0 | 0 | 0 | 0 | 0 | 0 | 0 | 0 | 0 | 0 | 0 | 0 | 0 | 0 | 0 | 0 | 0 | 0 | 0 | 0 | 0 | 0
| Historical Loads | (11kV MVA) | [7 empty] | 0: Weather Corrected Forecast Loads; 4: (11kV MVA) |  |  |  | 0 | 0 | 0 | 0 | 0 | 0 | 0 | 0 | 0 | 0 | 0 | 0 | 0 | 0 | 0 | 0 | 0 | 0 | 0 | 0 | 0 | 0 | 0 | 0 | 0 | 0 | 0 | 0 | 0 | 0 | 0 | 0
|  | 07/08 | 08/09 | 09/10 | 10/11 | 11/12 | 12/13 | 13/14 |  | 14/15 | 15/16 | 16/17 | 17/18 | 18/19 | 19/20 | 20/21 | 21/22 | 22/23 | 23/24 | 24/25 | 25/26 | 26/27 | 27/28 | 28/29 | 29/30 | 30/31 | 31/32 | 32/33 | 33/34 | 34/35 | 35/36 | 36/37 | 37/38 | 38/39 |  |  |  | 0 | 0 | 0 | 0 | 0 | 0 | 0 | 0 | 0 | 0 | 0 | 0 | 0 | 0 | 0 | 0 | 0 | 0 | 0 | 0 | 0 | 0 | 0 | 0 | 0 | 0 | 0 | 0 | 0 | 0 | 0 | 0
| 0 | [36 empty] | 0 | 0 | 0 | 0 | 0 | 0 | 0 | 0 | 0 | 0 | 0 | 0 | 0 | 0 | 0 | 0 | 0 | 0 | 0 | 0 | 0 | 0 | 0 | 0 | 0 | 0 | 0 | 0 | 0 | 0 | 0 | 0
| Diversity Factor: 0 | [36 empty] | 0 | 0 | 0 | 0 | 0 | 0 | 0 | 0 | 0 | 0 | 0 | 0 | 0 | 0 | 0 | 0 | 0 | 0 | 0 | 0 | 0 | 0 | 0 | 0 | 0 | 0 | 0 | 0 | 0 | 0 | 0 | 0
[38 empty] | 0 | 0 | 0 | 0 | 0 | 0 | 0 | 0 | 0 | 0 | 0 | 0 | 0 | 0 | 0 | 0 | 0 | 0 | 0 | 0 | 0 | 0 | 0 | 0 | 0 | 0 | 0 | 0 | 0 | 0 | 0 | 0
[38 empty] | 0 | 0 | 0 | 0 | 0 | 0 | 0 | 0 | 0 | 0 | 0 | 0 | 0 | 0 | 0 | 0 | 0 | 0 | 0 | 0 | 0 | 0 | 0 | 0 | 0 | 0 | 0 | 0 | 0 | 0 | 0 | 0
| 0 | [36 empty] | 0 | 0 | 0 | 0 | 0 | 0 | 0 | 0 | 0 | 0 | 0 | 0 | 0 | 0 | 0 | 0 | 0 | 0 | 0 | 0 | 0 | 0 | 0 | 0 | 0 | 0 | 0 | 0 | 0 | 0 | 0 | 0
Diversity Factor: 0
[38 empty] | Historical Spots & Transfers | [6 empty] | Forecast Spots & Transfers
[35 empty] | Project Name | From | To | 07/08 | 08/09 | 09/10 | 10/11 | 11/12 | 12/13 | 13/14 | 14/15 | 15/16 | 16/17 | 17/18 | 18/19 | 19/20 | 20/21 | 21/22 | 22/23 | 23/24 | 24/25 | 25/26 | 26/27 | 27/28 | 28/29 | 29/30 | 30/31 | 31/32 | 32/33 | 33/34 | 34/35 | 35/36 | 36/37 | 37/38 | 38/39
| 0 | [33 empty] | Broad based demand management |  | Newdell 66_11kV Tx1 | 0 | 0 | 0 | 0 | 0 | 0 | 0 | -7.2094e-05 | -0.00098058 | -0.00021628 | -0.0016524 | -0.0025954 | 0 | 0 | 0 | 0 | 0 | 0 | 0 | 0 | 0 | 0 | 0 | 0 | 0 | 0 | 0 | 0 | 0 | 0 | 0 | 0
| Diversity Factor: 0 | [33 empty] | Broad based demand management |  | Newdell 66_11kV Tx2 | 0 | 0 | 0 | 0 | 0 | 0 | 0 | -7.2094e-05 | -0.00098058 | -0.00021628 | -0.0016524 | -0.0025954 | 0 | 0 | 0 | 0 | 0 | 0 | 0 | 0 | 0 | 0 | 0 | 0 | 0 | 0 | 0 | 0 | 0 | 0 | 0 | 0
[35 empty] | HVCON_ID: 2000110. To Ravensworth North Mine 66kV connection |  | Newdell 66_11kV Tx1 | 0 | 0 | 0 | 0 | 0 | 0 | -2.2463 | 0 | 0 | 0 | 0 | 0 | 0 | 0 | 0 | 0 | 0 | 0 | 0 | 0 | 0 | 0 | 0 | 0 | 0 | 0 | 0 | 0 | 0 | 0 | 0 | 0
[35 empty] | HVCON_ID: 2000110. To Ravensworth North Mine 66kV connection |  | Newdell 66_11kV Tx2 | 0 | 0 | 0 | 0 | 0 | 0 | -2.2463 | 0 | 0 | 0 | 0 | 0 | 0 | 0 | 0 | 0 | 0 | 0 | 0 | 0 | 0 | 0 | 0 | 0 | 0 | 0 | 0 | 0 | 0 | 0 | 0 | 0
| 0 | [33 empty] | Econometric |  | Newdell 66_11kV Tx1 | 0 | 0 | 0 | 0 | 0 | 0 | 0 | 0 | 0 | 0.003467 | 0.0067266 | 0.0096592 | 0.0095186 | 0.0098039 | 0.0098107 | 0.0098142 | 0.0099463 | 0.01008 | 0.010216 | 0.010353 | 0.010492 | 0.010633 | 0.010776 | 0.010921 | 0.011067 | 0.011216 | 0.011366 | 0.011519 | 0.011673 | 0.011829 | 0.011988 | 0.012148
| Diversity Factor: 0 | [33 empty] | Econometric |  | Newdell 66_11kV Tx2 | 0 | 0 | 0 | 0 | 0 | 0 | 0 | 0 | 0 | 0.003467 | 0.0067266 | 0.0096592 | 0.0095186 | 0.0098039 | 0.0098107 | 0.0098142 | 0.0099463 | 0.01008 | 0.010216 | 0.010353 | 0.010492 | 0.010633 | 0.010776 | 0.010921 | 0.011067 | 0.011216 | 0.011366 | 0.011519 | 0.011673 | 0.011829 | 0.011988 | 0.012148
[35 empty] | Energy Efficiency |  | Newdell 66_11kV Tx1 | 0 | 0 | 0 | 0 | 0 | 0 | 0 | -0.0031251 | -0.0013319 | -0.0042399 | -0.0062451 | -0.0095242 | -0.0095415 | -0.0050296 | -0.0023645 | -0.0032018 | -0.0032025 | -0.0050168 | -0.0031838 | -0.0034153 | -0.0020183 | -0.0013787 | -0.0017687 | -0.002353 | -0.002353 | -0.002353 | -0.002353 | -0.002353 | -0.002353 | -0.002353 | -0.002353 | -0.002353
[35 empty] | Energy Efficiency |  | Newdell 66_11kV Tx2 | 0 | 0 | 0 | 0 | 0 | 0 | 0 | -0.0031251 | -0.0013319 | -0.0042399 | -0.0062451 | -0.0095242 | -0.0095415 | -0.0050296 | -0.0023645 | -0.0032018 | -0.0032025 | -0.0050168 | -0.0031838 | -0.0034153 | -0.0020183 | -0.0013787 | -0.0017687 | -0.002353 | -0.002353 | -0.002353 | -0.002353 | -0.002353 | -0.002353 | -0.002353 | -0.002353 | -0.002353
| 0 | [33 empty] | Solar PV |  | Newdell 66_11kV Tx1 | 0 | 0 | 0 | 0 | -0.003715 | 0 | -0.003505 | -0.00090324 | -0.0010131 | -0.0011442 | -0.0012555 | -0.0013437 | -0.0014156 | -0.0014821 | -0.0014332 | -0.001456 | -0.001114 | -0.0013344 | -0.0013344 | -0.0013344 | -0.0013344 | -0.0013344 | -0.0013344 | -0.0013344 | -0.0013344 | -0.0013344 | -0.0013344 | -0.0013344 | -0.0013344 | -0.0013344 | -0.0013344 | -0.0013344
| Diversity Factor: 0 | [33 empty] | Solar PV |  | Newdell 66_11kV Tx2 | 0 | 0 | 0 | 0 | -0.003715 | 0 | -0.003505 | -0.00090324 | -0.0010131 | -0.0011442 | -0.0012555 | -0.0013437 | -0.0014156 | -0.0014821 | -0.0014332 | -0.001456 | -0.001114 | -0.0013344 | -0.0013344 | -0.0013344 | -0.0013344 | -0.0013344 | -0.0013344 | -0.0013344 | -0.0013344 | -0.0013344 | -0.0013344 | -0.0013344 | -0.0013344 | -0.0013344 | -0.0013344 | -0.0013344
0
Diversity Factor: 0
0
Diversity Factor: 0
0
Diversity Factor: 0
0
Diversity Factor: 0
0
Diversity Factor: 0
| Weather Correction and Public Holiday Factors | [8 empty] | Forecast ROG
ROG Justification
| Actual loads for season 13/14 have been weather corrected by the following: | [6 empty] | 7.891% |  | Mining load, no growth rate | [59 empty] | Mining load, no growth rate
1 | 2 | 3 | 4 | 5 | 6 | 7 | 8 | 9 | 10 | 14/15 | 15/16 | 16/17 | 17/18 | 18/19 | 19/20 | 20/21 | 21/22 | 22/23 | 23/24 | 24/25 | 25/26 | 26/27 | 27/28 | 28/29 | 29/30 | 30/31 | 31/32 | 32/33 | 33/34 | 34/35 | 35/36 | 36/37 | 37/38 | 38/39
1 | 1 | 1 | 1 | 1 | 1 | 1 | 1 | 1 | 1 | 0% | 0% | 0% | 0% | 0% | 0% | 0% | 0% | 0% | 0% | 0% | 0% | 0% | 0% | 0% | 0% | 0% | 0% | 0% | 0% | 0% | 0% | 0% | 0% | 0%
Substation Load Detail
[7 empty] | Units | 13/14 |  | 14/15 | 15/16 | 16/17 | 17/18 | 18/19 | 19/20 | 20/21 | 21/22 | 22/23 | 23/24 | 24/25 | 25/26 | 26/27 | 27/28 | 28/29 | 29/30 | 30/31 | 31/32 | 32/33 | 33/34 | 34/35 | 35/36 | 36/37 | 37/38 | 38/39
1 | Newdell 66_11kV | Compensated |  | Load (LV side) |  |  | Amps | 0 |  | 220.5372 | 220.1881 | 219.9642 | 219.7095 | 219.3101 | 219.1591 | 219.5047 | 220.1359 | 220.6772 | 221.2682 | 221.6597 | 222.2578 | 222.846 | 223.5955 | 224.4269 | 225.2323 | 225.9916 | 226.7664 | 227.5567 | 228.3627 | 229.1848 | 230.0231 | 230.8778 | 231.7491 | 232.6372
|  |  |  | Apparent Power |  |  | MVA | 3.245 | 4.21 | 4.2018 | 4.1951 | 4.1909 | 4.186 | 4.1784 | 4.1755 | 4.1821 | 4.1942 | 4.2045 | 4.2157 | 4.2232 | 4.2346 | 4.2458 | 4.2601 | 4.2759 | 4.2913 | 4.3057 | 4.3205 | 4.3355 | 4.3509 | 4.3666 | 4.3825 | 4.3988 | 4.4154 | 4.4323
|  |  |  | Real Power |  |  | MW | 3.0179 | 3.9153 | 3.9077 | 3.9015 | 3.8975 | 3.893 | 3.8859 | 3.8833 | 3.8894 | 3.9006 | 3.9102 | 3.9206 | 3.9276 | 3.9382 | 3.9486 | 3.9619 | 3.9766 | 3.9909 | 4.0043 | 4.018 | 4.032 | 4.0463 | 4.0609 | 4.0758 | 4.0909 | 4.1063 | 4.1221
|  |  |  | Reactive Power |  |  | MVAr | 0 |  | 1.5444 | 1.542 | 1.5404 | 1.5386 | 1.5358 | 1.5348 | 1.5372 | 1.5416 | 1.5454 | 1.5495 | 1.5523 | 1.5565 | 1.5606 | 1.5658 | 1.5716 | 1.5773 | 1.5826 | 1.588 | 1.5936 | 1.5992 | 1.605 | 1.6108 | 1.6168 | 1.6229 | 1.6291
|  |  |  | Capacitors In Service |  |  | MVAr | 0 |  | 0 | 0 | 0 | 0 | 0 | 0 | 0 | 0 | 0 | 0 | 0 | 0 | 0 | 0 | 0 | 0 | 0 | 0 | 0 | 0 | 0 | 0 | 0 | 0 | 0
|  |  |  | PF |  |  |  | 0.93 |  | 0.93 | 0.93 | 0.93 | 0.93 | 0.93 | 0.93 | 0.93 | 0.93 | 0.93 | 0.93 | 0.93 | 0.93 | 0.93 | 0.93 | 0.93 | 0.93 | 0.93 | 0.93 | 0.93 | 0.93 | 0.93 | 0.93 | 0.93 | 0.93 | 0.93
0.63039 | Diversity Factor: 0.63 | Uncompensated |  | Reactive Power |  |  | MVAr | 0 | 1.5474 | 1.5444 | 1.542 | 1.5404 | 1.5386 | 1.5358 | 1.5348 | 1.5372 | 1.5416 | 1.5454 | 1.5495 | 1.5523 | 1.5565 | 1.5606 | 1.5658 | 1.5716 | 1.5773 | 1.5826 | 1.588 | 1.5936 | 1.5992 | 1.605 | 1.6108 | 1.6168 | 1.6229 | 1.6291
|  |  |  | PF |  |  |  | 0.93 |  | 0.93 | 0.93 | 0.93 | 0.93 | 0.93 | 0.93 | 0.93 | 0.93 | 0.93 | 0.93 | 0.93 | 0.93 | 0.93 | 0.93 | 0.93 | 0.93 | 0.93 | 0.93 | 0.93 | 0.93 | 0.93 | 0.93 | 0.93 | 0.93 | 0.93
[10 empty] | 1 | 2 | 3 | 4 | 5 | 6 | 7 | 8 | 9 | 10 | 11 | 12 | 13 | 14 | 15 | 16 | 17 | 18 | 19 | 20 | 21 | 22 | 23 | 24 | 25
Transformer Load Detail
[7 empty] | Units | 13/14 |  | 14/15 | 15/16 | 16/17 | 17/18 | 18/19 | 19/20 | 20/21 | 21/22 | 22/23 | 23/24 | 24/25 | 25/26 | 26/27 | 27/28 | 28/29 | 29/30 | 30/31 | 31/32 | 32/33 | 33/34 | 34/35 | 35/36 | 36/37 | 37/38 | 38/39
| 0 | Compensated |  | Load (LV side) |  |  | Amps
|  |  |  | Apparent Power |  |  | MVA
|  |  |  | Real Power |  |  | MW
|  |  |  | Reactive Power |  |  | MVAr
|  |  |  | Capacitors In Service |  |  | MVAr
PF
| Zone Div: | Uncompensated |  | Reactive Power |  |  | MVAr
PF
| 0 | Compensated |  | Load (LV side) |  |  | Amps
|  |  |  | Apparent Power |  |  | MVA
|  |  |  | Real Power |  |  | MW
|  |  |  | Reactive Power |  |  | MVAr
|  |  |  | Capacitors In Service |  |  | MVAr
PF
| Zone Div: | Uncompensated |  | Reactive Power |  |  | MVAr
PF
| 0 | Compensated |  | Load (LV side) |  |  | Amps
|  |  |  | Apparent Power |  |  | MVA
|  |  |  | Real Power |  |  | MW
|  |  |  | Reactive Power |  |  | MVAr
|  |  |  | Capacitors In Service |  |  | MVAr
PF
| Zone Div: | Uncompensated |  | Reactive Power |  |  | MVAr
PF
| 0 | Compensated |  | Load (LV side) |  |  | Amps
|  |  |  | Apparent Power |  |  | MVA
|  |  |  | Real Power |  |  | MW
|  |  |  | Reactive Power |  |  | MVAr
|  |  |  | Capacitors In Service |  |  | MVAr
PF
| Zone Div: | Uncompensated |  | Reactive Power |  |  | MVAr
PF
| 0 | Compensated |  | Load (LV side) |  |  | Amps
|  |  |  | Apparent Power |  |  | MVA
|  |  |  | Real Power |  |  | MW
|  |  |  | Reactive Power |  |  | MVAr
|  |  |  | Capacitors In Service |  |  | MVAr
PF
| Zone Div: | Uncompensated |  | Reactive Power |  |  | MVAr
PF
| 0 | Compensated |  | Load (LV side) |  |  | Amps
|  |  |  | Apparent Power |  |  | MVA
|  |  |  | Real Power |  |  | MW
|  |  |  | Reactive Power |  |  | MVAr
|  |  |  | Capacitors In Service |  |  | MVAr
PF
| Zone Div: | Uncompensated |  | Reactive Power |  |  | MVAr
PF
| 0 | Compensated |  | Load (LV side) |  |  | Amps
|  |  |  | Apparent Power |  |  | MVA
|  |  |  | Real Power |  |  | MW
|  |  |  | Reactive Power |  |  | MVAr
|  |  |  | Capacitors In Service |  |  | MVAr
PF
| Zone Div: | Uncompensated |  | Reactive Power |  |  | MVAr
PF
| 0 | Compensated |  | Load (LV side) |  |  | Amps
|  |  |  | Apparent Power |  |  | MVA
|  |  |  | Real Power |  |  | MW
|  |  |  | Reactive Power |  |  | MVAr
|  |  |  | Capacitors In Service |  |  | MVAr
PF
| Zone Div: | Uncompensated |  | Reactive Power |  |  | MVAr
PF
| 0 | Compensated |  | Load (LV side) |  |  | Amps
|  |  |  | Apparent Power |  |  | MVA
|  |  |  | Real Power |  |  | MW
|  |  |  | Reactive Power |  |  | MVAr
|  |  |  | Capacitors In Service |  |  | MVAr
PF
| Zone Div: | Uncompensated |  | Reactive Power |  |  | MVAr
PF
| 0 | Compensated |  | Load (LV side) |  |  | Amps
|  |  |  | Apparent Power |  |  | MVA
|  |  |  | Real Power |  |  | MW
|  |  |  | Reactive Power |  |  | MVAr
|  |  |  | Capacitors In Service |  |  | MVAr
PF
| Zone Div: | Uncompensated |  | Reactive Power |  |  | MVAr
PF

## Customer69
| Customer69 | [16 empty] | 2015 | SUMMER
| Substation Total Loads | [33 empty] | Spots & Transfers Detail
| Historical Loads | MVA | [7 empty] | Weather Corrected Forecast Loads |  |  |  | MVA | [20 empty] | Spots & Transfers Summary | MVA |  | Historical Spots & Transfers | [6 empty] | Forecast Spots & Transfers
|  | 07/08 | 08/09 | 09/10 | 10/11 | 11/12 | 12/13 | 13/14 |  | 14/15 | 15/16 | 16/17 | 17/18 | 18/19 | 19/20 | 20/21 | 21/22 | 22/23 | 23/24 | 24/25 | 25/26 | 26/27 | 27/28 | 28/29 | 29/30 | 30/31 | 31/32 | 32/33 | 33/34 | 34/35 | 35/36 | 36/37 | 37/38 | 38/39 |  |  |  | 07/08 | 08/09 | 09/10 | 10/11 | 11/12 | 12/13 | 13/14 | 14/15 | 15/16 | 16/17 | 17/18 | 18/19 | 19/20 | 20/21 | 21/22 | 22/23 | 23/24 | 24/25 | 25/26 | 26/27 | 27/28 | 28/29 | 29/30 | 30/31 | 31/32 | 32/33 | 33/34 | 34/35 | 35/36 | 36/37 | 37/38 | 38/39
| Total |  |  |  | 8.798 | 8.734 | 8.611 | 8.462 |  | 8.462 | 8.462 | 8.462 | 8.462 | 8.462 | 8.462 | 8.462 | 8.462 | 8.462 | 8.462 | 8.462 | 8.462 | 8.462 | 8.462 | 8.462 | 8.462 | 8.462 | 8.462 | 8.462 | 8.462 | 8.462 | 8.462 | 8.462 | 8.462 | 8.462 |  |  | Total
Firm Rating
| Total Capacity | [36 empty] | 0 | 0 | 0 | 0 | 0 | 0 | 0 | 0 | 0 | 0 | 0 | 0 | 0 | 0 | 0 | 0 | 0 | 0 | 0 | 0 | 0 | 0 | 0 | 0 | 0 | 0 | 0 | 0 | 0 | 0 | 0 | 0
|  | -7 | -6 | -5 | -4 | -3 | -2 | -1 |  | 0 | 1 | 2 | 3 | 4 | 5 | 6 | 7 | 8 | 9 | 10 | 11 | 12 | 13 | 14 | 15 | 16 | 17 | 18 | 19 | 20 | 21 | 22 | 23 | 24 |  |  |  | 0 | 0 | 0 | 0 | 0 | 0 | 0 | 0 | 0 | 0 | 0 | 0 | 0 | 0 | 0 | 0 | 0 | 0 | 0 | 0 | 0 | 0 | 0 | 0 | 0 | 0 | 0 | 0 | 0 | 0 | 0 | 0
| Transformer Loads | [36 empty] | 0 | 0 | 0 | 0 | 0 | 0 | 0 | 0 | 0 | 0 | 0 | 0 | 0 | 0 | 0 | 0 | 0 | 0 | 0 | 0 | 0 | 0 | 0 | 0 | 0 | 0 | 0 | 0 | 0 | 0 | 0 | 0
| Historical Loads | MVA | [7 empty] | Weather Corrected Forecast Loads |  |  |  | MVA | [23 empty] | 0 | 0 | 0 | 0 | 0 | 0 | 0 | 0 | 0 | 0 | 0 | 0 | 0 | 0 | 0 | 0 | 0 | 0 | 0 | 0 | 0 | 0 | 0 | 0 | 0 | 0 | 0 | 0 | 0 | 0 | 0 | 0
|  | 07/08 | 08/09 | 09/10 | 10/11 | 11/12 | 12/13 | 13/14 |  | 14/15 | 15/16 | 16/17 | 17/18 | 18/19 | 19/20 | 20/21 | 21/22 | 22/23 | 23/24 | 24/25 | 25/26 | 26/27 | 27/28 | 28/29 | 29/30 | 30/31 | 31/32 | 32/33 | 33/34 | 34/35 | 35/36 | 36/37 | 37/38 | 38/39 |  |  |  | 0 | 0 | 0 | 0 | 0 | 0 | 0 | 0 | 0 | 0 | 0 | 0 | 0 | 0 | 0 | 0 | 0 | 0 | 0 | 0 | 0 | 0 | 0 | 0 | 0 | 0 | 0 | 0 | 0 | 0 | 0 | 0
| 0 | [36 empty] | 0 | 0 | 0 | 0 | 0 | 0 | 0 | 0 | 0 | 0 | 0 | 0 | 0 | 0 | 0 | 0 | 0 | 0 | 0 | 0 | 0 | 0 | 0 | 0 | 0 | 0 | 0 | 0 | 0 | 0 | 0 | 0
| Diversity Factor: 0 | [36 empty] | 0 | 0 | 0 | 0 | 0 | 0 | 0 | 0 | 0 | 0 | 0 | 0 | 0 | 0 | 0 | 0 | 0 | 0 | 0 | 0 | 0 | 0 | 0 | 0 | 0 | 0 | 0 | 0 | 0 | 0 | 0 | 0
[38 empty] | 0 | 0 | 0 | 0 | 0 | 0 | 0 | 0 | 0 | 0 | 0 | 0 | 0 | 0 | 0 | 0 | 0 | 0 | 0 | 0 | 0 | 0 | 0 | 0 | 0 | 0 | 0 | 0 | 0 | 0 | 0 | 0
[38 empty] | 0 | 0 | 0 | 0 | 0 | 0 | 0 | 0 | 0 | 0 | 0 | 0 | 0 | 0 | 0 | 0 | 0 | 0 | 0 | 0 | 0 | 0 | 0 | 0 | 0 | 0 | 0 | 0 | 0 | 0 | 0 | 0
| 0 | [36 empty] | 0 | 0 | 0 | 0 | 0 | 0 | 0 | 0 | 0 | 0 | 0 | 0 | 0 | 0 | 0 | 0 | 0 | 0 | 0 | 0 | 0 | 0 | 0 | 0 | 0 | 0 | 0 | 0 | 0 | 0 | 0 | 0
Diversity Factor: 0
[38 empty] | Historical Spots & Transfers | [6 empty] | Forecast Spots & Transfers
[35 empty] | Project Name | From | To | 07/08 | 08/09 | 09/10 | 10/11 | 11/12 | 12/13 | 13/14 | 14/15 | 15/16 | 16/17 | 17/18 | 18/19 | 19/20 | 20/21 | 21/22 | 22/23 | 23/24 | 24/25 | 25/26 | 26/27 | 27/28 | 28/29 | 29/30 | 30/31 | 31/32 | 32/33 | 33/34 | 34/35 | 35/36 | 36/37 | 37/38 | 38/39
0
Diversity Factor: 0
0
Diversity Factor: 0
0
Diversity Factor: 0
0
Diversity Factor: 0
0
Diversity Factor: 0
0
Diversity Factor: 0
0
Diversity Factor: 0
0
Diversity Factor: 0
| Weather Correction and Public Holiday Factors | [8 empty] | Forecast ROG
ROG Justification
| Actual loads for season 13/14 have been weather corrected by the following: | [6 empty] | 0% |  | N/A | [59 empty] | N/A
1 | 2 | 3 | 4 | 5 | 6 | 7 | 8 | 9 | 10 | 14/15 | 15/16 | 16/17 | 17/18 | 18/19 | 19/20 | 20/21 | 21/22 | 22/23 | 23/24 | 24/25 | 25/26 | 26/27 | 27/28 | 28/29 | 29/30 | 30/31 | 31/32 | 32/33 | 33/34 | 34/35 | 35/36 | 36/37 | 37/38 | 38/39
1 | 1 | 1 | 1 | 1 | 1 | 1 | 1 | 1 | 1 | 0% | 0% | 0% | 0% | 0% | 0% | 0% | 0% | 0% | 0% | 0% | 0% | 0% | 0% | 0% | 0% | 0% | 0% | 0% | 0% | 0% | 0% | 0% | 0% | 0%
Substation Load Detail
[7 empty] | Units | 13/14 |  | 14/15 | 15/16 | 16/17 | 17/18 | 18/19 | 19/20 | 20/21 | 21/22 | 22/23 | 23/24 | 24/25 | 25/26 | 26/27 | 27/28 | 28/29 | 29/30 | 30/31 | 31/32 | 32/33 | 33/34 | 34/35 | 35/36 | 36/37 | 37/38 | 38/39
1 | Customer69 | Compensated |  | Load (LV side) |  |  | Amps | 74 |  | 74 | 74 | 74 | 74 | 74 | 74 | 74 | 74 | 74 | 74 | 74 | 74 | 74 | 74 | 74 | 74 | 74 | 74 | 74 | 74 | 74 | 74 | 74 | 74 | 74
|  |  |  | Apparent Power |  |  | MVA | 8.462 |  | 8.462 | 8.462 | 8.462 | 8.462 | 8.462 | 8.462 | 8.462 | 8.462 | 8.462 | 8.462 | 8.462 | 8.462 | 8.462 | 8.462 | 8.462 | 8.462 | 8.462 | 8.462 | 8.462 | 8.462 | 8.462 | 8.462 | 8.462 | 8.462 | 8.462
|  |  |  | Real Power |  |  | MW | 7.6158 |  | 7.6158 | 7.6158 | 7.6158 | 7.6158 | 7.6158 | 7.6158 | 7.6158 | 7.6158 | 7.6158 | 7.6158 | 7.6158 | 7.6158 | 7.6158 | 7.6158 | 7.6158 | 7.6158 | 7.6158 | 7.6158 | 7.6158 | 7.6158 | 7.6158 | 7.6158 | 7.6158 | 7.6158 | 7.6158
|  |  |  | Reactive Power |  |  | MVAr | 3.6885 |  | 3.6885 | 3.6885 | 3.6885 | 3.6885 | 3.6885 | 3.6885 | 3.6885 | 3.6885 | 3.6885 | 3.6885 | 3.6885 | 3.6885 | 3.6885 | 3.6885 | 3.6885 | 3.6885 | 3.6885 | 3.6885 | 3.6885 | 3.6885 | 3.6885 | 3.6885 | 3.6885 | 3.6885 | 3.6885
|  |  |  | Capacitors In Service |  |  | MVAr | 0 |  | 0 | 0 | 0 | 0 | 0 | 0 | 0 | 0 | 0 | 0 | 0 | 0 | 0 | 0 | 0 | 0 | 0 | 0 | 0 | 0 | 0 | 0 | 0 | 0 | 0
|  |  |  | PF |  |  |  | 0.9 |  | 0.9 | 0.9 | 0.9 | 0.9 | 0.9 | 0.9 | 0.9 | 0.9 | 0.9 | 0.9 | 0.9 | 0.9 | 0.9 | 0.9 | 0.9 | 0.9 | 0.9 | 0.9 | 0.9 | 0.9 | 0.9 | 0.9 | 0.9 | 0.9 | 0.9
0.69805 | Diversity Factor: 0.7 | Uncompensated |  | Reactive Power |  |  | MVAr | 3.6885 |  | 3.6885 | 3.6885 | 3.6885 | 3.6885 | 3.6885 | 3.6885 | 3.6885 | 3.6885 | 3.6885 | 3.6885 | 3.6885 | 3.6885 | 3.6885 | 3.6885 | 3.6885 | 3.6885 | 3.6885 | 3.6885 | 3.6885 | 3.6885 | 3.6885 | 3.6885 | 3.6885 | 3.6885 | 3.6885
|  |  |  | PF |  |  |  | 0.9 |  | 0.9 | 0.9 | 0.9 | 0.9 | 0.9 | 0.9 | 0.9 | 0.9 | 0.9 | 0.9 | 0.9 | 0.9 | 0.9 | 0.9 | 0.9 | 0.9 | 0.9 | 0.9 | 0.9 | 0.9 | 0.9 | 0.9 | 0.9 | 0.9 | 0.9
[10 empty] | 1 | 2 | 3 | 4 | 5 | 6 | 7 | 8 | 9 | 10 | 11 | 12 | 13 | 14 | 15 | 16 | 17 | 18 | 19 | 20 | 21 | 22 | 23 | 24 | 25
Transformer Load Detail
[7 empty] | Units | 13/14 |  | 14/15 | 15/16 | 16/17 | 17/18 | 18/19 | 19/20 | 20/21 | 21/22 | 22/23 | 23/24 | 24/25 | 25/26 | 26/27 | 27/28 | 28/29 | 29/30 | 30/31 | 31/32 | 32/33 | 33/34 | 34/35 | 35/36 | 36/37 | 37/38 | 38/39
| 0 | Compensated |  | Load (LV side) |  |  | Amps
|  |  |  | Apparent Power |  |  | MVA
|  |  |  | Real Power |  |  | MW
|  |  |  | Reactive Power |  |  | MVAr
|  |  |  | Capacitors In Service |  |  | MVAr
PF
| Zone Div: | Uncompensated |  | Reactive Power |  |  | MVAr
PF
| 0 | Compensated |  | Load (LV side) |  |  | Amps
|  |  |  | Apparent Power |  |  | MVA
|  |  |  | Real Power |  |  | MW
|  |  |  | Reactive Power |  |  | MVAr
|  |  |  | Capacitors In Service |  |  | MVAr
PF
| Zone Div: | Uncompensated |  | Reactive Power |  |  | MVAr
PF
| 0 | Compensated |  | Load (LV side) |  |  | Amps
|  |  |  | Apparent Power |  |  | MVA
|  |  |  | Real Power |  |  | MW
|  |  |  | Reactive Power |  |  | MVAr
|  |  |  | Capacitors In Service |  |  | MVAr
PF
| Zone Div: | Uncompensated |  | Reactive Power |  |  | MVAr
PF
| 0 | Compensated |  | Load (LV side) |  |  | Amps
|  |  |  | Apparent Power |  |  | MVA
|  |  |  | Real Power |  |  | MW
|  |  |  | Reactive Power |  |  | MVAr
|  |  |  | Capacitors In Service |  |  | MVAr
PF
| Zone Div: | Uncompensated |  | Reactive Power |  |  | MVAr
PF
| 0 | Compensated |  | Load (LV side) |  |  | Amps
|  |  |  | Apparent Power |  |  | MVA
|  |  |  | Real Power |  |  | MW
|  |  |  | Reactive Power |  |  | MVAr
|  |  |  | Capacitors In Service |  |  | MVAr
PF
| Zone Div: | Uncompensated |  | Reactive Power |  |  | MVAr
PF
| 0 | Compensated |  | Load (LV side) |  |  | Amps
|  |  |  | Apparent Power |  |  | MVA
|  |  |  | Real Power |  |  | MW
|  |  |  | Reactive Power |  |  | MVAr
|  |  |  | Capacitors In Service |  |  | MVAr
PF
| Zone Div: | Uncompensated |  | Reactive Power |  |  | MVAr
PF
| 0 | Compensated |  | Load (LV side) |  |  | Amps
|  |  |  | Apparent Power |  |  | MVA
|  |  |  | Real Power |  |  | MW
|  |  |  | Reactive Power |  |  | MVAr
|  |  |  | Capacitors In Service |  |  | MVAr
PF
| Zone Div: | Uncompensated |  | Reactive Power |  |  | MVAr
PF
| 0 | Compensated |  | Load (LV side) |  |  | Amps
|  |  |  | Apparent Power |  |  | MVA
|  |  |  | Real Power |  |  | MW
|  |  |  | Reactive Power |  |  | MVAr
|  |  |  | Capacitors In Service |  |  | MVAr
PF
| Zone Div: | Uncompensated |  | Reactive Power |  |  | MVAr
PF
| 0 | Compensated |  | Load (LV side) |  |  | Amps
|  |  |  | Apparent Power |  |  | MVA
|  |  |  | Real Power |  |  | MW
|  |  |  | Reactive Power |  |  | MVAr
|  |  |  | Capacitors In Service |  |  | MVAr
PF
| Zone Div: | Uncompensated |  | Reactive Power |  |  | MVAr
PF
| 0 | Compensated |  | Load (LV side) |  |  | Amps
|  |  |  | Apparent Power |  |  | MVA
|  |  |  | Real Power |  |  | MW
|  |  |  | Reactive Power |  |  | MVAr
|  |  |  | Capacitors In Service |  |  | MVAr
PF
| Zone Div: | Uncompensated |  | Reactive Power |  |  | MVAr
PF

## Customer70
| Customer70 | [16 empty] | 2015 | SUMMER
| Substation Total Loads | [33 empty] | Spots & Transfers Detail
| Historical Loads | MVA | [7 empty] | Weather Corrected Forecast Loads |  |  |  | MVA | [20 empty] | Spots & Transfers Summary | MVA |  | Historical Spots & Transfers | [6 empty] | Forecast Spots & Transfers
|  | 07/08 | 08/09 | 09/10 | 10/11 | 11/12 | 12/13 | 13/14 |  | 14/15 | 15/16 | 16/17 | 17/18 | 18/19 | 19/20 | 20/21 | 21/22 | 22/23 | 23/24 | 24/25 | 25/26 | 26/27 | 27/28 | 28/29 | 29/30 | 30/31 | 31/32 | 32/33 | 33/34 | 34/35 | 35/36 | 36/37 | 37/38 | 38/39 |  |  |  | 07/08 | 08/09 | 09/10 | 10/11 | 11/12 | 12/13 | 13/14 | 14/15 | 15/16 | 16/17 | 17/18 | 18/19 | 19/20 | 20/21 | 21/22 | 22/23 | 23/24 | 24/25 | 25/26 | 26/27 | 27/28 | 28/29 | 29/30 | 30/31 | 31/32 | 32/33 | 33/34 | 34/35 | 35/36 | 36/37 | 37/38 | 38/39
| Total |  |  |  | 9.076 | 10.764 | 12.0838 | 12.39 |  | 12.39 | 12.39 | 12.39 | 12.39 | 12.39 | 12.39 | 12.39 | 12.39 | 12.39 | 12.39 | 12.39 | 12.39 | 12.39 | 12.39 | 12.39 | 12.39 | 12.39 | 12.39 | 12.39 | 12.39 | 12.39 | 12.39 | 12.39 | 12.39 | 12.39 |  |  | Total
Firm Rating
| Total Capacity | [36 empty] | 0 | 0 | 0 | 0 | 0 | 0 | 0 | 0 | 0 | 0 | 0 | 0 | 0 | 0 | 0 | 0 | 0 | 0 | 0 | 0 | 0 | 0 | 0 | 0 | 0 | 0 | 0 | 0 | 0 | 0 | 0 | 0
|  | -7 | -6 | -5 | -4 | -3 | -2 | -1 |  | 0 | 1 | 2 | 3 | 4 | 5 | 6 | 7 | 8 | 9 | 10 | 11 | 12 | 13 | 14 | 15 | 16 | 17 | 18 | 19 | 20 | 21 | 22 | 23 | 24 |  |  |  | 0 | 0 | 0 | 0 | 0 | 0 | 0 | 0 | 0 | 0 | 0 | 0 | 0 | 0 | 0 | 0 | 0 | 0 | 0 | 0 | 0 | 0 | 0 | 0 | 0 | 0 | 0 | 0 | 0 | 0 | 0 | 0
| Transformer Loads | [36 empty] | 0 | 0 | 0 | 0 | 0 | 0 | 0 | 0 | 0 | 0 | 0 | 0 | 0 | 0 | 0 | 0 | 0 | 0 | 0 | 0 | 0 | 0 | 0 | 0 | 0 | 0 | 0 | 0 | 0 | 0 | 0 | 0
| Historical Loads | MVA | [7 empty] | Weather Corrected Forecast Loads |  |  |  | MVA | [23 empty] | 0 | 0 | 0 | 0 | 0 | 0 | 0 | 0 | 0 | 0 | 0 | 0 | 0 | 0 | 0 | 0 | 0 | 0 | 0 | 0 | 0 | 0 | 0 | 0 | 0 | 0 | 0 | 0 | 0 | 0 | 0 | 0
|  | 07/08 | 08/09 | 09/10 | 10/11 | 11/12 | 12/13 | 13/14 |  | 14/15 | 15/16 | 16/17 | 17/18 | 18/19 | 19/20 | 20/21 | 21/22 | 22/23 | 23/24 | 24/25 | 25/26 | 26/27 | 27/28 | 28/29 | 29/30 | 30/31 | 31/32 | 32/33 | 33/34 | 34/35 | 35/36 | 36/37 | 37/38 | 38/39 |  |  |  | 0 | 0 | 0 | 0 | 0 | 0 | 0 | 0 | 0 | 0 | 0 | 0 | 0 | 0 | 0 | 0 | 0 | 0 | 0 | 0 | 0 | 0 | 0 | 0 | 0 | 0 | 0 | 0 | 0 | 0 | 0 | 0
| 0 | [36 empty] | 0 | 0 | 0 | 0 | 0 | 0 | 0 | 0 | 0 | 0 | 0 | 0 | 0 | 0 | 0 | 0 | 0 | 0 | 0 | 0 | 0 | 0 | 0 | 0 | 0 | 0 | 0 | 0 | 0 | 0 | 0 | 0
| Diversity Factor: 0 | [36 empty] | 0 | 0 | 0 | 0 | 0 | 0 | 0 | 0 | 0 | 0 | 0 | 0 | 0 | 0 | 0 | 0 | 0 | 0 | 0 | 0 | 0 | 0 | 0 | 0 | 0 | 0 | 0 | 0 | 0 | 0 | 0 | 0
[38 empty] | 0 | 0 | 0 | 0 | 0 | 0 | 0 | 0 | 0 | 0 | 0 | 0 | 0 | 0 | 0 | 0 | 0 | 0 | 0 | 0 | 0 | 0 | 0 | 0 | 0 | 0 | 0 | 0 | 0 | 0 | 0 | 0
[38 empty] | 0 | 0 | 0 | 0 | 0 | 0 | 0 | 0 | 0 | 0 | 0 | 0 | 0 | 0 | 0 | 0 | 0 | 0 | 0 | 0 | 0 | 0 | 0 | 0 | 0 | 0 | 0 | 0 | 0 | 0 | 0 | 0
| 0 | [36 empty] | 0 | 0 | 0 | 0 | 0 | 0 | 0 | 0 | 0 | 0 | 0 | 0 | 0 | 0 | 0 | 0 | 0 | 0 | 0 | 0 | 0 | 0 | 0 | 0 | 0 | 0 | 0 | 0 | 0 | 0 | 0 | 0
Diversity Factor: 0
[38 empty] | Historical Spots & Transfers | [6 empty] | Forecast Spots & Transfers
[35 empty] | Project Name | From | To | 07/08 | 08/09 | 09/10 | 10/11 | 11/12 | 12/13 | 13/14 | 14/15 | 15/16 | 16/17 | 17/18 | 18/19 | 19/20 | 20/21 | 21/22 | 22/23 | 23/24 | 24/25 | 25/26 | 26/27 | 27/28 | 28/29 | 29/30 | 30/31 | 31/32 | 32/33 | 33/34 | 34/35 | 35/36 | 36/37 | 37/38 | 38/39
0
Diversity Factor: 0
0
Diversity Factor: 0
0
Diversity Factor: 0
0
Diversity Factor: 0
0
Diversity Factor: 0
0
Diversity Factor: 0
0
Diversity Factor: 0
0
Diversity Factor: 0
| Weather Correction and Public Holiday Factors | [8 empty] | Forecast ROG
ROG Justification
| Actual loads for season 13/14 have been weather corrected by the following: | [6 empty] | 0% |  | N/A | [59 empty] | N/A
1 | 2 | 3 | 4 | 5 | 6 | 7 | 8 | 9 | 10 | 14/15 | 15/16 | 16/17 | 17/18 | 18/19 | 19/20 | 20/21 | 21/22 | 22/23 | 23/24 | 24/25 | 25/26 | 26/27 | 27/28 | 28/29 | 29/30 | 30/31 | 31/32 | 32/33 | 33/34 | 34/35 | 35/36 | 36/37 | 37/38 | 38/39
1 | 1 | 1 | 1 | 1 | 1 | 1 | 1 | 1 | 1 | 0% | 0% | 0% | 0% | 0% | 0% | 0% | 0% | 0% | 0% | 0% | 0% | 0% | 0% | 0% | 0% | 0% | 0% | 0% | 0% | 0% | 0% | 0% | 0% | 0%
Substation Load Detail
[7 empty] | Units | 13/14 |  | 14/15 | 15/16 | 16/17 | 17/18 | 18/19 | 19/20 | 20/21 | 21/22 | 22/23 | 23/24 | 24/25 | 25/26 | 26/27 | 27/28 | 28/29 | 29/30 | 30/31 | 31/32 | 32/33 | 33/34 | 34/35 | 35/36 | 36/37 | 37/38 | 38/39
1 | Customer70 | Compensated |  | Load (LV side) |  |  | Amps | 217 |  | 217 | 217 | 217 | 217 | 217 | 217 | 217 | 217 | 217 | 217 | 217 | 217 | 217 | 217 | 217 | 217 | 217 | 217 | 217 | 217 | 217 | 217 | 217 | 217 | 217
|  |  |  | Apparent Power |  |  | MVA | 12.39 |  | 12.39 | 12.39 | 12.39 | 12.39 | 12.39 | 12.39 | 12.39 | 12.39 | 12.39 | 12.39 | 12.39 | 12.39 | 12.39 | 12.39 | 12.39 | 12.39 | 12.39 | 12.39 | 12.39 | 12.39 | 12.39 | 12.39 | 12.39 | 12.39 | 12.39
|  |  |  | Real Power |  |  | MW | 11.151 |  | 11.151 | 11.151 | 11.151 | 11.151 | 11.151 | 11.151 | 11.151 | 11.151 | 11.151 | 11.151 | 11.151 | 11.151 | 11.151 | 11.151 | 11.151 | 11.151 | 11.151 | 11.151 | 11.151 | 11.151 | 11.151 | 11.151 | 11.151 | 11.151 | 11.151
|  |  |  | Reactive Power |  |  | MVAr | 5.4007 |  | 5.4007 | 5.4007 | 5.4007 | 5.4007 | 5.4007 | 5.4007 | 5.4007 | 5.4007 | 5.4007 | 5.4007 | 5.4007 | 5.4007 | 5.4007 | 5.4007 | 5.4007 | 5.4007 | 5.4007 | 5.4007 | 5.4007 | 5.4007 | 5.4007 | 5.4007 | 5.4007 | 5.4007 | 5.4007
|  |  |  | Capacitors In Service |  |  | MVAr | 0 |  | 0 | 0 | 0 | 0 | 0 | 0 | 0 | 0 | 0 | 0 | 0 | 0 | 0 | 0 | 0 | 0 | 0 | 0 | 0 | 0 | 0 | 0 | 0 | 0 | 0
|  |  |  | PF |  |  |  | 0.9 |  | 0.9 | 0.9 | 0.9 | 0.9 | 0.9 | 0.9 | 0.9 | 0.9 | 0.9 | 0.9 | 0.9 | 0.9 | 0.9 | 0.9 | 0.9 | 0.9 | 0.9 | 0.9 | 0.9 | 0.9 | 0.9 | 0.9 | 0.9 | 0.9 | 0.9
0.5709 | Diversity Factor: 0.57 | Uncompensated |  | Reactive Power |  |  | MVAr | 5.4007 |  | 5.4007 | 5.4007 | 5.4007 | 5.4007 | 5.4007 | 5.4007 | 5.4007 | 5.4007 | 5.4007 | 5.4007 | 5.4007 | 5.4007 | 5.4007 | 5.4007 | 5.4007 | 5.4007 | 5.4007 | 5.4007 | 5.4007 | 5.4007 | 5.4007 | 5.4007 | 5.4007 | 5.4007 | 5.4007
|  |  |  | PF |  |  |  | 0.9 |  | 0.9 | 0.9 | 0.9 | 0.9 | 0.9 | 0.9 | 0.9 | 0.9 | 0.9 | 0.9 | 0.9 | 0.9 | 0.9 | 0.9 | 0.9 | 0.9 | 0.9 | 0.9 | 0.9 | 0.9 | 0.9 | 0.9 | 0.9 | 0.9 | 0.9
[10 empty] | 1 | 2 | 3 | 4 | 5 | 6 | 7 | 8 | 9 | 10 | 11 | 12 | 13 | 14 | 15 | 16 | 17 | 18 | 19 | 20 | 21 | 22 | 23 | 24 | 25
Transformer Load Detail
[7 empty] | Units | 13/14 |  | 14/15 | 15/16 | 16/17 | 17/18 | 18/19 | 19/20 | 20/21 | 21/22 | 22/23 | 23/24 | 24/25 | 25/26 | 26/27 | 27/28 | 28/29 | 29/30 | 30/31 | 31/32 | 32/33 | 33/34 | 34/35 | 35/36 | 36/37 | 37/38 | 38/39
| 0 | Compensated |  | Load (LV side) |  |  | Amps
|  |  |  | Apparent Power |  |  | MVA
|  |  |  | Real Power |  |  | MW
|  |  |  | Reactive Power |  |  | MVAr
|  |  |  | Capacitors In Service |  |  | MVAr
PF
| Zone Div: | Uncompensated |  | Reactive Power |  |  | MVAr
PF
| 0 | Compensated |  | Load (LV side) |  |  | Amps
|  |  |  | Apparent Power |  |  | MVA
|  |  |  | Real Power |  |  | MW
|  |  |  | Reactive Power |  |  | MVAr
|  |  |  | Capacitors In Service |  |  | MVAr
PF
| Zone Div: | Uncompensated |  | Reactive Power |  |  | MVAr
PF
| 0 | Compensated |  | Load (LV side) |  |  | Amps
|  |  |  | Apparent Power |  |  | MVA
|  |  |  | Real Power |  |  | MW
|  |  |  | Reactive Power |  |  | MVAr
|  |  |  | Capacitors In Service |  |  | MVAr
PF
| Zone Div: | Uncompensated |  | Reactive Power |  |  | MVAr
PF
| 0 | Compensated |  | Load (LV side) |  |  | Amps
|  |  |  | Apparent Power |  |  | MVA
|  |  |  | Real Power |  |  | MW
|  |  |  | Reactive Power |  |  | MVAr
|  |  |  | Capacitors In Service |  |  | MVAr
PF
| Zone Div: | Uncompensated |  | Reactive Power |  |  | MVAr
PF
| 0 | Compensated |  | Load (LV side) |  |  | Amps
|  |  |  | Apparent Power |  |  | MVA
|  |  |  | Real Power |  |  | MW
|  |  |  | Reactive Power |  |  | MVAr
|  |  |  | Capacitors In Service |  |  | MVAr
PF
| Zone Div: | Uncompensated |  | Reactive Power |  |  | MVAr
PF
| 0 | Compensated |  | Load (LV side) |  |  | Amps
|  |  |  | Apparent Power |  |  | MVA
|  |  |  | Real Power |  |  | MW
|  |  |  | Reactive Power |  |  | MVAr
|  |  |  | Capacitors In Service |  |  | MVAr
PF
| Zone Div: | Uncompensated |  | Reactive Power |  |  | MVAr
PF
| 0 | Compensated |  | Load (LV side) |  |  | Amps
|  |  |  | Apparent Power |  |  | MVA
|  |  |  | Real Power |  |  | MW
|  |  |  | Reactive Power |  |  | MVAr
|  |  |  | Capacitors In Service |  |  | MVAr
PF
| Zone Div: | Uncompensated |  | Reactive Power |  |  | MVAr
PF
| 0 | Compensated |  | Load (LV side) |  |  | Amps
|  |  |  | Apparent Power |  |  | MVA
|  |  |  | Real Power |  |  | MW
|  |  |  | Reactive Power |  |  | MVAr
|  |  |  | Capacitors In Service |  |  | MVAr
PF
| Zone Div: | Uncompensated |  | Reactive Power |  |  | MVAr
PF
| 0 | Compensated |  | Load (LV side) |  |  | Amps
|  |  |  | Apparent Power |  |  | MVA
|  |  |  | Real Power |  |  | MW
|  |  |  | Reactive Power |  |  | MVAr
|  |  |  | Capacitors In Service |  |  | MVAr
PF
| Zone Div: | Uncompensated |  | Reactive Power |  |  | MVAr
PF
| 0 | Compensated |  | Load (LV side) |  |  | Amps
|  |  |  | Apparent Power |  |  | MVA
|  |  |  | Real Power |  |  | MW
|  |  |  | Reactive Power |  |  | MVAr
|  |  |  | Capacitors In Service |  |  | MVAr
PF
| Zone Div: | Uncompensated |  | Reactive Power |  |  | MVAr
PF

## Customer71
| Customer71 | [16 empty] | 2015 | SUMMER
| Substation Total Loads | [33 empty] | Spots & Transfers Detail
| Historical Loads | MVA | [7 empty] | Weather Corrected Forecast Loads |  |  |  | MVA | [20 empty] | Spots & Transfers Summary | MVA |  | Historical Spots & Transfers | [6 empty] | Forecast Spots & Transfers
|  | 07/08 | 08/09 | 09/10 | 10/11 | 11/12 | 12/13 | 13/14 |  | 14/15 | 15/16 | 16/17 | 17/18 | 18/19 | 19/20 | 20/21 | 21/22 | 22/23 | 23/24 | 24/25 | 25/26 | 26/27 | 27/28 | 28/29 | 29/30 | 30/31 | 31/32 | 32/33 | 33/34 | 34/35 | 35/36 | 36/37 | 37/38 | 38/39 |  |  |  | 07/08 | 08/09 | 09/10 | 10/11 | 11/12 | 12/13 | 13/14 | 14/15 | 15/16 | 16/17 | 17/18 | 18/19 | 19/20 | 20/21 | 21/22 | 22/23 | 23/24 | 24/25 | 25/26 | 26/27 | 27/28 | 28/29 | 29/30 | 30/31 | 31/32 | 32/33 | 33/34 | 34/35 | 35/36 | 36/37 | 37/38 | 38/39
| Total | [5 empty] | 6.41 | 6.298 |  | 6.298 | 6.298 | 6.298 | 6.298 | 6.298 | 6.298 | 6.298 | 6.298 | 6.298 | 6.298 | 6.298 | 6.298 | 6.298 | 6.298 | 6.298 | 6.298 | 6.298 | 6.298 | 6.298 | 6.298 | 6.298 | 6.298 | 6.298 | 6.298 | 6.298 |  |  | Total
Firm Rating
| Total Capacity | [36 empty] | 0 | 0 | 0 | 0 | 0 | 0 | 0 | 0 | 0 | 0 | 0 | 0 | 0 | 0 | 0 | 0 | 0 | 0 | 0 | 0 | 0 | 0 | 0 | 0 | 0 | 0 | 0 | 0 | 0 | 0 | 0 | 0
|  | -7 | -6 | -5 | -4 | -3 | -2 | -1 |  | 0 | 1 | 2 | 3 | 4 | 5 | 6 | 7 | 8 | 9 | 10 | 11 | 12 | 13 | 14 | 15 | 16 | 17 | 18 | 19 | 20 | 21 | 22 | 23 | 24 |  |  |  | 0 | 0 | 0 | 0 | 0 | 0 | 0 | 0 | 0 | 0 | 0 | 0 | 0 | 0 | 0 | 0 | 0 | 0 | 0 | 0 | 0 | 0 | 0 | 0 | 0 | 0 | 0 | 0 | 0 | 0 | 0 | 0
| Transformer Loads | [36 empty] | 0 | 0 | 0 | 0 | 0 | 0 | 0 | 0 | 0 | 0 | 0 | 0 | 0 | 0 | 0 | 0 | 0 | 0 | 0 | 0 | 0 | 0 | 0 | 0 | 0 | 0 | 0 | 0 | 0 | 0 | 0 | 0
| Historical Loads | MVA | [7 empty] | Weather Corrected Forecast Loads |  |  |  | MVA | [23 empty] | 0 | 0 | 0 | 0 | 0 | 0 | 0 | 0 | 0 | 0 | 0 | 0 | 0 | 0 | 0 | 0 | 0 | 0 | 0 | 0 | 0 | 0 | 0 | 0 | 0 | 0 | 0 | 0 | 0 | 0 | 0 | 0
|  | 07/08 | 08/09 | 09/10 | 10/11 | 11/12 | 12/13 | 13/14 |  | 14/15 | 15/16 | 16/17 | 17/18 | 18/19 | 19/20 | 20/21 | 21/22 | 22/23 | 23/24 | 24/25 | 25/26 | 26/27 | 27/28 | 28/29 | 29/30 | 30/31 | 31/32 | 32/33 | 33/34 | 34/35 | 35/36 | 36/37 | 37/38 | 38/39 |  |  |  | 0 | 0 | 0 | 0 | 0 | 0 | 0 | 0 | 0 | 0 | 0 | 0 | 0 | 0 | 0 | 0 | 0 | 0 | 0 | 0 | 0 | 0 | 0 | 0 | 0 | 0 | 0 | 0 | 0 | 0 | 0 | 0
| 0 | [36 empty] | 0 | 0 | 0 | 0 | 0 | 0 | 0 | 0 | 0 | 0 | 0 | 0 | 0 | 0 | 0 | 0 | 0 | 0 | 0 | 0 | 0 | 0 | 0 | 0 | 0 | 0 | 0 | 0 | 0 | 0 | 0 | 0
| Diversity Factor: 0 | [36 empty] | 0 | 0 | 0 | 0 | 0 | 0 | 0 | 0 | 0 | 0 | 0 | 0 | 0 | 0 | 0 | 0 | 0 | 0 | 0 | 0 | 0 | 0 | 0 | 0 | 0 | 0 | 0 | 0 | 0 | 0 | 0 | 0
[38 empty] | 0 | 0 | 0 | 0 | 0 | 0 | 0 | 0 | 0 | 0 | 0 | 0 | 0 | 0 | 0 | 0 | 0 | 0 | 0 | 0 | 0 | 0 | 0 | 0 | 0 | 0 | 0 | 0 | 0 | 0 | 0 | 0
[38 empty] | 0 | 0 | 0 | 0 | 0 | 0 | 0 | 0 | 0 | 0 | 0 | 0 | 0 | 0 | 0 | 0 | 0 | 0 | 0 | 0 | 0 | 0 | 0 | 0 | 0 | 0 | 0 | 0 | 0 | 0 | 0 | 0
| 0 | [36 empty] | 0 | 0 | 0 | 0 | 0 | 0 | 0 | 0 | 0 | 0 | 0 | 0 | 0 | 0 | 0 | 0 | 0 | 0 | 0 | 0 | 0 | 0 | 0 | 0 | 0 | 0 | 0 | 0 | 0 | 0 | 0 | 0
Diversity Factor: 0
[38 empty] | Historical Spots & Transfers | [6 empty] | Forecast Spots & Transfers
[35 empty] | Project Name | From | To | 07/08 | 08/09 | 09/10 | 10/11 | 11/12 | 12/13 | 13/14 | 14/15 | 15/16 | 16/17 | 17/18 | 18/19 | 19/20 | 20/21 | 21/22 | 22/23 | 23/24 | 24/25 | 25/26 | 26/27 | 27/28 | 28/29 | 29/30 | 30/31 | 31/32 | 32/33 | 33/34 | 34/35 | 35/36 | 36/37 | 37/38 | 38/39
0
Diversity Factor: 0
0
Diversity Factor: 0
0
Diversity Factor: 0
0
Diversity Factor: 0
0
Diversity Factor: 0
0
Diversity Factor: 0
0
Diversity Factor: 0
0
Diversity Factor: 0
| Weather Correction and Public Holiday Factors | [8 empty] | Forecast ROG
ROG Justification
| Actual loads for season 13/14 have been weather corrected by the following: | [6 empty] | 0% |  | N/A | [59 empty] | N/A
1 | 2 | 3 | 4 | 5 | 6 | 7 | 8 | 9 | 10 | 14/15 | 15/16 | 16/17 | 17/18 | 18/19 | 19/20 | 20/21 | 21/22 | 22/23 | 23/24 | 24/25 | 25/26 | 26/27 | 27/28 | 28/29 | 29/30 | 30/31 | 31/32 | 32/33 | 33/34 | 34/35 | 35/36 | 36/37 | 37/38 | 38/39
1 | 1 | 1 | 1 | 1 | 1 | 1 | 1 | 1 | 1 | 0% | 0% | 0% | 0% | 0% | 0% | 0% | 0% | 0% | 0% | 0% | 0% | 0% | 0% | 0% | 0% | 0% | 0% | 0% | 0% | 0% | 0% | 0% | 0% | 0%
Substation Load Detail
[7 empty] | Units | 13/14 |  | 14/15 | 15/16 | 16/17 | 17/18 | 18/19 | 19/20 | 20/21 | 21/22 | 22/23 | 23/24 | 24/25 | 25/26 | 26/27 | 27/28 | 28/29 | 29/30 | 30/31 | 31/32 | 32/33 | 33/34 | 34/35 | 35/36 | 36/37 | 37/38 | 38/39
1 | Customer71 | Compensated |  | Load (LV side) |  |  | Amps | 110 |  | 110 | 110 | 110 | 110 | 110 | 110 | 110 | 110 | 110 | 110 | 110 | 110 | 110 | 110 | 110 | 110 | 110 | 110 | 110 | 110 | 110 | 110 | 110 | 110 | 110
|  |  |  | Apparent Power |  |  | MVA | 6.298 |  | 6.298 | 6.298 | 6.298 | 6.298 | 6.298 | 6.298 | 6.298 | 6.298 | 6.298 | 6.298 | 6.298 | 6.298 | 6.298 | 6.298 | 6.298 | 6.298 | 6.298 | 6.298 | 6.298 | 6.298 | 6.298 | 6.298 | 6.298 | 6.298 | 6.298
|  |  |  | Real Power |  |  | MW | 5.6682 |  | 5.6682 | 5.6682 | 5.6682 | 5.6682 | 5.6682 | 5.6682 | 5.6682 | 5.6682 | 5.6682 | 5.6682 | 5.6682 | 5.6682 | 5.6682 | 5.6682 | 5.6682 | 5.6682 | 5.6682 | 5.6682 | 5.6682 | 5.6682 | 5.6682 | 5.6682 | 5.6682 | 5.6682 | 5.6682
|  |  |  | Reactive Power |  |  | MVAr | 2.7452 |  | 2.7452 | 2.7452 | 2.7452 | 2.7452 | 2.7452 | 2.7452 | 2.7452 | 2.7452 | 2.7452 | 2.7452 | 2.7452 | 2.7452 | 2.7452 | 2.7452 | 2.7452 | 2.7452 | 2.7452 | 2.7452 | 2.7452 | 2.7452 | 2.7452 | 2.7452 | 2.7452 | 2.7452 | 2.7452
|  |  |  | Capacitors In Service |  |  | MVAr | 0 |  | 0 | 0 | 0 | 0 | 0 | 0 | 0 | 0 | 0 | 0 | 0 | 0 | 0 | 0 | 0 | 0 | 0 | 0 | 0 | 0 | 0 | 0 | 0 | 0 | 0
|  |  |  | PF |  |  |  | 0.9 |  | 0.9 | 0.9 | 0.9 | 0.9 | 0.9 | 0.9 | 0.9 | 0.9 | 0.9 | 0.9 | 0.9 | 0.9 | 0.9 | 0.9 | 0.9 | 0.9 | 0.9 | 0.9 | 0.9 | 0.9 | 0.9 | 0.9 | 0.9 | 0.9 | 0.9
| Diversity Factor: 0 | Uncompensated |  | Reactive Power |  |  | MVAr | 2.7452 |  | 2.7452 | 2.7452 | 2.7452 | 2.7452 | 2.7452 | 2.7452 | 2.7452 | 2.7452 | 2.7452 | 2.7452 | 2.7452 | 2.7452 | 2.7452 | 2.7452 | 2.7452 | 2.7452 | 2.7452 | 2.7452 | 2.7452 | 2.7452 | 2.7452 | 2.7452 | 2.7452 | 2.7452 | 2.7452
|  |  |  | PF |  |  |  | 0.9 |  | 0.9 | 0.9 | 0.9 | 0.9 | 0.9 | 0.9 | 0.9 | 0.9 | 0.9 | 0.9 | 0.9 | 0.9 | 0.9 | 0.9 | 0.9 | 0.9 | 0.9 | 0.9 | 0.9 | 0.9 | 0.9 | 0.9 | 0.9 | 0.9 | 0.9
[10 empty] | 1 | 2 | 3 | 4 | 5 | 6 | 7 | 8 | 9 | 10 | 11 | 12 | 13 | 14 | 15 | 16 | 17 | 18 | 19 | 20 | 21 | 22 | 23 | 24 | 25
Transformer Load Detail
[7 empty] | Units | 13/14 |  | 14/15 | 15/16 | 16/17 | 17/18 | 18/19 | 19/20 | 20/21 | 21/22 | 22/23 | 23/24 | 24/25 | 25/26 | 26/27 | 27/28 | 28/29 | 29/30 | 30/31 | 31/32 | 32/33 | 33/34 | 34/35 | 35/36 | 36/37 | 37/38 | 38/39
| 0 | Compensated |  | Load (LV side) |  |  | Amps
|  |  |  | Apparent Power |  |  | MVA
|  |  |  | Real Power |  |  | MW
|  |  |  | Reactive Power |  |  | MVAr
|  |  |  | Capacitors In Service |  |  | MVAr
PF
| Zone Div: | Uncompensated |  | Reactive Power |  |  | MVAr
PF
| 0 | Compensated |  | Load (LV side) |  |  | Amps
|  |  |  | Apparent Power |  |  | MVA
|  |  |  | Real Power |  |  | MW
|  |  |  | Reactive Power |  |  | MVAr
|  |  |  | Capacitors In Service |  |  | MVAr
PF
| Zone Div: | Uncompensated |  | Reactive Power |  |  | MVAr
PF
| 0 | Compensated |  | Load (LV side) |  |  | Amps
|  |  |  | Apparent Power |  |  | MVA
|  |  |  | Real Power |  |  | MW
|  |  |  | Reactive Power |  |  | MVAr
|  |  |  | Capacitors In Service |  |  | MVAr
PF
| Zone Div: | Uncompensated |  | Reactive Power |  |  | MVAr
PF
| 0 | Compensated |  | Load (LV side) |  |  | Amps
|  |  |  | Apparent Power |  |  | MVA
|  |  |  | Real Power |  |  | MW
|  |  |  | Reactive Power |  |  | MVAr
|  |  |  | Capacitors In Service |  |  | MVAr
PF
| Zone Div: | Uncompensated |  | Reactive Power |  |  | MVAr
PF
| 0 | Compensated |  | Load (LV side) |  |  | Amps
|  |  |  | Apparent Power |  |  | MVA
|  |  |  | Real Power |  |  | MW
|  |  |  | Reactive Power |  |  | MVAr
|  |  |  | Capacitors In Service |  |  | MVAr
PF
| Zone Div: | Uncompensated |  | Reactive Power |  |  | MVAr
PF
| 0 | Compensated |  | Load (LV side) |  |  | Amps
|  |  |  | Apparent Power |  |  | MVA
|  |  |  | Real Power |  |  | MW
|  |  |  | Reactive Power |  |  | MVAr
|  |  |  | Capacitors In Service |  |  | MVAr
PF
| Zone Div: | Uncompensated |  | Reactive Power |  |  | MVAr
PF
| 0 | Compensated |  | Load (LV side) |  |  | Amps
|  |  |  | Apparent Power |  |  | MVA
|  |  |  | Real Power |  |  | MW
|  |  |  | Reactive Power |  |  | MVAr
|  |  |  | Capacitors In Service |  |  | MVAr
PF
| Zone Div: | Uncompensated |  | Reactive Power |  |  | MVAr
PF
| 0 | Compensated |  | Load (LV side) |  |  | Amps
|  |  |  | Apparent Power |  |  | MVA
|  |  |  | Real Power |  |  | MW
|  |  |  | Reactive Power |  |  | MVAr
|  |  |  | Capacitors In Service |  |  | MVAr
PF
| Zone Div: | Uncompensated |  | Reactive Power |  |  | MVAr
PF
| 0 | Compensated |  | Load (LV side) |  |  | Amps
|  |  |  | Apparent Power |  |  | MVA
|  |  |  | Real Power |  |  | MW
|  |  |  | Reactive Power |  |  | MVAr
|  |  |  | Capacitors In Service |  |  | MVAr
PF
| Zone Div: | Uncompensated |  | Reactive Power |  |  | MVAr
PF
| 0 | Compensated |  | Load (LV side) |  |  | Amps
|  |  |  | Apparent Power |  |  | MVA
|  |  |  | Real Power |  |  | MW
|  |  |  | Reactive Power |  |  | MVAr
|  |  |  | Capacitors In Service |  |  | MVAr
PF
| Zone Div: | Uncompensated |  | Reactive Power |  |  | MVAr
PF

## Customer72
| Customer72 | [16 empty] | 2015 | SUMMER
| Substation Total Loads | [33 empty] | Spots & Transfers Detail
| Historical Loads | MVA | [7 empty] | Weather Corrected Forecast Loads |  |  |  | MVA | [20 empty] | Spots & Transfers Summary | MVA |  | Historical Spots & Transfers | [6 empty] | Forecast Spots & Transfers
|  | 07/08 | 08/09 | 09/10 | 10/11 | 11/12 | 12/13 | 13/14 |  | 14/15 | 15/16 | 16/17 | 17/18 | 18/19 | 19/20 | 20/21 | 21/22 | 22/23 | 23/24 | 24/25 | 25/26 | 26/27 | 27/28 | 28/29 | 29/30 | 30/31 | 31/32 | 32/33 | 33/34 | 34/35 | 35/36 | 36/37 | 37/38 | 38/39 |  |  |  | 07/08 | 08/09 | 09/10 | 10/11 | 11/12 | 12/13 | 13/14 | 14/15 | 15/16 | 16/17 | 17/18 | 18/19 | 19/20 | 20/21 | 21/22 | 22/23 | 23/24 | 24/25 | 25/26 | 26/27 | 27/28 | 28/29 | 29/30 | 30/31 | 31/32 | 32/33 | 33/34 | 34/35 | 35/36 | 36/37 | 37/38 | 38/39
| Total | [6 empty] | 21.4341 |  | 26.4341 | 31.4341 | 31.4341 | 31.4341 | 31.4341 | 31.4341 | 31.4341 | 31.4341 | 31.4341 | 31.4341 | 31.4341 | 31.4341 | 31.4341 | 31.4341 | 31.4341 | 31.4341 | 31.4341 | 31.4341 | 31.4341 | 31.4341 | 31.4341 | 31.4341 | 31.4341 | 31.4341 | 31.4341 |  |  | Total | Historical Spots & Transfers 13/14: 21; Forecast Spots & Transfers 14/15: 5; Forecast Spots & Transfers 15/16: 5
Firm Rating
| Total Capacity | [36 empty] | 0 | 0 | 0 | 0 | 0 | 0 | 0 | 0 | 0 | 0 | 0 | 0 | 0 | 0 | 0 | 0 | 0 | 0 | 0 | 0 | 0 | 0 | 0 | 0 | 0 | 0 | 0 | 0 | 0 | 0 | 0 | 0
|  | -7 | -6 | -5 | -4 | -3 | -2 | -1 |  | 0 | 1 | 2 | 3 | 4 | 5 | 6 | 7 | 8 | 9 | 10 | 11 | 12 | 13 | 14 | 15 | 16 | 17 | 18 | 19 | 20 | 21 | 22 | 23 | 24 |  |  |  | 0 | 0 | 0 | 0 | 0 | 0 | 0 | 0 | 0 | 0 | 0 | 0 | 0 | 0 | 0 | 0 | 0 | 0 | 0 | 0 | 0 | 0 | 0 | 0 | 0 | 0 | 0 | 0 | 0 | 0 | 0 | 0
| Transformer Loads | [36 empty] | 0 | 0 | 0 | 0 | 0 | 0 | 0 | 0 | 0 | 0 | 0 | 0 | 0 | 0 | 0 | 0 | 0 | 0 | 0 | 0 | 0 | 0 | 0 | 0 | 0 | 0 | 0 | 0 | 0 | 0 | 0 | 0
| Historical Loads | MVA | [7 empty] | Weather Corrected Forecast Loads |  |  |  | MVA | [23 empty] | 0 | 0 | 0 | 0 | 0 | 0 | 0 | 0 | 0 | 0 | 0 | 0 | 0 | 0 | 0 | 0 | 0 | 0 | 0 | 0 | 0 | 0 | 0 | 0 | 0 | 0 | 0 | 0 | 0 | 0 | 0 | 0
|  | 07/08 | 08/09 | 09/10 | 10/11 | 11/12 | 12/13 | 13/14 |  | 14/15 | 15/16 | 16/17 | 17/18 | 18/19 | 19/20 | 20/21 | 21/22 | 22/23 | 23/24 | 24/25 | 25/26 | 26/27 | 27/28 | 28/29 | 29/30 | 30/31 | 31/32 | 32/33 | 33/34 | 34/35 | 35/36 | 36/37 | 37/38 | 38/39 |  |  |  | 0 | 0 | 0 | 0 | 0 | 0 | 0 | 0 | 0 | 0 | 0 | 0 | 0 | 0 | 0 | 0 | 0 | 0 | 0 | 0 | 0 | 0 | 0 | 0 | 0 | 0 | 0 | 0 | 0 | 0 | 0 | 0
| 0 | [36 empty] | 0 | 0 | 0 | 0 | 0 | 0 | 0 | 0 | 0 | 0 | 0 | 0 | 0 | 0 | 0 | 0 | 0 | 0 | 0 | 0 | 0 | 0 | 0 | 0 | 0 | 0 | 0 | 0 | 0 | 0 | 0 | 0
| Diversity Factor: 0 | [36 empty] | 0 | 0 | 0 | 0 | 0 | 0 | 0 | 0 | 0 | 0 | 0 | 0 | 0 | 0 | 0 | 0 | 0 | 0 | 0 | 0 | 0 | 0 | 0 | 0 | 0 | 0 | 0 | 0 | 0 | 0 | 0 | 0
[38 empty] | 0 | 0 | 0 | 0 | 0 | 0 | 0 | 0 | 0 | 0 | 0 | 0 | 0 | 0 | 0 | 0 | 0 | 0 | 0 | 0 | 0 | 0 | 0 | 0 | 0 | 0 | 0 | 0 | 0 | 0 | 0 | 0
[38 empty] | 0 | 0 | 0 | 0 | 0 | 0 | 0 | 0 | 0 | 0 | 0 | 0 | 0 | 0 | 0 | 0 | 0 | 0 | 0 | 0 | 0 | 0 | 0 | 0 | 0 | 0 | 0 | 0 | 0 | 0 | 0 | 0
| 0 | [36 empty] | 0 | 0 | 0 | 0 | 0 | 0 | 0 | 0 | 0 | 0 | 0 | 0 | 0 | 0 | 0 | 0 | 0 | 0 | 0 | 0 | 0 | 0 | 0 | 0 | 0 | 0 | 0 | 0 | 0 | 0 | 0 | 0
Diversity Factor: 0
[38 empty] | Historical Spots & Transfers | [6 empty] | Forecast Spots & Transfers
[35 empty] | Project Name | From | To | 07/08 | 08/09 | 09/10 | 10/11 | 11/12 | 12/13 | 13/14 | 14/15 | 15/16 | 16/17 | 17/18 | 18/19 | 19/20 | 20/21 | 21/22 | 22/23 | 23/24 | 24/25 | 25/26 | 26/27 | 27/28 | 28/29 | 29/30 | 30/31 | 31/32 | 32/33 | 33/34 | 34/35 | 35/36 | 36/37 | 37/38 | 38/39
| 0 | [33 empty] | Major Customer Connection |  | Ravensworth North 66kV | Historical Spots & Transfers 13/14: 21; Forecast Spots & Transfers 14/15: 5; Forecast Spots & Transfers 15/16: 5
Diversity Factor: 0
0
Diversity Factor: 0
0
Diversity Factor: 0
0
Diversity Factor: 0
0
Diversity Factor: 0
0
Diversity Factor: 0
0
Diversity Factor: 0
0
Diversity Factor: 0
| Weather Correction and Public Holiday Factors | [8 empty] | Forecast ROG
ROG Justification
| Actual loads for season 13/14 have been weather corrected by the following: | [6 empty] | 0% |  | N/A | [59 empty] | N/A
1 | 2 | 3 | 4 | 5 | 6 | 7 | 8 | 9 | 10 | 14/15 | 15/16 | 16/17 | 17/18 | 18/19 | 19/20 | 20/21 | 21/22 | 22/23 | 23/24 | 24/25 | 25/26 | 26/27 | 27/28 | 28/29 | 29/30 | 30/31 | 31/32 | 32/33 | 33/34 | 34/35 | 35/36 | 36/37 | 37/38 | 38/39
1 | 1 | 1 | 1 | 1 | 1 | 1 | 1 | 1 | 1 | 0% | 0% | 0% | 0% | 0% | 0% | 0% | 0% | 0% | 0% | 0% | 0% | 0% | 0% | 0% | 0% | 0% | 0% | 0% | 0% | 0% | 0% | 0% | 0% | 0%
Substation Load Detail
[7 empty] | Units | 13/14 |  | 14/15 | 15/16 | 16/17 | 17/18 | 18/19 | 19/20 | 20/21 | 21/22 | 22/23 | 23/24 | 24/25 | 25/26 | 26/27 | 27/28 | 28/29 | 29/30 | 30/31 | 31/32 | 32/33 | 33/34 | 34/35 | 35/36 | 36/37 | 37/38 | 38/39
1 | Customer72 | Compensated |  | Load (LV side) |  |  | Amps | 188 |  | 231 | 275 | 275 | 275 | 275 | 275 | 275 | 275 | 275 | 275 | 275 | 275 | 275 | 275 | 275 | 275 | 275 | 275 | 275 | 275 | 275 | 275 | 275 | 275 | 275
|  |  |  | Apparent Power |  |  | MVA | 21.4341 |  | 26.4341 | 31.4341 | 31.4341 | 31.4341 | 31.4341 | 31.4341 | 31.4341 | 31.4341 | 31.4341 | 31.4341 | 31.4341 | 31.4341 | 31.4341 | 31.4341 | 31.4341 | 31.4341 | 31.4341 | 31.4341 | 31.4341 | 31.4341 | 31.4341 | 31.4341 | 31.4341 | 31.4341 | 31.4341
|  |  |  | Real Power |  |  | MW | 19.2907 |  | 23.7907 | 28.2907 | 28.2907 | 28.2907 | 28.2907 | 28.2907 | 28.2907 | 28.2907 | 28.2907 | 28.2907 | 28.2907 | 28.2907 | 28.2907 | 28.2907 | 28.2907 | 28.2907 | 28.2907 | 28.2907 | 28.2907 | 28.2907 | 28.2907 | 28.2907 | 28.2907 | 28.2907 | 28.2907
|  |  |  | Reactive Power |  |  | MVAr | 9.3429 |  | 11.5224 | 13.7018 | 13.7018 | 13.7018 | 13.7018 | 13.7018 | 13.7018 | 13.7018 | 13.7018 | 13.7018 | 13.7018 | 13.7018 | 13.7018 | 13.7018 | 13.7018 | 13.7018 | 13.7018 | 13.7018 | 13.7018 | 13.7018 | 13.7018 | 13.7018 | 13.7018 | 13.7018 | 13.7018
|  |  |  | Capacitors In Service |  |  | MVAr | 0 |  | 0 | 0 | 0 | 0 | 0 | 0 | 0 | 0 | 0 | 0 | 0 | 0 | 0 | 0 | 0 | 0 | 0 | 0 | 0 | 0 | 0 | 0 | 0 | 0 | 0
|  |  |  | PF |  |  |  | 0.9 |  | 0.9 | 0.9 | 0.9 | 0.9 | 0.9 | 0.9 | 0.9 | 0.9 | 0.9 | 0.9 | 0.9 | 0.9 | 0.9 | 0.9 | 0.9 | 0.9 | 0.9 | 0.9 | 0.9 | 0.9 | 0.9 | 0.9 | 0.9 | 0.9 | 0.9
0.85168 | Diversity Factor: 0.85 | Uncompensated |  | Reactive Power |  |  | MVAr | 9.3429 |  | 11.5224 | 13.7018 | 13.7018 | 13.7018 | 13.7018 | 13.7018 | 13.7018 | 13.7018 | 13.7018 | 13.7018 | 13.7018 | 13.7018 | 13.7018 | 13.7018 | 13.7018 | 13.7018 | 13.7018 | 13.7018 | 13.7018 | 13.7018 | 13.7018 | 13.7018 | 13.7018 | 13.7018 | 13.7018
|  |  |  | PF |  |  |  | 0.9 |  | 0.9 | 0.9 | 0.9 | 0.9 | 0.9 | 0.9 | 0.9 | 0.9 | 0.9 | 0.9 | 0.9 | 0.9 | 0.9 | 0.9 | 0.9 | 0.9 | 0.9 | 0.9 | 0.9 | 0.9 | 0.9 | 0.9 | 0.9 | 0.9 | 0.9
[10 empty] | 1 | 2 | 3 | 4 | 5 | 6 | 7 | 8 | 9 | 10 | 11 | 12 | 13 | 14 | 15 | 16 | 17 | 18 | 19 | 20 | 21 | 22 | 23 | 24 | 25
Transformer Load Detail
[7 empty] | Units | 13/14 |  | 14/15 | 15/16 | 16/17 | 17/18 | 18/19 | 19/20 | 20/21 | 21/22 | 22/23 | 23/24 | 24/25 | 25/26 | 26/27 | 27/28 | 28/29 | 29/30 | 30/31 | 31/32 | 32/33 | 33/34 | 34/35 | 35/36 | 36/37 | 37/38 | 38/39
| 0 | Compensated |  | Load (LV side) |  |  | Amps
|  |  |  | Apparent Power |  |  | MVA
|  |  |  | Real Power |  |  | MW
|  |  |  | Reactive Power |  |  | MVAr
|  |  |  | Capacitors In Service |  |  | MVAr
PF
| Zone Div: | Uncompensated |  | Reactive Power |  |  | MVAr
PF
| 0 | Compensated |  | Load (LV side) |  |  | Amps
|  |  |  | Apparent Power |  |  | MVA
|  |  |  | Real Power |  |  | MW
|  |  |  | Reactive Power |  |  | MVAr
|  |  |  | Capacitors In Service |  |  | MVAr
PF
| Zone Div: | Uncompensated |  | Reactive Power |  |  | MVAr
PF
| 0 | Compensated |  | Load (LV side) |  |  | Amps
|  |  |  | Apparent Power |  |  | MVA
|  |  |  | Real Power |  |  | MW
|  |  |  | Reactive Power |  |  | MVAr
|  |  |  | Capacitors In Service |  |  | MVAr
PF
| Zone Div: | Uncompensated |  | Reactive Power |  |  | MVAr
PF
| 0 | Compensated |  | Load (LV side) |  |  | Amps
|  |  |  | Apparent Power |  |  | MVA
|  |  |  | Real Power |  |  | MW
|  |  |  | Reactive Power |  |  | MVAr
|  |  |  | Capacitors In Service |  |  | MVAr
PF
| Zone Div: | Uncompensated |  | Reactive Power |  |  | MVAr
PF
| 0 | Compensated |  | Load (LV side) |  |  | Amps
|  |  |  | Apparent Power |  |  | MVA
|  |  |  | Real Power |  |  | MW
|  |  |  | Reactive Power |  |  | MVAr
|  |  |  | Capacitors In Service |  |  | MVAr
PF
| Zone Div: | Uncompensated |  | Reactive Power |  |  | MVAr
PF
| 0 | Compensated |  | Load (LV side) |  |  | Amps
|  |  |  | Apparent Power |  |  | MVA
|  |  |  | Real Power |  |  | MW
|  |  |  | Reactive Power |  |  | MVAr
|  |  |  | Capacitors In Service |  |  | MVAr
PF
| Zone Div: | Uncompensated |  | Reactive Power |  |  | MVAr
PF
| 0 | Compensated |  | Load (LV side) |  |  | Amps
|  |  |  | Apparent Power |  |  | MVA
|  |  |  | Real Power |  |  | MW
|  |  |  | Reactive Power |  |  | MVAr
|  |  |  | Capacitors In Service |  |  | MVAr
PF
| Zone Div: | Uncompensated |  | Reactive Power |  |  | MVAr
PF
| 0 | Compensated |  | Load (LV side) |  |  | Amps
|  |  |  | Apparent Power |  |  | MVA
|  |  |  | Real Power |  |  | MW
|  |  |  | Reactive Power |  |  | MVAr
|  |  |  | Capacitors In Service |  |  | MVAr
PF
| Zone Div: | Uncompensated |  | Reactive Power |  |  | MVAr
PF
| 0 | Compensated |  | Load (LV side) |  |  | Amps
|  |  |  | Apparent Power |  |  | MVA
|  |  |  | Real Power |  |  | MW
|  |  |  | Reactive Power |  |  | MVAr
|  |  |  | Capacitors In Service |  |  | MVAr
PF
| Zone Div: | Uncompensated |  | Reactive Power |  |  | MVAr
PF
| 0 | Compensated |  | Load (LV side) |  |  | Amps
|  |  |  | Apparent Power |  |  | MVA
|  |  |  | Real Power |  |  | MW
|  |  |  | Reactive Power |  |  | MVAr
|  |  |  | Capacitors In Service |  |  | MVAr
PF
| Zone Div: | Uncompensated |  | Reactive Power |  |  | MVAr
PF

## Customer73
| Customer73 | [16 empty] | 2015 | SUMMER
| Substation Total Loads | [33 empty] | Spots & Transfers Detail
| Historical Loads | MVA | [7 empty] | Weather Corrected Forecast Loads |  |  |  | MVA | [20 empty] | Spots & Transfers Summary | MVA |  | Historical Spots & Transfers | [6 empty] | Forecast Spots & Transfers
|  | 07/08 | 08/09 | 09/10 | 10/11 | 11/12 | 12/13 | 13/14 |  | 14/15 | 15/16 | 16/17 | 17/18 | 18/19 | 19/20 | 20/21 | 21/22 | 22/23 | 23/24 | 24/25 | 25/26 | 26/27 | 27/28 | 28/29 | 29/30 | 30/31 | 31/32 | 32/33 | 33/34 | 34/35 | 35/36 | 36/37 | 37/38 | 38/39 |  |  |  | 07/08 | 08/09 | 09/10 | 10/11 | 11/12 | 12/13 | 13/14 | 14/15 | 15/16 | 16/17 | 17/18 | 18/19 | 19/20 | 20/21 | 21/22 | 22/23 | 23/24 | 24/25 | 25/26 | 26/27 | 27/28 | 28/29 | 29/30 | 30/31 | 31/32 | 32/33 | 33/34 | 34/35 | 35/36 | 36/37 | 37/38 | 38/39
| Total |  |  |  |  | 143.556 | 145.739 | 142.755 |  | 142.755 | 142.755 | 142.755 | 142.755 | 142.755 | 142.755 | 142.755 | 142.755 | 142.755 | 142.755 | 142.755 | 142.755 | 142.755 | 142.755 | 142.755 | 142.755 | 142.755 | 142.755 | 142.755 | 142.755 | 142.755 | 142.755 | 142.755 | 142.755 | 142.755 |  |  | Total
Firm Rating
| Total Capacity | [36 empty] | 0 | 0 | 0 | 0 | 0 | 0 | 0 | 0 | 0 | 0 | 0 | 0 | 0 | 0 | 0 | 0 | 0 | 0 | 0 | 0 | 0 | 0 | 0 | 0 | 0 | 0 | 0 | 0 | 0 | 0 | 0 | 0
|  | -7 | -6 | -5 | -4 | -3 | -2 | -1 |  | 0 | 1 | 2 | 3 | 4 | 5 | 6 | 7 | 8 | 9 | 10 | 11 | 12 | 13 | 14 | 15 | 16 | 17 | 18 | 19 | 20 | 21 | 22 | 23 | 24 |  |  |  | 0 | 0 | 0 | 0 | 0 | 0 | 0 | 0 | 0 | 0 | 0 | 0 | 0 | 0 | 0 | 0 | 0 | 0 | 0 | 0 | 0 | 0 | 0 | 0 | 0 | 0 | 0 | 0 | 0 | 0 | 0 | 0
| Transformer Loads | [36 empty] | 0 | 0 | 0 | 0 | 0 | 0 | 0 | 0 | 0 | 0 | 0 | 0 | 0 | 0 | 0 | 0 | 0 | 0 | 0 | 0 | 0 | 0 | 0 | 0 | 0 | 0 | 0 | 0 | 0 | 0 | 0 | 0
| Historical Loads | MVA | [7 empty] | Weather Corrected Forecast Loads |  |  |  | MVA | [23 empty] | 0 | 0 | 0 | 0 | 0 | 0 | 0 | 0 | 0 | 0 | 0 | 0 | 0 | 0 | 0 | 0 | 0 | 0 | 0 | 0 | 0 | 0 | 0 | 0 | 0 | 0 | 0 | 0 | 0 | 0 | 0 | 0
|  | 07/08 | 08/09 | 09/10 | 10/11 | 11/12 | 12/13 | 13/14 |  | 14/15 | 15/16 | 16/17 | 17/18 | 18/19 | 19/20 | 20/21 | 21/22 | 22/23 | 23/24 | 24/25 | 25/26 | 26/27 | 27/28 | 28/29 | 29/30 | 30/31 | 31/32 | 32/33 | 33/34 | 34/35 | 35/36 | 36/37 | 37/38 | 38/39 |  |  |  | 0 | 0 | 0 | 0 | 0 | 0 | 0 | 0 | 0 | 0 | 0 | 0 | 0 | 0 | 0 | 0 | 0 | 0 | 0 | 0 | 0 | 0 | 0 | 0 | 0 | 0 | 0 | 0 | 0 | 0 | 0 | 0
| 0 | [36 empty] | 0 | 0 | 0 | 0 | 0 | 0 | 0 | 0 | 0 | 0 | 0 | 0 | 0 | 0 | 0 | 0 | 0 | 0 | 0 | 0 | 0 | 0 | 0 | 0 | 0 | 0 | 0 | 0 | 0 | 0 | 0 | 0
| Diversity Factor: 0 | [36 empty] | 0 | 0 | 0 | 0 | 0 | 0 | 0 | 0 | 0 | 0 | 0 | 0 | 0 | 0 | 0 | 0 | 0 | 0 | 0 | 0 | 0 | 0 | 0 | 0 | 0 | 0 | 0 | 0 | 0 | 0 | 0 | 0
[38 empty] | 0 | 0 | 0 | 0 | 0 | 0 | 0 | 0 | 0 | 0 | 0 | 0 | 0 | 0 | 0 | 0 | 0 | 0 | 0 | 0 | 0 | 0 | 0 | 0 | 0 | 0 | 0 | 0 | 0 | 0 | 0 | 0
[38 empty] | 0 | 0 | 0 | 0 | 0 | 0 | 0 | 0 | 0 | 0 | 0 | 0 | 0 | 0 | 0 | 0 | 0 | 0 | 0 | 0 | 0 | 0 | 0 | 0 | 0 | 0 | 0 | 0 | 0 | 0 | 0 | 0
| 0 | [36 empty] | 0 | 0 | 0 | 0 | 0 | 0 | 0 | 0 | 0 | 0 | 0 | 0 | 0 | 0 | 0 | 0 | 0 | 0 | 0 | 0 | 0 | 0 | 0 | 0 | 0 | 0 | 0 | 0 | 0 | 0 | 0 | 0
Diversity Factor: 0
[38 empty] | Historical Spots & Transfers | [6 empty] | Forecast Spots & Transfers
[35 empty] | Project Name | From | To | 07/08 | 08/09 | 09/10 | 10/11 | 11/12 | 12/13 | 13/14 | 14/15 | 15/16 | 16/17 | 17/18 | 18/19 | 19/20 | 20/21 | 21/22 | 22/23 | 23/24 | 24/25 | 25/26 | 26/27 | 27/28 | 28/29 | 29/30 | 30/31 | 31/32 | 32/33 | 33/34 | 34/35 | 35/36 | 36/37 | 37/38 | 38/39
0
Diversity Factor: 0
0
Diversity Factor: 0
0
Diversity Factor: 0
0
Diversity Factor: 0
0
Diversity Factor: 0
0
Diversity Factor: 0
0
Diversity Factor: 0
0
Diversity Factor: 0
| Weather Correction and Public Holiday Factors | [8 empty] | Forecast ROG
ROG Justification
| Actual loads for season 13/14 have been weather corrected by the following: | [6 empty] | 0% |  | N/A | [59 empty] | N/A
1 | 2 | 3 | 4 | 5 | 6 | 7 | 8 | 9 | 10 | 14/15 | 15/16 | 16/17 | 17/18 | 18/19 | 19/20 | 20/21 | 21/22 | 22/23 | 23/24 | 24/25 | 25/26 | 26/27 | 27/28 | 28/29 | 29/30 | 30/31 | 31/32 | 32/33 | 33/34 | 34/35 | 35/36 | 36/37 | 37/38 | 38/39
1 | 1 | 1 | 1 | 1 | 1 | 1 | 1 | 1 | 1 | 0% | 0% | 0% | 0% | 0% | 0% | 0% | 0% | 0% | 0% | 0% | 0% | 0% | 0% | 0% | 0% | 0% | 0% | 0% | 0% | 0% | 0% | 0% | 0% | 0%
Substation Load Detail
[7 empty] | Units | 13/14 |  | 14/15 | 15/16 | 16/17 | 17/18 | 18/19 | 19/20 | 20/21 | 21/22 | 22/23 | 23/24 | 24/25 | 25/26 | 26/27 | 27/28 | 28/29 | 29/30 | 30/31 | 31/32 | 32/33 | 33/34 | 34/35 | 35/36 | 36/37 | 37/38 | 38/39
1 | Customer73 | Compensated |  | Load (LV side) |  |  | Amps | 624 |  | 624 | 624 | 624 | 624 | 624 | 624 | 624 | 624 | 624 | 624 | 624 | 624 | 624 | 624 | 624 | 624 | 624 | 624 | 624 | 624 | 624 | 624 | 624 | 624 | 624
|  |  |  | Apparent Power |  |  | MVA | 142.755 |  | 142.755 | 142.755 | 142.755 | 142.755 | 142.755 | 142.755 | 142.755 | 142.755 | 142.755 | 142.755 | 142.755 | 142.755 | 142.755 | 142.755 | 142.755 | 142.755 | 142.755 | 142.755 | 142.755 | 142.755 | 142.755 | 142.755 | 142.755 | 142.755 | 142.755
|  |  |  | Real Power |  |  | MW | 142.755 |  | 142.755 | 142.755 | 142.755 | 142.755 | 142.755 | 142.755 | 142.755 | 142.755 | 142.755 | 142.755 | 142.755 | 142.755 | 142.755 | 142.755 | 142.755 | 142.755 | 142.755 | 142.755 | 142.755 | 142.755 | 142.755 | 142.755 | 142.755 | 142.755 | 142.755
|  |  |  | Reactive Power |  |  | MVAr | 0 |  | 0 | 0 | 0 | 0 | 0 | 0 | 0 | 0 | 0 | 0 | 0 | 0 | 0 | 0 | 0 | 0 | 0 | 0 | 0 | 0 | 0 | 0 | 0 | 0 | 0
|  |  |  | Capacitors In Service |  |  | MVAr | 0 |  | 0 | 0 | 0 | 0 | 0 | 0 | 0 | 0 | 0 | 0 | 0 | 0 | 0 | 0 | 0 | 0 | 0 | 0 | 0 | 0 | 0 | 0 | 0 | 0 | 0
|  |  |  | PF |  |  |  | 1 | bar: 14/15 to 38/39
0.73893 | Diversity Factor: 0.74 | Uncompensated |  | Reactive Power |  |  | MVAr | 0 |  | 0 | 0 | 0 | 0 | 0 | 0 | 0 | 0 | 0 | 0 | 0 | 0 | 0 | 0 | 0 | 0 | 0 | 0 | 0 | 0 | 0 | 0 | 0 | 0 | 0
|  |  |  | PF |  |  |  | 1 | bar: 14/15 to 38/39
[10 empty] | 1 | 2 | 3 | 4 | 5 | 6 | 7 | 8 | 9 | 10 | 11 | 12 | 13 | 14 | 15 | 16 | 17 | 18 | 19 | 20 | 21 | 22 | 23 | 24 | 25
Transformer Load Detail
[7 empty] | Units | 13/14 |  | 14/15 | 15/16 | 16/17 | 17/18 | 18/19 | 19/20 | 20/21 | 21/22 | 22/23 | 23/24 | 24/25 | 25/26 | 26/27 | 27/28 | 28/29 | 29/30 | 30/31 | 31/32 | 32/33 | 33/34 | 34/35 | 35/36 | 36/37 | 37/38 | 38/39
| 0 | Compensated |  | Load (LV side) |  |  | Amps
|  |  |  | Apparent Power |  |  | MVA
|  |  |  | Real Power |  |  | MW
|  |  |  | Reactive Power |  |  | MVAr
|  |  |  | Capacitors In Service |  |  | MVAr
PF
| Zone Div: | Uncompensated |  | Reactive Power |  |  | MVAr
PF
| 0 | Compensated |  | Load (LV side) |  |  | Amps
|  |  |  | Apparent Power |  |  | MVA
|  |  |  | Real Power |  |  | MW
|  |  |  | Reactive Power |  |  | MVAr
|  |  |  | Capacitors In Service |  |  | MVAr
PF
| Zone Div: | Uncompensated |  | Reactive Power |  |  | MVAr
PF
| 0 | Compensated |  | Load (LV side) |  |  | Amps
|  |  |  | Apparent Power |  |  | MVA
|  |  |  | Real Power |  |  | MW
|  |  |  | Reactive Power |  |  | MVAr
|  |  |  | Capacitors In Service |  |  | MVAr
PF
| Zone Div: | Uncompensated |  | Reactive Power |  |  | MVAr
PF
| 0 | Compensated |  | Load (LV side) |  |  | Amps
|  |  |  | Apparent Power |  |  | MVA
|  |  |  | Real Power |  |  | MW
|  |  |  | Reactive Power |  |  | MVAr
|  |  |  | Capacitors In Service |  |  | MVAr
PF
| Zone Div: | Uncompensated |  | Reactive Power |  |  | MVAr
PF
| 0 | Compensated |  | Load (LV side) |  |  | Amps
|  |  |  | Apparent Power |  |  | MVA
|  |  |  | Real Power |  |  | MW
|  |  |  | Reactive Power |  |  | MVAr
|  |  |  | Capacitors In Service |  |  | MVAr
PF
| Zone Div: | Uncompensated |  | Reactive Power |  |  | MVAr
PF
| 0 | Compensated |  | Load (LV side) |  |  | Amps
|  |  |  | Apparent Power |  |  | MVA
|  |  |  | Real Power |  |  | MW
|  |  |  | Reactive Power |  |  | MVAr
|  |  |  | Capacitors In Service |  |  | MVAr
PF
| Zone Div: | Uncompensated |  | Reactive Power |  |  | MVAr
PF
| 0 | Compensated |  | Load (LV side) |  |  | Amps
|  |  |  | Apparent Power |  |  | MVA
|  |  |  | Real Power |  |  | MW
|  |  |  | Reactive Power |  |  | MVAr
|  |  |  | Capacitors In Service |  |  | MVAr
PF
| Zone Div: | Uncompensated |  | Reactive Power |  |  | MVAr
PF
| 0 | Compensated |  | Load (LV side) |  |  | Amps
|  |  |  | Apparent Power |  |  | MVA
|  |  |  | Real Power |  |  | MW
|  |  |  | Reactive Power |  |  | MVAr
|  |  |  | Capacitors In Service |  |  | MVAr
PF
| Zone Div: | Uncompensated |  | Reactive Power |  |  | MVAr
PF
| 0 | Compensated |  | Load (LV side) |  |  | Amps
|  |  |  | Apparent Power |  |  | MVA
|  |  |  | Real Power |  |  | MW
|  |  |  | Reactive Power |  |  | MVAr
|  |  |  | Capacitors In Service |  |  | MVAr
PF
| Zone Div: | Uncompensated |  | Reactive Power |  |  | MVAr
PF
| 0 | Compensated |  | Load (LV side) |  |  | Amps
|  |  |  | Apparent Power |  |  | MVA
|  |  |  | Real Power |  |  | MW
|  |  |  | Reactive Power |  |  | MVAr
|  |  |  | Capacitors In Service |  |  | MVAr
PF
| Zone Div: | Uncompensated |  | Reactive Power |  |  | MVAr
PF

## Customer74
| Customer74 | [16 empty] | 2015 | SUMMER
| Substation Total Loads | [33 empty] | Spots & Transfers Detail
| Historical Loads | MVA | [7 empty] | Weather Corrected Forecast Loads |  |  |  | MVA | [20 empty] | Spots & Transfers Summary | MVA |  | Historical Spots & Transfers | [6 empty] | Forecast Spots & Transfers
|  | 07/08 | 08/09 | 09/10 | 10/11 | 11/12 | 12/13 | 13/14 |  | 14/15 | 15/16 | 16/17 | 17/18 | 18/19 | 19/20 | 20/21 | 21/22 | 22/23 | 23/24 | 24/25 | 25/26 | 26/27 | 27/28 | 28/29 | 29/30 | 30/31 | 31/32 | 32/33 | 33/34 | 34/35 | 35/36 | 36/37 | 37/38 | 38/39 |  |  |  | 07/08 | 08/09 | 09/10 | 10/11 | 11/12 | 12/13 | 13/14 | 14/15 | 15/16 | 16/17 | 17/18 | 18/19 | 19/20 | 20/21 | 21/22 | 22/23 | 23/24 | 24/25 | 25/26 | 26/27 | 27/28 | 28/29 | 29/30 | 30/31 | 31/32 | 32/33 | 33/34 | 34/35 | 35/36 | 36/37 | 37/38 | 38/39
| Total |  |  |  | 3.33 | 3.227 | 3.462 | 3.124 |  | 3.124 | 3.124 | 3.124 | 3.124 | 3.124 | 3.124 | 3.124 | 3.124 | 3.124 | 3.124 | 3.124 | 3.124 | 3.124 | 3.124 | 3.124 | 3.124 | 3.124 | 3.124 | 3.124 | 3.124 | 3.124 | 3.124 | 3.124 | 3.124 | 3.124 |  |  | Total
Firm Rating
| Total Capacity | [36 empty] | 0 | 0 | 0 | 0 | 0 | 0 | 0 | 0 | 0 | 0 | 0 | 0 | 0 | 0 | 0 | 0 | 0 | 0 | 0 | 0 | 0 | 0 | 0 | 0 | 0 | 0 | 0 | 0 | 0 | 0 | 0 | 0
|  | -7 | -6 | -5 | -4 | -3 | -2 | -1 |  | 0 | 1 | 2 | 3 | 4 | 5 | 6 | 7 | 8 | 9 | 10 | 11 | 12 | 13 | 14 | 15 | 16 | 17 | 18 | 19 | 20 | 21 | 22 | 23 | 24 |  |  |  | 0 | 0 | 0 | 0 | 0 | 0 | 0 | 0 | 0 | 0 | 0 | 0 | 0 | 0 | 0 | 0 | 0 | 0 | 0 | 0 | 0 | 0 | 0 | 0 | 0 | 0 | 0 | 0 | 0 | 0 | 0 | 0
| Transformer Loads | [36 empty] | 0 | 0 | 0 | 0 | 0 | 0 | 0 | 0 | 0 | 0 | 0 | 0 | 0 | 0 | 0 | 0 | 0 | 0 | 0 | 0 | 0 | 0 | 0 | 0 | 0 | 0 | 0 | 0 | 0 | 0 | 0 | 0
| Historical Loads | MVA | [7 empty] | Weather Corrected Forecast Loads |  |  |  | MVA | [23 empty] | 0 | 0 | 0 | 0 | 0 | 0 | 0 | 0 | 0 | 0 | 0 | 0 | 0 | 0 | 0 | 0 | 0 | 0 | 0 | 0 | 0 | 0 | 0 | 0 | 0 | 0 | 0 | 0 | 0 | 0 | 0 | 0
|  | 07/08 | 08/09 | 09/10 | 10/11 | 11/12 | 12/13 | 13/14 |  | 14/15 | 15/16 | 16/17 | 17/18 | 18/19 | 19/20 | 20/21 | 21/22 | 22/23 | 23/24 | 24/25 | 25/26 | 26/27 | 27/28 | 28/29 | 29/30 | 30/31 | 31/32 | 32/33 | 33/34 | 34/35 | 35/36 | 36/37 | 37/38 | 38/39 |  |  |  | 0 | 0 | 0 | 0 | 0 | 0 | 0 | 0 | 0 | 0 | 0 | 0 | 0 | 0 | 0 | 0 | 0 | 0 | 0 | 0 | 0 | 0 | 0 | 0 | 0 | 0 | 0 | 0 | 0 | 0 | 0 | 0
| 0 | [36 empty] | 0 | 0 | 0 | 0 | 0 | 0 | 0 | 0 | 0 | 0 | 0 | 0 | 0 | 0 | 0 | 0 | 0 | 0 | 0 | 0 | 0 | 0 | 0 | 0 | 0 | 0 | 0 | 0 | 0 | 0 | 0 | 0
| Diversity Factor: 0 | [36 empty] | 0 | 0 | 0 | 0 | 0 | 0 | 0 | 0 | 0 | 0 | 0 | 0 | 0 | 0 | 0 | 0 | 0 | 0 | 0 | 0 | 0 | 0 | 0 | 0 | 0 | 0 | 0 | 0 | 0 | 0 | 0 | 0
[38 empty] | 0 | 0 | 0 | 0 | 0 | 0 | 0 | 0 | 0 | 0 | 0 | 0 | 0 | 0 | 0 | 0 | 0 | 0 | 0 | 0 | 0 | 0 | 0 | 0 | 0 | 0 | 0 | 0 | 0 | 0 | 0 | 0
[38 empty] | 0 | 0 | 0 | 0 | 0 | 0 | 0 | 0 | 0 | 0 | 0 | 0 | 0 | 0 | 0 | 0 | 0 | 0 | 0 | 0 | 0 | 0 | 0 | 0 | 0 | 0 | 0 | 0 | 0 | 0 | 0 | 0
| 0 | [36 empty] | 0 | 0 | 0 | 0 | 0 | 0 | 0 | 0 | 0 | 0 | 0 | 0 | 0 | 0 | 0 | 0 | 0 | 0 | 0 | 0 | 0 | 0 | 0 | 0 | 0 | 0 | 0 | 0 | 0 | 0 | 0 | 0
Diversity Factor: 0
[38 empty] | Historical Spots & Transfers | [6 empty] | Forecast Spots & Transfers
[35 empty] | Project Name | From | To | 07/08 | 08/09 | 09/10 | 10/11 | 11/12 | 12/13 | 13/14 | 14/15 | 15/16 | 16/17 | 17/18 | 18/19 | 19/20 | 20/21 | 21/22 | 22/23 | 23/24 | 24/25 | 25/26 | 26/27 | 27/28 | 28/29 | 29/30 | 30/31 | 31/32 | 32/33 | 33/34 | 34/35 | 35/36 | 36/37 | 37/38 | 38/39
0
Diversity Factor: 0
0
Diversity Factor: 0
0
Diversity Factor: 0
0
Diversity Factor: 0
0
Diversity Factor: 0
0
Diversity Factor: 0
0
Diversity Factor: 0
0
Diversity Factor: 0
| Weather Correction and Public Holiday Factors | [8 empty] | Forecast ROG
ROG Justification
| Actual loads for season 13/14 have been weather corrected by the following: | [6 empty] | 0% |  | N/A | [59 empty] | N/A
1 | 2 | 3 | 4 | 5 | 6 | 7 | 8 | 9 | 10 | 14/15 | 15/16 | 16/17 | 17/18 | 18/19 | 19/20 | 20/21 | 21/22 | 22/23 | 23/24 | 24/25 | 25/26 | 26/27 | 27/28 | 28/29 | 29/30 | 30/31 | 31/32 | 32/33 | 33/34 | 34/35 | 35/36 | 36/37 | 37/38 | 38/39
1 | 1 | 1 | 1 | 1 | 1 | 1 | 1 | 1 | 1 | 0% | 0% | 0% | 0% | 0% | 0% | 0% | 0% | 0% | 0% | 0% | 0% | 0% | 0% | 0% | 0% | 0% | 0% | 0% | 0% | 0% | 0% | 0% | 0% | 0%
Substation Load Detail
[7 empty] | Units | 13/14 |  | 14/15 | 15/16 | 16/17 | 17/18 | 18/19 | 19/20 | 20/21 | 21/22 | 22/23 | 23/24 | 24/25 | 25/26 | 26/27 | 27/28 | 28/29 | 29/30 | 30/31 | 31/32 | 32/33 | 33/34 | 34/35 | 35/36 | 36/37 | 37/38 | 38/39
1 | Customer74 | Compensated |  | Load (LV side) |  |  | Amps | 27 |  | 27 | 27 | 27 | 27 | 27 | 27 | 27 | 27 | 27 | 27 | 27 | 27 | 27 | 27 | 27 | 27 | 27 | 27 | 27 | 27 | 27 | 27 | 27 | 27 | 27
|  |  |  | Apparent Power |  |  | MVA | 3.124 |  | 3.124 | 3.124 | 3.124 | 3.124 | 3.124 | 3.124 | 3.124 | 3.124 | 3.124 | 3.124 | 3.124 | 3.124 | 3.124 | 3.124 | 3.124 | 3.124 | 3.124 | 3.124 | 3.124 | 3.124 | 3.124 | 3.124 | 3.124 | 3.124 | 3.124
|  |  |  | Real Power |  |  | MW | 2.8116 |  | 2.8116 | 2.8116 | 2.8116 | 2.8116 | 2.8116 | 2.8116 | 2.8116 | 2.8116 | 2.8116 | 2.8116 | 2.8116 | 2.8116 | 2.8116 | 2.8116 | 2.8116 | 2.8116 | 2.8116 | 2.8116 | 2.8116 | 2.8116 | 2.8116 | 2.8116 | 2.8116 | 2.8116 | 2.8116
|  |  |  | Reactive Power |  |  | MVAr | 1.3617 |  | 1.3617 | 1.3617 | 1.3617 | 1.3617 | 1.3617 | 1.3617 | 1.3617 | 1.3617 | 1.3617 | 1.3617 | 1.3617 | 1.3617 | 1.3617 | 1.3617 | 1.3617 | 1.3617 | 1.3617 | 1.3617 | 1.3617 | 1.3617 | 1.3617 | 1.3617 | 1.3617 | 1.3617 | 1.3617
|  |  |  | Capacitors In Service |  |  | MVAr | 0 |  | 0 | 0 | 0 | 0 | 0 | 0 | 0 | 0 | 0 | 0 | 0 | 0 | 0 | 0 | 0 | 0 | 0 | 0 | 0 | 0 | 0 | 0 | 0 | 0 | 0
|  |  |  | PF |  |  |  | 0.9 |  | 0.9 | 0.9 | 0.9 | 0.9 | 0.9 | 0.9 | 0.9 | 0.9 | 0.9 | 0.9 | 0.9 | 0.9 | 0.9 | 0.9 | 0.9 | 0.9 | 0.9 | 0.9 | 0.9 | 0.9 | 0.9 | 0.9 | 0.9 | 0.9 | 0.9
0.73556 | Diversity Factor: 0.74 | Uncompensated |  | Reactive Power |  |  | MVAr | 1.3617 |  | 1.3617 | 1.3617 | 1.3617 | 1.3617 | 1.3617 | 1.3617 | 1.3617 | 1.3617 | 1.3617 | 1.3617 | 1.3617 | 1.3617 | 1.3617 | 1.3617 | 1.3617 | 1.3617 | 1.3617 | 1.3617 | 1.3617 | 1.3617 | 1.3617 | 1.3617 | 1.3617 | 1.3617 | 1.3617
|  |  |  | PF |  |  |  | 0.9 |  | 0.9 | 0.9 | 0.9 | 0.9 | 0.9 | 0.9 | 0.9 | 0.9 | 0.9 | 0.9 | 0.9 | 0.9 | 0.9 | 0.9 | 0.9 | 0.9 | 0.9 | 0.9 | 0.9 | 0.9 | 0.9 | 0.9 | 0.9 | 0.9 | 0.9
[10 empty] | 1 | 2 | 3 | 4 | 5 | 6 | 7 | 8 | 9 | 10 | 11 | 12 | 13 | 14 | 15 | 16 | 17 | 18 | 19 | 20 | 21 | 22 | 23 | 24 | 25
Transformer Load Detail
[7 empty] | Units | 13/14 |  | 14/15 | 15/16 | 16/17 | 17/18 | 18/19 | 19/20 | 20/21 | 21/22 | 22/23 | 23/24 | 24/25 | 25/26 | 26/27 | 27/28 | 28/29 | 29/30 | 30/31 | 31/32 | 32/33 | 33/34 | 34/35 | 35/36 | 36/37 | 37/38 | 38/39
| 0 | Compensated |  | Load (LV side) |  |  | Amps
|  |  |  | Apparent Power |  |  | MVA
|  |  |  | Real Power |  |  | MW
|  |  |  | Reactive Power |  |  | MVAr
|  |  |  | Capacitors In Service |  |  | MVAr
PF
| Zone Div: | Uncompensated |  | Reactive Power |  |  | MVAr
PF
| 0 | Compensated |  | Load (LV side) |  |  | Amps
|  |  |  | Apparent Power |  |  | MVA
|  |  |  | Real Power |  |  | MW
|  |  |  | Reactive Power |  |  | MVAr
|  |  |  | Capacitors In Service |  |  | MVAr
PF
| Zone Div: | Uncompensated |  | Reactive Power |  |  | MVAr
PF
| 0 | Compensated |  | Load (LV side) |  |  | Amps
|  |  |  | Apparent Power |  |  | MVA
|  |  |  | Real Power |  |  | MW
|  |  |  | Reactive Power |  |  | MVAr
|  |  |  | Capacitors In Service |  |  | MVAr
PF
| Zone Div: | Uncompensated |  | Reactive Power |  |  | MVAr
PF
| 0 | Compensated |  | Load (LV side) |  |  | Amps
|  |  |  | Apparent Power |  |  | MVA
|  |  |  | Real Power |  |  | MW
|  |  |  | Reactive Power |  |  | MVAr
|  |  |  | Capacitors In Service |  |  | MVAr
PF
| Zone Div: | Uncompensated |  | Reactive Power |  |  | MVAr
PF
| 0 | Compensated |  | Load (LV side) |  |  | Amps
|  |  |  | Apparent Power |  |  | MVA
|  |  |  | Real Power |  |  | MW
|  |  |  | Reactive Power |  |  | MVAr
|  |  |  | Capacitors In Service |  |  | MVAr
PF
| Zone Div: | Uncompensated |  | Reactive Power |  |  | MVAr
PF
| 0 | Compensated |  | Load (LV side) |  |  | Amps
|  |  |  | Apparent Power |  |  | MVA
|  |  |  | Real Power |  |  | MW
|  |  |  | Reactive Power |  |  | MVAr
|  |  |  | Capacitors In Service |  |  | MVAr
PF
| Zone Div: | Uncompensated |  | Reactive Power |  |  | MVAr
PF
| 0 | Compensated |  | Load (LV side) |  |  | Amps
|  |  |  | Apparent Power |  |  | MVA
|  |  |  | Real Power |  |  | MW
|  |  |  | Reactive Power |  |  | MVAr
|  |  |  | Capacitors In Service |  |  | MVAr
PF
| Zone Div: | Uncompensated |  | Reactive Power |  |  | MVAr
PF
| 0 | Compensated |  | Load (LV side) |  |  | Amps
|  |  |  | Apparent Power |  |  | MVA
|  |  |  | Real Power |  |  | MW
|  |  |  | Reactive Power |  |  | MVAr
|  |  |  | Capacitors In Service |  |  | MVAr
PF
| Zone Div: | Uncompensated |  | Reactive Power |  |  | MVAr
PF
| 0 | Compensated |  | Load (LV side) |  |  | Amps
|  |  |  | Apparent Power |  |  | MVA
|  |  |  | Real Power |  |  | MW
|  |  |  | Reactive Power |  |  | MVAr
|  |  |  | Capacitors In Service |  |  | MVAr
PF
| Zone Div: | Uncompensated |  | Reactive Power |  |  | MVAr
PF
| 0 | Compensated |  | Load (LV side) |  |  | Amps
|  |  |  | Apparent Power |  |  | MVA
|  |  |  | Real Power |  |  | MW
|  |  |  | Reactive Power |  |  | MVAr
|  |  |  | Capacitors In Service |  |  | MVAr
PF
| Zone Div: | Uncompensated |  | Reactive Power |  |  | MVAr
PF

## Singleton 66_11kV
| Singleton 66_11kV | [16 empty] | 2015 | SUMMER
| Substation Total Loads | [33 empty] | Spots & Transfers Detail
| Historical Loads | (11kV MVA) | [7 empty] | Weather Corrected Forecast Loads |  |  |  | (11kV MVA) | [20 empty] | Spots & Transfers Summary | (11kV MVA) |  | Historical Spots & Transfers | [6 empty] | Forecast Spots & Transfers
|  | 07/08 | 08/09 | 09/10 | 10/11 | 11/12 | 12/13 | 13/14 |  | 14/15 | 15/16 | 16/17 | 17/18 | 18/19 | 19/20 | 20/21 | 21/22 | 22/23 | 23/24 | 24/25 | 25/26 | 26/27 | 27/28 | 28/29 | 29/30 | 30/31 | 31/32 | 32/33 | 33/34 | 34/35 | 35/36 | 36/37 | 37/38 | 38/39 |  |  |  | 07/08 | 08/09 | 09/10 | 10/11 | 11/12 | 12/13 | 13/14 | 14/15 | 15/16 | 16/17 | 17/18 | 18/19 | 19/20 | 20/21 | 21/22 | 22/23 | 23/24 | 24/25 | 25/26 | 26/27 | 27/28 | 28/29 | 29/30 | 30/31 | 31/32 | 32/33 | 33/34 | 34/35 | 35/36 | 36/37 | 37/38 | 38/39
| Total | 20.125 | 23.705 | 23.2 | 21.691 | 16.311 | 20.296 | 19.944 |  | 21.2162 | 20.9397 | 20.8032 | 20.6897 | 20.6042 | 20.564 | 20.6479 | 20.7904 | 20.909 | 21.0492 | 21.1453 | 21.2912 | 21.4367 | 21.6172 | 21.8171 | 22.0123 | 22.1997 | 22.392 | 22.5891 | 22.7912 | 22.9984 | 23.2107 | 23.4281 | 23.6508 | 23.8787 |  |  | Total | 0 | 0 | 0.44583 | -2.0079 | -0.09251 | -0.61688 | 0.41607 | -0.10534 | -0.14951 | -0.052954 | -0.071907 | -0.085581 | -0.040164 | 0.083879 | 0.14249 | 0.11861 | 0.14018 | 0.096149 | 0.14592 | 0.14543 | 0.18059 | 0.19987 | 0.19514 | 0.18743 | 0.19226 | 0.19716 | 0.20213 | 0.20716 | 0.21226 | 0.21743 | 0.22267 | 0.22799
| Firm Rating | 0 | 0 | 22.9 | 22.9 | 22.9 | 22.86 | 22.86 |  | 22.86 | 22.86 | 22.86 | 22.86 | 22.86 | 22.86 | 22.86 | 22.86 | 22.86 | 22.86 | 22.86 | 22.86 | 22.86 | 22.86 | 22.86 | 22.86 | 22.86 | 22.86 | 22.86 | 22.86 | 22.86 | 22.86 | 22.86 | 22.86 | 22.86
| Total Capacity | 0 | 0 | 45.6667 | 45.6667 | 45.6667 | 45.73 | 45.73 |  | 45.73 | 45.73 | 45.73 | 45.73 | 45.73 | 45.73 | 45.73 | 45.73 | 45.73 | 45.73 | 45.73 | 45.73 | 45.73 | 45.73 | 45.73 | 45.73 | 45.73 | 45.73 | 45.73 | 45.73 | 45.73 | 45.73 | 45.73 | 45.73 | 45.73 |  |  | Singleton 66_11kV Tx1 | 0 | 0 | 0.22291 | -1.0039 | -0.046255 | -0.30844 | 0.20803 | -0.052672 | -0.074756 | -0.026477 | -0.035954 | -0.04279 | -0.020082 | 0.041939 | 0.071244 | 0.059304 | 0.070091 | 0.048075 | 0.072958 | 0.072716 | 0.090295 | 0.099937 | 0.097568 | 0.093716 | 0.096132 | 0.098581 | 0.10106 | 0.10358 | 0.10613 | 0.10872 | 0.11134 | 0.11399
|  | -7 | -6 | -5 | -4 | -3 | -2 | -1 |  | 0 | 1 | 2 | 3 | 4 | 5 | 6 | 7 | 8 | 9 | 10 | 11 | 12 | 13 | 14 | 15 | 16 | 17 | 18 | 19 | 20 | 21 | 22 | 23 | 24 |  |  | Singleton 66_11kV Tx2 | 0 | 0 | 0.22291 | -1.0039 | -0.046255 | -0.30844 | 0.20803 | -0.052672 | -0.074756 | -0.026477 | -0.035954 | -0.04279 | -0.020082 | 0.041939 | 0.071244 | 0.059304 | 0.070091 | 0.048075 | 0.072958 | 0.072716 | 0.090295 | 0.099937 | 0.097568 | 0.093716 | 0.096132 | 0.098581 | 0.10106 | 0.10358 | 0.10613 | 0.10872 | 0.11134 | 0.11399
| Transformer Loads | [36 empty] | 0 | 0 | 0 | 0 | 0 | 0 | 0 | 0 | 0 | 0 | 0 | 0 | 0 | 0 | 0 | 0 | 0 | 0 | 0 | 0 | 0 | 0 | 0 | 0 | 0 | 0 | 0 | 0 | 0 | 0 | 0 | 0
| Historical Loads | (11kV MVA) | [7 empty] | 0: Weather Corrected Forecast Loads; 4: (11kV MVA) |  |  |  | 0 | 0 | 0 | 0 | 0 | 0 | 0 | 0 | 0 | 0 | 0 | 0 | 0 | 0 | 0 | 0 | 0 | 0 | 0 | 0 | 0 | 0 | 0 | 0 | 0 | 0 | 0 | 0 | 0 | 0 | 0 | 0
|  | 07/08 | 08/09 | 09/10 | 10/11 | 11/12 | 12/13 | 13/14 |  | 14/15 | 15/16 | 16/17 | 17/18 | 18/19 | 19/20 | 20/21 | 21/22 | 22/23 | 23/24 | 24/25 | 25/26 | 26/27 | 27/28 | 28/29 | 29/30 | 30/31 | 31/32 | 32/33 | 33/34 | 34/35 | 35/36 | 36/37 | 37/38 | 38/39 |  |  |  | 0 | 0 | 0 | 0 | 0 | 0 | 0 | 0 | 0 | 0 | 0 | 0 | 0 | 0 | 0 | 0 | 0 | 0 | 0 | 0 | 0 | 0 | 0 | 0 | 0 | 0 | 0 | 0 | 0 | 0 | 0 | 0
| 0 | [36 empty] | 0 | 0 | 0 | 0 | 0 | 0 | 0 | 0 | 0 | 0 | 0 | 0 | 0 | 0 | 0 | 0 | 0 | 0 | 0 | 0 | 0 | 0 | 0 | 0 | 0 | 0 | 0 | 0 | 0 | 0 | 0 | 0
| Diversity Factor: 0 | [36 empty] | 0 | 0 | 0 | 0 | 0 | 0 | 0 | 0 | 0 | 0 | 0 | 0 | 0 | 0 | 0 | 0 | 0 | 0 | 0 | 0 | 0 | 0 | 0 | 0 | 0 | 0 | 0 | 0 | 0 | 0 | 0 | 0
[38 empty] | 0 | 0 | 0 | 0 | 0 | 0 | 0 | 0 | 0 | 0 | 0 | 0 | 0 | 0 | 0 | 0 | 0 | 0 | 0 | 0 | 0 | 0 | 0 | 0 | 0 | 0 | 0 | 0 | 0 | 0 | 0 | 0
[38 empty] | 0 | 0 | 0 | 0 | 0 | 0 | 0 | 0 | 0 | 0 | 0 | 0 | 0 | 0 | 0 | 0 | 0 | 0 | 0 | 0 | 0 | 0 | 0 | 0 | 0 | 0 | 0 | 0 | 0 | 0 | 0 | 0
| 0 | [36 empty] | 0 | 0 | 0 | 0 | 0 | 0 | 0 | 0 | 0 | 0 | 0 | 0 | 0 | 0 | 0 | 0 | 0 | 0 | 0 | 0 | 0 | 0 | 0 | 0 | 0 | 0 | 0 | 0 | 0 | 0 | 0 | 0
Diversity Factor: 0
[38 empty] | Historical Spots & Transfers | [6 empty] | Forecast Spots & Transfers
[35 empty] | Project Name | From | To | 07/08 | 08/09 | 09/10 | 10/11 | 11/12 | 12/13 | 13/14 | 14/15 | 15/16 | 16/17 | 17/18 | 18/19 | 19/20 | 20/21 | 21/22 | 22/23 | 23/24 | 24/25 | 25/26 | 26/27 | 27/28 | 28/29 | 29/30 | 30/31 | 31/32 | 32/33 | 33/34 | 34/35 | 35/36 | 36/37 | 37/38 | 38/39
| 0 | [33 empty] | Broad based demand management |  | Singleton 66_11kV Tx1 | 0 | 0 | 0 | 0 | 0 | 0 | 0 | -0.00090838 | -0.037977 | -0.0027251 | -0.031603 | -0.032702 | 0 | 0 | 0 | 0 | 0 | 0 | 0 | 0 | 0 | 0 | 0 | 0 | 0 | 0 | 0 | 0 | 0 | 0 | 0 | 0
| Diversity Factor: 0 | [33 empty] | Broad based demand management |  | Singleton 66_11kV Tx2 | 0 | 0 | 0 | 0 | 0 | 0 | 0 | -0.00090838 | -0.037977 | -0.0027251 | -0.031603 | -0.032702 | 0 | 0 | 0 | 0 | 0 | 0 | 0 | 0 | 0 | 0 | 0 | 0 | 0 | 0 | 0 | 0 | 0 | 0 | 0 | 0
[35 empty] | DNP_ID: 2234. to Singleton North | Singleton 66_11kV Tx1 | Singleton North 66_11kV Tx1 | 0 | 0 | 0 | 0 | 0 | 0.30341 | 0 | 0 | 0 | 0 | 0 | 0 | 0 | 0 | 0 | 0 | 0 | 0 | 0 | 0 | 0 | 0 | 0 | 0 | 0 | 0 | 0 | 0 | 0 | 0 | 0 | 0
[35 empty] | DNP_ID: 2234. to Singleton North | Singleton 66_11kV Tx1 | Singleton North 66_11kV Tx2 | 0 | 0 | 0 | 0 | 0 | 0.19195 | 0 | 0 | 0 | 0 | 0 | 0 | 0 | 0 | 0 | 0 | 0 | 0 | 0 | 0 | 0 | 0 | 0 | 0 | 0 | 0 | 0 | 0 | 0 | 0 | 0 | 0
| 0 | [33 empty] | DNP_ID: 2234. to Singleton North | Singleton 66_11kV Tx2 | Singleton North 66_11kV Tx1 | 0 | 0 | 0 | 0 | 0 | 0.30341 | 0 | 0 | 0 | 0 | 0 | 0 | 0 | 0 | 0 | 0 | 0 | 0 | 0 | 0 | 0 | 0 | 0 | 0 | 0 | 0 | 0 | 0 | 0 | 0 | 0 | 0
| Diversity Factor: 0 | [33 empty] | DNP_ID: 2234. to Singleton North | Singleton 66_11kV Tx2 | Singleton North 66_11kV Tx2 | 0 | 0 | 0 | 0 | 0 | 0.19195 | 0 | 0 | 0 | 0 | 0 | 0 | 0 | 0 | 0 | 0 | 0 | 0 | 0 | 0 | 0 | 0 | 0 | 0 | 0 | 0 | 0 | 0 | 0 | 0 | 0 | 0
[35 empty] | DNP_ID: 6603. Aug Singleton North Fdr 33508 - Darlington Road | Singleton 66_11kV Tx1 | Singleton North 66_11kV Tx1 | 0 | 0 | 0 | 0.72936 | 0 | 0 | 0 | 0 | 0 | 0 | 0 | 0 | 0 | 0 | 0 | 0 | 0 | 0 | 0 | 0 | 0 | 0 | 0 | 0 | 0 | 0 | 0 | 0 | 0 | 0 | 0 | 0
[35 empty] | DNP_ID: 6603. Aug Singleton North Fdr 33508 - Darlington Road | Singleton 66_11kV Tx1 | Singleton North 66_11kV Tx2 | 0 | 0 | 0 | 0.46143 | 0 | 0 | 0 | 0 | 0 | 0 | 0 | 0 | 0 | 0 | 0 | 0 | 0 | 0 | 0 | 0 | 0 | 0 | 0 | 0 | 0 | 0 | 0 | 0 | 0 | 0 | 0 | 0
| 0 | [33 empty] | DNP_ID: 6603. Aug Singleton North Fdr 33508 - Darlington Road | Singleton 66_11kV Tx2 | Singleton North 66_11kV Tx1 | 0 | 0 | 0 | 0.72936 | 0 | 0 | 0 | 0 | 0 | 0 | 0 | 0 | 0 | 0 | 0 | 0 | 0 | 0 | 0 | 0 | 0 | 0 | 0 | 0 | 0 | 0 | 0 | 0 | 0 | 0 | 0 | 0
| Diversity Factor: 0 | [33 empty] | DNP_ID: 6603. Aug Singleton North Fdr 33508 - Darlington Road | Singleton 66_11kV Tx2 | Singleton North 66_11kV Tx2 | 0 | 0 | 0 | 0.46143 | 0 | 0 | 0 | 0 | 0 | 0 | 0 | 0 | 0 | 0 | 0 | 0 | 0 | 0 | 0 | 0 | 0 | 0 | 0 | 0 | 0 | 0 | 0 | 0 | 0 | 0 | 0 | 0
[35 empty] | HVCON_ID: 2000117. HP35/08 Quest Apartments 850kVA mid 2009 |  | Singleton 66_11kV Tx1 | 0 | 0 | 0.22291 | 0 | 0 | 0 | 0 | 0 | 0 | 0 | 0 | 0 | 0 | 0 | 0 | 0 | 0 | 0 | 0 | 0 | 0 | 0 | 0 | 0 | 0 | 0 | 0 | 0 | 0 | 0 | 0 | 0
[35 empty] | HVCON_ID: 2000117. HP35/08 Quest Apartments 850kVA mid 2009 |  | Singleton 66_11kV Tx2 | 0 | 0 | 0.22291 | 0 | 0 | 0 | 0 | 0 | 0 | 0 | 0 | 0 | 0 | 0 | 0 | 0 | 0 | 0 | 0 | 0 | 0 | 0 | 0 | 0 | 0 | 0 | 0 | 0 | 0 | 0 | 0 | 0
| 0 | [33 empty] | HVCON_ID: 2000118. HP253/09 - Singleton, Maitland Rd - Christian Family Centre |  | Singleton 66_11kV Tx1 | 0 | 0 | 0 | 0.22291 | 0 | 0 | 0 | 0 | 0 | 0 | 0 | 0 | 0 | 0 | 0 | 0 | 0 | 0 | 0 | 0 | 0 | 0 | 0 | 0 | 0 | 0 | 0 | 0 | 0 | 0 | 0 | 0
| Diversity Factor: 0 | [33 empty] | HVCON_ID: 2000118. HP253/09 - Singleton, Maitland Rd - Christian Family Centre |  | Singleton 66_11kV Tx2 | 0 | 0 | 0 | 0.22291 | 0 | 0 | 0 | 0 | 0 | 0 | 0 | 0 | 0 | 0 | 0 | 0 | 0 | 0 | 0 | 0 | 0 | 0 | 0 | 0 | 0 | 0 | 0 | 0 | 0 | 0 | 0 | 0
[35 empty] | HVCON_ID: 2000119. HP337/07 - Gowrie Street Mall Redevelopment |  | Singleton 66_11kV Tx1 | 0 | 0 | 0 | 0 | 0 | 0.22291 | 0.22291 | 0 | 0 | 0 | 0 | 0 | 0 | 0 | 0 | 0 | 0 | 0 | 0 | 0 | 0 | 0 | 0 | 0 | 0 | 0 | 0 | 0 | 0 | 0 | 0 | 0
[35 empty] | HVCON_ID: 2000119. HP337/07 - Gowrie Street Mall Redevelopment |  | Singleton 66_11kV Tx2 | 0 | 0 | 0 | 0 | 0 | 0.22291 | 0.22291 | 0 | 0 | 0 | 0 | 0 | 0 | 0 | 0 | 0 | 0 | 0 | 0 | 0 | 0 | 0 | 0 | 0 | 0 | 0 | 0 | 0 | 0 | 0 | 0 | 0
| 0 | [33 empty] | Econometric |  | Singleton 66_11kV Tx1 | 0 | 0 | 0 | 0 | 0 | 0 | 0 | 0 | 0 | 0.056889 | 0.10732 | 0.14817 | 0.14325 | 0.14938 | 0.14837 | 0.14726 | 0.14942 | 0.15162 | 0.15385 | 0.1561 | 0.15839 | 0.16071 | 0.16306 | 0.16544 | 0.16786 | 0.17031 | 0.17279 | 0.1753 | 0.17786 | 0.18044 | 0.18306 | 0.18572
| Diversity Factor: 0 | [33 empty] | Econometric |  | Singleton 66_11kV Tx2 | 0 | 0 | 0 | 0 | 0 | 0 | 0 | 0 | 0 | 0.056889 | 0.10732 | 0.14817 | 0.14325 | 0.14938 | 0.14837 | 0.14726 | 0.14942 | 0.15162 | 0.15385 | 0.1561 | 0.15839 | 0.16071 | 0.16306 | 0.16544 | 0.16786 | 0.17031 | 0.17279 | 0.1753 | 0.17786 | 0.18044 | 0.18306 | 0.18572
[35 empty] | Energy Efficiency |  | Singleton 66_11kV Tx1 | 0 | 0 | 0 | 0 | 0 | 0 | 0 | -0.031195 | -0.013708 | -0.054585 | -0.083077 | -0.12766 | -0.1311 | -0.073694 | -0.04449 | -0.054798 | -0.053964 | -0.073158 | -0.0505 | -0.052998 | -0.037707 | -0.030383 | -0.035103 | -0.041338 | -0.041338 | -0.041338 | -0.041338 | -0.041338 | -0.041338 | -0.041338 | -0.041338 | -0.041338
[35 empty] | Energy Efficiency |  | Singleton 66_11kV Tx2 | 0 | 0 | 0 | 0 | 0 | 0 | 0 | -0.031195 | -0.013708 | -0.054585 | -0.083077 | -0.12766 | -0.1311 | -0.073694 | -0.04449 | -0.054798 | -0.053964 | -0.073158 | -0.0505 | -0.052998 | -0.037707 | -0.030383 | -0.035103 | -0.041338 | -0.041338 | -0.041338 | -0.041338 | -0.041338 | -0.041338 | -0.041338 | -0.041338 | -0.041338
| 0 | [33 empty] | Solar PV |  | Singleton 66_11kV Tx1 | 0 | 0 | 0 | -0.036065 | -0.046255 | -0.03599 | -0.01488 | -0.020569 | -0.023071 | -0.026056 | -0.028591 | -0.030599 | -0.032236 | -0.03375 | -0.032637 | -0.033156 | -0.025369 | -0.030387 | -0.030387 | -0.030387 | -0.030387 | -0.030387 | -0.030387 | -0.030387 | -0.030387 | -0.030387 | -0.030387 | -0.030387 | -0.030387 | -0.030387 | -0.030387 | -0.030387
| Diversity Factor: 0 | [33 empty] | Solar PV |  | Singleton 66_11kV Tx2 | 0 | 0 | 0 | -0.036065 | -0.046255 | -0.03599 | -0.01488 | -0.020569 | -0.023071 | -0.026056 | -0.028591 | -0.030599 | -0.032236 | -0.03375 | -0.032637 | -0.033156 | -0.025369 | -0.030387 | -0.030387 | -0.030387 | -0.030387 | -0.030387 | -0.030387 | -0.030387 | -0.030387 | -0.030387 | -0.030387 | -0.030387 | -0.030387 | -0.030387 | -0.030387 | -0.030387
0
Diversity Factor: 0
0
Diversity Factor: 0
| Weather Correction and Public Holiday Factors | [8 empty] | Forecast ROG
ROG Justification
| Actual loads for season 13/14 have been weather corrected by the following: | [6 empty] | 18.26% |  | 7 year ROG ok | [59 empty] | 7 year ROG ok
1 | 2 | 3 | 4 | 5 | 6 | 7 | 8 | 9 | 10 | 14/15 | 15/16 | 16/17 | 17/18 | 18/19 | 19/20 | 20/21 | 21/22 | 22/23 | 23/24 | 24/25 | 25/26 | 26/27 | 27/28 | 28/29 | 29/30 | 30/31 | 31/32 | 32/33 | 33/34 | 34/35 | 35/36 | 36/37 | 37/38 | 38/39
0.99402 | 0.98808 | 0.98413 | 0.98217 | 0.98217 | 0.98217 | 0.98217 | 0.98217 | 0.98217 | 0.98217 | -0.598% | -0.598% | -0.399% | -0.199% | 0% | 0% | 0% | 0% | 0% | 0% | 0% | 0% | 0% | 0% | 0% | 0% | 0% | 0% | 0% | 0% | 0% | 0% | 0% | 0% | 0%
Substation Load Detail
[7 empty] | Units | 13/14 |  | 14/15 | 15/16 | 16/17 | 17/18 | 18/19 | 19/20 | 20/21 | 21/22 | 22/23 | 23/24 | 24/25 | 25/26 | 26/27 | 27/28 | 28/29 | 29/30 | 30/31 | 31/32 | 32/33 | 33/34 | 34/35 | 35/36 | 36/37 | 37/38 | 38/39
1 | Singleton 66_11kV | Compensated |  | Load (LV side) |  |  | Amps | 0 |  | 1113.563 | 1099.049 | 1091.883 | 1085.93 | 1081.438 | 1079.33 | 1083.732 | 1091.211 | 1097.436 | 1104.794 | 1109.84 | 1117.499 | 1125.132 | 1134.611 | 1145.101 | 1155.343 | 1165.181 | 1175.272 | 1185.621 | 1196.229 | 1207.102 | 1218.243 | 1229.655 | 1241.343 | 1253.309
|  |  |  | Apparent Power |  |  | MVA | 19.944 | 21.45 | 21.2162 | 20.9397 | 20.8032 | 20.6897 | 20.6042 | 20.564 | 20.6479 | 20.7904 | 20.909 | 21.0492 | 21.1453 | 21.2912 | 21.4367 | 21.6172 | 21.8171 | 22.0123 | 22.1997 | 22.392 | 22.5891 | 22.7912 | 22.9984 | 23.2107 | 23.4281 | 23.6508 | 23.8787
|  |  |  | Real Power |  |  | MW | 18.3485 | 19.734 | 19.5189 | 19.2645 | 19.1389 | 19.0346 | 18.9558 | 18.9189 | 18.996 | 19.1271 | 19.2362 | 19.3652 | 19.4537 | 19.5879 | 19.7217 | 19.8879 | 20.0718 | 20.2513 | 20.4237 | 20.6006 | 20.782 | 20.9679 | 21.1585 | 21.3538 | 21.5538 | 21.7587 | 21.9684
|  |  |  | Reactive Power |  |  | MVAr | 0 |  | 8.315 | 8.2067 | 8.1531 | 8.1087 | 8.0752 | 8.0594 | 8.0923 | 8.1481 | 8.1946 | 8.2496 | 8.2872 | 8.3444 | 8.4014 | 8.4722 | 8.5505 | 8.627 | 8.7005 | 8.7758 | 8.8531 | 8.9323 | 9.0135 | 9.0967 | 9.1819 | 9.2692 | 9.3585
|  |  |  | Capacitors In Service |  |  | MVAr | 0 |  | 0 | 0 | 0 | 0 | 0 | 0 | 0 | 0 | 0 | 0 | 0 | 0 | 0 | 0 | 0 | 0 | 0 | 0 | 0 | 0 | 0 | 0 | 0 | 0 | 0
|  |  |  | PF |  |  |  | 0.92 |  | 0.92 | 0.92 | 0.92 | 0.92 | 0.92 | 0.92 | 0.92 | 0.92 | 0.92 | 0.92 | 0.92 | 0.92 | 0.92 | 0.92 | 0.92 | 0.92 | 0.92 | 0.92 | 0.92 | 0.92 | 0.92 | 0.92 | 0.92 | 0.92 | 0.92
0.7939 | Diversity Factor: 0.79 | Uncompensated |  | Reactive Power |  |  | MVAr | 0 | 8.4066 | 8.315 | 8.2067 | 8.1531 | 8.1087 | 8.0752 | 8.0594 | 8.0923 | 8.1481 | 8.1946 | 8.2496 | 8.2872 | 8.3444 | 8.4014 | 8.4722 | 8.5505 | 8.627 | 8.7005 | 8.7758 | 8.8531 | 8.9323 | 9.0135 | 9.0967 | 9.1819 | 9.2692 | 9.3585
|  |  |  | PF |  |  |  | 0.92 |  | 0.92 | 0.92 | 0.92 | 0.92 | 0.92 | 0.92 | 0.92 | 0.92 | 0.92 | 0.92 | 0.92 | 0.92 | 0.92 | 0.92 | 0.92 | 0.92 | 0.92 | 0.92 | 0.92 | 0.92 | 0.92 | 0.92 | 0.92 | 0.92 | 0.92
[10 empty] | 1 | 2 | 3 | 4 | 5 | 6 | 7 | 8 | 9 | 10 | 11 | 12 | 13 | 14 | 15 | 16 | 17 | 18 | 19 | 20 | 21 | 22 | 23 | 24 | 25
Transformer Load Detail
[7 empty] | Units | 13/14 |  | 14/15 | 15/16 | 16/17 | 17/18 | 18/19 | 19/20 | 20/21 | 21/22 | 22/23 | 23/24 | 24/25 | 25/26 | 26/27 | 27/28 | 28/29 | 29/30 | 30/31 | 31/32 | 32/33 | 33/34 | 34/35 | 35/36 | 36/37 | 37/38 | 38/39
| 0 | Compensated |  | Load (LV side) |  |  | Amps
|  |  |  | Apparent Power |  |  | MVA
|  |  |  | Real Power |  |  | MW
|  |  |  | Reactive Power |  |  | MVAr
|  |  |  | Capacitors In Service |  |  | MVAr
PF
| Zone Div: | Uncompensated |  | Reactive Power |  |  | MVAr
PF
| 0 | Compensated |  | Load (LV side) |  |  | Amps
|  |  |  | Apparent Power |  |  | MVA
|  |  |  | Real Power |  |  | MW
|  |  |  | Reactive Power |  |  | MVAr
|  |  |  | Capacitors In Service |  |  | MVAr
PF
| Zone Div: | Uncompensated |  | Reactive Power |  |  | MVAr
PF
| 0 | Compensated |  | Load (LV side) |  |  | Amps
|  |  |  | Apparent Power |  |  | MVA
|  |  |  | Real Power |  |  | MW
|  |  |  | Reactive Power |  |  | MVAr
|  |  |  | Capacitors In Service |  |  | MVAr
PF
| Zone Div: | Uncompensated |  | Reactive Power |  |  | MVAr
PF
| 0 | Compensated |  | Load (LV side) |  |  | Amps
|  |  |  | Apparent Power |  |  | MVA
|  |  |  | Real Power |  |  | MW
|  |  |  | Reactive Power |  |  | MVAr
|  |  |  | Capacitors In Service |  |  | MVAr
PF
| Zone Div: | Uncompensated |  | Reactive Power |  |  | MVAr
PF
| 0 | Compensated |  | Load (LV side) |  |  | Amps
|  |  |  | Apparent Power |  |  | MVA
|  |  |  | Real Power |  |  | MW
|  |  |  | Reactive Power |  |  | MVAr
|  |  |  | Capacitors In Service |  |  | MVAr
PF
| Zone Div: | Uncompensated |  | Reactive Power |  |  | MVAr
PF
| 0 | Compensated |  | Load (LV side) |  |  | Amps
|  |  |  | Apparent Power |  |  | MVA
|  |  |  | Real Power |  |  | MW
|  |  |  | Reactive Power |  |  | MVAr
|  |  |  | Capacitors In Service |  |  | MVAr
PF
| Zone Div: | Uncompensated |  | Reactive Power |  |  | MVAr
PF
| 0 | Compensated |  | Load (LV side) |  |  | Amps
|  |  |  | Apparent Power |  |  | MVA
|  |  |  | Real Power |  |  | MW
|  |  |  | Reactive Power |  |  | MVAr
|  |  |  | Capacitors In Service |  |  | MVAr
PF
| Zone Div: | Uncompensated |  | Reactive Power |  |  | MVAr
PF
| 0 | Compensated |  | Load (LV side) |  |  | Amps
|  |  |  | Apparent Power |  |  | MVA
|  |  |  | Real Power |  |  | MW
|  |  |  | Reactive Power |  |  | MVAr
|  |  |  | Capacitors In Service |  |  | MVAr
PF
| Zone Div: | Uncompensated |  | Reactive Power |  |  | MVAr
PF
| 0 | Compensated |  | Load (LV side) |  |  | Amps
|  |  |  | Apparent Power |  |  | MVA
|  |  |  | Real Power |  |  | MW
|  |  |  | Reactive Power |  |  | MVAr
|  |  |  | Capacitors In Service |  |  | MVAr
PF
| Zone Div: | Uncompensated |  | Reactive Power |  |  | MVAr
PF
| 0 | Compensated |  | Load (LV side) |  |  | Amps
|  |  |  | Apparent Power |  |  | MVA
|  |  |  | Real Power |  |  | MW
|  |  |  | Reactive Power |  |  | MVAr
|  |  |  | Capacitors In Service |  |  | MVAr
PF
| Zone Div: | Uncompensated |  | Reactive Power |  |  | MVAr
PF

## Singleton North 66_11kV
| Singleton North 66_11kV | [16 empty] | 2015 | SUMMER
| Substation Total Loads | [33 empty] | Spots & Transfers Detail
| Historical Loads | (11kV MVA) | [7 empty] | Weather Corrected Forecast Loads |  |  |  | (11kV MVA) | [20 empty] | Spots & Transfers Summary | (11kV MVA) |  | Historical Spots & Transfers | [6 empty] | Forecast Spots & Transfers
|  | 07/08 | 08/09 | 09/10 | 10/11 | 11/12 | 12/13 | 13/14 |  | 14/15 | 15/16 | 16/17 | 17/18 | 18/19 | 19/20 | 20/21 | 21/22 | 22/23 | 23/24 | 24/25 | 25/26 | 26/27 | 27/28 | 28/29 | 29/30 | 30/31 | 31/32 | 32/33 | 33/34 | 34/35 | 35/36 | 36/37 | 37/38 | 38/39 |  |  |  | 07/08 | 08/09 | 09/10 | 10/11 | 11/12 | 12/13 | 13/14 | 14/15 | 15/16 | 16/17 | 17/18 | 18/19 | 19/20 | 20/21 | 21/22 | 22/23 | 23/24 | 24/25 | 25/26 | 26/27 | 27/28 | 28/29 | 29/30 | 30/31 | 31/32 | 32/33 | 33/34 | 34/35 | 35/36 | 36/37 | 37/38 | 38/39
| Total | 13.4 | 15.4 | 16.6 | 18.5 | 13.4 | 17.6 | 15.4 |  | 18.5144 | 18.2382 | 18.1476 | 18.1315 | 18.2031 | 18.2451 | 18.3667 | 18.5008 | 18.6202 | 18.749 | 18.8733 | 19.0254 | 19.1806 | 19.3485 | 19.5263 | 19.7041 | 19.8836 | 20.0678 | 20.2567 | 20.4504 | 20.6489 | 20.8523 | 21.0607 | 21.2741 | 21.4927 |  |  | Total | 0 | 0 | 0.17147 | 2.3751 | -0.0008 | 0.9901 | -0.01673 | -0.0075722 | -0.080363 | 0.038026 | 0.047827 | 0.071633 | 0.042014 | 0.12155 | 0.13413 | 0.11941 | 0.12873 | 0.12438 | 0.15208 | 0.15516 | 0.16795 | 0.17778 | 0.17777 | 0.17957 | 0.1842 | 0.18889 | 0.19366 | 0.1985 | 0.20341 | 0.20839 | 0.21344 | 0.21857
| Firm Rating | 0 | 0 | 38.1 | 38.1 | 38.1 | 38.11 | 38.11 |  | 38.11 | 38.11 | 38.11 | 38.11 | 38.11 | 38.11 | 38.11 | 38.11 | 38.11 | 38.11 | 38.11 | 38.11 | 38.11 | 38.11 | 38.11 | 38.11 | 38.11 | 38.11 | 38.11 | 38.11 | 38.11 | 38.11 | 38.11 | 38.11 | 38.11
| Total Capacity | 0 | 0 | 76.21 | 76.21 | 76.21 | 76.21 | 76.21 |  | 76.21 | 76.21 | 76.21 | 76.21 | 76.21 | 76.21 | 76.21 | 76.21 | 76.21 | 76.21 | 76.21 | 76.21 | 76.21 | 76.21 | 76.21 | 76.21 | 76.21 | 76.21 | 76.21 | 76.21 | 76.21 | 76.21 | 76.21 | 76.21 | 76.21 |  |  | Singleton North 66_11kV Tx1 | 0 | 0 | 0.10503 | 1.4547 | -0.00049 | 0.60644 | -0.010247 | -1.9099 | -0.049223 | 0.023291 | 0.029294 | 0.043875 | 0.025733 | 0.07445 | 0.082156 | 0.073141 | 0.07885 | 0.076183 | 0.093152 | 0.095035 | 0.10287 | 0.10889 | 0.10888 | 0.10999 | 0.11282 | 0.1157 | 0.11862 | 0.12158 | 0.12459 | 0.12764 | 0.13073 | 0.13387
|  | -7 | -6 | -5 | -4 | -3 | -2 | -1 |  | 0 | 1 | 2 | 3 | 4 | 5 | 6 | 7 | 8 | 9 | 10 | 11 | 12 | 13 | 14 | 15 | 16 | 17 | 18 | 19 | 20 | 21 | 22 | 23 | 24 |  |  | Singleton North 66_11kV Tx2 | 0 | 0 | 0.066446 | 0.92034 | -0.00031 | 0.38366 | -0.0064829 | 1.9023 | -0.031141 | 0.014735 | 0.018533 | 0.027758 | 0.01628 | 0.047101 | 0.051976 | 0.046273 | 0.049885 | 0.048197 | 0.058933 | 0.060124 | 0.065081 | 0.068891 | 0.068885 | 0.069583 | 0.071376 | 0.073196 | 0.075043 | 0.076918 | 0.07882 | 0.08075 | 0.082709 | 0.084696
| Transformer Loads | [36 empty] | 0 | 0 | 0 | 0 | 0 | 0 | 0 | 0 | 0 | 0 | 0 | 0 | 0 | 0 | 0 | 0 | 0 | 0 | 0 | 0 | 0 | 0 | 0 | 0 | 0 | 0 | 0 | 0 | 0 | 0 | 0 | 0
| Historical Loads | (11kV MVA) | [7 empty] | 0: Weather Corrected Forecast Loads; 4: (11kV MVA) |  |  |  | 0 | 0 | 0 | 0 | 0 | 0 | 0 | 0 | 0 | 0 | 0 | 0 | 0 | 0 | 0 | 0 | 0 | 0 | 0 | 0 | 0 | 0 | 0 | 0 | 0 | 0 | 0 | 0 | 0 | 0 | 0 | 0
|  | 07/08 | 08/09 | 09/10 | 10/11 | 11/12 | 12/13 | 13/14 |  | 14/15 | 15/16 | 16/17 | 17/18 | 18/19 | 19/20 | 20/21 | 21/22 | 22/23 | 23/24 | 24/25 | 25/26 | 26/27 | 27/28 | 28/29 | 29/30 | 30/31 | 31/32 | 32/33 | 33/34 | 34/35 | 35/36 | 36/37 | 37/38 | 38/39 |  |  |  | 0 | 0 | 0 | 0 | 0 | 0 | 0 | 0 | 0 | 0 | 0 | 0 | 0 | 0 | 0 | 0 | 0 | 0 | 0 | 0 | 0 | 0 | 0 | 0 | 0 | 0 | 0 | 0 | 0 | 0 | 0 | 0
| 0 | [36 empty] | 0 | 0 | 0 | 0 | 0 | 0 | 0 | 0 | 0 | 0 | 0 | 0 | 0 | 0 | 0 | 0 | 0 | 0 | 0 | 0 | 0 | 0 | 0 | 0 | 0 | 0 | 0 | 0 | 0 | 0 | 0 | 0
| Diversity Factor: 0 | [36 empty] | 0 | 0 | 0 | 0 | 0 | 0 | 0 | 0 | 0 | 0 | 0 | 0 | 0 | 0 | 0 | 0 | 0 | 0 | 0 | 0 | 0 | 0 | 0 | 0 | 0 | 0 | 0 | 0 | 0 | 0 | 0 | 0
[38 empty] | 0 | 0 | 0 | 0 | 0 | 0 | 0 | 0 | 0 | 0 | 0 | 0 | 0 | 0 | 0 | 0 | 0 | 0 | 0 | 0 | 0 | 0 | 0 | 0 | 0 | 0 | 0 | 0 | 0 | 0 | 0 | 0
[38 empty] | 0 | 0 | 0 | 0 | 0 | 0 | 0 | 0 | 0 | 0 | 0 | 0 | 0 | 0 | 0 | 0 | 0 | 0 | 0 | 0 | 0 | 0 | 0 | 0 | 0 | 0 | 0 | 0 | 0 | 0 | 0 | 0
| 0 | [36 empty] | 0 | 0 | 0 | 0 | 0 | 0 | 0 | 0 | 0 | 0 | 0 | 0 | 0 | 0 | 0 | 0 | 0 | 0 | 0 | 0 | 0 | 0 | 0 | 0 | 0 | 0 | 0 | 0 | 0 | 0 | 0 | 0
Diversity Factor: 0
[38 empty] | Historical Spots & Transfers | [6 empty] | Forecast Spots & Transfers
[35 empty] | Project Name | From | To | 07/08 | 08/09 | 09/10 | 10/11 | 11/12 | 12/13 | 13/14 | 14/15 | 15/16 | 16/17 | 17/18 | 18/19 | 19/20 | 20/21 | 21/22 | 22/23 | 23/24 | 24/25 | 25/26 | 26/27 | 27/28 | 28/29 | 29/30 | 30/31 | 31/32 | 32/33 | 33/34 | 34/35 | 35/36 | 36/37 | 37/38 | 38/39
| 0 | [33 empty] | Broad based demand management |  | Singleton North 66_11kV Tx1 | 0 | 0 | 0 | 0 | 0 | 0 | 0 | 0 | -0.044705 | 0 | -0.019002 | 0 | 0 | 0 | 0 | 0 | 0 | 0 | 0 | 0 | 0 | 0 | 0 | 0 | 0 | 0 | 0 | 0 | 0 | 0 | 0 | 0
| Diversity Factor: 0 | [33 empty] | Broad based demand management |  | Singleton North 66_11kV Tx2 | 0 | 0 | 0 | 0 | 0 | 0 | 0 | 0 | -0.028283 | 0 | -0.012022 | 0 | 0 | 0 | 0 | 0 | 0 | 0 | 0 | 0 | 0 | 0 | 0 | 0 | 0 | 0 | 0 | 0 | 0 | 0 | 0 | 0
[35 empty] | DNP_ID: 2234. to Singleton North | Singleton 66_11kV Tx1 | Singleton North 66_11kV Tx1 | 0 | 0 | 0 | 0 | 0 | 0.30341 | 0 | 0 | 0 | 0 | 0 | 0 | 0 | 0 | 0 | 0 | 0 | 0 | 0 | 0 | 0 | 0 | 0 | 0 | 0 | 0 | 0 | 0 | 0 | 0 | 0 | 0
[35 empty] | DNP_ID: 2234. to Singleton North | Singleton 66_11kV Tx1 | Singleton North 66_11kV Tx2 | 0 | 0 | 0 | 0 | 0 | 0.19195 | 0 | 0 | 0 | 0 | 0 | 0 | 0 | 0 | 0 | 0 | 0 | 0 | 0 | 0 | 0 | 0 | 0 | 0 | 0 | 0 | 0 | 0 | 0 | 0 | 0 | 0
| 0 | [33 empty] | DNP_ID: 2234. to Singleton North | Singleton 66_11kV Tx2 | Singleton North 66_11kV Tx1 | 0 | 0 | 0 | 0 | 0 | 0.30341 | 0 | 0 | 0 | 0 | 0 | 0 | 0 | 0 | 0 | 0 | 0 | 0 | 0 | 0 | 0 | 0 | 0 | 0 | 0 | 0 | 0 | 0 | 0 | 0 | 0 | 0
| Diversity Factor: 0 | [33 empty] | DNP_ID: 2234. to Singleton North | Singleton 66_11kV Tx2 | Singleton North 66_11kV Tx2 | 0 | 0 | 0 | 0 | 0 | 0.19195 | 0 | 0 | 0 | 0 | 0 | 0 | 0 | 0 | 0 | 0 | 0 | 0 | 0 | 0 | 0 | 0 | 0 | 0 | 0 | 0 | 0 | 0 | 0 | 0 | 0 | 0
[35 empty] | DNP_ID: 6603. Aug Singleton North Fdr 33508 - Darlington Road | Singleton 66_11kV Tx1 | Singleton North 66_11kV Tx1 | 0 | 0 | 0 | 0.72936 | 0 | 0 | 0 | 0 | 0 | 0 | 0 | 0 | 0 | 0 | 0 | 0 | 0 | 0 | 0 | 0 | 0 | 0 | 0 | 0 | 0 | 0 | 0 | 0 | 0 | 0 | 0 | 0
[35 empty] | DNP_ID: 6603. Aug Singleton North Fdr 33508 - Darlington Road | Singleton 66_11kV Tx1 | Singleton North 66_11kV Tx2 | 0 | 0 | 0 | 0.46143 | 0 | 0 | 0 | 0 | 0 | 0 | 0 | 0 | 0 | 0 | 0 | 0 | 0 | 0 | 0 | 0 | 0 | 0 | 0 | 0 | 0 | 0 | 0 | 0 | 0 | 0 | 0 | 0
| 0 | [33 empty] | DNP_ID: 6603. Aug Singleton North Fdr 33508 - Darlington Road | Singleton 66_11kV Tx2 | Singleton North 66_11kV Tx1 | 0 | 0 | 0 | 0.72936 | 0 | 0 | 0 | 0 | 0 | 0 | 0 | 0 | 0 | 0 | 0 | 0 | 0 | 0 | 0 | 0 | 0 | 0 | 0 | 0 | 0 | 0 | 0 | 0 | 0 | 0 | 0 | 0
| Diversity Factor: 0 | [33 empty] | DNP_ID: 6603. Aug Singleton North Fdr 33508 - Darlington Road | Singleton 66_11kV Tx2 | Singleton North 66_11kV Tx2 | 0 | 0 | 0 | 0.46143 | 0 | 0 | 0 | 0 | 0 | 0 | 0 | 0 | 0 | 0 | 0 | 0 | 0 | 0 | 0 | 0 | 0 | 0 | 0 | 0 | 0 | 0 | 0 | 0 | 0 | 0 | 0 | 0
[35 empty] | DNP_ID: 6810. Singleton North 11kV Fdrs 33501-33511 - New Interconnection (N-1) | Singleton North 66_11kV Tx1 | Singleton North 66_11kV Tx2 | 0 | 0 | 0 | 0 | 0 | 0 | 0 | 1.9053 | 0 | 0 | 0 | 0 | 0 | 0 | 0 | 0 | 0 | 0 | 0 | 0 | 0 | 0 | 0 | 0 | 0 | 0 | 0 | 0 | 0 | 0 | 0 | 0
[35 empty] | HVCON_ID: 2000120. HP278/07 Mines Rescue new kiosk 600kVA |  | Singleton North 66_11kV Tx1 | 0 | 0 | 0.10503 | 0 | 0 | 0 | 0 | 0 | 0 | 0 | 0 | 0 | 0 | 0 | 0 | 0 | 0 | 0 | 0 | 0 | 0 | 0 | 0 | 0 | 0 | 0 | 0 | 0 | 0 | 0 | 0 | 0
| 0 | [33 empty] | HVCON_ID: 2000120. HP278/07 Mines Rescue new kiosk 600kVA |  | Singleton North 66_11kV Tx2 | 0 | 0 | 0.066446 | 0 | 0 | 0 | 0 | 0 | 0 | 0 | 0 | 0 | 0 | 0 | 0 | 0 | 0 | 0 | 0 | 0 | 0 | 0 | 0 | 0 | 0 | 0 | 0 | 0 | 0 | 0 | 0 | 0
| Diversity Factor: 0 | [33 empty] | Econometric |  | Singleton North 66_11kV Tx1 | 0 | 0 | 0 | 0 | 0 | 0 | 0 | 0 | 0 | 0.065339 | 0.11716 | 0.15051 | 0.1421 | 0.1508 | 0.14846 | 0.14593 | 0.14845 | 0.15101 | 0.1536 | 0.15623 | 0.15891 | 0.16162 | 0.16437 | 0.16717 | 0.17 | 0.17288 | 0.1758 | 0.17876 | 0.18177 | 0.18482 | 0.18791 | 0.19106
[35 empty] | Econometric |  | Singleton North 66_11kV Tx2 | 0 | 0 | 0 | 0 | 0 | 0 | 0 | 0 | 0 | 0.041337 | 0.074124 | 0.09522 | 0.089901 | 0.095401 | 0.093921 | 0.092324 | 0.093917 | 0.095535 | 0.097176 | 0.098842 | 0.10053 | 0.10225 | 0.10399 | 0.10576 | 0.10755 | 0.10937 | 0.11122 | 0.11309 | 0.115 | 0.11693 | 0.11888 | 0.12087
[35 empty] | Energy Efficiency |  | Singleton North 66_11kV Tx1 | 0 | 0 | 0 | 0 | 0 | 0 | 0 | -0.0027232 | -0.0023699 | -0.039622 | -0.066205 | -0.10378 | -0.11337 | -0.073203 | -0.063262 | -0.069704 | -0.067238 | -0.071995 | -0.057621 | -0.058371 | -0.053209 | -0.049898 | -0.052661 | -0.054352 | -0.054352 | -0.054352 | -0.054352 | -0.054352 | -0.054352 | -0.054352 | -0.054352 | -0.054352
| 0 | [33 empty] | Energy Efficiency |  | Singleton North 66_11kV Tx2 | 0 | 0 | 0 | 0 | 0 | 0 | 0 | -0.0017229 | -0.0014993 | -0.025067 | -0.041885 | -0.06566 | -0.071722 | -0.046312 | -0.040023 | -0.044098 | -0.042539 | -0.045548 | -0.036454 | -0.036928 | -0.033663 | -0.031568 | -0.033316 | -0.034386 | -0.034386 | -0.034386 | -0.034386 | -0.034386 | -0.034386 | -0.034386 | -0.034386 | -0.034386
| Diversity Factor: 0 | [33 empty] | Solar PV |  | Singleton North 66_11kV Tx1 | 0 | 0 | 0 | -0.0039874 | -0.00049 | -0.00038587 | -0.010247 | -0.0019148 | -0.0021477 | -0.0024256 | -0.0026615 | -0.0028485 | -0.0030008 | -0.0031418 | -0.0030382 | -0.0030865 | -0.0023616 | -0.0028288 | -0.0028288 | -0.0028288 | -0.0028288 | -0.0028288 | -0.0028288 | -0.0028288 | -0.0028288 | -0.0028288 | -0.0028288 | -0.0028288 | -0.0028288 | -0.0028288 | -0.0028288 | -0.0028288
[35 empty] | Solar PV |  | Singleton North 66_11kV Tx2 | 0 | 0 | 0 | -0.0025226 | -0.00031 | -0.00024413 | -0.0064829 | -0.0012114 | -0.0013587 | -0.0015346 | -0.0016838 | -0.0018021 | -0.0018985 | -0.0019877 | -0.0019221 | -0.0019527 | -0.0014941 | -0.0017896 | -0.0017896 | -0.0017896 | -0.0017896 | -0.0017896 | -0.0017896 | -0.0017896 | -0.0017896 | -0.0017896 | -0.0017896 | -0.0017896 | -0.0017896 | -0.0017896 | -0.0017896 | -0.0017896
0
Diversity Factor: 0
0
Diversity Factor: 0
0
Diversity Factor: 0
| Weather Correction and Public Holiday Factors | [8 empty] | Forecast ROG
ROG Justification
| Actual loads for season 13/14 have been weather corrected by the following: | [6 empty] | 21.49% |  | 7 year ROG ok | [59 empty] | 7 year ROG ok
1 | 2 | 3 | 4 | 5 | 6 | 7 | 8 | 9 | 10 | 14/15 | 15/16 | 16/17 | 17/18 | 18/19 | 19/20 | 20/21 | 21/22 | 22/23 | 23/24 | 24/25 | 25/26 | 26/27 | 27/28 | 28/29 | 29/30 | 30/31 | 31/32 | 32/33 | 33/34 | 34/35 | 35/36 | 36/37 | 37/38 | 38/39
0.98943 | 0.97897 | 0.97207 | 0.96865 | 0.96865 | 0.96865 | 0.96865 | 0.96865 | 0.96865 | 0.96865 | -1.057% | -1.057% | -0.705% | -0.352% | 0% | 0% | 0% | 0% | 0% | 0% | 0% | 0% | 0% | 0% | 0% | 0% | 0% | 0% | 0% | 0% | 0% | 0% | 0% | 0% | 0%
Substation Load Detail
[7 empty] | Units | 13/14 |  | 14/15 | 15/16 | 16/17 | 17/18 | 18/19 | 19/20 | 20/21 | 21/22 | 22/23 | 23/24 | 24/25 | 25/26 | 26/27 | 27/28 | 28/29 | 29/30 | 30/31 | 31/32 | 32/33 | 33/34 | 34/35 | 35/36 | 36/37 | 37/38 | 38/39
1 | Singleton North 66_11kV | Compensated |  | Load (LV side) |  |  | Amps | 0 |  | 971.7551 | 957.2586 | 952.5043 | 951.6562 | 955.416 | 957.6211 | 964.0009 | 971.041 | 977.3086 | 984.0654 | 990.5936 | 998.576 | 1006.719 | 1015.534 | 1024.866 | 1034.196 | 1043.621 | 1053.289 | 1063.203 | 1073.368 | 1083.786 | 1094.462 | 1105.4 | 1116.602 | 1128.074
|  |  |  | Apparent Power |  |  | MVA | 15.4 | 18.72 | 18.5144 | 18.2382 | 18.1476 | 18.1315 | 18.2031 | 18.2451 | 18.3667 | 18.5008 | 18.6202 | 18.749 | 18.8733 | 19.0254 | 19.1806 | 19.3485 | 19.5263 | 19.7041 | 19.8836 | 20.0678 | 20.2567 | 20.4504 | 20.6489 | 20.8523 | 21.0607 | 21.2741 | 21.4927
|  |  |  | Real Power |  |  | MW | 14.5798 | 17.7229 | 17.5283 | 17.2668 | 17.1811 | 17.1658 | 17.2336 | 17.2734 | 17.3884 | 17.5154 | 17.6285 | 17.7504 | 17.8681 | 18.0121 | 18.159 | 18.318 | 18.4863 | 18.6546 | 18.8246 | 18.999 | 19.1778 | 19.3612 | 19.5491 | 19.7417 | 19.939 | 20.141 | 20.348
|  |  |  | Reactive Power |  |  | MVAr | 0 |  | 5.9617 | 5.8728 | 5.8436 | 5.8384 | 5.8615 | 5.875 | 5.9141 | 5.9573 | 5.9958 | 6.0372 | 6.0773 | 6.1262 | 6.1762 | 6.2303 | 6.2875 | 6.3448 | 6.4026 | 6.4619 | 6.5227 | 6.5851 | 6.649 | 6.7145 | 6.7816 | 6.8503 | 6.9207
|  |  |  | Capacitors In Service |  |  | MVAr | 0 |  | 0 | 0 | 0 | 0 | 0 | 0 | 0 | 0 | 0 | 0 | 0 | 0 | 0 | 0 | 0 | 0 | 0 | 0 | 0 | 0 | 0 | 0 | 0 | 0 | 0
|  |  |  | PF |  |  |  | 0.94674 |  | 0.94674 | 0.94674 | 0.94674 | 0.94674 | 0.94674 | 0.94674 | 0.94674 | 0.94674 | 0.94674 | 0.94674 | 0.94674 | 0.94674 | 0.94674 | 0.94674 | 0.94674 | 0.94674 | 0.94674 | 0.94674 | 0.94674 | 0.94674 | 0.94674 | 0.94674 | 0.94674 | 0.94674 | 0.94674
0.86006 | Diversity Factor: 0.86 | Uncompensated |  | Reactive Power |  |  | MVAr | 0 | 6.0279 | 5.9617 | 5.8728 | 5.8436 | 5.8384 | 5.8615 | 5.875 | 5.9141 | 5.9573 | 5.9958 | 6.0372 | 6.0773 | 6.1262 | 6.1762 | 6.2303 | 6.2875 | 6.3448 | 6.4026 | 6.4619 | 6.5227 | 6.5851 | 6.649 | 6.7145 | 6.7816 | 6.8503 | 6.9207
|  |  |  | PF |  |  |  | 0.94674 |  | 0.94674 | 0.94674 | 0.94674 | 0.94674 | 0.94674 | 0.94674 | 0.94674 | 0.94674 | 0.94674 | 0.94674 | 0.94674 | 0.94674 | 0.94674 | 0.94674 | 0.94674 | 0.94674 | 0.94674 | 0.94674 | 0.94674 | 0.94674 | 0.94674 | 0.94674 | 0.94674 | 0.94674 | 0.94674
[10 empty] | 1 | 2 | 3 | 4 | 5 | 6 | 7 | 8 | 9 | 10 | 11 | 12 | 13 | 14 | 15 | 16 | 17 | 18 | 19 | 20 | 21 | 22 | 23 | 24 | 25
Transformer Load Detail
[7 empty] | Units | 13/14 |  | 14/15 | 15/16 | 16/17 | 17/18 | 18/19 | 19/20 | 20/21 | 21/22 | 22/23 | 23/24 | 24/25 | 25/26 | 26/27 | 27/28 | 28/29 | 29/30 | 30/31 | 31/32 | 32/33 | 33/34 | 34/35 | 35/36 | 36/37 | 37/38 | 38/39
| 0 | Compensated |  | Load (LV side) |  |  | Amps
|  |  |  | Apparent Power |  |  | MVA
|  |  |  | Real Power |  |  | MW
|  |  |  | Reactive Power |  |  | MVAr
|  |  |  | Capacitors In Service |  |  | MVAr
PF
| Zone Div: | Uncompensated |  | Reactive Power |  |  | MVAr
PF
| 0 | Compensated |  | Load (LV side) |  |  | Amps
|  |  |  | Apparent Power |  |  | MVA
|  |  |  | Real Power |  |  | MW
|  |  |  | Reactive Power |  |  | MVAr
|  |  |  | Capacitors In Service |  |  | MVAr
PF
| Zone Div: | Uncompensated |  | Reactive Power |  |  | MVAr
PF
| 0 | Compensated |  | Load (LV side) |  |  | Amps
|  |  |  | Apparent Power |  |  | MVA
|  |  |  | Real Power |  |  | MW
|  |  |  | Reactive Power |  |  | MVAr
|  |  |  | Capacitors In Service |  |  | MVAr
PF
| Zone Div: | Uncompensated |  | Reactive Power |  |  | MVAr
PF
| 0 | Compensated |  | Load (LV side) |  |  | Amps
|  |  |  | Apparent Power |  |  | MVA
|  |  |  | Real Power |  |  | MW
|  |  |  | Reactive Power |  |  | MVAr
|  |  |  | Capacitors In Service |  |  | MVAr
PF
| Zone Div: | Uncompensated |  | Reactive Power |  |  | MVAr
PF
| 0 | Compensated |  | Load (LV side) |  |  | Amps
|  |  |  | Apparent Power |  |  | MVA
|  |  |  | Real Power |  |  | MW
|  |  |  | Reactive Power |  |  | MVAr
|  |  |  | Capacitors In Service |  |  | MVAr
PF
| Zone Div: | Uncompensated |  | Reactive Power |  |  | MVAr
PF
| 0 | Compensated |  | Load (LV side) |  |  | Amps
|  |  |  | Apparent Power |  |  | MVA
|  |  |  | Real Power |  |  | MW
|  |  |  | Reactive Power |  |  | MVAr
|  |  |  | Capacitors In Service |  |  | MVAr
PF
| Zone Div: | Uncompensated |  | Reactive Power |  |  | MVAr
PF
| 0 | Compensated |  | Load (LV side) |  |  | Amps
|  |  |  | Apparent Power |  |  | MVA
|  |  |  | Real Power |  |  | MW
|  |  |  | Reactive Power |  |  | MVAr
|  |  |  | Capacitors In Service |  |  | MVAr
PF
| Zone Div: | Uncompensated |  | Reactive Power |  |  | MVAr
PF
| 0 | Compensated |  | Load (LV side) |  |  | Amps
|  |  |  | Apparent Power |  |  | MVA
|  |  |  | Real Power |  |  | MW
|  |  |  | Reactive Power |  |  | MVAr
|  |  |  | Capacitors In Service |  |  | MVAr
PF
| Zone Div: | Uncompensated |  | Reactive Power |  |  | MVAr
PF
| 0 | Compensated |  | Load (LV side) |  |  | Amps
|  |  |  | Apparent Power |  |  | MVA
|  |  |  | Real Power |  |  | MW
|  |  |  | Reactive Power |  |  | MVAr
|  |  |  | Capacitors In Service |  |  | MVAr
PF
| Zone Div: | Uncompensated |  | Reactive Power |  |  | MVAr
PF
| 0 | Compensated |  | Load (LV side) |  |  | Amps
|  |  |  | Apparent Power |  |  | MVA
|  |  |  | Real Power |  |  | MW
|  |  |  | Reactive Power |  |  | MVAr
|  |  |  | Capacitors In Service |  |  | MVAr
PF
| Zone Div: | Uncompensated |  | Reactive Power |  |  | MVAr
PF

## Customer75
| Customer75 | [16 empty] | 2015 | SUMMER
| Substation Total Loads | [33 empty] | Spots & Transfers Detail
| Historical Loads | MVA | [7 empty] | Weather Corrected Forecast Loads |  |  |  | MVA | [20 empty] | Spots & Transfers Summary | MVA |  | Historical Spots & Transfers | [6 empty] | Forecast Spots & Transfers
|  | 07/08 | 08/09 | 09/10 | 10/11 | 11/12 | 12/13 | 13/14 |  | 14/15 | 15/16 | 16/17 | 17/18 | 18/19 | 19/20 | 20/21 | 21/22 | 22/23 | 23/24 | 24/25 | 25/26 | 26/27 | 27/28 | 28/29 | 29/30 | 30/31 | 31/32 | 32/33 | 33/34 | 34/35 | 35/36 | 36/37 | 37/38 | 38/39 |  |  |  | 07/08 | 08/09 | 09/10 | 10/11 | 11/12 | 12/13 | 13/14 | 14/15 | 15/16 | 16/17 | 17/18 | 18/19 | 19/20 | 20/21 | 21/22 | 22/23 | 23/24 | 24/25 | 25/26 | 26/27 | 27/28 | 28/29 | 29/30 | 30/31 | 31/32 | 32/33 | 33/34 | 34/35 | 35/36 | 36/37 | 37/38 | 38/39
| Total |  |  |  | 0.648 | 0.687 | 0.612 | 0.658 |  | 0.658 | 0.658 | 0.658 | 0.658 | 0.658 | 0.658 | 0.658 | 0.658 | 0.658 | 0.658 | 0.658 | 0.658 | 0.658 | 0.658 | 0.658 | 0.658 | 0.658 | 0.658 | 0.658 | 0.658 | 0.658 | 0.658 | 0.658 | 0.658 | 0.658 |  |  | Total
Firm Rating
| Total Capacity | [36 empty] | 0 | 0 | 0 | 0 | 0 | 0 | 0 | 0 | 0 | 0 | 0 | 0 | 0 | 0 | 0 | 0 | 0 | 0 | 0 | 0 | 0 | 0 | 0 | 0 | 0 | 0 | 0 | 0 | 0 | 0 | 0 | 0
|  | -7 | -6 | -5 | -4 | -3 | -2 | -1 |  | 0 | 1 | 2 | 3 | 4 | 5 | 6 | 7 | 8 | 9 | 10 | 11 | 12 | 13 | 14 | 15 | 16 | 17 | 18 | 19 | 20 | 21 | 22 | 23 | 24 |  |  |  | 0 | 0 | 0 | 0 | 0 | 0 | 0 | 0 | 0 | 0 | 0 | 0 | 0 | 0 | 0 | 0 | 0 | 0 | 0 | 0 | 0 | 0 | 0 | 0 | 0 | 0 | 0 | 0 | 0 | 0 | 0 | 0
| Transformer Loads | [36 empty] | 0 | 0 | 0 | 0 | 0 | 0 | 0 | 0 | 0 | 0 | 0 | 0 | 0 | 0 | 0 | 0 | 0 | 0 | 0 | 0 | 0 | 0 | 0 | 0 | 0 | 0 | 0 | 0 | 0 | 0 | 0 | 0
| Historical Loads | MVA | [7 empty] | Weather Corrected Forecast Loads |  |  |  | MVA | [23 empty] | 0 | 0 | 0 | 0 | 0 | 0 | 0 | 0 | 0 | 0 | 0 | 0 | 0 | 0 | 0 | 0 | 0 | 0 | 0 | 0 | 0 | 0 | 0 | 0 | 0 | 0 | 0 | 0 | 0 | 0 | 0 | 0
|  | 07/08 | 08/09 | 09/10 | 10/11 | 11/12 | 12/13 | 13/14 |  | 14/15 | 15/16 | 16/17 | 17/18 | 18/19 | 19/20 | 20/21 | 21/22 | 22/23 | 23/24 | 24/25 | 25/26 | 26/27 | 27/28 | 28/29 | 29/30 | 30/31 | 31/32 | 32/33 | 33/34 | 34/35 | 35/36 | 36/37 | 37/38 | 38/39 |  |  |  | 0 | 0 | 0 | 0 | 0 | 0 | 0 | 0 | 0 | 0 | 0 | 0 | 0 | 0 | 0 | 0 | 0 | 0 | 0 | 0 | 0 | 0 | 0 | 0 | 0 | 0 | 0 | 0 | 0 | 0 | 0 | 0
| 0 | [36 empty] | 0 | 0 | 0 | 0 | 0 | 0 | 0 | 0 | 0 | 0 | 0 | 0 | 0 | 0 | 0 | 0 | 0 | 0 | 0 | 0 | 0 | 0 | 0 | 0 | 0 | 0 | 0 | 0 | 0 | 0 | 0 | 0
| Diversity Factor: 0 | [36 empty] | 0 | 0 | 0 | 0 | 0 | 0 | 0 | 0 | 0 | 0 | 0 | 0 | 0 | 0 | 0 | 0 | 0 | 0 | 0 | 0 | 0 | 0 | 0 | 0 | 0 | 0 | 0 | 0 | 0 | 0 | 0 | 0
[38 empty] | 0 | 0 | 0 | 0 | 0 | 0 | 0 | 0 | 0 | 0 | 0 | 0 | 0 | 0 | 0 | 0 | 0 | 0 | 0 | 0 | 0 | 0 | 0 | 0 | 0 | 0 | 0 | 0 | 0 | 0 | 0 | 0
[38 empty] | 0 | 0 | 0 | 0 | 0 | 0 | 0 | 0 | 0 | 0 | 0 | 0 | 0 | 0 | 0 | 0 | 0 | 0 | 0 | 0 | 0 | 0 | 0 | 0 | 0 | 0 | 0 | 0 | 0 | 0 | 0 | 0
| 0 | [36 empty] | 0 | 0 | 0 | 0 | 0 | 0 | 0 | 0 | 0 | 0 | 0 | 0 | 0 | 0 | 0 | 0 | 0 | 0 | 0 | 0 | 0 | 0 | 0 | 0 | 0 | 0 | 0 | 0 | 0 | 0 | 0 | 0
Diversity Factor: 0
[38 empty] | Historical Spots & Transfers | [6 empty] | Forecast Spots & Transfers
[35 empty] | Project Name | From | To | 07/08 | 08/09 | 09/10 | 10/11 | 11/12 | 12/13 | 13/14 | 14/15 | 15/16 | 16/17 | 17/18 | 18/19 | 19/20 | 20/21 | 21/22 | 22/23 | 23/24 | 24/25 | 25/26 | 26/27 | 27/28 | 28/29 | 29/30 | 30/31 | 31/32 | 32/33 | 33/34 | 34/35 | 35/36 | 36/37 | 37/38 | 38/39
0
Diversity Factor: 0
0
Diversity Factor: 0
0
Diversity Factor: 0
0
Diversity Factor: 0
0
Diversity Factor: 0
0
Diversity Factor: 0
0
Diversity Factor: 0
0
Diversity Factor: 0
| Weather Correction and Public Holiday Factors | [8 empty] | Forecast ROG
ROG Justification
| Actual loads for season 13/14 have been weather corrected by the following: | [6 empty] | 0% |  | N/A | [59 empty] | N/A
1 | 2 | 3 | 4 | 5 | 6 | 7 | 8 | 9 | 10 | 14/15 | 15/16 | 16/17 | 17/18 | 18/19 | 19/20 | 20/21 | 21/22 | 22/23 | 23/24 | 24/25 | 25/26 | 26/27 | 27/28 | 28/29 | 29/30 | 30/31 | 31/32 | 32/33 | 33/34 | 34/35 | 35/36 | 36/37 | 37/38 | 38/39
1 | 1 | 1 | 1 | 1 | 1 | 1 | 1 | 1 | 1 | 0% | 0% | 0% | 0% | 0% | 0% | 0% | 0% | 0% | 0% | 0% | 0% | 0% | 0% | 0% | 0% | 0% | 0% | 0% | 0% | 0% | 0% | 0% | 0% | 0%
Substation Load Detail
[7 empty] | Units | 13/14 |  | 14/15 | 15/16 | 16/17 | 17/18 | 18/19 | 19/20 | 20/21 | 21/22 | 22/23 | 23/24 | 24/25 | 25/26 | 26/27 | 27/28 | 28/29 | 29/30 | 30/31 | 31/32 | 32/33 | 33/34 | 34/35 | 35/36 | 36/37 | 37/38 | 38/39
1 | Customer75 | Compensated |  | Load (LV side) |  |  | Amps | 6 |  | 6 | 6 | 6 | 6 | 6 | 6 | 6 | 6 | 6 | 6 | 6 | 6 | 6 | 6 | 6 | 6 | 6 | 6 | 6 | 6 | 6 | 6 | 6 | 6 | 6
|  |  |  | Apparent Power |  |  | MVA | 0.658 |  | 0.658 | 0.658 | 0.658 | 0.658 | 0.658 | 0.658 | 0.658 | 0.658 | 0.658 | 0.658 | 0.658 | 0.658 | 0.658 | 0.658 | 0.658 | 0.658 | 0.658 | 0.658 | 0.658 | 0.658 | 0.658 | 0.658 | 0.658 | 0.658 | 0.658
|  |  |  | Real Power |  |  | MW | 0.5922 |  | 0.5922 | 0.5922 | 0.5922 | 0.5922 | 0.5922 | 0.5922 | 0.5922 | 0.5922 | 0.5922 | 0.5922 | 0.5922 | 0.5922 | 0.5922 | 0.5922 | 0.5922 | 0.5922 | 0.5922 | 0.5922 | 0.5922 | 0.5922 | 0.5922 | 0.5922 | 0.5922 | 0.5922 | 0.5922
|  |  |  | Reactive Power |  |  | MVAr | 0.28682 |  | 0.28681 | 0.28681 | 0.28681 | 0.28681 | 0.28681 | 0.28681 | 0.28681 | 0.28681 | 0.28681 | 0.28681 | 0.28681 | 0.28681 | 0.28681 | 0.28681 | 0.28681 | 0.28681 | 0.28681 | 0.28681 | 0.28681 | 0.28681 | 0.28681 | 0.28681 | 0.28681 | 0.28681 | 0.28681
|  |  |  | Capacitors In Service |  |  | MVAr | 0 |  | 0 | 0 | 0 | 0 | 0 | 0 | 0 | 0 | 0 | 0 | 0 | 0 | 0 | 0 | 0 | 0 | 0 | 0 | 0 | 0 | 0 | 0 | 0 | 0 | 0
|  |  |  | PF |  |  |  | 0.9 |  | 0.9 | 0.9 | 0.9 | 0.9 | 0.9 | 0.9 | 0.9 | 0.9 | 0.9 | 0.9 | 0.9 | 0.9 | 0.9 | 0.9 | 0.9 | 0.9 | 0.9 | 0.9 | 0.9 | 0.9 | 0.9 | 0.9 | 0.9 | 0.9 | 0.9
0.70084 | Diversity Factor: 0.7 | Uncompensated |  | Reactive Power |  |  | MVAr | 0.28682 |  | 0.28681 | 0.28681 | 0.28681 | 0.28681 | 0.28681 | 0.28681 | 0.28681 | 0.28681 | 0.28681 | 0.28681 | 0.28681 | 0.28681 | 0.28681 | 0.28681 | 0.28681 | 0.28681 | 0.28681 | 0.28681 | 0.28681 | 0.28681 | 0.28681 | 0.28681 | 0.28681 | 0.28681 | 0.28681
|  |  |  | PF |  |  |  | 0.9 |  | 0.9 | 0.9 | 0.9 | 0.9 | 0.9 | 0.9 | 0.9 | 0.9 | 0.9 | 0.9 | 0.9 | 0.9 | 0.9 | 0.9 | 0.9 | 0.9 | 0.9 | 0.9 | 0.9 | 0.9 | 0.9 | 0.9 | 0.9 | 0.9 | 0.9
[10 empty] | 1 | 2 | 3 | 4 | 5 | 6 | 7 | 8 | 9 | 10 | 11 | 12 | 13 | 14 | 15 | 16 | 17 | 18 | 19 | 20 | 21 | 22 | 23 | 24 | 25
Transformer Load Detail
[7 empty] | Units | 13/14 |  | 14/15 | 15/16 | 16/17 | 17/18 | 18/19 | 19/20 | 20/21 | 21/22 | 22/23 | 23/24 | 24/25 | 25/26 | 26/27 | 27/28 | 28/29 | 29/30 | 30/31 | 31/32 | 32/33 | 33/34 | 34/35 | 35/36 | 36/37 | 37/38 | 38/39
| 0 | Compensated |  | Load (LV side) |  |  | Amps
|  |  |  | Apparent Power |  |  | MVA
|  |  |  | Real Power |  |  | MW
|  |  |  | Reactive Power |  |  | MVAr
|  |  |  | Capacitors In Service |  |  | MVAr
PF
| Zone Div: | Uncompensated |  | Reactive Power |  |  | MVAr
PF
| 0 | Compensated |  | Load (LV side) |  |  | Amps
|  |  |  | Apparent Power |  |  | MVA
|  |  |  | Real Power |  |  | MW
|  |  |  | Reactive Power |  |  | MVAr
|  |  |  | Capacitors In Service |  |  | MVAr
PF
| Zone Div: | Uncompensated |  | Reactive Power |  |  | MVAr
PF
| 0 | Compensated |  | Load (LV side) |  |  | Amps
|  |  |  | Apparent Power |  |  | MVA
|  |  |  | Real Power |  |  | MW
|  |  |  | Reactive Power |  |  | MVAr
|  |  |  | Capacitors In Service |  |  | MVAr
PF
| Zone Div: | Uncompensated |  | Reactive Power |  |  | MVAr
PF
| 0 | Compensated |  | Load (LV side) |  |  | Amps
|  |  |  | Apparent Power |  |  | MVA
|  |  |  | Real Power |  |  | MW
|  |  |  | Reactive Power |  |  | MVAr
|  |  |  | Capacitors In Service |  |  | MVAr
PF
| Zone Div: | Uncompensated |  | Reactive Power |  |  | MVAr
PF
| 0 | Compensated |  | Load (LV side) |  |  | Amps
|  |  |  | Apparent Power |  |  | MVA
|  |  |  | Real Power |  |  | MW
|  |  |  | Reactive Power |  |  | MVAr
|  |  |  | Capacitors In Service |  |  | MVAr
PF
| Zone Div: | Uncompensated |  | Reactive Power |  |  | MVAr
PF
| 0 | Compensated |  | Load (LV side) |  |  | Amps
|  |  |  | Apparent Power |  |  | MVA
|  |  |  | Real Power |  |  | MW
|  |  |  | Reactive Power |  |  | MVAr
|  |  |  | Capacitors In Service |  |  | MVAr
PF
| Zone Div: | Uncompensated |  | Reactive Power |  |  | MVAr
PF
| 0 | Compensated |  | Load (LV side) |  |  | Amps
|  |  |  | Apparent Power |  |  | MVA
|  |  |  | Real Power |  |  | MW
|  |  |  | Reactive Power |  |  | MVAr
|  |  |  | Capacitors In Service |  |  | MVAr
PF
| Zone Div: | Uncompensated |  | Reactive Power |  |  | MVAr
PF
| 0 | Compensated |  | Load (LV side) |  |  | Amps
|  |  |  | Apparent Power |  |  | MVA
|  |  |  | Real Power |  |  | MW
|  |  |  | Reactive Power |  |  | MVAr
|  |  |  | Capacitors In Service |  |  | MVAr
PF
| Zone Div: | Uncompensated |  | Reactive Power |  |  | MVAr
PF
| 0 | Compensated |  | Load (LV side) |  |  | Amps
|  |  |  | Apparent Power |  |  | MVA
|  |  |  | Real Power |  |  | MW
|  |  |  | Reactive Power |  |  | MVAr
|  |  |  | Capacitors In Service |  |  | MVAr
PF
| Zone Div: | Uncompensated |  | Reactive Power |  |  | MVAr
PF
| 0 | Compensated |  | Load (LV side) |  |  | Amps
|  |  |  | Apparent Power |  |  | MVA
|  |  |  | Real Power |  |  | MW
|  |  |  | Reactive Power |  |  | MVAr
|  |  |  | Capacitors In Service |  |  | MVAr
PF
| Zone Div: | Uncompensated |  | Reactive Power |  |  | MVAr
PF

## Customer76
| Customer76 | [16 empty] | 2015 | SUMMER
| Substation Total Loads | [33 empty] | Spots & Transfers Detail
| Historical Loads | MVA | [7 empty] | Weather Corrected Forecast Loads |  |  |  | MVA | [20 empty] | Spots & Transfers Summary | MVA |  | Historical Spots & Transfers | [6 empty] | Forecast Spots & Transfers
|  | 07/08 | 08/09 | 09/10 | 10/11 | 11/12 | 12/13 | 13/14 |  | 14/15 | 15/16 | 16/17 | 17/18 | 18/19 | 19/20 | 20/21 | 21/22 | 22/23 | 23/24 | 24/25 | 25/26 | 26/27 | 27/28 | 28/29 | 29/30 | 30/31 | 31/32 | 32/33 | 33/34 | 34/35 | 35/36 | 36/37 | 37/38 | 38/39 |  |  |  | 07/08 | 08/09 | 09/10 | 10/11 | 11/12 | 12/13 | 13/14 | 14/15 | 15/16 | 16/17 | 17/18 | 18/19 | 19/20 | 20/21 | 21/22 | 22/23 | 23/24 | 24/25 | 25/26 | 26/27 | 27/28 | 28/29 | 29/30 | 30/31 | 31/32 | 32/33 | 33/34 | 34/35 | 35/36 | 36/37 | 37/38 | 38/39
| Total |  |  |  | 17.628 | 18.81 | 18.746 | 18.24 |  | 18.24 | 18.24 | 18.24 | 18.24 | 18.24 | 18.24 | 18.24 | 18.24 | 18.24 | 18.24 | 18.24 | 18.24 | 18.24 | 18.24 | 18.24 | 18.24 | 18.24 | 18.24 | 18.24 | 18.24 | 18.24 | 18.24 | 18.24 | 18.24 | 18.24 |  |  | Total
Firm Rating
| Total Capacity | [36 empty] | 0 | 0 | 0 | 0 | 0 | 0 | 0 | 0 | 0 | 0 | 0 | 0 | 0 | 0 | 0 | 0 | 0 | 0 | 0 | 0 | 0 | 0 | 0 | 0 | 0 | 0 | 0 | 0 | 0 | 0 | 0 | 0
|  | -7 | -6 | -5 | -4 | -3 | -2 | -1 |  | 0 | 1 | 2 | 3 | 4 | 5 | 6 | 7 | 8 | 9 | 10 | 11 | 12 | 13 | 14 | 15 | 16 | 17 | 18 | 19 | 20 | 21 | 22 | 23 | 24 |  |  |  | 0 | 0 | 0 | 0 | 0 | 0 | 0 | 0 | 0 | 0 | 0 | 0 | 0 | 0 | 0 | 0 | 0 | 0 | 0 | 0 | 0 | 0 | 0 | 0 | 0 | 0 | 0 | 0 | 0 | 0 | 0 | 0
| Transformer Loads | [36 empty] | 0 | 0 | 0 | 0 | 0 | 0 | 0 | 0 | 0 | 0 | 0 | 0 | 0 | 0 | 0 | 0 | 0 | 0 | 0 | 0 | 0 | 0 | 0 | 0 | 0 | 0 | 0 | 0 | 0 | 0 | 0 | 0
| Historical Loads | MVA | [7 empty] | Weather Corrected Forecast Loads |  |  |  | MVA | [23 empty] | 0 | 0 | 0 | 0 | 0 | 0 | 0 | 0 | 0 | 0 | 0 | 0 | 0 | 0 | 0 | 0 | 0 | 0 | 0 | 0 | 0 | 0 | 0 | 0 | 0 | 0 | 0 | 0 | 0 | 0 | 0 | 0
|  | 07/08 | 08/09 | 09/10 | 10/11 | 11/12 | 12/13 | 13/14 |  | 14/15 | 15/16 | 16/17 | 17/18 | 18/19 | 19/20 | 20/21 | 21/22 | 22/23 | 23/24 | 24/25 | 25/26 | 26/27 | 27/28 | 28/29 | 29/30 | 30/31 | 31/32 | 32/33 | 33/34 | 34/35 | 35/36 | 36/37 | 37/38 | 38/39 |  |  |  | 0 | 0 | 0 | 0 | 0 | 0 | 0 | 0 | 0 | 0 | 0 | 0 | 0 | 0 | 0 | 0 | 0 | 0 | 0 | 0 | 0 | 0 | 0 | 0 | 0 | 0 | 0 | 0 | 0 | 0 | 0 | 0
| 0 | [36 empty] | 0 | 0 | 0 | 0 | 0 | 0 | 0 | 0 | 0 | 0 | 0 | 0 | 0 | 0 | 0 | 0 | 0 | 0 | 0 | 0 | 0 | 0 | 0 | 0 | 0 | 0 | 0 | 0 | 0 | 0 | 0 | 0
| Diversity Factor: 0 | [36 empty] | 0 | 0 | 0 | 0 | 0 | 0 | 0 | 0 | 0 | 0 | 0 | 0 | 0 | 0 | 0 | 0 | 0 | 0 | 0 | 0 | 0 | 0 | 0 | 0 | 0 | 0 | 0 | 0 | 0 | 0 | 0 | 0
[38 empty] | 0 | 0 | 0 | 0 | 0 | 0 | 0 | 0 | 0 | 0 | 0 | 0 | 0 | 0 | 0 | 0 | 0 | 0 | 0 | 0 | 0 | 0 | 0 | 0 | 0 | 0 | 0 | 0 | 0 | 0 | 0 | 0
[38 empty] | 0 | 0 | 0 | 0 | 0 | 0 | 0 | 0 | 0 | 0 | 0 | 0 | 0 | 0 | 0 | 0 | 0 | 0 | 0 | 0 | 0 | 0 | 0 | 0 | 0 | 0 | 0 | 0 | 0 | 0 | 0 | 0
| 0 | [36 empty] | 0 | 0 | 0 | 0 | 0 | 0 | 0 | 0 | 0 | 0 | 0 | 0 | 0 | 0 | 0 | 0 | 0 | 0 | 0 | 0 | 0 | 0 | 0 | 0 | 0 | 0 | 0 | 0 | 0 | 0 | 0 | 0
Diversity Factor: 0
[38 empty] | Historical Spots & Transfers | [6 empty] | Forecast Spots & Transfers
[35 empty] | Project Name | From | To | 07/08 | 08/09 | 09/10 | 10/11 | 11/12 | 12/13 | 13/14 | 14/15 | 15/16 | 16/17 | 17/18 | 18/19 | 19/20 | 20/21 | 21/22 | 22/23 | 23/24 | 24/25 | 25/26 | 26/27 | 27/28 | 28/29 | 29/30 | 30/31 | 31/32 | 32/33 | 33/34 | 34/35 | 35/36 | 36/37 | 37/38 | 38/39
0
Diversity Factor: 0
0
Diversity Factor: 0
0
Diversity Factor: 0
0
Diversity Factor: 0
0
Diversity Factor: 0
0
Diversity Factor: 0
0
Diversity Factor: 0
0
Diversity Factor: 0
| Weather Correction and Public Holiday Factors | [8 empty] | Forecast ROG
ROG Justification
| Actual loads for season 13/14 have been weather corrected by the following: | [6 empty] | 0% |  | N/A | [59 empty] | N/A
1 | 2 | 3 | 4 | 5 | 6 | 7 | 8 | 9 | 10 | 14/15 | 15/16 | 16/17 | 17/18 | 18/19 | 19/20 | 20/21 | 21/22 | 22/23 | 23/24 | 24/25 | 25/26 | 26/27 | 27/28 | 28/29 | 29/30 | 30/31 | 31/32 | 32/33 | 33/34 | 34/35 | 35/36 | 36/37 | 37/38 | 38/39
1 | 1 | 1 | 1 | 1 | 1 | 1 | 1 | 1 | 1 | 0% | 0% | 0% | 0% | 0% | 0% | 0% | 0% | 0% | 0% | 0% | 0% | 0% | 0% | 0% | 0% | 0% | 0% | 0% | 0% | 0% | 0% | 0% | 0% | 0%
Substation Load Detail
[7 empty] | Units | 13/14 |  | 14/15 | 15/16 | 16/17 | 17/18 | 18/19 | 19/20 | 20/21 | 21/22 | 22/23 | 23/24 | 24/25 | 25/26 | 26/27 | 27/28 | 28/29 | 29/30 | 30/31 | 31/32 | 32/33 | 33/34 | 34/35 | 35/36 | 36/37 | 37/38 | 38/39
1 | Customer76 | Compensated |  | Load (LV side) |  |  | Amps | 160 |  | 160 | 160 | 160 | 160 | 160 | 160 | 160 | 160 | 160 | 160 | 160 | 160 | 160 | 160 | 160 | 160 | 160 | 160 | 160 | 160 | 160 | 160 | 160 | 160 | 160
|  |  |  | Apparent Power |  |  | MVA | 18.24 |  | 18.24 | 18.24 | 18.24 | 18.24 | 18.24 | 18.24 | 18.24 | 18.24 | 18.24 | 18.24 | 18.24 | 18.24 | 18.24 | 18.24 | 18.24 | 18.24 | 18.24 | 18.24 | 18.24 | 18.24 | 18.24 | 18.24 | 18.24 | 18.24 | 18.24
|  |  |  | Real Power |  |  | MW | 16.416 |  | 16.416 | 16.416 | 16.416 | 16.416 | 16.416 | 16.416 | 16.416 | 16.416 | 16.416 | 16.416 | 16.416 | 16.416 | 16.416 | 16.416 | 16.416 | 16.416 | 16.416 | 16.416 | 16.416 | 16.416 | 16.416 | 16.416 | 16.416 | 16.416 | 16.416
|  |  |  | Reactive Power |  |  | MVAr | 7.9506 |  | 7.9506 | 7.9506 | 7.9506 | 7.9506 | 7.9506 | 7.9506 | 7.9506 | 7.9506 | 7.9506 | 7.9506 | 7.9506 | 7.9506 | 7.9506 | 7.9506 | 7.9506 | 7.9506 | 7.9506 | 7.9506 | 7.9506 | 7.9506 | 7.9506 | 7.9506 | 7.9506 | 7.9506 | 7.9506
|  |  |  | Capacitors In Service |  |  | MVAr | 0 |  | 0 | 0 | 0 | 0 | 0 | 0 | 0 | 0 | 0 | 0 | 0 | 0 | 0 | 0 | 0 | 0 | 0 | 0 | 0 | 0 | 0 | 0 | 0 | 0 | 0
|  |  |  | PF |  |  |  | 0.9 |  | 0.9 | 0.9 | 0.9 | 0.9 | 0.9 | 0.9 | 0.9 | 0.9 | 0.9 | 0.9 | 0.9 | 0.9 | 0.9 | 0.9 | 0.9 | 0.9 | 0.9 | 0.9 | 0.9 | 0.9 | 0.9 | 0.9 | 0.9 | 0.9 | 0.9
0.65552 | Diversity Factor: 0.66 | Uncompensated |  | Reactive Power |  |  | MVAr | 7.9506 |  | 7.9506 | 7.9506 | 7.9506 | 7.9506 | 7.9506 | 7.9506 | 7.9506 | 7.9506 | 7.9506 | 7.9506 | 7.9506 | 7.9506 | 7.9506 | 7.9506 | 7.9506 | 7.9506 | 7.9506 | 7.9506 | 7.9506 | 7.9506 | 7.9506 | 7.9506 | 7.9506 | 7.9506 | 7.9506
|  |  |  | PF |  |  |  | 0.9 |  | 0.9 | 0.9 | 0.9 | 0.9 | 0.9 | 0.9 | 0.9 | 0.9 | 0.9 | 0.9 | 0.9 | 0.9 | 0.9 | 0.9 | 0.9 | 0.9 | 0.9 | 0.9 | 0.9 | 0.9 | 0.9 | 0.9 | 0.9 | 0.9 | 0.9
[10 empty] | 1 | 2 | 3 | 4 | 5 | 6 | 7 | 8 | 9 | 10 | 11 | 12 | 13 | 14 | 15 | 16 | 17 | 18 | 19 | 20 | 21 | 22 | 23 | 24 | 25
Transformer Load Detail
[7 empty] | Units | 13/14 |  | 14/15 | 15/16 | 16/17 | 17/18 | 18/19 | 19/20 | 20/21 | 21/22 | 22/23 | 23/24 | 24/25 | 25/26 | 26/27 | 27/28 | 28/29 | 29/30 | 30/31 | 31/32 | 32/33 | 33/34 | 34/35 | 35/36 | 36/37 | 37/38 | 38/39
| 0 | Compensated |  | Load (LV side) |  |  | Amps
|  |  |  | Apparent Power |  |  | MVA
|  |  |  | Real Power |  |  | MW
|  |  |  | Reactive Power |  |  | MVAr
|  |  |  | Capacitors In Service |  |  | MVAr
PF
| Zone Div: | Uncompensated |  | Reactive Power |  |  | MVAr
PF
| 0 | Compensated |  | Load (LV side) |  |  | Amps
|  |  |  | Apparent Power |  |  | MVA
|  |  |  | Real Power |  |  | MW
|  |  |  | Reactive Power |  |  | MVAr
|  |  |  | Capacitors In Service |  |  | MVAr
PF
| Zone Div: | Uncompensated |  | Reactive Power |  |  | MVAr
PF
| 0 | Compensated |  | Load (LV side) |  |  | Amps
|  |  |  | Apparent Power |  |  | MVA
|  |  |  | Real Power |  |  | MW
|  |  |  | Reactive Power |  |  | MVAr
|  |  |  | Capacitors In Service |  |  | MVAr
PF
| Zone Div: | Uncompensated |  | Reactive Power |  |  | MVAr
PF
| 0 | Compensated |  | Load (LV side) |  |  | Amps
|  |  |  | Apparent Power |  |  | MVA
|  |  |  | Real Power |  |  | MW
|  |  |  | Reactive Power |  |  | MVAr
|  |  |  | Capacitors In Service |  |  | MVAr
PF
| Zone Div: | Uncompensated |  | Reactive Power |  |  | MVAr
PF
| 0 | Compensated |  | Load (LV side) |  |  | Amps
|  |  |  | Apparent Power |  |  | MVA
|  |  |  | Real Power |  |  | MW
|  |  |  | Reactive Power |  |  | MVAr
|  |  |  | Capacitors In Service |  |  | MVAr
PF
| Zone Div: | Uncompensated |  | Reactive Power |  |  | MVAr
PF
| 0 | Compensated |  | Load (LV side) |  |  | Amps
|  |  |  | Apparent Power |  |  | MVA
|  |  |  | Real Power |  |  | MW
|  |  |  | Reactive Power |  |  | MVAr
|  |  |  | Capacitors In Service |  |  | MVAr
PF
| Zone Div: | Uncompensated |  | Reactive Power |  |  | MVAr
PF
| 0 | Compensated |  | Load (LV side) |  |  | Amps
|  |  |  | Apparent Power |  |  | MVA
|  |  |  | Real Power |  |  | MW
|  |  |  | Reactive Power |  |  | MVAr
|  |  |  | Capacitors In Service |  |  | MVAr
PF
| Zone Div: | Uncompensated |  | Reactive Power |  |  | MVAr
PF
| 0 | Compensated |  | Load (LV side) |  |  | Amps
|  |  |  | Apparent Power |  |  | MVA
|  |  |  | Real Power |  |  | MW
|  |  |  | Reactive Power |  |  | MVAr
|  |  |  | Capacitors In Service |  |  | MVAr
PF
| Zone Div: | Uncompensated |  | Reactive Power |  |  | MVAr
PF
| 0 | Compensated |  | Load (LV side) |  |  | Amps
|  |  |  | Apparent Power |  |  | MVA
|  |  |  | Real Power |  |  | MW
|  |  |  | Reactive Power |  |  | MVAr
|  |  |  | Capacitors In Service |  |  | MVAr
PF
| Zone Div: | Uncompensated |  | Reactive Power |  |  | MVAr
PF
| 0 | Compensated |  | Load (LV side) |  |  | Amps
|  |  |  | Apparent Power |  |  | MVA
|  |  |  | Real Power |  |  | MW
|  |  |  | Reactive Power |  |  | MVAr
|  |  |  | Capacitors In Service |  |  | MVAr
PF
| Zone Div: | Uncompensated |  | Reactive Power |  |  | MVAr
PF

## Customer77
| Customer77 | [16 empty] | 2015 | SUMMER
| Substation Total Loads | [33 empty] | Spots & Transfers Detail
| Historical Loads | MVA | [7 empty] | Weather Corrected Forecast Loads |  |  |  | MVA | [20 empty] | Spots & Transfers Summary | MVA |  | Historical Spots & Transfers | [6 empty] | Forecast Spots & Transfers
|  | 07/08 | 08/09 | 09/10 | 10/11 | 11/12 | 12/13 | 13/14 |  | 14/15 | 15/16 | 16/17 | 17/18 | 18/19 | 19/20 | 20/21 | 21/22 | 22/23 | 23/24 | 24/25 | 25/26 | 26/27 | 27/28 | 28/29 | 29/30 | 30/31 | 31/32 | 32/33 | 33/34 | 34/35 | 35/36 | 36/37 | 37/38 | 38/39 |  |  |  | 07/08 | 08/09 | 09/10 | 10/11 | 11/12 | 12/13 | 13/14 | 14/15 | 15/16 | 16/17 | 17/18 | 18/19 | 19/20 | 20/21 | 21/22 | 22/23 | 23/24 | 24/25 | 25/26 | 26/27 | 27/28 | 28/29 | 29/30 | 30/31 | 31/32 | 32/33 | 33/34 | 34/35 | 35/36 | 36/37 | 37/38 | 38/39
| Total |  |  |  | 23.398 | 23.447 | 24.572 | 23.581 |  | 23.581 | 23.581 | 23.581 | 23.581 | 23.581 | 23.581 | 23.581 | 23.581 | 23.581 | 23.581 | 23.581 | 23.581 | 23.581 | 23.581 | 23.581 | 23.581 | 23.581 | 23.581 | 23.581 | 23.581 | 23.581 | 23.581 | 23.581 | 23.581 | 23.581 |  |  | Total
Firm Rating
| Total Capacity | [36 empty] | 0 | 0 | 0 | 0 | 0 | 0 | 0 | 0 | 0 | 0 | 0 | 0 | 0 | 0 | 0 | 0 | 0 | 0 | 0 | 0 | 0 | 0 | 0 | 0 | 0 | 0 | 0 | 0 | 0 | 0 | 0 | 0
|  | -7 | -6 | -5 | -4 | -3 | -2 | -1 |  | 0 | 1 | 2 | 3 | 4 | 5 | 6 | 7 | 8 | 9 | 10 | 11 | 12 | 13 | 14 | 15 | 16 | 17 | 18 | 19 | 20 | 21 | 22 | 23 | 24 |  |  |  | 0 | 0 | 0 | 0 | 0 | 0 | 0 | 0 | 0 | 0 | 0 | 0 | 0 | 0 | 0 | 0 | 0 | 0 | 0 | 0 | 0 | 0 | 0 | 0 | 0 | 0 | 0 | 0 | 0 | 0 | 0 | 0
| Transformer Loads | [36 empty] | 0 | 0 | 0 | 0 | 0 | 0 | 0 | 0 | 0 | 0 | 0 | 0 | 0 | 0 | 0 | 0 | 0 | 0 | 0 | 0 | 0 | 0 | 0 | 0 | 0 | 0 | 0 | 0 | 0 | 0 | 0 | 0
| Historical Loads | MVA | [7 empty] | Weather Corrected Forecast Loads |  |  |  | MVA | [23 empty] | 0 | 0 | 0 | 0 | 0 | 0 | 0 | 0 | 0 | 0 | 0 | 0 | 0 | 0 | 0 | 0 | 0 | 0 | 0 | 0 | 0 | 0 | 0 | 0 | 0 | 0 | 0 | 0 | 0 | 0 | 0 | 0
|  | 07/08 | 08/09 | 09/10 | 10/11 | 11/12 | 12/13 | 13/14 |  | 14/15 | 15/16 | 16/17 | 17/18 | 18/19 | 19/20 | 20/21 | 21/22 | 22/23 | 23/24 | 24/25 | 25/26 | 26/27 | 27/28 | 28/29 | 29/30 | 30/31 | 31/32 | 32/33 | 33/34 | 34/35 | 35/36 | 36/37 | 37/38 | 38/39 |  |  |  | 0 | 0 | 0 | 0 | 0 | 0 | 0 | 0 | 0 | 0 | 0 | 0 | 0 | 0 | 0 | 0 | 0 | 0 | 0 | 0 | 0 | 0 | 0 | 0 | 0 | 0 | 0 | 0 | 0 | 0 | 0 | 0
| 0 | [36 empty] | 0 | 0 | 0 | 0 | 0 | 0 | 0 | 0 | 0 | 0 | 0 | 0 | 0 | 0 | 0 | 0 | 0 | 0 | 0 | 0 | 0 | 0 | 0 | 0 | 0 | 0 | 0 | 0 | 0 | 0 | 0 | 0
| Diversity Factor: 0 | [36 empty] | 0 | 0 | 0 | 0 | 0 | 0 | 0 | 0 | 0 | 0 | 0 | 0 | 0 | 0 | 0 | 0 | 0 | 0 | 0 | 0 | 0 | 0 | 0 | 0 | 0 | 0 | 0 | 0 | 0 | 0 | 0 | 0
[38 empty] | 0 | 0 | 0 | 0 | 0 | 0 | 0 | 0 | 0 | 0 | 0 | 0 | 0 | 0 | 0 | 0 | 0 | 0 | 0 | 0 | 0 | 0 | 0 | 0 | 0 | 0 | 0 | 0 | 0 | 0 | 0 | 0
[38 empty] | 0 | 0 | 0 | 0 | 0 | 0 | 0 | 0 | 0 | 0 | 0 | 0 | 0 | 0 | 0 | 0 | 0 | 0 | 0 | 0 | 0 | 0 | 0 | 0 | 0 | 0 | 0 | 0 | 0 | 0 | 0 | 0
| 0 | [36 empty] | 0 | 0 | 0 | 0 | 0 | 0 | 0 | 0 | 0 | 0 | 0 | 0 | 0 | 0 | 0 | 0 | 0 | 0 | 0 | 0 | 0 | 0 | 0 | 0 | 0 | 0 | 0 | 0 | 0 | 0 | 0 | 0
Diversity Factor: 0
[38 empty] | Historical Spots & Transfers | [6 empty] | Forecast Spots & Transfers
[35 empty] | Project Name | From | To | 07/08 | 08/09 | 09/10 | 10/11 | 11/12 | 12/13 | 13/14 | 14/15 | 15/16 | 16/17 | 17/18 | 18/19 | 19/20 | 20/21 | 21/22 | 22/23 | 23/24 | 24/25 | 25/26 | 26/27 | 27/28 | 28/29 | 29/30 | 30/31 | 31/32 | 32/33 | 33/34 | 34/35 | 35/36 | 36/37 | 37/38 | 38/39
0
Diversity Factor: 0
0
Diversity Factor: 0
0
Diversity Factor: 0
0
Diversity Factor: 0
0
Diversity Factor: 0
0
Diversity Factor: 0
0
Diversity Factor: 0
0
Diversity Factor: 0
| Weather Correction and Public Holiday Factors | [8 empty] | Forecast ROG
ROG Justification
| Actual loads for season 13/14 have been weather corrected by the following: | [6 empty] | 0% |  | N/A | [59 empty] | N/A
1 | 2 | 3 | 4 | 5 | 6 | 7 | 8 | 9 | 10 | 14/15 | 15/16 | 16/17 | 17/18 | 18/19 | 19/20 | 20/21 | 21/22 | 22/23 | 23/24 | 24/25 | 25/26 | 26/27 | 27/28 | 28/29 | 29/30 | 30/31 | 31/32 | 32/33 | 33/34 | 34/35 | 35/36 | 36/37 | 37/38 | 38/39
1 | 1 | 1 | 1 | 1 | 1 | 1 | 1 | 1 | 1 | 0% | 0% | 0% | 0% | 0% | 0% | 0% | 0% | 0% | 0% | 0% | 0% | 0% | 0% | 0% | 0% | 0% | 0% | 0% | 0% | 0% | 0% | 0% | 0% | 0%
Substation Load Detail
[7 empty] | Units | 13/14 |  | 14/15 | 15/16 | 16/17 | 17/18 | 18/19 | 19/20 | 20/21 | 21/22 | 22/23 | 23/24 | 24/25 | 25/26 | 26/27 | 27/28 | 28/29 | 29/30 | 30/31 | 31/32 | 32/33 | 33/34 | 34/35 | 35/36 | 36/37 | 37/38 | 38/39
1 | Customer77 | Compensated |  | Load (LV side) |  |  | Amps | 206 |  | 206 | 206 | 206 | 206 | 206 | 206 | 206 | 206 | 206 | 206 | 206 | 206 | 206 | 206 | 206 | 206 | 206 | 206 | 206 | 206 | 206 | 206 | 206 | 206 | 206
|  |  |  | Apparent Power |  |  | MVA | 23.581 |  | 23.581 | 23.581 | 23.581 | 23.581 | 23.581 | 23.581 | 23.581 | 23.581 | 23.581 | 23.581 | 23.581 | 23.581 | 23.581 | 23.581 | 23.581 | 23.581 | 23.581 | 23.581 | 23.581 | 23.581 | 23.581 | 23.581 | 23.581 | 23.581 | 23.581
|  |  |  | Real Power |  |  | MW | 21.2229 |  | 21.2229 | 21.2229 | 21.2229 | 21.2229 | 21.2229 | 21.2229 | 21.2229 | 21.2229 | 21.2229 | 21.2229 | 21.2229 | 21.2229 | 21.2229 | 21.2229 | 21.2229 | 21.2229 | 21.2229 | 21.2229 | 21.2229 | 21.2229 | 21.2229 | 21.2229 | 21.2229 | 21.2229 | 21.2229
|  |  |  | Reactive Power |  |  | MVAr | 10.2787 |  | 10.2787 | 10.2787 | 10.2787 | 10.2787 | 10.2787 | 10.2787 | 10.2787 | 10.2787 | 10.2787 | 10.2787 | 10.2787 | 10.2787 | 10.2787 | 10.2787 | 10.2787 | 10.2787 | 10.2787 | 10.2787 | 10.2787 | 10.2787 | 10.2787 | 10.2787 | 10.2787 | 10.2787 | 10.2787
|  |  |  | Capacitors In Service |  |  | MVAr | 0 |  | 0 | 0 | 0 | 0 | 0 | 0 | 0 | 0 | 0 | 0 | 0 | 0 | 0 | 0 | 0 | 0 | 0 | 0 | 0 | 0 | 0 | 0 | 0 | 0 | 0
|  |  |  | PF |  |  |  | 0.9 |  | 0.9 | 0.9 | 0.9 | 0.9 | 0.9 | 0.9 | 0.9 | 0.9 | 0.9 | 0.9 | 0.9 | 0.9 | 0.9 | 0.9 | 0.9 | 0.9 | 0.9 | 0.9 | 0.9 | 0.9 | 0.9 | 0.9 | 0.9 | 0.9 | 0.9
0.60383 | Diversity Factor: 0.6 | Uncompensated |  | Reactive Power |  |  | MVAr | 10.2787 |  | 10.2787 | 10.2787 | 10.2787 | 10.2787 | 10.2787 | 10.2787 | 10.2787 | 10.2787 | 10.2787 | 10.2787 | 10.2787 | 10.2787 | 10.2787 | 10.2787 | 10.2787 | 10.2787 | 10.2787 | 10.2787 | 10.2787 | 10.2787 | 10.2787 | 10.2787 | 10.2787 | 10.2787 | 10.2787
|  |  |  | PF |  |  |  | 0.9 |  | 0.9 | 0.9 | 0.9 | 0.9 | 0.9 | 0.9 | 0.9 | 0.9 | 0.9 | 0.9 | 0.9 | 0.9 | 0.9 | 0.9 | 0.9 | 0.9 | 0.9 | 0.9 | 0.9 | 0.9 | 0.9 | 0.9 | 0.9 | 0.9 | 0.9
[10 empty] | 1 | 2 | 3 | 4 | 5 | 6 | 7 | 8 | 9 | 10 | 11 | 12 | 13 | 14 | 15 | 16 | 17 | 18 | 19 | 20 | 21 | 22 | 23 | 24 | 25
Transformer Load Detail
[7 empty] | Units | 13/14 |  | 14/15 | 15/16 | 16/17 | 17/18 | 18/19 | 19/20 | 20/21 | 21/22 | 22/23 | 23/24 | 24/25 | 25/26 | 26/27 | 27/28 | 28/29 | 29/30 | 30/31 | 31/32 | 32/33 | 33/34 | 34/35 | 35/36 | 36/37 | 37/38 | 38/39
| 0 | Compensated |  | Load (LV side) |  |  | Amps
|  |  |  | Apparent Power |  |  | MVA
|  |  |  | Real Power |  |  | MW
|  |  |  | Reactive Power |  |  | MVAr
|  |  |  | Capacitors In Service |  |  | MVAr
PF
| Zone Div: | Uncompensated |  | Reactive Power |  |  | MVAr
PF
| 0 | Compensated |  | Load (LV side) |  |  | Amps
|  |  |  | Apparent Power |  |  | MVA
|  |  |  | Real Power |  |  | MW
|  |  |  | Reactive Power |  |  | MVAr
|  |  |  | Capacitors In Service |  |  | MVAr
PF
| Zone Div: | Uncompensated |  | Reactive Power |  |  | MVAr
PF
| 0 | Compensated |  | Load (LV side) |  |  | Amps
|  |  |  | Apparent Power |  |  | MVA
|  |  |  | Real Power |  |  | MW
|  |  |  | Reactive Power |  |  | MVAr
|  |  |  | Capacitors In Service |  |  | MVAr
PF
| Zone Div: | Uncompensated |  | Reactive Power |  |  | MVAr
PF
| 0 | Compensated |  | Load (LV side) |  |  | Amps
|  |  |  | Apparent Power |  |  | MVA
|  |  |  | Real Power |  |  | MW
|  |  |  | Reactive Power |  |  | MVAr
|  |  |  | Capacitors In Service |  |  | MVAr
PF
| Zone Div: | Uncompensated |  | Reactive Power |  |  | MVAr
PF
| 0 | Compensated |  | Load (LV side) |  |  | Amps
|  |  |  | Apparent Power |  |  | MVA
|  |  |  | Real Power |  |  | MW
|  |  |  | Reactive Power |  |  | MVAr
|  |  |  | Capacitors In Service |  |  | MVAr
PF
| Zone Div: | Uncompensated |  | Reactive Power |  |  | MVAr
PF
| 0 | Compensated |  | Load (LV side) |  |  | Amps
|  |  |  | Apparent Power |  |  | MVA
|  |  |  | Real Power |  |  | MW
|  |  |  | Reactive Power |  |  | MVAr
|  |  |  | Capacitors In Service |  |  | MVAr
PF
| Zone Div: | Uncompensated |  | Reactive Power |  |  | MVAr
PF
| 0 | Compensated |  | Load (LV side) |  |  | Amps
|  |  |  | Apparent Power |  |  | MVA
|  |  |  | Real Power |  |  | MW
|  |  |  | Reactive Power |  |  | MVAr
|  |  |  | Capacitors In Service |  |  | MVAr
PF
| Zone Div: | Uncompensated |  | Reactive Power |  |  | MVAr
PF
| 0 | Compensated |  | Load (LV side) |  |  | Amps
|  |  |  | Apparent Power |  |  | MVA
|  |  |  | Real Power |  |  | MW
|  |  |  | Reactive Power |  |  | MVAr
|  |  |  | Capacitors In Service |  |  | MVAr
PF
| Zone Div: | Uncompensated |  | Reactive Power |  |  | MVAr
PF
| 0 | Compensated |  | Load (LV side) |  |  | Amps
|  |  |  | Apparent Power |  |  | MVA
|  |  |  | Real Power |  |  | MW
|  |  |  | Reactive Power |  |  | MVAr
|  |  |  | Capacitors In Service |  |  | MVAr
PF
| Zone Div: | Uncompensated |  | Reactive Power |  |  | MVAr
PF
| 0 | Compensated |  | Load (LV side) |  |  | Amps
|  |  |  | Apparent Power |  |  | MVA
|  |  |  | Real Power |  |  | MW
|  |  |  | Reactive Power |  |  | MVAr
|  |  |  | Capacitors In Service |  |  | MVAr
PF
| Zone Div: | Uncompensated |  | Reactive Power |  |  | MVAr
PF