## Inclusions and Exclusions
Sydney Forecast Inclusions and Exclusions
Date Printed |  | 08JUL14:11:21:24
| Description | Value
Season |  | Winter | Winter
Either Summer or Winter
Year |  | 2014 | 2014
Year that the forecast starts
POE |  | 50% | 0.5
10%, 50%, 90%
Spots and Transfers |  | Y | Y
Are Spots and Transfers Included?
BBDM Spots |  | Y | Y
Is BBDM included?
Spots Coefficient |  | 55% | 0.55
Scaling factor applied to spot loads in the future
Aligned ROGs |  | Capped | Capped
Have ROGs been aligned to econometric forecast?
Committed Projects |  | Y | Y
Are Committed Projects Included?
Major Customers Scaling Factor |  | 100% | 1
Scaling factor applied to major customer connections in the future
Future Transfers |  | Y | Y
Are future transfers included?
Future Spots |  | 4 | 4
Future spots are cleared from the following forecast year

## Caringbah 33_11kV
| Caringbah 33_11kV | [16 empty] | 2014 | WINTER
| Substation Total Loads | [33 empty] | Spots & Transfers Detail
| Historical Loads | (11kV Amps) | [7 empty] | Weather Corrected Forecast Loads |  |  |  | (11kV Amps) | [20 empty] | Spots & Transfers Summary | (11kV Amps) |  | Historical Spots & Transfers | [6 empty] | Forecast Spots & Transfers
|  | 2007 | 2008 | 2009 | 2010 | 2011 | 2012 | 2013 |  | 2014 | 2015 | 2016 | 2017 | 2018 | 2019 | 2020 | 2021 | 2022 | 2023 | 2024 | 2025 | 2026 | 2027 | 2028 | 2029 | 2030 | 2031 | 2032 | 2033 | 2034 | 2035 | 2036 | 2037 | 2038 |  |  |  | 2007 | 2008 | 2009 | 2010 | 2011 | 2012 | 2013 | 2014 | 2015 | 2016 | 2017 | 2018 | 2019 | 2020 | 2021 | 2022 | 2023 | 2024 | 2025 | 2026 | 2027 | 2028 | 2029 | 2030 | 2031 | 2032 | 2033 | 2034 | 2035 | 2036 | 2037 | 2038
| Total | 1257 | 1253 | 1156 | 1161 | 1198 | 965 | 967 |  | 976.5464 | 976.6061 | 969.0309 | 957.1896 | 953.1111 | 950.8698 | 960.3064 | 973.2335 | 984.938 | 997.0568 | 1006.595 | 1019.795 | 1032.938 | 1048.698 | 1065.876 | 1082.688 | 1098.9 | 1115.453 | 1132.352 | 1149.603 | 1167.211 | 1185.18 | 1203.516 | 1222.223 | 1241.307 |  |  | Total | -750 | 0 | 0 | 0 | 70 | -115 | 0 | 9.0159 | 22.2237 | 7.2017 | -4.5102 | -4.0784 | -2.2413 | 9.4365 | 12.9271 | 11.7044 | 12.1189 | 9.5382 | 13.2003 | 13.1435 | 15.7592 | 17.1788 | 16.812 | 16.2112 | 16.5529 | 16.8996 | 17.2511 | 17.6075 | 17.9691 | 18.3357 | 18.7074 | 19.0845
| Firm Rating | 0 | 0 | 0 | 0 | 0 | 0 | 2000 |  | 2000 | 2000 | 2000 | 2000 | 2000 | 2000 | 2000 | 2000 | 2000 | 2000 | 2000 | 2000 | 2000 | 2000 | 2000 | 2000 | 2000 | 2000 | 2000 | 2000 | 2000 | 2000 | 2000 | 2000 | 2000
| Total Capacity | 0 | 0 | 0 | 0 | 0 | 0 | 4000 |  | 4000 | 4000 | 4000 | 4000 | 4000 | 4000 | 4000 | 4000 | 4000 | 4000 | 4000 | 4000 | 4000 | 4000 | 4000 | 4000 | 4000 | 4000 | 4000 | 4000 | 4000 | 4000 | 4000 | 4000 | 4000 |  |  | Caringbah 33_11kV Tx1 | -350 | 0 | 0 | 0 | -25 | 0 | 0 | 12.3981 | 25.9932 | 11.88 | -1.288 | -1.1647 | -0.64006 | 2.6948 | 3.6917 | 3.3425 | 3.4608 | 2.7239 | 3.7697 | 3.7535 | 4.5004 | 4.9058 | 4.8011 | 4.6295 | 4.7271 | 4.8261 | 4.9265 | 5.0283 | 5.1315 | 5.2362 | 5.3424 | 5.45
|  | -7 | -6 | -5 | -4 | -3 | -2 | -1 |  | 0 | 1 | 2 | 3 | 4 | 5 | 6 | 7 | 8 | 9 | 10 | 11 | 12 | 13 | 14 | 15 | 16 | 17 | 18 | 19 | 20 | 21 | 22 | 23 | 24 |  |  | Caringbah 33_11kV Tx2 | -400 | 0 | 0 | 0 | 95 | -115 | 0 | -3.3822 | -3.7695 | -4.6783 | -3.2222 | -2.9137 | -1.6012 | 6.7417 | 9.2355 | 8.3619 | 8.658 | 6.8144 | 9.4306 | 9.3901 | 11.2588 | 12.273 | 12.0109 | 11.5817 | 11.8258 | 12.0735 | 12.3246 | 12.5793 | 12.8375 | 13.0995 | 13.3651 | 13.6344
| Transformer Loads | [36 empty] | 0 | 0 | 0 | 0 | 0 | 0 | 0 | 0 | 0 | 0 | 0 | 0 | 0 | 0 | 0 | 0 | 0 | 0 | 0 | 0 | 0 | 0 | 0 | 0 | 0 | 0 | 0 | 0 | 0 | 0 | 0 | 0
| Historical Loads | (11kV Amps) | [7 empty] | Weather Corrected Forecast Loads |  |  |  | (11kV Amps) | [23 empty] | 0 | 0 | 0 | 0 | 0 | 0 | 0 | 0 | 0 | 0 | 0 | 0 | 0 | 0 | 0 | 0 | 0 | 0 | 0 | 0 | 0 | 0 | 0 | 0 | 0 | 0 | 0 | 0 | 0 | 0 | 0 | 0
|  | 2007 | 2008 | 2009 | 2010 | 2011 | 2012 | 2013 |  | 2014 | 2015 | 2016 | 2017 | 2018 | 2019 | 2020 | 2021 | 2022 | 2023 | 2024 | 2025 | 2026 | 2027 | 2028 | 2029 | 2030 | 2031 | 2032 | 2033 | 2034 | 2035 | 2036 | 2037 | 2038 |  |  |  | 0 | 0 | 0 | 0 | 0 | 0 | 0 | 0 | 0 | 0 | 0 | 0 | 0 | 0 | 0 | 0 | 0 | 0 | 0 | 0 | 0 | 0 | 0 | 0 | 0 | 0 | 0 | 0 | 0 | 0 | 0 | 0
| 0 | [36 empty] | 0 | 0 | 0 | 0 | 0 | 0 | 0 | 0 | 0 | 0 | 0 | 0 | 0 | 0 | 0 | 0 | 0 | 0 | 0 | 0 | 0 | 0 | 0 | 0 | 0 | 0 | 0 | 0 | 0 | 0 | 0 | 0
| Diversity Factor: 0 | [36 empty] | 0 | 0 | 0 | 0 | 0 | 0 | 0 | 0 | 0 | 0 | 0 | 0 | 0 | 0 | 0 | 0 | 0 | 0 | 0 | 0 | 0 | 0 | 0 | 0 | 0 | 0 | 0 | 0 | 0 | 0 | 0 | 0
[38 empty] | 0 | 0 | 0 | 0 | 0 | 0 | 0 | 0 | 0 | 0 | 0 | 0 | 0 | 0 | 0 | 0 | 0 | 0 | 0 | 0 | 0 | 0 | 0 | 0 | 0 | 0 | 0 | 0 | 0 | 0 | 0 | 0
[38 empty] | 0 | 0 | 0 | 0 | 0 | 0 | 0 | 0 | 0 | 0 | 0 | 0 | 0 | 0 | 0 | 0 | 0 | 0 | 0 | 0 | 0 | 0 | 0 | 0 | 0 | 0 | 0 | 0 | 0 | 0 | 0 | 0
| 0 | [36 empty] | 0 | 0 | 0 | 0 | 0 | 0 | 0 | 0 | 0 | 0 | 0 | 0 | 0 | 0 | 0 | 0 | 0 | 0 | 0 | 0 | 0 | 0 | 0 | 0 | 0 | 0 | 0 | 0 | 0 | 0 | 0 | 0
Diversity Factor: 0
[38 empty] | Historical Spots & Transfers | [6 empty] | Forecast Spots & Transfers
[35 empty] | Project Name | From | To | 2007 | 2008 | 2009 | 2010 | 2011 | 2012 | 2013 | 2014 | 2015 | 2016 | 2017 | 2018 | 2019 | 2020 | 2021 | 2022 | 2023 | 2024 | 2025 | 2026 | 2027 | 2028 | 2029 | 2030 | 2031 | 2032 | 2033 | 2034 | 2035 | 2036 | 2037 | 2038
| 0 | [33 empty] | Broad based demand management |  | Caringbah 33_11kV Tx1 | 0 | 0 | 0 | 0 | 0 | 0 | 0 | 0 | -0.91513 | -1.3831 | -1.1319 | -0.818 | -0.82719 | 0 | 0 | 0 | 0 | 0 | 0 | 0 | 0 | 0 | 0 | 0 | 0 | 0 | 0 | 0 | 0 | 0 | 0 | 0
| Diversity Factor: 0 | [33 empty] | Broad based demand management |  | Caringbah 33_11kV Tx2 | 0 | 0 | 0 | 0 | 0 | 0 | 0 | 0 | -2.2894 | -3.46 | -2.8318 | -2.0464 | -2.0694 | 0 | 0 | 0 | 0 | 0 | 0 | 0 | 0 | 0 | 0 | 0 | 0 | 0 | 0 | 0 | 0 | 0 | 0 | 0
[35 empty] | DNP_ID: 5796. Laying of 4 cables to transfer 15 MVA load from Caringbah Zone Substation to Cronulla Zone Substation | Caringbah 33_11kV Tx1 | Cronulla 132_11kV Tx1 | 200 | 0 | 0 | 0 | 0 | 0 | 0 | 0 | 0 | 0 | 0 | 0 | 0 | 0 | 0 | 0 | 0 | 0 | 0 | 0 | 0 | 0 | 0 | 0 | 0 | 0 | 0 | 0 | 0 | 0 | 0 | 0
[35 empty] | DNP_ID: 5796. Laying of 4 cables to transfer 15 MVA load from Caringbah Zone Substation to Cronulla Zone Substation | Caringbah 33_11kV Tx1 | Cronulla 132_11kV Tx2 | 150 | 0 | 0 | 0 | 0 | 0 | 0 | 0 | 0 | 0 | 0 | 0 | 0 | 0 | 0 | 0 | 0 | 0 | 0 | 0 | 0 | 0 | 0 | 0 | 0 | 0 | 0 | 0 | 0 | 0 | 0 | 0
| 0 | [33 empty] | DNP_ID: 5796. Laying of 4 cables to transfer 15 MVA load from Caringbah Zone Substation to Cronulla Zone Substation | Caringbah 33_11kV Tx2 | Cronulla 132_11kV Tx2 | 400 | 0 | 0 | 0 | 0 | 0 | 0 | 0 | 0 | 0 | 0 | 0 | 0 | 0 | 0 | 0 | 0 | 0 | 0 | 0 | 0 | 0 | 0 | 0 | 0 | 0 | 0 | 0 | 0 | 0 | 0 | 0
| Diversity Factor: 0 | [33 empty] | DNP_ID: 6370. Gwawley Bay Zone Development | Caringbah 33_11kV Tx1 | Gwawley Bay 33_11kV Tx3 | 0 | 0 | 0 | 0 | 60 | 0 | 0 | 0 | 0 | 0 | 0 | 0 | 0 | 0 | 0 | 0 | 0 | 0 | 0 | 0 | 0 | 0 | 0 | 0 | 0 | 0 | 0 | 0 | 0 | 0 | 0 | 0
[35 empty] | DNP_ID: 6370. Gwawley Bay Zone Development | Gwawley Bay 33_11kV Tx3 | Caringbah 33_11kV Tx2 | 0 | 0 | 0 | 0 | 130 | 0 | 0 | 0 | 0 | 0 | 0 | 0 | 0 | 0 | 0 | 0 | 0 | 0 | 0 | 0 | 0 | 0 | 0 | 0 | 0 | 0 | 0 | 0 | 0 | 0 | 0 | 0
[35 empty] | DNP_ID: 6552. Change of open points to relieve remedial Pa.7R, Caringbah | Caringbah 33_11kV Tx1 | Caringbah 33_11kV Tx2 | 0 | 0 | 0 | 0 | 5 | 0 | 0 | 0 | 0 | 0 | 0 | 0 | 0 | 0 | 0 | 0 | 0 | 0 | 0 | 0 | 0 | 0 | 0 | 0 | 0 | 0 | 0 | 0 | 0 | 0 | 0 | 0
| 0 | [33 empty] | DNP_ID: 6552. Change of open points to relieve remedial Pa.7R, Caringbah | Caringbah 33_11kV Tx2 | Caringbah 33_11kV Tx1 | 0 | 0 | 0 | 0 | 40 | 0 | 0 | 0 | 0 | 0 | 0 | 0 | 0 | 0 | 0 | 0 | 0 | 0 | 0 | 0 | 0 | 0 | 0 | 0 | 0 | 0 | 0 | 0 | 0 | 0 | 0 | 0
| Diversity Factor: 0 | [33 empty] | DNP_ID: 6710. 4.2 MvA Load Transfer from Caringbah to Cronulla Zone | Caringbah 33_11kV Tx2 | Cronulla 132_11kV Tx1 | 0 | 0 | 0 | 0 | 0 | 115 | 0 | 0 | 0 | 0 | 0 | 0 | 0 | 0 | 0 | 0 | 0 | 0 | 0 | 0 | 0 | 0 | 0 | 0 | 0 | 0 | 0 | 0 | 0 | 0 | 0 | 0
[35 empty] | HVCON_ID: 2012429. Establishment of S.62935 Cawarra Meta No 3, 32-40 Cawarra Rd, Caringbah - now includes the decom of HVC |  | Caringbah 33_11kV Tx1 | 0 | 0 | 0 | 0 | 0 | 0 | 0 | 13.75 | 27.5 | 13.75 | 0 | 0 | 0 | 0 | 0 | 0 | 0 | 0 | 0 | 0 | 0 | 0 | 0 | 0 | 0 | 0 | 0 | 0 | 0 | 0 | 0 | 0
[35 empty] | Econometric |  | Caringbah 33_11kV Tx1 | 0 | 0 | 0 | 0 | 0 | 0 | 0 | 0 | 0 | 1.8059 | 3.3213 | 4.9925 | 5.656 | 5.7493 | 5.4959 | 5.5818 | 5.669 | 5.7575 | 5.8472 | 5.9381 | 6.0304 | 6.124 | 6.2189 | 6.3151 | 6.4127 | 6.5117 | 6.6121 | 6.7139 | 6.8171 | 6.9218 | 7.028 | 7.1357
| 0 | [33 empty] | Econometric |  | Caringbah 33_11kV Tx2 | 0 | 0 | 0 | 0 | 0 | 0 | 0 | 0 | 0 | 4.5179 | 8.309 | 12.4898 | 14.1496 | 14.383 | 13.749 | 13.9641 | 14.1823 | 14.4035 | 14.6279 | 14.8555 | 15.0863 | 15.3204 | 15.5578 | 15.7986 | 16.0428 | 16.2904 | 16.5415 | 16.7962 | 17.0545 | 17.3164 | 17.582 | 17.8513
| Diversity Factor: 0 | [33 empty] | Energy Efficiency |  | Caringbah 33_11kV Tx1 | 0 | 0 | 0 | 0 | 0 | 0 | 0 | -1.3519 | -0.59163 | -2.2929 | -3.4774 | -5.3392 | -5.4688 | -3.0544 | -1.8042 | -2.2393 | -2.2082 | -3.0336 | -2.0775 | -2.1847 | -1.53 | -1.2181 | -1.4178 | -1.6856 | -1.6856 | -1.6856 | -1.6856 | -1.6856 | -1.6856 | -1.6856 | -1.6856 | -1.6856
[35 empty] | Energy Efficiency |  | Caringbah 33_11kV Tx2 | 0 | 0 | 0 | 0 | 0 | 0 | 0 | -3.3822 | -1.4801 | -5.7361 | -8.6994 | -13.3571 | -13.6814 | -7.6413 | -4.5136 | -5.6022 | -5.5243 | -7.5892 | -5.1973 | -5.4654 | -3.8275 | -3.0474 | -3.5469 | -4.2169 | -4.2169 | -4.2169 | -4.2169 | -4.2169 | -4.2169 | -4.2169 | -4.2169 | -4.2169
[35 empty] | Solar PV |  | Caringbah 33_11kV Tx1 | 0 | 0 | 0 | 0 | 0 | 0 | 0 | 0 | 0 | 0 | 0 | 0 | 0 | 0 | 0 | 0 | 0 | 0 | 0 | 0 | 0 | 0 | 0 | 0 | 0 | 0 | 0 | 0 | 0 | 0 | 0 | 0
| 0 | [33 empty] | Solar PV |  | Caringbah 33_11kV Tx2 | 0 | 0 | 0 | 0 | 0 | 0 | 0 | 0 | 0 | 0 | 0 | 0 | 0 | 0 | 0 | 0 | 0 | 0 | 0 | 0 | 0 | 0 | 0 | 0 | 0 | 0 | 0 | 0 | 0 | 0 | 0 | 0
Diversity Factor: 0
0
Diversity Factor: 0
0
Diversity Factor: 0
0
Diversity Factor: 0
| Weather Correction and Public Holiday Factors | [8 empty] | Forecast ROG
ROG Justification
| Actual loads for season 2013 have been weather corrected by the following: | [6 empty] | 0.291% |  | 7 year ROG ok | [59 empty] | 7 year ROG ok
1 | 2 | 3 | 4 | 5 | 6 | 7 | 8 | 9 | 10 | 2014 | 2015 | 2016 | 2017 | 2018 | 2019 | 2020 | 2021 | 2022 | 2023 | 2024 | 2025 | 2026 | 2027 | 2028 | 2029 | 2030 | 2031 | 2032 | 2033 | 2034 | 2035 | 2036 | 2037 | 2038
0.97731 | 0.95513 | 0.94068 | 0.93357 | 0.93357 | 0.93357 | 0.93357 | 0.93357 | 0.93357 | 0.93357 | -2.269% | -2.269% | -1.513% | -0.756% | 0% | 0% | 0% | 0% | 0% | 0% | 0% | 0% | 0% | 0% | 0% | 0% | 0% | 0% | 0% | 0% | 0% | 0% | 0% | 0% | 0%
Substation Load Detail
[7 empty] | Units | 2013 |  | 2014 | 2015 | 2016 | 2017 | 2018 | 2019 | 2020 | 2021 | 2022 | 2023 | 2024 | 2025 | 2026 | 2027 | 2028 | 2029 | 2030 | 2031 | 2032 | 2033 | 2034 | 2035 | 2036 | 2037 | 2038
1 | Caringbah 33_11kV | Compensated |  | Load (LV side) |  |  | Amps | 967 | 990 | 976.5464 | 976.6061 | 969.0309 | 957.1896 | 953.1111 | 950.8698 | 960.3064 | 973.2335 | 984.938 | 997.0568 | 1006.595 | 1019.795 | 1032.938 | 1048.698 | 1065.876 | 1082.688 | 1098.9 | 1115.453 | 1132.352 | 1149.603 | 1167.211 | 1185.18 | 1203.516 | 1222.223 | 1241.307
|  |  |  | Apparent Power |  |  | MVA | 18.4238 |  | 18.6057 | 18.6068 | 18.4625 | 18.2369 | 18.1592 | 18.1165 | 18.2963 | 18.5426 | 18.7656 | 18.9965 | 19.1782 | 19.4297 | 19.6801 | 19.9804 | 20.3077 | 20.628 | 20.9369 | 21.2522 | 21.5742 | 21.9029 | 22.2384 | 22.5807 | 22.9301 | 23.2865 | 23.6501
|  |  |  | Real Power |  |  | MW | 17.1342 | 17.5417 | 17.3033 | 17.3044 | 17.1701 | 16.9603 | 16.8881 | 16.8483 | 17.0156 | 17.2446 | 17.452 | 17.6667 | 17.8357 | 18.0696 | 18.3025 | 18.5817 | 18.8861 | 19.184 | 19.4713 | 19.7646 | 20.064 | 20.3697 | 20.6817 | 21.0001 | 21.325 | 21.6564 | 21.9946
|  |  |  | Reactive Power |  |  | MVAr | 6.7719 |  | 6.8387 | 6.8391 | 6.7861 | 6.7031 | 6.6746 | 6.6589 | 6.725 | 6.8155 | 6.8975 | 6.9823 | 7.0491 | 7.1416 | 7.2336 | 7.344 | 7.4643 | 7.582 | 7.6955 | 7.8115 | 7.9298 | 8.0506 | 8.1739 | 8.2998 | 8.4282 | 8.5592 | 8.6928
|  |  |  | Capacitors In Service |  |  | MVAr | 0 |  | 0 | 0 | 0 | 0 | 0 | 0 | 0 | 0 | 0 | 0 | 0 | 0 | 0 | 0 | 0 | 0 | 0 | 0 | 0 | 0 | 0 | 0 | 0 | 0 | 0
|  |  |  | PF |  |  |  | 0.93 |  | 0.93 | 0.93 | 0.93 | 0.93 | 0.93 | 0.93 | 0.93 | 0.93 | 0.93 | 0.93 | 0.93 | 0.93 | 0.93 | 0.93 | 0.93 | 0.93 | 0.93 | 0.93 | 0.93 | 0.93 | 0.93 | 0.93 | 0.93 | 0.93 | 0.93
0.88678 | Diversity Factor: 0.89 | Uncompensated |  | Reactive Power |  |  | MVAr | 6.7719 | 6.9329 | 6.8387 | 6.8391 | 6.7861 | 6.7031 | 6.6746 | 6.6589 | 6.725 | 6.8155 | 6.8975 | 6.9823 | 7.0491 | 7.1416 | 7.2336 | 7.344 | 7.4643 | 7.582 | 7.6955 | 7.8115 | 7.9298 | 8.0506 | 8.1739 | 8.2998 | 8.4282 | 8.5592 | 8.6928
|  |  |  | PF |  |  |  | 0.93 |  | 0.93 | 0.93 | 0.93 | 0.93 | 0.93 | 0.93 | 0.93 | 0.93 | 0.93 | 0.93 | 0.93 | 0.93 | 0.93 | 0.93 | 0.93 | 0.93 | 0.93 | 0.93 | 0.93 | 0.93 | 0.93 | 0.93 | 0.93 | 0.93 | 0.93
[10 empty] | 1 | 2 | 3 | 4 | 5 | 6 | 7 | 8 | 9 | 10 | 11 | 12 | 13 | 14 | 15 | 16 | 17 | 18 | 19 | 20 | 21 | 22 | 23 | 24 | 25
Transformer Load Detail
[7 empty] | Units | 2013 |  | 2014 | 2015 | 2016 | 2017 | 2018 | 2019 | 2020 | 2021 | 2022 | 2023 | 2024 | 2025 | 2026 | 2027 | 2028 | 2029 | 2030 | 2031 | 2032 | 2033 | 2034 | 2035 | 2036 | 2037 | 2038
| 0 | Compensated |  | Load (LV side) |  |  | Amps
|  |  |  | Apparent Power |  |  | MVA
|  |  |  | Real Power |  |  | MW
|  |  |  | Reactive Power |  |  | MVAr
|  |  |  | Capacitors In Service |  |  | MVAr
PF
| Zone Div: | Uncompensated |  | Reactive Power |  |  | MVAr
PF
| 0 | Compensated |  | Load (LV side) |  |  | Amps
|  |  |  | Apparent Power |  |  | MVA
|  |  |  | Real Power |  |  | MW
|  |  |  | Reactive Power |  |  | MVAr
|  |  |  | Capacitors In Service |  |  | MVAr
PF
| Zone Div: | Uncompensated |  | Reactive Power |  |  | MVAr
PF
| 0 | Compensated |  | Load (LV side) |  |  | Amps
|  |  |  | Apparent Power |  |  | MVA
|  |  |  | Real Power |  |  | MW
|  |  |  | Reactive Power |  |  | MVAr
|  |  |  | Capacitors In Service |  |  | MVAr
PF
| Zone Div: | Uncompensated |  | Reactive Power |  |  | MVAr
PF
| 0 | Compensated |  | Load (LV side) |  |  | Amps
|  |  |  | Apparent Power |  |  | MVA
|  |  |  | Real Power |  |  | MW
|  |  |  | Reactive Power |  |  | MVAr
|  |  |  | Capacitors In Service |  |  | MVAr
PF
| Zone Div: | Uncompensated |  | Reactive Power |  |  | MVAr
PF
| 0 | Compensated |  | Load (LV side) |  |  | Amps
|  |  |  | Apparent Power |  |  | MVA
|  |  |  | Real Power |  |  | MW
|  |  |  | Reactive Power |  |  | MVAr
|  |  |  | Capacitors In Service |  |  | MVAr
PF
| Zone Div: | Uncompensated |  | Reactive Power |  |  | MVAr
PF
| 0 | Compensated |  | Load (LV side) |  |  | Amps
|  |  |  | Apparent Power |  |  | MVA
|  |  |  | Real Power |  |  | MW
|  |  |  | Reactive Power |  |  | MVAr
|  |  |  | Capacitors In Service |  |  | MVAr
PF
| Zone Div: | Uncompensated |  | Reactive Power |  |  | MVAr
PF
| 0 | Compensated |  | Load (LV side) |  |  | Amps
|  |  |  | Apparent Power |  |  | MVA
|  |  |  | Real Power |  |  | MW
|  |  |  | Reactive Power |  |  | MVAr
|  |  |  | Capacitors In Service |  |  | MVAr
PF
| Zone Div: | Uncompensated |  | Reactive Power |  |  | MVAr
PF
| 0 | Compensated |  | Load (LV side) |  |  | Amps
|  |  |  | Apparent Power |  |  | MVA
|  |  |  | Real Power |  |  | MW
|  |  |  | Reactive Power |  |  | MVAr
|  |  |  | Capacitors In Service |  |  | MVAr
PF
| Zone Div: | Uncompensated |  | Reactive Power |  |  | MVAr
PF
| 0 | Compensated |  | Load (LV side) |  |  | Amps
|  |  |  | Apparent Power |  |  | MVA
|  |  |  | Real Power |  |  | MW
|  |  |  | Reactive Power |  |  | MVAr
|  |  |  | Capacitors In Service |  |  | MVAr
PF
| Zone Div: | Uncompensated |  | Reactive Power |  |  | MVAr
PF
| 0 | Compensated |  | Load (LV side) |  |  | Amps
|  |  |  | Apparent Power |  |  | MVA
|  |  |  | Real Power |  |  | MW
|  |  |  | Reactive Power |  |  | MVAr
|  |  |  | Capacitors In Service |  |  | MVAr
PF
| Zone Div: | Uncompensated |  | Reactive Power |  |  | MVAr
PF

## Cronulla 132_11kV
| Cronulla 132_11kV | [16 empty] | 2014 | WINTER
| Substation Total Loads | [33 empty] | Spots & Transfers Detail
| Historical Loads | (11kV Amps) | [7 empty] | Weather Corrected Forecast Loads |  |  |  | (11kV Amps) | [20 empty] | Spots & Transfers Summary | (11kV Amps) |  | Historical Spots & Transfers | [6 empty] | Forecast Spots & Transfers
|  | 2007 | 2008 | 2009 | 2010 | 2011 | 2012 | 2013 |  | 2014 | 2015 | 2016 | 2017 | 2018 | 2019 | 2020 | 2021 | 2022 | 2023 | 2024 | 2025 | 2026 | 2027 | 2028 | 2029 | 2030 | 2031 | 2032 | 2033 | 2034 | 2035 | 2036 | 2037 | 2038 |  |  |  | 2007 | 2008 | 2009 | 2010 | 2011 | 2012 | 2013 | 2014 | 2015 | 2016 | 2017 | 2018 | 2019 | 2020 | 2021 | 2022 | 2023 | 2024 | 2025 | 2026 | 2027 | 2028 | 2029 | 2030 | 2031 | 2032 | 2033 | 2034 | 2035 | 2036 | 2037 | 2038
| Total | 3399 | 3534 | 2997 | 3141 | 3052 | 2947 | 2956 |  | 2894.526 | 2826.796 | 2788.15 | 2765.086 | 2778.365 | 2796.8 | 2834.97 | 2873.363 | 2910.425 | 2949.459 | 2987.651 | 3032.347 | 3077.89 | 3126.635 | 3177.831 | 3229.187 | 3281.075 | 3334.198 | 3388.574 | 3444.223 | 3501.164 | 3559.414 | 3618.995 | 3679.926 | 3742.227 |  |  | Total | 750 | 0 | 0 | 0 | 0 | 115 | 18 | -1.4243 | 31.7288 | 26.1094 | 8.8701 | 13.279 | 18.4351 | 38.1703 | 38.3927 | 37.0618 | 39.0341 | 38.1919 | 44.6965 | 45.5429 | 48.7451 | 51.196 | 51.3564 | 51.8875 | 53.1228 | 54.3765 | 55.6489 | 56.9403 | 58.2509 | 59.581 | 60.9309 | 62.3008
| Firm Rating | 0 | 0 | 0 | 0 | 0 | 0 | 3368 |  | 3368 | 3368 | 3368 | 3368 | 3368 | 3368 | 3368 | 3368 | 3368 | 3368 | 3368 | 3368 | 3368 | 3368 | 3368 | 3368 | 3368 | 3368 | 3368 | 3368 | 3368 | 3368 | 3368 | 3368 | 3368
| Total Capacity | 0 | 0 | 0 | 0 | 0 | 0 | 6204 |  | 6204 | 6204 | 6204 | 6204 | 6204 | 6204 | 6204 | 6204 | 6204 | 6204 | 6204 | 6204 | 6204 | 6204 | 6204 | 6204 | 6204 | 6204 | 6204 | 6204 | 6204 | 6204 | 6204 | 6204 | 6204 |  |  | Cronulla 132_11kV Tx1 | 200 | 0 | -201 | 0 | 0 | 115 | 0 | -0.66641 | -1.1094 | 1.408 | 4.1501 | 6.2128 | 8.6253 | 17.8588 | 17.9629 | 17.3402 | 18.2629 | 17.8689 | 20.9122 | 21.3082 | 22.8064 | 23.9531 | 24.0282 | 24.2767 | 24.8546 | 25.4412 | 26.0365 | 26.6407 | 27.2539 | 27.8763 | 28.5078 | 29.1488
|  | -7 | -6 | -5 | -4 | -3 | -2 | -1 |  | 0 | 1 | 2 | 3 | 4 | 5 | 6 | 7 | 8 | 9 | 10 | 11 | 12 | 13 | 14 | 15 | 16 | 17 | 18 | 19 | 20 | 21 | 22 | 23 | 24 |  |  | Cronulla 132_11kV Tx2 | 550 | 0 | 201 | 0 | 0 | 0 | 18 | -0.75793 | 32.8382 | 24.7014 | 4.72 | 7.0661 | 9.8098 | 20.3115 | 20.4299 | 19.7217 | 20.7711 | 20.323 | 23.7843 | 24.2347 | 25.9386 | 27.2428 | 27.3282 | 27.6108 | 28.2681 | 28.9353 | 29.6124 | 30.2996 | 30.997 | 31.7048 | 32.4231 | 33.152
| Transformer Loads | [36 empty] | 0 | 0 | 0 | 0 | 0 | 0 | 0 | 0 | 0 | 0 | 0 | 0 | 0 | 0 | 0 | 0 | 0 | 0 | 0 | 0 | 0 | 0 | 0 | 0 | 0 | 0 | 0 | 0 | 0 | 0 | 0 | 0
| Historical Loads | (11kV Amps) | [7 empty] | 0: Weather Corrected Forecast Loads; 4: (11kV Amps) |  |  |  | 0 | 0 | 0 | 0 | 0 | 0 | 0 | 0 | 0 | 0 | 0 | 0 | 0 | 0 | 0 | 0 | 0 | 0 | 0 | 0 | 0 | 0 | 0 | 0 | 0 | 0 | 0 | 0 | 0 | 0 | 0 | 0
|  | 2007 | 2008 | 2009 | 2010 | 2011 | 2012 | 2013 |  | 2014 | 2015 | 2016 | 2017 | 2018 | 2019 | 2020 | 2021 | 2022 | 2023 | 2024 | 2025 | 2026 | 2027 | 2028 | 2029 | 2030 | 2031 | 2032 | 2033 | 2034 | 2035 | 2036 | 2037 | 2038 |  |  |  | 0 | 0 | 0 | 0 | 0 | 0 | 0 | 0 | 0 | 0 | 0 | 0 | 0 | 0 | 0 | 0 | 0 | 0 | 0 | 0 | 0 | 0 | 0 | 0 | 0 | 0 | 0 | 0 | 0 | 0 | 0 | 0
| 0 | [36 empty] | 0 | 0 | 0 | 0 | 0 | 0 | 0 | 0 | 0 | 0 | 0 | 0 | 0 | 0 | 0 | 0 | 0 | 0 | 0 | 0 | 0 | 0 | 0 | 0 | 0 | 0 | 0 | 0 | 0 | 0 | 0 | 0
| Diversity Factor: 0 | [36 empty] | 0 | 0 | 0 | 0 | 0 | 0 | 0 | 0 | 0 | 0 | 0 | 0 | 0 | 0 | 0 | 0 | 0 | 0 | 0 | 0 | 0 | 0 | 0 | 0 | 0 | 0 | 0 | 0 | 0 | 0 | 0 | 0
[38 empty] | 0 | 0 | 0 | 0 | 0 | 0 | 0 | 0 | 0 | 0 | 0 | 0 | 0 | 0 | 0 | 0 | 0 | 0 | 0 | 0 | 0 | 0 | 0 | 0 | 0 | 0 | 0 | 0 | 0 | 0 | 0 | 0
[38 empty] | 0 | 0 | 0 | 0 | 0 | 0 | 0 | 0 | 0 | 0 | 0 | 0 | 0 | 0 | 0 | 0 | 0 | 0 | 0 | 0 | 0 | 0 | 0 | 0 | 0 | 0 | 0 | 0 | 0 | 0 | 0 | 0
| 0 | [36 empty] | 0 | 0 | 0 | 0 | 0 | 0 | 0 | 0 | 0 | 0 | 0 | 0 | 0 | 0 | 0 | 0 | 0 | 0 | 0 | 0 | 0 | 0 | 0 | 0 | 0 | 0 | 0 | 0 | 0 | 0 | 0 | 0
Diversity Factor: 0
[38 empty] | Historical Spots & Transfers | [6 empty] | Forecast Spots & Transfers
[35 empty] | Project Name | From | To | 2007 | 2008 | 2009 | 2010 | 2011 | 2012 | 2013 | 2014 | 2015 | 2016 | 2017 | 2018 | 2019 | 2020 | 2021 | 2022 | 2023 | 2024 | 2025 | 2026 | 2027 | 2028 | 2029 | 2030 | 2031 | 2032 | 2033 | 2034 | 2035 | 2036 | 2037 | 2038
| 0 | [33 empty] | Broad based demand management |  | Cronulla 132_11kV Tx1 | 0 | 0 | 0 | 0 | 0 | 0 | 0 | 0 | -0.62439 | -1.4243 | -1.4018 | -1.3684 | -1.6861 | 0 | 0 | 0 | 0 | 0 | 0 | 0 | 0 | 0 | 0 | 0 | 0 | 0 | 0 | 0 | 0 | 0 | 0 | 0
| Diversity Factor: 0 | [33 empty] | Broad based demand management |  | Cronulla 132_11kV Tx2 | 0 | 0 | 0 | 0 | 0 | 0 | 0 | 0 | -0.71015 | -1.6199 | -1.5944 | -1.5563 | -1.9177 | 0 | 0 | 0 | 0 | 0 | 0 | 0 | 0 | 0 | 0 | 0 | 0 | 0 | 0 | 0 | 0 | 0 | 0 | 0
[35 empty] | DNP_ID: 5796. Laying of 4 cables to transfer 15 MVA load from Caringbah Zone Substation to Cronulla Zone Substation | Caringbah 33_11kV Tx1 | Cronulla 132_11kV Tx1 | 200 | 0 | 0 | 0 | 0 | 0 | 0 | 0 | 0 | 0 | 0 | 0 | 0 | 0 | 0 | 0 | 0 | 0 | 0 | 0 | 0 | 0 | 0 | 0 | 0 | 0 | 0 | 0 | 0 | 0 | 0 | 0
[35 empty] | DNP_ID: 5796. Laying of 4 cables to transfer 15 MVA load from Caringbah Zone Substation to Cronulla Zone Substation | Caringbah 33_11kV Tx1 | Cronulla 132_11kV Tx2 | 150 | 0 | 0 | 0 | 0 | 0 | 0 | 0 | 0 | 0 | 0 | 0 | 0 | 0 | 0 | 0 | 0 | 0 | 0 | 0 | 0 | 0 | 0 | 0 | 0 | 0 | 0 | 0 | 0 | 0 | 0 | 0
| 0 | [33 empty] | DNP_ID: 5796. Laying of 4 cables to transfer 15 MVA load from Caringbah Zone Substation to Cronulla Zone Substation | Caringbah 33_11kV Tx2 | Cronulla 132_11kV Tx2 | 400 | 0 | 0 | 0 | 0 | 0 | 0 | 0 | 0 | 0 | 0 | 0 | 0 | 0 | 0 | 0 | 0 | 0 | 0 | 0 | 0 | 0 | 0 | 0 | 0 | 0 | 0 | 0 | 0 | 0 | 0 | 0
| Diversity Factor: 0 | [33 empty] | DNP_ID: 6365. Cronulla Zone Development - 2008 (Panel 3, 6, 16 & 20 Feeders). | Cronulla 132_11kV Tx1 | Cronulla 132_11kV Tx2 | 0 | 0 | 201 | 0 | 0 | 0 | 0 | 0 | 0 | 0 | 0 | 0 | 0 | 0 | 0 | 0 | 0 | 0 | 0 | 0 | 0 | 0 | 0 | 0 | 0 | 0 | 0 | 0 | 0 | 0 | 0 | 0
[35 empty] | DNP_ID: 6710. 4.2 MvA Load Transfer from Caringbah to Cronulla Zone | Caringbah 33_11kV Tx2 | Cronulla 132_11kV Tx1 | 0 | 0 | 0 | 0 | 0 | 115 | 0 | 0 | 0 | 0 | 0 | 0 | 0 | 0 | 0 | 0 | 0 | 0 | 0 | 0 | 0 | 0 | 0 | 0 | 0 | 0 | 0 | 0 | 0 | 0 | 0 | 0
[35 empty] | HVCON_ID: 2011586. Establishment of 4 x Kiosks: S.61049 Torquay Greenhills; S.61050 Cottesloe Greenhills; S.61051 Hyams Greenhills; S.61052 Wategos Greenhills, 422-450 Captain Cook Drive, Kurnell |  | Cronulla 132_11kV Tx2 | 0 | 0 | 0 | 0 | 0 | 0 | 18 | 0 | 34.1 | 23.1 | 0 | 0 | 0 | 0 | 0 | 0 | 0 | 0 | 0 | 0 | 0 | 0 | 0 | 0 | 0 | 0 | 0 | 0 | 0 | 0 | 0 | 0
| 0 | [33 empty] | Econometric |  | Cronulla 132_11kV Tx1 | 0 | 0 | 0 | 0 | 0 | 0 | 0 | 0 | 0 | 9.7084 | 16.9838 | 25.484 | 29.8081 | 30.3708 | 28.6401 | 29.1454 | 29.6585 | 30.1792 | 30.7078 | 31.2443 | 31.7889 | 32.3416 | 32.9027 | 33.4721 | 34.0501 | 34.6366 | 35.232 | 35.8362 | 36.4494 | 37.0717 | 37.7033 | 38.3442
| Diversity Factor: 0 | [33 empty] | Econometric |  | Cronulla 132_11kV Tx2 | 0 | 0 | 0 | 0 | 0 | 0 | 0 | 0 | 0 | 11.0418 | 19.3163 | 28.9839 | 33.9019 | 34.5419 | 32.5735 | 33.1483 | 33.7317 | 34.324 | 34.9252 | 35.5354 | 36.1547 | 36.7834 | 37.4215 | 38.0691 | 38.7265 | 39.3936 | 40.0707 | 40.7579 | 41.4553 | 42.1631 | 42.8814 | 43.6104
[35 empty] | Energy Efficiency |  | Cronulla 132_11kV Tx1 | 0 | 0 | 0 | 0 | 0 | 0 | 0 | -0.66641 | -0.48503 | -6.8761 | -11.4319 | -17.9027 | -19.4967 | -12.512 | -10.6772 | -11.8053 | -11.3955 | -12.3103 | -9.7956 | -9.9361 | -8.9825 | -8.3885 | -8.8745 | -9.1954 | -9.1954 | -9.1954 | -9.1954 | -9.1954 | -9.1954 | -9.1954 | -9.1954 | -9.1954
[35 empty] | Energy Efficiency |  | Cronulla 132_11kV Tx2 | 0 | 0 | 0 | 0 | 0 | 0 | 0 | -0.75793 | -0.55164 | -7.8205 | -13.0019 | -20.3615 | -22.1744 | -14.2303 | -12.1436 | -13.4266 | -12.9606 | -14.001 | -11.1409 | -11.3007 | -10.2161 | -9.5406 | -10.0933 | -10.4583 | -10.4583 | -10.4583 | -10.4583 | -10.4583 | -10.4583 | -10.4583 | -10.4583 | -10.4583
| 0 | [33 empty] | Solar PV |  | Cronulla 132_11kV Tx1 | 0 | 0 | 0 | 0 | 0 | 0 | 0 | 0 | 0 | 0 | 0 | 0 | 0 | 0 | 0 | 0 | 0 | 0 | 0 | 0 | 0 | 0 | 0 | 0 | 0 | 0 | 0 | 0 | 0 | 0 | 0 | 0
| Diversity Factor: 0 | [33 empty] | Solar PV |  | Cronulla 132_11kV Tx2 | 0 | 0 | 0 | 0 | 0 | 0 | 0 | 0 | 0 | 0 | 0 | 0 | 0 | 0 | 0 | 0 | 0 | 0 | 0 | 0 | 0 | 0 | 0 | 0 | 0 | 0 | 0 | 0 | 0 | 0 | 0 | 0
0
Diversity Factor: 0
0
Diversity Factor: 0
0
Diversity Factor: 0
0
Diversity Factor: 0
| Weather Correction and Public Holiday Factors | [8 empty] | Forecast ROG
ROG Justification
| Actual loads for season 2013 have been weather corrected by the following: | [6 empty] | 0.5148% |  | 7 year ROG ok | [59 empty] | 7 year ROG ok
1 | 2 | 3 | 4 | 5 | 6 | 7 | 8 | 9 | 10 | 2014 | 2015 | 2016 | 2017 | 2018 | 2019 | 2020 | 2021 | 2022 | 2023 | 2024 | 2025 | 2026 | 2027 | 2028 | 2029 | 2030 | 2031 | 2032 | 2033 | 2034 | 2035 | 2036 | 2037 | 2038
0.96564 | 0.93246 | 0.91111 | 0.90068 | 0.90068 | 0.90068 | 0.90068 | 0.90068 | 0.90068 | 0.90068 | -3.436% | -3.436% | -2.29% | -1.145% | 0% | 0% | 0% | 0% | 0% | 0% | 0% | 0% | 0% | 0% | 0% | 0% | 0% | 0% | 0% | 0% | 0% | 0% | 0% | 0% | 0%
Substation Load Detail
[7 empty] | Units | 2013 |  | 2014 | 2015 | 2016 | 2017 | 2018 | 2019 | 2020 | 2021 | 2022 | 2023 | 2024 | 2025 | 2026 | 2027 | 2028 | 2029 | 2030 | 2031 | 2032 | 2033 | 2034 | 2035 | 2036 | 2037 | 2038
1 | Cronulla 132_11kV | Compensated |  | Load (LV side) |  |  | Amps | 2956 | 2999 | 2894.526 | 2826.796 | 2788.15 | 2765.086 | 2778.365 | 2796.8 | 2834.97 | 2873.363 | 2910.425 | 2949.459 | 2987.651 | 3032.347 | 3077.89 | 3126.635 | 3177.831 | 3229.187 | 3281.075 | 3334.198 | 3388.574 | 3444.223 | 3501.164 | 3559.414 | 3618.995 | 3679.926 | 3742.227
|  |  |  | Apparent Power |  |  | MVA | 56.3194 |  | 55.1481 | 53.8577 | 53.1214 | 52.682 | 52.935 | 53.2862 | 54.0134 | 54.7449 | 55.451 | 56.1947 | 56.9224 | 57.774 | 58.6417 | 59.5704 | 60.5458 | 61.5243 | 62.5129 | 63.525 | 64.561 | 65.6213 | 66.7061 | 67.816 | 68.9511 | 70.112 | 71.299
|  |  |  | Real Power |  |  | MW | 55.7562 | 56.5672 | 54.5966 | 53.3191 | 52.5902 | 52.1551 | 52.4056 | 52.7533 | 53.4733 | 54.1975 | 54.8965 | 55.6328 | 56.3532 | 57.1962 | 58.0553 | 58.9747 | 59.9404 | 60.9091 | 61.8877 | 62.8897 | 63.9154 | 64.9651 | 66.0391 | 67.1378 | 68.2616 | 69.4109 | 70.586
|  |  |  | Reactive Power |  |  | MVAr | 7.9448 |  | 7.7796 | 7.5976 | 7.4937 | 7.4317 | 7.4674 | 7.5169 | 7.6195 | 7.7227 | 7.8223 | 7.9272 | 8.0299 | 8.15 | 8.2724 | 8.4034 | 8.541 | 8.6791 | 8.8185 | 8.9613 | 9.1075 | 9.257 | 9.4101 | 9.5666 | 9.7268 | 9.8905 | 10.058
|  |  |  | Capacitors In Service |  |  | MVAr | 0 |  | 0 | 0 | 0 | 0 | 0 | 0 | 0 | 0 | 0 | 0 | 0 | 0 | 0 | 0 | 0 | 0 | 0 | 0 | 0 | 0 | 0 | 0 | 0 | 0 | 0
|  |  |  | PF |  |  |  | 0.99 |  | 0.99 | 0.99 | 0.99 | 0.99 | 0.99 | 0.99 | 0.99 | 0.99 | 0.99 | 0.99 | 0.99 | 0.99 | 0.99 | 0.99 | 0.99 | 0.99 | 0.99 | 0.99 | 0.99 | 0.99 | 0.99 | 0.99 | 0.99 | 0.99 | 0.99
0.92395 | Diversity Factor: 0.92 | Uncompensated |  | Reactive Power |  |  | MVAr | 7.9448 | 8.0604 | 7.7796 | 7.5976 | 7.4937 | 7.4317 | 7.4674 | 7.5169 | 7.6195 | 7.7227 | 7.8223 | 7.9272 | 8.0299 | 8.15 | 8.2724 | 8.4034 | 8.541 | 8.6791 | 8.8185 | 8.9613 | 9.1075 | 9.257 | 9.4101 | 9.5666 | 9.7268 | 9.8905 | 10.058
|  |  |  | PF |  |  |  | 0.99 |  | 0.99 | 0.99 | 0.99 | 0.99 | 0.99 | 0.99 | 0.99 | 0.99 | 0.99 | 0.99 | 0.99 | 0.99 | 0.99 | 0.99 | 0.99 | 0.99 | 0.99 | 0.99 | 0.99 | 0.99 | 0.99 | 0.99 | 0.99 | 0.99 | 0.99
[10 empty] | 1 | 2 | 3 | 4 | 5 | 6 | 7 | 8 | 9 | 10 | 11 | 12 | 13 | 14 | 15 | 16 | 17 | 18 | 19 | 20 | 21 | 22 | 23 | 24 | 25
Transformer Load Detail
[7 empty] | Units | 2013 |  | 2014 | 2015 | 2016 | 2017 | 2018 | 2019 | 2020 | 2021 | 2022 | 2023 | 2024 | 2025 | 2026 | 2027 | 2028 | 2029 | 2030 | 2031 | 2032 | 2033 | 2034 | 2035 | 2036 | 2037 | 2038
| 0 | Compensated |  | Load (LV side) |  |  | Amps
|  |  |  | Apparent Power |  |  | MVA
|  |  |  | Real Power |  |  | MW
|  |  |  | Reactive Power |  |  | MVAr
|  |  |  | Capacitors In Service |  |  | MVAr
PF
| Zone Div: | Uncompensated |  | Reactive Power |  |  | MVAr
PF
| 0 | Compensated |  | Load (LV side) |  |  | Amps
|  |  |  | Apparent Power |  |  | MVA
|  |  |  | Real Power |  |  | MW
|  |  |  | Reactive Power |  |  | MVAr
|  |  |  | Capacitors In Service |  |  | MVAr
PF
| Zone Div: | Uncompensated |  | Reactive Power |  |  | MVAr
PF
| 0 | Compensated |  | Load (LV side) |  |  | Amps
|  |  |  | Apparent Power |  |  | MVA
|  |  |  | Real Power |  |  | MW
|  |  |  | Reactive Power |  |  | MVAr
|  |  |  | Capacitors In Service |  |  | MVAr
PF
| Zone Div: | Uncompensated |  | Reactive Power |  |  | MVAr
PF
| 0 | Compensated |  | Load (LV side) |  |  | Amps
|  |  |  | Apparent Power |  |  | MVA
|  |  |  | Real Power |  |  | MW
|  |  |  | Reactive Power |  |  | MVAr
|  |  |  | Capacitors In Service |  |  | MVAr
PF
| Zone Div: | Uncompensated |  | Reactive Power |  |  | MVAr
PF
| 0 | Compensated |  | Load (LV side) |  |  | Amps
|  |  |  | Apparent Power |  |  | MVA
|  |  |  | Real Power |  |  | MW
|  |  |  | Reactive Power |  |  | MVAr
|  |  |  | Capacitors In Service |  |  | MVAr
PF
| Zone Div: | Uncompensated |  | Reactive Power |  |  | MVAr
PF
| 0 | Compensated |  | Load (LV side) |  |  | Amps
|  |  |  | Apparent Power |  |  | MVA
|  |  |  | Real Power |  |  | MW
|  |  |  | Reactive Power |  |  | MVAr
|  |  |  | Capacitors In Service |  |  | MVAr
PF
| Zone Div: | Uncompensated |  | Reactive Power |  |  | MVAr
PF
| 0 | Compensated |  | Load (LV side) |  |  | Amps
|  |  |  | Apparent Power |  |  | MVA
|  |  |  | Real Power |  |  | MW
|  |  |  | Reactive Power |  |  | MVAr
|  |  |  | Capacitors In Service |  |  | MVAr
PF
| Zone Div: | Uncompensated |  | Reactive Power |  |  | MVAr
PF
| 0 | Compensated |  | Load (LV side) |  |  | Amps
|  |  |  | Apparent Power |  |  | MVA
|  |  |  | Real Power |  |  | MW
|  |  |  | Reactive Power |  |  | MVAr
|  |  |  | Capacitors In Service |  |  | MVAr
PF
| Zone Div: | Uncompensated |  | Reactive Power |  |  | MVAr
PF
| 0 | Compensated |  | Load (LV side) |  |  | Amps
|  |  |  | Apparent Power |  |  | MVA
|  |  |  | Real Power |  |  | MW
|  |  |  | Reactive Power |  |  | MVAr
|  |  |  | Capacitors In Service |  |  | MVAr
PF
| Zone Div: | Uncompensated |  | Reactive Power |  |  | MVAr
PF
| 0 | Compensated |  | Load (LV side) |  |  | Amps
|  |  |  | Apparent Power |  |  | MVA
|  |  |  | Real Power |  |  | MW
|  |  |  | Reactive Power |  |  | MVAr
|  |  |  | Capacitors In Service |  |  | MVAr
PF
| Zone Div: | Uncompensated |  | Reactive Power |  |  | MVAr
PF

## Engadine 132_11kV
| Engadine 132_11kV | [16 empty] | 2014 | WINTER
[6 empty] | Zone commissioned |  | 2014-10-31
| Substation Total Loads | [33 empty] | Spots & Transfers Detail
| Historical Loads | (11kV Amps) | [7 empty] | Weather Corrected Forecast Loads |  |  |  | (11kV Amps) | [20 empty] | Spots & Transfers Summary | (11kV Amps) |  | Historical Spots & Transfers | [6 empty] | Forecast Spots & Transfers
|  | 2007 | 2008 | 2009 | 2010 | 2011 | 2012 | 2013 |  | 2014 | 2015 | 2016 | 2017 | 2018 | 2019 | 2020 | 2021 | 2022 | 2023 | 2024 | 2025 | 2026 | 2027 | 2028 | 2029 | 2030 | 2031 | 2032 | 2033 | 2034 | 2035 | 2036 | 2037 | 2038 |  |  |  | 2007 | 2008 | 2009 | 2010 | 2011 | 2012 | 2013 | 2014 | 2015 | 2016 | 2017 | 2018 | 2019 | 2020 | 2021 | 2022 | 2023 | 2024 | 2025 | 2026 | 2027 | 2028 | 2029 | 2030 | 2031 | 2032 | 2033 | 2034 | 2035 | 2036 | 2037 | 2038
| Total | [8 empty] | 0 | 1355.569 | 1317.897 | 1302.594 | 1307.885 | 1315.408 | 1332.617 | 1350.249 | 1367.217 | 1385.109 | 1402.482 | 1423.017 | 1443.943 | 1466.481 | 1490.226 | 1514.035 | 1538.064 | 1562.685 | 1587.909 | 1613.744 | 1640.2 | 1667.285 | 1695.01 | 1723.383 | 1752.415 |  |  | Total | 0 | 0 | 0 | 0 | 0 | 0 | 0 | -0.93686 | 1356.395 | 0.72902 | 3.4567 | 5.4528 | 7.7522 | 17.7214 | 18.1422 | 17.4473 | 18.3834 | 17.837 | 21.0692 | 21.4543 | 23.0898 | 24.3066 | 24.3545 | 24.5612 | 25.1499 | 25.7475 | 26.3539 | 26.9694 | 27.5941 | 28.2281 | 28.8715 | 29.5244
| Firm Rating | 0 | 0 | 0 | 0 | 0 | 0 | 0 |  | 0 | 3280 | 3280 | 3280 | 3280 | 3280 | 3280 | 3280 | 3280 | 3280 | 3280 | 3280 | 3280 | 3280 | 3280 | 3280 | 3280 | 3280 | 3280 | 3280 | 3280 | 3280 | 3280 | 3280 | 3280
| Total Capacity | 0 | 0 | 0 | 0 | 0 | 0 | 0 |  | 0 | 6314 | 6314 | 6314 | 6314 | 6314 | 6314 | 6314 | 6314 | 6314 | 6314 | 6314 | 6314 | 6314 | 6314 | 6314 | 6314 | 6314 | 6314 | 6314 | 6314 | 6314 | 6314 | 6314 | 6314 |  |  | Engadine 132_11kV Tx1 | 0 | 0 | 0 | 0 | 0 | 0 | 0 | -0.46843 | 892.1975 | 0.36451 | 1.7283 | 2.7264 | 3.8761 | 8.8607 | 9.0711 | 8.7236 | 9.1917 | 8.9185 | 10.5346 | 10.7271 | 11.5449 | 12.1533 | 12.1773 | 12.2806 | 12.575 | 12.8737 | 13.177 | 13.4847 | 13.797 | 14.114 | 14.4357 | 14.7622
|  | -7 | -6 | -5 | -4 | -3 | -2 | -1 |  | 0 | 1 | 2 | 3 | 4 | 5 | 6 | 7 | 8 | 9 | 10 | 11 | 12 | 13 | 14 | 15 | 16 | 17 | 18 | 19 | 20 | 21 | 22 | 23 | 24 |  |  | Engadine 132_11kV Tx2 | 0 | 0 | 0 | 0 | 0 | 0 | 0 | -0.46843 | 464.1975 | 0.36451 | 1.7283 | 2.7264 | 3.8761 | 8.8607 | 9.0711 | 8.7236 | 9.1917 | 8.9185 | 10.5346 | 10.7271 | 11.5449 | 12.1533 | 12.1773 | 12.2806 | 12.575 | 12.8737 | 13.177 | 13.4847 | 13.797 | 14.114 | 14.4357 | 14.7622
| Transformer Loads | [36 empty] | 0 | 0 | 0 | 0 | 0 | 0 | 0 | 0 | 0 | 0 | 0 | 0 | 0 | 0 | 0 | 0 | 0 | 0 | 0 | 0 | 0 | 0 | 0 | 0 | 0 | 0 | 0 | 0 | 0 | 0 | 0 | 0
| Historical Loads | (11kV Amps) | [7 empty] | 0: Weather Corrected Forecast Loads; 4: (11kV Amps) |  |  |  | 0 | 0 | 0 | 0 | 0 | 0 | 0 | 0 | 0 | 0 | 0 | 0 | 0 | 0 | 0 | 0 | 0 | 0 | 0 | 0 | 0 | 0 | 0 | 0 | 0 | 0 | 0 | 0 | 0 | 0 | 0 | 0
|  | 2007 | 2008 | 2009 | 2010 | 2011 | 2012 | 2013 |  | 2014 | 2015 | 2016 | 2017 | 2018 | 2019 | 2020 | 2021 | 2022 | 2023 | 2024 | 2025 | 2026 | 2027 | 2028 | 2029 | 2030 | 2031 | 2032 | 2033 | 2034 | 2035 | 2036 | 2037 | 2038 |  |  |  | 0 | 0 | 0 | 0 | 0 | 0 | 0 | 0 | 0 | 0 | 0 | 0 | 0 | 0 | 0 | 0 | 0 | 0 | 0 | 0 | 0 | 0 | 0 | 0 | 0 | 0 | 0 | 0 | 0 | 0 | 0 | 0
| 0 | [36 empty] | 0 | 0 | 0 | 0 | 0 | 0 | 0 | 0 | 0 | 0 | 0 | 0 | 0 | 0 | 0 | 0 | 0 | 0 | 0 | 0 | 0 | 0 | 0 | 0 | 0 | 0 | 0 | 0 | 0 | 0 | 0 | 0
| Diversity Factor: 0 | [36 empty] | 0 | 0 | 0 | 0 | 0 | 0 | 0 | 0 | 0 | 0 | 0 | 0 | 0 | 0 | 0 | 0 | 0 | 0 | 0 | 0 | 0 | 0 | 0 | 0 | 0 | 0 | 0 | 0 | 0 | 0 | 0 | 0
[38 empty] | 0 | 0 | 0 | 0 | 0 | 0 | 0 | 0 | 0 | 0 | 0 | 0 | 0 | 0 | 0 | 0 | 0 | 0 | 0 | 0 | 0 | 0 | 0 | 0 | 0 | 0 | 0 | 0 | 0 | 0 | 0 | 0
[38 empty] | 0 | 0 | 0 | 0 | 0 | 0 | 0 | 0 | 0 | 0 | 0 | 0 | 0 | 0 | 0 | 0 | 0 | 0 | 0 | 0 | 0 | 0 | 0 | 0 | 0 | 0 | 0 | 0 | 0 | 0 | 0 | 0
| 0 | [36 empty] | 0 | 0 | 0 | 0 | 0 | 0 | 0 | 0 | 0 | 0 | 0 | 0 | 0 | 0 | 0 | 0 | 0 | 0 | 0 | 0 | 0 | 0 | 0 | 0 | 0 | 0 | 0 | 0 | 0 | 0 | 0 | 0
Diversity Factor: 0
[38 empty] | Historical Spots & Transfers | [6 empty] | Forecast Spots & Transfers
[35 empty] | Project Name | From | To | 2007 | 2008 | 2009 | 2010 | 2011 | 2012 | 2013 | 2014 | 2015 | 2016 | 2017 | 2018 | 2019 | 2020 | 2021 | 2022 | 2023 | 2024 | 2025 | 2026 | 2027 | 2028 | 2029 | 2030 | 2031 | 2032 | 2033 | 2034 | 2035 | 2036 | 2037 | 2038
| 0 | [33 empty] | Broad based demand management |  | Engadine 132_11kV Tx1 | 0 | 0 | 0 | 0 | 0 | 0 | 0 | 0 | -0.44182 | -0.93232 | -0.88738 | -0.82461 | -0.98202 | 0 | 0 | 0 | 0 | 0 | 0 | 0 | 0 | 0 | 0 | 0 | 0 | 0 | 0 | 0 | 0 | 0 | 0 | 0
| Diversity Factor: 0 | [33 empty] | Broad based demand management |  | Engadine 132_11kV Tx2 | 0 | 0 | 0 | 0 | 0 | 0 | 0 | 0 | -0.44182 | -0.93232 | -0.88738 | -0.82461 | -0.98202 | 0 | 0 | 0 | 0 | 0 | 0 | 0 | 0 | 0 | 0 | 0 | 0 | 0 | 0 | 0 | 0 | 0 | 0 | 0
[35 empty] | DNP_ID: 6640. Transfer of the existing 11kV feeders from S.9245 Engadine zone to new switchgear. | Engadine 33_11kV Tx1 | Engadine 132_11kV Tx1 | 0 | 0 | 0 | 0 | 0 | 0 | 0 | 0 | 370 | 0 | 0 | 0 | 0 | 0 | 0 | 0 | 0 | 0 | 0 | 0 | 0 | 0 | 0 | 0 | 0 | 0 | 0 | 0 | 0 | 0 | 0 | 0
[35 empty] | DNP_ID: 6640. Transfer of the existing 11kV feeders from S.9245 Engadine zone to new switchgear. | Engadine 33_11kV Tx1 | Engadine 132_11kV Tx2 | 0 | 0 | 0 | 0 | 0 | 0 | 0 | 0 | 398 | 0 | 0 | 0 | 0 | 0 | 0 | 0 | 0 | 0 | 0 | 0 | 0 | 0 | 0 | 0 | 0 | 0 | 0 | 0 | 0 | 0 | 0 | 0
| 0 | [33 empty] | DNP_ID: 6640. Transfer of the existing 11kV feeders from S.9245 Engadine zone to new switchgear. | Engadine 33_11kV Tx2 | Engadine 132_11kV Tx1 | 0 | 0 | 0 | 0 | 0 | 0 | 0 | 0 | 228 | 0 | 0 | 0 | 0 | 0 | 0 | 0 | 0 | 0 | 0 | 0 | 0 | 0 | 0 | 0 | 0 | 0 | 0 | 0 | 0 | 0 | 0 | 0
| Diversity Factor: 0 | [33 empty] | DNP_ID: 6640. Transfer of the existing 11kV feeders from S.9245 Engadine zone to new switchgear. | Engadine 33_11kV Tx3 | Engadine 132_11kV Tx1 | 0 | 0 | 0 | 0 | 0 | 0 | 0 | 0 | 228 | 0 | 0 | 0 | 0 | 0 | 0 | 0 | 0 | 0 | 0 | 0 | 0 | 0 | 0 | 0 | 0 | 0 | 0 | 0 | 0 | 0 | 0 | 0
[35 empty] | Decommission: Commissioning Transfers | Engadine 33_11kV Tx1 | Engadine 132_11kV Tx1 | 0 | 0 | 0 | 0 | 0 | 0 | 0 | 0 | 43.56 | 0 | 0 | 0 | 0 | 0 | 0 | 0 | 0 | 0 | 0 | 0 | 0 | 0 | 0 | 0 | 0 | 0 | 0 | 0 | 0 | 0 | 0 | 0
[35 empty] | Decommission: Commissioning Transfers | Engadine 33_11kV Tx1 | Engadine 132_11kV Tx2 | 0 | 0 | 0 | 0 | 0 | 0 | 0 | 0 | 43.56 | 0 | 0 | 0 | 0 | 0 | 0 | 0 | 0 | 0 | 0 | 0 | 0 | 0 | 0 | 0 | 0 | 0 | 0 | 0 | 0 | 0 | 0 | 0
| 0 | [33 empty] | Decommission: Commissioning Transfers | Engadine 33_11kV Tx2 | Engadine 132_11kV Tx1 | 0 | 0 | 0 | 0 | 0 | 0 | 0 | 0 | 7.7471 | 0 | 0 | 0 | 0 | 0 | 0 | 0 | 0 | 0 | 0 | 0 | 0 | 0 | 0 | 0 | 0 | 0 | 0 | 0 | 0 | 0 | 0 | 0
| Diversity Factor: 0 | [33 empty] | Decommission: Commissioning Transfers | Engadine 33_11kV Tx2 | Engadine 132_11kV Tx2 | 0 | 0 | 0 | 0 | 0 | 0 | 0 | 0 | 7.7471 | 0 | 0 | 0 | 0 | 0 | 0 | 0 | 0 | 0 | 0 | 0 | 0 | 0 | 0 | 0 | 0 | 0 | 0 | 0 | 0 | 0 | 0 | 0
[35 empty] | Decommission: Commissioning Transfers | Engadine 33_11kV Tx3 | Engadine 132_11kV Tx1 | 0 | 0 | 0 | 0 | 0 | 0 | 0 | 0 | 15.6334 | 0 | 0 | 0 | 0 | 0 | 0 | 0 | 0 | 0 | 0 | 0 | 0 | 0 | 0 | 0 | 0 | 0 | 0 | 0 | 0 | 0 | 0 | 0
[35 empty] | Decommission: Commissioning Transfers | Engadine 33_11kV Tx3 | Engadine 132_11kV Tx2 | 0 | 0 | 0 | 0 | 0 | 0 | 0 | 0 | 15.6334 | 0 | 0 | 0 | 0 | 0 | 0 | 0 | 0 | 0 | 0 | 0 | 0 | 0 | 0 | 0 | 0 | 0 | 0 | 0 | 0 | 0 | 0 | 0
| 0 | [33 empty] | Econometric |  | Engadine 132_11kV Tx1 | 0 | 0 | 0 | 0 | 0 | 0 | 0 | 0 | 0 | 4.9471 | 8.6504 | 12.9908 | 15.1033 | 15.3893 | 14.5609 | 14.8183 | 15.0796 | 15.3448 | 15.614 | 15.8872 | 16.1646 | 16.4461 | 16.7319 | 17.0219 | 17.3163 | 17.6151 | 17.9183 | 18.226 | 18.5384 | 18.8554 | 19.1771 | 19.5035
| Diversity Factor: 0 | [33 empty] | Econometric |  | Engadine 132_11kV Tx2 | 0 | 0 | 0 | 0 | 0 | 0 | 0 | 0 | 0 | 4.9471 | 8.6504 | 12.9908 | 15.1033 | 15.3893 | 14.5609 | 14.8183 | 15.0796 | 15.3448 | 15.614 | 15.8872 | 16.1646 | 16.4461 | 16.7319 | 17.0219 | 17.3163 | 17.6151 | 17.9183 | 18.226 | 18.5384 | 18.8554 | 19.1771 | 19.5035
[35 empty] | Energy Efficiency |  | Engadine 132_11kV Tx1 | 0 | 0 | 0 | 0 | 0 | 0 | 0 | -0.46843 | -0.30112 | -3.6502 | -6.0347 | -9.4398 | -10.2452 | -6.5286 | -5.4898 | -6.0947 | -5.8879 | -6.4263 | -5.0794 | -5.1601 | -4.6197 | -4.2928 | -4.5546 | -4.7413 | -4.7413 | -4.7413 | -4.7413 | -4.7413 | -4.7413 | -4.7413 | -4.7413 | -4.7413
[35 empty] | Energy Efficiency |  | Engadine 132_11kV Tx2 | 0 | 0 | 0 | 0 | 0 | 0 | 0 | -0.46843 | -0.30112 | -3.6502 | -6.0347 | -9.4398 | -10.2452 | -6.5286 | -5.4898 | -6.0947 | -5.8879 | -6.4263 | -5.0794 | -5.1601 | -4.6197 | -4.2928 | -4.5546 | -4.7413 | -4.7413 | -4.7413 | -4.7413 | -4.7413 | -4.7413 | -4.7413 | -4.7413 | -4.7413
| 0 | [33 empty] | Solar PV |  | Engadine 132_11kV Tx1 | 0 | 0 | 0 | 0 | 0 | 0 | 0 | 0 | 0 | 0 | 0 | 0 | 0 | 0 | 0 | 0 | 0 | 0 | 0 | 0 | 0 | 0 | 0 | 0 | 0 | 0 | 0 | 0 | 0 | 0 | 0 | 0
| Diversity Factor: 0 | [33 empty] | Solar PV |  | Engadine 132_11kV Tx2 | 0 | 0 | 0 | 0 | 0 | 0 | 0 | 0 | 0 | 0 | 0 | 0 | 0 | 0 | 0 | 0 | 0 | 0 | 0 | 0 | 0 | 0 | 0 | 0 | 0 | 0 | 0 | 0 | 0 | 0 | 0 | 0
0
Diversity Factor: 0
0
Diversity Factor: 0
0
Diversity Factor: 0
| Weather Correction and Public Holiday Factors | [8 empty] | Forecast ROG
ROG Justification
| Actual loads for season 2013 have been weather corrected by the following: | [8 empty] | 0 | [59 empty] | 0%
1 | 2 | 3 | 4 | 5 | 6 | 7 | 8 | 9 | 10 | 2014 | 2015 | 2016 | 2017 | 2018 | 2019 | 2020 | 2021 | 2022 | 2023 | 2024 | 2025 | 2026 | 2027 | 2028 | 2029 | 2030 | 2031 | 2032 | 2033 | 2034 | 2035 | 2036 | 2037 | 2038
0.95754 | 0.91688 | 0.89093 | 0.87832 | 0.87832 | 0.87832 | 0.87832 | 0.87832 | 0.87832 | 0.87832 | -4.246% | -4.246% | -2.831% | -1.415% | 0% | 0% | 0% | 0% | 0% | 0% | 0% | 0% | 0% | 0% | 0% | 0% | 0% | 0% | 0% | 0% | 0% | 0% | 0% | 0% | 0%
Substation Load Detail
[7 empty] | Units | 2013 |  | 2014 | 2015 | 2016 | 2017 | 2018 | 2019 | 2020 | 2021 | 2022 | 2023 | 2024 | 2025 | 2026 | 2027 | 2028 | 2029 | 2030 | 2031 | 2032 | 2033 | 2034 | 2035 | 2036 | 2037 | 2038
1 | Engadine 132_11kV | Compensated |  | Load (LV side) |  |  | Amps | 0 | 0 | 0 | 1355.569 | 1317.897 | 1302.594 | 1307.885 | 1315.408 | 1332.617 | 1350.249 | 1367.217 | 1385.109 | 1402.482 | 1423.017 | 1443.943 | 1466.481 | 1490.226 | 1514.035 | 1538.064 | 1562.685 | 1587.909 | 1613.744 | 1640.2 | 1667.285 | 1695.01 | 1723.383 | 1752.415
|  |  |  | Apparent Power |  |  | MVA | 0 |  | 0 | 25.8271 | 25.1093 | 24.8178 | 24.9185 | 25.0619 | 25.3898 | 25.7257 | 26.049 | 26.3899 | 26.7209 | 27.1121 | 27.5108 | 27.9402 | 28.3926 | 28.8463 | 29.3041 | 29.7732 | 30.2537 | 30.746 | 31.25 | 31.766 | 32.2943 | 32.8349 | 33.388
|  |  |  | Real Power |  |  | MW | 0 | 0 | 0 | 25.2855 | 24.5821 | 24.2934 | 24.3869 | 24.5198 | 24.8237 | 25.1348 | 25.434 | 25.7492 | 26.0551 | 26.4164 | 26.7842 | 27.1802 | 27.5969 | 28.0146 | 28.4357 | 28.867 | 29.3085 | 29.7604 | 30.2228 | 30.696 | 31.18 | 31.6751 | 32.1814
|  |  |  | Reactive Power |  |  | MVAr | 0 |  | 0 | 5.2612 | 5.1183 | 5.0746 | 5.1198 | 5.1842 | 5.3314 | 5.4821 | 5.627 | 5.7796 | 5.9278 | 6.1027 | 6.2809 | 6.4727 | 6.6745 | 6.8768 | 7.0808 | 7.2896 | 7.5035 | 7.7223 | 7.9463 | 8.1755 | 8.4099 | 8.6497 | 8.8949
|  |  |  | Capacitors In Service |  |  | MVAr | 0 |  | 0 | 0 | 0 | 0 | 0 | 0 | 0 | 0 | 0 | 0 | 0 | 0 | 0 | 0 | 0 | 0 | 0 | 0 | 0 | 0 | 0 | 0 | 0 | 0 | 0
|  |  |  | PF |  |  |  | 0 |  | 0 | 0.97903 | 0.979 | 0.97887 | 0.97866 | 0.97837 | 0.97771 | 0.97703 | 0.97639 | 0.97572 | 0.97508 | 0.97434 | 0.97359 | 0.9728 | 0.97198 | 0.97117 | 0.97037 | 0.96956 | 0.96876 | 0.96794 | 0.96713 | 0.96631 | 0.9655 | 0.96468 | 0.96386
0.93921 | Diversity Factor: 0.94 | Uncompensated |  | Reactive Power |  |  | MVAr | 0 | 0 | 0 | 5.2612 | 5.1183 | 5.0746 | 5.1198 | 5.1842 | 5.3314 | 5.4821 | 5.627 | 5.7796 | 5.9278 | 6.1027 | 6.2809 | 6.4727 | 6.6745 | 6.8768 | 7.0808 | 7.2896 | 7.5035 | 7.7223 | 7.9463 | 8.1755 | 8.4099 | 8.6497 | 8.8949
|  |  |  | PF |  |  |  | 0 |  | 0 | 0.97903 | 0.979 | 0.97887 | 0.97866 | 0.97837 | 0.97771 | 0.97703 | 0.97639 | 0.97572 | 0.97508 | 0.97434 | 0.97359 | 0.9728 | 0.97198 | 0.97117 | 0.97037 | 0.96956 | 0.96876 | 0.96794 | 0.96713 | 0.96631 | 0.9655 | 0.96468 | 0.96386
[10 empty] | 1 | 2 | 3 | 4 | 5 | 6 | 7 | 8 | 9 | 10 | 11 | 12 | 13 | 14 | 15 | 16 | 17 | 18 | 19 | 20 | 21 | 22 | 23 | 24 | 25
Transformer Load Detail
[7 empty] | Units | 2013 |  | 2014 | 2015 | 2016 | 2017 | 2018 | 2019 | 2020 | 2021 | 2022 | 2023 | 2024 | 2025 | 2026 | 2027 | 2028 | 2029 | 2030 | 2031 | 2032 | 2033 | 2034 | 2035 | 2036 | 2037 | 2038
| 0 | Compensated |  | Load (LV side) |  |  | Amps
|  |  |  | Apparent Power |  |  | MVA
|  |  |  | Real Power |  |  | MW
|  |  |  | Reactive Power |  |  | MVAr
|  |  |  | Capacitors In Service |  |  | MVAr
PF
| Zone Div: | Uncompensated |  | Reactive Power |  |  | MVAr
PF
| 0 | Compensated |  | Load (LV side) |  |  | Amps
|  |  |  | Apparent Power |  |  | MVA
|  |  |  | Real Power |  |  | MW
|  |  |  | Reactive Power |  |  | MVAr
|  |  |  | Capacitors In Service |  |  | MVAr
PF
| Zone Div: | Uncompensated |  | Reactive Power |  |  | MVAr
PF
| 0 | Compensated |  | Load (LV side) |  |  | Amps
|  |  |  | Apparent Power |  |  | MVA
|  |  |  | Real Power |  |  | MW
|  |  |  | Reactive Power |  |  | MVAr
|  |  |  | Capacitors In Service |  |  | MVAr
PF
| Zone Div: | Uncompensated |  | Reactive Power |  |  | MVAr
PF
| 0 | Compensated |  | Load (LV side) |  |  | Amps
|  |  |  | Apparent Power |  |  | MVA
|  |  |  | Real Power |  |  | MW
|  |  |  | Reactive Power |  |  | MVAr
|  |  |  | Capacitors In Service |  |  | MVAr
PF
| Zone Div: | Uncompensated |  | Reactive Power |  |  | MVAr
PF
| 0 | Compensated |  | Load (LV side) |  |  | Amps
|  |  |  | Apparent Power |  |  | MVA
|  |  |  | Real Power |  |  | MW
|  |  |  | Reactive Power |  |  | MVAr
|  |  |  | Capacitors In Service |  |  | MVAr
PF
| Zone Div: | Uncompensated |  | Reactive Power |  |  | MVAr
PF
| 0 | Compensated |  | Load (LV side) |  |  | Amps
|  |  |  | Apparent Power |  |  | MVA
|  |  |  | Real Power |  |  | MW
|  |  |  | Reactive Power |  |  | MVAr
|  |  |  | Capacitors In Service |  |  | MVAr
PF
| Zone Div: | Uncompensated |  | Reactive Power |  |  | MVAr
PF
| 0 | Compensated |  | Load (LV side) |  |  | Amps
|  |  |  | Apparent Power |  |  | MVA
|  |  |  | Real Power |  |  | MW
|  |  |  | Reactive Power |  |  | MVAr
|  |  |  | Capacitors In Service |  |  | MVAr
PF
| Zone Div: | Uncompensated |  | Reactive Power |  |  | MVAr
PF
| 0 | Compensated |  | Load (LV side) |  |  | Amps
|  |  |  | Apparent Power |  |  | MVA
|  |  |  | Real Power |  |  | MW
|  |  |  | Reactive Power |  |  | MVAr
|  |  |  | Capacitors In Service |  |  | MVAr
PF
| Zone Div: | Uncompensated |  | Reactive Power |  |  | MVAr
PF
| 0 | Compensated |  | Load (LV side) |  |  | Amps
|  |  |  | Apparent Power |  |  | MVA
|  |  |  | Real Power |  |  | MW
|  |  |  | Reactive Power |  |  | MVAr
|  |  |  | Capacitors In Service |  |  | MVAr
PF
| Zone Div: | Uncompensated |  | Reactive Power |  |  | MVAr
PF
| 0 | Compensated |  | Load (LV side) |  |  | Amps
|  |  |  | Apparent Power |  |  | MVA
|  |  |  | Real Power |  |  | MW
|  |  |  | Reactive Power |  |  | MVAr
|  |  |  | Capacitors In Service |  |  | MVAr
PF
| Zone Div: | Uncompensated |  | Reactive Power |  |  | MVAr
PF

## Engadine 33_11kV
| Engadine 33_11kV | [16 empty] | 2014 | WINTER
[6 empty] | Zone decommissioned |  | 2014-10-31
| Substation Total Loads | [33 empty] | Spots & Transfers Detail
| Historical Loads | (11kV Amps) | [7 empty] | Weather Corrected Forecast Loads |  |  |  | (11kV Amps) | [20 empty] | Spots & Transfers Summary | (11kV Amps) |  | Historical Spots & Transfers | [6 empty] | Forecast Spots & Transfers
|  | 2007 | 2008 | 2009 | 2010 | 2011 | 2012 | 2013 |  | 2014 | 2015 | 2016 | 2017 | 2018 | 2019 | 2020 | 2021 | 2022 | 2023 | 2024 | 2025 | 2026 | 2027 | 2028 | 2029 | 2030 | 2031 | 2032 | 2033 | 2034 | 2035 | 2036 | 2037 | 2038 |  |  |  | 2007 | 2008 | 2009 | 2010 | 2011 | 2012 | 2013 | 2014 | 2015 | 2016 | 2017 | 2018 | 2019 | 2020 | 2021 | 2022 | 2023 | 2024 | 2025 | 2026 | 2027 | 2028 | 2029 | 2030 | 2031 | 2032 | 2033 | 2034 | 2035 | 2036 | 2037 | 2038
| Total | 1825 | 1879 | 1481 | 1662 | 1628 | 1504 | 1445 |  | 1418.104 | 0 | 0 | 0 | 0 | 0 | 0 | 0 | 0 | 0 | 0 | 0 | 0 | 0 | 0 | 0 | 0 | 0 | 0 | 0 | 0 | 0 | 0 | 0 | 0 |  |  | Total | 0 | 0 | 0 | 0 | 0 | 0 | 0 | 0 | -1357.8809 | 0 | 0 | 0 | 0 | 0 | 0 | 0 | 0 | 0 | 0 | 0 | 0 | 0 | 0 | 0 | 0 | 0 | 0 | 0 | 0 | 0 | 0 | 0
| Firm Rating | 0 | 0 | 0 | 0 | 0 | 0 | 1619 |  | 1619 | 0 | 0 | 0 | 0 | 0 | 0 | 0 | 0 | 0 | 0 | 0 | 0 | 0 | 0 | 0 | 0 | 0 | 0 | 0 | 0 | 0 | 0 | 0 | 0
| Total Capacity | 0 | 0 | 0 | 0 | 0 | 0 | 2952 |  | 2952 | 0 | 0 | 0 | 0 | 0 | 0 | 0 | 0 | 0 | 0 | 0 | 0 | 0 | 0 | 0 | 0 | 0 | 0 | 0 | 0 | 0 | 0 | 0 | 0 |  |  | Engadine 33_11kV Tx1 | 0 | 0 | 0 | 0 | 0 | 0 | 0 | 0 | -855.12 | 0 | 0 | 0 | 0 | 0 | 0 | 0 | 0 | 0 | 0 | 0 | 0 | 0 | 0 | 0 | 0 | 0 | 0 | 0 | 0 | 0 | 0 | 0
|  | -7 | -6 | -5 | -4 | -3 | -2 | -1 |  | 0 | 1 | 2 | 3 | 4 | 5 | 6 | 7 | 8 | 9 | 10 | 11 | 12 | 13 | 14 | 15 | 16 | 17 | 18 | 19 | 20 | 21 | 22 | 23 | 24 |  |  | Engadine 33_11kV Tx2 | 0 | 0 | 0 | 0 | 0 | 0 | 0 | 0 | -243.4942 | 0 | 0 | 0 | 0 | 0 | 0 | 0 | 0 | 0 | 0 | 0 | 0 | 0 | 0 | 0 | 0 | 0 | 0 | 0 | 0 | 0 | 0 | 0
| Transformer Loads | [35 empty] | Engadine 33_11kV Tx3 | 0 | 0 | 0 | 0 | 0 | 0 | 0 | 0 | -259.2667 | 0 | 0 | 0 | 0 | 0 | 0 | 0 | 0 | 0 | 0 | 0 | 0 | 0 | 0 | 0 | 0 | 0 | 0 | 0 | 0 | 0 | 0 | 0
| Historical Loads | (11kV Amps) | [7 empty] | Weather Corrected Forecast Loads |  |  |  | (11kV Amps) | [23 empty] | 0 | 0 | 0 | 0 | 0 | 0 | 0 | 0 | 0 | 0 | 0 | 0 | 0 | 0 | 0 | 0 | 0 | 0 | 0 | 0 | 0 | 0 | 0 | 0 | 0 | 0 | 0 | 0 | 0 | 0 | 0 | 0
|  | 2007 | 2008 | 2009 | 2010 | 2011 | 2012 | 2013 |  | 2014 | 2015 | 2016 | 2017 | 2018 | 2019 | 2020 | 2021 | 2022 | 2023 | 2024 | 2025 | 2026 | 2027 | 2028 | 2029 | 2030 | 2031 | 2032 | 2033 | 2034 | 2035 | 2036 | 2037 | 2038 |  |  |  | 0 | 0 | 0 | 0 | 0 | 0 | 0 | 0 | 0 | 0 | 0 | 0 | 0 | 0 | 0 | 0 | 0 | 0 | 0 | 0 | 0 | 0 | 0 | 0 | 0 | 0 | 0 | 0 | 0 | 0 | 0 | 0
| 0 | [36 empty] | 0 | 0 | 0 | 0 | 0 | 0 | 0 | 0 | 0 | 0 | 0 | 0 | 0 | 0 | 0 | 0 | 0 | 0 | 0 | 0 | 0 | 0 | 0 | 0 | 0 | 0 | 0 | 0 | 0 | 0 | 0 | 0
| Diversity Factor: 0 | [36 empty] | 0 | 0 | 0 | 0 | 0 | 0 | 0 | 0 | 0 | 0 | 0 | 0 | 0 | 0 | 0 | 0 | 0 | 0 | 0 | 0 | 0 | 0 | 0 | 0 | 0 | 0 | 0 | 0 | 0 | 0 | 0 | 0
[38 empty] | 0 | 0 | 0 | 0 | 0 | 0 | 0 | 0 | 0 | 0 | 0 | 0 | 0 | 0 | 0 | 0 | 0 | 0 | 0 | 0 | 0 | 0 | 0 | 0 | 0 | 0 | 0 | 0 | 0 | 0 | 0 | 0
[38 empty] | 0 | 0 | 0 | 0 | 0 | 0 | 0 | 0 | 0 | 0 | 0 | 0 | 0 | 0 | 0 | 0 | 0 | 0 | 0 | 0 | 0 | 0 | 0 | 0 | 0 | 0 | 0 | 0 | 0 | 0 | 0 | 0
| 0 | [36 empty] | 0 | 0 | 0 | 0 | 0 | 0 | 0 | 0 | 0 | 0 | 0 | 0 | 0 | 0 | 0 | 0 | 0 | 0 | 0 | 0 | 0 | 0 | 0 | 0 | 0 | 0 | 0 | 0 | 0 | 0 | 0 | 0
Diversity Factor: 0
[38 empty] | Historical Spots & Transfers | [6 empty] | Forecast Spots & Transfers
[35 empty] | Project Name | From | To | 2007 | 2008 | 2009 | 2010 | 2011 | 2012 | 2013 | 2014 | 2015 | 2016 | 2017 | 2018 | 2019 | 2020 | 2021 | 2022 | 2023 | 2024 | 2025 | 2026 | 2027 | 2028 | 2029 | 2030 | 2031 | 2032 | 2033 | 2034 | 2035 | 2036 | 2037 | 2038
| 0 | [33 empty] | DNP_ID: 6640. Transfer of the existing 11kV feeders from S.9245 Engadine zone to new switchgear. | Engadine 33_11kV Tx1 | Engadine 132_11kV Tx1 | 0 | 0 | 0 | 0 | 0 | 0 | 0 | 0 | 370 | 0 | 0 | 0 | 0 | 0 | 0 | 0 | 0 | 0 | 0 | 0 | 0 | 0 | 0 | 0 | 0 | 0 | 0 | 0 | 0 | 0 | 0 | 0
| Diversity Factor: 0 | [33 empty] | DNP_ID: 6640. Transfer of the existing 11kV feeders from S.9245 Engadine zone to new switchgear. | Engadine 33_11kV Tx1 | Engadine 132_11kV Tx2 | 0 | 0 | 0 | 0 | 0 | 0 | 0 | 0 | 398 | 0 | 0 | 0 | 0 | 0 | 0 | 0 | 0 | 0 | 0 | 0 | 0 | 0 | 0 | 0 | 0 | 0 | 0 | 0 | 0 | 0 | 0 | 0
[35 empty] | DNP_ID: 6640. Transfer of the existing 11kV feeders from S.9245 Engadine zone to new switchgear. | Engadine 33_11kV Tx2 | Engadine 132_11kV Tx1 | 0 | 0 | 0 | 0 | 0 | 0 | 0 | 0 | 228 | 0 | 0 | 0 | 0 | 0 | 0 | 0 | 0 | 0 | 0 | 0 | 0 | 0 | 0 | 0 | 0 | 0 | 0 | 0 | 0 | 0 | 0 | 0
[35 empty] | DNP_ID: 6640. Transfer of the existing 11kV feeders from S.9245 Engadine zone to new switchgear. | Engadine 33_11kV Tx3 | Engadine 132_11kV Tx1 | 0 | 0 | 0 | 0 | 0 | 0 | 0 | 0 | 228 | 0 | 0 | 0 | 0 | 0 | 0 | 0 | 0 | 0 | 0 | 0 | 0 | 0 | 0 | 0 | 0 | 0 | 0 | 0 | 0 | 0 | 0 | 0
| 0 | [33 empty] | Decommission: Commissioning Transfers | Engadine 33_11kV Tx1 | Engadine 132_11kV Tx1 | 0 | 0 | 0 | 0 | 0 | 0 | 0 | 0 | 43.56 | 0 | 0 | 0 | 0 | 0 | 0 | 0 | 0 | 0 | 0 | 0 | 0 | 0 | 0 | 0 | 0 | 0 | 0 | 0 | 0 | 0 | 0 | 0
| Diversity Factor: 0 | [33 empty] | Decommission: Commissioning Transfers | Engadine 33_11kV Tx1 | Engadine 132_11kV Tx2 | 0 | 0 | 0 | 0 | 0 | 0 | 0 | 0 | 43.56 | 0 | 0 | 0 | 0 | 0 | 0 | 0 | 0 | 0 | 0 | 0 | 0 | 0 | 0 | 0 | 0 | 0 | 0 | 0 | 0 | 0 | 0 | 0
[35 empty] | Decommission: Commissioning Transfers | Engadine 33_11kV Tx2 | Engadine 132_11kV Tx1 | 0 | 0 | 0 | 0 | 0 | 0 | 0 | 0 | 7.7471 | 0 | 0 | 0 | 0 | 0 | 0 | 0 | 0 | 0 | 0 | 0 | 0 | 0 | 0 | 0 | 0 | 0 | 0 | 0 | 0 | 0 | 0 | 0
[35 empty] | Decommission: Commissioning Transfers | Engadine 33_11kV Tx2 | Engadine 132_11kV Tx2 | 0 | 0 | 0 | 0 | 0 | 0 | 0 | 0 | 7.7471 | 0 | 0 | 0 | 0 | 0 | 0 | 0 | 0 | 0 | 0 | 0 | 0 | 0 | 0 | 0 | 0 | 0 | 0 | 0 | 0 | 0 | 0 | 0
| 0 | [33 empty] | Decommission: Commissioning Transfers | Engadine 33_11kV Tx3 | Engadine 132_11kV Tx1 | 0 | 0 | 0 | 0 | 0 | 0 | 0 | 0 | 15.6334 | 0 | 0 | 0 | 0 | 0 | 0 | 0 | 0 | 0 | 0 | 0 | 0 | 0 | 0 | 0 | 0 | 0 | 0 | 0 | 0 | 0 | 0 | 0
| Diversity Factor: 0 | [33 empty] | Decommission: Commissioning Transfers | Engadine 33_11kV Tx3 | Engadine 132_11kV Tx2 | 0 | 0 | 0 | 0 | 0 | 0 | 0 | 0 | 15.6334 | 0 | 0 | 0 | 0 | 0 | 0 | 0 | 0 | 0 | 0 | 0 | 0 | 0 | 0 | 0 | 0 | 0 | 0 | 0 | 0 | 0 | 0 | 0
[35 empty] | Econometric |  | Engadine 33_11kV Tx1 | 0 | 0 | 0 | 0 | 0 | 0 | 0 | 0 | 0 | 0 | 0 | 0 | 0 | 0 | 0 | 0 | 0 | 0 | 0 | 0 | 0 | 0 | 0 | 0 | 0 | 0 | 0 | 0 | 0 | 0 | 0 | 0
[35 empty] | Econometric |  | Engadine 33_11kV Tx2 | 0 | 0 | 0 | 0 | 0 | 0 | 0 | 0 | 0 | 0 | 0 | 0 | 0 | 0 | 0 | 0 | 0 | 0 | 0 | 0 | 0 | 0 | 0 | 0 | 0 | 0 | 0 | 0 | 0 | 0 | 0 | 0
| 0 | [33 empty] | Econometric |  | Engadine 33_11kV Tx3 | 0 | 0 | 0 | 0 | 0 | 0 | 0 | 0 | 0 | 0 | 0 | 0 | 0 | 0 | 0 | 0 | 0 | 0 | 0 | 0 | 0 | 0 | 0 | 0 | 0 | 0 | 0 | 0 | 0 | 0 | 0 | 0
| Diversity Factor: 0 | [33 empty] | Energy Efficiency |  | Engadine 33_11kV Tx1 | 0 | 0 | 0 | 0 | 0 | 0 | 0 | 0 | 0 | 0 | 0 | 0 | 0 | 0 | 0 | 0 | 0 | 0 | 0 | 0 | 0 | 0 | 0 | 0 | 0 | 0 | 0 | 0 | 0 | 0 | 0 | 0
[35 empty] | Energy Efficiency |  | Engadine 33_11kV Tx2 | 0 | 0 | 0 | 0 | 0 | 0 | 0 | 0 | 0 | 0 | 0 | 0 | 0 | 0 | 0 | 0 | 0 | 0 | 0 | 0 | 0 | 0 | 0 | 0 | 0 | 0 | 0 | 0 | 0 | 0 | 0 | 0
[35 empty] | Energy Efficiency |  | Engadine 33_11kV Tx3 | 0 | 0 | 0 | 0 | 0 | 0 | 0 | 0 | 0 | 0 | 0 | 0 | 0 | 0 | 0 | 0 | 0 | 0 | 0 | 0 | 0 | 0 | 0 | 0 | 0 | 0 | 0 | 0 | 0 | 0 | 0 | 0
| 0 | [33 empty] | Solar PV |  | Engadine 33_11kV Tx1 | 0 | 0 | 0 | 0 | 0 | 0 | 0 | 0 | 0 | 0 | 0 | 0 | 0 | 0 | 0 | 0 | 0 | 0 | 0 | 0 | 0 | 0 | 0 | 0 | 0 | 0 | 0 | 0 | 0 | 0 | 0 | 0
| Diversity Factor: 0 | [33 empty] | Solar PV |  | Engadine 33_11kV Tx2 | 0 | 0 | 0 | 0 | 0 | 0 | 0 | 0 | 0 | 0 | 0 | 0 | 0 | 0 | 0 | 0 | 0 | 0 | 0 | 0 | 0 | 0 | 0 | 0 | 0 | 0 | 0 | 0 | 0 | 0 | 0 | 0
[35 empty] | Solar PV |  | Engadine 33_11kV Tx3 | 0 | 0 | 0 | 0 | 0 | 0 | 0 | 0 | 0 | 0 | 0 | 0 | 0 | 0 | 0 | 0 | 0 | 0 | 0 | 0 | 0 | 0 | 0 | 0 | 0 | 0 | 0 | 0 | 0 | 0 | 0 | 0
0
Diversity Factor: 0
0
Diversity Factor: 0
0
Diversity Factor: 0
| Weather Correction and Public Holiday Factors | [8 empty] | Forecast ROG
ROG Justification
| Actual loads for season 2013 have been weather corrected by the following: | [6 empty] | 2.275% |  | 7 year ROG ok | [59 empty] | 7 year ROG ok
1 | 2 | 3 | 4 | 5 | 6 | 7 | 8 | 9 | 10 | 2014 | 2015 | 2016 | 2017 | 2018 | 2019 | 2020 | 2021 | 2022 | 2023 | 2024 | 2025 | 2026 | 2027 | 2028 | 2029 | 2030 | 2031 | 2032 | 2033 | 2034 | 2035 | 2036 | 2037 | 2038
0.95754 | 0.91688 | 0.89093 | 0.87832 | 0.87832 | 0.87832 | 0.87832 | 0.87832 | 0.87832 | 0.87832 | -4.246% | -4.246% | -2.831% | -1.415% | 0% | 0% | 0% | 0% | 0% | 0% | 0% | 0% | 0% | 0% | 0% | 0% | 0% | 0% | 0% | 0% | 0% | 0% | 0% | 0% | 0%
Substation Load Detail
[7 empty] | Units | 2013 |  | 2014 | 2015 | 2016 | 2017 | 2018 | 2019 | 2020 | 2021 | 2022 | 2023 | 2024 | 2025 | 2026 | 2027 | 2028 | 2029 | 2030 | 2031 | 2032 | 2033 | 2034 | 2035 | 2036 | 2037 | 2038
1 | Engadine 33_11kV | Compensated |  | Load (LV side) |  |  | Amps | 1445 | 1481 | 1418.104 | 0 | 0 | 0 | 0 | 0 | 0 | 0 | 0 | 0 | 0 | 0 | 0 | 0 | 0 | 0 | 0 | 0 | 0 | 0 | 0 | 0 | 0 | 0 | 0
|  |  |  | Apparent Power |  |  | MVA | 27.5309 |  | 27.0185 | 0 | 0 | 0 | 0 | 0 | 0 | 0 | 0 | 0 | 0 | 0 | 0 | 0 | 0 | 0 | 0 | 0 | 0 | 0 | 0 | 0 | 0 | 0 | 0
|  |  |  | Real Power |  |  | MW | 26.9513 | 27.6227 | 26.4496 | 0 | 0 | 0 | 0 | 0 | 0 | 0 | 0 | 0 | 0 | 0 | 0 | 0 | 0 | 0 | 0 | 0 | 0 | 0 | 0 | 0 | 0 | 0 | 0
|  |  |  | Reactive Power |  |  | MVAr | 5.6198 |  | 5.5152 | 0 | 0 | 0 | 0 | 0 | 0 | 0 | 0 | 0 | 0 | 0 | 0 | 0 | 0 | 0 | 0 | 0 | 0 | 0 | 0 | 0 | 0 | 0 | 0
|  |  |  | Capacitors In Service |  |  | MVAr | 0 |  | 0 | 0 | 0 | 0 | 0 | 0 | 0 | 0 | 0 | 0 | 0 | 0 | 0 | 0 | 0 | 0 | 0 | 0 | 0 | 0 | 0 | 0 | 0 | 0 | 0
|  |  |  | PF |  |  |  | 0.97894 |  | 0.97894 | 0 | 0 | 0 | 0 | 0 | 0 | 0 | 0 | 0 | 0 | 0 | 0 | 0 | 0 | 0 | 0 | 0 | 0 | 0 | 0 | 0 | 0 | 0 | 0
0.96604 | Diversity Factor: 0.97 | Uncompensated |  | Reactive Power |  |  | MVAr | 5.6198 | 5.7598 | 5.5152 | 0 | 0 | 0 | 0 | 0 | 0 | 0 | 0 | 0 | 0 | 0 | 0 | 0 | 0 | 0 | 0 | 0 | 0 | 0 | 0 | 0 | 0 | 0 | 0
|  |  |  | PF |  |  |  | 0.97894 |  | 0.97894 | 0 | 0 | 0 | 0 | 0 | 0 | 0 | 0 | 0 | 0 | 0 | 0 | 0 | 0 | 0 | 0 | 0 | 0 | 0 | 0 | 0 | 0 | 0 | 0
[10 empty] | 1 | 2 | 3 | 4 | 5 | 6 | 7 | 8 | 9 | 10 | 11 | 12 | 13 | 14 | 15 | 16 | 17 | 18 | 19 | 20 | 21 | 22 | 23 | 24 | 25
Transformer Load Detail
[7 empty] | Units | 2013 |  | 2014 | 2015 | 2016 | 2017 | 2018 | 2019 | 2020 | 2021 | 2022 | 2023 | 2024 | 2025 | 2026 | 2027 | 2028 | 2029 | 2030 | 2031 | 2032 | 2033 | 2034 | 2035 | 2036 | 2037 | 2038
| 0 | Compensated |  | Load (LV side) |  |  | Amps
|  |  |  | Apparent Power |  |  | MVA
|  |  |  | Real Power |  |  | MW
|  |  |  | Reactive Power |  |  | MVAr
|  |  |  | Capacitors In Service |  |  | MVAr
PF
| Zone Div: | Uncompensated |  | Reactive Power |  |  | MVAr
PF
| 0 | Compensated |  | Load (LV side) |  |  | Amps
|  |  |  | Apparent Power |  |  | MVA
|  |  |  | Real Power |  |  | MW
|  |  |  | Reactive Power |  |  | MVAr
|  |  |  | Capacitors In Service |  |  | MVAr
PF
| Zone Div: | Uncompensated |  | Reactive Power |  |  | MVAr
PF
| 0 | Compensated |  | Load (LV side) |  |  | Amps
|  |  |  | Apparent Power |  |  | MVA
|  |  |  | Real Power |  |  | MW
|  |  |  | Reactive Power |  |  | MVAr
|  |  |  | Capacitors In Service |  |  | MVAr
PF
| Zone Div: | Uncompensated |  | Reactive Power |  |  | MVAr
PF
| 0 | Compensated |  | Load (LV side) |  |  | Amps
|  |  |  | Apparent Power |  |  | MVA
|  |  |  | Real Power |  |  | MW
|  |  |  | Reactive Power |  |  | MVAr
|  |  |  | Capacitors In Service |  |  | MVAr
PF
| Zone Div: | Uncompensated |  | Reactive Power |  |  | MVAr
PF
| 0 | Compensated |  | Load (LV side) |  |  | Amps
|  |  |  | Apparent Power |  |  | MVA
|  |  |  | Real Power |  |  | MW
|  |  |  | Reactive Power |  |  | MVAr
|  |  |  | Capacitors In Service |  |  | MVAr
PF
| Zone Div: | Uncompensated |  | Reactive Power |  |  | MVAr
PF
| 0 | Compensated |  | Load (LV side) |  |  | Amps
|  |  |  | Apparent Power |  |  | MVA
|  |  |  | Real Power |  |  | MW
|  |  |  | Reactive Power |  |  | MVAr
|  |  |  | Capacitors In Service |  |  | MVAr
PF
| Zone Div: | Uncompensated |  | Reactive Power |  |  | MVAr
PF
| 0 | Compensated |  | Load (LV side) |  |  | Amps
|  |  |  | Apparent Power |  |  | MVA
|  |  |  | Real Power |  |  | MW
|  |  |  | Reactive Power |  |  | MVAr
|  |  |  | Capacitors In Service |  |  | MVAr
PF
| Zone Div: | Uncompensated |  | Reactive Power |  |  | MVAr
PF
| 0 | Compensated |  | Load (LV side) |  |  | Amps
|  |  |  | Apparent Power |  |  | MVA
|  |  |  | Real Power |  |  | MW
|  |  |  | Reactive Power |  |  | MVAr
|  |  |  | Capacitors In Service |  |  | MVAr
PF
| Zone Div: | Uncompensated |  | Reactive Power |  |  | MVAr
PF
| 0 | Compensated |  | Load (LV side) |  |  | Amps
|  |  |  | Apparent Power |  |  | MVA
|  |  |  | Real Power |  |  | MW
|  |  |  | Reactive Power |  |  | MVAr
|  |  |  | Capacitors In Service |  |  | MVAr
PF
| Zone Div: | Uncompensated |  | Reactive Power |  |  | MVAr
PF
| 0 | Compensated |  | Load (LV side) |  |  | Amps
|  |  |  | Apparent Power |  |  | MVA
|  |  |  | Real Power |  |  | MW
|  |  |  | Reactive Power |  |  | MVAr
|  |  |  | Capacitors In Service |  |  | MVAr
PF
| Zone Div: | Uncompensated |  | Reactive Power |  |  | MVAr
PF

## Gwawley Bay 132_11kV
| Gwawley Bay 132_11kV | [16 empty] | 2014 | WINTER
[6 empty] | Zone commissioned |  | 2012-10-31
| Substation Total Loads | [33 empty] | Spots & Transfers Detail
| Historical Loads | (11kV Amps) | [7 empty] | Weather Corrected Forecast Loads |  |  |  | (11kV Amps) | [20 empty] | Spots & Transfers Summary | (11kV Amps) |  | Historical Spots & Transfers | [6 empty] | Forecast Spots & Transfers
|  | 2007 | 2008 | 2009 | 2010 | 2011 | 2012 | 2013 |  | 2014 | 2015 | 2016 | 2017 | 2018 | 2019 | 2020 | 2021 | 2022 | 2023 | 2024 | 2025 | 2026 | 2027 | 2028 | 2029 | 2030 | 2031 | 2032 | 2033 | 2034 | 2035 | 2036 | 2037 | 2038 |  |  |  | 2007 | 2008 | 2009 | 2010 | 2011 | 2012 | 2013 | 2014 | 2015 | 2016 | 2017 | 2018 | 2019 | 2020 | 2021 | 2022 | 2023 | 2024 | 2025 | 2026 | 2027 | 2028 | 2029 | 2030 | 2031 | 2032 | 2033 | 2034 | 2035 | 2036 | 2037 | 2038
| Total | [6 empty] | 1321 |  | 1276.667 | 1214.215 | 1171.913 | 1150.856 | 1147.802 | 1146.96 | 1161.532 | 1180.353 | 1197.598 | 1215.585 | 1230.555 | 1250.56 | 1270.613 | 1294.044 | 1319.406 | 1344.368 | 1368.724 | 1393.629 | 1419.091 | 1445.119 | 1471.719 | 1498.902 | 1526.674 | 1555.045 | 1584.023 |  |  | Total | 0 | 0 | 0 | 0 | 0 | 0 | 1772 | -5.4894 | -5.7454 | -6.3472 | -3.7059 | -3.0538 | -0.84227 | 14.5724 | 18.8207 | 17.2454 | 17.9864 | 14.9698 | 20.0053 | 20.0532 | 23.4305 | 25.3626 | 24.9622 | 24.3559 | 24.905 | 25.4621 | 26.0273 | 26.6006 | 27.1823 | 27.7723 | 28.3709 | 28.9781
| Firm Rating | 0 | 0 | 0 | 0 | 0 | 0 | 2110 |  | 2110 | 2110 | 2110 | 2110 | 2110 | 2110 | 2110 | 2110 | 2110 | 2110 | 2110 | 2110 | 2110 | 2110 | 2110 | 2110 | 2110 | 2110 | 2110 | 2110 | 2110 | 2110 | 2110 | 2110 | 2110
| Total Capacity | 0 | 0 | 0 | 0 | 0 | 0 | 4509 |  | 4509 | 4509 | 4509 | 4509 | 4509 | 4509 | 4509 | 4509 | 4509 | 4509 | 4509 | 4509 | 4509 | 4509 | 4509 | 4509 | 4509 | 4509 | 4509 | 4509 | 4509 | 4509 | 4509 | 4509 | 4509 |  |  | Gwawley Bay 132_11kV Tx11 | 0 | 0 | 0 | 0 | 0 | 0 | 1772 | -5.4894 | -5.7454 | -6.3472 | -3.7059 | -3.0538 | -0.84227 | 14.5724 | 18.8207 | 17.2454 | 17.9864 | 14.9698 | 20.0053 | 20.0532 | 23.4305 | 25.3626 | 24.9622 | 24.3559 | 24.905 | 25.4621 | 26.0273 | 26.6006 | 27.1823 | 27.7723 | 28.3709 | 28.9781
|  | -7 | -6 | -5 | -4 | -3 | -2 | -1 |  | 0 | 1 | 2 | 3 | 4 | 5 | 6 | 7 | 8 | 9 | 10 | 11 | 12 | 13 | 14 | 15 | 16 | 17 | 18 | 19 | 20 | 21 | 22 | 23 | 24 |  |  |  | 0 | 0 | 0 | 0 | 0 | 0 | 0 | 0 | 0 | 0 | 0 | 0 | 0 | 0 | 0 | 0 | 0 | 0 | 0 | 0 | 0 | 0 | 0 | 0 | 0 | 0 | 0 | 0 | 0 | 0 | 0 | 0
| Transformer Loads | [36 empty] | 0 | 0 | 0 | 0 | 0 | 0 | 0 | 0 | 0 | 0 | 0 | 0 | 0 | 0 | 0 | 0 | 0 | 0 | 0 | 0 | 0 | 0 | 0 | 0 | 0 | 0 | 0 | 0 | 0 | 0 | 0 | 0
| Historical Loads | (11kV Amps) | [7 empty] | Weather Corrected Forecast Loads |  |  |  | (11kV Amps) | [23 empty] | 0 | 0 | 0 | 0 | 0 | 0 | 0 | 0 | 0 | 0 | 0 | 0 | 0 | 0 | 0 | 0 | 0 | 0 | 0 | 0 | 0 | 0 | 0 | 0 | 0 | 0 | 0 | 0 | 0 | 0 | 0 | 0
|  | 2007 | 2008 | 2009 | 2010 | 2011 | 2012 | 2013 |  | 2014 | 2015 | 2016 | 2017 | 2018 | 2019 | 2020 | 2021 | 2022 | 2023 | 2024 | 2025 | 2026 | 2027 | 2028 | 2029 | 2030 | 2031 | 2032 | 2033 | 2034 | 2035 | 2036 | 2037 | 2038 |  |  |  | 0 | 0 | 0 | 0 | 0 | 0 | 0 | 0 | 0 | 0 | 0 | 0 | 0 | 0 | 0 | 0 | 0 | 0 | 0 | 0 | 0 | 0 | 0 | 0 | 0 | 0 | 0 | 0 | 0 | 0 | 0 | 0
| 0 | [36 empty] | 0 | 0 | 0 | 0 | 0 | 0 | 0 | 0 | 0 | 0 | 0 | 0 | 0 | 0 | 0 | 0 | 0 | 0 | 0 | 0 | 0 | 0 | 0 | 0 | 0 | 0 | 0 | 0 | 0 | 0 | 0 | 0
| Diversity Factor: 0 | [36 empty] | 0 | 0 | 0 | 0 | 0 | 0 | 0 | 0 | 0 | 0 | 0 | 0 | 0 | 0 | 0 | 0 | 0 | 0 | 0 | 0 | 0 | 0 | 0 | 0 | 0 | 0 | 0 | 0 | 0 | 0 | 0 | 0
[38 empty] | 0 | 0 | 0 | 0 | 0 | 0 | 0 | 0 | 0 | 0 | 0 | 0 | 0 | 0 | 0 | 0 | 0 | 0 | 0 | 0 | 0 | 0 | 0 | 0 | 0 | 0 | 0 | 0 | 0 | 0 | 0 | 0
[38 empty] | 0 | 0 | 0 | 0 | 0 | 0 | 0 | 0 | 0 | 0 | 0 | 0 | 0 | 0 | 0 | 0 | 0 | 0 | 0 | 0 | 0 | 0 | 0 | 0 | 0 | 0 | 0 | 0 | 0 | 0 | 0 | 0
| 0 | [36 empty] | 0 | 0 | 0 | 0 | 0 | 0 | 0 | 0 | 0 | 0 | 0 | 0 | 0 | 0 | 0 | 0 | 0 | 0 | 0 | 0 | 0 | 0 | 0 | 0 | 0 | 0 | 0 | 0 | 0 | 0 | 0 | 0
Diversity Factor: 0
[38 empty] | Historical Spots & Transfers | [6 empty] | Forecast Spots & Transfers
[35 empty] | Project Name | From | To | 2007 | 2008 | 2009 | 2010 | 2011 | 2012 | 2013 | 2014 | 2015 | 2016 | 2017 | 2018 | 2019 | 2020 | 2021 | 2022 | 2023 | 2024 | 2025 | 2026 | 2027 | 2028 | 2029 | 2030 | 2031 | 2032 | 2033 | 2034 | 2035 | 2036 | 2037 | 2038
| 0 | [33 empty] | Broad based demand management |  | Gwawley Bay 132_11kV Tx11 | 0 | 0 | 0 | 0 | 0 | 0 | 0 | 0 | -3.2817 | -5.0012 | -4.1427 | -3.0878 | -3.2428 | 0 | 0 | 0 | 0 | 0 | 0 | 0 | 0 | 0 | 0 | 0 | 0 | 0 | 0 | 0 | 0 | 0 | 0 | 0
| Diversity Factor: 0 | [33 empty] | DNP_ID: 6501. LT to New 11kV Switchgear, Gwawley Bay | Gwawley Bay 33_11kV Tx1 | Gwawley Bay 132_11kV Tx11 | 0 | 0 | 0 | 0 | 0 | 0 | 855 | 0 | 0 | 0 | 0 | 0 | 0 | 0 | 0 | 0 | 0 | 0 | 0 | 0 | 0 | 0 | 0 | 0 | 0 | 0 | 0 | 0 | 0 | 0 | 0 | 0
[35 empty] | DNP_ID: 6501. LT to New 11kV Switchgear, Gwawley Bay | Gwawley Bay 33_11kV Tx3 | Gwawley Bay 132_11kV Tx11 | 0 | 0 | 0 | 0 | 0 | 0 | 917 | 0 | 0 | 0 | 0 | 0 | 0 | 0 | 0 | 0 | 0 | 0 | 0 | 0 | 0 | 0 | 0 | 0 | 0 | 0 | 0 | 0 | 0 | 0 | 0 | 0
[35 empty] | Econometric |  | Gwawley Bay 132_11kV Tx11 | 0 | 0 | 0 | 0 | 0 | 0 | 0 | 0 | 0 | 9.7912 | 17.6468 | 26.5698 | 29.9493 | 30.475 | 29.2593 | 29.7414 | 30.2306 | 30.7269 | 31.2304 | 31.7413 | 32.2597 | 32.7855 | 33.3191 | 33.8603 | 34.4095 | 34.9666 | 35.5317 | 36.1051 | 36.6867 | 37.2768 | 37.8753 | 38.4825
| 0 | [33 empty] | Energy Efficiency |  | Gwawley Bay 132_11kV Tx11 | 0 | 0 | 0 | 0 | 0 | 0 | 0 | -5.4894 | -2.4638 | -11.1373 | -17.2101 | -26.5358 | -27.5488 | -15.9026 | -10.4386 | -12.496 | -12.2441 | -15.757 | -11.2251 | -11.6882 | -8.8291 | -7.423 | -8.3569 | -9.5044 | -9.5044 | -9.5044 | -9.5044 | -9.5044 | -9.5044 | -9.5044 | -9.5044 | -9.5044
| Diversity Factor: 0 | [33 empty] | Solar PV |  | Gwawley Bay 132_11kV Tx11 | 0 | 0 | 0 | 0 | 0 | 0 | 0 | 0 | 0 | 0 | 0 | 0 | 0 | 0 | 0 | 0 | 0 | 0 | 0 | 0 | 0 | 0 | 0 | 0 | 0 | 0 | 0 | 0 | 0 | 0 | 0 | 0
0
Diversity Factor: 0
0
Diversity Factor: 0
0
Diversity Factor: 0
0
Diversity Factor: 0
0
Diversity Factor: 0
0
Diversity Factor: 0
| Weather Correction and Public Holiday Factors | [8 empty] | Forecast ROG
ROG Justification
| Actual loads for season 2013 have been weather corrected by the following: | [6 empty] | 1.571% |  | 7 year ROG ok, add 1 year load from 132kV to 33kV | [59 empty] | 7 year ROG ok, add 1 year load from 132kV to 33kV
1 | 2 | 3 | 4 | 5 | 6 | 7 | 8 | 9 | 10 | 2014 | 2015 | 2016 | 2017 | 2018 | 2019 | 2020 | 2021 | 2022 | 2023 | 2024 | 2025 | 2026 | 2027 | 2028 | 2029 | 2030 | 2031 | 2032 | 2033 | 2034 | 2035 | 2036 | 2037 | 2038
0.95559 | 0.91315 | 0.88611 | 0.873 | 0.873 | 0.873 | 0.873 | 0.873 | 0.873 | 0.873 | -4.441% | -4.441% | -2.961% | -1.48% | 0% | 0% | 0% | 0% | 0% | 0% | 0% | 0% | 0% | 0% | 0% | 0% | 0% | 0% | 0% | 0% | 0% | 0% | 0% | 0% | 0%
Substation Load Detail
[7 empty] | Units | 2013 |  | 2014 | 2015 | 2016 | 2017 | 2018 | 2019 | 2020 | 2021 | 2022 | 2023 | 2024 | 2025 | 2026 | 2027 | 2028 | 2029 | 2030 | 2031 | 2032 | 2033 | 2034 | 2035 | 2036 | 2037 | 2038
1 | Gwawley Bay 132_11kV | Compensated |  | Load (LV side) |  |  | Amps | 1321 | 1341.7544 | 1276.667 | 1214.215 | 1171.913 | 1150.856 | 1147.802 | 1146.96 | 1161.532 | 1180.353 | 1197.598 | 1215.585 | 1230.555 | 1250.56 | 1270.613 | 1294.044 | 1319.406 | 1344.368 | 1368.724 | 1393.629 | 1419.091 | 1445.119 | 1471.719 | 1498.902 | 1526.674 | 1555.045 | 1584.023
|  |  |  | Apparent Power |  |  | MVA | 25.1684 |  | 24.3238 | 23.1339 | 22.328 | 21.9268 | 21.8686 | 21.8525 | 22.1302 | 22.4887 | 22.8173 | 23.16 | 23.4452 | 23.8264 | 24.2084 | 24.6548 | 25.1381 | 25.6137 | 26.0777 | 26.5522 | 27.0373 | 27.5332 | 28.04 | 28.5579 | 29.0871 | 29.6276 | 30.1797
|  |  |  | Real Power |  |  | MW | 24.4134 | 24.7969 | 23.5941 | 22.4399 | 21.6581 | 21.269 | 21.2125 | 21.1969 | 21.4663 | 21.8141 | 22.1328 | 22.4652 | 22.7419 | 23.1116 | 23.4822 | 23.9152 | 24.3839 | 24.8453 | 25.2954 | 25.7556 | 26.2262 | 26.7072 | 27.1988 | 27.7012 | 28.2144 | 28.7387 | 29.2743
|  |  |  | Reactive Power |  |  | MVAr | 6.1186 |  | 5.9133 | 5.624 | 5.4281 | 5.3305 | 5.3164 | 5.3125 | 5.38 | 5.4671 | 5.547 | 5.6303 | 5.6997 | 5.7923 | 5.8852 | 5.9937 | 6.1112 | 6.2268 | 6.3396 | 6.455 | 6.5729 | 6.6935 | 6.8167 | 6.9426 | 7.0712 | 7.2026 | 7.3369
|  |  |  | Capacitors In Service |  |  | MVAr | 0 |  | 0 | 0 | 0 | 0 | 0 | 0 | 0 | 0 | 0 | 0 | 0 | 0 | 0 | 0 | 0 | 0 | 0 | 0 | 0 | 0 | 0 | 0 | 0 | 0 | 0
|  |  |  | PF |  |  |  | 0.97 |  | 0.97 | 0.97 | 0.97 | 0.97 | 0.97 | 0.97 | 0.97 | 0.97 | 0.97 | 0.97 | 0.97 | 0.97 | 0.97 | 0.97 | 0.97 | 0.97 | 0.97 | 0.97 | 0.97 | 0.97 | 0.97 | 0.97 | 0.97 | 0.97 | 0.97
0.97199 | Diversity Factor: 0.97 | Uncompensated |  | Reactive Power |  |  | MVAr | 6.1186 | 6.2147 | 5.9133 | 5.624 | 5.4281 | 5.3305 | 5.3164 | 5.3125 | 5.38 | 5.4671 | 5.547 | 5.6303 | 5.6997 | 5.7923 | 5.8852 | 5.9937 | 6.1112 | 6.2268 | 6.3396 | 6.455 | 6.5729 | 6.6935 | 6.8167 | 6.9426 | 7.0712 | 7.2026 | 7.3369
|  |  |  | PF |  |  |  | 0.97 |  | 0.97 | 0.97 | 0.97 | 0.97 | 0.97 | 0.97 | 0.97 | 0.97 | 0.97 | 0.97 | 0.97 | 0.97 | 0.97 | 0.97 | 0.97 | 0.97 | 0.97 | 0.97 | 0.97 | 0.97 | 0.97 | 0.97 | 0.97 | 0.97 | 0.97
[10 empty] | 1 | 2 | 3 | 4 | 5 | 6 | 7 | 8 | 9 | 10 | 11 | 12 | 13 | 14 | 15 | 16 | 17 | 18 | 19 | 20 | 21 | 22 | 23 | 24 | 25
Transformer Load Detail
[7 empty] | Units | 2013 |  | 2014 | 2015 | 2016 | 2017 | 2018 | 2019 | 2020 | 2021 | 2022 | 2023 | 2024 | 2025 | 2026 | 2027 | 2028 | 2029 | 2030 | 2031 | 2032 | 2033 | 2034 | 2035 | 2036 | 2037 | 2038
| 0 | Compensated |  | Load (LV side) |  |  | Amps
|  |  |  | Apparent Power |  |  | MVA
|  |  |  | Real Power |  |  | MW
|  |  |  | Reactive Power |  |  | MVAr
|  |  |  | Capacitors In Service |  |  | MVAr
PF
| Zone Div: | Uncompensated |  | Reactive Power |  |  | MVAr
PF
| 0 | Compensated |  | Load (LV side) |  |  | Amps
|  |  |  | Apparent Power |  |  | MVA
|  |  |  | Real Power |  |  | MW
|  |  |  | Reactive Power |  |  | MVAr
|  |  |  | Capacitors In Service |  |  | MVAr
PF
| Zone Div: | Uncompensated |  | Reactive Power |  |  | MVAr
PF
| 0 | Compensated |  | Load (LV side) |  |  | Amps
|  |  |  | Apparent Power |  |  | MVA
|  |  |  | Real Power |  |  | MW
|  |  |  | Reactive Power |  |  | MVAr
|  |  |  | Capacitors In Service |  |  | MVAr
PF
| Zone Div: | Uncompensated |  | Reactive Power |  |  | MVAr
PF
| 0 | Compensated |  | Load (LV side) |  |  | Amps
|  |  |  | Apparent Power |  |  | MVA
|  |  |  | Real Power |  |  | MW
|  |  |  | Reactive Power |  |  | MVAr
|  |  |  | Capacitors In Service |  |  | MVAr
PF
| Zone Div: | Uncompensated |  | Reactive Power |  |  | MVAr
PF
| 0 | Compensated |  | Load (LV side) |  |  | Amps
|  |  |  | Apparent Power |  |  | MVA
|  |  |  | Real Power |  |  | MW
|  |  |  | Reactive Power |  |  | MVAr
|  |  |  | Capacitors In Service |  |  | MVAr
PF
| Zone Div: | Uncompensated |  | Reactive Power |  |  | MVAr
PF
| 0 | Compensated |  | Load (LV side) |  |  | Amps
|  |  |  | Apparent Power |  |  | MVA
|  |  |  | Real Power |  |  | MW
|  |  |  | Reactive Power |  |  | MVAr
|  |  |  | Capacitors In Service |  |  | MVAr
PF
| Zone Div: | Uncompensated |  | Reactive Power |  |  | MVAr
PF
| 0 | Compensated |  | Load (LV side) |  |  | Amps
|  |  |  | Apparent Power |  |  | MVA
|  |  |  | Real Power |  |  | MW
|  |  |  | Reactive Power |  |  | MVAr
|  |  |  | Capacitors In Service |  |  | MVAr
PF
| Zone Div: | Uncompensated |  | Reactive Power |  |  | MVAr
PF
| 0 | Compensated |  | Load (LV side) |  |  | Amps
|  |  |  | Apparent Power |  |  | MVA
|  |  |  | Real Power |  |  | MW
|  |  |  | Reactive Power |  |  | MVAr
|  |  |  | Capacitors In Service |  |  | MVAr
PF
| Zone Div: | Uncompensated |  | Reactive Power |  |  | MVAr
PF
| 0 | Compensated |  | Load (LV side) |  |  | Amps
|  |  |  | Apparent Power |  |  | MVA
|  |  |  | Real Power |  |  | MW
|  |  |  | Reactive Power |  |  | MVAr
|  |  |  | Capacitors In Service |  |  | MVAr
PF
| Zone Div: | Uncompensated |  | Reactive Power |  |  | MVAr
PF
| 0 | Compensated |  | Load (LV side) |  |  | Amps
|  |  |  | Apparent Power |  |  | MVA
|  |  |  | Real Power |  |  | MW
|  |  |  | Reactive Power |  |  | MVAr
|  |  |  | Capacitors In Service |  |  | MVAr
PF
| Zone Div: | Uncompensated |  | Reactive Power |  |  | MVAr
PF

## Gwawley Bay 33_11kV
| Gwawley Bay 33_11kV | [16 empty] | 2014 | WINTER
| Substation Total Loads | [33 empty] | Spots & Transfers Detail
| Historical Loads | (11kV Amps) | [7 empty] | Weather Corrected Forecast Loads |  |  |  | (11kV Amps) | [20 empty] | Spots & Transfers Summary | (11kV Amps) |  | Historical Spots & Transfers | [6 empty] | Forecast Spots & Transfers
|  | 2007 | 2008 | 2009 | 2010 | 2011 | 2012 | 2013 |  | 2014 | 2015 | 2016 | 2017 | 2018 | 2019 | 2020 | 2021 | 2022 | 2023 | 2024 | 2025 | 2026 | 2027 | 2028 | 2029 | 2030 | 2031 | 2032 | 2033 | 2034 | 2035 | 2036 | 2037 | 2038 |  |  |  | 2007 | 2008 | 2009 | 2010 | 2011 | 2012 | 2013 | 2014 | 2015 | 2016 | 2017 | 2018 | 2019 | 2020 | 2021 | 2022 | 2023 | 2024 | 2025 | 2026 | 2027 | 2028 | 2029 | 2030 | 2031 | 2032 | 2033 | 2034 | 2035 | 2036 | 2037 | 2038
| Total | 1753 | 1796 | 1516 | 1570 | 1464 | 1358 | 0 |  | 228.3842 | 218.2399 | 211.7774 | 208.6419 | 208.6419 | 208.6419 | 208.6419 | 208.6419 | 208.6419 | 208.6419 | 208.6419 | 208.6419 | 208.6419 | 208.6419 | 208.6419 | 208.6419 | 208.6419 | 208.6419 | 208.6419 | 208.6419 | 208.6419 | 208.6419 | 208.6419 | 208.6419 | 208.6419 |  |  | Total | 80 | 0 | 0 | 0 | -70 | 0 | -1772 | 0 | 0 | 0 | 0 | 0 | 0 | 0 | 0 | 0 | 0 | 0 | 0 | 0 | 0 | 0 | 0 | 0 | 0 | 0 | 0 | 0 | 0 | 0 | 0 | 0
| Firm Rating | 0 | 0 | 0 | 0 | 0 | 0 | 0 |  | 2000 | 2000 | 2000 | 2000 | 2000 | 2000 | 2000 | 2000 | 2000 | 2000 | 2000 | 2000 | 2000 | 2000 | 2000 | 2000 | 2000 | 2000 | 2000 | 2000 | 2000 | 2000 | 2000 | 2000 | 2000
| Total Capacity | 0 | 0 | 0 | 0 | 0 | 0 | 0 |  | 5902 | 5902 | 5902 | 5902 | 5902 | 5902 | 5902 | 5902 | 5902 | 5902 | 5902 | 5902 | 5902 | 5902 | 5902 | 5902 | 5902 | 5902 | 5902 | 5902 | 5902 | 5902 | 5902 | 5902 | 5902 |  |  | Gwawley Bay 33_11kV Tx1 | 55 | 0 | 0 | 0 | 0 | 0 | -855 | 0 | 0 | 0 | 0 | 0 | 0 | 0 | 0 | 0 | 0 | 0 | 0 | 0 | 0 | 0 | 0 | 0 | 0 | 0 | 0 | 0 | 0 | 0 | 0 | 0
|  | -7 | -6 | -5 | -4 | -3 | -2 | -1 |  | 0 | 1 | 2 | 3 | 4 | 5 | 6 | 7 | 8 | 9 | 10 | 11 | 12 | 13 | 14 | 15 | 16 | 17 | 18 | 19 | 20 | 21 | 22 | 23 | 24 |  |  | Gwawley Bay 33_11kV Tx3 | 25 | 0 | 0 | 0 | -70 | 0 | -917 | 0 | 0 | 0 | 0 | 0 | 0 | 0 | 0 | 0 | 0 | 0 | 0 | 0 | 0 | 0 | 0 | 0 | 0 | 0 | 0 | 0 | 0 | 0 | 0 | 0
| Transformer Loads | [36 empty] | 0 | 0 | 0 | 0 | 0 | 0 | 0 | 0 | 0 | 0 | 0 | 0 | 0 | 0 | 0 | 0 | 0 | 0 | 0 | 0 | 0 | 0 | 0 | 0 | 0 | 0 | 0 | 0 | 0 | 0 | 0 | 0
| Historical Loads | (11kV Amps) | [7 empty] | Weather Corrected Forecast Loads |  |  |  | (11kV Amps) | [23 empty] | 0 | 0 | 0 | 0 | 0 | 0 | 0 | 0 | 0 | 0 | 0 | 0 | 0 | 0 | 0 | 0 | 0 | 0 | 0 | 0 | 0 | 0 | 0 | 0 | 0 | 0 | 0 | 0 | 0 | 0 | 0 | 0
|  | 2007 | 2008 | 2009 | 2010 | 2011 | 2012 | 2013 |  | 2014 | 2015 | 2016 | 2017 | 2018 | 2019 | 2020 | 2021 | 2022 | 2023 | 2024 | 2025 | 2026 | 2027 | 2028 | 2029 | 2030 | 2031 | 2032 | 2033 | 2034 | 2035 | 2036 | 2037 | 2038 |  |  |  | 0 | 0 | 0 | 0 | 0 | 0 | 0 | 0 | 0 | 0 | 0 | 0 | 0 | 0 | 0 | 0 | 0 | 0 | 0 | 0 | 0 | 0 | 0 | 0 | 0 | 0 | 0 | 0 | 0 | 0 | 0 | 0
| 0 | [36 empty] | 0 | 0 | 0 | 0 | 0 | 0 | 0 | 0 | 0 | 0 | 0 | 0 | 0 | 0 | 0 | 0 | 0 | 0 | 0 | 0 | 0 | 0 | 0 | 0 | 0 | 0 | 0 | 0 | 0 | 0 | 0 | 0
| Diversity Factor: 0 | [36 empty] | 0 | 0 | 0 | 0 | 0 | 0 | 0 | 0 | 0 | 0 | 0 | 0 | 0 | 0 | 0 | 0 | 0 | 0 | 0 | 0 | 0 | 0 | 0 | 0 | 0 | 0 | 0 | 0 | 0 | 0 | 0 | 0
[38 empty] | 0 | 0 | 0 | 0 | 0 | 0 | 0 | 0 | 0 | 0 | 0 | 0 | 0 | 0 | 0 | 0 | 0 | 0 | 0 | 0 | 0 | 0 | 0 | 0 | 0 | 0 | 0 | 0 | 0 | 0 | 0 | 0
[38 empty] | 0 | 0 | 0 | 0 | 0 | 0 | 0 | 0 | 0 | 0 | 0 | 0 | 0 | 0 | 0 | 0 | 0 | 0 | 0 | 0 | 0 | 0 | 0 | 0 | 0 | 0 | 0 | 0 | 0 | 0 | 0 | 0
| 0 | [36 empty] | 0 | 0 | 0 | 0 | 0 | 0 | 0 | 0 | 0 | 0 | 0 | 0 | 0 | 0 | 0 | 0 | 0 | 0 | 0 | 0 | 0 | 0 | 0 | 0 | 0 | 0 | 0 | 0 | 0 | 0 | 0 | 0
Diversity Factor: 0
[38 empty] | Historical Spots & Transfers | [6 empty] | Forecast Spots & Transfers
[35 empty] | Project Name | From | To | 2007 | 2008 | 2009 | 2010 | 2011 | 2012 | 2013 | 2014 | 2015 | 2016 | 2017 | 2018 | 2019 | 2020 | 2021 | 2022 | 2023 | 2024 | 2025 | 2026 | 2027 | 2028 | 2029 | 2030 | 2031 | 2032 | 2033 | 2034 | 2035 | 2036 | 2037 | 2038
| 0 | [33 empty] | DNP_ID: 6228. CHANGE OF NORMALLY OPEN POINTS TO RELIEVE S.9037 MIRANDA ZONE TRANSFORMER NO.1 AND NO.3 FOR SUMMER 06/07 | Miranda 33_11kV Tx3 | Gwawley Bay 33_11kV Tx1 | 55 | 0 | 0 | 0 | 0 | 0 | 0 | 0 | 0 | 0 | 0 | 0 | 0 | 0 | 0 | 0 | 0 | 0 | 0 | 0 | 0 | 0 | 0 | 0 | 0 | 0 | 0 | 0 | 0 | 0 | 0 | 0
| Diversity Factor: 0 | [33 empty] | DNP_ID: 6228. CHANGE OF NORMALLY OPEN POINTS TO RELIEVE S.9037 MIRANDA ZONE TRANSFORMER NO.1 AND NO.3 FOR SUMMER 06/07 | Miranda 33_11kV Tx3 | Gwawley Bay 33_11kV Tx3 | 25 | 0 | 0 | 0 | 0 | 0 | 0 | 0 | 0 | 0 | 0 | 0 | 0 | 0 | 0 | 0 | 0 | 0 | 0 | 0 | 0 | 0 | 0 | 0 | 0 | 0 | 0 | 0 | 0 | 0 | 0 | 0
[35 empty] | DNP_ID: 6370. Gwawley Bay Zone Development | Caringbah 33_11kV Tx1 | Gwawley Bay 33_11kV Tx3 | 0 | 0 | 0 | 0 | 60 | 0 | 0 | 0 | 0 | 0 | 0 | 0 | 0 | 0 | 0 | 0 | 0 | 0 | 0 | 0 | 0 | 0 | 0 | 0 | 0 | 0 | 0 | 0 | 0 | 0 | 0 | 0
[35 empty] | DNP_ID: 6370. Gwawley Bay Zone Development | Gwawley Bay 33_11kV Tx3 | Caringbah 33_11kV Tx2 | 0 | 0 | 0 | 0 | 130 | 0 | 0 | 0 | 0 | 0 | 0 | 0 | 0 | 0 | 0 | 0 | 0 | 0 | 0 | 0 | 0 | 0 | 0 | 0 | 0 | 0 | 0 | 0 | 0 | 0 | 0 | 0
| 0 | [33 empty] | DNP_ID: 6501. LT to New 11kV Switchgear, Gwawley Bay | Gwawley Bay 33_11kV Tx1 | Gwawley Bay 132_11kV Tx11 | 0 | 0 | 0 | 0 | 0 | 0 | 855 | 0 | 0 | 0 | 0 | 0 | 0 | 0 | 0 | 0 | 0 | 0 | 0 | 0 | 0 | 0 | 0 | 0 | 0 | 0 | 0 | 0 | 0 | 0 | 0 | 0
| Diversity Factor: 0 | [33 empty] | DNP_ID: 6501. LT to New 11kV Switchgear, Gwawley Bay | Gwawley Bay 33_11kV Tx3 | Gwawley Bay 132_11kV Tx11 | 0 | 0 | 0 | 0 | 0 | 0 | 917 | 0 | 0 | 0 | 0 | 0 | 0 | 0 | 0 | 0 | 0 | 0 | 0 | 0 | 0 | 0 | 0 | 0 | 0 | 0 | 0 | 0 | 0 | 0 | 0 | 0
[35 empty] | Econometric |  | Gwawley Bay 33_11kV Tx1 | 0 | 0 | 0 | 0 | 0 | 0 | 0 | 0 | 0 | 0 | 0 | 0 | 0 | 0 | 0 | 0 | 0 | 0 | 0 | 0 | 0 | 0 | 0 | 0 | 0 | 0 | 0 | 0 | 0 | 0 | 0 | 0
[35 empty] | Econometric |  | Gwawley Bay 33_11kV Tx3 | 0 | 0 | 0 | 0 | 0 | 0 | 0 | 0 | 0 | 0 | 0 | 0 | 0 | 0 | 0 | 0 | 0 | 0 | 0 | 0 | 0 | 0 | 0 | 0 | 0 | 0 | 0 | 0 | 0 | 0 | 0 | 0
| 0 | [33 empty] | Energy Efficiency |  | Gwawley Bay 33_11kV Tx1 | 0 | 0 | 0 | 0 | 0 | 0 | 0 | 0 | 0 | 0 | 0 | 0 | 0 | 0 | 0 | 0 | 0 | 0 | 0 | 0 | 0 | 0 | 0 | 0 | 0 | 0 | 0 | 0 | 0 | 0 | 0 | 0
| Diversity Factor: 0 | [33 empty] | Energy Efficiency |  | Gwawley Bay 33_11kV Tx3 | 0 | 0 | 0 | 0 | 0 | 0 | 0 | 0 | 0 | 0 | 0 | 0 | 0 | 0 | 0 | 0 | 0 | 0 | 0 | 0 | 0 | 0 | 0 | 0 | 0 | 0 | 0 | 0 | 0 | 0 | 0 | 0
[35 empty] | Solar PV |  | Gwawley Bay 33_11kV Tx1 | 0 | 0 | 0 | 0 | 0 | 0 | 0 | 0 | 0 | 0 | 0 | 0 | 0 | 0 | 0 | 0 | 0 | 0 | 0 | 0 | 0 | 0 | 0 | 0 | 0 | 0 | 0 | 0 | 0 | 0 | 0 | 0
[35 empty] | Solar PV |  | Gwawley Bay 33_11kV Tx3 | 0 | 0 | 0 | 0 | 0 | 0 | 0 | 0 | 0 | 0 | 0 | 0 | 0 | 0 | 0 | 0 | 0 | 0 | 0 | 0 | 0 | 0 | 0 | 0 | 0 | 0 | 0 | 0 | 0 | 0 | 0 | 0
0
Diversity Factor: 0
0
Diversity Factor: 0
0
Diversity Factor: 0
0
Diversity Factor: 0
0
Diversity Factor: 0
| Weather Correction and Public Holiday Factors | [8 empty] | Forecast ROG
ROG Justification
| Actual loads for season 2013 have been weather corrected by the following: | [6 empty] | 0% |  | 0 | [59 empty] | 0%
1 | 2 | 3 | 4 | 5 | 6 | 7 | 8 | 9 | 10 | 2014 | 2015 | 2016 | 2017 | 2018 | 2019 | 2020 | 2021 | 2022 | 2023 | 2024 | 2025 | 2026 | 2027 | 2028 | 2029 | 2030 | 2031 | 2032 | 2033 | 2034 | 2035 | 2036 | 2037 | 2038
0.95559 | 0.91315 | 0.88611 | 0.873 | 0.873 | 0.873 | 0.873 | 0.873 | 0.873 | 0.873 | -4.441% | -4.441% | -2.961% | -1.48% | 0% | 0% | 0% | 0% | 0% | 0% | 0% | 0% | 0% | 0% | 0% | 0% | 0% | 0% | 0% | 0% | 0% | 0% | 0% | 0% | 0%
Substation Load Detail
[7 empty] | Units | 2013 |  | 2014 | 2015 | 2016 | 2017 | 2018 | 2019 | 2020 | 2021 | 2022 | 2023 | 2024 | 2025 | 2026 | 2027 | 2028 | 2029 | 2030 | 2031 | 2032 | 2033 | 2034 | 2035 | 2036 | 2037 | 2038
1 | Gwawley Bay 33_11kV | Compensated |  | Load (LV side) |  |  | Amps | 0 | 239 | 228.3842 | 218.2399 | 211.7774 | 208.6419 | 208.6419 | 208.6419 | 208.6419 | 208.6419 | 208.6419 | 208.6419 | 208.6419 | 208.6419 | 208.6419 | 208.6419 | 208.6419 | 208.6419 | 208.6419 | 208.6419 | 208.6419 | 208.6419 | 208.6419 | 208.6419 | 208.6419 | 208.6419 | 208.6419
|  |  |  | Apparent Power |  |  | MVA | 0 |  | 4.3513 | 4.158 | 4.0349 | 3.9752 | 3.9752 | 3.9752 | 3.9752 | 3.9752 | 3.9752 | 3.9752 | 3.9752 | 3.9752 | 3.9752 | 3.9752 | 3.9752 | 3.9752 | 3.9752 | 3.9752 | 3.9752 | 3.9752 | 3.9752 | 3.9752 | 3.9752 | 3.9752 | 3.9752
|  |  |  | Real Power |  |  | MW | 0 | 4.0982 | 3.9162 | 3.7422 | 3.6314 | 3.5776 | 3.5776 | 3.5776 | 3.5776 | 3.5776 | 3.5776 | 3.5776 | 3.5776 | 3.5776 | 3.5776 | 3.5776 | 3.5776 | 3.5776 | 3.5776 | 3.5776 | 3.5776 | 3.5776 | 3.5776 | 3.5776 | 3.5776 | 3.5776 | 3.5776
|  |  |  | Reactive Power |  |  | MVAr | 0 |  | 1.8967 | 1.8124 | 1.7588 | 1.7327 | 1.7327 | 1.7327 | 1.7327 | 1.7327 | 1.7327 | 1.7327 | 1.7327 | 1.7327 | 1.7327 | 1.7327 | 1.7327 | 1.7327 | 1.7327 | 1.7327 | 1.7327 | 1.7327 | 1.7327 | 1.7327 | 1.7327 | 1.7327 | 1.7327
|  |  |  | Capacitors In Service |  |  | MVAr | 0 |  | 0 | 0 | 0 | 0 | 0 | 0 | 0 | 0 | 0 | 0 | 0 | 0 | 0 | 0 | 0 | 0 | 0 | 0 | 0 | 0 | 0 | 0 | 0 | 0 | 0
|  |  |  | PF |  |  |  | 0 |  | 0.9 | 0.9 | 0.9 | 0.9 | 0.9 | 0.9 | 0.9 | 0.9 | 0.9 | 0.9 | 0.9 | 0.9 | 0.9 | 0.9 | 0.9 | 0.9 | 0.9 | 0.9 | 0.9 | 0.9 | 0.9 | 0.9 | 0.9 | 0.9 | 0.9
0.97762 | Diversity Factor: 0.98 | Uncompensated |  | Reactive Power |  |  | MVAr | 0 | 1.9849 | 1.8967 | 1.8124 | 1.7588 | 1.7327 | 1.7327 | 1.7327 | 1.7327 | 1.7327 | 1.7327 | 1.7327 | 1.7327 | 1.7327 | 1.7327 | 1.7327 | 1.7327 | 1.7327 | 1.7327 | 1.7327 | 1.7327 | 1.7327 | 1.7327 | 1.7327 | 1.7327 | 1.7327 | 1.7327
|  |  |  | PF |  |  |  | 0 |  | 0.9 | 0.9 | 0.9 | 0.9 | 0.9 | 0.9 | 0.9 | 0.9 | 0.9 | 0.9 | 0.9 | 0.9 | 0.9 | 0.9 | 0.9 | 0.9 | 0.9 | 0.9 | 0.9 | 0.9 | 0.9 | 0.9 | 0.9 | 0.9 | 0.9
[10 empty] | 1 | 2 | 3 | 4 | 5 | 6 | 7 | 8 | 9 | 10 | 11 | 12 | 13 | 14 | 15 | 16 | 17 | 18 | 19 | 20 | 21 | 22 | 23 | 24 | 25
Transformer Load Detail
[7 empty] | Units | 2013 |  | 2014 | 2015 | 2016 | 2017 | 2018 | 2019 | 2020 | 2021 | 2022 | 2023 | 2024 | 2025 | 2026 | 2027 | 2028 | 2029 | 2030 | 2031 | 2032 | 2033 | 2034 | 2035 | 2036 | 2037 | 2038
| 0 | Compensated |  | Load (LV side) |  |  | Amps
|  |  |  | Apparent Power |  |  | MVA
|  |  |  | Real Power |  |  | MW
|  |  |  | Reactive Power |  |  | MVAr
|  |  |  | Capacitors In Service |  |  | MVAr
PF
| Zone Div: | Uncompensated |  | Reactive Power |  |  | MVAr
PF
| 0 | Compensated |  | Load (LV side) |  |  | Amps
|  |  |  | Apparent Power |  |  | MVA
|  |  |  | Real Power |  |  | MW
|  |  |  | Reactive Power |  |  | MVAr
|  |  |  | Capacitors In Service |  |  | MVAr
PF
| Zone Div: | Uncompensated |  | Reactive Power |  |  | MVAr
PF
| 0 | Compensated |  | Load (LV side) |  |  | Amps
|  |  |  | Apparent Power |  |  | MVA
|  |  |  | Real Power |  |  | MW
|  |  |  | Reactive Power |  |  | MVAr
|  |  |  | Capacitors In Service |  |  | MVAr
PF
| Zone Div: | Uncompensated |  | Reactive Power |  |  | MVAr
PF
| 0 | Compensated |  | Load (LV side) |  |  | Amps
|  |  |  | Apparent Power |  |  | MVA
|  |  |  | Real Power |  |  | MW
|  |  |  | Reactive Power |  |  | MVAr
|  |  |  | Capacitors In Service |  |  | MVAr
PF
| Zone Div: | Uncompensated |  | Reactive Power |  |  | MVAr
PF
| 0 | Compensated |  | Load (LV side) |  |  | Amps
|  |  |  | Apparent Power |  |  | MVA
|  |  |  | Real Power |  |  | MW
|  |  |  | Reactive Power |  |  | MVAr
|  |  |  | Capacitors In Service |  |  | MVAr
PF
| Zone Div: | Uncompensated |  | Reactive Power |  |  | MVAr
PF
| 0 | Compensated |  | Load (LV side) |  |  | Amps
|  |  |  | Apparent Power |  |  | MVA
|  |  |  | Real Power |  |  | MW
|  |  |  | Reactive Power |  |  | MVAr
|  |  |  | Capacitors In Service |  |  | MVAr
PF
| Zone Div: | Uncompensated |  | Reactive Power |  |  | MVAr
PF
| 0 | Compensated |  | Load (LV side) |  |  | Amps
|  |  |  | Apparent Power |  |  | MVA
|  |  |  | Real Power |  |  | MW
|  |  |  | Reactive Power |  |  | MVAr
|  |  |  | Capacitors In Service |  |  | MVAr
PF
| Zone Div: | Uncompensated |  | Reactive Power |  |  | MVAr
PF
| 0 | Compensated |  | Load (LV side) |  |  | Amps
|  |  |  | Apparent Power |  |  | MVA
|  |  |  | Real Power |  |  | MW
|  |  |  | Reactive Power |  |  | MVAr
|  |  |  | Capacitors In Service |  |  | MVAr
PF
| Zone Div: | Uncompensated |  | Reactive Power |  |  | MVAr
PF
| 0 | Compensated |  | Load (LV side) |  |  | Amps
|  |  |  | Apparent Power |  |  | MVA
|  |  |  | Real Power |  |  | MW
|  |  |  | Reactive Power |  |  | MVAr
|  |  |  | Capacitors In Service |  |  | MVAr
PF
| Zone Div: | Uncompensated |  | Reactive Power |  |  | MVAr
PF
| 0 | Compensated |  | Load (LV side) |  |  | Amps
|  |  |  | Apparent Power |  |  | MVA
|  |  |  | Real Power |  |  | MW
|  |  |  | Reactive Power |  |  | MVAr
|  |  |  | Capacitors In Service |  |  | MVAr
PF
| Zone Div: | Uncompensated |  | Reactive Power |  |  | MVAr
PF

## Jannali 33_11kV
| Jannali 33_11kV | [16 empty] | 2014 | WINTER
| Substation Total Loads | [33 empty] | Spots & Transfers Detail
| Historical Loads | (11kV Amps) | [7 empty] | Weather Corrected Forecast Loads |  |  |  | (11kV Amps) | [20 empty] | Spots & Transfers Summary | (11kV Amps) |  | Historical Spots & Transfers | [6 empty] | Forecast Spots & Transfers
|  | 2007 | 2008 | 2009 | 2010 | 2011 | 2012 | 2013 |  | 2014 | 2015 | 2016 | 2017 | 2018 | 2019 | 2020 | 2021 | 2022 | 2023 | 2024 | 2025 | 2026 | 2027 | 2028 | 2029 | 2030 | 2031 | 2032 | 2033 | 2034 | 2035 | 2036 | 2037 | 2038 |  |  |  | 2007 | 2008 | 2009 | 2010 | 2011 | 2012 | 2013 | 2014 | 2015 | 2016 | 2017 | 2018 | 2019 | 2020 | 2021 | 2022 | 2023 | 2024 | 2025 | 2026 | 2027 | 2028 | 2029 | 2030 | 2031 | 2032 | 2033 | 2034 | 2035 | 2036 | 2037 | 2038
| Total | 2115 | 2108 | 1923 | 1750 | 1659 | 1689 | 1478 |  | 1574.149 | 1537.958 | 1517.934 | 1512.863 | 1522.183 | 1533.938 | 1554.316 | 1573.62 | 1592.53 | 1612.545 | 1633 | 1656.236 | 1680.033 | 1704.887 | 1730.77 | 1756.89 | 1783.577 | 1810.923 | 1838.937 | 1867.63 | 1897.013 | 1927.095 | 1957.887 | 1989.399 | 2021.644 |  |  | Total | 0 | 0 | 0 | -230 | 0 | 0 | 0 | 0.89243 | -0.26586 | 3.3757 | 6.476 | 9.3198 | 11.7547 | 20.3788 | 19.304 | 18.9096 | 20.0154 | 20.4544 | 23.2362 | 23.7973 | 24.8534 | 25.8829 | 26.1209 | 26.6867 | 27.3456 | 28.0144 | 28.6933 | 29.3824 | 30.0819 | 30.792 | 31.5128 | 32.2443
| Firm Rating | 0 | 0 | 0 | 0 | 0 | 0 | 2348 |  | 2348 | 2348 | 2348 | 2348 | 2348 | 2348 | 2348 | 2348 | 2348 | 2348 | 2348 | 2348 | 2348 | 2348 | 2348 | 2348 | 2348 | 2348 | 2348 | 2348 | 2348 | 2348 | 2348 | 2348 | 2348
| Total Capacity | 0 | 0 | 0 | 0 | 0 | 0 | 3770 |  | 3770 | 3770 | 3770 | 3770 | 3770 | 3770 | 3770 | 3770 | 3770 | 3770 | 3770 | 3770 | 3770 | 3770 | 3770 | 3770 | 3770 | 3770 | 3770 | 3770 | 3770 | 3770 | 3770 | 3770 | 3770 |  |  | Jannali 33_11kV Tx1 | -100 | 0 | 0 | 0 | 0 | 0 | 0 | 0 | 0 | 0 | 0 | 0 | 0 | 0 | 0 | 0 | 0 | 0 | 0 | 0 | 0 | 0 | 0 | 0 | 0 | 0 | 0 | 0 | 0 | 0 | 0 | 0
|  | -7 | -6 | -5 | -4 | -3 | -2 | -1 |  | 0 | 1 | 2 | 3 | 4 | 5 | 6 | 7 | 8 | 9 | 10 | 11 | 12 | 13 | 14 | 15 | 16 | 17 | 18 | 19 | 20 | 21 | 22 | 23 | 24 |  |  | Jannali 33_11kV Tx2 | 105 | 0 | 0 | -6 | 0 | 0 | 0 | -156.5272 | -0.14084 | 1.7883 | 3.4308 | 4.9374 | 6.2273 | 10.7961 | 10.2267 | 10.0177 | 10.6036 | 10.8361 | 12.3098 | 12.6071 | 13.1666 | 13.712 | 13.838 | 14.1378 | 14.4869 | 14.8412 | 15.2008 | 15.5659 | 15.9365 | 16.3127 | 16.6945 | 17.0821
| Transformer Loads | [35 empty] | Jannali 33_11kV Tx3 | -5 | 0 | 0 | -224 | 0 | 0 | 0 | 157.4196 | -0.12501 | 1.5874 | 3.0452 | 4.3825 | 5.5274 | 9.5827 | 9.0773 | 8.8918 | 9.4119 | 9.6183 | 10.9264 | 11.1902 | 11.6868 | 12.1709 | 12.2828 | 12.5489 | 12.8587 | 13.1732 | 13.4924 | 13.8165 | 14.1454 | 14.4793 | 14.8182 | 15.1623
| Historical Loads | (11kV Amps) | [7 empty] | 0: Weather Corrected Forecast Loads; 4: (11kV Amps) |  |  |  | 0 | 0 | 0 | 0 | 0 | 0 | 0 | 0 | 0 | 0 | 0 | 0 | 0 | 0 | 0 | 0 | 0 | 0 | 0 | 0 | 0 | 0 | 0 | 0 | 0 | 0 | 0 | 0 | 0 | 0 | 0 | 0
|  | 2007 | 2008 | 2009 | 2010 | 2011 | 2012 | 2013 |  | 2014 | 2015 | 2016 | 2017 | 2018 | 2019 | 2020 | 2021 | 2022 | 2023 | 2024 | 2025 | 2026 | 2027 | 2028 | 2029 | 2030 | 2031 | 2032 | 2033 | 2034 | 2035 | 2036 | 2037 | 2038 |  |  |  | 0 | 0 | 0 | 0 | 0 | 0 | 0 | 0 | 0 | 0 | 0 | 0 | 0 | 0 | 0 | 0 | 0 | 0 | 0 | 0 | 0 | 0 | 0 | 0 | 0 | 0 | 0 | 0 | 0 | 0 | 0 | 0
| 0 | [36 empty] | 0 | 0 | 0 | 0 | 0 | 0 | 0 | 0 | 0 | 0 | 0 | 0 | 0 | 0 | 0 | 0 | 0 | 0 | 0 | 0 | 0 | 0 | 0 | 0 | 0 | 0 | 0 | 0 | 0 | 0 | 0 | 0
| Diversity Factor: 0 | [36 empty] | 0 | 0 | 0 | 0 | 0 | 0 | 0 | 0 | 0 | 0 | 0 | 0 | 0 | 0 | 0 | 0 | 0 | 0 | 0 | 0 | 0 | 0 | 0 | 0 | 0 | 0 | 0 | 0 | 0 | 0 | 0 | 0
[38 empty] | 0 | 0 | 0 | 0 | 0 | 0 | 0 | 0 | 0 | 0 | 0 | 0 | 0 | 0 | 0 | 0 | 0 | 0 | 0 | 0 | 0 | 0 | 0 | 0 | 0 | 0 | 0 | 0 | 0 | 0 | 0 | 0
[38 empty] | 0 | 0 | 0 | 0 | 0 | 0 | 0 | 0 | 0 | 0 | 0 | 0 | 0 | 0 | 0 | 0 | 0 | 0 | 0 | 0 | 0 | 0 | 0 | 0 | 0 | 0 | 0 | 0 | 0 | 0 | 0 | 0
| 0 | [36 empty] | 0 | 0 | 0 | 0 | 0 | 0 | 0 | 0 | 0 | 0 | 0 | 0 | 0 | 0 | 0 | 0 | 0 | 0 | 0 | 0 | 0 | 0 | 0 | 0 | 0 | 0 | 0 | 0 | 0 | 0 | 0 | 0
Diversity Factor: 0
[38 empty] | Historical Spots & Transfers | [6 empty] | Forecast Spots & Transfers
[35 empty] | Project Name | From | To | 2007 | 2008 | 2009 | 2010 | 2011 | 2012 | 2013 | 2014 | 2015 | 2016 | 2017 | 2018 | 2019 | 2020 | 2021 | 2022 | 2023 | 2024 | 2025 | 2026 | 2027 | 2028 | 2029 | 2030 | 2031 | 2032 | 2033 | 2034 | 2035 | 2036 | 2037 | 2038
| 0 | [33 empty] | Broad based demand management |  | Jannali 33_11kV Tx2 | 0 | 0 | 0 | 0 | 0 | 0 | 0 | 0 | -0.2068 | -0.55539 | -0.58944 | -0.6393 | -0.8495 | 0 | 0 | 0 | 0 | 0 | 0 | 0 | 0 | 0 | 0 | 0 | 0 | 0 | 0 | 0 | 0 | 0 | 0 | 0
| Diversity Factor: 0 | [33 empty] | Broad based demand management |  | Jannali 33_11kV Tx3 | 0 | 0 | 0 | 0 | 0 | 0 | 0 | 0 | -0.18355 | -0.49297 | -0.5232 | -0.56745 | -0.75403 | 0 | 0 | 0 | 0 | 0 | 0 | 0 | 0 | 0 | 0 | 0 | 0 | 0 | 0 | 0 | 0 | 0 | 0 | 0
[35 empty] | DNP_ID: 6081. Connections - Relief of Feeders on Menai Zone Panels 8, 12 and 21 | Jannali 33_11kV Tx1 | Menai 132_11kV Tx2 | 100 | 0 | 0 | 0 | 0 | 0 | 0 | 0 | 0 | 0 | 0 | 0 | 0 | 0 | 0 | 0 | 0 | 0 | 0 | 0 | 0 | 0 | 0 | 0 | 0 | 0 | 0 | 0 | 0 | 0 | 0 | 0
[35 empty] | DNP_ID: 6228. CHANGE OF NORMALLY OPEN POINTS TO RELIEVE S.9037 MIRANDA ZONE TRANSFORMER NO.1 AND NO.3 FOR SUMMER 06/07 | Jannali 33_11kV Tx3 | Jannali 33_11kV Tx2 | 105 | 0 | 0 | 0 | 0 | 0 | 0 | 0 | 0 | 0 | 0 | 0 | 0 | 0 | 0 | 0 | 0 | 0 | 0 | 0 | 0 | 0 | 0 | 0 | 0 | 0 | 0 | 0 | 0 | 0 | 0 | 0
| 0 | [33 empty] | DNP_ID: 6228. CHANGE OF NORMALLY OPEN POINTS TO RELIEVE S.9037 MIRANDA ZONE TRANSFORMER NO.1 AND NO.3 FOR SUMMER 06/07 | Miranda 33_11kV Tx1 | Jannali 33_11kV Tx3 | 100 | 0 | 0 | 0 | 0 | 0 | 0 | 0 | 0 | 0 | 0 | 0 | 0 | 0 | 0 | 0 | 0 | 0 | 0 | 0 | 0 | 0 | 0 | 0 | 0 | 0 | 0 | 0 | 0 | 0 | 0 | 0
| Diversity Factor: 0 | [33 empty] | DNP_ID: 6410. 4MVA load transfer From Jannali to Kirrawee | Jannali 33_11kV Tx3 | Kirrawee 132_11kV Tx3 | 0 | 0 | 0 | 230 | 0 | 0 | 0 | 0 | 0 | 0 | 0 | 0 | 0 | 0 | 0 | 0 | 0 | 0 | 0 | 0 | 0 | 0 | 0 | 0 | 0 | 0 | 0 | 0 | 0 | 0 | 0 | 0
[35 empty] | DNP_ID: 7087. Jannali Panels 2 & 9 N-1 compliance fix | Jannali 33_11kV Tx2 | Jannali 33_11kV Tx3 | 0 | 0 | 0 | 0 | 0 | 0 | 0 | 157 | 0 | 0 | 0 | 0 | 0 | 0 | 0 | 0 | 0 | 0 | 0 | 0 | 0 | 0 | 0 | 0 | 0 | 0 | 0 | 0 | 0 | 0 | 0 | 0
[35 empty] | HVCON_ID: 2010088. Establishment of S.47850 Wolger St, Wolger St Como and Decommission PT.9071 Wolger St | Jannali 33_11kV Tx2 | Jannali 33_11kV Tx3 | 0 | 0 | 0 | 6 | 0 | 0 | 0 | 0 | 0 | 0 | 0 | 0 | 0 | 0 | 0 | 0 | 0 | 0 | 0 | 0 | 0 | 0 | 0 | 0 | 0 | 0 | 0 | 0 | 0 | 0 | 0 | 0
| 0 | [33 empty] | Econometric |  | Jannali 33_11kV Tx2 | 0 | 0 | 0 | 0 | 0 | 0 | 0 | 0 | 0 | 5.7294 | 9.8863 | 14.8387 | 17.4086 | 17.7492 | 16.729 | 17.0336 | 17.3429 | 17.657 | 17.9758 | 18.2995 | 18.6282 | 18.9618 | 19.3005 | 19.6443 | 19.9933 | 20.3476 | 20.7073 | 21.0724 | 21.443 | 21.8191 | 22.201 | 22.5885
| Diversity Factor: 0 | [33 empty] | Econometric |  | Jannali 33_11kV Tx3 | 0 | 0 | 0 | 0 | 0 | 0 | 0 | 0 | 0 | 5.0855 | 8.7752 | 13.171 | 15.4521 | 15.7544 | 14.8488 | 15.1192 | 15.3938 | 15.6726 | 15.9556 | 16.2429 | 16.5346 | 16.8307 | 17.1313 | 17.4365 | 17.7463 | 18.0608 | 18.38 | 18.7041 | 19.033 | 19.3669 | 19.7058 | 20.0499
[35 empty] | Energy Efficiency |  | Jannali 33_11kV Tx2 | 0 | 0 | 0 | 0 | 0 | 0 | 0 | 0.47278 | 0.065952 | -3.3857 | -5.8661 | -9.262 | -10.3318 | -6.9531 | -6.5023 | -7.0159 | -6.7394 | -6.8209 | -5.666 | -5.6924 | -5.4616 | -5.2498 | -5.4624 | -5.5065 | -5.5065 | -5.5065 | -5.5065 | -5.5065 | -5.5065 | -5.5065 | -5.5065 | -5.5065
[35 empty] | Energy Efficiency |  | Jannali 33_11kV Tx3 | 0 | 0 | 0 | 0 | 0 | 0 | 0 | 0.41965 | 0.05854 | -3.0052 | -5.2068 | -8.2211 | -9.1706 | -6.1716 | -5.7715 | -6.2274 | -5.9819 | -6.0543 | -5.0292 | -5.0527 | -4.8478 | -4.6598 | -4.8485 | -4.8876 | -4.8876 | -4.8876 | -4.8876 | -4.8876 | -4.8876 | -4.8876 | -4.8876 | -4.8876
| 0 | [33 empty] | Solar PV |  | Jannali 33_11kV Tx2 | 0 | 0 | 0 | 0 | 0 | 0 | 0 | 0 | 0 | 0 | 0 | 0 | 0 | 0 | 0 | 0 | 0 | 0 | 0 | 0 | 0 | 0 | 0 | 0 | 0 | 0 | 0 | 0 | 0 | 0 | 0 | 0
| Diversity Factor: 0 | [33 empty] | Solar PV |  | Jannali 33_11kV Tx3 | 0 | 0 | 0 | 0 | 0 | 0 | 0 | 0 | 0 | 0 | 0 | 0 | 0 | 0 | 0 | 0 | 0 | 0 | 0 | 0 | 0 | 0 | 0 | 0 | 0 | 0 | 0 | 0 | 0 | 0 | 0 | 0
0
Diversity Factor: 0
0
Diversity Factor: 0
0
Diversity Factor: 0
0
Diversity Factor: 0
| Weather Correction and Public Holiday Factors | [8 empty] | Forecast ROG
ROG Justification
| Actual loads for season 2013 have been weather corrected by the following: | [6 empty] | 5.772% |  | 7 year ROG ok | [59 empty] | 7 year ROG ok
1 | 2 | 3 | 4 | 5 | 6 | 7 | 8 | 9 | 10 | 2014 | 2015 | 2016 | 2017 | 2018 | 2019 | 2020 | 2021 | 2022 | 2023 | 2024 | 2025 | 2026 | 2027 | 2028 | 2029 | 2030 | 2031 | 2032 | 2033 | 2034 | 2035 | 2036 | 2037 | 2038
0.97718 | 0.95488 | 0.94036 | 0.93321 | 0.93321 | 0.93321 | 0.93321 | 0.93321 | 0.93321 | 0.93321 | -2.282% | -2.282% | -1.521% | -0.76% | 0% | 0% | 0% | 0% | 0% | 0% | 0% | 0% | 0% | 0% | 0% | 0% | 0% | 0% | 0% | 0% | 0% | 0% | 0% | 0% | 0%
Substation Load Detail
[7 empty] | Units | 2013 |  | 2014 | 2015 | 2016 | 2017 | 2018 | 2019 | 2020 | 2021 | 2022 | 2023 | 2024 | 2025 | 2026 | 2027 | 2028 | 2029 | 2030 | 2031 | 2032 | 2033 | 2034 | 2035 | 2036 | 2037 | 2038
1 | Jannali 33_11kV | Compensated |  | Load (LV side) |  |  | Amps | 1478 | 1610 | 1574.149 | 1537.958 | 1517.934 | 1512.863 | 1522.183 | 1533.938 | 1554.316 | 1573.62 | 1592.53 | 1612.545 | 1633 | 1656.236 | 1680.033 | 1704.887 | 1730.77 | 1756.89 | 1783.577 | 1810.923 | 1838.937 | 1867.63 | 1897.013 | 1927.095 | 1957.887 | 1989.399 | 2021.644
|  |  |  | Apparent Power |  |  | MVA | 28.1597 |  | 29.9916 | 29.302 | 28.9205 | 28.8239 | 29.0015 | 29.2254 | 29.6137 | 29.9815 | 30.3418 | 30.7231 | 31.1128 | 31.5555 | 32.0089 | 32.4825 | 32.9756 | 33.4733 | 33.9817 | 34.5027 | 35.0365 | 35.5831 | 36.1429 | 36.7161 | 37.3028 | 37.9032 | 38.5175
|  |  |  | Real Power |  |  | MW | 27.2468 | 29.6802 | 29.0193 | 28.3521 | 27.9829 | 27.8895 | 28.0613 | 28.278 | 28.6536 | 29.0095 | 29.3581 | 29.7271 | 30.1042 | 30.5325 | 30.9712 | 31.4294 | 31.9065 | 32.3881 | 32.88 | 33.3842 | 33.9006 | 34.4296 | 34.9712 | 35.5258 | 36.0934 | 36.6744 | 37.2688
|  |  |  | Reactive Power |  |  | MVAr | 7.1121 |  | 7.5747 | 7.4006 | 7.3042 | 7.2798 | 7.3247 | 7.3812 | 7.4793 | 7.5722 | 7.6632 | 7.7595 | 7.8579 | 7.9697 | 8.0842 | 8.2038 | 8.3284 | 8.4541 | 8.5825 | 8.7141 | 8.8489 | 8.987 | 9.1283 | 9.2731 | 9.4213 | 9.5729 | 9.7281
|  |  |  | Capacitors In Service |  |  | MVAr | 0 |  | 0 | 0 | 0 | 0 | 0 | 0 | 0 | 0 | 0 | 0 | 0 | 0 | 0 | 0 | 0 | 0 | 0 | 0 | 0 | 0 | 0 | 0 | 0 | 0 | 0
|  |  |  | PF |  |  |  | 0.96758 |  | 0.96758 | 0.96758 | 0.96758 | 0.96758 | 0.96758 | 0.96758 | 0.96758 | 0.96758 | 0.96758 | 0.96758 | 0.96758 | 0.96758 | 0.96758 | 0.96758 | 0.96758 | 0.96758 | 0.96758 | 0.96758 | 0.96758 | 0.96758 | 0.96758 | 0.96758 | 0.96758 | 0.96758 | 0.96758
0.95104 | Diversity Factor: 0.95 | Uncompensated |  | Reactive Power |  |  | MVAr | 7.1121 | 7.7472 | 7.5747 | 7.4006 | 7.3042 | 7.2798 | 7.3247 | 7.3812 | 7.4793 | 7.5722 | 7.6632 | 7.7595 | 7.8579 | 7.9697 | 8.0842 | 8.2038 | 8.3284 | 8.4541 | 8.5825 | 8.7141 | 8.8489 | 8.987 | 9.1283 | 9.2731 | 9.4213 | 9.5729 | 9.7281
|  |  |  | PF |  |  |  | 0.96758 |  | 0.96758 | 0.96758 | 0.96758 | 0.96758 | 0.96758 | 0.96758 | 0.96758 | 0.96758 | 0.96758 | 0.96758 | 0.96758 | 0.96758 | 0.96758 | 0.96758 | 0.96758 | 0.96758 | 0.96758 | 0.96758 | 0.96758 | 0.96758 | 0.96758 | 0.96758 | 0.96758 | 0.96758 | 0.96758
[10 empty] | 1 | 2 | 3 | 4 | 5 | 6 | 7 | 8 | 9 | 10 | 11 | 12 | 13 | 14 | 15 | 16 | 17 | 18 | 19 | 20 | 21 | 22 | 23 | 24 | 25
Transformer Load Detail
[7 empty] | Units | 2013 |  | 2014 | 2015 | 2016 | 2017 | 2018 | 2019 | 2020 | 2021 | 2022 | 2023 | 2024 | 2025 | 2026 | 2027 | 2028 | 2029 | 2030 | 2031 | 2032 | 2033 | 2034 | 2035 | 2036 | 2037 | 2038
| 0 | Compensated |  | Load (LV side) |  |  | Amps
|  |  |  | Apparent Power |  |  | MVA
|  |  |  | Real Power |  |  | MW
|  |  |  | Reactive Power |  |  | MVAr
|  |  |  | Capacitors In Service |  |  | MVAr
PF
| Zone Div: | Uncompensated |  | Reactive Power |  |  | MVAr
PF
| 0 | Compensated |  | Load (LV side) |  |  | Amps
|  |  |  | Apparent Power |  |  | MVA
|  |  |  | Real Power |  |  | MW
|  |  |  | Reactive Power |  |  | MVAr
|  |  |  | Capacitors In Service |  |  | MVAr
PF
| Zone Div: | Uncompensated |  | Reactive Power |  |  | MVAr
PF
| 0 | Compensated |  | Load (LV side) |  |  | Amps
|  |  |  | Apparent Power |  |  | MVA
|  |  |  | Real Power |  |  | MW
|  |  |  | Reactive Power |  |  | MVAr
|  |  |  | Capacitors In Service |  |  | MVAr
PF
| Zone Div: | Uncompensated |  | Reactive Power |  |  | MVAr
PF
| 0 | Compensated |  | Load (LV side) |  |  | Amps
|  |  |  | Apparent Power |  |  | MVA
|  |  |  | Real Power |  |  | MW
|  |  |  | Reactive Power |  |  | MVAr
|  |  |  | Capacitors In Service |  |  | MVAr
PF
| Zone Div: | Uncompensated |  | Reactive Power |  |  | MVAr
PF
| 0 | Compensated |  | Load (LV side) |  |  | Amps
|  |  |  | Apparent Power |  |  | MVA
|  |  |  | Real Power |  |  | MW
|  |  |  | Reactive Power |  |  | MVAr
|  |  |  | Capacitors In Service |  |  | MVAr
PF
| Zone Div: | Uncompensated |  | Reactive Power |  |  | MVAr
PF
| 0 | Compensated |  | Load (LV side) |  |  | Amps
|  |  |  | Apparent Power |  |  | MVA
|  |  |  | Real Power |  |  | MW
|  |  |  | Reactive Power |  |  | MVAr
|  |  |  | Capacitors In Service |  |  | MVAr
PF
| Zone Div: | Uncompensated |  | Reactive Power |  |  | MVAr
PF
| 0 | Compensated |  | Load (LV side) |  |  | Amps
|  |  |  | Apparent Power |  |  | MVA
|  |  |  | Real Power |  |  | MW
|  |  |  | Reactive Power |  |  | MVAr
|  |  |  | Capacitors In Service |  |  | MVAr
PF
| Zone Div: | Uncompensated |  | Reactive Power |  |  | MVAr
PF
| 0 | Compensated |  | Load (LV side) |  |  | Amps
|  |  |  | Apparent Power |  |  | MVA
|  |  |  | Real Power |  |  | MW
|  |  |  | Reactive Power |  |  | MVAr
|  |  |  | Capacitors In Service |  |  | MVAr
PF
| Zone Div: | Uncompensated |  | Reactive Power |  |  | MVAr
PF
| 0 | Compensated |  | Load (LV side) |  |  | Amps
|  |  |  | Apparent Power |  |  | MVA
|  |  |  | Real Power |  |  | MW
|  |  |  | Reactive Power |  |  | MVAr
|  |  |  | Capacitors In Service |  |  | MVAr
PF
| Zone Div: | Uncompensated |  | Reactive Power |  |  | MVAr
PF
| 0 | Compensated |  | Load (LV side) |  |  | Amps
|  |  |  | Apparent Power |  |  | MVA
|  |  |  | Real Power |  |  | MW
|  |  |  | Reactive Power |  |  | MVAr
|  |  |  | Capacitors In Service |  |  | MVAr
PF
| Zone Div: | Uncompensated |  | Reactive Power |  |  | MVAr
PF

## Kirrawee 132_11kV
| Kirrawee 132_11kV | [16 empty] | 2014 | WINTER
| Substation Total Loads | [33 empty] | Spots & Transfers Detail
| Historical Loads | (11kV Amps) | [7 empty] | Weather Corrected Forecast Loads |  |  |  | (11kV Amps) | [20 empty] | Spots & Transfers Summary | (11kV Amps) |  | Historical Spots & Transfers | [6 empty] | Forecast Spots & Transfers
|  | 2007 | 2008 | 2009 | 2010 | 2011 | 2012 | 2013 |  | 2014 | 2015 | 2016 | 2017 | 2018 | 2019 | 2020 | 2021 | 2022 | 2023 | 2024 | 2025 | 2026 | 2027 | 2028 | 2029 | 2030 | 2031 | 2032 | 2033 | 2034 | 2035 | 2036 | 2037 | 2038 |  |  |  | 2007 | 2008 | 2009 | 2010 | 2011 | 2012 | 2013 | 2014 | 2015 | 2016 | 2017 | 2018 | 2019 | 2020 | 2021 | 2022 | 2023 | 2024 | 2025 | 2026 | 2027 | 2028 | 2029 | 2030 | 2031 | 2032 | 2033 | 2034 | 2035 | 2036 | 2037 | 2038
| Total | 2022 | 2043 | 1798 | 1956 | 2136 | 1932 | 1904 |  | 1942.064 | 1863.344 | 1814.401 | 1794.003 | 1799.132 | 1807.781 | 1832.306 | 1859.013 | 1884.338 | 1910.898 | 1935.536 | 1965.583 | 1996.023 | 2029.595 | 2065.227 | 2100.725 | 2136.141 | 2172.379 | 2209.449 | 2247.363 | 2286.135 | 2325.777 | 2366.302 | 2407.722 | 2450.052 |  |  | Total | 0 | 0 | 0 | 230 | 205 | 0 | 18 | 18.5402 | -2.5933 | -0.24936 | 3.3097 | 5.1289 | 8.6487 | 24.5249 | 26.7075 | 25.3243 | 26.56 | 24.6385 | 30.047 | 30.4402 | 33.572 | 35.6314 | 35.498 | 35.4167 | 36.2372 | 37.0698 | 37.9147 | 38.772 | 39.642 | 40.5247 | 41.4204 | 42.3292
| Firm Rating | 0 | 0 | 0 | 0 | 0 | 0 | 2339 |  | 2339 | 2339 | 2339 | 2339 | 2339 | 2339 | 2339 | 2339 | 2339 | 2339 | 2339 | 2339 | 2339 | 2339 | 2339 | 2339 | 2339 | 2339 | 2339 | 2339 | 2339 | 2339 | 2339 | 2339 | 2339
| Total Capacity | 0 | 0 | 0 | 0 | 0 | 0 | 4004 |  | 4004 | 4004 | 4004 | 4004 | 4004 | 4004 | 4004 | 4004 | 4004 | 4004 | 4004 | 4004 | 4004 | 4004 | 4004 | 4004 | 4004 | 4004 | 4004 | 4004 | 4004 | 4004 | 4004 | 4004 | 4004 |  |  | Kirrawee 132_11kV Tx1 | 895 | 0 | 0 | 0 | 41 | 0 | -32 | -1.3349 | -1.0006 | -0.096211 | 1.277 | 1.9789 | 3.3369 | 9.4624 | 10.3045 | 9.7708 | 10.2476 | 9.5062 | 11.593 | 11.7447 | 12.953 | 13.7476 | 13.6962 | 13.6648 | 13.9814 | 14.3026 | 14.6286 | 14.9594 | 15.295 | 15.6356 | 15.9812 | 16.3319
|  | -7 | -6 | -5 | -4 | -3 | -2 | -1 |  | 0 | 1 | 2 | 3 | 4 | 5 | 6 | 7 | 8 | 9 | 10 | 11 | 12 | 13 | 14 | 15 | 16 | 17 | 18 | 19 | 20 | 21 | 22 | 23 | 24 |  |  | Kirrawee 132_11kV Tx3 | -895 | 0 | 0 | 230 | 164 | 0 | 50 | 19.8751 | -1.5927 | -0.15315 | 2.0327 | 3.15 | 5.3118 | 15.0625 | 16.403 | 15.5534 | 16.3124 | 15.1322 | 18.454 | 18.6955 | 20.6189 | 21.8837 | 21.8018 | 21.7519 | 22.2558 | 22.7672 | 23.2861 | 23.8127 | 24.3469 | 24.8891 | 25.4392 | 25.9974
| Transformer Loads | [36 empty] | 0 | 0 | 0 | 0 | 0 | 0 | 0 | 0 | 0 | 0 | 0 | 0 | 0 | 0 | 0 | 0 | 0 | 0 | 0 | 0 | 0 | 0 | 0 | 0 | 0 | 0 | 0 | 0 | 0 | 0 | 0 | 0
| Historical Loads | (11kV Amps) | [7 empty] | 0: Weather Corrected Forecast Loads; 4: (11kV Amps) |  |  |  | 0 | 0 | 0 | 0 | 0 | 0 | 0 | 0 | 0 | 0 | 0 | 0 | 0 | 0 | 0 | 0 | 0 | 0 | 0 | 0 | 0 | 0 | 0 | 0 | 0 | 0 | 0 | 0 | 0 | 0 | 0 | 0
|  | 2007 | 2008 | 2009 | 2010 | 2011 | 2012 | 2013 |  | 2014 | 2015 | 2016 | 2017 | 2018 | 2019 | 2020 | 2021 | 2022 | 2023 | 2024 | 2025 | 2026 | 2027 | 2028 | 2029 | 2030 | 2031 | 2032 | 2033 | 2034 | 2035 | 2036 | 2037 | 2038 |  |  |  | 0 | 0 | 0 | 0 | 0 | 0 | 0 | 0 | 0 | 0 | 0 | 0 | 0 | 0 | 0 | 0 | 0 | 0 | 0 | 0 | 0 | 0 | 0 | 0 | 0 | 0 | 0 | 0 | 0 | 0 | 0 | 0
| 0 | [36 empty] | 0 | 0 | 0 | 0 | 0 | 0 | 0 | 0 | 0 | 0 | 0 | 0 | 0 | 0 | 0 | 0 | 0 | 0 | 0 | 0 | 0 | 0 | 0 | 0 | 0 | 0 | 0 | 0 | 0 | 0 | 0 | 0
| Diversity Factor: 0 | [36 empty] | 0 | 0 | 0 | 0 | 0 | 0 | 0 | 0 | 0 | 0 | 0 | 0 | 0 | 0 | 0 | 0 | 0 | 0 | 0 | 0 | 0 | 0 | 0 | 0 | 0 | 0 | 0 | 0 | 0 | 0 | 0 | 0
[38 empty] | 0 | 0 | 0 | 0 | 0 | 0 | 0 | 0 | 0 | 0 | 0 | 0 | 0 | 0 | 0 | 0 | 0 | 0 | 0 | 0 | 0 | 0 | 0 | 0 | 0 | 0 | 0 | 0 | 0 | 0 | 0 | 0
[38 empty] | 0 | 0 | 0 | 0 | 0 | 0 | 0 | 0 | 0 | 0 | 0 | 0 | 0 | 0 | 0 | 0 | 0 | 0 | 0 | 0 | 0 | 0 | 0 | 0 | 0 | 0 | 0 | 0 | 0 | 0 | 0 | 0
| 0 | [36 empty] | 0 | 0 | 0 | 0 | 0 | 0 | 0 | 0 | 0 | 0 | 0 | 0 | 0 | 0 | 0 | 0 | 0 | 0 | 0 | 0 | 0 | 0 | 0 | 0 | 0 | 0 | 0 | 0 | 0 | 0 | 0 | 0
Diversity Factor: 0
[38 empty] | Historical Spots & Transfers | [6 empty] | Forecast Spots & Transfers
[35 empty] | Project Name | From | To | 2007 | 2008 | 2009 | 2010 | 2011 | 2012 | 2013 | 2014 | 2015 | 2016 | 2017 | 2018 | 2019 | 2020 | 2021 | 2022 | 2023 | 2024 | 2025 | 2026 | 2027 | 2028 | 2029 | 2030 | 2031 | 2032 | 2033 | 2034 | 2035 | 2036 | 2037 | 2038
| 0 | [33 empty] | Broad based demand management |  | Kirrawee 132_11kV Tx1 | 0 | 0 | 0 | 0 | 0 | 0 | 0 | 0 | -0.33568 | -0.8769 | -0.87495 | -0.85274 | -1.0163 | 0 | 0 | 0 | 0 | 0 | 0 | 0 | 0 | 0 | 0 | 0 | 0 | 0 | 0 | 0 | 0 | 0 | 0 | 0
| Diversity Factor: 0 | [33 empty] | Broad based demand management |  | Kirrawee 132_11kV Tx3 | 0 | 0 | 0 | 0 | 0 | 0 | 0 | 0 | -0.53434 | -1.3959 | -1.3928 | -1.3574 | -1.6177 | 0 | 0 | 0 | 0 | 0 | 0 | 0 | 0 | 0 | 0 | 0 | 0 | 0 | 0 | 0 | 0 | 0 | 0 | 0
[35 empty] | DNP_ID: 6270. Transfer of load by replugging to the new S.9700 Kirrawee 132kV Transformer No.1 | Kirrawee 132_11kV Tx3 | Kirrawee 132_11kV Tx1 | 895 | 0 | 0 | 0 | 0 | 0 | 0 | 0 | 0 | 0 | 0 | 0 | 0 | 0 | 0 | 0 | 0 | 0 | 0 | 0 | 0 | 0 | 0 | 0 | 0 | 0 | 0 | 0 | 0 | 0 | 0 | 0
[35 empty] | DNP_ID: 6410. 4MVA load transfer From Jannali to Kirrawee | Jannali 33_11kV Tx3 | Kirrawee 132_11kV Tx3 | 0 | 0 | 0 | 230 | 0 | 0 | 0 | 0 | 0 | 0 | 0 | 0 | 0 | 0 | 0 | 0 | 0 | 0 | 0 | 0 | 0 | 0 | 0 | 0 | 0 | 0 | 0 | 0 | 0 | 0 | 0 | 0
| 0 | [33 empty] | DNP_ID: 6440. Zone development of S.9037 Miranda Panels 8,16 and S.9700 Kirrawee Panel 17 Feeders. | Kirrawee 132_11kV Tx3 | Kirrawee 132_11kV Tx1 | 0 | 0 | 0 | 0 | 41 | 0 | 0 | 0 | 0 | 0 | 0 | 0 | 0 | 0 | 0 | 0 | 0 | 0 | 0 | 0 | 0 | 0 | 0 | 0 | 0 | 0 | 0 | 0 | 0 | 0 | 0 | 0
| Diversity Factor: 0 | [33 empty] | DNP_ID: 6440. Zone development of S.9037 Miranda Panels 8,16 and S.9700 Kirrawee Panel 17 Feeders. | Miranda 33_11kV Tx3 | Kirrawee 132_11kV Tx3 | 0 | 0 | 0 | 0 | 205 | 0 | 0 | 0 | 0 | 0 | 0 | 0 | 0 | 0 | 0 | 0 | 0 | 0 | 0 | 0 | 0 | 0 | 0 | 0 | 0 | 0 | 0 | 0 | 0 | 0 | 0 | 0
[35 empty] | DNP_ID: 6937. Kirrawee Pa.12 New Underground Feeder Connection | Kirrawee 132_11kV Tx1 | Kirrawee 132_11kV Tx3 | 0 | 0 | 0 | 0 | 0 | 0 | 32 | 0 | 0 | 0 | 0 | 0 | 0 | 0 | 0 | 0 | 0 | 0 | 0 | 0 | 0 | 0 | 0 | 0 | 0 | 0 | 0 | 0 | 0 | 0 | 0 | 0
[35 empty] | HVCON_ID: 2011198. Establishment of S.9376 Bath Yalgar No 2, 98 Bath Road, Kirrawee - (see old HV Conn 2008/115) |  | Kirrawee 132_11kV Tx3 | 0 | 0 | 0 | 0 | 0 | 0 | 18 | 22 | 0 | 0 | 0 | 0 | 0 | 0 | 0 | 0 | 0 | 0 | 0 | 0 | 0 | 0 | 0 | 0 | 0 | 0 | 0 | 0 | 0 | 0 | 0 | 0
| 0 | [33 empty] | Econometric |  | Kirrawee 132_11kV Tx1 | 0 | 0 | 0 | 0 | 0 | 0 | 0 | 0 | 0 | 5.4429 | 9.6415 | 14.4773 | 16.7655 | 17.0722 | 16.1712 | 16.4485 | 16.7299 | 17.0155 | 17.3054 | 17.5995 | 17.8981 | 18.201 | 18.5084 | 18.8204 | 19.1369 | 19.4582 | 19.7842 | 20.115 | 20.4506 | 20.7912 | 21.1368 | 21.4874
| Diversity Factor: 0 | [33 empty] | Econometric |  | Kirrawee 132_11kV Tx3 | 0 | 0 | 0 | 0 | 0 | 0 | 0 | 0 | 0 | 8.6641 | 15.3475 | 23.0453 | 26.6876 | 27.1759 | 25.7417 | 26.1831 | 26.6311 | 27.0857 | 27.5471 | 28.0153 | 28.4905 | 28.9727 | 29.4621 | 29.9587 | 30.4626 | 30.9739 | 31.4928 | 32.0194 | 32.5537 | 33.0958 | 33.6459 | 34.2041
[35 empty] | Energy Efficiency |  | Kirrawee 132_11kV Tx1 | 0 | 0 | 0 | 0 | 0 | 0 | 0 | -1.3349 | -0.6649 | -4.6622 | -7.4896 | -11.6457 | -12.4123 | -7.6098 | -5.8667 | -6.6777 | -6.4823 | -7.5093 | -5.7124 | -5.8548 | -4.945 | -4.4534 | -4.8123 | -5.1556 | -5.1556 | -5.1556 | -5.1556 | -5.1556 | -5.1556 | -5.1556 | -5.1556 | -5.1556
[35 empty] | Energy Efficiency |  | Kirrawee 132_11kV Tx3 | 0 | 0 | 0 | 0 | 0 | 0 | 0 | -2.1249 | -1.0584 | -7.4214 | -11.922 | -18.5378 | -19.7581 | -12.1134 | -9.3388 | -10.6297 | -10.3187 | -11.9535 | -9.0931 | -9.3198 | -7.8716 | -7.089 | -7.6602 | -8.2067 | -8.2067 | -8.2067 | -8.2067 | -8.2067 | -8.2067 | -8.2067 | -8.2067 | -8.2067
| 0 | [33 empty] | Solar PV |  | Kirrawee 132_11kV Tx1 | 0 | 0 | 0 | 0 | 0 | 0 | 0 | 0 | 0 | 0 | 0 | 0 | 0 | 0 | 0 | 0 | 0 | 0 | 0 | 0 | 0 | 0 | 0 | 0 | 0 | 0 | 0 | 0 | 0 | 0 | 0 | 0
| Diversity Factor: 0 | [33 empty] | Solar PV |  | Kirrawee 132_11kV Tx3 | 0 | 0 | 0 | 0 | 0 | 0 | 0 | 0 | 0 | 0 | 0 | 0 | 0 | 0 | 0 | 0 | 0 | 0 | 0 | 0 | 0 | 0 | 0 | 0 | 0 | 0 | 0 | 0 | 0 | 0 | 0 | 0
0
Diversity Factor: 0
0
Diversity Factor: 0
0
Diversity Factor: 0
0
Diversity Factor: 0
| Weather Correction and Public Holiday Factors | [8 empty] | Forecast ROG
ROG Justification
| Actual loads for season 2013 have been weather corrected by the following: | [6 empty] | 4.752% |  | 7 year ROG ok | [59 empty] | 7 year ROG ok
1 | 2 | 3 | 4 | 5 | 6 | 7 | 8 | 9 | 10 | 2014 | 2015 | 2016 | 2017 | 2018 | 2019 | 2020 | 2021 | 2022 | 2023 | 2024 | 2025 | 2026 | 2027 | 2028 | 2029 | 2030 | 2031 | 2032 | 2033 | 2034 | 2035 | 2036 | 2037 | 2038
0.96081 | 0.92316 | 0.89903 | 0.88729 | 0.88729 | 0.88729 | 0.88729 | 0.88729 | 0.88729 | 0.88729 | -3.919% | -3.919% | -2.613% | -1.306% | 0% | 0% | 0% | 0% | 0% | 0% | 0% | 0% | 0% | 0% | 0% | 0% | 0% | 0% | 0% | 0% | 0% | 0% | 0% | 0% | 0%
Substation Load Detail
[7 empty] | Units | 2013 |  | 2014 | 2015 | 2016 | 2017 | 2018 | 2019 | 2020 | 2021 | 2022 | 2023 | 2024 | 2025 | 2026 | 2027 | 2028 | 2029 | 2030 | 2031 | 2032 | 2033 | 2034 | 2035 | 2036 | 2037 | 2038
1 | Kirrawee 132_11kV | Compensated |  | Load (LV side) |  |  | Amps | 1904 | 2002 | 1942.064 | 1863.344 | 1814.401 | 1794.003 | 1799.132 | 1807.781 | 1832.306 | 1859.013 | 1884.338 | 1910.898 | 1935.536 | 1965.583 | 1996.023 | 2029.595 | 2065.227 | 2100.725 | 2136.141 | 2172.379 | 2209.449 | 2247.363 | 2286.135 | 2325.777 | 2366.302 | 2407.722 | 2450.052
|  |  |  | Apparent Power |  |  | MVA | 36.2761 |  | 37.0013 | 35.5015 | 34.569 | 34.1804 | 34.2781 | 34.4429 | 34.9101 | 35.419 | 35.9015 | 36.4075 | 36.8769 | 37.4494 | 38.0294 | 38.669 | 39.3479 | 40.0242 | 40.699 | 41.3894 | 42.0956 | 42.818 | 43.5567 | 44.312 | 45.0841 | 45.8733 | 46.6798
|  |  |  | Real Power |  |  | MW | 32.5163 | 34.1899 | 33.1663 | 31.822 | 30.9861 | 30.6378 | 30.7254 | 30.8731 | 31.2919 | 31.748 | 32.1805 | 32.6341 | 33.0549 | 33.568 | 34.0879 | 34.6612 | 35.2697 | 35.8759 | 36.4808 | 37.0996 | 37.7327 | 38.3802 | 39.0423 | 39.7193 | 40.4114 | 41.1188 | 41.8417
|  |  |  | Reactive Power |  |  | MVAr | 16.0824 |  | 16.4039 | 15.739 | 15.3256 | 15.1533 | 15.1966 | 15.2697 | 15.4769 | 15.7024 | 15.9163 | 16.1407 | 16.3488 | 16.6026 | 16.8597 | 17.1433 | 17.4443 | 17.7441 | 18.0433 | 18.3493 | 18.6624 | 18.9827 | 19.3102 | 19.645 | 19.9873 | 20.3372 | 20.6947
|  |  |  | Capacitors In Service |  |  | MVAr | 0 |  | 0 | 0 | 0 | 0 | 0 | 0 | 0 | 0 | 0 | 0 | 0 | 0 | 0 | 0 | 0 | 0 | 0 | 0 | 0 | 0 | 0 | 0 | 0 | 0 | 0
|  |  |  | PF |  |  |  | 0.89636 |  | 0.89636 | 0.89636 | 0.89636 | 0.89636 | 0.89636 | 0.89636 | 0.89636 | 0.89636 | 0.89636 | 0.89636 | 0.89636 | 0.89636 | 0.89636 | 0.89636 | 0.89636 | 0.89636 | 0.89636 | 0.89636 | 0.89636 | 0.89636 | 0.89636 | 0.89636 | 0.89636 | 0.89636 | 0.89636
0.95338 | Diversity Factor: 0.95 | Uncompensated |  | Reactive Power |  |  | MVAr | 16.0824 | 16.9102 | 16.4039 | 15.739 | 15.3256 | 15.1533 | 15.1966 | 15.2697 | 15.4769 | 15.7024 | 15.9163 | 16.1407 | 16.3488 | 16.6026 | 16.8597 | 17.1433 | 17.4443 | 17.7441 | 18.0433 | 18.3493 | 18.6624 | 18.9827 | 19.3102 | 19.645 | 19.9873 | 20.3372 | 20.6947
|  |  |  | PF |  |  |  | 0.89636 |  | 0.89636 | 0.89636 | 0.89636 | 0.89636 | 0.89636 | 0.89636 | 0.89636 | 0.89636 | 0.89636 | 0.89636 | 0.89636 | 0.89636 | 0.89636 | 0.89636 | 0.89636 | 0.89636 | 0.89636 | 0.89636 | 0.89636 | 0.89636 | 0.89636 | 0.89636 | 0.89636 | 0.89636 | 0.89636
[10 empty] | 1 | 2 | 3 | 4 | 5 | 6 | 7 | 8 | 9 | 10 | 11 | 12 | 13 | 14 | 15 | 16 | 17 | 18 | 19 | 20 | 21 | 22 | 23 | 24 | 25
Transformer Load Detail
[7 empty] | Units | 2013 |  | 2014 | 2015 | 2016 | 2017 | 2018 | 2019 | 2020 | 2021 | 2022 | 2023 | 2024 | 2025 | 2026 | 2027 | 2028 | 2029 | 2030 | 2031 | 2032 | 2033 | 2034 | 2035 | 2036 | 2037 | 2038
| 0 | Compensated |  | Load (LV side) |  |  | Amps
|  |  |  | Apparent Power |  |  | MVA
|  |  |  | Real Power |  |  | MW
|  |  |  | Reactive Power |  |  | MVAr
|  |  |  | Capacitors In Service |  |  | MVAr
PF
| Zone Div: | Uncompensated |  | Reactive Power |  |  | MVAr
PF
| 0 | Compensated |  | Load (LV side) |  |  | Amps
|  |  |  | Apparent Power |  |  | MVA
|  |  |  | Real Power |  |  | MW
|  |  |  | Reactive Power |  |  | MVAr
|  |  |  | Capacitors In Service |  |  | MVAr
PF
| Zone Div: | Uncompensated |  | Reactive Power |  |  | MVAr
PF
| 0 | Compensated |  | Load (LV side) |  |  | Amps
|  |  |  | Apparent Power |  |  | MVA
|  |  |  | Real Power |  |  | MW
|  |  |  | Reactive Power |  |  | MVAr
|  |  |  | Capacitors In Service |  |  | MVAr
PF
| Zone Div: | Uncompensated |  | Reactive Power |  |  | MVAr
PF
| 0 | Compensated |  | Load (LV side) |  |  | Amps
|  |  |  | Apparent Power |  |  | MVA
|  |  |  | Real Power |  |  | MW
|  |  |  | Reactive Power |  |  | MVAr
|  |  |  | Capacitors In Service |  |  | MVAr
PF
| Zone Div: | Uncompensated |  | Reactive Power |  |  | MVAr
PF
| 0 | Compensated |  | Load (LV side) |  |  | Amps
|  |  |  | Apparent Power |  |  | MVA
|  |  |  | Real Power |  |  | MW
|  |  |  | Reactive Power |  |  | MVAr
|  |  |  | Capacitors In Service |  |  | MVAr
PF
| Zone Div: | Uncompensated |  | Reactive Power |  |  | MVAr
PF
| 0 | Compensated |  | Load (LV side) |  |  | Amps
|  |  |  | Apparent Power |  |  | MVA
|  |  |  | Real Power |  |  | MW
|  |  |  | Reactive Power |  |  | MVAr
|  |  |  | Capacitors In Service |  |  | MVAr
PF
| Zone Div: | Uncompensated |  | Reactive Power |  |  | MVAr
PF
| 0 | Compensated |  | Load (LV side) |  |  | Amps
|  |  |  | Apparent Power |  |  | MVA
|  |  |  | Real Power |  |  | MW
|  |  |  | Reactive Power |  |  | MVAr
|  |  |  | Capacitors In Service |  |  | MVAr
PF
| Zone Div: | Uncompensated |  | Reactive Power |  |  | MVAr
PF
| 0 | Compensated |  | Load (LV side) |  |  | Amps
|  |  |  | Apparent Power |  |  | MVA
|  |  |  | Real Power |  |  | MW
|  |  |  | Reactive Power |  |  | MVAr
|  |  |  | Capacitors In Service |  |  | MVAr
PF
| Zone Div: | Uncompensated |  | Reactive Power |  |  | MVAr
PF
| 0 | Compensated |  | Load (LV side) |  |  | Amps
|  |  |  | Apparent Power |  |  | MVA
|  |  |  | Real Power |  |  | MW
|  |  |  | Reactive Power |  |  | MVAr
|  |  |  | Capacitors In Service |  |  | MVAr
PF
| Zone Div: | Uncompensated |  | Reactive Power |  |  | MVAr
PF
| 0 | Compensated |  | Load (LV side) |  |  | Amps
|  |  |  | Apparent Power |  |  | MVA
|  |  |  | Real Power |  |  | MW
|  |  |  | Reactive Power |  |  | MVAr
|  |  |  | Capacitors In Service |  |  | MVAr
PF
| Zone Div: | Uncompensated |  | Reactive Power |  |  | MVAr
PF

## Kurnell 33_11kV
| Kurnell 33_11kV | [16 empty] | 2014 | WINTER
[6 empty] | Zone decommissioned |  | 2014-10-31
| Substation Total Loads | [33 empty] | Spots & Transfers Detail
| Historical Loads | (11kV Amps) | [7 empty] | Weather Corrected Forecast Loads |  |  |  | (11kV Amps) | [20 empty] | Spots & Transfers Summary | (11kV Amps) |  | Historical Spots & Transfers | [6 empty] | Forecast Spots & Transfers
|  | 2007 | 2008 | 2009 | 2010 | 2011 | 2012 | 2013 |  | 2014 | 2015 | 2016 | 2017 | 2018 | 2019 | 2020 | 2021 | 2022 | 2023 | 2024 | 2025 | 2026 | 2027 | 2028 | 2029 | 2030 | 2031 | 2032 | 2033 | 2034 | 2035 | 2036 | 2037 | 2038 |  |  |  | 2007 | 2008 | 2009 | 2010 | 2011 | 2012 | 2013 | 2014 | 2015 | 2016 | 2017 | 2018 | 2019 | 2020 | 2021 | 2022 | 2023 | 2024 | 2025 | 2026 | 2027 | 2028 | 2029 | 2030 | 2031 | 2032 | 2033 | 2034 | 2035 | 2036 | 2037 | 2038
| Total | 1379 | 1313 | 1296 | 1331 | 1117 | 872 | 779 |  | 861.65 | 0 | 0 | 0 | 0 | 0 | 0 | 0 | 0 | 0 | 0 | 0 | 0 | 0 | 0 | 0 | 0 | 0 | 0 | 0 | 0 | 0 | 0 | 0 | 0 |  |  | Total | 40.5 | 46.8 | 72 | -72 | 0 | 0 | 0 | 0 | -818.5675 | 0 | 0 | 0 | 0 | 0 | 0 | 0 | 0 | 0 | 0 | 0 | 0 | 0 | 0 | 0 | 0 | 0 | 0 | 0 | 0 | 0 | 0 | 0
| Firm Rating | 0 | 0 | 0 | 0 | 0 | 0 | 1874 |  | 1874 | 0 | 0 | 0 | 0 | 0 | 0 | 0 | 0 | 0 | 0 | 0 | 0 | 0 | 0 | 0 | 0 | 0 | 0 | 0 | 0 | 0 | 0 | 0 | 0
| Total Capacity | 0 | 0 | 0 | 0 | 0 | 0 | 3479 |  | 3479 | 0 | 0 | 0 | 0 | 0 | 0 | 0 | 0 | 0 | 0 | 0 | 0 | 0 | 0 | 0 | 0 | 0 | 0 | 0 | 0 | 0 | 0 | 0 | 0 |  |  | Kurnell 33_11kV Tx1 | 40.5 | 46.8 | 72 | -72 | 0 | 0 | 0 | 0 | -282.7779 | 0 | 0 | 0 | 0 | 0 | 0 | 0 | 0 | 0 | 0 | 0 | 0 | 0 | 0 | 0 | 0 | 0 | 0 | 0 | 0 | 0 | 0 | 0
|  | -7 | -6 | -5 | -4 | -3 | -2 | -1 |  | 0 | 1 | 2 | 3 | 4 | 5 | 6 | 7 | 8 | 9 | 10 | 11 | 12 | 13 | 14 | 15 | 16 | 17 | 18 | 19 | 20 | 21 | 22 | 23 | 24 |  |  | Kurnell 33_11kV Tx4 | 0 | 0 | 0 | 0 | 0 | 0 | 0 | 0 | -268.825 | 0 | 0 | 0 | 0 | 0 | 0 | 0 | 0 | 0 | 0 | 0 | 0 | 0 | 0 | 0 | 0 | 0 | 0 | 0 | 0 | 0 | 0 | 0
| Transformer Loads | [35 empty] | Kurnell 33_11kV Tx5 | 0 | 0 | 0 | 0 | 0 | 0 | 0 | 0 | -266.9646 | 0 | 0 | 0 | 0 | 0 | 0 | 0 | 0 | 0 | 0 | 0 | 0 | 0 | 0 | 0 | 0 | 0 | 0 | 0 | 0 | 0 | 0 | 0
| Historical Loads | (11kV Amps) | [7 empty] | Weather Corrected Forecast Loads |  |  |  | (11kV Amps) | [23 empty] | 0 | 0 | 0 | 0 | 0 | 0 | 0 | 0 | 0 | 0 | 0 | 0 | 0 | 0 | 0 | 0 | 0 | 0 | 0 | 0 | 0 | 0 | 0 | 0 | 0 | 0 | 0 | 0 | 0 | 0 | 0 | 0
|  | 2007 | 2008 | 2009 | 2010 | 2011 | 2012 | 2013 |  | 2014 | 2015 | 2016 | 2017 | 2018 | 2019 | 2020 | 2021 | 2022 | 2023 | 2024 | 2025 | 2026 | 2027 | 2028 | 2029 | 2030 | 2031 | 2032 | 2033 | 2034 | 2035 | 2036 | 2037 | 2038 |  |  |  | 0 | 0 | 0 | 0 | 0 | 0 | 0 | 0 | 0 | 0 | 0 | 0 | 0 | 0 | 0 | 0 | 0 | 0 | 0 | 0 | 0 | 0 | 0 | 0 | 0 | 0 | 0 | 0 | 0 | 0 | 0 | 0
| 0 | [36 empty] | 0 | 0 | 0 | 0 | 0 | 0 | 0 | 0 | 0 | 0 | 0 | 0 | 0 | 0 | 0 | 0 | 0 | 0 | 0 | 0 | 0 | 0 | 0 | 0 | 0 | 0 | 0 | 0 | 0 | 0 | 0 | 0
| Diversity Factor: 0 | [36 empty] | 0 | 0 | 0 | 0 | 0 | 0 | 0 | 0 | 0 | 0 | 0 | 0 | 0 | 0 | 0 | 0 | 0 | 0 | 0 | 0 | 0 | 0 | 0 | 0 | 0 | 0 | 0 | 0 | 0 | 0 | 0 | 0
[38 empty] | 0 | 0 | 0 | 0 | 0 | 0 | 0 | 0 | 0 | 0 | 0 | 0 | 0 | 0 | 0 | 0 | 0 | 0 | 0 | 0 | 0 | 0 | 0 | 0 | 0 | 0 | 0 | 0 | 0 | 0 | 0 | 0
[38 empty] | 0 | 0 | 0 | 0 | 0 | 0 | 0 | 0 | 0 | 0 | 0 | 0 | 0 | 0 | 0 | 0 | 0 | 0 | 0 | 0 | 0 | 0 | 0 | 0 | 0 | 0 | 0 | 0 | 0 | 0 | 0 | 0
| 0 | [36 empty] | 0 | 0 | 0 | 0 | 0 | 0 | 0 | 0 | 0 | 0 | 0 | 0 | 0 | 0 | 0 | 0 | 0 | 0 | 0 | 0 | 0 | 0 | 0 | 0 | 0 | 0 | 0 | 0 | 0 | 0 | 0 | 0
Diversity Factor: 0
[38 empty] | Historical Spots & Transfers | [6 empty] | Forecast Spots & Transfers
[35 empty] | Project Name | From | To | 2007 | 2008 | 2009 | 2010 | 2011 | 2012 | 2013 | 2014 | 2015 | 2016 | 2017 | 2018 | 2019 | 2020 | 2021 | 2022 | 2023 | 2024 | 2025 | 2026 | 2027 | 2028 | 2029 | 2030 | 2031 | 2032 | 2033 | 2034 | 2035 | 2036 | 2037 | 2038
| 0 | [33 empty] | Decommission: Commissioning Transfers | Kurnell 33_11kV Tx1 | Kurnell South 132_11kV Tx11 | 0 | 0 | 0 | 0 | 0 | 0 | 0 | 0 | 141.3889 | 0 | 0 | 0 | 0 | 0 | 0 | 0 | 0 | 0 | 0 | 0 | 0 | 0 | 0 | 0 | 0 | 0 | 0 | 0 | 0 | 0 | 0 | 0
| Diversity Factor: 0 | [33 empty] | Decommission: Commissioning Transfers | Kurnell 33_11kV Tx1 | Kurnell South 132_11kV Tx12 | 0 | 0 | 0 | 0 | 0 | 0 | 0 | 0 | 141.3889 | 0 | 0 | 0 | 0 | 0 | 0 | 0 | 0 | 0 | 0 | 0 | 0 | 0 | 0 | 0 | 0 | 0 | 0 | 0 | 0 | 0 | 0 | 0
[35 empty] | Decommission: Commissioning Transfers | Kurnell 33_11kV Tx4 | Kurnell South 132_11kV Tx11 | 0 | 0 | 0 | 0 | 0 | 0 | 0 | 0 | 134.4125 | 0 | 0 | 0 | 0 | 0 | 0 | 0 | 0 | 0 | 0 | 0 | 0 | 0 | 0 | 0 | 0 | 0 | 0 | 0 | 0 | 0 | 0 | 0
[35 empty] | Decommission: Commissioning Transfers | Kurnell 33_11kV Tx4 | Kurnell South 132_11kV Tx12 | 0 | 0 | 0 | 0 | 0 | 0 | 0 | 0 | 134.4125 | 0 | 0 | 0 | 0 | 0 | 0 | 0 | 0 | 0 | 0 | 0 | 0 | 0 | 0 | 0 | 0 | 0 | 0 | 0 | 0 | 0 | 0 | 0
| 0 | [33 empty] | Decommission: Commissioning Transfers | Kurnell 33_11kV Tx5 | Kurnell South 132_11kV Tx11 | 0 | 0 | 0 | 0 | 0 | 0 | 0 | 0 | 133.4823 | 0 | 0 | 0 | 0 | 0 | 0 | 0 | 0 | 0 | 0 | 0 | 0 | 0 | 0 | 0 | 0 | 0 | 0 | 0 | 0 | 0 | 0 | 0
| Diversity Factor: 0 | [33 empty] | Decommission: Commissioning Transfers | Kurnell 33_11kV Tx5 | Kurnell South 132_11kV Tx12 | 0 | 0 | 0 | 0 | 0 | 0 | 0 | 0 | 133.4823 | 0 | 0 | 0 | 0 | 0 | 0 | 0 | 0 | 0 | 0 | 0 | 0 | 0 | 0 | 0 | 0 | 0 | 0 | 0 | 0 | 0 | 0 | 0
[35 empty] | HVCON_ID: 2006138. Est HVC S.9527 Sir Joseph Desal Temp - Investigation of supply to Kurnell Desalination Plant |  | Kurnell 33_11kV Tx1 | 0 | 46.8 | 0 | 0 | 0 | 0 | 0 | 0 | 0 | 0 | 0 | 0 | 0 | 0 | 0 | 0 | 0 | 0 | 0 | 0 | 0 | 0 | 0 | 0 | 0 | 0 | 0 | 0 | 0 | 0 | 0 | 0
[35 empty] | HVCON_ID: 2006351. Load increase at S.9492 Continental Carbon, Sir Joseph Banks Drive, Kurnell |  | Kurnell 33_11kV Tx1 | 40.5 | 0 | 0 | 0 | 0 | 0 | 0 | 0 | 0 | 0 | 0 | 0 | 0 | 0 | 0 | 0 | 0 | 0 | 0 | 0 | 0 | 0 | 0 | 0 | 0 | 0 | 0 | 0 | 0 | 0 | 0 | 0
| 0 | [33 empty] | HVCON_ID: 2008060. Establishment of S.9060 Prince Dampier, Silver Beach, Kurnell nr Prince & Dampier Sts - temp supply for tunnel boring - Kurnell Desalination Plant |  | Kurnell 33_11kV Tx1 | 0 | 0 | 72 | 0 | 0 | 0 | 0 | 0 | 0 | 0 | 0 | 0 | 0 | 0 | 0 | 0 | 0 | 0 | 0 | 0 | 0 | 0 | 0 | 0 | 0 | 0 | 0 | 0 | 0 | 0 | 0 | 0
| Diversity Factor: 0 | [33 empty] | HVCON_ID: 2009300. Recovery of S.9060 Prince Dampier (Kurnell), Silver Beach Kurnell near Prince & Dampier Streets |  | Kurnell 33_11kV Tx1 | 0 | 0 | 0 | -72 | 0 | 0 | 0 | 0 | 0 | 0 | 0 | 0 | 0 | 0 | 0 | 0 | 0 | 0 | 0 | 0 | 0 | 0 | 0 | 0 | 0 | 0 | 0 | 0 | 0 | 0 | 0 | 0
[35 empty] | Econometric |  | Kurnell 33_11kV Tx1 | 0 | 0 | 0 | 0 | 0 | 0 | 0 | 0 | 0 | 0 | 0 | 0 | 0 | 0 | 0 | 0 | 0 | 0 | 0 | 0 | 0 | 0 | 0 | 0 | 0 | 0 | 0 | 0 | 0 | 0 | 0 | 0
[35 empty] | Econometric |  | Kurnell 33_11kV Tx4 | 0 | 0 | 0 | 0 | 0 | 0 | 0 | 0 | 0 | 0 | 0 | 0 | 0 | 0 | 0 | 0 | 0 | 0 | 0 | 0 | 0 | 0 | 0 | 0 | 0 | 0 | 0 | 0 | 0 | 0 | 0 | 0
| 0 | [33 empty] | Econometric |  | Kurnell 33_11kV Tx5 | 0 | 0 | 0 | 0 | 0 | 0 | 0 | 0 | 0 | 0 | 0 | 0 | 0 | 0 | 0 | 0 | 0 | 0 | 0 | 0 | 0 | 0 | 0 | 0 | 0 | 0 | 0 | 0 | 0 | 0 | 0 | 0
| Diversity Factor: 0 | [33 empty] | Energy Efficiency |  | Kurnell 33_11kV Tx1 | 0 | 0 | 0 | 0 | 0 | 0 | 0 | 0 | 0 | 0 | 0 | 0 | 0 | 0 | 0 | 0 | 0 | 0 | 0 | 0 | 0 | 0 | 0 | 0 | 0 | 0 | 0 | 0 | 0 | 0 | 0 | 0
[35 empty] | Energy Efficiency |  | Kurnell 33_11kV Tx4 | 0 | 0 | 0 | 0 | 0 | 0 | 0 | 0 | 0 | 0 | 0 | 0 | 0 | 0 | 0 | 0 | 0 | 0 | 0 | 0 | 0 | 0 | 0 | 0 | 0 | 0 | 0 | 0 | 0 | 0 | 0 | 0
[35 empty] | Energy Efficiency |  | Kurnell 33_11kV Tx5 | 0 | 0 | 0 | 0 | 0 | 0 | 0 | 0 | 0 | 0 | 0 | 0 | 0 | 0 | 0 | 0 | 0 | 0 | 0 | 0 | 0 | 0 | 0 | 0 | 0 | 0 | 0 | 0 | 0 | 0 | 0 | 0
| 0 | [33 empty] | Solar PV |  | Kurnell 33_11kV Tx1 | 0 | 0 | 0 | 0 | 0 | 0 | 0 | 0 | 0 | 0 | 0 | 0 | 0 | 0 | 0 | 0 | 0 | 0 | 0 | 0 | 0 | 0 | 0 | 0 | 0 | 0 | 0 | 0 | 0 | 0 | 0 | 0
| Diversity Factor: 0 | [33 empty] | Solar PV |  | Kurnell 33_11kV Tx4 | 0 | 0 | 0 | 0 | 0 | 0 | 0 | 0 | 0 | 0 | 0 | 0 | 0 | 0 | 0 | 0 | 0 | 0 | 0 | 0 | 0 | 0 | 0 | 0 | 0 | 0 | 0 | 0 | 0 | 0 | 0 | 0
[35 empty] | Solar PV |  | Kurnell 33_11kV Tx5 | 0 | 0 | 0 | 0 | 0 | 0 | 0 | 0 | 0 | 0 | 0 | 0 | 0 | 0 | 0 | 0 | 0 | 0 | 0 | 0 | 0 | 0 | 0 | 0 | 0 | 0 | 0 | 0 | 0 | 0 | 0 | 0
0
Diversity Factor: 0
0
Diversity Factor: 0
0
Diversity Factor: 0
| Weather Correction and Public Holiday Factors | [8 empty] | Forecast ROG
ROG Justification
| Actual loads for season 2013 have been weather corrected by the following: | [6 empty] | 0% |  | Rog Capped +/-5% | [59 empty] | Rog Capped +/-5%
1 | 2 | 3 | 4 | 5 | 6 | 7 | 8 | 9 | 10 | 2014 | 2015 | 2016 | 2017 | 2018 | 2019 | 2020 | 2021 | 2022 | 2023 | 2024 | 2025 | 2026 | 2027 | 2028 | 2029 | 2030 | 2031 | 2032 | 2033 | 2034 | 2035 | 2036 | 2037 | 2038
0.95 | 0.9025 | 0.87242 | 0.85789 | 0.85789 | 0.85789 | 0.85789 | 0.85789 | 0.85789 | 0.85789 | -5% | -5% | -3.333% | -1.666% | 0% | 0% | 0% | 0% | 0% | 0% | 0% | 0% | 0% | 0% | 0% | 0% | 0% | 0% | 0% | 0% | 0% | 0% | 0% | 0% | 0%
Substation Load Detail
[7 empty] | Units | 2013 |  | 2014 | 2015 | 2016 | 2017 | 2018 | 2019 | 2020 | 2021 | 2022 | 2023 | 2024 | 2025 | 2026 | 2027 | 2028 | 2029 | 2030 | 2031 | 2032 | 2033 | 2034 | 2035 | 2036 | 2037 | 2038
1 | Kurnell 33_11kV | Compensated |  | Load (LV side) |  |  | Amps | 779 | 907 | 861.65 | 0 | 0 | 0 | 0 | 0 | 0 | 0 | 0 | 0 | 0 | 0 | 0 | 0 | 0 | 0 | 0 | 0 | 0 | 0 | 0 | 0 | 0 | 0 | 0
|  |  |  | Apparent Power |  |  | MVA | 14.8419 |  | 16.4166 | 0 | 0 | 0 | 0 | 0 | 0 | 0 | 0 | 0 | 0 | 0 | 0 | 0 | 0 | 0 | 0 | 0 | 0 | 0 | 0 | 0 | 0 | 0 | 0
|  |  |  | Real Power |  |  | MW | 13.6654 | 15.9108 | 15.1153 | 0 | 0 | 0 | 0 | 0 | 0 | 0 | 0 | 0 | 0 | 0 | 0 | 0 | 0 | 0 | 0 | 0 | 0 | 0 | 0 | 0 | 0 | 0 | 0
|  |  |  | Reactive Power |  |  | MVAr | 5.7913 |  | 6.4057 | 0 | 0 | 0 | 0 | 0 | 0 | 0 | 0 | 0 | 0 | 0 | 0 | 0 | 0 | 0 | 0 | 0 | 0 | 0 | 0 | 0 | 0 | 0 | 0
|  |  |  | Capacitors In Service |  |  | MVAr | 0 |  | 0 | 0 | 0 | 0 | 0 | 0 | 0 | 0 | 0 | 0 | 0 | 0 | 0 | 0 | 0 | 0 | 0 | 0 | 0 | 0 | 0 | 0 | 0 | 0 | 0
|  |  |  | PF |  |  |  | 0.92073 |  | 0.92073 | 0 | 0 | 0 | 0 | 0 | 0 | 0 | 0 | 0 | 0 | 0 | 0 | 0 | 0 | 0 | 0 | 0 | 0 | 0 | 0 | 0 | 0 | 0 | 0
0.90401 | Diversity Factor: 0.9 | Uncompensated |  | Reactive Power |  |  | MVAr | 5.7913 | 6.7429 | 6.4057 | 0 | 0 | 0 | 0 | 0 | 0 | 0 | 0 | 0 | 0 | 0 | 0 | 0 | 0 | 0 | 0 | 0 | 0 | 0 | 0 | 0 | 0 | 0 | 0
|  |  |  | PF |  |  |  | 0.92073 |  | 0.92073 | 0 | 0 | 0 | 0 | 0 | 0 | 0 | 0 | 0 | 0 | 0 | 0 | 0 | 0 | 0 | 0 | 0 | 0 | 0 | 0 | 0 | 0 | 0 | 0
[10 empty] | 1 | 2 | 3 | 4 | 5 | 6 | 7 | 8 | 9 | 10 | 11 | 12 | 13 | 14 | 15 | 16 | 17 | 18 | 19 | 20 | 21 | 22 | 23 | 24 | 25
Transformer Load Detail
[7 empty] | Units | 2013 |  | 2014 | 2015 | 2016 | 2017 | 2018 | 2019 | 2020 | 2021 | 2022 | 2023 | 2024 | 2025 | 2026 | 2027 | 2028 | 2029 | 2030 | 2031 | 2032 | 2033 | 2034 | 2035 | 2036 | 2037 | 2038
| 0 | Compensated |  | Load (LV side) |  |  | Amps
|  |  |  | Apparent Power |  |  | MVA
|  |  |  | Real Power |  |  | MW
|  |  |  | Reactive Power |  |  | MVAr
|  |  |  | Capacitors In Service |  |  | MVAr
PF
| Zone Div: | Uncompensated |  | Reactive Power |  |  | MVAr
PF
| 0 | Compensated |  | Load (LV side) |  |  | Amps
|  |  |  | Apparent Power |  |  | MVA
|  |  |  | Real Power |  |  | MW
|  |  |  | Reactive Power |  |  | MVAr
|  |  |  | Capacitors In Service |  |  | MVAr
PF
| Zone Div: | Uncompensated |  | Reactive Power |  |  | MVAr
PF
| 0 | Compensated |  | Load (LV side) |  |  | Amps
|  |  |  | Apparent Power |  |  | MVA
|  |  |  | Real Power |  |  | MW
|  |  |  | Reactive Power |  |  | MVAr
|  |  |  | Capacitors In Service |  |  | MVAr
PF
| Zone Div: | Uncompensated |  | Reactive Power |  |  | MVAr
PF
| 0 | Compensated |  | Load (LV side) |  |  | Amps
|  |  |  | Apparent Power |  |  | MVA
|  |  |  | Real Power |  |  | MW
|  |  |  | Reactive Power |  |  | MVAr
|  |  |  | Capacitors In Service |  |  | MVAr
PF
| Zone Div: | Uncompensated |  | Reactive Power |  |  | MVAr
PF
| 0 | Compensated |  | Load (LV side) |  |  | Amps
|  |  |  | Apparent Power |  |  | MVA
|  |  |  | Real Power |  |  | MW
|  |  |  | Reactive Power |  |  | MVAr
|  |  |  | Capacitors In Service |  |  | MVAr
PF
| Zone Div: | Uncompensated |  | Reactive Power |  |  | MVAr
PF
| 0 | Compensated |  | Load (LV side) |  |  | Amps
|  |  |  | Apparent Power |  |  | MVA
|  |  |  | Real Power |  |  | MW
|  |  |  | Reactive Power |  |  | MVAr
|  |  |  | Capacitors In Service |  |  | MVAr
PF
| Zone Div: | Uncompensated |  | Reactive Power |  |  | MVAr
PF
| 0 | Compensated |  | Load (LV side) |  |  | Amps
|  |  |  | Apparent Power |  |  | MVA
|  |  |  | Real Power |  |  | MW
|  |  |  | Reactive Power |  |  | MVAr
|  |  |  | Capacitors In Service |  |  | MVAr
PF
| Zone Div: | Uncompensated |  | Reactive Power |  |  | MVAr
PF
| 0 | Compensated |  | Load (LV side) |  |  | Amps
|  |  |  | Apparent Power |  |  | MVA
|  |  |  | Real Power |  |  | MW
|  |  |  | Reactive Power |  |  | MVAr
|  |  |  | Capacitors In Service |  |  | MVAr
PF
| Zone Div: | Uncompensated |  | Reactive Power |  |  | MVAr
PF
| 0 | Compensated |  | Load (LV side) |  |  | Amps
|  |  |  | Apparent Power |  |  | MVA
|  |  |  | Real Power |  |  | MW
|  |  |  | Reactive Power |  |  | MVAr
|  |  |  | Capacitors In Service |  |  | MVAr
PF
| Zone Div: | Uncompensated |  | Reactive Power |  |  | MVAr
PF
| 0 | Compensated |  | Load (LV side) |  |  | Amps
|  |  |  | Apparent Power |  |  | MVA
|  |  |  | Real Power |  |  | MW
|  |  |  | Reactive Power |  |  | MVAr
|  |  |  | Capacitors In Service |  |  | MVAr
PF
| Zone Div: | Uncompensated |  | Reactive Power |  |  | MVAr
PF

## Kurnell 33_6.3kV
| Kurnell 33_6.3kV | [16 empty] | 2014 | WINTER
[6 empty] | Zone decommissioned |  | 2014-10-31
| Substation Total Loads | [33 empty] | Spots & Transfers Detail
| Historical Loads | (6kV Amps) | [7 empty] | Weather Corrected Forecast Loads |  |  |  | (6kV Amps) | [20 empty] | Spots & Transfers Summary | (6kV Amps) |  | Historical Spots & Transfers | [6 empty] | Forecast Spots & Transfers
|  | 2007 | 2008 | 2009 | 2010 | 2011 | 2012 | 2013 |  | 2014 | 2015 | 2016 | 2017 | 2018 | 2019 | 2020 | 2021 | 2022 | 2023 | 2024 | 2025 | 2026 | 2027 | 2028 | 2029 | 2030 | 2031 | 2032 | 2033 | 2034 | 2035 | 2036 | 2037 | 2038 |  |  |  | 2007 | 2008 | 2009 | 2010 | 2011 | 2012 | 2013 | 2014 | 2015 | 2016 | 2017 | 2018 | 2019 | 2020 | 2021 | 2022 | 2023 | 2024 | 2025 | 2026 | 2027 | 2028 | 2029 | 2030 | 2031 | 2032 | 2033 | 2034 | 2035 | 2036 | 2037 | 2038
| Total | 811 | 783 | 761 | 749 | 768 | 788 | 751 |  | 763 | 0 | 0 | 0 | 0 | 0 | 0 | 0 | 0 | 0 | 0 | 0 | 0 | 0 | 0 | 0 | 0 | 0 | 0 | 0 | 0 | 0 | 0 | 0 | 0 |  |  | Total | 0 | 0 | 0 | 0 | 0 | 0 | 0 | 0 | -763 | 0 | 0 | 0 | 0 | 0 | 0 | 0 | 0 | 0 | 0 | 0 | 0 | 0 | 0 | 0 | 0 | 0 | 0 | 0 | 0 | 0 | 0 | 0
| Firm Rating | 0 | 0 | 0 | 0 | 0 | 0 | 813 |  | 813 | 0 | 0 | 0 | 0 | 0 | 0 | 0 | 0 | 0 | 0 | 0 | 0 | 0 | 0 | 0 | 0 | 0 | 0 | 0 | 0 | 0 | 0 | 0 | 0
| Total Capacity | 0 | 0 | 0 | 0 | 0 | 0 | 1342 |  | 1342 | 0 | 0 | 0 | 0 | 0 | 0 | 0 | 0 | 0 | 0 | 0 | 0 | 0 | 0 | 0 | 0 | 0 | 0 | 0 | 0 | 0 | 0 | 0 | 0 |  |  | Kurnell 33_6.3kV Tx2 | 0 | 0 | 0 | 0 | 0 | 0 | 0 | 0 | -372.0248 | 0 | 0 | 0 | 0 | 0 | 0 | 0 | 0 | 0 | 0 | 0 | 0 | 0 | 0 | 0 | 0 | 0 | 0 | 0 | 0 | 0 | 0 | 0
|  | -7 | -6 | -5 | -4 | -3 | -2 | -1 |  | 0 | 1 | 2 | 3 | 4 | 5 | 6 | 7 | 8 | 9 | 10 | 11 | 12 | 13 | 14 | 15 | 16 | 17 | 18 | 19 | 20 | 21 | 22 | 23 | 24 |  |  | Kurnell 33_6.3kV Tx3 | 0 | 0 | 0 | 0 | 0 | 0 | 0 | 0 | -390.9752 | 0 | 0 | 0 | 0 | 0 | 0 | 0 | 0 | 0 | 0 | 0 | 0 | 0 | 0 | 0 | 0 | 0 | 0 | 0 | 0 | 0 | 0 | 0
| Transformer Loads | [36 empty] | 0 | 0 | 0 | 0 | 0 | 0 | 0 | 0 | 0 | 0 | 0 | 0 | 0 | 0 | 0 | 0 | 0 | 0 | 0 | 0 | 0 | 0 | 0 | 0 | 0 | 0 | 0 | 0 | 0 | 0 | 0 | 0
| Historical Loads | (6kV Amps) | [7 empty] | Weather Corrected Forecast Loads |  |  |  | (6kV Amps) | [23 empty] | 0 | 0 | 0 | 0 | 0 | 0 | 0 | 0 | 0 | 0 | 0 | 0 | 0 | 0 | 0 | 0 | 0 | 0 | 0 | 0 | 0 | 0 | 0 | 0 | 0 | 0 | 0 | 0 | 0 | 0 | 0 | 0
|  | 2007 | 2008 | 2009 | 2010 | 2011 | 2012 | 2013 |  | 2014 | 2015 | 2016 | 2017 | 2018 | 2019 | 2020 | 2021 | 2022 | 2023 | 2024 | 2025 | 2026 | 2027 | 2028 | 2029 | 2030 | 2031 | 2032 | 2033 | 2034 | 2035 | 2036 | 2037 | 2038 |  |  |  | 0 | 0 | 0 | 0 | 0 | 0 | 0 | 0 | 0 | 0 | 0 | 0 | 0 | 0 | 0 | 0 | 0 | 0 | 0 | 0 | 0 | 0 | 0 | 0 | 0 | 0 | 0 | 0 | 0 | 0 | 0 | 0
| 0 | [36 empty] | 0 | 0 | 0 | 0 | 0 | 0 | 0 | 0 | 0 | 0 | 0 | 0 | 0 | 0 | 0 | 0 | 0 | 0 | 0 | 0 | 0 | 0 | 0 | 0 | 0 | 0 | 0 | 0 | 0 | 0 | 0 | 0
| Diversity Factor: 0 | [36 empty] | 0 | 0 | 0 | 0 | 0 | 0 | 0 | 0 | 0 | 0 | 0 | 0 | 0 | 0 | 0 | 0 | 0 | 0 | 0 | 0 | 0 | 0 | 0 | 0 | 0 | 0 | 0 | 0 | 0 | 0 | 0 | 0
[38 empty] | 0 | 0 | 0 | 0 | 0 | 0 | 0 | 0 | 0 | 0 | 0 | 0 | 0 | 0 | 0 | 0 | 0 | 0 | 0 | 0 | 0 | 0 | 0 | 0 | 0 | 0 | 0 | 0 | 0 | 0 | 0 | 0
[38 empty] | 0 | 0 | 0 | 0 | 0 | 0 | 0 | 0 | 0 | 0 | 0 | 0 | 0 | 0 | 0 | 0 | 0 | 0 | 0 | 0 | 0 | 0 | 0 | 0 | 0 | 0 | 0 | 0 | 0 | 0 | 0 | 0
| 0 | [36 empty] | 0 | 0 | 0 | 0 | 0 | 0 | 0 | 0 | 0 | 0 | 0 | 0 | 0 | 0 | 0 | 0 | 0 | 0 | 0 | 0 | 0 | 0 | 0 | 0 | 0 | 0 | 0 | 0 | 0 | 0 | 0 | 0
Diversity Factor: 0
[38 empty] | Historical Spots & Transfers | [6 empty] | Forecast Spots & Transfers
[35 empty] | Project Name | From | To | 2007 | 2008 | 2009 | 2010 | 2011 | 2012 | 2013 | 2014 | 2015 | 2016 | 2017 | 2018 | 2019 | 2020 | 2021 | 2022 | 2023 | 2024 | 2025 | 2026 | 2027 | 2028 | 2029 | 2030 | 2031 | 2032 | 2033 | 2034 | 2035 | 2036 | 2037 | 2038
| 0 | [33 empty] | Decommission: Commissioning Transfers | Kurnell 33_6.3kV Tx2 | Kurnell South 132_11kV Tx11 | 0 | 0 | 0 | 0 | 0 | 0 | 0 | 0 | 186.0124 | 0 | 0 | 0 | 0 | 0 | 0 | 0 | 0 | 0 | 0 | 0 | 0 | 0 | 0 | 0 | 0 | 0 | 0 | 0 | 0 | 0 | 0 | 0
| Diversity Factor: 0 | [33 empty] | Decommission: Commissioning Transfers | Kurnell 33_6.3kV Tx2 | Kurnell South 132_11kV Tx12 | 0 | 0 | 0 | 0 | 0 | 0 | 0 | 0 | 186.0124 | 0 | 0 | 0 | 0 | 0 | 0 | 0 | 0 | 0 | 0 | 0 | 0 | 0 | 0 | 0 | 0 | 0 | 0 | 0 | 0 | 0 | 0 | 0
[35 empty] | Decommission: Commissioning Transfers | Kurnell 33_6.3kV Tx3 | Kurnell South 132_11kV Tx11 | 0 | 0 | 0 | 0 | 0 | 0 | 0 | 0 | 195.4876 | 0 | 0 | 0 | 0 | 0 | 0 | 0 | 0 | 0 | 0 | 0 | 0 | 0 | 0 | 0 | 0 | 0 | 0 | 0 | 0 | 0 | 0 | 0
[35 empty] | Decommission: Commissioning Transfers | Kurnell 33_6.3kV Tx3 | Kurnell South 132_11kV Tx12 | 0 | 0 | 0 | 0 | 0 | 0 | 0 | 0 | 195.4876 | 0 | 0 | 0 | 0 | 0 | 0 | 0 | 0 | 0 | 0 | 0 | 0 | 0 | 0 | 0 | 0 | 0 | 0 | 0 | 0 | 0 | 0 | 0
| 0 | [33 empty] | Econometric |  | Kurnell 33_6.3kV Tx2 | 0 | 0 | 0 | 0 | 0 | 0 | 0 | 0 | 0 | 0 | 0 | 0 | 0 | 0 | 0 | 0 | 0 | 0 | 0 | 0 | 0 | 0 | 0 | 0 | 0 | 0 | 0 | 0 | 0 | 0 | 0 | 0
| Diversity Factor: 0 | [33 empty] | Econometric |  | Kurnell 33_6.3kV Tx3 | 0 | 0 | 0 | 0 | 0 | 0 | 0 | 0 | 0 | 0 | 0 | 0 | 0 | 0 | 0 | 0 | 0 | 0 | 0 | 0 | 0 | 0 | 0 | 0 | 0 | 0 | 0 | 0 | 0 | 0 | 0 | 0
[35 empty] | Energy Efficiency |  | Kurnell 33_6.3kV Tx2 | 0 | 0 | 0 | 0 | 0 | 0 | 0 | 0 | 0 | 0 | 0 | 0 | 0 | 0 | 0 | 0 | 0 | 0 | 0 | 0 | 0 | 0 | 0 | 0 | 0 | 0 | 0 | 0 | 0 | 0 | 0 | 0
[35 empty] | Energy Efficiency |  | Kurnell 33_6.3kV Tx3 | 0 | 0 | 0 | 0 | 0 | 0 | 0 | 0 | 0 | 0 | 0 | 0 | 0 | 0 | 0 | 0 | 0 | 0 | 0 | 0 | 0 | 0 | 0 | 0 | 0 | 0 | 0 | 0 | 0 | 0 | 0 | 0
| 0 | [33 empty] | Solar PV |  | Kurnell 33_6.3kV Tx2 | 0 | 0 | 0 | 0 | 0 | 0 | 0 | 0 | 0 | 0 | 0 | 0 | 0 | 0 | 0 | 0 | 0 | 0 | 0 | 0 | 0 | 0 | 0 | 0 | 0 | 0 | 0 | 0 | 0 | 0 | 0 | 0
| Diversity Factor: 0 | [33 empty] | Solar PV |  | Kurnell 33_6.3kV Tx3 | 0 | 0 | 0 | 0 | 0 | 0 | 0 | 0 | 0 | 0 | 0 | 0 | 0 | 0 | 0 | 0 | 0 | 0 | 0 | 0 | 0 | 0 | 0 | 0 | 0 | 0 | 0 | 0 | 0 | 0 | 0 | 0
0
Diversity Factor: 0
0
Diversity Factor: 0
0
Diversity Factor: 0
0
Diversity Factor: 0
0
Diversity Factor: 0
| Weather Correction and Public Holiday Factors | [8 empty] | Forecast ROG
ROG Justification
| Actual loads for season 2013 have been weather corrected by the following: | [6 empty] | 0% |  | customer substation | [59 empty] | customer substation
1 | 2 | 3 | 4 | 5 | 6 | 7 | 8 | 9 | 10 | 2014 | 2015 | 2016 | 2017 | 2018 | 2019 | 2020 | 2021 | 2022 | 2023 | 2024 | 2025 | 2026 | 2027 | 2028 | 2029 | 2030 | 2031 | 2032 | 2033 | 2034 | 2035 | 2036 | 2037 | 2038
1 | 1 | 1 | 1 | 1 | 1 | 1 | 1 | 1 | 1 | 0% | 0% | 0% | 0% | 0% | 0% | 0% | 0% | 0% | 0% | 0% | 0% | 0% | 0% | 0% | 0% | 0% | 0% | 0% | 0% | 0% | 0% | 0% | 0% | 0%
Substation Load Detail
[7 empty] | Units | 2013 |  | 2014 | 2015 | 2016 | 2017 | 2018 | 2019 | 2020 | 2021 | 2022 | 2023 | 2024 | 2025 | 2026 | 2027 | 2028 | 2029 | 2030 | 2031 | 2032 | 2033 | 2034 | 2035 | 2036 | 2037 | 2038
1 | Kurnell 33_6.3kV | Compensated |  | Load (LV side) |  |  | Amps | 751 | 763 | 763 | 0 | 0 | 0 | 0 | 0 | 0 | 0 | 0 | 0 | 0 | 0 | 0 | 0 | 0 | 0 | 0 | 0 | 0 | 0 | 0 | 0 | 0 | 0 | 0
|  |  |  | Apparent Power |  |  | MVA | 8.1949 |  | 8.3258 | 0 | 0 | 0 | 0 | 0 | 0 | 0 | 0 | 0 | 0 | 0 | 0 | 0 | 0 | 0 | 0 | 0 | 0 | 0 | 0 | 0 | 0 | 0 | 0
|  |  |  | Real Power |  |  | MW | 7.0247 | 7.137 | 7.137 | 0 | 0 | 0 | 0 | 0 | 0 | 0 | 0 | 0 | 0 | 0 | 0 | 0 | 0 | 0 | 0 | 0 | 0 | 0 | 0 | 0 | 0 | 0 | 0
|  |  |  | Reactive Power |  |  | MVAr | 4.22 |  | 4.2875 | 0 | 0 | 0 | 0 | 0 | 0 | 0 | 0 | 0 | 0 | 0 | 0 | 0 | 0 | 0 | 0 | 0 | 0 | 0 | 0 | 0 | 0 | 0 | 0
|  |  |  | Capacitors In Service |  |  | MVAr | 0 |  | 0 | 0 | 0 | 0 | 0 | 0 | 0 | 0 | 0 | 0 | 0 | 0 | 0 | 0 | 0 | 0 | 0 | 0 | 0 | 0 | 0 | 0 | 0 | 0 | 0
|  |  |  | PF |  |  |  | 0.85721 |  | 0.85721 | 0 | 0 | 0 | 0 | 0 | 0 | 0 | 0 | 0 | 0 | 0 | 0 | 0 | 0 | 0 | 0 | 0 | 0 | 0 | 0 | 0 | 0 | 0 | 0
0.84636 | Diversity Factor: 0.85 | Uncompensated |  | Reactive Power |  |  | MVAr | 4.22 | 4.2875 | 4.2875 | 0 | 0 | 0 | 0 | 0 | 0 | 0 | 0 | 0 | 0 | 0 | 0 | 0 | 0 | 0 | 0 | 0 | 0 | 0 | 0 | 0 | 0 | 0 | 0
|  |  |  | PF |  |  |  | 0.85721 |  | 0.85721 | 0 | 0 | 0 | 0 | 0 | 0 | 0 | 0 | 0 | 0 | 0 | 0 | 0 | 0 | 0 | 0 | 0 | 0 | 0 | 0 | 0 | 0 | 0 | 0
[10 empty] | 1 | 2 | 3 | 4 | 5 | 6 | 7 | 8 | 9 | 10 | 11 | 12 | 13 | 14 | 15 | 16 | 17 | 18 | 19 | 20 | 21 | 22 | 23 | 24 | 25
Transformer Load Detail
[7 empty] | Units | 2013 |  | 2014 | 2015 | 2016 | 2017 | 2018 | 2019 | 2020 | 2021 | 2022 | 2023 | 2024 | 2025 | 2026 | 2027 | 2028 | 2029 | 2030 | 2031 | 2032 | 2033 | 2034 | 2035 | 2036 | 2037 | 2038
| 0 | Compensated |  | Load (LV side) |  |  | Amps
|  |  |  | Apparent Power |  |  | MVA
|  |  |  | Real Power |  |  | MW
|  |  |  | Reactive Power |  |  | MVAr
|  |  |  | Capacitors In Service |  |  | MVAr
PF
| Zone Div: | Uncompensated |  | Reactive Power |  |  | MVAr
PF
| 0 | Compensated |  | Load (LV side) |  |  | Amps
|  |  |  | Apparent Power |  |  | MVA
|  |  |  | Real Power |  |  | MW
|  |  |  | Reactive Power |  |  | MVAr
|  |  |  | Capacitors In Service |  |  | MVAr
PF
| Zone Div: | Uncompensated |  | Reactive Power |  |  | MVAr
PF
| 0 | Compensated |  | Load (LV side) |  |  | Amps
|  |  |  | Apparent Power |  |  | MVA
|  |  |  | Real Power |  |  | MW
|  |  |  | Reactive Power |  |  | MVAr
|  |  |  | Capacitors In Service |  |  | MVAr
PF
| Zone Div: | Uncompensated |  | Reactive Power |  |  | MVAr
PF
| 0 | Compensated |  | Load (LV side) |  |  | Amps
|  |  |  | Apparent Power |  |  | MVA
|  |  |  | Real Power |  |  | MW
|  |  |  | Reactive Power |  |  | MVAr
|  |  |  | Capacitors In Service |  |  | MVAr
PF
| Zone Div: | Uncompensated |  | Reactive Power |  |  | MVAr
PF
| 0 | Compensated |  | Load (LV side) |  |  | Amps
|  |  |  | Apparent Power |  |  | MVA
|  |  |  | Real Power |  |  | MW
|  |  |  | Reactive Power |  |  | MVAr
|  |  |  | Capacitors In Service |  |  | MVAr
PF
| Zone Div: | Uncompensated |  | Reactive Power |  |  | MVAr
PF
| 0 | Compensated |  | Load (LV side) |  |  | Amps
|  |  |  | Apparent Power |  |  | MVA
|  |  |  | Real Power |  |  | MW
|  |  |  | Reactive Power |  |  | MVAr
|  |  |  | Capacitors In Service |  |  | MVAr
PF
| Zone Div: | Uncompensated |  | Reactive Power |  |  | MVAr
PF
| 0 | Compensated |  | Load (LV side) |  |  | Amps
|  |  |  | Apparent Power |  |  | MVA
|  |  |  | Real Power |  |  | MW
|  |  |  | Reactive Power |  |  | MVAr
|  |  |  | Capacitors In Service |  |  | MVAr
PF
| Zone Div: | Uncompensated |  | Reactive Power |  |  | MVAr
PF
| 0 | Compensated |  | Load (LV side) |  |  | Amps
|  |  |  | Apparent Power |  |  | MVA
|  |  |  | Real Power |  |  | MW
|  |  |  | Reactive Power |  |  | MVAr
|  |  |  | Capacitors In Service |  |  | MVAr
PF
| Zone Div: | Uncompensated |  | Reactive Power |  |  | MVAr
PF
| 0 | Compensated |  | Load (LV side) |  |  | Amps
|  |  |  | Apparent Power |  |  | MVA
|  |  |  | Real Power |  |  | MW
|  |  |  | Reactive Power |  |  | MVAr
|  |  |  | Capacitors In Service |  |  | MVAr
PF
| Zone Div: | Uncompensated |  | Reactive Power |  |  | MVAr
PF
| 0 | Compensated |  | Load (LV side) |  |  | Amps
|  |  |  | Apparent Power |  |  | MVA
|  |  |  | Real Power |  |  | MW
|  |  |  | Reactive Power |  |  | MVAr
|  |  |  | Capacitors In Service |  |  | MVAr
PF
| Zone Div: | Uncompensated |  | Reactive Power |  |  | MVAr
PF

## Kurnell South 132_11kV
| Kurnell South 132_11kV | [16 empty] | 2014 | WINTER
[6 empty] | Zone commissioned |  | 2014-10-31
| Substation Total Loads | [33 empty] | Spots & Transfers Detail
| Historical Loads | (11kV Amps) | [7 empty] | Weather Corrected Forecast Loads |  |  |  | (11kV Amps) | [20 empty] | Spots & Transfers Summary | (11kV Amps) |  | Historical Spots & Transfers | [6 empty] | Forecast Spots & Transfers
|  | 2007 | 2008 | 2009 | 2010 | 2011 | 2012 | 2013 |  | 2014 | 2015 | 2016 | 2017 | 2018 | 2019 | 2020 | 2021 | 2022 | 2023 | 2024 | 2025 | 2026 | 2027 | 2028 | 2029 | 2030 | 2031 | 2032 | 2033 | 2034 | 2035 | 2036 | 2037 | 2038 |  |  |  | 2007 | 2008 | 2009 | 2010 | 2011 | 2012 | 2013 | 2014 | 2015 | 2016 | 2017 | 2018 | 2019 | 2020 | 2021 | 2022 | 2023 | 2024 | 2025 | 2026 | 2027 | 2028 | 2029 | 2030 | 2031 | 2032 | 2033 | 2034 | 2035 | 2036 | 2037 | 2038
| Total | [8 empty] | 0 | 1251.966 | 1210.116 | 1190.03 | 1190.084 | 1190.392 | 1192.024 | 1194.1 | 1196.009 | 1198.002 | 1199.683 | 1201.91 | 1204.146 | 1206.742 | 1209.548 | 1212.313 | 1215.019 | 1217.786 | 1220.616 | 1223.51 | 1226.468 | 1229.491 | 1232.581 | 1235.739 | 1238.965 |  |  | Total | 0 | 0 | 0 | 0 | 0 | 0 | 0 | -0.56823 | 1255.3014 | -0.11764 | 0.082562 | 0.05405 | 0.30788 | 1.6317 | 2.0765 | 1.9085 | 1.9936 | 1.6806 | 2.2272 | 2.2359 | 2.5966 | 2.8058 | 2.7652 | 2.7054 | 2.7672 | 2.8299 | 2.8936 | 2.9581 | 3.0236 | 3.09 | 3.1574 | 3.2258
| Firm Rating | 0 | 0 | 0 | 0 | 0 | 0 | 0 |  | 0 | 2000 | 2000 | 2000 | 2000 | 2000 | 2000 | 2000 | 2000 | 2000 | 2000 | 2000 | 2000 | 2000 | 2000 | 2000 | 2000 | 2000 | 2000 | 2000 | 2000 | 2000 | 2000 | 2000 | 2000
| Total Capacity | 0 | 0 | 0 | 0 | 0 | 0 | 0 |  | 0 | 3999 | 3999 | 3999 | 3999 | 3999 | 3999 | 3999 | 3999 | 3999 | 3999 | 3999 | 3999 | 3999 | 3999 | 3999 | 3999 | 3999 | 3999 | 3999 | 3999 | 3999 | 3999 | 3999 | 3999 |  |  | Kurnell South 132_11kV Tx11 | 0 | 0 | 0 | 0 | 0 | 0 | 0 | -0.28412 | 627.6507 | -0.058822 | 0.041281 | 0.027025 | 0.15394 | 0.81585 | 1.0383 | 0.95423 | 0.9968 | 0.8403 | 1.1136 | 1.1179 | 1.2983 | 1.4029 | 1.3826 | 1.3527 | 1.3836 | 1.415 | 1.4468 | 1.4791 | 1.5118 | 1.545 | 1.5787 | 1.6129
|  | -7 | -6 | -5 | -4 | -3 | -2 | -1 |  | 0 | 1 | 2 | 3 | 4 | 5 | 6 | 7 | 8 | 9 | 10 | 11 | 12 | 13 | 14 | 15 | 16 | 17 | 18 | 19 | 20 | 21 | 22 | 23 | 24 |  |  | Kurnell South 132_11kV Tx12 | 0 | 0 | 0 | 0 | 0 | 0 | 0 | -0.28412 | 627.6507 | -0.058822 | 0.041281 | 0.027025 | 0.15394 | 0.81585 | 1.0383 | 0.95423 | 0.9968 | 0.8403 | 1.1136 | 1.1179 | 1.2983 | 1.4029 | 1.3826 | 1.3527 | 1.3836 | 1.415 | 1.4468 | 1.4791 | 1.5118 | 1.545 | 1.5787 | 1.6129
| Transformer Loads | [36 empty] | 0 | 0 | 0 | 0 | 0 | 0 | 0 | 0 | 0 | 0 | 0 | 0 | 0 | 0 | 0 | 0 | 0 | 0 | 0 | 0 | 0 | 0 | 0 | 0 | 0 | 0 | 0 | 0 | 0 | 0 | 0 | 0
| Historical Loads | (11kV Amps) | [7 empty] | 0: Weather Corrected Forecast Loads; 4: (11kV Amps) |  |  |  | 0 | 0 | 0 | 0 | 0 | 0 | 0 | 0 | 0 | 0 | 0 | 0 | 0 | 0 | 0 | 0 | 0 | 0 | 0 | 0 | 0 | 0 | 0 | 0 | 0 | 0 | 0 | 0 | 0 | 0 | 0 | 0
|  | 2007 | 2008 | 2009 | 2010 | 2011 | 2012 | 2013 |  | 2014 | 2015 | 2016 | 2017 | 2018 | 2019 | 2020 | 2021 | 2022 | 2023 | 2024 | 2025 | 2026 | 2027 | 2028 | 2029 | 2030 | 2031 | 2032 | 2033 | 2034 | 2035 | 2036 | 2037 | 2038 |  |  |  | 0 | 0 | 0 | 0 | 0 | 0 | 0 | 0 | 0 | 0 | 0 | 0 | 0 | 0 | 0 | 0 | 0 | 0 | 0 | 0 | 0 | 0 | 0 | 0 | 0 | 0 | 0 | 0 | 0 | 0 | 0 | 0
| 0 | [36 empty] | 0 | 0 | 0 | 0 | 0 | 0 | 0 | 0 | 0 | 0 | 0 | 0 | 0 | 0 | 0 | 0 | 0 | 0 | 0 | 0 | 0 | 0 | 0 | 0 | 0 | 0 | 0 | 0 | 0 | 0 | 0 | 0
| Diversity Factor: 0 | [36 empty] | 0 | 0 | 0 | 0 | 0 | 0 | 0 | 0 | 0 | 0 | 0 | 0 | 0 | 0 | 0 | 0 | 0 | 0 | 0 | 0 | 0 | 0 | 0 | 0 | 0 | 0 | 0 | 0 | 0 | 0 | 0 | 0
[38 empty] | 0 | 0 | 0 | 0 | 0 | 0 | 0 | 0 | 0 | 0 | 0 | 0 | 0 | 0 | 0 | 0 | 0 | 0 | 0 | 0 | 0 | 0 | 0 | 0 | 0 | 0 | 0 | 0 | 0 | 0 | 0 | 0
[38 empty] | 0 | 0 | 0 | 0 | 0 | 0 | 0 | 0 | 0 | 0 | 0 | 0 | 0 | 0 | 0 | 0 | 0 | 0 | 0 | 0 | 0 | 0 | 0 | 0 | 0 | 0 | 0 | 0 | 0 | 0 | 0 | 0
| 0 | [36 empty] | 0 | 0 | 0 | 0 | 0 | 0 | 0 | 0 | 0 | 0 | 0 | 0 | 0 | 0 | 0 | 0 | 0 | 0 | 0 | 0 | 0 | 0 | 0 | 0 | 0 | 0 | 0 | 0 | 0 | 0 | 0 | 0
Diversity Factor: 0
[38 empty] | Historical Spots & Transfers | [6 empty] | Forecast Spots & Transfers
[35 empty] | Project Name | From | To | 2007 | 2008 | 2009 | 2010 | 2011 | 2012 | 2013 | 2014 | 2015 | 2016 | 2017 | 2018 | 2019 | 2020 | 2021 | 2022 | 2023 | 2024 | 2025 | 2026 | 2027 | 2028 | 2029 | 2030 | 2031 | 2032 | 2033 | 2034 | 2035 | 2036 | 2037 | 2038
| 0 | [33 empty] | Decommission: Commissioning Transfers | Kurnell 33_11kV Tx1 | Kurnell South 132_11kV Tx11 | 0 | 0 | 0 | 0 | 0 | 0 | 0 | 0 | 141.3889 | 0 | 0 | 0 | 0 | 0 | 0 | 0 | 0 | 0 | 0 | 0 | 0 | 0 | 0 | 0 | 0 | 0 | 0 | 0 | 0 | 0 | 0 | 0
| Diversity Factor: 0 | [33 empty] | Decommission: Commissioning Transfers | Kurnell 33_11kV Tx1 | Kurnell South 132_11kV Tx12 | 0 | 0 | 0 | 0 | 0 | 0 | 0 | 0 | 141.3889 | 0 | 0 | 0 | 0 | 0 | 0 | 0 | 0 | 0 | 0 | 0 | 0 | 0 | 0 | 0 | 0 | 0 | 0 | 0 | 0 | 0 | 0 | 0
[35 empty] | Decommission: Commissioning Transfers | Kurnell 33_11kV Tx4 | Kurnell South 132_11kV Tx11 | 0 | 0 | 0 | 0 | 0 | 0 | 0 | 0 | 134.4125 | 0 | 0 | 0 | 0 | 0 | 0 | 0 | 0 | 0 | 0 | 0 | 0 | 0 | 0 | 0 | 0 | 0 | 0 | 0 | 0 | 0 | 0 | 0
[35 empty] | Decommission: Commissioning Transfers | Kurnell 33_11kV Tx4 | Kurnell South 132_11kV Tx12 | 0 | 0 | 0 | 0 | 0 | 0 | 0 | 0 | 134.4125 | 0 | 0 | 0 | 0 | 0 | 0 | 0 | 0 | 0 | 0 | 0 | 0 | 0 | 0 | 0 | 0 | 0 | 0 | 0 | 0 | 0 | 0 | 0
| 0 | [33 empty] | Decommission: Commissioning Transfers | Kurnell 33_11kV Tx5 | Kurnell South 132_11kV Tx11 | 0 | 0 | 0 | 0 | 0 | 0 | 0 | 0 | 133.4823 | 0 | 0 | 0 | 0 | 0 | 0 | 0 | 0 | 0 | 0 | 0 | 0 | 0 | 0 | 0 | 0 | 0 | 0 | 0 | 0 | 0 | 0 | 0
| Diversity Factor: 0 | [33 empty] | Decommission: Commissioning Transfers | Kurnell 33_11kV Tx5 | Kurnell South 132_11kV Tx12 | 0 | 0 | 0 | 0 | 0 | 0 | 0 | 0 | 133.4823 | 0 | 0 | 0 | 0 | 0 | 0 | 0 | 0 | 0 | 0 | 0 | 0 | 0 | 0 | 0 | 0 | 0 | 0 | 0 | 0 | 0 | 0 | 0
[35 empty] | Decommission: Commissioning Transfers | Kurnell 33_6.3kV Tx2 | Kurnell South 132_11kV Tx11 | 0 | 0 | 0 | 0 | 0 | 0 | 0 | 0 | 106.5344 | 0 | 0 | 0 | 0 | 0 | 0 | 0 | 0 | 0 | 0 | 0 | 0 | 0 | 0 | 0 | 0 | 0 | 0 | 0 | 0 | 0 | 0 | 0
[35 empty] | Decommission: Commissioning Transfers | Kurnell 33_6.3kV Tx2 | Kurnell South 132_11kV Tx12 | 0 | 0 | 0 | 0 | 0 | 0 | 0 | 0 | 106.5344 | 0 | 0 | 0 | 0 | 0 | 0 | 0 | 0 | 0 | 0 | 0 | 0 | 0 | 0 | 0 | 0 | 0 | 0 | 0 | 0 | 0 | 0 | 0
| 0 | [33 empty] | Decommission: Commissioning Transfers | Kurnell 33_6.3kV Tx3 | Kurnell South 132_11kV Tx11 | 0 | 0 | 0 | 0 | 0 | 0 | 0 | 0 | 111.9611 | 0 | 0 | 0 | 0 | 0 | 0 | 0 | 0 | 0 | 0 | 0 | 0 | 0 | 0 | 0 | 0 | 0 | 0 | 0 | 0 | 0 | 0 | 0
| Diversity Factor: 0 | [33 empty] | Decommission: Commissioning Transfers | Kurnell 33_6.3kV Tx3 | Kurnell South 132_11kV Tx12 | 0 | 0 | 0 | 0 | 0 | 0 | 0 | 0 | 111.9611 | 0 | 0 | 0 | 0 | 0 | 0 | 0 | 0 | 0 | 0 | 0 | 0 | 0 | 0 | 0 | 0 | 0 | 0 | 0 | 0 | 0 | 0 | 0
[35 empty] | Econometric |  | Kurnell South 132_11kV Tx11 | 0 | 0 | 0 | 0 | 0 | 0 | 0 | 0 | 0 | 0.5469 | 0.98156 | 1.4783 | 1.6654 | 1.695 | 1.6284 | 1.6555 | 1.6831 | 1.711 | 1.7393 | 1.768 | 1.7972 | 1.8268 | 1.8568 | 1.8873 | 1.9182 | 1.9495 | 1.9813 | 2.0136 | 2.0464 | 2.0796 | 2.1133 | 2.1475
[35 empty] | Econometric |  | Kurnell South 132_11kV Tx12 | 0 | 0 | 0 | 0 | 0 | 0 | 0 | 0 | 0 | 0.5469 | 0.98156 | 1.4783 | 1.6654 | 1.695 | 1.6284 | 1.6555 | 1.6831 | 1.711 | 1.7393 | 1.768 | 1.7972 | 1.8268 | 1.8568 | 1.8873 | 1.9182 | 1.9495 | 1.9813 | 2.0136 | 2.0464 | 2.0796 | 2.1133 | 2.1475
| 0 | [33 empty] | Energy Efficiency |  | Kurnell South 132_11kV Tx11 | 0 | 0 | 0 | 0 | 0 | 0 | 0 | -0.28412 | -0.1285 | -0.60573 | -0.94028 | -1.4513 | -1.5115 | -0.87918 | -0.59017 | -0.70131 | -0.68626 | -0.87067 | -0.62569 | -0.65011 | -0.49891 | -0.42389 | -0.4742 | -0.53456 | -0.53456 | -0.53456 | -0.53456 | -0.53456 | -0.53456 | -0.53456 | -0.53456 | -0.53456
| Diversity Factor: 0 | [33 empty] | Energy Efficiency |  | Kurnell South 132_11kV Tx12 | 0 | 0 | 0 | 0 | 0 | 0 | 0 | -0.28412 | -0.1285 | -0.60573 | -0.94028 | -1.4513 | -1.5115 | -0.87918 | -0.59017 | -0.70131 | -0.68626 | -0.87067 | -0.62569 | -0.65011 | -0.49891 | -0.42389 | -0.4742 | -0.53456 | -0.53456 | -0.53456 | -0.53456 | -0.53456 | -0.53456 | -0.53456 | -0.53456 | -0.53456
[35 empty] | Solar PV |  | Kurnell South 132_11kV Tx11 | 0 | 0 | 0 | 0 | 0 | 0 | 0 | 0 | 0 | 0 | 0 | 0 | 0 | 0 | 0 | 0 | 0 | 0 | 0 | 0 | 0 | 0 | 0 | 0 | 0 | 0 | 0 | 0 | 0 | 0 | 0 | 0
[35 empty] | Solar PV |  | Kurnell South 132_11kV Tx12 | 0 | 0 | 0 | 0 | 0 | 0 | 0 | 0 | 0 | 0 | 0 | 0 | 0 | 0 | 0 | 0 | 0 | 0 | 0 | 0 | 0 | 0 | 0 | 0 | 0 | 0 | 0 | 0 | 0 | 0 | 0 | 0
0
Diversity Factor: 0
0
Diversity Factor: 0
0
Diversity Factor: 0
0
Diversity Factor: 0
| Weather Correction and Public Holiday Factors | [8 empty] | Forecast ROG
ROG Justification
| Actual loads for season 2013 have been weather corrected by the following: | [8 empty] | Rog Capped +/-5% | [59 empty] | Rog Capped +/-5%
1 | 2 | 3 | 4 | 5 | 6 | 7 | 8 | 9 | 10 | 2014 | 2015 | 2016 | 2017 | 2018 | 2019 | 2020 | 2021 | 2022 | 2023 | 2024 | 2025 | 2026 | 2027 | 2028 | 2029 | 2030 | 2031 | 2032 | 2033 | 2034 | 2035 | 2036 | 2037 | 2038
0.95 | 0.9025 | 0.87242 | 0.85789 | 0.85789 | 0.85789 | 0.85789 | 0.85789 | 0.85789 | 0.85789 | -5% | -5% | -3.333% | -1.666% | 0% | 0% | 0% | 0% | 0% | 0% | 0% | 0% | 0% | 0% | 0% | 0% | 0% | 0% | 0% | 0% | 0% | 0% | 0% | 0% | 0%
Substation Load Detail
[7 empty] | Units | 2013 |  | 2014 | 2015 | 2016 | 2017 | 2018 | 2019 | 2020 | 2021 | 2022 | 2023 | 2024 | 2025 | 2026 | 2027 | 2028 | 2029 | 2030 | 2031 | 2032 | 2033 | 2034 | 2035 | 2036 | 2037 | 2038
1 | Kurnell South 132_11kV | Compensated |  | Load (LV side) |  |  | Amps | 0 | 0 | 0 | 1251.966 | 1210.116 | 1190.03 | 1190.084 | 1190.392 | 1192.024 | 1194.1 | 1196.009 | 1198.002 | 1199.683 | 1201.91 | 1204.146 | 1206.742 | 1209.548 | 1212.313 | 1215.019 | 1217.786 | 1220.616 | 1223.51 | 1226.468 | 1229.491 | 1232.581 | 1235.739 | 1238.965
|  |  |  | Apparent Power |  |  | MVA | 0 |  | 0 | 23.8532 | 23.0558 | 22.6731 | 22.6742 | 22.68 | 22.7111 | 22.7507 | 22.787 | 22.825 | 22.857 | 22.8995 | 22.9421 | 22.9915 | 23.045 | 23.0977 | 23.1492 | 23.202 | 23.2559 | 23.311 | 23.3673 | 23.425 | 23.4838 | 23.544 | 23.6055
|  |  |  | Real Power |  |  | MW | 0 | 0 | 0 | 21.4828 | 20.7647 | 20.4201 | 20.421 | 20.4263 | 20.4542 | 20.4899 | 20.5226 | 20.5568 | 20.5856 | 20.6238 | 20.6621 | 20.7066 | 20.7548 | 20.8022 | 20.8486 | 20.896 | 20.9445 | 20.9942 | 21.0449 | 21.0967 | 21.1497 | 21.2038 | 21.2592
|  |  |  | Reactive Power |  |  | MVAr | 0 |  | 0 | 10.3663 | 10.0198 | 9.8535 | 9.8539 | 9.8565 | 9.87 | 9.8873 | 9.9031 | 9.9197 | 9.9336 | 9.9521 | 9.9707 | 9.9923 | 10.0156 | 10.0385 | 10.061 | 10.084 | 10.1075 | 10.1315 | 10.1561 | 10.1812 | 10.2069 | 10.2331 | 10.2599
|  |  |  | Capacitors In Service |  |  | MVAr | 0 |  | 0 | 0 | 0 | 0 | 0 | 0 | 0 | 0 | 0 | 0 | 0 | 0 | 0 | 0 | 0 | 0 | 0 | 0 | 0 | 0 | 0 | 0 | 0 | 0 | 0
|  |  |  | PF |  |  |  | 0 |  | 0 | 0.90063 | 0.90063 | 0.90063 | 0.90063 | 0.90063 | 0.90063 | 0.90063 | 0.90063 | 0.90062 | 0.90062 | 0.90062 | 0.90062 | 0.90062 | 0.90062 | 0.90062 | 0.90062 | 0.90061 | 0.90061 | 0.90061 | 0.90061 | 0.90061 | 0.90061 | 0.9006 | 0.9006
0.84006 | Diversity Factor: 0.84 | Uncompensated |  | Reactive Power |  |  | MVAr | 0 | 0 | 0 | 10.3663 | 10.0198 | 9.8535 | 9.8539 | 9.8565 | 9.87 | 9.8873 | 9.9031 | 9.9197 | 9.9336 | 9.9521 | 9.9707 | 9.9923 | 10.0156 | 10.0385 | 10.061 | 10.084 | 10.1075 | 10.1315 | 10.1561 | 10.1812 | 10.2069 | 10.2331 | 10.2599
|  |  |  | PF |  |  |  | 0 |  | 0 | 0.90063 | 0.90063 | 0.90063 | 0.90063 | 0.90063 | 0.90063 | 0.90063 | 0.90063 | 0.90062 | 0.90062 | 0.90062 | 0.90062 | 0.90062 | 0.90062 | 0.90062 | 0.90062 | 0.90061 | 0.90061 | 0.90061 | 0.90061 | 0.90061 | 0.90061 | 0.9006 | 0.9006
[10 empty] | 1 | 2 | 3 | 4 | 5 | 6 | 7 | 8 | 9 | 10 | 11 | 12 | 13 | 14 | 15 | 16 | 17 | 18 | 19 | 20 | 21 | 22 | 23 | 24 | 25
Transformer Load Detail
[7 empty] | Units | 2013 |  | 2014 | 2015 | 2016 | 2017 | 2018 | 2019 | 2020 | 2021 | 2022 | 2023 | 2024 | 2025 | 2026 | 2027 | 2028 | 2029 | 2030 | 2031 | 2032 | 2033 | 2034 | 2035 | 2036 | 2037 | 2038
| 0 | Compensated |  | Load (LV side) |  |  | Amps
|  |  |  | Apparent Power |  |  | MVA
|  |  |  | Real Power |  |  | MW
|  |  |  | Reactive Power |  |  | MVAr
|  |  |  | Capacitors In Service |  |  | MVAr
PF
| Zone Div: | Uncompensated |  | Reactive Power |  |  | MVAr
PF
| 0 | Compensated |  | Load (LV side) |  |  | Amps
|  |  |  | Apparent Power |  |  | MVA
|  |  |  | Real Power |  |  | MW
|  |  |  | Reactive Power |  |  | MVAr
|  |  |  | Capacitors In Service |  |  | MVAr
PF
| Zone Div: | Uncompensated |  | Reactive Power |  |  | MVAr
PF
| 0 | Compensated |  | Load (LV side) |  |  | Amps
|  |  |  | Apparent Power |  |  | MVA
|  |  |  | Real Power |  |  | MW
|  |  |  | Reactive Power |  |  | MVAr
|  |  |  | Capacitors In Service |  |  | MVAr
PF
| Zone Div: | Uncompensated |  | Reactive Power |  |  | MVAr
PF
| 0 | Compensated |  | Load (LV side) |  |  | Amps
|  |  |  | Apparent Power |  |  | MVA
|  |  |  | Real Power |  |  | MW
|  |  |  | Reactive Power |  |  | MVAr
|  |  |  | Capacitors In Service |  |  | MVAr
PF
| Zone Div: | Uncompensated |  | Reactive Power |  |  | MVAr
PF
| 0 | Compensated |  | Load (LV side) |  |  | Amps
|  |  |  | Apparent Power |  |  | MVA
|  |  |  | Real Power |  |  | MW
|  |  |  | Reactive Power |  |  | MVAr
|  |  |  | Capacitors In Service |  |  | MVAr
PF
| Zone Div: | Uncompensated |  | Reactive Power |  |  | MVAr
PF
| 0 | Compensated |  | Load (LV side) |  |  | Amps
|  |  |  | Apparent Power |  |  | MVA
|  |  |  | Real Power |  |  | MW
|  |  |  | Reactive Power |  |  | MVAr
|  |  |  | Capacitors In Service |  |  | MVAr
PF
| Zone Div: | Uncompensated |  | Reactive Power |  |  | MVAr
PF
| 0 | Compensated |  | Load (LV side) |  |  | Amps
|  |  |  | Apparent Power |  |  | MVA
|  |  |  | Real Power |  |  | MW
|  |  |  | Reactive Power |  |  | MVAr
|  |  |  | Capacitors In Service |  |  | MVAr
PF
| Zone Div: | Uncompensated |  | Reactive Power |  |  | MVAr
PF
| 0 | Compensated |  | Load (LV side) |  |  | Amps
|  |  |  | Apparent Power |  |  | MVA
|  |  |  | Real Power |  |  | MW
|  |  |  | Reactive Power |  |  | MVAr
|  |  |  | Capacitors In Service |  |  | MVAr
PF
| Zone Div: | Uncompensated |  | Reactive Power |  |  | MVAr
PF
| 0 | Compensated |  | Load (LV side) |  |  | Amps
|  |  |  | Apparent Power |  |  | MVA
|  |  |  | Real Power |  |  | MW
|  |  |  | Reactive Power |  |  | MVAr
|  |  |  | Capacitors In Service |  |  | MVAr
PF
| Zone Div: | Uncompensated |  | Reactive Power |  |  | MVAr
PF
| 0 | Compensated |  | Load (LV side) |  |  | Amps
|  |  |  | Apparent Power |  |  | MVA
|  |  |  | Real Power |  |  | MW
|  |  |  | Reactive Power |  |  | MVAr
|  |  |  | Capacitors In Service |  |  | MVAr
PF
| Zone Div: | Uncompensated |  | Reactive Power |  |  | MVAr
PF

## Lucas Heights 33_11kV
| Lucas Heights 33_11kV | [16 empty] | 2014 | WINTER
| Substation Total Loads | [33 empty] | Spots & Transfers Detail
| Historical Loads | (11kV Amps) | [7 empty] | Weather Corrected Forecast Loads |  |  |  | (11kV Amps) | [20 empty] | Spots & Transfers Summary | (11kV Amps) |  | Historical Spots & Transfers | [6 empty] | Forecast Spots & Transfers
|  | 2007 | 2008 | 2009 | 2010 | 2011 | 2012 | 2013 |  | 2014 | 2015 | 2016 | 2017 | 2018 | 2019 | 2020 | 2021 | 2022 | 2023 | 2024 | 2025 | 2026 | 2027 | 2028 | 2029 | 2030 | 2031 | 2032 | 2033 | 2034 | 2035 | 2036 | 2037 | 2038 |  |  |  | 2007 | 2008 | 2009 | 2010 | 2011 | 2012 | 2013 | 2014 | 2015 | 2016 | 2017 | 2018 | 2019 | 2020 | 2021 | 2022 | 2023 | 2024 | 2025 | 2026 | 2027 | 2028 | 2029 | 2030 | 2031 | 2032 | 2033 | 2034 | 2035 | 2036 | 2037 | 2038
| Total | 372 | 329 | 298 | 327 | 333 | 329 | 326 |  | 336.8804 | 335.0879 | 333.0667 | 331.6193 | 330.7702 | 329.9942 | 330.0098 | 330.1233 | 330.211 | 330.2987 | 330.3214 | 330.4062 | 330.4845 | 330.6151 | 330.7701 | 330.9141 | 331.0386 | 331.1653 | 331.294 | 331.4248 | 331.5578 | 331.693 | 331.8303 | 331.9699 | 332.1117 |  |  | Total | 0 | 0 | 0 | 0 | 0 | 0 | 0 | -0.11956 | -1.7925 | -2.0212 | -1.4475 | -0.8491 | -0.77599 | 0.015617 | 0.1135 | 0.087764 | 0.087698 | 0.022661 | 0.08478 | 0.078297 | 0.13065 | 0.15497 | 0.14396 | 0.12457 | 0.12664 | 0.12873 | 0.13085 | 0.13299 | 0.13516 | 0.13735 | 0.13957 | 0.14182
| Firm Rating | 0 | 0 | 0 | 0 | 0 | 0 | 1156 |  | 1156 | 1156 | 1156 | 1156 | 1156 | 1156 | 1156 | 1156 | 1156 | 1156 | 1156 | 1156 | 1156 | 1156 | 1156 | 1156 | 1156 | 1156 | 1156 | 1156 | 1156 | 1156 | 1156 | 1156 | 1156
| Total Capacity | 0 | 0 | 0 | 0 | 0 | 0 | 2312 |  | 2312 | 2312 | 2312 | 2312 | 2312 | 2312 | 2312 | 2312 | 2312 | 2312 | 2312 | 2312 | 2312 | 2312 | 2312 | 2312 | 2312 | 2312 | 2312 | 2312 | 2312 | 2312 | 2312 | 2312 | 2312 |  |  | Lucas Heights 33_11kV Tx1 | 0 | 0 | 0 | 0 | 0 | 0 | 0 | -0.06334 | -0.94958 | -1.0707 | -0.76682 | -0.44982 | -0.41109 | 0.0082731 | 0.060126 | 0.046494 | 0.046459 | 0.012005 | 0.044913 | 0.041479 | 0.069213 | 0.0821 | 0.076264 | 0.065992 | 0.067087 | 0.068196 | 0.069318 | 0.070453 | 0.071602 | 0.072764 | 0.07394 | 0.07513
|  | -7 | -6 | -5 | -4 | -3 | -2 | -1 |  | 0 | 1 | 2 | 3 | 4 | 5 | 6 | 7 | 8 | 9 | 10 | 11 | 12 | 13 | 14 | 15 | 16 | 17 | 18 | 19 | 20 | 21 | 22 | 23 | 24 |  |  | Lucas Heights 33_11kV Tx2 | 0 | 0 | 0 | 0 | 0 | 0 | 0 | -0.056223 | -0.84288 | -0.95044 | -0.68066 | -0.39928 | -0.3649 | 0.0073435 | 0.05337 | 0.04127 | 0.041239 | 0.010656 | 0.039867 | 0.036818 | 0.061437 | 0.072875 | 0.067695 | 0.058577 | 0.059549 | 0.060533 | 0.061529 | 0.062537 | 0.063556 | 0.064588 | 0.065632 | 0.066689
| Transformer Loads | [36 empty] | 0 | 0 | 0 | 0 | 0 | 0 | 0 | 0 | 0 | 0 | 0 | 0 | 0 | 0 | 0 | 0 | 0 | 0 | 0 | 0 | 0 | 0 | 0 | 0 | 0 | 0 | 0 | 0 | 0 | 0 | 0 | 0
| Historical Loads | (11kV Amps) | [7 empty] | 0: Weather Corrected Forecast Loads; 4: (11kV Amps) |  |  |  | 0 | 0 | 0 | 0 | 0 | 0 | 0 | 0 | 0 | 0 | 0 | 0 | 0 | 0 | 0 | 0 | 0 | 0 | 0 | 0 | 0 | 0 | 0 | 0 | 0 | 0 | 0 | 0 | 0 | 0 | 0 | 0
|  | 2007 | 2008 | 2009 | 2010 | 2011 | 2012 | 2013 |  | 2014 | 2015 | 2016 | 2017 | 2018 | 2019 | 2020 | 2021 | 2022 | 2023 | 2024 | 2025 | 2026 | 2027 | 2028 | 2029 | 2030 | 2031 | 2032 | 2033 | 2034 | 2035 | 2036 | 2037 | 2038 |  |  |  | 0 | 0 | 0 | 0 | 0 | 0 | 0 | 0 | 0 | 0 | 0 | 0 | 0 | 0 | 0 | 0 | 0 | 0 | 0 | 0 | 0 | 0 | 0 | 0 | 0 | 0 | 0 | 0 | 0 | 0 | 0 | 0
| 0 | [36 empty] | 0 | 0 | 0 | 0 | 0 | 0 | 0 | 0 | 0 | 0 | 0 | 0 | 0 | 0 | 0 | 0 | 0 | 0 | 0 | 0 | 0 | 0 | 0 | 0 | 0 | 0 | 0 | 0 | 0 | 0 | 0 | 0
| Diversity Factor: 0 | [36 empty] | 0 | 0 | 0 | 0 | 0 | 0 | 0 | 0 | 0 | 0 | 0 | 0 | 0 | 0 | 0 | 0 | 0 | 0 | 0 | 0 | 0 | 0 | 0 | 0 | 0 | 0 | 0 | 0 | 0 | 0 | 0 | 0
[38 empty] | 0 | 0 | 0 | 0 | 0 | 0 | 0 | 0 | 0 | 0 | 0 | 0 | 0 | 0 | 0 | 0 | 0 | 0 | 0 | 0 | 0 | 0 | 0 | 0 | 0 | 0 | 0 | 0 | 0 | 0 | 0 | 0
[38 empty] | 0 | 0 | 0 | 0 | 0 | 0 | 0 | 0 | 0 | 0 | 0 | 0 | 0 | 0 | 0 | 0 | 0 | 0 | 0 | 0 | 0 | 0 | 0 | 0 | 0 | 0 | 0 | 0 | 0 | 0 | 0 | 0
| 0 | [36 empty] | 0 | 0 | 0 | 0 | 0 | 0 | 0 | 0 | 0 | 0 | 0 | 0 | 0 | 0 | 0 | 0 | 0 | 0 | 0 | 0 | 0 | 0 | 0 | 0 | 0 | 0 | 0 | 0 | 0 | 0 | 0 | 0
Diversity Factor: 0
[38 empty] | Historical Spots & Transfers | [6 empty] | Forecast Spots & Transfers
[35 empty] | Project Name | From | To | 2007 | 2008 | 2009 | 2010 | 2011 | 2012 | 2013 | 2014 | 2015 | 2016 | 2017 | 2018 | 2019 | 2020 | 2021 | 2022 | 2023 | 2024 | 2025 | 2026 | 2027 | 2028 | 2029 | 2030 | 2031 | 2032 | 2033 | 2034 | 2035 | 2036 | 2037 | 2038
| 0 | [33 empty] | Broad based demand management |  | Lucas Heights 33_11kV Tx1 | 0 | 0 | 0 | 0 | 0 | 0 | 0 | 0 | -0.92308 | -1.0256 | -0.71795 | -0.37607 | -0.34188 | 0 | 0 | 0 | 0 | 0 | 0 | 0 | 0 | 0 | 0 | 0 | 0 | 0 | 0 | 0 | 0 | 0 | 0 | 0
| Diversity Factor: 0 | [33 empty] | Broad based demand management |  | Lucas Heights 33_11kV Tx2 | 0 | 0 | 0 | 0 | 0 | 0 | 0 | 0 | -0.81936 | -0.9104 | -0.63728 | -0.33381 | -0.30347 | 0 | 0 | 0 | 0 | 0 | 0 | 0 | 0 | 0 | 0 | 0 | 0 | 0 | 0 | 0 | 0 | 0 | 0 | 0
[35 empty] | Econometric |  | Lucas Heights 33_11kV Tx1 | 0 | 0 | 0 | 0 | 0 | 0 | 0 | 0 | 0 | 0.026028 | 0.052674 | 0.079951 | 0.080902 | 0.081864 | 0.082837 | 0.083822 | 0.084819 | 0.085828 | 0.086848 | 0.087881 | 0.088926 | 0.089984 | 0.091054 | 0.092136 | 0.093232 | 0.094341 | 0.095462 | 0.096598 | 0.097746 | 0.098909 | 0.10008 | 0.10128
[35 empty] | Econometric |  | Lucas Heights 33_11kV Tx2 | 0 | 0 | 0 | 0 | 0 | 0 | 0 | 0 | 0 | 0.023103 | 0.046756 | 0.070968 | 0.071812 | 0.072666 | 0.07353 | 0.074404 | 0.075289 | 0.076184 | 0.07709 | 0.078007 | 0.078934 | 0.079873 | 0.080823 | 0.081784 | 0.082756 | 0.083741 | 0.084736 | 0.085744 | 0.086764 | 0.087795 | 0.088839 | 0.089896
| 0 | [33 empty] | Energy Efficiency |  | Lucas Heights 33_11kV Tx1 | 0 | 0 | 0 | 0 | 0 | 0 | 0 | -0.06334 | -0.026497 | -0.071134 | -0.10154 | -0.1537 | -0.15011 | -0.073591 | -0.022711 | -0.037328 | -0.03836 | -0.073823 | -0.041935 | -0.046402 | -0.019713 | -0.0078838 | -0.01479 | -0.026145 | -0.026145 | -0.026145 | -0.026145 | -0.026145 | -0.026145 | -0.026145 | -0.026145 | -0.026145
| Diversity Factor: 0 | [33 empty] | Energy Efficiency |  | Lucas Heights 33_11kV Tx2 | 0 | 0 | 0 | 0 | 0 | 0 | 0 | -0.056223 | -0.02352 | -0.063142 | -0.090135 | -0.13643 | -0.13324 | -0.065322 | -0.020159 | -0.033134 | -0.03405 | -0.065528 | -0.037223 | -0.041189 | -0.017498 | -0.006998 | -0.013128 | -0.023207 | -0.023207 | -0.023207 | -0.023207 | -0.023207 | -0.023207 | -0.023207 | -0.023207 | -0.023207
[35 empty] | Solar PV |  | Lucas Heights 33_11kV Tx1 | 0 | 0 | 0 | 0 | 0 | 0 | 0 | 0 | 0 | 0 | 0 | 0 | 0 | 0 | 0 | 0 | 0 | 0 | 0 | 0 | 0 | 0 | 0 | 0 | 0 | 0 | 0 | 0 | 0 | 0 | 0 | 0
[35 empty] | Solar PV |  | Lucas Heights 33_11kV Tx2 | 0 | 0 | 0 | 0 | 0 | 0 | 0 | 0 | 0 | 0 | 0 | 0 | 0 | 0 | 0 | 0 | 0 | 0 | 0 | 0 | 0 | 0 | 0 | 0 | 0 | 0 | 0 | 0 | 0 | 0 | 0 | 0
0
Diversity Factor: 0
0
Diversity Factor: 0
0
Diversity Factor: 0
0
Diversity Factor: 0
0
Diversity Factor: 0
0
Diversity Factor: 0
| Weather Correction and Public Holiday Factors | [8 empty] | Forecast ROG
ROG Justification
| Actual loads for season 2013 have been weather corrected by the following: | [6 empty] | 6.806% |  | Not weather corrected, customer load | [59 empty] | Not weather corrected, customer load
1 | 2 | 3 | 4 | 5 | 6 | 7 | 8 | 9 | 10 | 2014 | 2015 | 2016 | 2017 | 2018 | 2019 | 2020 | 2021 | 2022 | 2023 | 2024 | 2025 | 2026 | 2027 | 2028 | 2029 | 2030 | 2031 | 2032 | 2033 | 2034 | 2035 | 2036 | 2037 | 2038
1 | 1 | 1 | 1 | 1 | 1 | 1 | 1 | 1 | 1 | 0% | 0% | 0% | 0% | 0% | 0% | 0% | 0% | 0% | 0% | 0% | 0% | 0% | 0% | 0% | 0% | 0% | 0% | 0% | 0% | 0% | 0% | 0% | 0% | 0%
Substation Load Detail
[7 empty] | Units | 2013 |  | 2014 | 2015 | 2016 | 2017 | 2018 | 2019 | 2020 | 2021 | 2022 | 2023 | 2024 | 2025 | 2026 | 2027 | 2028 | 2029 | 2030 | 2031 | 2032 | 2033 | 2034 | 2035 | 2036 | 2037 | 2038
1 | Lucas Heights 33_11kV | Compensated |  | Load (LV side) |  |  | Amps | 326 | 337 | 336.8804 | 335.0879 | 333.0667 | 331.6193 | 330.7702 | 329.9942 | 330.0098 | 330.1233 | 330.211 | 330.2987 | 330.3214 | 330.4062 | 330.4845 | 330.6151 | 330.7701 | 330.9141 | 331.0386 | 331.1653 | 331.294 | 331.4248 | 331.5578 | 331.693 | 331.8303 | 331.9699 | 332.1117
|  |  |  | Apparent Power |  |  | MVA | 6.2111 |  | 6.4184 | 6.3843 | 6.3458 | 6.3182 | 6.302 | 6.2872 | 6.2875 | 6.2897 | 6.2914 | 6.293 | 6.2935 | 6.2951 | 6.2966 | 6.2991 | 6.302 | 6.3048 | 6.3071 | 6.3095 | 6.312 | 6.3145 | 6.317 | 6.3196 | 6.3222 | 6.3249 | 6.3276
|  |  |  | Real Power |  |  | MW | 5.7436 | 5.9374 | 5.9353 | 5.9037 | 5.8681 | 5.8426 | 5.8276 | 5.814 | 5.8142 | 5.8162 | 5.8178 | 5.8193 | 5.8197 | 5.8212 | 5.8226 | 5.8249 | 5.8276 | 5.8302 | 5.8324 | 5.8346 | 5.8369 | 5.8392 | 5.8415 | 5.8439 | 5.8463 | 5.8488 | 5.8513
|  |  |  | Reactive Power |  |  | MVAr | 2.3642 |  | 2.4431 | 2.4301 | 2.4154 | 2.4049 | 2.3988 | 2.3932 | 2.3933 | 2.3941 | 2.3947 | 2.3954 | 2.3955 | 2.3961 | 2.3967 | 2.3977 | 2.3988 | 2.3998 | 2.4007 | 2.4017 | 2.4026 | 2.4035 | 2.4045 | 2.4055 | 2.4065 | 2.4075 | 2.4085
|  |  |  | Capacitors In Service |  |  | MVAr | 0 |  | 0 | 0 | 0 | 0 | 0 | 0 | 0 | 0 | 0 | 0 | 0 | 0 | 0 | 0 | 0 | 0 | 0 | 0 | 0 | 0 | 0 | 0 | 0 | 0 | 0
|  |  |  | PF |  |  |  | 0.92472 |  | 0.92472 | 0.92472 | 0.92472 | 0.92472 | 0.92472 | 0.92472 | 0.92472 | 0.92472 | 0.92472 | 0.92472 | 0.92472 | 0.92472 | 0.92472 | 0.92472 | 0.92472 | 0.92472 | 0.92472 | 0.92472 | 0.92472 | 0.92472 | 0.92472 | 0.92472 | 0.92472 | 0.92472 | 0.92472
0.71533 | Diversity Factor: 0.72 | Uncompensated |  | Reactive Power |  |  | MVAr | 2.3642 | 2.444 | 2.4431 | 2.4301 | 2.4154 | 2.4049 | 2.3988 | 2.3932 | 2.3933 | 2.3941 | 2.3947 | 2.3954 | 2.3955 | 2.3961 | 2.3967 | 2.3977 | 2.3988 | 2.3998 | 2.4007 | 2.4017 | 2.4026 | 2.4035 | 2.4045 | 2.4055 | 2.4065 | 2.4075 | 2.4085
|  |  |  | PF |  |  |  | 0.92472 |  | 0.92472 | 0.92472 | 0.92472 | 0.92472 | 0.92472 | 0.92472 | 0.92472 | 0.92472 | 0.92472 | 0.92472 | 0.92472 | 0.92472 | 0.92472 | 0.92472 | 0.92472 | 0.92472 | 0.92472 | 0.92472 | 0.92472 | 0.92472 | 0.92472 | 0.92472 | 0.92472 | 0.92472 | 0.92472
[10 empty] | 1 | 2 | 3 | 4 | 5 | 6 | 7 | 8 | 9 | 10 | 11 | 12 | 13 | 14 | 15 | 16 | 17 | 18 | 19 | 20 | 21 | 22 | 23 | 24 | 25
Transformer Load Detail
[7 empty] | Units | 2013 |  | 2014 | 2015 | 2016 | 2017 | 2018 | 2019 | 2020 | 2021 | 2022 | 2023 | 2024 | 2025 | 2026 | 2027 | 2028 | 2029 | 2030 | 2031 | 2032 | 2033 | 2034 | 2035 | 2036 | 2037 | 2038
| 0 | Compensated |  | Load (LV side) |  |  | Amps
|  |  |  | Apparent Power |  |  | MVA
|  |  |  | Real Power |  |  | MW
|  |  |  | Reactive Power |  |  | MVAr
|  |  |  | Capacitors In Service |  |  | MVAr
PF
| Zone Div: | Uncompensated |  | Reactive Power |  |  | MVAr
PF
| 0 | Compensated |  | Load (LV side) |  |  | Amps
|  |  |  | Apparent Power |  |  | MVA
|  |  |  | Real Power |  |  | MW
|  |  |  | Reactive Power |  |  | MVAr
|  |  |  | Capacitors In Service |  |  | MVAr
PF
| Zone Div: | Uncompensated |  | Reactive Power |  |  | MVAr
PF
| 0 | Compensated |  | Load (LV side) |  |  | Amps
|  |  |  | Apparent Power |  |  | MVA
|  |  |  | Real Power |  |  | MW
|  |  |  | Reactive Power |  |  | MVAr
|  |  |  | Capacitors In Service |  |  | MVAr
PF
| Zone Div: | Uncompensated |  | Reactive Power |  |  | MVAr
PF
| 0 | Compensated |  | Load (LV side) |  |  | Amps
|  |  |  | Apparent Power |  |  | MVA
|  |  |  | Real Power |  |  | MW
|  |  |  | Reactive Power |  |  | MVAr
|  |  |  | Capacitors In Service |  |  | MVAr
PF
| Zone Div: | Uncompensated |  | Reactive Power |  |  | MVAr
PF
| 0 | Compensated |  | Load (LV side) |  |  | Amps
|  |  |  | Apparent Power |  |  | MVA
|  |  |  | Real Power |  |  | MW
|  |  |  | Reactive Power |  |  | MVAr
|  |  |  | Capacitors In Service |  |  | MVAr
PF
| Zone Div: | Uncompensated |  | Reactive Power |  |  | MVAr
PF
| 0 | Compensated |  | Load (LV side) |  |  | Amps
|  |  |  | Apparent Power |  |  | MVA
|  |  |  | Real Power |  |  | MW
|  |  |  | Reactive Power |  |  | MVAr
|  |  |  | Capacitors In Service |  |  | MVAr
PF
| Zone Div: | Uncompensated |  | Reactive Power |  |  | MVAr
PF
| 0 | Compensated |  | Load (LV side) |  |  | Amps
|  |  |  | Apparent Power |  |  | MVA
|  |  |  | Real Power |  |  | MW
|  |  |  | Reactive Power |  |  | MVAr
|  |  |  | Capacitors In Service |  |  | MVAr
PF
| Zone Div: | Uncompensated |  | Reactive Power |  |  | MVAr
PF
| 0 | Compensated |  | Load (LV side) |  |  | Amps
|  |  |  | Apparent Power |  |  | MVA
|  |  |  | Real Power |  |  | MW
|  |  |  | Reactive Power |  |  | MVAr
|  |  |  | Capacitors In Service |  |  | MVAr
PF
| Zone Div: | Uncompensated |  | Reactive Power |  |  | MVAr
PF
| 0 | Compensated |  | Load (LV side) |  |  | Amps
|  |  |  | Apparent Power |  |  | MVA
|  |  |  | Real Power |  |  | MW
|  |  |  | Reactive Power |  |  | MVAr
|  |  |  | Capacitors In Service |  |  | MVAr
PF
| Zone Div: | Uncompensated |  | Reactive Power |  |  | MVAr
PF
| 0 | Compensated |  | Load (LV side) |  |  | Amps
|  |  |  | Apparent Power |  |  | MVA
|  |  |  | Real Power |  |  | MW
|  |  |  | Reactive Power |  |  | MVAr
|  |  |  | Capacitors In Service |  |  | MVAr
PF
| Zone Div: | Uncompensated |  | Reactive Power |  |  | MVAr
PF

## Customer78
| Customer78 | [16 empty] | 2014 | WINTER
| Substation Total Loads | [33 empty] | Spots & Transfers Detail
| Historical Loads | (33kV Amps) | [7 empty] | Weather Corrected Forecast Loads |  |  |  | (33kV Amps) | [20 empty] | Spots & Transfers Summary | (33kV Amps) |  | Historical Spots & Transfers | [6 empty] | Forecast Spots & Transfers
|  | 2007 | 2008 | 2009 | 2010 | 2011 | 2012 | 2013 |  | 2014 | 2015 | 2016 | 2017 | 2018 | 2019 | 2020 | 2021 | 2022 | 2023 | 2024 | 2025 | 2026 | 2027 | 2028 | 2029 | 2030 | 2031 | 2032 | 2033 | 2034 | 2035 | 2036 | 2037 | 2038 |  |  |  | 2007 | 2008 | 2009 | 2010 | 2011 | 2012 | 2013 | 2014 | 2015 | 2016 | 2017 | 2018 | 2019 | 2020 | 2021 | 2022 | 2023 | 2024 | 2025 | 2026 | 2027 | 2028 | 2029 | 2030 | 2031 | 2032 | 2033 | 2034 | 2035 | 2036 | 2037 | 2038
| Total |  |  |  |  | 88 | 88 | 75 |  | 75 | 75 | 75 | 75 | 75 | 75 | 75 | 75 | 75 | 75 | 75 | 75 | 75 | 75 | 75 | 75 | 75 | 75 | 75 | 75 | 75 | 75 | 75 | 75 | 75 |  |  | Total
Firm Rating
| Total Capacity | [36 empty] | 0 | 0 | 0 | 0 | 0 | 0 | 0 | 0 | 0 | 0 | 0 | 0 | 0 | 0 | 0 | 0 | 0 | 0 | 0 | 0 | 0 | 0 | 0 | 0 | 0 | 0 | 0 | 0 | 0 | 0 | 0 | 0
|  | -7 | -6 | -5 | -4 | -3 | -2 | -1 |  | 0 | 1 | 2 | 3 | 4 | 5 | 6 | 7 | 8 | 9 | 10 | 11 | 12 | 13 | 14 | 15 | 16 | 17 | 18 | 19 | 20 | 21 | 22 | 23 | 24 |  |  |  | 0 | 0 | 0 | 0 | 0 | 0 | 0 | 0 | 0 | 0 | 0 | 0 | 0 | 0 | 0 | 0 | 0 | 0 | 0 | 0 | 0 | 0 | 0 | 0 | 0 | 0 | 0 | 0 | 0 | 0 | 0 | 0
| Transformer Loads | [36 empty] | 0 | 0 | 0 | 0 | 0 | 0 | 0 | 0 | 0 | 0 | 0 | 0 | 0 | 0 | 0 | 0 | 0 | 0 | 0 | 0 | 0 | 0 | 0 | 0 | 0 | 0 | 0 | 0 | 0 | 0 | 0 | 0
| Historical Loads | (33kV Amps) | [7 empty] | Weather Corrected Forecast Loads |  |  |  | (33kV Amps) | [23 empty] | 0 | 0 | 0 | 0 | 0 | 0 | 0 | 0 | 0 | 0 | 0 | 0 | 0 | 0 | 0 | 0 | 0 | 0 | 0 | 0 | 0 | 0 | 0 | 0 | 0 | 0 | 0 | 0 | 0 | 0 | 0 | 0
|  | 2007 | 2008 | 2009 | 2010 | 2011 | 2012 | 2013 |  | 2014 | 2015 | 2016 | 2017 | 2018 | 2019 | 2020 | 2021 | 2022 | 2023 | 2024 | 2025 | 2026 | 2027 | 2028 | 2029 | 2030 | 2031 | 2032 | 2033 | 2034 | 2035 | 2036 | 2037 | 2038 |  |  |  | 0 | 0 | 0 | 0 | 0 | 0 | 0 | 0 | 0 | 0 | 0 | 0 | 0 | 0 | 0 | 0 | 0 | 0 | 0 | 0 | 0 | 0 | 0 | 0 | 0 | 0 | 0 | 0 | 0 | 0 | 0 | 0
| 0 | [36 empty] | 0 | 0 | 0 | 0 | 0 | 0 | 0 | 0 | 0 | 0 | 0 | 0 | 0 | 0 | 0 | 0 | 0 | 0 | 0 | 0 | 0 | 0 | 0 | 0 | 0 | 0 | 0 | 0 | 0 | 0 | 0 | 0
| Diversity Factor: 0 | [36 empty] | 0 | 0 | 0 | 0 | 0 | 0 | 0 | 0 | 0 | 0 | 0 | 0 | 0 | 0 | 0 | 0 | 0 | 0 | 0 | 0 | 0 | 0 | 0 | 0 | 0 | 0 | 0 | 0 | 0 | 0 | 0 | 0
[38 empty] | 0 | 0 | 0 | 0 | 0 | 0 | 0 | 0 | 0 | 0 | 0 | 0 | 0 | 0 | 0 | 0 | 0 | 0 | 0 | 0 | 0 | 0 | 0 | 0 | 0 | 0 | 0 | 0 | 0 | 0 | 0 | 0
[38 empty] | 0 | 0 | 0 | 0 | 0 | 0 | 0 | 0 | 0 | 0 | 0 | 0 | 0 | 0 | 0 | 0 | 0 | 0 | 0 | 0 | 0 | 0 | 0 | 0 | 0 | 0 | 0 | 0 | 0 | 0 | 0 | 0
| 0 | [36 empty] | 0 | 0 | 0 | 0 | 0 | 0 | 0 | 0 | 0 | 0 | 0 | 0 | 0 | 0 | 0 | 0 | 0 | 0 | 0 | 0 | 0 | 0 | 0 | 0 | 0 | 0 | 0 | 0 | 0 | 0 | 0 | 0
Diversity Factor: 0
[38 empty] | Historical Spots & Transfers | [6 empty] | Forecast Spots & Transfers
[35 empty] | Project Name | From | To | 2007 | 2008 | 2009 | 2010 | 2011 | 2012 | 2013 | 2014 | 2015 | 2016 | 2017 | 2018 | 2019 | 2020 | 2021 | 2022 | 2023 | 2024 | 2025 | 2026 | 2027 | 2028 | 2029 | 2030 | 2031 | 2032 | 2033 | 2034 | 2035 | 2036 | 2037 | 2038
0
Diversity Factor: 0
0
Diversity Factor: 0
0
Diversity Factor: 0
0
Diversity Factor: 0
0
Diversity Factor: 0
0
Diversity Factor: 0
0
Diversity Factor: 0
0
Diversity Factor: 0
| Weather Correction and Public Holiday Factors | [8 empty] | Forecast ROG
ROG Justification
| Actual loads for season 2013 have been weather corrected by the following: | [6 empty] | 0% |  | N/A | [59 empty] | N/A
1 | 2 | 3 | 4 | 5 | 6 | 7 | 8 | 9 | 10 | 2014 | 2015 | 2016 | 2017 | 2018 | 2019 | 2020 | 2021 | 2022 | 2023 | 2024 | 2025 | 2026 | 2027 | 2028 | 2029 | 2030 | 2031 | 2032 | 2033 | 2034 | 2035 | 2036 | 2037 | 2038
1 | 1 | 1 | 1 | 1 | 1 | 1 | 1 | 1 | 1 | 0% | 0% | 0% | 0% | 0% | 0% | 0% | 0% | 0% | 0% | 0% | 0% | 0% | 0% | 0% | 0% | 0% | 0% | 0% | 0% | 0% | 0% | 0% | 0% | 0%
Substation Load Detail
[7 empty] | Units | 2013 |  | 2014 | 2015 | 2016 | 2017 | 2018 | 2019 | 2020 | 2021 | 2022 | 2023 | 2024 | 2025 | 2026 | 2027 | 2028 | 2029 | 2030 | 2031 | 2032 | 2033 | 2034 | 2035 | 2036 | 2037 | 2038
1 | Customer78 | Compensated |  | Load (LV side) |  |  | Amps | 75 |  | 75 | 75 | 75 | 75 | 75 | 75 | 75 | 75 | 75 | 75 | 75 | 75 | 75 | 75 | 75 | 75 | 75 | 75 | 75 | 75 | 75 | 75 | 75 | 75 | 75
|  |  |  | Apparent Power |  |  | MVA | 4.2868 |  | 4.2868 | 4.2868 | 4.2868 | 4.2868 | 4.2868 | 4.2868 | 4.2868 | 4.2868 | 4.2868 | 4.2868 | 4.2868 | 4.2868 | 4.2868 | 4.2868 | 4.2868 | 4.2868 | 4.2868 | 4.2868 | 4.2868 | 4.2868 | 4.2868 | 4.2868 | 4.2868 | 4.2868 | 4.2868
|  |  |  | Real Power |  |  | MW | 4.2868 |  | 4.2868 | 4.2868 | 4.2868 | 4.2868 | 4.2868 | 4.2868 | 4.2868 | 4.2868 | 4.2868 | 4.2868 | 4.2868 | 4.2868 | 4.2868 | 4.2868 | 4.2868 | 4.2868 | 4.2868 | 4.2868 | 4.2868 | 4.2868 | 4.2868 | 4.2868 | 4.2868 | 4.2868 | 4.2868
|  |  |  | Reactive Power |  |  | MVAr | 0 |  | 0 | 0 | 0 | 0 | 0 | 0 | 0 | 0 | 0 | 0 | 0 | 0 | 0 | 0 | 0 | 0 | 0 | 0 | 0 | 0 | 0 | 0 | 0 | 0 | 0
|  |  |  | Capacitors In Service |  |  | MVAr | 0 |  | 0 | 0 | 0 | 0 | 0 | 0 | 0 | 0 | 0 | 0 | 0 | 0 | 0 | 0 | 0 | 0 | 0 | 0 | 0 | 0 | 0 | 0 | 0 | 0 | 0
|  |  |  | PF |  |  |  | 1 | bar: 2014 to 2038
0.64376 | Diversity Factor: 0.64 | Uncompensated |  | Reactive Power |  |  | MVAr | 0 |  | 0 | 0 | 0 | 0 | 0 | 0 | 0 | 0 | 0 | 0 | 0 | 0 | 0 | 0 | 0 | 0 | 0 | 0 | 0 | 0 | 0 | 0 | 0 | 0 | 0
|  |  |  | PF |  |  |  | 1 | bar: 2014 to 2038
[10 empty] | 1 | 2 | 3 | 4 | 5 | 6 | 7 | 8 | 9 | 10 | 11 | 12 | 13 | 14 | 15 | 16 | 17 | 18 | 19 | 20 | 21 | 22 | 23 | 24 | 25
Transformer Load Detail
[7 empty] | Units | 2013 |  | 2014 | 2015 | 2016 | 2017 | 2018 | 2019 | 2020 | 2021 | 2022 | 2023 | 2024 | 2025 | 2026 | 2027 | 2028 | 2029 | 2030 | 2031 | 2032 | 2033 | 2034 | 2035 | 2036 | 2037 | 2038
| 0 | Compensated |  | Load (LV side) |  |  | Amps
|  |  |  | Apparent Power |  |  | MVA
|  |  |  | Real Power |  |  | MW
|  |  |  | Reactive Power |  |  | MVAr
|  |  |  | Capacitors In Service |  |  | MVAr
PF
| Zone Div: | Uncompensated |  | Reactive Power |  |  | MVAr
PF
| 0 | Compensated |  | Load (LV side) |  |  | Amps
|  |  |  | Apparent Power |  |  | MVA
|  |  |  | Real Power |  |  | MW
|  |  |  | Reactive Power |  |  | MVAr
|  |  |  | Capacitors In Service |  |  | MVAr
PF
| Zone Div: | Uncompensated |  | Reactive Power |  |  | MVAr
PF
| 0 | Compensated |  | Load (LV side) |  |  | Amps
|  |  |  | Apparent Power |  |  | MVA
|  |  |  | Real Power |  |  | MW
|  |  |  | Reactive Power |  |  | MVAr
|  |  |  | Capacitors In Service |  |  | MVAr
PF
| Zone Div: | Uncompensated |  | Reactive Power |  |  | MVAr
PF
| 0 | Compensated |  | Load (LV side) |  |  | Amps
|  |  |  | Apparent Power |  |  | MVA
|  |  |  | Real Power |  |  | MW
|  |  |  | Reactive Power |  |  | MVAr
|  |  |  | Capacitors In Service |  |  | MVAr
PF
| Zone Div: | Uncompensated |  | Reactive Power |  |  | MVAr
PF
| 0 | Compensated |  | Load (LV side) |  |  | Amps
|  |  |  | Apparent Power |  |  | MVA
|  |  |  | Real Power |  |  | MW
|  |  |  | Reactive Power |  |  | MVAr
|  |  |  | Capacitors In Service |  |  | MVAr
PF
| Zone Div: | Uncompensated |  | Reactive Power |  |  | MVAr
PF
| 0 | Compensated |  | Load (LV side) |  |  | Amps
|  |  |  | Apparent Power |  |  | MVA
|  |  |  | Real Power |  |  | MW
|  |  |  | Reactive Power |  |  | MVAr
|  |  |  | Capacitors In Service |  |  | MVAr
PF
| Zone Div: | Uncompensated |  | Reactive Power |  |  | MVAr
PF
| 0 | Compensated |  | Load (LV side) |  |  | Amps
|  |  |  | Apparent Power |  |  | MVA
|  |  |  | Real Power |  |  | MW
|  |  |  | Reactive Power |  |  | MVAr
|  |  |  | Capacitors In Service |  |  | MVAr
PF
| Zone Div: | Uncompensated |  | Reactive Power |  |  | MVAr
PF
| 0 | Compensated |  | Load (LV side) |  |  | Amps
|  |  |  | Apparent Power |  |  | MVA
|  |  |  | Real Power |  |  | MW
|  |  |  | Reactive Power |  |  | MVAr
|  |  |  | Capacitors In Service |  |  | MVAr
PF
| Zone Div: | Uncompensated |  | Reactive Power |  |  | MVAr
PF
| 0 | Compensated |  | Load (LV side) |  |  | Amps
|  |  |  | Apparent Power |  |  | MVA
|  |  |  | Real Power |  |  | MW
|  |  |  | Reactive Power |  |  | MVAr
|  |  |  | Capacitors In Service |  |  | MVAr
PF
| Zone Div: | Uncompensated |  | Reactive Power |  |  | MVAr
PF
| 0 | Compensated |  | Load (LV side) |  |  | Amps
|  |  |  | Apparent Power |  |  | MVA
|  |  |  | Real Power |  |  | MW
|  |  |  | Reactive Power |  |  | MVAr
|  |  |  | Capacitors In Service |  |  | MVAr
PF
| Zone Div: | Uncompensated |  | Reactive Power |  |  | MVAr
PF

## Customer79
| Customer79 | [16 empty] | 2014 | WINTER
| Substation Total Loads | [33 empty] | Spots & Transfers Detail
| Historical Loads | (33kV Amps) | [7 empty] | Weather Corrected Forecast Loads |  |  |  | (33kV Amps) | [20 empty] | Spots & Transfers Summary | (33kV Amps) |  | Historical Spots & Transfers | [6 empty] | Forecast Spots & Transfers
|  | 2007 | 2008 | 2009 | 2010 | 2011 | 2012 | 2013 |  | 2014 | 2015 | 2016 | 2017 | 2018 | 2019 | 2020 | 2021 | 2022 | 2023 | 2024 | 2025 | 2026 | 2027 | 2028 | 2029 | 2030 | 2031 | 2032 | 2033 | 2034 | 2035 | 2036 | 2037 | 2038 |  |  |  | 2007 | 2008 | 2009 | 2010 | 2011 | 2012 | 2013 | 2014 | 2015 | 2016 | 2017 | 2018 | 2019 | 2020 | 2021 | 2022 | 2023 | 2024 | 2025 | 2026 | 2027 | 2028 | 2029 | 2030 | 2031 | 2032 | 2033 | 2034 | 2035 | 2036 | 2037 | 2038
| Total |  |  |  |  | 263 | 247 | 226 |  | 226 | 226 | 226 | 226 | 226 | 226 | 226 | 226 | 226 | 226 | 226 | 226 | 226 | 226 | 226 | 226 | 226 | 226 | 226 | 226 | 226 | 226 | 226 | 226 | 226 |  |  | Total
Firm Rating
| Total Capacity | [36 empty] | 0 | 0 | 0 | 0 | 0 | 0 | 0 | 0 | 0 | 0 | 0 | 0 | 0 | 0 | 0 | 0 | 0 | 0 | 0 | 0 | 0 | 0 | 0 | 0 | 0 | 0 | 0 | 0 | 0 | 0 | 0 | 0
|  | -7 | -6 | -5 | -4 | -3 | -2 | -1 |  | 0 | 1 | 2 | 3 | 4 | 5 | 6 | 7 | 8 | 9 | 10 | 11 | 12 | 13 | 14 | 15 | 16 | 17 | 18 | 19 | 20 | 21 | 22 | 23 | 24 |  |  |  | 0 | 0 | 0 | 0 | 0 | 0 | 0 | 0 | 0 | 0 | 0 | 0 | 0 | 0 | 0 | 0 | 0 | 0 | 0 | 0 | 0 | 0 | 0 | 0 | 0 | 0 | 0 | 0 | 0 | 0 | 0 | 0
| Transformer Loads | [36 empty] | 0 | 0 | 0 | 0 | 0 | 0 | 0 | 0 | 0 | 0 | 0 | 0 | 0 | 0 | 0 | 0 | 0 | 0 | 0 | 0 | 0 | 0 | 0 | 0 | 0 | 0 | 0 | 0 | 0 | 0 | 0 | 0
| Historical Loads | (33kV Amps) | [7 empty] | Weather Corrected Forecast Loads |  |  |  | (33kV Amps) | [23 empty] | 0 | 0 | 0 | 0 | 0 | 0 | 0 | 0 | 0 | 0 | 0 | 0 | 0 | 0 | 0 | 0 | 0 | 0 | 0 | 0 | 0 | 0 | 0 | 0 | 0 | 0 | 0 | 0 | 0 | 0 | 0 | 0
|  | 2007 | 2008 | 2009 | 2010 | 2011 | 2012 | 2013 |  | 2014 | 2015 | 2016 | 2017 | 2018 | 2019 | 2020 | 2021 | 2022 | 2023 | 2024 | 2025 | 2026 | 2027 | 2028 | 2029 | 2030 | 2031 | 2032 | 2033 | 2034 | 2035 | 2036 | 2037 | 2038 |  |  |  | 0 | 0 | 0 | 0 | 0 | 0 | 0 | 0 | 0 | 0 | 0 | 0 | 0 | 0 | 0 | 0 | 0 | 0 | 0 | 0 | 0 | 0 | 0 | 0 | 0 | 0 | 0 | 0 | 0 | 0 | 0 | 0
| 0 | [36 empty] | 0 | 0 | 0 | 0 | 0 | 0 | 0 | 0 | 0 | 0 | 0 | 0 | 0 | 0 | 0 | 0 | 0 | 0 | 0 | 0 | 0 | 0 | 0 | 0 | 0 | 0 | 0 | 0 | 0 | 0 | 0 | 0
| Diversity Factor: 0 | [36 empty] | 0 | 0 | 0 | 0 | 0 | 0 | 0 | 0 | 0 | 0 | 0 | 0 | 0 | 0 | 0 | 0 | 0 | 0 | 0 | 0 | 0 | 0 | 0 | 0 | 0 | 0 | 0 | 0 | 0 | 0 | 0 | 0
[38 empty] | 0 | 0 | 0 | 0 | 0 | 0 | 0 | 0 | 0 | 0 | 0 | 0 | 0 | 0 | 0 | 0 | 0 | 0 | 0 | 0 | 0 | 0 | 0 | 0 | 0 | 0 | 0 | 0 | 0 | 0 | 0 | 0
[38 empty] | 0 | 0 | 0 | 0 | 0 | 0 | 0 | 0 | 0 | 0 | 0 | 0 | 0 | 0 | 0 | 0 | 0 | 0 | 0 | 0 | 0 | 0 | 0 | 0 | 0 | 0 | 0 | 0 | 0 | 0 | 0 | 0
| 0 | [36 empty] | 0 | 0 | 0 | 0 | 0 | 0 | 0 | 0 | 0 | 0 | 0 | 0 | 0 | 0 | 0 | 0 | 0 | 0 | 0 | 0 | 0 | 0 | 0 | 0 | 0 | 0 | 0 | 0 | 0 | 0 | 0 | 0
Diversity Factor: 0
[38 empty] | Historical Spots & Transfers | [6 empty] | Forecast Spots & Transfers
[35 empty] | Project Name | From | To | 2007 | 2008 | 2009 | 2010 | 2011 | 2012 | 2013 | 2014 | 2015 | 2016 | 2017 | 2018 | 2019 | 2020 | 2021 | 2022 | 2023 | 2024 | 2025 | 2026 | 2027 | 2028 | 2029 | 2030 | 2031 | 2032 | 2033 | 2034 | 2035 | 2036 | 2037 | 2038
0
Diversity Factor: 0
0
Diversity Factor: 0
0
Diversity Factor: 0
0
Diversity Factor: 0
0
Diversity Factor: 0
0
Diversity Factor: 0
0
Diversity Factor: 0
0
Diversity Factor: 0
| Weather Correction and Public Holiday Factors | [8 empty] | Forecast ROG
ROG Justification
| Actual loads for season 2013 have been weather corrected by the following: | [6 empty] | 0% |  | N/A | [59 empty] | N/A
1 | 2 | 3 | 4 | 5 | 6 | 7 | 8 | 9 | 10 | 2014 | 2015 | 2016 | 2017 | 2018 | 2019 | 2020 | 2021 | 2022 | 2023 | 2024 | 2025 | 2026 | 2027 | 2028 | 2029 | 2030 | 2031 | 2032 | 2033 | 2034 | 2035 | 2036 | 2037 | 2038
1 | 1 | 1 | 1 | 1 | 1 | 1 | 1 | 1 | 1 | 0% | 0% | 0% | 0% | 0% | 0% | 0% | 0% | 0% | 0% | 0% | 0% | 0% | 0% | 0% | 0% | 0% | 0% | 0% | 0% | 0% | 0% | 0% | 0% | 0%
Substation Load Detail
[7 empty] | Units | 2013 |  | 2014 | 2015 | 2016 | 2017 | 2018 | 2019 | 2020 | 2021 | 2022 | 2023 | 2024 | 2025 | 2026 | 2027 | 2028 | 2029 | 2030 | 2031 | 2032 | 2033 | 2034 | 2035 | 2036 | 2037 | 2038
1 | Customer79 | Compensated |  | Load (LV side) |  |  | Amps | 226 |  | 226 | 226 | 226 | 226 | 226 | 226 | 226 | 226 | 226 | 226 | 226 | 226 | 226 | 226 | 226 | 226 | 226 | 226 | 226 | 226 | 226 | 226 | 226 | 226 | 226
|  |  |  | Apparent Power |  |  | MVA | 12.9176 |  | 12.9176 | 12.9176 | 12.9176 | 12.9176 | 12.9176 | 12.9176 | 12.9176 | 12.9176 | 12.9176 | 12.9176 | 12.9176 | 12.9176 | 12.9176 | 12.9176 | 12.9176 | 12.9176 | 12.9176 | 12.9176 | 12.9176 | 12.9176 | 12.9176 | 12.9176 | 12.9176 | 12.9176 | 12.9176
|  |  |  | Real Power |  |  | MW | 12.9176 |  | 12.9176 | 12.9176 | 12.9176 | 12.9176 | 12.9176 | 12.9176 | 12.9176 | 12.9176 | 12.9176 | 12.9176 | 12.9176 | 12.9176 | 12.9176 | 12.9176 | 12.9176 | 12.9176 | 12.9176 | 12.9176 | 12.9176 | 12.9176 | 12.9176 | 12.9176 | 12.9176 | 12.9176 | 12.9176
|  |  |  | Reactive Power |  |  | MVAr | 0 |  | 0 | 0 | 0 | 0 | 0 | 0 | 0 | 0 | 0 | 0 | 0 | 0 | 0 | 0 | 0 | 0 | 0 | 0 | 0 | 0 | 0 | 0 | 0 | 0 | 0
|  |  |  | Capacitors In Service |  |  | MVAr | 0 |  | 0 | 0 | 0 | 0 | 0 | 0 | 0 | 0 | 0 | 0 | 0 | 0 | 0 | 0 | 0 | 0 | 0 | 0 | 0 | 0 | 0 | 0 | 0 | 0 | 0
|  |  |  | PF |  |  |  | 1 | bar: 2014 to 2038
0.83292 | Diversity Factor: 0.83 | Uncompensated |  | Reactive Power |  |  | MVAr | 0 |  | 0 | 0 | 0 | 0 | 0 | 0 | 0 | 0 | 0 | 0 | 0 | 0 | 0 | 0 | 0 | 0 | 0 | 0 | 0 | 0 | 0 | 0 | 0 | 0 | 0
|  |  |  | PF |  |  |  | 1 | bar: 2014 to 2038
[10 empty] | 1 | 2 | 3 | 4 | 5 | 6 | 7 | 8 | 9 | 10 | 11 | 12 | 13 | 14 | 15 | 16 | 17 | 18 | 19 | 20 | 21 | 22 | 23 | 24 | 25
Transformer Load Detail
[7 empty] | Units | 2013 |  | 2014 | 2015 | 2016 | 2017 | 2018 | 2019 | 2020 | 2021 | 2022 | 2023 | 2024 | 2025 | 2026 | 2027 | 2028 | 2029 | 2030 | 2031 | 2032 | 2033 | 2034 | 2035 | 2036 | 2037 | 2038
| 0 | Compensated |  | Load (LV side) |  |  | Amps
|  |  |  | Apparent Power |  |  | MVA
|  |  |  | Real Power |  |  | MW
|  |  |  | Reactive Power |  |  | MVAr
|  |  |  | Capacitors In Service |  |  | MVAr
PF
| Zone Div: | Uncompensated |  | Reactive Power |  |  | MVAr
PF
| 0 | Compensated |  | Load (LV side) |  |  | Amps
|  |  |  | Apparent Power |  |  | MVA
|  |  |  | Real Power |  |  | MW
|  |  |  | Reactive Power |  |  | MVAr
|  |  |  | Capacitors In Service |  |  | MVAr
PF
| Zone Div: | Uncompensated |  | Reactive Power |  |  | MVAr
PF
| 0 | Compensated |  | Load (LV side) |  |  | Amps
|  |  |  | Apparent Power |  |  | MVA
|  |  |  | Real Power |  |  | MW
|  |  |  | Reactive Power |  |  | MVAr
|  |  |  | Capacitors In Service |  |  | MVAr
PF
| Zone Div: | Uncompensated |  | Reactive Power |  |  | MVAr
PF
| 0 | Compensated |  | Load (LV side) |  |  | Amps
|  |  |  | Apparent Power |  |  | MVA
|  |  |  | Real Power |  |  | MW
|  |  |  | Reactive Power |  |  | MVAr
|  |  |  | Capacitors In Service |  |  | MVAr
PF
| Zone Div: | Uncompensated |  | Reactive Power |  |  | MVAr
PF
| 0 | Compensated |  | Load (LV side) |  |  | Amps
|  |  |  | Apparent Power |  |  | MVA
|  |  |  | Real Power |  |  | MW
|  |  |  | Reactive Power |  |  | MVAr
|  |  |  | Capacitors In Service |  |  | MVAr
PF
| Zone Div: | Uncompensated |  | Reactive Power |  |  | MVAr
PF
| 0 | Compensated |  | Load (LV side) |  |  | Amps
|  |  |  | Apparent Power |  |  | MVA
|  |  |  | Real Power |  |  | MW
|  |  |  | Reactive Power |  |  | MVAr
|  |  |  | Capacitors In Service |  |  | MVAr
PF
| Zone Div: | Uncompensated |  | Reactive Power |  |  | MVAr
PF
| 0 | Compensated |  | Load (LV side) |  |  | Amps
|  |  |  | Apparent Power |  |  | MVA
|  |  |  | Real Power |  |  | MW
|  |  |  | Reactive Power |  |  | MVAr
|  |  |  | Capacitors In Service |  |  | MVAr
PF
| Zone Div: | Uncompensated |  | Reactive Power |  |  | MVAr
PF
| 0 | Compensated |  | Load (LV side) |  |  | Amps
|  |  |  | Apparent Power |  |  | MVA
|  |  |  | Real Power |  |  | MW
|  |  |  | Reactive Power |  |  | MVAr
|  |  |  | Capacitors In Service |  |  | MVAr
PF
| Zone Div: | Uncompensated |  | Reactive Power |  |  | MVAr
PF
| 0 | Compensated |  | Load (LV side) |  |  | Amps
|  |  |  | Apparent Power |  |  | MVA
|  |  |  | Real Power |  |  | MW
|  |  |  | Reactive Power |  |  | MVAr
|  |  |  | Capacitors In Service |  |  | MVAr
PF
| Zone Div: | Uncompensated |  | Reactive Power |  |  | MVAr
PF
| 0 | Compensated |  | Load (LV side) |  |  | Amps
|  |  |  | Apparent Power |  |  | MVA
|  |  |  | Real Power |  |  | MW
|  |  |  | Reactive Power |  |  | MVAr
|  |  |  | Capacitors In Service |  |  | MVAr
PF
| Zone Div: | Uncompensated |  | Reactive Power |  |  | MVAr
PF

## Menai 132_11kV
| Menai 132_11kV | [16 empty] | 2014 | WINTER
| Substation Total Loads | [33 empty] | Spots & Transfers Detail
| Historical Loads | (11kV Amps) | [7 empty] | Weather Corrected Forecast Loads |  |  |  | (11kV Amps) | [20 empty] | Spots & Transfers Summary | (11kV Amps) |  | Historical Spots & Transfers | [6 empty] | Forecast Spots & Transfers
|  | 2007 | 2008 | 2009 | 2010 | 2011 | 2012 | 2013 |  | 2014 | 2015 | 2016 | 2017 | 2018 | 2019 | 2020 | 2021 | 2022 | 2023 | 2024 | 2025 | 2026 | 2027 | 2028 | 2029 | 2030 | 2031 | 2032 | 2033 | 2034 | 2035 | 2036 | 2037 | 2038 |  |  |  | 2007 | 2008 | 2009 | 2010 | 2011 | 2012 | 2013 | 2014 | 2015 | 2016 | 2017 | 2018 | 2019 | 2020 | 2021 | 2022 | 2023 | 2024 | 2025 | 2026 | 2027 | 2028 | 2029 | 2030 | 2031 | 2032 | 2033 | 2034 | 2035 | 2036 | 2037 | 2038
| Total | 2520 | 2673 | 2190 | 2270 | 2396.509 | 1975 | 1877 |  | 1852.994 | 1759.223 | 1702.23 | 1678.395 | 1685.197 | 1693.895 | 1715.171 | 1737.024 | 1758.056 | 1780.371 | 1802.356 | 1828.395 | 1854.989 | 1883.469 | 1913.447 | 1943.54 | 1974.028 | 2005.294 | 2037.348 | 2070.204 | 2103.873 | 2138.367 | 2173.699 | 2209.882 | 2246.928 |  |  | Total | 100 | 0 | 0 | 0 | 0 | 0 | 0 | -0.45533 | -1.1214 | 1.6473 | 4.5361 | 6.8023 | 8.6978 | 21.2763 | 21.8522 | 21.0324 | 22.3149 | 21.9847 | 26.0393 | 26.5941 | 28.4796 | 29.9787 | 30.0923 | 30.4883 | 31.2655 | 32.0546 | 32.8556 | 33.6688 | 34.4942 | 35.3321 | 36.1827 | 37.0461
| Firm Rating | 0 | 0 | 0 | 0 | 0 | 0 | 3412 |  | 3412 | 3412 | 3412 | 3412 | 3412 | 3412 | 3412 | 3412 | 3412 | 3412 | 3412 | 3412 | 3412 | 3412 | 3412 | 3412 | 3412 | 3412 | 3412 | 3412 | 3412 | 3412 | 3412 | 3412 | 3412
| Total Capacity | 0 | 0 | 0 | 0 | 0 | 0 | 6824 |  | 6824 | 6824 | 6824 | 6824 | 6824 | 6824 | 6824 | 6824 | 6824 | 6824 | 6824 | 6824 | 6824 | 6824 | 6824 | 6824 | 6824 | 6824 | 6824 | 6824 | 6824 | 6824 | 6824 | 6824 | 6824 |  |  | Menai 132_11kV Tx1 | -110 | 0 | 0 | 0 | 0 | 0 | 0 | -0.25644 | -0.6316 | 0.92779 | 2.5547 | 3.8311 | 4.8986 | 11.9829 | 12.3073 | 11.8456 | 12.5679 | 12.3819 | 14.6655 | 14.978 | 16.0399 | 16.8842 | 16.9482 | 17.1712 | 17.6089 | 18.0533 | 18.5045 | 18.9624 | 19.4273 | 19.8993 | 20.3783 | 20.8646
|  | -7 | -6 | -5 | -4 | -3 | -2 | -1 |  | 0 | 1 | 2 | 3 | 4 | 5 | 6 | 7 | 8 | 9 | 10 | 11 | 12 | 13 | 14 | 15 | 16 | 17 | 18 | 19 | 20 | 21 | 22 | 23 | 24 |  |  | Menai 132_11kV Tx2 | 210 | 0 | 0 | 0 | 0 | 0 | 0 | -0.19888 | -0.48984 | 0.71955 | 1.9813 | 2.9712 | 3.7991 | 9.2933 | 9.5449 | 9.1868 | 9.747 | 9.6028 | 11.3738 | 11.6162 | 12.4397 | 13.0945 | 13.1441 | 13.3171 | 13.6566 | 14.0012 | 14.3511 | 14.7063 | 15.0669 | 15.4329 | 15.8044 | 16.1815
| Transformer Loads | [36 empty] | 0 | 0 | 0 | 0 | 0 | 0 | 0 | 0 | 0 | 0 | 0 | 0 | 0 | 0 | 0 | 0 | 0 | 0 | 0 | 0 | 0 | 0 | 0 | 0 | 0 | 0 | 0 | 0 | 0 | 0 | 0 | 0
| Historical Loads | (11kV Amps) | [7 empty] | 0: Weather Corrected Forecast Loads; 4: (11kV Amps) |  |  |  | 0 | 0 | 0 | 0 | 0 | 0 | 0 | 0 | 0 | 0 | 0 | 0 | 0 | 0 | 0 | 0 | 0 | 0 | 0 | 0 | 0 | 0 | 0 | 0 | 0 | 0 | 0 | 0 | 0 | 0 | 0 | 0
|  | 2007 | 2008 | 2009 | 2010 | 2011 | 2012 | 2013 |  | 2014 | 2015 | 2016 | 2017 | 2018 | 2019 | 2020 | 2021 | 2022 | 2023 | 2024 | 2025 | 2026 | 2027 | 2028 | 2029 | 2030 | 2031 | 2032 | 2033 | 2034 | 2035 | 2036 | 2037 | 2038 |  |  |  | 0 | 0 | 0 | 0 | 0 | 0 | 0 | 0 | 0 | 0 | 0 | 0 | 0 | 0 | 0 | 0 | 0 | 0 | 0 | 0 | 0 | 0 | 0 | 0 | 0 | 0 | 0 | 0 | 0 | 0 | 0 | 0
| 0 | [36 empty] | 0 | 0 | 0 | 0 | 0 | 0 | 0 | 0 | 0 | 0 | 0 | 0 | 0 | 0 | 0 | 0 | 0 | 0 | 0 | 0 | 0 | 0 | 0 | 0 | 0 | 0 | 0 | 0 | 0 | 0 | 0 | 0
| Diversity Factor: 0 | [36 empty] | 0 | 0 | 0 | 0 | 0 | 0 | 0 | 0 | 0 | 0 | 0 | 0 | 0 | 0 | 0 | 0 | 0 | 0 | 0 | 0 | 0 | 0 | 0 | 0 | 0 | 0 | 0 | 0 | 0 | 0 | 0 | 0
[38 empty] | 0 | 0 | 0 | 0 | 0 | 0 | 0 | 0 | 0 | 0 | 0 | 0 | 0 | 0 | 0 | 0 | 0 | 0 | 0 | 0 | 0 | 0 | 0 | 0 | 0 | 0 | 0 | 0 | 0 | 0 | 0 | 0
[38 empty] | 0 | 0 | 0 | 0 | 0 | 0 | 0 | 0 | 0 | 0 | 0 | 0 | 0 | 0 | 0 | 0 | 0 | 0 | 0 | 0 | 0 | 0 | 0 | 0 | 0 | 0 | 0 | 0 | 0 | 0 | 0 | 0
| 0 | [36 empty] | 0 | 0 | 0 | 0 | 0 | 0 | 0 | 0 | 0 | 0 | 0 | 0 | 0 | 0 | 0 | 0 | 0 | 0 | 0 | 0 | 0 | 0 | 0 | 0 | 0 | 0 | 0 | 0 | 0 | 0 | 0 | 0
Diversity Factor: 0
[38 empty] | Historical Spots & Transfers | [6 empty] | Forecast Spots & Transfers
[35 empty] | Project Name | From | To | 2007 | 2008 | 2009 | 2010 | 2011 | 2012 | 2013 | 2014 | 2015 | 2016 | 2017 | 2018 | 2019 | 2020 | 2021 | 2022 | 2023 | 2024 | 2025 | 2026 | 2027 | 2028 | 2029 | 2030 | 2031 | 2032 | 2033 | 2034 | 2035 | 2036 | 2037 | 2038
| 0 | [33 empty] | Broad based demand management |  | Menai 132_11kV Tx1 | 0 | 0 | 0 | 0 | 0 | 0 | 0 | 0 | -0.35825 | -1.0504 | -1.0876 | -1.1142 | -1.3754 | 0 | 0 | 0 | 0 | 0 | 0 | 0 | 0 | 0 | 0 | 0 | 0 | 0 | 0 | 0 | 0 | 0 | 0 | 0
| Diversity Factor: 0 | [33 empty] | Broad based demand management |  | Menai 132_11kV Tx2 | 0 | 0 | 0 | 0 | 0 | 0 | 0 | 0 | -0.27784 | -0.81462 | -0.84349 | -0.86412 | -1.0667 | 0 | 0 | 0 | 0 | 0 | 0 | 0 | 0 | 0 | 0 | 0 | 0 | 0 | 0 | 0 | 0 | 0 | 0 | 0
[35 empty] | DNP_ID: 6081. Connections - Relief of Feeders on Menai Zone Panels 8, 12 and 21 | Jannali 33_11kV Tx1 | Menai 132_11kV Tx2 | 100 | 0 | 0 | 0 | 0 | 0 | 0 | 0 | 0 | 0 | 0 | 0 | 0 | 0 | 0 | 0 | 0 | 0 | 0 | 0 | 0 | 0 | 0 | 0 | 0 | 0 | 0 | 0 | 0 | 0 | 0 | 0
[35 empty] | DNP_ID: 6081. Connections - Relief of Feeders on Menai Zone Panels 8, 12 and 21 | Menai 132_11kV Tx1 | Menai 132_11kV Tx2 | 320 | 0 | 0 | 0 | 0 | 0 | 0 | 0 | 0 | 0 | 0 | 0 | 0 | 0 | 0 | 0 | 0 | 0 | 0 | 0 | 0 | 0 | 0 | 0 | 0 | 0 | 0 | 0 | 0 | 0 | 0 | 0
| 0 | [33 empty] | DNP_ID: 6081. Connections - Relief of Feeders on Menai Zone Panels 8, 12 and 21 | Menai 132_11kV Tx2 | Menai 132_11kV Tx1 | 210 | 0 | 0 | 0 | 0 | 0 | 0 | 0 | 0 | 0 | 0 | 0 | 0 | 0 | 0 | 0 | 0 | 0 | 0 | 0 | 0 | 0 | 0 | 0 | 0 | 0 | 0 | 0 | 0 | 0 | 0 | 0
| Diversity Factor: 0 | [33 empty] | Econometric |  | Menai 132_11kV Tx1 | 0 | 0 | 0 | 0 | 0 | 0 | 0 | 0 | 0 | 7.2001 | 12.398 | 18.6805 | 21.3086 | 21.7319 | 20.804 | 21.1859 | 21.5737 | 21.9675 | 22.3673 | 22.7731 | 23.1852 | 23.6036 | 24.0283 | 24.4596 | 24.8973 | 25.3417 | 25.7929 | 26.2508 | 26.7157 | 27.1877 | 27.6667 | 28.153
[35 empty] | Econometric |  | Menai 132_11kV Tx2 | 0 | 0 | 0 | 0 | 0 | 0 | 0 | 0 | 0 | 5.584 | 9.6153 | 14.4877 | 16.5258 | 16.8541 | 16.1345 | 16.4307 | 16.7315 | 17.0369 | 17.3469 | 17.6617 | 17.9813 | 18.3058 | 18.6352 | 18.9696 | 19.3091 | 19.6537 | 20.0036 | 20.3588 | 20.7194 | 21.0854 | 21.4569 | 21.834
[35 empty] | Energy Efficiency |  | Menai 132_11kV Tx1 | 0 | 0 | 0 | 0 | 0 | 0 | 0 | -0.25644 | -0.27335 | -5.2219 | -8.7556 | -13.7352 | -15.0345 | -9.749 | -8.4967 | -9.3403 | -9.0058 | -9.5855 | -7.7018 | -7.7952 | -7.1454 | -6.7194 | -7.0802 | -7.2884 | -7.2884 | -7.2884 | -7.2884 | -7.2884 | -7.2884 | -7.2884 | -7.2884 | -7.2884
| 0 | [33 empty] | Energy Efficiency |  | Menai 132_11kV Tx2 | 0 | 0 | 0 | 0 | 0 | 0 | 0 | -0.19888 | -0.21199 | -4.0499 | -6.7904 | -10.6523 | -11.66 | -7.5608 | -6.5896 | -7.2439 | -6.9845 | -7.4341 | -5.9731 | -6.0455 | -5.5416 | -5.2112 | -5.491 | -5.6525 | -5.6525 | -5.6525 | -5.6525 | -5.6525 | -5.6525 | -5.6525 | -5.6525 | -5.6525
| Diversity Factor: 0 | [33 empty] | Solar PV |  | Menai 132_11kV Tx1 | 0 | 0 | 0 | 0 | 0 | 0 | 0 | 0 | 0 | 0 | 0 | 0 | 0 | 0 | 0 | 0 | 0 | 0 | 0 | 0 | 0 | 0 | 0 | 0 | 0 | 0 | 0 | 0 | 0 | 0 | 0 | 0
[35 empty] | Solar PV |  | Menai 132_11kV Tx2 | 0 | 0 | 0 | 0 | 0 | 0 | 0 | 0 | 0 | 0 | 0 | 0 | 0 | 0 | 0 | 0 | 0 | 0 | 0 | 0 | 0 | 0 | 0 | 0 | 0 | 0 | 0 | 0 | 0 | 0 | 0 | 0
0
Diversity Factor: 0
0
Diversity Factor: 0
0
Diversity Factor: 0
0
Diversity Factor: 0
0
Diversity Factor: 0
| Weather Correction and Public Holiday Factors | [8 empty] | Forecast ROG
ROG Justification
| Actual loads for season 2013 have been weather corrected by the following: | [6 empty] | 4.876% |  | Rog Capped +/-5% | [59 empty] | Rog Capped +/-5%
1 | 2 | 3 | 4 | 5 | 6 | 7 | 8 | 9 | 10 | 2014 | 2015 | 2016 | 2017 | 2018 | 2019 | 2020 | 2021 | 2022 | 2023 | 2024 | 2025 | 2026 | 2027 | 2028 | 2029 | 2030 | 2031 | 2032 | 2033 | 2034 | 2035 | 2036 | 2037 | 2038
0.95 | 0.9025 | 0.87242 | 0.85789 | 0.85789 | 0.85789 | 0.85789 | 0.85789 | 0.85789 | 0.85789 | -5% | -5% | -3.333% | -1.666% | 0% | 0% | 0% | 0% | 0% | 0% | 0% | 0% | 0% | 0% | 0% | 0% | 0% | 0% | 0% | 0% | 0% | 0% | 0% | 0% | 0%
Substation Load Detail
[7 empty] | Units | 2013 |  | 2014 | 2015 | 2016 | 2017 | 2018 | 2019 | 2020 | 2021 | 2022 | 2023 | 2024 | 2025 | 2026 | 2027 | 2028 | 2029 | 2030 | 2031 | 2032 | 2033 | 2034 | 2035 | 2036 | 2037 | 2038
1 | Menai 132_11kV | Compensated |  | Load (LV side) |  |  | Amps | 1877 | 1951 | 1852.994 | 1759.223 | 1702.23 | 1678.395 | 1685.197 | 1693.895 | 1715.171 | 1737.024 | 1758.056 | 1780.371 | 1802.356 | 1828.395 | 1854.989 | 1883.469 | 1913.447 | 1943.54 | 1974.028 | 2005.294 | 2037.348 | 2070.204 | 2103.873 | 2138.367 | 2173.699 | 2209.882 | 2246.928
|  |  |  | Apparent Power |  |  | MVA | 35.7617 |  | 35.3043 | 33.5177 | 32.4318 | 31.9777 | 32.1073 | 32.273 | 32.6784 | 33.0947 | 33.4955 | 33.9206 | 34.3395 | 34.8356 | 35.3423 | 35.8849 | 36.4561 | 37.0294 | 37.6103 | 38.206 | 38.8167 | 39.4427 | 40.0842 | 40.7414 | 41.4145 | 42.1039 | 42.8097
|  |  |  | Real Power |  |  | MW | 34.6888 | 36.0564 | 34.2452 | 32.5122 | 31.4589 | 31.0184 | 31.1441 | 31.3048 | 31.6981 | 32.1019 | 32.4906 | 32.903 | 33.3093 | 33.7905 | 34.282 | 34.8084 | 35.3624 | 35.9185 | 36.482 | 37.0598 | 37.6522 | 38.2594 | 38.8816 | 39.5191 | 40.1721 | 40.8408 | 41.5254
|  |  |  | Reactive Power |  |  | MVAr | 8.6938 |  | 8.5826 | 8.1483 | 7.8843 | 7.7739 | 7.8055 | 7.8457 | 7.9443 | 8.0455 | 8.1429 | 8.2463 | 8.3481 | 8.4687 | 8.5919 | 8.7238 | 8.8627 | 9.002 | 9.1432 | 9.2881 | 9.4365 | 9.5887 | 9.7447 | 9.9044 | 10.0681 | 10.2357 | 10.4072
|  |  |  | Capacitors In Service |  |  | MVAr | 0 |  | 0 | 0 | 0 | 0 | 0 | 0 | 0 | 0 | 0 | 0 | 0 | 0 | 0 | 0 | 0 | 0 | 0 | 0 | 0 | 0 | 0 | 0 | 0 | 0 | 0
|  |  |  | PF |  |  |  | 0.97 |  | 0.97 | 0.97 | 0.97 | 0.97 | 0.97 | 0.97 | 0.97 | 0.97 | 0.97 | 0.97 | 0.97 | 0.97 | 0.97 | 0.97 | 0.97 | 0.97 | 0.97 | 0.97 | 0.97 | 0.97 | 0.97 | 0.97 | 0.97 | 0.97 | 0.97
0.90668 | Diversity Factor: 0.91 | Uncompensated |  | Reactive Power |  |  | MVAr | 8.6938 | 9.0366 | 8.5826 | 8.1483 | 7.8843 | 7.7739 | 7.8055 | 7.8457 | 7.9443 | 8.0455 | 8.1429 | 8.2463 | 8.3481 | 8.4687 | 8.5919 | 8.7238 | 8.8627 | 9.002 | 9.1432 | 9.2881 | 9.4365 | 9.5887 | 9.7447 | 9.9044 | 10.0681 | 10.2357 | 10.4072
|  |  |  | PF |  |  |  | 0.97 |  | 0.97 | 0.97 | 0.97 | 0.97 | 0.97 | 0.97 | 0.97 | 0.97 | 0.97 | 0.97 | 0.97 | 0.97 | 0.97 | 0.97 | 0.97 | 0.97 | 0.97 | 0.97 | 0.97 | 0.97 | 0.97 | 0.97 | 0.97 | 0.97 | 0.97
[10 empty] | 1 | 2 | 3 | 4 | 5 | 6 | 7 | 8 | 9 | 10 | 11 | 12 | 13 | 14 | 15 | 16 | 17 | 18 | 19 | 20 | 21 | 22 | 23 | 24 | 25
Transformer Load Detail
[7 empty] | Units | 2013 |  | 2014 | 2015 | 2016 | 2017 | 2018 | 2019 | 2020 | 2021 | 2022 | 2023 | 2024 | 2025 | 2026 | 2027 | 2028 | 2029 | 2030 | 2031 | 2032 | 2033 | 2034 | 2035 | 2036 | 2037 | 2038
| 0 | Compensated |  | Load (LV side) |  |  | Amps
|  |  |  | Apparent Power |  |  | MVA
|  |  |  | Real Power |  |  | MW
|  |  |  | Reactive Power |  |  | MVAr
|  |  |  | Capacitors In Service |  |  | MVAr
PF
| Zone Div: | Uncompensated |  | Reactive Power |  |  | MVAr
PF
| 0 | Compensated |  | Load (LV side) |  |  | Amps
|  |  |  | Apparent Power |  |  | MVA
|  |  |  | Real Power |  |  | MW
|  |  |  | Reactive Power |  |  | MVAr
|  |  |  | Capacitors In Service |  |  | MVAr
PF
| Zone Div: | Uncompensated |  | Reactive Power |  |  | MVAr
PF
| 0 | Compensated |  | Load (LV side) |  |  | Amps
|  |  |  | Apparent Power |  |  | MVA
|  |  |  | Real Power |  |  | MW
|  |  |  | Reactive Power |  |  | MVAr
|  |  |  | Capacitors In Service |  |  | MVAr
PF
| Zone Div: | Uncompensated |  | Reactive Power |  |  | MVAr
PF
| 0 | Compensated |  | Load (LV side) |  |  | Amps
|  |  |  | Apparent Power |  |  | MVA
|  |  |  | Real Power |  |  | MW
|  |  |  | Reactive Power |  |  | MVAr
|  |  |  | Capacitors In Service |  |  | MVAr
PF
| Zone Div: | Uncompensated |  | Reactive Power |  |  | MVAr
PF
| 0 | Compensated |  | Load (LV side) |  |  | Amps
|  |  |  | Apparent Power |  |  | MVA
|  |  |  | Real Power |  |  | MW
|  |  |  | Reactive Power |  |  | MVAr
|  |  |  | Capacitors In Service |  |  | MVAr
PF
| Zone Div: | Uncompensated |  | Reactive Power |  |  | MVAr
PF
| 0 | Compensated |  | Load (LV side) |  |  | Amps
|  |  |  | Apparent Power |  |  | MVA
|  |  |  | Real Power |  |  | MW
|  |  |  | Reactive Power |  |  | MVAr
|  |  |  | Capacitors In Service |  |  | MVAr
PF
| Zone Div: | Uncompensated |  | Reactive Power |  |  | MVAr
PF
| 0 | Compensated |  | Load (LV side) |  |  | Amps
|  |  |  | Apparent Power |  |  | MVA
|  |  |  | Real Power |  |  | MW
|  |  |  | Reactive Power |  |  | MVAr
|  |  |  | Capacitors In Service |  |  | MVAr
PF
| Zone Div: | Uncompensated |  | Reactive Power |  |  | MVAr
PF
| 0 | Compensated |  | Load (LV side) |  |  | Amps
|  |  |  | Apparent Power |  |  | MVA
|  |  |  | Real Power |  |  | MW
|  |  |  | Reactive Power |  |  | MVAr
|  |  |  | Capacitors In Service |  |  | MVAr
PF
| Zone Div: | Uncompensated |  | Reactive Power |  |  | MVAr
PF
| 0 | Compensated |  | Load (LV side) |  |  | Amps
|  |  |  | Apparent Power |  |  | MVA
|  |  |  | Real Power |  |  | MW
|  |  |  | Reactive Power |  |  | MVAr
|  |  |  | Capacitors In Service |  |  | MVAr
PF
| Zone Div: | Uncompensated |  | Reactive Power |  |  | MVAr
PF
| 0 | Compensated |  | Load (LV side) |  |  | Amps
|  |  |  | Apparent Power |  |  | MVA
|  |  |  | Real Power |  |  | MW
|  |  |  | Reactive Power |  |  | MVAr
|  |  |  | Capacitors In Service |  |  | MVAr
PF
| Zone Div: | Uncompensated |  | Reactive Power |  |  | MVAr
PF

## Miranda 33_11kV
| Miranda 33_11kV | [16 empty] | 2014 | WINTER
| Substation Total Loads | [33 empty] | Spots & Transfers Detail
| Historical Loads | (11kV Amps) | [7 empty] | Weather Corrected Forecast Loads |  |  |  | (11kV Amps) | [20 empty] | Spots & Transfers Summary | (11kV Amps) |  | Historical Spots & Transfers | [6 empty] | Forecast Spots & Transfers
|  | 2007 | 2008 | 2009 | 2010 | 2011 | 2012 | 2013 |  | 2014 | 2015 | 2016 | 2017 | 2018 | 2019 | 2020 | 2021 | 2022 | 2023 | 2024 | 2025 | 2026 | 2027 | 2028 | 2029 | 2030 | 2031 | 2032 | 2033 | 2034 | 2035 | 2036 | 2037 | 2038 |  |  |  | 2007 | 2008 | 2009 | 2010 | 2011 | 2012 | 2013 | 2014 | 2015 | 2016 | 2017 | 2018 | 2019 | 2020 | 2021 | 2022 | 2023 | 2024 | 2025 | 2026 | 2027 | 2028 | 2029 | 2030 | 2031 | 2032 | 2033 | 2034 | 2035 | 2036 | 2037 | 2038
| Total | 2006 | 1969 | 1901 | 1817 | 1590 | 1482 | 1354 |  | 1371.445 | 1318.43 | 1283.796 | 1267.703 | 1267.751 | 1269.802 | 1284.62 | 1302.37 | 1318.877 | 1336.161 | 1351.318 | 1370.759 | 1390.353 | 1412.648 | 1436.579 | 1460.264 | 1483.621 | 1507.518 | 1531.963 | 1556.965 | 1582.532 | 1608.671 | 1635.392 | 1662.702 | 1690.611 |  |  | Total | -180 | 0 | 0 | 0 | -205 | 0 | 0 | -3.8466 | -2.3945 | -2.1905 | -0.29853 | 0.047762 | 2.051 | 14.8181 | 17.7499 | 16.5076 | 17.2834 | 15.1571 | 19.4416 | 19.5932 | 22.2959 | 23.9307 | 23.6849 | 23.3566 | 23.8971 | 24.4455 | 25.002 | 25.5666 | 26.1394 | 26.7206 | 27.3103 | 27.9087
| Firm Rating | 0 | 0 | 0 | 0 | 0 | 0 | 2203 |  | 2203 | 2203 | 2203 | 2203 | 2203 | 2203 | 2203 | 2203 | 2203 | 2203 | 2203 | 2203 | 2203 | 2203 | 2203 | 2203 | 2203 | 2203 | 2203 | 2203 | 2203 | 2203 | 2203 | 2203 | 2203
| Total Capacity | 0 | 0 | 0 | 0 | 0 | 0 | 3774 |  | 3774 | 3774 | 3774 | 3774 | 3774 | 3774 | 3774 | 3774 | 3774 | 3774 | 3774 | 3774 | 3774 | 3774 | 3774 | 3774 | 3774 | 3774 | 3774 | 3774 | 3774 | 3774 | 3774 | 3774 | 3774 |  |  | Miranda 33_11kV Tx1 | -65 | 0 | 0 | 0 | -183 | -95 | 0 | -1.7341 | -1.0794 | -0.98749 | -0.13458 | 0.021532 | 0.92461 | 6.6801 | 8.0018 | 7.4418 | 7.7915 | 6.833 | 8.7644 | 8.8328 | 10.0512 | 10.7882 | 10.6773 | 10.5294 | 10.773 | 11.0203 | 11.2711 | 11.5256 | 11.7839 | 12.0459 | 12.3117 | 12.5815
|  | -7 | -6 | -5 | -4 | -3 | -2 | -1 |  | 0 | 1 | 2 | 3 | 4 | 5 | 6 | 7 | 8 | 9 | 10 | 11 | 12 | 13 | 14 | 15 | 16 | 17 | 18 | 19 | 20 | 21 | 22 | 23 | 24 |  |  | Miranda 33_11kV Tx2 | 100 | 0 | 0 | 0 | -163 | 95 | 0 | -0.47434 | -0.29527 | -0.27012 | -0.036814 | 0.0058898 | 0.25292 | 1.8273 | 2.1888 | 2.0356 | 2.1313 | 1.8691 | 2.3974 | 2.4161 | 2.7494 | 2.951 | 2.9207 | 2.8802 | 2.9469 | 3.0145 | 3.0831 | 3.1527 | 3.2234 | 3.2951 | 3.3678 | 3.4416
| Transformer Loads | [35 empty] | Miranda 33_11kV Tx3 | -215 | 0 | 0 | 0 | 141 | 0 | 0 | -1.6382 | -1.0197 | -0.93288 | -0.12714 | 0.020341 | 0.87347 | 6.3107 | 7.5593 | 7.0302 | 7.3606 | 6.4551 | 8.2797 | 8.3443 | 9.4953 | 10.1915 | 10.0868 | 9.947 | 10.1772 | 10.4108 | 10.6477 | 10.8882 | 11.1321 | 11.3797 | 11.6308 | 11.8856
| Historical Loads | (11kV Amps) | [7 empty] | 0: Weather Corrected Forecast Loads; 4: (11kV Amps) |  |  |  | 0 | 0 | 0 | 0 | 0 | 0 | 0 | 0 | 0 | 0 | 0 | 0 | 0 | 0 | 0 | 0 | 0 | 0 | 0 | 0 | 0 | 0 | 0 | 0 | 0 | 0 | 0 | 0 | 0 | 0 | 0 | 0
|  | 2007 | 2008 | 2009 | 2010 | 2011 | 2012 | 2013 |  | 2014 | 2015 | 2016 | 2017 | 2018 | 2019 | 2020 | 2021 | 2022 | 2023 | 2024 | 2025 | 2026 | 2027 | 2028 | 2029 | 2030 | 2031 | 2032 | 2033 | 2034 | 2035 | 2036 | 2037 | 2038 |  |  |  | 0 | 0 | 0 | 0 | 0 | 0 | 0 | 0 | 0 | 0 | 0 | 0 | 0 | 0 | 0 | 0 | 0 | 0 | 0 | 0 | 0 | 0 | 0 | 0 | 0 | 0 | 0 | 0 | 0 | 0 | 0 | 0
| 0 | [36 empty] | 0 | 0 | 0 | 0 | 0 | 0 | 0 | 0 | 0 | 0 | 0 | 0 | 0 | 0 | 0 | 0 | 0 | 0 | 0 | 0 | 0 | 0 | 0 | 0 | 0 | 0 | 0 | 0 | 0 | 0 | 0 | 0
| Diversity Factor: 0 | [36 empty] | 0 | 0 | 0 | 0 | 0 | 0 | 0 | 0 | 0 | 0 | 0 | 0 | 0 | 0 | 0 | 0 | 0 | 0 | 0 | 0 | 0 | 0 | 0 | 0 | 0 | 0 | 0 | 0 | 0 | 0 | 0 | 0
[38 empty] | 0 | 0 | 0 | 0 | 0 | 0 | 0 | 0 | 0 | 0 | 0 | 0 | 0 | 0 | 0 | 0 | 0 | 0 | 0 | 0 | 0 | 0 | 0 | 0 | 0 | 0 | 0 | 0 | 0 | 0 | 0 | 0
[38 empty] | 0 | 0 | 0 | 0 | 0 | 0 | 0 | 0 | 0 | 0 | 0 | 0 | 0 | 0 | 0 | 0 | 0 | 0 | 0 | 0 | 0 | 0 | 0 | 0 | 0 | 0 | 0 | 0 | 0 | 0 | 0 | 0
| 0 | [36 empty] | 0 | 0 | 0 | 0 | 0 | 0 | 0 | 0 | 0 | 0 | 0 | 0 | 0 | 0 | 0 | 0 | 0 | 0 | 0 | 0 | 0 | 0 | 0 | 0 | 0 | 0 | 0 | 0 | 0 | 0 | 0 | 0
Diversity Factor: 0
[38 empty] | Historical Spots & Transfers | [6 empty] | Forecast Spots & Transfers
[35 empty] | Project Name | From | To | 2007 | 2008 | 2009 | 2010 | 2011 | 2012 | 2013 | 2014 | 2015 | 2016 | 2017 | 2018 | 2019 | 2020 | 2021 | 2022 | 2023 | 2024 | 2025 | 2026 | 2027 | 2028 | 2029 | 2030 | 2031 | 2032 | 2033 | 2034 | 2035 | 2036 | 2037 | 2038
| 0 | [33 empty] | Broad based demand management |  | Miranda 33_11kV Tx1 | 0 | 0 | 0 | 0 | 0 | 0 | 0 | 0 | -0.27498 | -0.94395 | -0.9633 | -0.93728 | -1.0577 | 0 | 0 | 0 | 0 | 0 | 0 | 0 | 0 | 0 | 0 | 0 | 0 | 0 | 0 | 0 | 0 | 0 | 0 | 0
| Diversity Factor: 0 | [33 empty] | Broad based demand management |  | Miranda 33_11kV Tx2 | 0 | 0 | 0 | 0 | 0 | 0 | 0 | 0 | -0.075218 | -0.25821 | -0.2635 | -0.25639 | -0.28934 | 0 | 0 | 0 | 0 | 0 | 0 | 0 | 0 | 0 | 0 | 0 | 0 | 0 | 0 | 0 | 0 | 0 | 0 | 0
[35 empty] | Broad based demand management |  | Miranda 33_11kV Tx3 | 0 | 0 | 0 | 0 | 0 | 0 | 0 | 0 | -0.25977 | -0.89175 | -0.91002 | -0.88544 | -0.99924 | 0 | 0 | 0 | 0 | 0 | 0 | 0 | 0 | 0 | 0 | 0 | 0 | 0 | 0 | 0 | 0 | 0 | 0 | 0
[35 empty] | DNP_ID: 6228. CHANGE OF NORMALLY OPEN POINTS TO RELIEVE S.9037 MIRANDA ZONE TRANSFORMER NO.1 AND NO.3 FOR SUMMER 06/07 | Miranda 33_11kV Tx1 | Jannali 33_11kV Tx3 | 100 | 0 | 0 | 0 | 0 | 0 | 0 | 0 | 0 | 0 | 0 | 0 | 0 | 0 | 0 | 0 | 0 | 0 | 0 | 0 | 0 | 0 | 0 | 0 | 0 | 0 | 0 | 0 | 0 | 0 | 0 | 0
| 0 | [33 empty] | DNP_ID: 6228. CHANGE OF NORMALLY OPEN POINTS TO RELIEVE S.9037 MIRANDA ZONE TRANSFORMER NO.1 AND NO.3 FOR SUMMER 06/07 | Miranda 33_11kV Tx3 | Gwawley Bay 33_11kV Tx1 | 55 | 0 | 0 | 0 | 0 | 0 | 0 | 0 | 0 | 0 | 0 | 0 | 0 | 0 | 0 | 0 | 0 | 0 | 0 | 0 | 0 | 0 | 0 | 0 | 0 | 0 | 0 | 0 | 0 | 0 | 0 | 0
| Diversity Factor: 0 | [33 empty] | DNP_ID: 6228. CHANGE OF NORMALLY OPEN POINTS TO RELIEVE S.9037 MIRANDA ZONE TRANSFORMER NO.1 AND NO.3 FOR SUMMER 06/07 | Miranda 33_11kV Tx3 | Gwawley Bay 33_11kV Tx3 | 25 | 0 | 0 | 0 | 0 | 0 | 0 | 0 | 0 | 0 | 0 | 0 | 0 | 0 | 0 | 0 | 0 | 0 | 0 | 0 | 0 | 0 | 0 | 0 | 0 | 0 | 0 | 0 | 0 | 0 | 0 | 0
[35 empty] | DNP_ID: 6228. CHANGE OF NORMALLY OPEN POINTS TO RELIEVE S.9037 MIRANDA ZONE TRANSFORMER NO.1 AND NO.3 FOR SUMMER 06/07 | Miranda 33_11kV Tx3 | Miranda 33_11kV Tx1 | 35 | 0 | 0 | 0 | 0 | 0 | 0 | 0 | 0 | 0 | 0 | 0 | 0 | 0 | 0 | 0 | 0 | 0 | 0 | 0 | 0 | 0 | 0 | 0 | 0 | 0 | 0 | 0 | 0 | 0 | 0 | 0
[35 empty] | DNP_ID: 6228. CHANGE OF NORMALLY OPEN POINTS TO RELIEVE S.9037 MIRANDA ZONE TRANSFORMER NO.1 AND NO.3 FOR SUMMER 06/07 | Miranda 33_11kV Tx3 | Miranda 33_11kV Tx2 | 100 | 0 | 0 | 0 | 0 | 0 | 0 | 0 | 0 | 0 | 0 | 0 | 0 | 0 | 0 | 0 | 0 | 0 | 0 | 0 | 0 | 0 | 0 | 0 | 0 | 0 | 0 | 0 | 0 | 0 | 0 | 0
| 0 | [33 empty] | DNP_ID: 6440. Zone development of S.9037 Miranda Panels 8,16 and S.9700 Kirrawee Panel 17 Feeders. | Miranda 33_11kV Tx1 | Miranda 33_11kV Tx3 | 0 | 0 | 0 | 0 | 183 | 0 | 0 | 0 | 0 | 0 | 0 | 0 | 0 | 0 | 0 | 0 | 0 | 0 | 0 | 0 | 0 | 0 | 0 | 0 | 0 | 0 | 0 | 0 | 0 | 0 | 0 | 0
| Diversity Factor: 0 | [33 empty] | DNP_ID: 6440. Zone development of S.9037 Miranda Panels 8,16 and S.9700 Kirrawee Panel 17 Feeders. | Miranda 33_11kV Tx2 | Miranda 33_11kV Tx3 | 0 | 0 | 0 | 0 | 163 | 0 | 0 | 0 | 0 | 0 | 0 | 0 | 0 | 0 | 0 | 0 | 0 | 0 | 0 | 0 | 0 | 0 | 0 | 0 | 0 | 0 | 0 | 0 | 0 | 0 | 0 | 0
[35 empty] | DNP_ID: 6440. Zone development of S.9037 Miranda Panels 8,16 and S.9700 Kirrawee Panel 17 Feeders. | Miranda 33_11kV Tx3 | Kirrawee 132_11kV Tx3 | 0 | 0 | 0 | 0 | 205 | 0 | 0 | 0 | 0 | 0 | 0 | 0 | 0 | 0 | 0 | 0 | 0 | 0 | 0 | 0 | 0 | 0 | 0 | 0 | 0 | 0 | 0 | 0 | 0 | 0 | 0 | 0
[35 empty] | DNP_ID: 7014. Open point change to relieve the Miranda Pa.2 feeder | Miranda 33_11kV Tx1 | Miranda 33_11kV Tx2 | 0 | 0 | 0 | 0 | 0 | 95 | 0 | 0 | 0 | 0 | 0 | 0 | 0 | 0 | 0 | 0 | 0 | 0 | 0 | 0 | 0 | 0 | 0 | 0 | 0 | 0 | 0 | 0 | 0 | 0 | 0 | 0
| 0 | [33 empty] | Econometric |  | Miranda 33_11kV Tx1 | 0 | 0 | 0 | 0 | 0 | 0 | 0 | 0 | 0 | 4.2526 | 7.581 | 11.4089 | 12.9596 | 13.1939 | 12.6245 | 12.8381 | 13.0549 | 13.2748 | 13.498 | 13.7245 | 13.9543 | 14.1875 | 14.4242 | 14.6643 | 14.9079 | 15.1552 | 15.406 | 15.6605 | 15.9188 | 16.1808 | 16.4466 | 16.7164
| Diversity Factor: 0 | [33 empty] | Econometric |  | Miranda 33_11kV Tx2 | 0 | 0 | 0 | 0 | 0 | 0 | 0 | 0 | 0 | 1.1633 | 2.0737 | 3.1208 | 3.545 | 3.6091 | 3.4533 | 3.5118 | 3.5711 | 3.6312 | 3.6923 | 3.7542 | 3.8171 | 3.8809 | 3.9456 | 4.0113 | 4.078 | 4.1456 | 4.2142 | 4.2838 | 4.3545 | 4.4261 | 4.4989 | 4.5726
[35 empty] | Econometric |  | Miranda 33_11kV Tx3 | 0 | 0 | 0 | 0 | 0 | 0 | 0 | 0 | 0 | 4.0174 | 7.1617 | 10.7779 | 12.2429 | 12.4642 | 11.9263 | 12.1281 | 12.3328 | 12.5406 | 12.7515 | 12.9654 | 13.1825 | 13.4029 | 13.6264 | 13.8533 | 14.0834 | 14.317 | 14.554 | 14.7944 | 15.0384 | 15.2859 | 15.537 | 15.7919
[35 empty] | Energy Efficiency |  | Miranda 33_11kV Tx1 | 0 | 0 | 0 | 0 | 0 | 0 | 0 | -1.7341 | -0.80447 | -4.2962 | -6.7523 | -10.4501 | -10.9773 | -6.5137 | -4.6227 | -5.3963 | -5.2634 | -6.4418 | -4.7336 | -4.8917 | -3.9031 | -3.3993 | -3.7468 | -4.1349 | -4.1349 | -4.1349 | -4.1349 | -4.1349 | -4.1349 | -4.1349 | -4.1349 | -4.1349
| 0 | [33 empty] | Energy Efficiency |  | Miranda 33_11kV Tx2 | 0 | 0 | 0 | 0 | 0 | 0 | 0 | -0.47434 | -0.22006 | -1.1752 | -1.847 | -2.8585 | -3.0027 | -1.7818 | -1.2645 | -1.4761 | -1.4398 | -1.7621 | -1.2948 | -1.3381 | -1.0677 | -0.92986 | -1.0249 | -1.1311 | -1.1311 | -1.1311 | -1.1311 | -1.1311 | -1.1311 | -1.1311 | -1.1311 | -1.1311
| Diversity Factor: 0 | [33 empty] | Energy Efficiency |  | Miranda 33_11kV Tx3 | 0 | 0 | 0 | 0 | 0 | 0 | 0 | -1.6382 | -0.75998 | -4.0586 | -6.3788 | -9.8721 | -10.3701 | -6.1535 | -4.367 | -5.0979 | -4.9723 | -6.0856 | -4.4718 | -4.6212 | -3.6873 | -3.2113 | -3.5396 | -3.9062 | -3.9062 | -3.9062 | -3.9062 | -3.9062 | -3.9062 | -3.9062 | -3.9062 | -3.9062
[35 empty] | Solar PV |  | Miranda 33_11kV Tx1 | 0 | 0 | 0 | 0 | 0 | 0 | 0 | 0 | 0 | 0 | 0 | 0 | 0 | 0 | 0 | 0 | 0 | 0 | 0 | 0 | 0 | 0 | 0 | 0 | 0 | 0 | 0 | 0 | 0 | 0 | 0 | 0
[35 empty] | Solar PV |  | Miranda 33_11kV Tx2 | 0 | 0 | 0 | 0 | 0 | 0 | 0 | 0 | 0 | 0 | 0 | 0 | 0 | 0 | 0 | 0 | 0 | 0 | 0 | 0 | 0 | 0 | 0 | 0 | 0 | 0 | 0 | 0 | 0 | 0 | 0 | 0
| 0 | [33 empty] | Solar PV |  | Miranda 33_11kV Tx3 | 0 | 0 | 0 | 0 | 0 | 0 | 0 | 0 | 0 | 0 | 0 | 0 | 0 | 0 | 0 | 0 | 0 | 0 | 0 | 0 | 0 | 0 | 0 | 0 | 0 | 0 | 0 | 0 | 0 | 0 | 0 | 0
Diversity Factor: 0
0
Diversity Factor: 0
0
Diversity Factor: 0
| Weather Correction and Public Holiday Factors | [8 empty] | Forecast ROG
ROG Justification
| Actual loads for season 2013 have been weather corrected by the following: | [6 empty] | 2.957% |  | 7 year ROG ok, revisit spots in 2013 | [59 empty] | 7 year ROG ok, revisit spots in 2013
1 | 2 | 3 | 4 | 5 | 6 | 7 | 8 | 9 | 10 | 2014 | 2015 | 2016 | 2017 | 2018 | 2019 | 2020 | 2021 | 2022 | 2023 | 2024 | 2025 | 2026 | 2027 | 2028 | 2029 | 2030 | 2031 | 2032 | 2033 | 2034 | 2035 | 2036 | 2037 | 2038
0.96309 | 0.92754 | 0.90472 | 0.8936 | 0.8936 | 0.8936 | 0.8936 | 0.8936 | 0.8936 | 0.8936 | -3.691% | -3.691% | -2.46% | -1.23% | 0% | 0% | 0% | 0% | 0% | 0% | 0% | 0% | 0% | 0% | 0% | 0% | 0% | 0% | 0% | 0% | 0% | 0% | 0% | 0% | 0%
Substation Load Detail
[7 empty] | Units | 2013 |  | 2014 | 2015 | 2016 | 2017 | 2018 | 2019 | 2020 | 2021 | 2022 | 2023 | 2024 | 2025 | 2026 | 2027 | 2028 | 2029 | 2030 | 2031 | 2032 | 2033 | 2034 | 2035 | 2036 | 2037 | 2038
1 | Miranda 33_11kV | Compensated |  | Load (LV side) |  |  | Amps | 1354 | 1428 | 1371.445 | 1318.43 | 1283.796 | 1267.703 | 1267.751 | 1269.802 | 1284.62 | 1302.37 | 1318.877 | 1336.161 | 1351.318 | 1370.759 | 1390.353 | 1412.648 | 1436.579 | 1460.264 | 1483.621 | 1507.518 | 1531.963 | 1556.965 | 1582.532 | 1608.671 | 1635.392 | 1662.702 | 1690.611
|  |  |  | Apparent Power |  |  | MVA | 25.7972 |  | 26.1295 | 25.1195 | 24.4596 | 24.153 | 24.1539 | 24.193 | 24.4753 | 24.8135 | 25.128 | 25.4573 | 25.7461 | 26.1165 | 26.4898 | 26.9146 | 27.3705 | 27.8218 | 28.2668 | 28.7221 | 29.1878 | 29.6642 | 30.1513 | 30.6493 | 31.1584 | 31.6787 | 32.2105
|  |  |  | Real Power |  |  | MW | 25.145 | 26.5193 | 25.469 | 24.4845 | 23.8413 | 23.5424 | 23.5433 | 23.5814 | 23.8566 | 24.1862 | 24.4928 | 24.8137 | 25.0952 | 25.4563 | 25.8201 | 26.2342 | 26.6786 | 27.1185 | 27.5522 | 27.996 | 28.45 | 28.9143 | 29.3891 | 29.8745 | 30.3708 | 30.8779 | 31.3962
|  |  |  | Reactive Power |  |  | MVAr | 5.7638 |  | 5.838 | 5.6123 | 5.4649 | 5.3964 | 5.3966 | 5.4053 | 5.4684 | 5.544 | 5.6142 | 5.6878 | 5.7523 | 5.8351 | 5.9185 | 6.0134 | 6.1153 | 6.2161 | 6.3155 | 6.4173 | 6.5213 | 6.6277 | 6.7366 | 6.8478 | 6.9616 | 7.0778 | 7.1966
|  |  |  | Capacitors In Service |  |  | MVAr | 0 |  | 0 | 0 | 0 | 0 | 0 | 0 | 0 | 0 | 0 | 0 | 0 | 0 | 0 | 0 | 0 | 0 | 0 | 0 | 0 | 0 | 0 | 0 | 0 | 0 | 0
|  |  |  | PF |  |  |  | 0.97472 |  | 0.97472 | 0.97472 | 0.97472 | 0.97472 | 0.97472 | 0.97472 | 0.97472 | 0.97472 | 0.97472 | 0.97472 | 0.97472 | 0.97472 | 0.97472 | 0.97472 | 0.97472 | 0.97472 | 0.97472 | 0.97472 | 0.97472 | 0.97472 | 0.97472 | 0.97472 | 0.97472 | 0.97472 | 0.97472
0.96345 | Diversity Factor: 0.96 | Uncompensated |  | Reactive Power |  |  | MVAr | 5.7638 | 6.0788 | 5.838 | 5.6123 | 5.4649 | 5.3964 | 5.3966 | 5.4053 | 5.4684 | 5.544 | 5.6142 | 5.6878 | 5.7523 | 5.8351 | 5.9185 | 6.0134 | 6.1153 | 6.2161 | 6.3155 | 6.4173 | 6.5213 | 6.6277 | 6.7366 | 6.8478 | 6.9616 | 7.0778 | 7.1966
|  |  |  | PF |  |  |  | 0.97472 |  | 0.97472 | 0.97472 | 0.97472 | 0.97472 | 0.97472 | 0.97472 | 0.97472 | 0.97472 | 0.97472 | 0.97472 | 0.97472 | 0.97472 | 0.97472 | 0.97472 | 0.97472 | 0.97472 | 0.97472 | 0.97472 | 0.97472 | 0.97472 | 0.97472 | 0.97472 | 0.97472 | 0.97472 | 0.97472
[10 empty] | 1 | 2 | 3 | 4 | 5 | 6 | 7 | 8 | 9 | 10 | 11 | 12 | 13 | 14 | 15 | 16 | 17 | 18 | 19 | 20 | 21 | 22 | 23 | 24 | 25
Transformer Load Detail
[7 empty] | Units | 2013 |  | 2014 | 2015 | 2016 | 2017 | 2018 | 2019 | 2020 | 2021 | 2022 | 2023 | 2024 | 2025 | 2026 | 2027 | 2028 | 2029 | 2030 | 2031 | 2032 | 2033 | 2034 | 2035 | 2036 | 2037 | 2038
| 0 | Compensated |  | Load (LV side) |  |  | Amps
|  |  |  | Apparent Power |  |  | MVA
|  |  |  | Real Power |  |  | MW
|  |  |  | Reactive Power |  |  | MVAr
|  |  |  | Capacitors In Service |  |  | MVAr
PF
| Zone Div: | Uncompensated |  | Reactive Power |  |  | MVAr
PF
| 0 | Compensated |  | Load (LV side) |  |  | Amps
|  |  |  | Apparent Power |  |  | MVA
|  |  |  | Real Power |  |  | MW
|  |  |  | Reactive Power |  |  | MVAr
|  |  |  | Capacitors In Service |  |  | MVAr
PF
| Zone Div: | Uncompensated |  | Reactive Power |  |  | MVAr
PF
| 0 | Compensated |  | Load (LV side) |  |  | Amps
|  |  |  | Apparent Power |  |  | MVA
|  |  |  | Real Power |  |  | MW
|  |  |  | Reactive Power |  |  | MVAr
|  |  |  | Capacitors In Service |  |  | MVAr
PF
| Zone Div: | Uncompensated |  | Reactive Power |  |  | MVAr
PF
| 0 | Compensated |  | Load (LV side) |  |  | Amps
|  |  |  | Apparent Power |  |  | MVA
|  |  |  | Real Power |  |  | MW
|  |  |  | Reactive Power |  |  | MVAr
|  |  |  | Capacitors In Service |  |  | MVAr
PF
| Zone Div: | Uncompensated |  | Reactive Power |  |  | MVAr
PF
| 0 | Compensated |  | Load (LV side) |  |  | Amps
|  |  |  | Apparent Power |  |  | MVA
|  |  |  | Real Power |  |  | MW
|  |  |  | Reactive Power |  |  | MVAr
|  |  |  | Capacitors In Service |  |  | MVAr
PF
| Zone Div: | Uncompensated |  | Reactive Power |  |  | MVAr
PF
| 0 | Compensated |  | Load (LV side) |  |  | Amps
|  |  |  | Apparent Power |  |  | MVA
|  |  |  | Real Power |  |  | MW
|  |  |  | Reactive Power |  |  | MVAr
|  |  |  | Capacitors In Service |  |  | MVAr
PF
| Zone Div: | Uncompensated |  | Reactive Power |  |  | MVAr
PF
| 0 | Compensated |  | Load (LV side) |  |  | Amps
|  |  |  | Apparent Power |  |  | MVA
|  |  |  | Real Power |  |  | MW
|  |  |  | Reactive Power |  |  | MVAr
|  |  |  | Capacitors In Service |  |  | MVAr
PF
| Zone Div: | Uncompensated |  | Reactive Power |  |  | MVAr
PF
| 0 | Compensated |  | Load (LV side) |  |  | Amps
|  |  |  | Apparent Power |  |  | MVA
|  |  |  | Real Power |  |  | MW
|  |  |  | Reactive Power |  |  | MVAr
|  |  |  | Capacitors In Service |  |  | MVAr
PF
| Zone Div: | Uncompensated |  | Reactive Power |  |  | MVAr
PF
| 0 | Compensated |  | Load (LV side) |  |  | Amps
|  |  |  | Apparent Power |  |  | MVA
|  |  |  | Real Power |  |  | MW
|  |  |  | Reactive Power |  |  | MVAr
|  |  |  | Capacitors In Service |  |  | MVAr
PF
| Zone Div: | Uncompensated |  | Reactive Power |  |  | MVAr
PF
| 0 | Compensated |  | Load (LV side) |  |  | Amps
|  |  |  | Apparent Power |  |  | MVA
|  |  |  | Real Power |  |  | MW
|  |  |  | Reactive Power |  |  | MVAr
|  |  |  | Capacitors In Service |  |  | MVAr
PF
| Zone Div: | Uncompensated |  | Reactive Power |  |  | MVAr
PF

## Customer80
| Customer80 | [16 empty] | 2014 | WINTER
| Substation Total Loads | [33 empty] | Spots & Transfers Detail
| Historical Loads | (132kV Amps) | [7 empty] | Weather Corrected Forecast Loads |  |  |  | (132kV Amps) | [20 empty] | Spots & Transfers Summary | (132kV Amps) |  | Historical Spots & Transfers | [6 empty] | Forecast Spots & Transfers
|  | 2007 | 2008 | 2009 | 2010 | 2011 | 2012 | 2013 |  | 2014 | 2015 | 2016 | 2017 | 2018 | 2019 | 2020 | 2021 | 2022 | 2023 | 2024 | 2025 | 2026 | 2027 | 2028 | 2029 | 2030 | 2031 | 2032 | 2033 | 2034 | 2035 | 2036 | 2037 | 2038 |  |  |  | 2007 | 2008 | 2009 | 2010 | 2011 | 2012 | 2013 | 2014 | 2015 | 2016 | 2017 | 2018 | 2019 | 2020 | 2021 | 2022 | 2023 | 2024 | 2025 | 2026 | 2027 | 2028 | 2029 | 2030 | 2031 | 2032 | 2033 | 2034 | 2035 | 2036 | 2037 | 2038
| Total |  |  |  |  | 19 | 27 | 27 |  | 27 | 27 | 27 | 27 | 27 | 27 | 27 | 27 | 27 | 27 | 27 | 27 | 27 | 27 | 27 | 27 | 27 | 27 | 27 | 27 | 27 | 27 | 27 | 27 | 27 |  |  | Total
Firm Rating
| Total Capacity | [36 empty] | 0 | 0 | 0 | 0 | 0 | 0 | 0 | 0 | 0 | 0 | 0 | 0 | 0 | 0 | 0 | 0 | 0 | 0 | 0 | 0 | 0 | 0 | 0 | 0 | 0 | 0 | 0 | 0 | 0 | 0 | 0 | 0
|  | -7 | -6 | -5 | -4 | -3 | -2 | -1 |  | 0 | 1 | 2 | 3 | 4 | 5 | 6 | 7 | 8 | 9 | 10 | 11 | 12 | 13 | 14 | 15 | 16 | 17 | 18 | 19 | 20 | 21 | 22 | 23 | 24 |  |  |  | 0 | 0 | 0 | 0 | 0 | 0 | 0 | 0 | 0 | 0 | 0 | 0 | 0 | 0 | 0 | 0 | 0 | 0 | 0 | 0 | 0 | 0 | 0 | 0 | 0 | 0 | 0 | 0 | 0 | 0 | 0 | 0
| Transformer Loads | [36 empty] | 0 | 0 | 0 | 0 | 0 | 0 | 0 | 0 | 0 | 0 | 0 | 0 | 0 | 0 | 0 | 0 | 0 | 0 | 0 | 0 | 0 | 0 | 0 | 0 | 0 | 0 | 0 | 0 | 0 | 0 | 0 | 0
| Historical Loads | (132kV Amps) | [7 empty] | Weather Corrected Forecast Loads |  |  |  | (132kV Amps) | [23 empty] | 0 | 0 | 0 | 0 | 0 | 0 | 0 | 0 | 0 | 0 | 0 | 0 | 0 | 0 | 0 | 0 | 0 | 0 | 0 | 0 | 0 | 0 | 0 | 0 | 0 | 0 | 0 | 0 | 0 | 0 | 0 | 0
|  | 2007 | 2008 | 2009 | 2010 | 2011 | 2012 | 2013 |  | 2014 | 2015 | 2016 | 2017 | 2018 | 2019 | 2020 | 2021 | 2022 | 2023 | 2024 | 2025 | 2026 | 2027 | 2028 | 2029 | 2030 | 2031 | 2032 | 2033 | 2034 | 2035 | 2036 | 2037 | 2038 |  |  |  | 0 | 0 | 0 | 0 | 0 | 0 | 0 | 0 | 0 | 0 | 0 | 0 | 0 | 0 | 0 | 0 | 0 | 0 | 0 | 0 | 0 | 0 | 0 | 0 | 0 | 0 | 0 | 0 | 0 | 0 | 0 | 0
| 0 | [36 empty] | 0 | 0 | 0 | 0 | 0 | 0 | 0 | 0 | 0 | 0 | 0 | 0 | 0 | 0 | 0 | 0 | 0 | 0 | 0 | 0 | 0 | 0 | 0 | 0 | 0 | 0 | 0 | 0 | 0 | 0 | 0 | 0
| Diversity Factor: 0 | [36 empty] | 0 | 0 | 0 | 0 | 0 | 0 | 0 | 0 | 0 | 0 | 0 | 0 | 0 | 0 | 0 | 0 | 0 | 0 | 0 | 0 | 0 | 0 | 0 | 0 | 0 | 0 | 0 | 0 | 0 | 0 | 0 | 0
[38 empty] | 0 | 0 | 0 | 0 | 0 | 0 | 0 | 0 | 0 | 0 | 0 | 0 | 0 | 0 | 0 | 0 | 0 | 0 | 0 | 0 | 0 | 0 | 0 | 0 | 0 | 0 | 0 | 0 | 0 | 0 | 0 | 0
[38 empty] | 0 | 0 | 0 | 0 | 0 | 0 | 0 | 0 | 0 | 0 | 0 | 0 | 0 | 0 | 0 | 0 | 0 | 0 | 0 | 0 | 0 | 0 | 0 | 0 | 0 | 0 | 0 | 0 | 0 | 0 | 0 | 0
| 0 | [36 empty] | 0 | 0 | 0 | 0 | 0 | 0 | 0 | 0 | 0 | 0 | 0 | 0 | 0 | 0 | 0 | 0 | 0 | 0 | 0 | 0 | 0 | 0 | 0 | 0 | 0 | 0 | 0 | 0 | 0 | 0 | 0 | 0
Diversity Factor: 0
[38 empty] | Historical Spots & Transfers | [6 empty] | Forecast Spots & Transfers
[35 empty] | Project Name | From | To | 2007 | 2008 | 2009 | 2010 | 2011 | 2012 | 2013 | 2014 | 2015 | 2016 | 2017 | 2018 | 2019 | 2020 | 2021 | 2022 | 2023 | 2024 | 2025 | 2026 | 2027 | 2028 | 2029 | 2030 | 2031 | 2032 | 2033 | 2034 | 2035 | 2036 | 2037 | 2038
0
Diversity Factor: 0
0
Diversity Factor: 0
0
Diversity Factor: 0
0
Diversity Factor: 0
0
Diversity Factor: 0
0
Diversity Factor: 0
0
Diversity Factor: 0
0
Diversity Factor: 0
| Weather Correction and Public Holiday Factors | [8 empty] | Forecast ROG
ROG Justification
| Actual loads for season 2013 have been weather corrected by the following: | [6 empty] | 0% |  | N/A | [59 empty] | N/A
1 | 2 | 3 | 4 | 5 | 6 | 7 | 8 | 9 | 10 | 2014 | 2015 | 2016 | 2017 | 2018 | 2019 | 2020 | 2021 | 2022 | 2023 | 2024 | 2025 | 2026 | 2027 | 2028 | 2029 | 2030 | 2031 | 2032 | 2033 | 2034 | 2035 | 2036 | 2037 | 2038
1 | 1 | 1 | 1 | 1 | 1 | 1 | 1 | 1 | 1 | 0% | 0% | 0% | 0% | 0% | 0% | 0% | 0% | 0% | 0% | 0% | 0% | 0% | 0% | 0% | 0% | 0% | 0% | 0% | 0% | 0% | 0% | 0% | 0% | 0%
Substation Load Detail
[7 empty] | Units | 2013 |  | 2014 | 2015 | 2016 | 2017 | 2018 | 2019 | 2020 | 2021 | 2022 | 2023 | 2024 | 2025 | 2026 | 2027 | 2028 | 2029 | 2030 | 2031 | 2032 | 2033 | 2034 | 2035 | 2036 | 2037 | 2038
1 | Customer80 | Compensated |  | Load (LV side) |  |  | Amps | 27 |  | 27 | 27 | 27 | 27 | 27 | 27 | 27 | 27 | 27 | 27 | 27 | 27 | 27 | 27 | 27 | 27 | 27 | 27 | 27 | 27 | 27 | 27 | 27 | 27 | 27
|  |  |  | Apparent Power |  |  | MVA | 6.173 |  | 6.173 | 6.173 | 6.173 | 6.173 | 6.173 | 6.173 | 6.173 | 6.173 | 6.173 | 6.173 | 6.173 | 6.173 | 6.173 | 6.173 | 6.173 | 6.173 | 6.173 | 6.173 | 6.173 | 6.173 | 6.173 | 6.173 | 6.173 | 6.173 | 6.173
|  |  |  | Real Power |  |  | MW | 5.5557 |  | 5.5557 | 5.5557 | 5.5557 | 5.5557 | 5.5557 | 5.5557 | 5.5557 | 5.5557 | 5.5557 | 5.5557 | 5.5557 | 5.5557 | 5.5557 | 5.5557 | 5.5557 | 5.5557 | 5.5557 | 5.5557 | 5.5557 | 5.5557 | 5.5557 | 5.5557 | 5.5557 | 5.5557 | 5.5557
|  |  |  | Reactive Power |  |  | MVAr | 2.6908 |  | 2.6908 | 2.6908 | 2.6908 | 2.6908 | 2.6908 | 2.6908 | 2.6908 | 2.6908 | 2.6908 | 2.6908 | 2.6908 | 2.6908 | 2.6908 | 2.6908 | 2.6908 | 2.6908 | 2.6908 | 2.6908 | 2.6908 | 2.6908 | 2.6908 | 2.6908 | 2.6908 | 2.6908 | 2.6908
|  |  |  | Capacitors In Service |  |  | MVAr | 0 |  | 0 | 0 | 0 | 0 | 0 | 0 | 0 | 0 | 0 | 0 | 0 | 0 | 0 | 0 | 0 | 0 | 0 | 0 | 0 | 0 | 0 | 0 | 0 | 0 | 0
|  |  |  | PF |  |  |  | 0.9 |  | 0.9 | 0.9 | 0.9 | 0.9 | 0.9 | 0.9 | 0.9 | 0.9 | 0.9 | 0.9 | 0.9 | 0.9 | 0.9 | 0.9 | 0.9 | 0.9 | 0.9 | 0.9 | 0.9 | 0.9 | 0.9 | 0.9 | 0.9 | 0.9 | 0.9
0.50367 | Diversity Factor: 0.5 | Uncompensated |  | Reactive Power |  |  | MVAr | 2.6908 |  | 2.6908 | 2.6908 | 2.6908 | 2.6908 | 2.6908 | 2.6908 | 2.6908 | 2.6908 | 2.6908 | 2.6908 | 2.6908 | 2.6908 | 2.6908 | 2.6908 | 2.6908 | 2.6908 | 2.6908 | 2.6908 | 2.6908 | 2.6908 | 2.6908 | 2.6908 | 2.6908 | 2.6908 | 2.6908
|  |  |  | PF |  |  |  | 0.9 |  | 0.9 | 0.9 | 0.9 | 0.9 | 0.9 | 0.9 | 0.9 | 0.9 | 0.9 | 0.9 | 0.9 | 0.9 | 0.9 | 0.9 | 0.9 | 0.9 | 0.9 | 0.9 | 0.9 | 0.9 | 0.9 | 0.9 | 0.9 | 0.9 | 0.9
[10 empty] | 1 | 2 | 3 | 4 | 5 | 6 | 7 | 8 | 9 | 10 | 11 | 12 | 13 | 14 | 15 | 16 | 17 | 18 | 19 | 20 | 21 | 22 | 23 | 24 | 25
Transformer Load Detail
[7 empty] | Units | 2013 |  | 2014 | 2015 | 2016 | 2017 | 2018 | 2019 | 2020 | 2021 | 2022 | 2023 | 2024 | 2025 | 2026 | 2027 | 2028 | 2029 | 2030 | 2031 | 2032 | 2033 | 2034 | 2035 | 2036 | 2037 | 2038
| 0 | Compensated |  | Load (LV side) |  |  | Amps
|  |  |  | Apparent Power |  |  | MVA
|  |  |  | Real Power |  |  | MW
|  |  |  | Reactive Power |  |  | MVAr
|  |  |  | Capacitors In Service |  |  | MVAr
PF
| Zone Div: | Uncompensated |  | Reactive Power |  |  | MVAr
PF
| 0 | Compensated |  | Load (LV side) |  |  | Amps
|  |  |  | Apparent Power |  |  | MVA
|  |  |  | Real Power |  |  | MW
|  |  |  | Reactive Power |  |  | MVAr
|  |  |  | Capacitors In Service |  |  | MVAr
PF
| Zone Div: | Uncompensated |  | Reactive Power |  |  | MVAr
PF
| 0 | Compensated |  | Load (LV side) |  |  | Amps
|  |  |  | Apparent Power |  |  | MVA
|  |  |  | Real Power |  |  | MW
|  |  |  | Reactive Power |  |  | MVAr
|  |  |  | Capacitors In Service |  |  | MVAr
PF
| Zone Div: | Uncompensated |  | Reactive Power |  |  | MVAr
PF
| 0 | Compensated |  | Load (LV side) |  |  | Amps
|  |  |  | Apparent Power |  |  | MVA
|  |  |  | Real Power |  |  | MW
|  |  |  | Reactive Power |  |  | MVAr
|  |  |  | Capacitors In Service |  |  | MVAr
PF
| Zone Div: | Uncompensated |  | Reactive Power |  |  | MVAr
PF
| 0 | Compensated |  | Load (LV side) |  |  | Amps
|  |  |  | Apparent Power |  |  | MVA
|  |  |  | Real Power |  |  | MW
|  |  |  | Reactive Power |  |  | MVAr
|  |  |  | Capacitors In Service |  |  | MVAr
PF
| Zone Div: | Uncompensated |  | Reactive Power |  |  | MVAr
PF
| 0 | Compensated |  | Load (LV side) |  |  | Amps
|  |  |  | Apparent Power |  |  | MVA
|  |  |  | Real Power |  |  | MW
|  |  |  | Reactive Power |  |  | MVAr
|  |  |  | Capacitors In Service |  |  | MVAr
PF
| Zone Div: | Uncompensated |  | Reactive Power |  |  | MVAr
PF
| 0 | Compensated |  | Load (LV side) |  |  | Amps
|  |  |  | Apparent Power |  |  | MVA
|  |  |  | Real Power |  |  | MW
|  |  |  | Reactive Power |  |  | MVAr
|  |  |  | Capacitors In Service |  |  | MVAr
PF
| Zone Div: | Uncompensated |  | Reactive Power |  |  | MVAr
PF
| 0 | Compensated |  | Load (LV side) |  |  | Amps
|  |  |  | Apparent Power |  |  | MVA
|  |  |  | Real Power |  |  | MW
|  |  |  | Reactive Power |  |  | MVAr
|  |  |  | Capacitors In Service |  |  | MVAr
PF
| Zone Div: | Uncompensated |  | Reactive Power |  |  | MVAr
PF
| 0 | Compensated |  | Load (LV side) |  |  | Amps
|  |  |  | Apparent Power |  |  | MVA
|  |  |  | Real Power |  |  | MW
|  |  |  | Reactive Power |  |  | MVAr
|  |  |  | Capacitors In Service |  |  | MVAr
PF
| Zone Div: | Uncompensated |  | Reactive Power |  |  | MVAr
PF
| 0 | Compensated |  | Load (LV side) |  |  | Amps
|  |  |  | Apparent Power |  |  | MVA
|  |  |  | Real Power |  |  | MW
|  |  |  | Reactive Power |  |  | MVAr
|  |  |  | Capacitors In Service |  |  | MVAr
PF
| Zone Div: | Uncompensated |  | Reactive Power |  |  | MVAr
PF

## Customer81
| Customer81 | [16 empty] | 2014 | WINTER
| Substation Total Loads | [33 empty] | Spots & Transfers Detail
| Historical Loads | (33kV Amps) | [7 empty] | Weather Corrected Forecast Loads |  |  |  | (33kV Amps) | [20 empty] | Spots & Transfers Summary | (33kV Amps) |  | Historical Spots & Transfers | [6 empty] | Forecast Spots & Transfers
|  | 2007 | 2008 | 2009 | 2010 | 2011 | 2012 | 2013 |  | 2014 | 2015 | 2016 | 2017 | 2018 | 2019 | 2020 | 2021 | 2022 | 2023 | 2024 | 2025 | 2026 | 2027 | 2028 | 2029 | 2030 | 2031 | 2032 | 2033 | 2034 | 2035 | 2036 | 2037 | 2038 |  |  |  | 2007 | 2008 | 2009 | 2010 | 2011 | 2012 | 2013 | 2014 | 2015 | 2016 | 2017 | 2018 | 2019 | 2020 | 2021 | 2022 | 2023 | 2024 | 2025 | 2026 | 2027 | 2028 | 2029 | 2030 | 2031 | 2032 | 2033 | 2034 | 2035 | 2036 | 2037 | 2038
| Total |  |  |  |  | 107 | 121 | 101 |  | 101 | 101 | 101 | 101 | 101 | 101 | 101 | 101 | 101 | 101 | 101 | 101 | 101 | 101 | 101 | 101 | 101 | 101 | 101 | 101 | 101 | 101 | 101 | 101 | 101 |  |  | Total
Firm Rating
| Total Capacity | [36 empty] | 0 | 0 | 0 | 0 | 0 | 0 | 0 | 0 | 0 | 0 | 0 | 0 | 0 | 0 | 0 | 0 | 0 | 0 | 0 | 0 | 0 | 0 | 0 | 0 | 0 | 0 | 0 | 0 | 0 | 0 | 0 | 0
|  | -7 | -6 | -5 | -4 | -3 | -2 | -1 |  | 0 | 1 | 2 | 3 | 4 | 5 | 6 | 7 | 8 | 9 | 10 | 11 | 12 | 13 | 14 | 15 | 16 | 17 | 18 | 19 | 20 | 21 | 22 | 23 | 24 |  |  |  | 0 | 0 | 0 | 0 | 0 | 0 | 0 | 0 | 0 | 0 | 0 | 0 | 0 | 0 | 0 | 0 | 0 | 0 | 0 | 0 | 0 | 0 | 0 | 0 | 0 | 0 | 0 | 0 | 0 | 0 | 0 | 0
| Transformer Loads | [36 empty] | 0 | 0 | 0 | 0 | 0 | 0 | 0 | 0 | 0 | 0 | 0 | 0 | 0 | 0 | 0 | 0 | 0 | 0 | 0 | 0 | 0 | 0 | 0 | 0 | 0 | 0 | 0 | 0 | 0 | 0 | 0 | 0
| Historical Loads | (33kV Amps) | [7 empty] | Weather Corrected Forecast Loads |  |  |  | (33kV Amps) | [23 empty] | 0 | 0 | 0 | 0 | 0 | 0 | 0 | 0 | 0 | 0 | 0 | 0 | 0 | 0 | 0 | 0 | 0 | 0 | 0 | 0 | 0 | 0 | 0 | 0 | 0 | 0 | 0 | 0 | 0 | 0 | 0 | 0
|  | 2007 | 2008 | 2009 | 2010 | 2011 | 2012 | 2013 |  | 2014 | 2015 | 2016 | 2017 | 2018 | 2019 | 2020 | 2021 | 2022 | 2023 | 2024 | 2025 | 2026 | 2027 | 2028 | 2029 | 2030 | 2031 | 2032 | 2033 | 2034 | 2035 | 2036 | 2037 | 2038 |  |  |  | 0 | 0 | 0 | 0 | 0 | 0 | 0 | 0 | 0 | 0 | 0 | 0 | 0 | 0 | 0 | 0 | 0 | 0 | 0 | 0 | 0 | 0 | 0 | 0 | 0 | 0 | 0 | 0 | 0 | 0 | 0 | 0
| 0 | [36 empty] | 0 | 0 | 0 | 0 | 0 | 0 | 0 | 0 | 0 | 0 | 0 | 0 | 0 | 0 | 0 | 0 | 0 | 0 | 0 | 0 | 0 | 0 | 0 | 0 | 0 | 0 | 0 | 0 | 0 | 0 | 0 | 0
| Diversity Factor: 0 | [36 empty] | 0 | 0 | 0 | 0 | 0 | 0 | 0 | 0 | 0 | 0 | 0 | 0 | 0 | 0 | 0 | 0 | 0 | 0 | 0 | 0 | 0 | 0 | 0 | 0 | 0 | 0 | 0 | 0 | 0 | 0 | 0 | 0
[38 empty] | 0 | 0 | 0 | 0 | 0 | 0 | 0 | 0 | 0 | 0 | 0 | 0 | 0 | 0 | 0 | 0 | 0 | 0 | 0 | 0 | 0 | 0 | 0 | 0 | 0 | 0 | 0 | 0 | 0 | 0 | 0 | 0
[38 empty] | 0 | 0 | 0 | 0 | 0 | 0 | 0 | 0 | 0 | 0 | 0 | 0 | 0 | 0 | 0 | 0 | 0 | 0 | 0 | 0 | 0 | 0 | 0 | 0 | 0 | 0 | 0 | 0 | 0 | 0 | 0 | 0
| 0 | [36 empty] | 0 | 0 | 0 | 0 | 0 | 0 | 0 | 0 | 0 | 0 | 0 | 0 | 0 | 0 | 0 | 0 | 0 | 0 | 0 | 0 | 0 | 0 | 0 | 0 | 0 | 0 | 0 | 0 | 0 | 0 | 0 | 0
Diversity Factor: 0
[38 empty] | Historical Spots & Transfers | [6 empty] | Forecast Spots & Transfers
[35 empty] | Project Name | From | To | 2007 | 2008 | 2009 | 2010 | 2011 | 2012 | 2013 | 2014 | 2015 | 2016 | 2017 | 2018 | 2019 | 2020 | 2021 | 2022 | 2023 | 2024 | 2025 | 2026 | 2027 | 2028 | 2029 | 2030 | 2031 | 2032 | 2033 | 2034 | 2035 | 2036 | 2037 | 2038
0
Diversity Factor: 0
0
Diversity Factor: 0
0
Diversity Factor: 0
0
Diversity Factor: 0
0
Diversity Factor: 0
0
Diversity Factor: 0
0
Diversity Factor: 0
0
Diversity Factor: 0
| Weather Correction and Public Holiday Factors | [8 empty] | Forecast ROG
ROG Justification
| Actual loads for season 2013 have been weather corrected by the following: | [6 empty] | 0% |  | N/A | [59 empty] | N/A
1 | 2 | 3 | 4 | 5 | 6 | 7 | 8 | 9 | 10 | 2014 | 2015 | 2016 | 2017 | 2018 | 2019 | 2020 | 2021 | 2022 | 2023 | 2024 | 2025 | 2026 | 2027 | 2028 | 2029 | 2030 | 2031 | 2032 | 2033 | 2034 | 2035 | 2036 | 2037 | 2038
1 | 1 | 1 | 1 | 1 | 1 | 1 | 1 | 1 | 1 | 0% | 0% | 0% | 0% | 0% | 0% | 0% | 0% | 0% | 0% | 0% | 0% | 0% | 0% | 0% | 0% | 0% | 0% | 0% | 0% | 0% | 0% | 0% | 0% | 0%
Substation Load Detail
[7 empty] | Units | 2013 |  | 2014 | 2015 | 2016 | 2017 | 2018 | 2019 | 2020 | 2021 | 2022 | 2023 | 2024 | 2025 | 2026 | 2027 | 2028 | 2029 | 2030 | 2031 | 2032 | 2033 | 2034 | 2035 | 2036 | 2037 | 2038
1 | Customer81 | Compensated |  | Load (LV side) |  |  | Amps | 101 |  | 101 | 101 | 101 | 101 | 101 | 101 | 101 | 101 | 101 | 101 | 101 | 101 | 101 | 101 | 101 | 101 | 101 | 101 | 101 | 101 | 101 | 101 | 101 | 101 | 101
|  |  |  | Apparent Power |  |  | MVA | 5.7729 |  | 5.7729 | 5.7729 | 5.7729 | 5.7729 | 5.7729 | 5.7729 | 5.7729 | 5.7729 | 5.7729 | 5.7729 | 5.7729 | 5.7729 | 5.7729 | 5.7729 | 5.7729 | 5.7729 | 5.7729 | 5.7729 | 5.7729 | 5.7729 | 5.7729 | 5.7729 | 5.7729 | 5.7729 | 5.7729
|  |  |  | Real Power |  |  | MW | 5.1956 |  | 5.1956 | 5.1956 | 5.1956 | 5.1956 | 5.1956 | 5.1956 | 5.1956 | 5.1956 | 5.1956 | 5.1956 | 5.1956 | 5.1956 | 5.1956 | 5.1956 | 5.1956 | 5.1956 | 5.1956 | 5.1956 | 5.1956 | 5.1956 | 5.1956 | 5.1956 | 5.1956 | 5.1956 | 5.1956
|  |  |  | Reactive Power |  |  | MVAr | 2.5164 |  | 2.5164 | 2.5164 | 2.5164 | 2.5164 | 2.5164 | 2.5164 | 2.5164 | 2.5164 | 2.5164 | 2.5164 | 2.5164 | 2.5164 | 2.5164 | 2.5164 | 2.5164 | 2.5164 | 2.5164 | 2.5164 | 2.5164 | 2.5164 | 2.5164 | 2.5164 | 2.5164 | 2.5164 | 2.5164
|  |  |  | Capacitors In Service |  |  | MVAr | 0 |  | 0 | 0 | 0 | 0 | 0 | 0 | 0 | 0 | 0 | 0 | 0 | 0 | 0 | 0 | 0 | 0 | 0 | 0 | 0 | 0 | 0 | 0 | 0 | 0 | 0
|  |  |  | PF |  |  |  | 0.9 |  | 0.9 | 0.9 | 0.9 | 0.9 | 0.9 | 0.9 | 0.9 | 0.9 | 0.9 | 0.9 | 0.9 | 0.9 | 0.9 | 0.9 | 0.9 | 0.9 | 0.9 | 0.9 | 0.9 | 0.9 | 0.9 | 0.9 | 0.9 | 0.9 | 0.9
0.69638 | Diversity Factor: 0.7 | Uncompensated |  | Reactive Power |  |  | MVAr | 2.5164 |  | 2.5164 | 2.5164 | 2.5164 | 2.5164 | 2.5164 | 2.5164 | 2.5164 | 2.5164 | 2.5164 | 2.5164 | 2.5164 | 2.5164 | 2.5164 | 2.5164 | 2.5164 | 2.5164 | 2.5164 | 2.5164 | 2.5164 | 2.5164 | 2.5164 | 2.5164 | 2.5164 | 2.5164 | 2.5164
|  |  |  | PF |  |  |  | 0.9 |  | 0.9 | 0.9 | 0.9 | 0.9 | 0.9 | 0.9 | 0.9 | 0.9 | 0.9 | 0.9 | 0.9 | 0.9 | 0.9 | 0.9 | 0.9 | 0.9 | 0.9 | 0.9 | 0.9 | 0.9 | 0.9 | 0.9 | 0.9 | 0.9 | 0.9
[10 empty] | 1 | 2 | 3 | 4 | 5 | 6 | 7 | 8 | 9 | 10 | 11 | 12 | 13 | 14 | 15 | 16 | 17 | 18 | 19 | 20 | 21 | 22 | 23 | 24 | 25
Transformer Load Detail
[7 empty] | Units | 2013 |  | 2014 | 2015 | 2016 | 2017 | 2018 | 2019 | 2020 | 2021 | 2022 | 2023 | 2024 | 2025 | 2026 | 2027 | 2028 | 2029 | 2030 | 2031 | 2032 | 2033 | 2034 | 2035 | 2036 | 2037 | 2038
| 0 | Compensated |  | Load (LV side) |  |  | Amps
|  |  |  | Apparent Power |  |  | MVA
|  |  |  | Real Power |  |  | MW
|  |  |  | Reactive Power |  |  | MVAr
|  |  |  | Capacitors In Service |  |  | MVAr
PF
| Zone Div: | Uncompensated |  | Reactive Power |  |  | MVAr
PF
| 0 | Compensated |  | Load (LV side) |  |  | Amps
|  |  |  | Apparent Power |  |  | MVA
|  |  |  | Real Power |  |  | MW
|  |  |  | Reactive Power |  |  | MVAr
|  |  |  | Capacitors In Service |  |  | MVAr
PF
| Zone Div: | Uncompensated |  | Reactive Power |  |  | MVAr
PF
| 0 | Compensated |  | Load (LV side) |  |  | Amps
|  |  |  | Apparent Power |  |  | MVA
|  |  |  | Real Power |  |  | MW
|  |  |  | Reactive Power |  |  | MVAr
|  |  |  | Capacitors In Service |  |  | MVAr
PF
| Zone Div: | Uncompensated |  | Reactive Power |  |  | MVAr
PF
| 0 | Compensated |  | Load (LV side) |  |  | Amps
|  |  |  | Apparent Power |  |  | MVA
|  |  |  | Real Power |  |  | MW
|  |  |  | Reactive Power |  |  | MVAr
|  |  |  | Capacitors In Service |  |  | MVAr
PF
| Zone Div: | Uncompensated |  | Reactive Power |  |  | MVAr
PF
| 0 | Compensated |  | Load (LV side) |  |  | Amps
|  |  |  | Apparent Power |  |  | MVA
|  |  |  | Real Power |  |  | MW
|  |  |  | Reactive Power |  |  | MVAr
|  |  |  | Capacitors In Service |  |  | MVAr
PF
| Zone Div: | Uncompensated |  | Reactive Power |  |  | MVAr
PF
| 0 | Compensated |  | Load (LV side) |  |  | Amps
|  |  |  | Apparent Power |  |  | MVA
|  |  |  | Real Power |  |  | MW
|  |  |  | Reactive Power |  |  | MVAr
|  |  |  | Capacitors In Service |  |  | MVAr
PF
| Zone Div: | Uncompensated |  | Reactive Power |  |  | MVAr
PF
| 0 | Compensated |  | Load (LV side) |  |  | Amps
|  |  |  | Apparent Power |  |  | MVA
|  |  |  | Real Power |  |  | MW
|  |  |  | Reactive Power |  |  | MVAr
|  |  |  | Capacitors In Service |  |  | MVAr
PF
| Zone Div: | Uncompensated |  | Reactive Power |  |  | MVAr
PF
| 0 | Compensated |  | Load (LV side) |  |  | Amps
|  |  |  | Apparent Power |  |  | MVA
|  |  |  | Real Power |  |  | MW
|  |  |  | Reactive Power |  |  | MVAr
|  |  |  | Capacitors In Service |  |  | MVAr
PF
| Zone Div: | Uncompensated |  | Reactive Power |  |  | MVAr
PF
| 0 | Compensated |  | Load (LV side) |  |  | Amps
|  |  |  | Apparent Power |  |  | MVA
|  |  |  | Real Power |  |  | MW
|  |  |  | Reactive Power |  |  | MVAr
|  |  |  | Capacitors In Service |  |  | MVAr
PF
| Zone Div: | Uncompensated |  | Reactive Power |  |  | MVAr
PF
| 0 | Compensated |  | Load (LV side) |  |  | Amps
|  |  |  | Apparent Power |  |  | MVA
|  |  |  | Real Power |  |  | MW
|  |  |  | Reactive Power |  |  | MVAr
|  |  |  | Capacitors In Service |  |  | MVAr
PF
| Zone Div: | Uncompensated |  | Reactive Power |  |  | MVAr
PF

## Customer82
| Customer82 | [16 empty] | 2014 | WINTER
| Substation Total Loads | [33 empty] | Spots & Transfers Detail
| Historical Loads | (132kV Amps) | [7 empty] | Weather Corrected Forecast Loads |  |  |  | (132kV Amps) | [20 empty] | Spots & Transfers Summary | (132kV Amps) |  | Historical Spots & Transfers | [6 empty] | Forecast Spots & Transfers
|  | 2007 | 2008 | 2009 | 2010 | 2011 | 2012 | 2013 |  | 2014 | 2015 | 2016 | 2017 | 2018 | 2019 | 2020 | 2021 | 2022 | 2023 | 2024 | 2025 | 2026 | 2027 | 2028 | 2029 | 2030 | 2031 | 2032 | 2033 | 2034 | 2035 | 2036 | 2037 | 2038 |  |  |  | 2007 | 2008 | 2009 | 2010 | 2011 | 2012 | 2013 | 2014 | 2015 | 2016 | 2017 | 2018 | 2019 | 2020 | 2021 | 2022 | 2023 | 2024 | 2025 | 2026 | 2027 | 2028 | 2029 | 2030 | 2031 | 2032 | 2033 | 2034 | 2035 | 2036 | 2037 | 2038
| Total |  |  | 8.75 | 101 | 190 | 194 | 5 |  | 5 | 5 | 5 | 5 | 5 | 5 | 5 | 5 | 5 | 5 | 5 | 5 | 5 | 5 | 5 | 5 | 5 | 5 | 5 | 5 | 5 | 5 | 5 | 5 | 5 |  |  | Total
Firm Rating
| Total Capacity | [36 empty] | 0 | 0 | 0 | 0 | 0 | 0 | 0 | 0 | 0 | 0 | 0 | 0 | 0 | 0 | 0 | 0 | 0 | 0 | 0 | 0 | 0 | 0 | 0 | 0 | 0 | 0 | 0 | 0 | 0 | 0 | 0 | 0
|  | -7 | -6 | -5 | -4 | -3 | -2 | -1 |  | 0 | 1 | 2 | 3 | 4 | 5 | 6 | 7 | 8 | 9 | 10 | 11 | 12 | 13 | 14 | 15 | 16 | 17 | 18 | 19 | 20 | 21 | 22 | 23 | 24 |  |  |  | 0 | 0 | 0 | 0 | 0 | 0 | 0 | 0 | 0 | 0 | 0 | 0 | 0 | 0 | 0 | 0 | 0 | 0 | 0 | 0 | 0 | 0 | 0 | 0 | 0 | 0 | 0 | 0 | 0 | 0 | 0 | 0
| Transformer Loads | [36 empty] | 0 | 0 | 0 | 0 | 0 | 0 | 0 | 0 | 0 | 0 | 0 | 0 | 0 | 0 | 0 | 0 | 0 | 0 | 0 | 0 | 0 | 0 | 0 | 0 | 0 | 0 | 0 | 0 | 0 | 0 | 0 | 0
| Historical Loads | (132kV Amps) | [7 empty] | Weather Corrected Forecast Loads |  |  |  | (132kV Amps) | [23 empty] | 0 | 0 | 0 | 0 | 0 | 0 | 0 | 0 | 0 | 0 | 0 | 0 | 0 | 0 | 0 | 0 | 0 | 0 | 0 | 0 | 0 | 0 | 0 | 0 | 0 | 0 | 0 | 0 | 0 | 0 | 0 | 0
|  | 2007 | 2008 | 2009 | 2010 | 2011 | 2012 | 2013 |  | 2014 | 2015 | 2016 | 2017 | 2018 | 2019 | 2020 | 2021 | 2022 | 2023 | 2024 | 2025 | 2026 | 2027 | 2028 | 2029 | 2030 | 2031 | 2032 | 2033 | 2034 | 2035 | 2036 | 2037 | 2038 |  |  |  | 0 | 0 | 0 | 0 | 0 | 0 | 0 | 0 | 0 | 0 | 0 | 0 | 0 | 0 | 0 | 0 | 0 | 0 | 0 | 0 | 0 | 0 | 0 | 0 | 0 | 0 | 0 | 0 | 0 | 0 | 0 | 0
| 0 | [36 empty] | 0 | 0 | 0 | 0 | 0 | 0 | 0 | 0 | 0 | 0 | 0 | 0 | 0 | 0 | 0 | 0 | 0 | 0 | 0 | 0 | 0 | 0 | 0 | 0 | 0 | 0 | 0 | 0 | 0 | 0 | 0 | 0
| Diversity Factor: 0 | [36 empty] | 0 | 0 | 0 | 0 | 0 | 0 | 0 | 0 | 0 | 0 | 0 | 0 | 0 | 0 | 0 | 0 | 0 | 0 | 0 | 0 | 0 | 0 | 0 | 0 | 0 | 0 | 0 | 0 | 0 | 0 | 0 | 0
[38 empty] | 0 | 0 | 0 | 0 | 0 | 0 | 0 | 0 | 0 | 0 | 0 | 0 | 0 | 0 | 0 | 0 | 0 | 0 | 0 | 0 | 0 | 0 | 0 | 0 | 0 | 0 | 0 | 0 | 0 | 0 | 0 | 0
[38 empty] | 0 | 0 | 0 | 0 | 0 | 0 | 0 | 0 | 0 | 0 | 0 | 0 | 0 | 0 | 0 | 0 | 0 | 0 | 0 | 0 | 0 | 0 | 0 | 0 | 0 | 0 | 0 | 0 | 0 | 0 | 0 | 0
| 0 | [36 empty] | 0 | 0 | 0 | 0 | 0 | 0 | 0 | 0 | 0 | 0 | 0 | 0 | 0 | 0 | 0 | 0 | 0 | 0 | 0 | 0 | 0 | 0 | 0 | 0 | 0 | 0 | 0 | 0 | 0 | 0 | 0 | 0
Diversity Factor: 0
[38 empty] | Historical Spots & Transfers | [6 empty] | Forecast Spots & Transfers
[35 empty] | Project Name | From | To | 2007 | 2008 | 2009 | 2010 | 2011 | 2012 | 2013 | 2014 | 2015 | 2016 | 2017 | 2018 | 2019 | 2020 | 2021 | 2022 | 2023 | 2024 | 2025 | 2026 | 2027 | 2028 | 2029 | 2030 | 2031 | 2032 | 2033 | 2034 | 2035 | 2036 | 2037 | 2038
0
Diversity Factor: 0
0
Diversity Factor: 0
0
Diversity Factor: 0
0
Diversity Factor: 0
0
Diversity Factor: 0
0
Diversity Factor: 0
0
Diversity Factor: 0
0
Diversity Factor: 0
| Weather Correction and Public Holiday Factors | [8 empty] | Forecast ROG
ROG Justification
| Actual loads for season 2013 have been weather corrected by the following: | [6 empty] | 0% |  | N/A | [59 empty] | N/A
1 | 2 | 3 | 4 | 5 | 6 | 7 | 8 | 9 | 10 | 2014 | 2015 | 2016 | 2017 | 2018 | 2019 | 2020 | 2021 | 2022 | 2023 | 2024 | 2025 | 2026 | 2027 | 2028 | 2029 | 2030 | 2031 | 2032 | 2033 | 2034 | 2035 | 2036 | 2037 | 2038
1 | 1 | 1 | 1 | 1 | 1 | 1 | 1 | 1 | 1 | 0% | 0% | 0% | 0% | 0% | 0% | 0% | 0% | 0% | 0% | 0% | 0% | 0% | 0% | 0% | 0% | 0% | 0% | 0% | 0% | 0% | 0% | 0% | 0% | 0%
Substation Load Detail
[7 empty] | Units | 2013 |  | 2014 | 2015 | 2016 | 2017 | 2018 | 2019 | 2020 | 2021 | 2022 | 2023 | 2024 | 2025 | 2026 | 2027 | 2028 | 2029 | 2030 | 2031 | 2032 | 2033 | 2034 | 2035 | 2036 | 2037 | 2038
1 | Customer82 | Compensated |  | Load (LV side) |  |  | Amps | 5 |  | 5 | 5 | 5 | 5 | 5 | 5 | 5 | 5 | 5 | 5 | 5 | 5 | 5 | 5 | 5 | 5 | 5 | 5 | 5 | 5 | 5 | 5 | 5 | 5 | 5
|  |  |  | Apparent Power |  |  | MVA | 1.1432 |  | 1.1432 | 1.1432 | 1.1432 | 1.1432 | 1.1432 | 1.1432 | 1.1432 | 1.1432 | 1.1432 | 1.1432 | 1.1432 | 1.1432 | 1.1432 | 1.1432 | 1.1432 | 1.1432 | 1.1432 | 1.1432 | 1.1432 | 1.1432 | 1.1432 | 1.1432 | 1.1432 | 1.1432 | 1.1432
|  |  |  | Real Power |  |  | MW | 1.0288 |  | 1.0288 | 1.0288 | 1.0288 | 1.0288 | 1.0288 | 1.0288 | 1.0288 | 1.0288 | 1.0288 | 1.0288 | 1.0288 | 1.0288 | 1.0288 | 1.0288 | 1.0288 | 1.0288 | 1.0288 | 1.0288 | 1.0288 | 1.0288 | 1.0288 | 1.0288 | 1.0288 | 1.0288 | 1.0288
|  |  |  | Reactive Power |  |  | MVAr | 0.49829 |  | 0.49829 | 0.49829 | 0.49829 | 0.49829 | 0.49829 | 0.49829 | 0.49829 | 0.49829 | 0.49829 | 0.49829 | 0.49829 | 0.49829 | 0.49829 | 0.49829 | 0.49829 | 0.49829 | 0.49829 | 0.49829 | 0.49829 | 0.49829 | 0.49829 | 0.49829 | 0.49829 | 0.49829 | 0.49829
|  |  |  | Capacitors In Service |  |  | MVAr | 0 |  | 0 | 0 | 0 | 0 | 0 | 0 | 0 | 0 | 0 | 0 | 0 | 0 | 0 | 0 | 0 | 0 | 0 | 0 | 0 | 0 | 0 | 0 | 0 | 0 | 0
|  |  |  | PF |  |  |  | 0.9 |  | 0.9 | 0.9 | 0.9 | 0.9 | 0.9 | 0.9 | 0.9 | 0.9 | 0.9 | 0.9 | 0.9 | 0.9 | 0.9 | 0.9 | 0.9 | 0.9 | 0.9 | 0.9 | 0.9 | 0.9 | 0.9 | 0.9 | 0.9 | 0.9 | 0.9
0.58325 | Diversity Factor: 0.58 | Uncompensated |  | Reactive Power |  |  | MVAr | 0.49829 |  | 0.49829 | 0.49829 | 0.49829 | 0.49829 | 0.49829 | 0.49829 | 0.49829 | 0.49829 | 0.49829 | 0.49829 | 0.49829 | 0.49829 | 0.49829 | 0.49829 | 0.49829 | 0.49829 | 0.49829 | 0.49829 | 0.49829 | 0.49829 | 0.49829 | 0.49829 | 0.49829 | 0.49829 | 0.49829
|  |  |  | PF |  |  |  | 0.9 |  | 0.9 | 0.9 | 0.9 | 0.9 | 0.9 | 0.9 | 0.9 | 0.9 | 0.9 | 0.9 | 0.9 | 0.9 | 0.9 | 0.9 | 0.9 | 0.9 | 0.9 | 0.9 | 0.9 | 0.9 | 0.9 | 0.9 | 0.9 | 0.9 | 0.9
[10 empty] | 1 | 2 | 3 | 4 | 5 | 6 | 7 | 8 | 9 | 10 | 11 | 12 | 13 | 14 | 15 | 16 | 17 | 18 | 19 | 20 | 21 | 22 | 23 | 24 | 25
Transformer Load Detail
[7 empty] | Units | 2013 |  | 2014 | 2015 | 2016 | 2017 | 2018 | 2019 | 2020 | 2021 | 2022 | 2023 | 2024 | 2025 | 2026 | 2027 | 2028 | 2029 | 2030 | 2031 | 2032 | 2033 | 2034 | 2035 | 2036 | 2037 | 2038
| 0 | Compensated |  | Load (LV side) |  |  | Amps
|  |  |  | Apparent Power |  |  | MVA
|  |  |  | Real Power |  |  | MW
|  |  |  | Reactive Power |  |  | MVAr
|  |  |  | Capacitors In Service |  |  | MVAr
PF
| Zone Div: | Uncompensated |  | Reactive Power |  |  | MVAr
PF
| 0 | Compensated |  | Load (LV side) |  |  | Amps
|  |  |  | Apparent Power |  |  | MVA
|  |  |  | Real Power |  |  | MW
|  |  |  | Reactive Power |  |  | MVAr
|  |  |  | Capacitors In Service |  |  | MVAr
PF
| Zone Div: | Uncompensated |  | Reactive Power |  |  | MVAr
PF
| 0 | Compensated |  | Load (LV side) |  |  | Amps
|  |  |  | Apparent Power |  |  | MVA
|  |  |  | Real Power |  |  | MW
|  |  |  | Reactive Power |  |  | MVAr
|  |  |  | Capacitors In Service |  |  | MVAr
PF
| Zone Div: | Uncompensated |  | Reactive Power |  |  | MVAr
PF
| 0 | Compensated |  | Load (LV side) |  |  | Amps
|  |  |  | Apparent Power |  |  | MVA
|  |  |  | Real Power |  |  | MW
|  |  |  | Reactive Power |  |  | MVAr
|  |  |  | Capacitors In Service |  |  | MVAr
PF
| Zone Div: | Uncompensated |  | Reactive Power |  |  | MVAr
PF
| 0 | Compensated |  | Load (LV side) |  |  | Amps
|  |  |  | Apparent Power |  |  | MVA
|  |  |  | Real Power |  |  | MW
|  |  |  | Reactive Power |  |  | MVAr
|  |  |  | Capacitors In Service |  |  | MVAr
PF
| Zone Div: | Uncompensated |  | Reactive Power |  |  | MVAr
PF
| 0 | Compensated |  | Load (LV side) |  |  | Amps
|  |  |  | Apparent Power |  |  | MVA
|  |  |  | Real Power |  |  | MW
|  |  |  | Reactive Power |  |  | MVAr
|  |  |  | Capacitors In Service |  |  | MVAr
PF
| Zone Div: | Uncompensated |  | Reactive Power |  |  | MVAr
PF
| 0 | Compensated |  | Load (LV side) |  |  | Amps
|  |  |  | Apparent Power |  |  | MVA
|  |  |  | Real Power |  |  | MW
|  |  |  | Reactive Power |  |  | MVAr
|  |  |  | Capacitors In Service |  |  | MVAr
PF
| Zone Div: | Uncompensated |  | Reactive Power |  |  | MVAr
PF
| 0 | Compensated |  | Load (LV side) |  |  | Amps
|  |  |  | Apparent Power |  |  | MVA
|  |  |  | Real Power |  |  | MW
|  |  |  | Reactive Power |  |  | MVAr
|  |  |  | Capacitors In Service |  |  | MVAr
PF
| Zone Div: | Uncompensated |  | Reactive Power |  |  | MVAr
PF
| 0 | Compensated |  | Load (LV side) |  |  | Amps
|  |  |  | Apparent Power |  |  | MVA
|  |  |  | Real Power |  |  | MW
|  |  |  | Reactive Power |  |  | MVAr
|  |  |  | Capacitors In Service |  |  | MVAr
PF
| Zone Div: | Uncompensated |  | Reactive Power |  |  | MVAr
PF
| 0 | Compensated |  | Load (LV side) |  |  | Amps
|  |  |  | Apparent Power |  |  | MVA
|  |  |  | Real Power |  |  | MW
|  |  |  | Reactive Power |  |  | MVAr
|  |  |  | Capacitors In Service |  |  | MVAr
PF
| Zone Div: | Uncompensated |  | Reactive Power |  |  | MVAr
PF

## Customer83
| Customer83 | [16 empty] | 2014 | WINTER
| Substation Total Loads | [33 empty] | Spots & Transfers Detail
| Historical Loads | (33kV Amps) | [7 empty] | Weather Corrected Forecast Loads |  |  |  | (33kV Amps) | [20 empty] | Spots & Transfers Summary | (33kV Amps) |  | Historical Spots & Transfers | [6 empty] | Forecast Spots & Transfers
|  | 2007 | 2008 | 2009 | 2010 | 2011 | 2012 | 2013 |  | 2014 | 2015 | 2016 | 2017 | 2018 | 2019 | 2020 | 2021 | 2022 | 2023 | 2024 | 2025 | 2026 | 2027 | 2028 | 2029 | 2030 | 2031 | 2032 | 2033 | 2034 | 2035 | 2036 | 2037 | 2038 |  |  |  | 2007 | 2008 | 2009 | 2010 | 2011 | 2012 | 2013 | 2014 | 2015 | 2016 | 2017 | 2018 | 2019 | 2020 | 2021 | 2022 | 2023 | 2024 | 2025 | 2026 | 2027 | 2028 | 2029 | 2030 | 2031 | 2032 | 2033 | 2034 | 2035 | 2036 | 2037 | 2038
| Total |  |  |  |  | 21 | 32 | 30 |  | 30 | 30 | 30 | 30 | 30 | 30 | 30 | 30 | 30 | 30 | 30 | 30 | 30 | 30 | 30 | 30 | 30 | 30 | 30 | 30 | 30 | 30 | 30 | 30 | 30 |  |  | Total
Firm Rating
| Total Capacity | [36 empty] | 0 | 0 | 0 | 0 | 0 | 0 | 0 | 0 | 0 | 0 | 0 | 0 | 0 | 0 | 0 | 0 | 0 | 0 | 0 | 0 | 0 | 0 | 0 | 0 | 0 | 0 | 0 | 0 | 0 | 0 | 0 | 0
|  | -7 | -6 | -5 | -4 | -3 | -2 | -1 |  | 0 | 1 | 2 | 3 | 4 | 5 | 6 | 7 | 8 | 9 | 10 | 11 | 12 | 13 | 14 | 15 | 16 | 17 | 18 | 19 | 20 | 21 | 22 | 23 | 24 |  |  |  | 0 | 0 | 0 | 0 | 0 | 0 | 0 | 0 | 0 | 0 | 0 | 0 | 0 | 0 | 0 | 0 | 0 | 0 | 0 | 0 | 0 | 0 | 0 | 0 | 0 | 0 | 0 | 0 | 0 | 0 | 0 | 0
| Transformer Loads | [36 empty] | 0 | 0 | 0 | 0 | 0 | 0 | 0 | 0 | 0 | 0 | 0 | 0 | 0 | 0 | 0 | 0 | 0 | 0 | 0 | 0 | 0 | 0 | 0 | 0 | 0 | 0 | 0 | 0 | 0 | 0 | 0 | 0
| Historical Loads | (33kV Amps) | [7 empty] | Weather Corrected Forecast Loads |  |  |  | (33kV Amps) | [23 empty] | 0 | 0 | 0 | 0 | 0 | 0 | 0 | 0 | 0 | 0 | 0 | 0 | 0 | 0 | 0 | 0 | 0 | 0 | 0 | 0 | 0 | 0 | 0 | 0 | 0 | 0 | 0 | 0 | 0 | 0 | 0 | 0
|  | 2007 | 2008 | 2009 | 2010 | 2011 | 2012 | 2013 |  | 2014 | 2015 | 2016 | 2017 | 2018 | 2019 | 2020 | 2021 | 2022 | 2023 | 2024 | 2025 | 2026 | 2027 | 2028 | 2029 | 2030 | 2031 | 2032 | 2033 | 2034 | 2035 | 2036 | 2037 | 2038 |  |  |  | 0 | 0 | 0 | 0 | 0 | 0 | 0 | 0 | 0 | 0 | 0 | 0 | 0 | 0 | 0 | 0 | 0 | 0 | 0 | 0 | 0 | 0 | 0 | 0 | 0 | 0 | 0 | 0 | 0 | 0 | 0 | 0
| 0 | [36 empty] | 0 | 0 | 0 | 0 | 0 | 0 | 0 | 0 | 0 | 0 | 0 | 0 | 0 | 0 | 0 | 0 | 0 | 0 | 0 | 0 | 0 | 0 | 0 | 0 | 0 | 0 | 0 | 0 | 0 | 0 | 0 | 0
| Diversity Factor: 0 | [36 empty] | 0 | 0 | 0 | 0 | 0 | 0 | 0 | 0 | 0 | 0 | 0 | 0 | 0 | 0 | 0 | 0 | 0 | 0 | 0 | 0 | 0 | 0 | 0 | 0 | 0 | 0 | 0 | 0 | 0 | 0 | 0 | 0
[38 empty] | 0 | 0 | 0 | 0 | 0 | 0 | 0 | 0 | 0 | 0 | 0 | 0 | 0 | 0 | 0 | 0 | 0 | 0 | 0 | 0 | 0 | 0 | 0 | 0 | 0 | 0 | 0 | 0 | 0 | 0 | 0 | 0
[38 empty] | 0 | 0 | 0 | 0 | 0 | 0 | 0 | 0 | 0 | 0 | 0 | 0 | 0 | 0 | 0 | 0 | 0 | 0 | 0 | 0 | 0 | 0 | 0 | 0 | 0 | 0 | 0 | 0 | 0 | 0 | 0 | 0
| 0 | [36 empty] | 0 | 0 | 0 | 0 | 0 | 0 | 0 | 0 | 0 | 0 | 0 | 0 | 0 | 0 | 0 | 0 | 0 | 0 | 0 | 0 | 0 | 0 | 0 | 0 | 0 | 0 | 0 | 0 | 0 | 0 | 0 | 0
Diversity Factor: 0
[38 empty] | Historical Spots & Transfers | [6 empty] | Forecast Spots & Transfers
[35 empty] | Project Name | From | To | 2007 | 2008 | 2009 | 2010 | 2011 | 2012 | 2013 | 2014 | 2015 | 2016 | 2017 | 2018 | 2019 | 2020 | 2021 | 2022 | 2023 | 2024 | 2025 | 2026 | 2027 | 2028 | 2029 | 2030 | 2031 | 2032 | 2033 | 2034 | 2035 | 2036 | 2037 | 2038
0
Diversity Factor: 0
0
Diversity Factor: 0
0
Diversity Factor: 0
0
Diversity Factor: 0
0
Diversity Factor: 0
0
Diversity Factor: 0
0
Diversity Factor: 0
0
Diversity Factor: 0
| Weather Correction and Public Holiday Factors | [8 empty] | Forecast ROG
ROG Justification
| Actual loads for season 2013 have been weather corrected by the following: | [6 empty] | 0% |  | N/A | [59 empty] | N/A
1 | 2 | 3 | 4 | 5 | 6 | 7 | 8 | 9 | 10 | 2014 | 2015 | 2016 | 2017 | 2018 | 2019 | 2020 | 2021 | 2022 | 2023 | 2024 | 2025 | 2026 | 2027 | 2028 | 2029 | 2030 | 2031 | 2032 | 2033 | 2034 | 2035 | 2036 | 2037 | 2038
1 | 1 | 1 | 1 | 1 | 1 | 1 | 1 | 1 | 1 | 0% | 0% | 0% | 0% | 0% | 0% | 0% | 0% | 0% | 0% | 0% | 0% | 0% | 0% | 0% | 0% | 0% | 0% | 0% | 0% | 0% | 0% | 0% | 0% | 0%
Substation Load Detail
[7 empty] | Units | 2013 |  | 2014 | 2015 | 2016 | 2017 | 2018 | 2019 | 2020 | 2021 | 2022 | 2023 | 2024 | 2025 | 2026 | 2027 | 2028 | 2029 | 2030 | 2031 | 2032 | 2033 | 2034 | 2035 | 2036 | 2037 | 2038
1 | Customer83 | Compensated |  | Load (LV side) |  |  | Amps | 30 |  | 30 | 30 | 30 | 30 | 30 | 30 | 30 | 30 | 30 | 30 | 30 | 30 | 30 | 30 | 30 | 30 | 30 | 30 | 30 | 30 | 30 | 30 | 30 | 30 | 30
|  |  |  | Apparent Power |  |  | MVA | 1.7147 |  | 1.7147 | 1.7147 | 1.7147 | 1.7147 | 1.7147 | 1.7147 | 1.7147 | 1.7147 | 1.7147 | 1.7147 | 1.7147 | 1.7147 | 1.7147 | 1.7147 | 1.7147 | 1.7147 | 1.7147 | 1.7147 | 1.7147 | 1.7147 | 1.7147 | 1.7147 | 1.7147 | 1.7147 | 1.7147
|  |  |  | Real Power |  |  | MW | 1.5433 |  | 1.5433 | 1.5433 | 1.5433 | 1.5433 | 1.5433 | 1.5433 | 1.5433 | 1.5433 | 1.5433 | 1.5433 | 1.5433 | 1.5433 | 1.5433 | 1.5433 | 1.5433 | 1.5433 | 1.5433 | 1.5433 | 1.5433 | 1.5433 | 1.5433 | 1.5433 | 1.5433 | 1.5433 | 1.5433
|  |  |  | Reactive Power |  |  | MVAr | 0.74743 |  | 0.74743 | 0.74743 | 0.74743 | 0.74743 | 0.74743 | 0.74743 | 0.74743 | 0.74743 | 0.74743 | 0.74743 | 0.74743 | 0.74743 | 0.74743 | 0.74743 | 0.74743 | 0.74743 | 0.74743 | 0.74743 | 0.74743 | 0.74743 | 0.74743 | 0.74743 | 0.74743 | 0.74743 | 0.74743
|  |  |  | Capacitors In Service |  |  | MVAr | 0 |  | 0 | 0 | 0 | 0 | 0 | 0 | 0 | 0 | 0 | 0 | 0 | 0 | 0 | 0 | 0 | 0 | 0 | 0 | 0 | 0 | 0 | 0 | 0 | 0 | 0
|  |  |  | PF |  |  |  | 0.9 |  | 0.9 | 0.9 | 0.9 | 0.9 | 0.9 | 0.9 | 0.9 | 0.9 | 0.9 | 0.9 | 0.9 | 0.9 | 0.9 | 0.9 | 0.9 | 0.9 | 0.9 | 0.9 | 0.9 | 0.9 | 0.9 | 0.9 | 0.9 | 0.9 | 0.9
0.26445 | Diversity Factor: 0.26 | Uncompensated |  | Reactive Power |  |  | MVAr | 0.74743 |  | 0.74743 | 0.74743 | 0.74743 | 0.74743 | 0.74743 | 0.74743 | 0.74743 | 0.74743 | 0.74743 | 0.74743 | 0.74743 | 0.74743 | 0.74743 | 0.74743 | 0.74743 | 0.74743 | 0.74743 | 0.74743 | 0.74743 | 0.74743 | 0.74743 | 0.74743 | 0.74743 | 0.74743 | 0.74743
|  |  |  | PF |  |  |  | 0.9 |  | 0.9 | 0.9 | 0.9 | 0.9 | 0.9 | 0.9 | 0.9 | 0.9 | 0.9 | 0.9 | 0.9 | 0.9 | 0.9 | 0.9 | 0.9 | 0.9 | 0.9 | 0.9 | 0.9 | 0.9 | 0.9 | 0.9 | 0.9 | 0.9 | 0.9
[10 empty] | 1 | 2 | 3 | 4 | 5 | 6 | 7 | 8 | 9 | 10 | 11 | 12 | 13 | 14 | 15 | 16 | 17 | 18 | 19 | 20 | 21 | 22 | 23 | 24 | 25
Transformer Load Detail
[7 empty] | Units | 2013 |  | 2014 | 2015 | 2016 | 2017 | 2018 | 2019 | 2020 | 2021 | 2022 | 2023 | 2024 | 2025 | 2026 | 2027 | 2028 | 2029 | 2030 | 2031 | 2032 | 2033 | 2034 | 2035 | 2036 | 2037 | 2038
| 0 | Compensated |  | Load (LV side) |  |  | Amps
|  |  |  | Apparent Power |  |  | MVA
|  |  |  | Real Power |  |  | MW
|  |  |  | Reactive Power |  |  | MVAr
|  |  |  | Capacitors In Service |  |  | MVAr
PF
| Zone Div: | Uncompensated |  | Reactive Power |  |  | MVAr
PF
| 0 | Compensated |  | Load (LV side) |  |  | Amps
|  |  |  | Apparent Power |  |  | MVA
|  |  |  | Real Power |  |  | MW
|  |  |  | Reactive Power |  |  | MVAr
|  |  |  | Capacitors In Service |  |  | MVAr
PF
| Zone Div: | Uncompensated |  | Reactive Power |  |  | MVAr
PF
| 0 | Compensated |  | Load (LV side) |  |  | Amps
|  |  |  | Apparent Power |  |  | MVA
|  |  |  | Real Power |  |  | MW
|  |  |  | Reactive Power |  |  | MVAr
|  |  |  | Capacitors In Service |  |  | MVAr
PF
| Zone Div: | Uncompensated |  | Reactive Power |  |  | MVAr
PF
| 0 | Compensated |  | Load (LV side) |  |  | Amps
|  |  |  | Apparent Power |  |  | MVA
|  |  |  | Real Power |  |  | MW
|  |  |  | Reactive Power |  |  | MVAr
|  |  |  | Capacitors In Service |  |  | MVAr
PF
| Zone Div: | Uncompensated |  | Reactive Power |  |  | MVAr
PF
| 0 | Compensated |  | Load (LV side) |  |  | Amps
|  |  |  | Apparent Power |  |  | MVA
|  |  |  | Real Power |  |  | MW
|  |  |  | Reactive Power |  |  | MVAr
|  |  |  | Capacitors In Service |  |  | MVAr
PF
| Zone Div: | Uncompensated |  | Reactive Power |  |  | MVAr
PF
| 0 | Compensated |  | Load (LV side) |  |  | Amps
|  |  |  | Apparent Power |  |  | MVA
|  |  |  | Real Power |  |  | MW
|  |  |  | Reactive Power |  |  | MVAr
|  |  |  | Capacitors In Service |  |  | MVAr
PF
| Zone Div: | Uncompensated |  | Reactive Power |  |  | MVAr
PF
| 0 | Compensated |  | Load (LV side) |  |  | Amps
|  |  |  | Apparent Power |  |  | MVA
|  |  |  | Real Power |  |  | MW
|  |  |  | Reactive Power |  |  | MVAr
|  |  |  | Capacitors In Service |  |  | MVAr
PF
| Zone Div: | Uncompensated |  | Reactive Power |  |  | MVAr
PF
| 0 | Compensated |  | Load (LV side) |  |  | Amps
|  |  |  | Apparent Power |  |  | MVA
|  |  |  | Real Power |  |  | MW
|  |  |  | Reactive Power |  |  | MVAr
|  |  |  | Capacitors In Service |  |  | MVAr
PF
| Zone Div: | Uncompensated |  | Reactive Power |  |  | MVAr
PF
| 0 | Compensated |  | Load (LV side) |  |  | Amps
|  |  |  | Apparent Power |  |  | MVA
|  |  |  | Real Power |  |  | MW
|  |  |  | Reactive Power |  |  | MVAr
|  |  |  | Capacitors In Service |  |  | MVAr
PF
| Zone Div: | Uncompensated |  | Reactive Power |  |  | MVAr
PF
| 0 | Compensated |  | Load (LV side) |  |  | Amps
|  |  |  | Apparent Power |  |  | MVA
|  |  |  | Real Power |  |  | MW
|  |  |  | Reactive Power |  |  | MVAr
|  |  |  | Capacitors In Service |  |  | MVAr
PF
| Zone Div: | Uncompensated |  | Reactive Power |  |  | MVAr
PF