## Inclusions and Exclusions
Sydney Forecast Inclusions and Exclusions
Date Printed |  | 08JUL14:11:21:24
| Description | Value
Season |  | Summer | Summer
Either Summer or Winter
Year |  | 2015 | 2015
Year that the forecast starts
POE |  | 50% | 0.5
10%, 50%, 90%
Spots and Transfers |  | Y | Y
Are Spots and Transfers Included?
BBDM Spots |  | Y | Y
Is BBDM included?
Spots Coefficient |  | 55% | 0.55
Scaling factor applied to spot loads in the future
Aligned ROGs |  | Capped | Capped
Have ROGs been aligned to econometric forecast?
Committed Projects |  | Y | Y
Are Committed Projects Included?
Major Customers Scaling Factor |  | 100% | 1
Scaling factor applied to major customer connections in the future
Future Transfers |  | Y | Y
Are future transfers included?
Future Spots |  | 4 | 4
Future spots are cleared from the following forecast year

## Aberdeen 33_11kV
| Aberdeen 33_11kV | [16 empty] | 2015 | SUMMER
[6 empty] | Zone decommissioned |  | 2013-12-01
| Substation Total Loads | [33 empty] | Spots & Transfers Detail
| Historical Loads | (11kV MVA) | [7 empty] | Weather Corrected Forecast Loads |  |  |  | (11kV MVA) | [20 empty] | Spots & Transfers Summary | (11kV MVA) |  | Historical Spots & Transfers | [6 empty] | Forecast Spots & Transfers
|  | 07/08 | 08/09 | 09/10 | 10/11 | 11/12 | 12/13 | 13/14 |  | 14/15 | 15/16 | 16/17 | 17/18 | 18/19 | 19/20 | 20/21 | 21/22 | 22/23 | 23/24 | 24/25 | 25/26 | 26/27 | 27/28 | 28/29 | 29/30 | 30/31 | 31/32 | 32/33 | 33/34 | 34/35 | 35/36 | 36/37 | 37/38 | 38/39 |  |  |  | 07/08 | 08/09 | 09/10 | 10/11 | 11/12 | 12/13 | 13/14 | 14/15 | 15/16 | 16/17 | 17/18 | 18/19 | 19/20 | 20/21 | 21/22 | 22/23 | 23/24 | 24/25 | 25/26 | 26/27 | 27/28 | 28/29 | 29/30 | 30/31 | 31/32 | 32/33 | 33/34 | 34/35 | 35/36 | 36/37 | 37/38 | 38/39
| Total | 5.488 | 7.311 | 7.6 | 7.13 | 5.381 | 2.845 | 2.528 |  | 0 | 0 | 0 | 0 | 0 | 0 | 0 | 0 | 0 | 0 | 0 | 0 | 0 | 0 | 0 | 0 | 0 | 0 | 0 | 0 | 0 | 0 | 0 | 0 | 0 |  |  | Total | 0 | 0.19053 | 0.44583 | -7e-05 | -8e-05 | -0.95724 | 0 | -6.0016 | 0 | 0 | 0 | 0 | 0 | 0 | 0 | 0 | 0 | 0 | 0 | 0 | 0 | 0 | 0 | 0 | 0 | 0 | 0 | 0 | 0 | 0 | 0 | 0
| Firm Rating | 0 | 0 | 8 | 8 | 8 | 8 | 0 |  | 0 | 0 | 0 | 0 | 0 | 0 | 0 | 0 | 0 | 0 | 0 | 0 | 0 | 0 | 0 | 0 | 0 | 0 | 0 | 0 | 0 | 0 | 0 | 0 | 0
| Total Capacity | 0 | 0 | 14.56 | 14.56 | 14.56 | 14.56 | 0 |  | 0 | 0 | 0 | 0 | 0 | 0 | 0 | 0 | 0 | 0 | 0 | 0 | 0 | 0 | 0 | 0 | 0 | 0 | 0 | 0 | 0 | 0 | 0 | 0 | 0 |  |  | Aberdeen 33_11kV Tx1 | 0 | 0.095263 | 0.22291 | -3.5e-05 | -4e-05 | -0.47862 | 0 | -3.0008 | 0 | 0 | 0 | 0 | 0 | 0 | 0 | 0 | 0 | 0 | 0 | 0 | 0 | 0 | 0 | 0 | 0 | 0 | 0 | 0 | 0 | 0 | 0 | 0
|  | -7 | -6 | -5 | -4 | -3 | -2 | -1 |  | 0 | 1 | 2 | 3 | 4 | 5 | 6 | 7 | 8 | 9 | 10 | 11 | 12 | 13 | 14 | 15 | 16 | 17 | 18 | 19 | 20 | 21 | 22 | 23 | 24 |  |  | Aberdeen 33_11kV Tx2 | 0 | 0.095263 | 0.22291 | -3.5e-05 | -4e-05 | -0.47862 | 0 | -3.0008 | 0 | 0 | 0 | 0 | 0 | 0 | 0 | 0 | 0 | 0 | 0 | 0 | 0 | 0 | 0 | 0 | 0 | 0 | 0 | 0 | 0 | 0 | 0 | 0
| Transformer Loads | [36 empty] | 0 | 0 | 0 | 0 | 0 | 0 | 0 | 0 | 0 | 0 | 0 | 0 | 0 | 0 | 0 | 0 | 0 | 0 | 0 | 0 | 0 | 0 | 0 | 0 | 0 | 0 | 0 | 0 | 0 | 0 | 0 | 0
| Historical Loads | (11kV MVA) | [7 empty] | Weather Corrected Forecast Loads |  |  |  | (11kV MVA) | [23 empty] | 0 | 0 | 0 | 0 | 0 | 0 | 0 | 0 | 0 | 0 | 0 | 0 | 0 | 0 | 0 | 0 | 0 | 0 | 0 | 0 | 0 | 0 | 0 | 0 | 0 | 0 | 0 | 0 | 0 | 0 | 0 | 0
|  | 07/08 | 08/09 | 09/10 | 10/11 | 11/12 | 12/13 | 13/14 |  | 14/15 | 15/16 | 16/17 | 17/18 | 18/19 | 19/20 | 20/21 | 21/22 | 22/23 | 23/24 | 24/25 | 25/26 | 26/27 | 27/28 | 28/29 | 29/30 | 30/31 | 31/32 | 32/33 | 33/34 | 34/35 | 35/36 | 36/37 | 37/38 | 38/39 |  |  |  | 0 | 0 | 0 | 0 | 0 | 0 | 0 | 0 | 0 | 0 | 0 | 0 | 0 | 0 | 0 | 0 | 0 | 0 | 0 | 0 | 0 | 0 | 0 | 0 | 0 | 0 | 0 | 0 | 0 | 0 | 0 | 0
| 0 | [36 empty] | 0 | 0 | 0 | 0 | 0 | 0 | 0 | 0 | 0 | 0 | 0 | 0 | 0 | 0 | 0 | 0 | 0 | 0 | 0 | 0 | 0 | 0 | 0 | 0 | 0 | 0 | 0 | 0 | 0 | 0 | 0 | 0
| Diversity Factor: 0 | [36 empty] | 0 | 0 | 0 | 0 | 0 | 0 | 0 | 0 | 0 | 0 | 0 | 0 | 0 | 0 | 0 | 0 | 0 | 0 | 0 | 0 | 0 | 0 | 0 | 0 | 0 | 0 | 0 | 0 | 0 | 0 | 0 | 0
[38 empty] | 0 | 0 | 0 | 0 | 0 | 0 | 0 | 0 | 0 | 0 | 0 | 0 | 0 | 0 | 0 | 0 | 0 | 0 | 0 | 0 | 0 | 0 | 0 | 0 | 0 | 0 | 0 | 0 | 0 | 0 | 0 | 0
[38 empty] | 0 | 0 | 0 | 0 | 0 | 0 | 0 | 0 | 0 | 0 | 0 | 0 | 0 | 0 | 0 | 0 | 0 | 0 | 0 | 0 | 0 | 0 | 0 | 0 | 0 | 0 | 0 | 0 | 0 | 0 | 0 | 0
| 0 | [36 empty] | 0 | 0 | 0 | 0 | 0 | 0 | 0 | 0 | 0 | 0 | 0 | 0 | 0 | 0 | 0 | 0 | 0 | 0 | 0 | 0 | 0 | 0 | 0 | 0 | 0 | 0 | 0 | 0 | 0 | 0 | 0 | 0
Diversity Factor: 0
[38 empty] | Historical Spots & Transfers | [6 empty] | Forecast Spots & Transfers
[35 empty] | Project Name | From | To | 07/08 | 08/09 | 09/10 | 10/11 | 11/12 | 12/13 | 13/14 | 14/15 | 15/16 | 16/17 | 17/18 | 18/19 | 19/20 | 20/21 | 21/22 | 22/23 | 23/24 | 24/25 | 25/26 | 26/27 | 27/28 | 28/29 | 29/30 | 30/31 | 31/32 | 32/33 | 33/34 | 34/35 | 35/36 | 36/37 | 37/38 | 38/39
| 0 | [33 empty] | DNP_ID: 2241. Move open point from 75002 to 74724 (from Scone) | Scone 33_11kV Tx1 | Aberdeen 33_11kV Tx1 | 0 | 0.047631 | 0 | 0 | 0 | 0 | 0 | 0 | 0 | 0 | 0 | 0 | 0 | 0 | 0 | 0 | 0 | 0 | 0 | 0 | 0 | 0 | 0 | 0 | 0 | 0 | 0 | 0 | 0 | 0 | 0 | 0
| Diversity Factor: 0 | [33 empty] | DNP_ID: 2241. Move open point from 75002 to 74724 (from Scone) | Scone 33_11kV Tx1 | Aberdeen 33_11kV Tx2 | 0 | 0.047631 | 0 | 0 | 0 | 0 | 0 | 0 | 0 | 0 | 0 | 0 | 0 | 0 | 0 | 0 | 0 | 0 | 0 | 0 | 0 | 0 | 0 | 0 | 0 | 0 | 0 | 0 | 0 | 0 | 0 | 0
[35 empty] | DNP_ID: 2241. Move open point from 75002 to 74724 (from Scone) | Scone 33_11kV Tx2 | Aberdeen 33_11kV Tx1 | 0 | 0.047631 | 0 | 0 | 0 | 0 | 0 | 0 | 0 | 0 | 0 | 0 | 0 | 0 | 0 | 0 | 0 | 0 | 0 | 0 | 0 | 0 | 0 | 0 | 0 | 0 | 0 | 0 | 0 | 0 | 0 | 0
[35 empty] | DNP_ID: 2241. Move open point from 75002 to 74724 (from Scone) | Scone 33_11kV Tx2 | Aberdeen 33_11kV Tx2 | 0 | 0.047631 | 0 | 0 | 0 | 0 | 0 | 0 | 0 | 0 | 0 | 0 | 0 | 0 | 0 | 0 | 0 | 0 | 0 | 0 | 0 | 0 | 0 | 0 | 0 | 0 | 0 | 0 | 0 | 0 | 0 | 0
| 0 | [33 empty] | DNP_ID: 2244. from Aberdeen 33/11kV | Aberdeen 33_11kV Tx1 | Aberdeen 66_11kV Tx1 | 0 | 0 | 0 | 0 | 0 | 0.23816 | 0 | 0.59063 | 0 | 0 | 0 | 0 | 0 | 0 | 0 | 0 | 0 | 0 | 0 | 0 | 0 | 0 | 0 | 0 | 0 | 0 | 0 | 0 | 0 | 0 | 0 | 0
| Diversity Factor: 0 | [33 empty] | DNP_ID: 2244. from Aberdeen 33/11kV | Aberdeen 33_11kV Tx1 | Aberdeen 66_11kV Tx2 | 0 | 0 | 0 | 0 | 0 | 0.23816 | 0 | 0.59063 | 0 | 0 | 0 | 0 | 0 | 0 | 0 | 0 | 0 | 0 | 0 | 0 | 0 | 0 | 0 | 0 | 0 | 0 | 0 | 0 | 0 | 0 | 0 | 0
[35 empty] | DNP_ID: 2244. from Aberdeen 33/11kV | Aberdeen 33_11kV Tx2 | Aberdeen 66_11kV Tx1 | 0 | 0 | 0 | 0 | 0 | 0.23816 | 0 | 0.59063 | 0 | 0 | 0 | 0 | 0 | 0 | 0 | 0 | 0 | 0 | 0 | 0 | 0 | 0 | 0 | 0 | 0 | 0 | 0 | 0 | 0 | 0 | 0 | 0
[35 empty] | DNP_ID: 2244. from Aberdeen 33/11kV | Aberdeen 33_11kV Tx2 | Aberdeen 66_11kV Tx2 | 0 | 0 | 0 | 0 | 0 | 0.23816 | 0 | 0.59063 | 0 | 0 | 0 | 0 | 0 | 0 | 0 | 0 | 0 | 0 | 0 | 0 | 0 | 0 | 0 | 0 | 0 | 0 | 0 | 0 | 0 | 0 | 0 | 0
| 0 | [33 empty] | DNP_ID: 2245. from Aberdeen 33/11kV | Aberdeen 33_11kV Tx1 | Aberdeen 66_11kV Tx1 | 0 | 0 | 0 | 0 | 0 | 0 | 0 | 0.90976 | 0 | 0 | 0 | 0 | 0 | 0 | 0 | 0 | 0 | 0 | 0 | 0 | 0 | 0 | 0 | 0 | 0 | 0 | 0 | 0 | 0 | 0 | 0 | 0
| Diversity Factor: 0 | [33 empty] | DNP_ID: 2245. from Aberdeen 33/11kV | Aberdeen 33_11kV Tx1 | Aberdeen 66_11kV Tx2 | 0 | 0 | 0 | 0 | 0 | 0 | 0 | 0.90976 | 0 | 0 | 0 | 0 | 0 | 0 | 0 | 0 | 0 | 0 | 0 | 0 | 0 | 0 | 0 | 0 | 0 | 0 | 0 | 0 | 0 | 0 | 0 | 0
[35 empty] | DNP_ID: 2245. from Aberdeen 33/11kV | Aberdeen 33_11kV Tx2 | Aberdeen 66_11kV Tx1 | 0 | 0 | 0 | 0 | 0 | 0 | 0 | 0.90976 | 0 | 0 | 0 | 0 | 0 | 0 | 0 | 0 | 0 | 0 | 0 | 0 | 0 | 0 | 0 | 0 | 0 | 0 | 0 | 0 | 0 | 0 | 0 | 0
[35 empty] | DNP_ID: 2245. from Aberdeen 33/11kV | Aberdeen 33_11kV Tx2 | Aberdeen 66_11kV Tx2 | 0 | 0 | 0 | 0 | 0 | 0 | 0 | 0.90976 | 0 | 0 | 0 | 0 | 0 | 0 | 0 | 0 | 0 | 0 | 0 | 0 | 0 | 0 | 0 | 0 | 0 | 0 | 0 | 0 | 0 | 0 | 0 | 0
| 0 | [33 empty] | HVCON_ID: 2000123. XCU012288- St Joseph Upgrade to 1000kVA March 2009 |  | Aberdeen 33_11kV Tx1 | 0 | 0 | 0.22291 | 0 | 0 | 0 | 0 | 0 | 0 | 0 | 0 | 0 | 0 | 0 | 0 | 0 | 0 | 0 | 0 | 0 | 0 | 0 | 0 | 0 | 0 | 0 | 0 | 0 | 0 | 0 | 0 | 0
| Diversity Factor: 0 | [33 empty] | HVCON_ID: 2000123. XCU012288- St Joseph Upgrade to 1000kVA March 2009 |  | Aberdeen 33_11kV Tx2 | 0 | 0 | 0.22291 | 0 | 0 | 0 | 0 | 0 | 0 | 0 | 0 | 0 | 0 | 0 | 0 | 0 | 0 | 0 | 0 | 0 | 0 | 0 | 0 | 0 | 0 | 0 | 0 | 0 | 0 | 0 | 0 | 0
[35 empty] | Econometric |  | Aberdeen 33_11kV Tx1 | 0 | 0 | 0 | 0 | 0 | 0 | 0 | 0 | 0 | 0 | 0 | 0 | 0 | 0 | 0 | 0 | 0 | 0 | 0 | 0 | 0 | 0 | 0 | 0 | 0 | 0 | 0 | 0 | 0 | 0 | 0 | 0
[35 empty] | Econometric |  | Aberdeen 33_11kV Tx2 | 0 | 0 | 0 | 0 | 0 | 0 | 0 | 0 | 0 | 0 | 0 | 0 | 0 | 0 | 0 | 0 | 0 | 0 | 0 | 0 | 0 | 0 | 0 | 0 | 0 | 0 | 0 | 0 | 0 | 0 | 0 | 0
| 0 | [33 empty] | Energy Efficiency |  | Aberdeen 33_11kV Tx1 | 0 | 0 | 0 | 0 | 0 | 0 | 0 | 0 | 0 | 0 | 0 | 0 | 0 | 0 | 0 | 0 | 0 | 0 | 0 | 0 | 0 | 0 | 0 | 0 | 0 | 0 | 0 | 0 | 0 | 0 | 0 | 0
| Diversity Factor: 0 | [33 empty] | Energy Efficiency |  | Aberdeen 33_11kV Tx2 | 0 | 0 | 0 | 0 | 0 | 0 | 0 | 0 | 0 | 0 | 0 | 0 | 0 | 0 | 0 | 0 | 0 | 0 | 0 | 0 | 0 | 0 | 0 | 0 | 0 | 0 | 0 | 0 | 0 | 0 | 0 | 0
[35 empty] | Solar PV |  | Aberdeen 33_11kV Tx1 | 0 | 0 | 0 | -3.5e-05 | -4e-05 | -0.002305 | 0 | 0 | 0 | 0 | 0 | 0 | 0 | 0 | 0 | 0 | 0 | 0 | 0 | 0 | 0 | 0 | 0 | 0 | 0 | 0 | 0 | 0 | 0 | 0 | 0 | 0
[35 empty] | Solar PV |  | Aberdeen 33_11kV Tx2 | 0 | 0 | 0 | -3.5e-05 | -4e-05 | -0.002305 | 0 | 0 | 0 | 0 | 0 | 0 | 0 | 0 | 0 | 0 | 0 | 0 | 0 | 0 | 0 | 0 | 0 | 0 | 0 | 0 | 0 | 0 | 0 | 0 | 0 | 0
0
Diversity Factor: 0
0
Diversity Factor: 0
0
Diversity Factor: 0
| Weather Correction and Public Holiday Factors | [8 empty] | Forecast ROG
ROG Justification
| Actual loads for season 13/14 have been weather corrected by the following: | [6 empty] | 27.91% |  | Rog Capped +/-5% | [59 empty] | Rog Capped +/-5%
1 | 2 | 3 | 4 | 5 | 6 | 7 | 8 | 9 | 10 | 14/15 | 15/16 | 16/17 | 17/18 | 18/19 | 19/20 | 20/21 | 21/22 | 22/23 | 23/24 | 24/25 | 25/26 | 26/27 | 27/28 | 28/29 | 29/30 | 30/31 | 31/32 | 32/33 | 33/34 | 34/35 | 35/36 | 36/37 | 37/38 | 38/39
0.95 | 0.9025 | 0.87242 | 0.85789 | 0.85789 | 0.85789 | 0.85789 | 0.85789 | 0.85789 | 0.85789 | -5% | -5% | -3.333% | -1.666% | 0% | 0% | 0% | 0% | 0% | 0% | 0% | 0% | 0% | 0% | 0% | 0% | 0% | 0% | 0% | 0% | 0% | 0% | 0% | 0% | 0%
Substation Load Detail
[7 empty] | Units | 13/14 |  | 14/15 | 15/16 | 16/17 | 17/18 | 18/19 | 19/20 | 20/21 | 21/22 | 22/23 | 23/24 | 24/25 | 25/26 | 26/27 | 27/28 | 28/29 | 29/30 | 30/31 | 31/32 | 32/33 | 33/34 | 34/35 | 35/36 | 36/37 | 37/38 | 38/39
1 | Aberdeen 33_11kV | Compensated |  | Load (LV side) |  |  | Amps | 0 |  | 0 | 0 | 0 | 0 | 0 | 0 | 0 | 0 | 0 | 0 | 0 | 0 | 0 | 0 | 0 | 0 | 0 | 0 | 0 | 0 | 0 | 0 | 0 | 0 | 0
|  |  |  | Apparent Power |  |  | MVA | 0 | 2.73 | 0 | 0 | 0 | 0 | 0 | 0 | 0 | 0 | 0 | 0 | 0 | 0 | 0 | 0 | 0 | 0 | 0 | 0 | 0 | 0 | 0 | 0 | 0 | 0 | 0
|  |  |  | Real Power |  |  | MW | 0 | 2.5007 | 0 | 0 | 0 | 0 | 0 | 0 | 0 | 0 | 0 | 0 | 0 | 0 | 0 | 0 | 0 | 0 | 0 | 0 | 0 | 0 | 0 | 0 | 0 | 0 | 0
|  |  |  | Reactive Power |  |  | MVAr | 0 |  | 0 | 0 | 0 | 0 | 0 | 0 | 0 | 0 | 0 | 0 | 0 | 0 | 0 | 0 | 0 | 0 | 0 | 0 | 0 | 0 | 0 | 0 | 0 | 0 | 0
|  |  |  | Capacitors In Service |  |  | MVAr | 0 |  | 0 | 0 | 0 | 0 | 0 | 0 | 0 | 0 | 0 | 0 | 0 | 0 | 0 | 0 | 0 | 0 | 0 | 0 | 0 | 0 | 0 | 0 | 0 | 0 | 0
|  |  |  | PF |  |  |  | 0 |  | 0 | 0 | 0 | 0 | 0 | 0 | 0 | 0 | 0 | 0 | 0 | 0 | 0 | 0 | 0 | 0 | 0 | 0 | 0 | 0 | 0 | 0 | 0 | 0 | 0
0.94492 | Diversity Factor: 0.94 | Uncompensated |  | Reactive Power |  |  | MVAr | 0 | 1.6952 | 0 | 0 | 0 | 0 | 0 | 0 | 0 | 0 | 0 | 0 | 0 | 0 | 0 | 0 | 0 | 0 | 0 | 0 | 0 | 0 | 0 | 0 | 0 | 0 | 0
|  |  |  | PF |  |  |  | 0 |  | 0 | 0 | 0 | 0 | 0 | 0 | 0 | 0 | 0 | 0 | 0 | 0 | 0 | 0 | 0 | 0 | 0 | 0 | 0 | 0 | 0 | 0 | 0 | 0 | 0
[10 empty] | 1 | 2 | 3 | 4 | 5 | 6 | 7 | 8 | 9 | 10 | 11 | 12 | 13 | 14 | 15 | 16 | 17 | 18 | 19 | 20 | 21 | 22 | 23 | 24 | 25
Transformer Load Detail
[7 empty] | Units | 13/14 |  | 14/15 | 15/16 | 16/17 | 17/18 | 18/19 | 19/20 | 20/21 | 21/22 | 22/23 | 23/24 | 24/25 | 25/26 | 26/27 | 27/28 | 28/29 | 29/30 | 30/31 | 31/32 | 32/33 | 33/34 | 34/35 | 35/36 | 36/37 | 37/38 | 38/39
| 0 | Compensated |  | Load (LV side) |  |  | Amps
|  |  |  | Apparent Power |  |  | MVA
|  |  |  | Real Power |  |  | MW
|  |  |  | Reactive Power |  |  | MVAr
|  |  |  | Capacitors In Service |  |  | MVAr
PF
| Zone Div: | Uncompensated |  | Reactive Power |  |  | MVAr
PF
| 0 | Compensated |  | Load (LV side) |  |  | Amps
|  |  |  | Apparent Power |  |  | MVA
|  |  |  | Real Power |  |  | MW
|  |  |  | Reactive Power |  |  | MVAr
|  |  |  | Capacitors In Service |  |  | MVAr
PF
| Zone Div: | Uncompensated |  | Reactive Power |  |  | MVAr
PF
| 0 | Compensated |  | Load (LV side) |  |  | Amps
|  |  |  | Apparent Power |  |  | MVA
|  |  |  | Real Power |  |  | MW
|  |  |  | Reactive Power |  |  | MVAr
|  |  |  | Capacitors In Service |  |  | MVAr
PF
| Zone Div: | Uncompensated |  | Reactive Power |  |  | MVAr
PF
| 0 | Compensated |  | Load (LV side) |  |  | Amps
|  |  |  | Apparent Power |  |  | MVA
|  |  |  | Real Power |  |  | MW
|  |  |  | Reactive Power |  |  | MVAr
|  |  |  | Capacitors In Service |  |  | MVAr
PF
| Zone Div: | Uncompensated |  | Reactive Power |  |  | MVAr
PF
| 0 | Compensated |  | Load (LV side) |  |  | Amps
|  |  |  | Apparent Power |  |  | MVA
|  |  |  | Real Power |  |  | MW
|  |  |  | Reactive Power |  |  | MVAr
|  |  |  | Capacitors In Service |  |  | MVAr
PF
| Zone Div: | Uncompensated |  | Reactive Power |  |  | MVAr
PF
| 0 | Compensated |  | Load (LV side) |  |  | Amps
|  |  |  | Apparent Power |  |  | MVA
|  |  |  | Real Power |  |  | MW
|  |  |  | Reactive Power |  |  | MVAr
|  |  |  | Capacitors In Service |  |  | MVAr
PF
| Zone Div: | Uncompensated |  | Reactive Power |  |  | MVAr
PF
| 0 | Compensated |  | Load (LV side) |  |  | Amps
|  |  |  | Apparent Power |  |  | MVA
|  |  |  | Real Power |  |  | MW
|  |  |  | Reactive Power |  |  | MVAr
|  |  |  | Capacitors In Service |  |  | MVAr
PF
| Zone Div: | Uncompensated |  | Reactive Power |  |  | MVAr
PF
| 0 | Compensated |  | Load (LV side) |  |  | Amps
|  |  |  | Apparent Power |  |  | MVA
|  |  |  | Real Power |  |  | MW
|  |  |  | Reactive Power |  |  | MVAr
|  |  |  | Capacitors In Service |  |  | MVAr
PF
| Zone Div: | Uncompensated |  | Reactive Power |  |  | MVAr
PF
| 0 | Compensated |  | Load (LV side) |  |  | Amps
|  |  |  | Apparent Power |  |  | MVA
|  |  |  | Real Power |  |  | MW
|  |  |  | Reactive Power |  |  | MVAr
|  |  |  | Capacitors In Service |  |  | MVAr
PF
| Zone Div: | Uncompensated |  | Reactive Power |  |  | MVAr
PF
| 0 | Compensated |  | Load (LV side) |  |  | Amps
|  |  |  | Apparent Power |  |  | MVA
|  |  |  | Real Power |  |  | MW
|  |  |  | Reactive Power |  |  | MVAr
|  |  |  | Capacitors In Service |  |  | MVAr
PF
| Zone Div: | Uncompensated |  | Reactive Power |  |  | MVAr
PF

## Aberdeen 66_11kV
| Aberdeen 66_11kV | [16 empty] | 2015 | SUMMER
[6 empty] | Zone commissioned |  | 2012-09-23
| Substation Total Loads | [33 empty] | Spots & Transfers Detail
| Historical Loads | (11kV MVA) | [7 empty] | Weather Corrected Forecast Loads |  |  |  | (11kV MVA) | [20 empty] | Spots & Transfers Summary | (11kV MVA) |  | Historical Spots & Transfers | [6 empty] | Forecast Spots & Transfers
|  | 07/08 | 08/09 | 09/10 | 10/11 | 11/12 | 12/13 | 13/14 |  | 14/15 | 15/16 | 16/17 | 17/18 | 18/19 | 19/20 | 20/21 | 21/22 | 22/23 | 23/24 | 24/25 | 25/26 | 26/27 | 27/28 | 28/29 | 29/30 | 30/31 | 31/32 | 32/33 | 33/34 | 34/35 | 35/36 | 36/37 | 37/38 | 38/39 |  |  |  | 07/08 | 08/09 | 09/10 | 10/11 | 11/12 | 12/13 | 13/14 | 14/15 | 15/16 | 16/17 | 17/18 | 18/19 | 19/20 | 20/21 | 21/22 | 22/23 | 23/24 | 24/25 | 25/26 | 26/27 | 27/28 | 28/29 | 29/30 | 30/31 | 31/32 | 32/33 | 33/34 | 34/35 | 35/36 | 36/37 | 37/38 | 38/39
| Total | [5 empty] | 1.03 | 0.91 |  | 6.845 | 6.4634 | 6.251 | 6.153 | 6.1699 | 6.1815 | 6.2329 | 6.2992 | 6.3578 | 6.4197 | 6.4721 | 6.5396 | 6.6073 | 6.685 | 6.7686 | 6.851 | 6.9317 | 7.0141 | 7.0982 | 7.1841 | 7.2717 | 7.361 | 7.4522 | 7.5452 | 7.6401 |  |  | Total | 0 | 0 | 0 | 0 | 0 | 0.95263 | -0.00012 | 5.9832 | -0.039376 | 0.0030349 | 0.0061765 | 0.016938 | 0.011572 | 0.05138 | 0.066319 | 0.058652 | 0.061805 | 0.052405 | 0.067499 | 0.067704 | 0.077772 | 0.083572 | 0.082428 | 0.0807 | 0.082388 | 0.0841 | 0.085835 | 0.087595 | 0.089379 | 0.091188 | 0.093021 | 0.09488
| Firm Rating | 0 | 0 | 0 | 0 | 0 | 19 | 25.53 |  | 25.53 | 25.53 | 25.53 | 25.53 | 25.53 | 25.53 | 25.53 | 25.53 | 25.53 | 25.53 | 25.53 | 25.53 | 25.53 | 25.53 | 25.53 | 25.53 | 25.53 | 25.53 | 25.53 | 25.53 | 25.53 | 25.53 | 25.53 | 25.53 | 25.53
| Total Capacity | 0 | 0 | 0 | 0 | 0 | 38 | 46.41 |  | 46.41 | 46.41 | 46.41 | 46.41 | 46.41 | 46.41 | 46.41 | 46.41 | 46.41 | 46.41 | 46.41 | 46.41 | 46.41 | 46.41 | 46.41 | 46.41 | 46.41 | 46.41 | 46.41 | 46.41 | 46.41 | 46.41 | 46.41 | 46.41 | 46.41 |  |  | Aberdeen 66_11kV Tx1 | 0 | 0 | 0 | 0 | 0 | 0.47631 | -6e-05 | 2.9916 | -0.019688 | 0.0015174 | 0.0030882 | 0.0084689 | 0.0057861 | 0.02569 | 0.03316 | 0.029326 | 0.030902 | 0.026202 | 0.033749 | 0.033852 | 0.038886 | 0.041786 | 0.041214 | 0.04035 | 0.041194 | 0.04205 | 0.042918 | 0.043797 | 0.044689 | 0.045594 | 0.046511 | 0.04744
|  | -7 | -6 | -5 | -4 | -3 | -2 | -1 |  | 0 | 1 | 2 | 3 | 4 | 5 | 6 | 7 | 8 | 9 | 10 | 11 | 12 | 13 | 14 | 15 | 16 | 17 | 18 | 19 | 20 | 21 | 22 | 23 | 24 |  |  | Aberdeen 66_11kV Tx2 | 0 | 0 | 0 | 0 | 0 | 0.47631 | -6e-05 | 2.9916 | -0.019688 | 0.0015174 | 0.0030882 | 0.0084689 | 0.0057861 | 0.02569 | 0.03316 | 0.029326 | 0.030902 | 0.026202 | 0.033749 | 0.033852 | 0.038886 | 0.041786 | 0.041214 | 0.04035 | 0.041194 | 0.04205 | 0.042918 | 0.043797 | 0.044689 | 0.045594 | 0.046511 | 0.04744
| Transformer Loads | [36 empty] | 0 | 0 | 0 | 0 | 0 | 0 | 0 | 0 | 0 | 0 | 0 | 0 | 0 | 0 | 0 | 0 | 0 | 0 | 0 | 0 | 0 | 0 | 0 | 0 | 0 | 0 | 0 | 0 | 0 | 0 | 0 | 0
| Historical Loads | (11kV MVA) | [7 empty] | 0: Weather Corrected Forecast Loads; 4: (11kV MVA) |  |  |  | 0 | 0 | 0 | 0 | 0 | 0 | 0 | 0 | 0 | 0 | 0 | 0 | 0 | 0 | 0 | 0 | 0 | 0 | 0 | 0 | 0 | 0 | 0 | 0 | 0 | 0 | 0 | 0 | 0 | 0 | 0 | 0
|  | 07/08 | 08/09 | 09/10 | 10/11 | 11/12 | 12/13 | 13/14 |  | 14/15 | 15/16 | 16/17 | 17/18 | 18/19 | 19/20 | 20/21 | 21/22 | 22/23 | 23/24 | 24/25 | 25/26 | 26/27 | 27/28 | 28/29 | 29/30 | 30/31 | 31/32 | 32/33 | 33/34 | 34/35 | 35/36 | 36/37 | 37/38 | 38/39 |  |  |  | 0 | 0 | 0 | 0 | 0 | 0 | 0 | 0 | 0 | 0 | 0 | 0 | 0 | 0 | 0 | 0 | 0 | 0 | 0 | 0 | 0 | 0 | 0 | 0 | 0 | 0 | 0 | 0 | 0 | 0 | 0 | 0
| 0 | [36 empty] | 0 | 0 | 0 | 0 | 0 | 0 | 0 | 0 | 0 | 0 | 0 | 0 | 0 | 0 | 0 | 0 | 0 | 0 | 0 | 0 | 0 | 0 | 0 | 0 | 0 | 0 | 0 | 0 | 0 | 0 | 0 | 0
| Diversity Factor: 0 | [36 empty] | 0 | 0 | 0 | 0 | 0 | 0 | 0 | 0 | 0 | 0 | 0 | 0 | 0 | 0 | 0 | 0 | 0 | 0 | 0 | 0 | 0 | 0 | 0 | 0 | 0 | 0 | 0 | 0 | 0 | 0 | 0 | 0
[38 empty] | 0 | 0 | 0 | 0 | 0 | 0 | 0 | 0 | 0 | 0 | 0 | 0 | 0 | 0 | 0 | 0 | 0 | 0 | 0 | 0 | 0 | 0 | 0 | 0 | 0 | 0 | 0 | 0 | 0 | 0 | 0 | 0
[38 empty] | 0 | 0 | 0 | 0 | 0 | 0 | 0 | 0 | 0 | 0 | 0 | 0 | 0 | 0 | 0 | 0 | 0 | 0 | 0 | 0 | 0 | 0 | 0 | 0 | 0 | 0 | 0 | 0 | 0 | 0 | 0 | 0
| 0 | [36 empty] | 0 | 0 | 0 | 0 | 0 | 0 | 0 | 0 | 0 | 0 | 0 | 0 | 0 | 0 | 0 | 0 | 0 | 0 | 0 | 0 | 0 | 0 | 0 | 0 | 0 | 0 | 0 | 0 | 0 | 0 | 0 | 0
Diversity Factor: 0
[38 empty] | Historical Spots & Transfers | [6 empty] | Forecast Spots & Transfers
[35 empty] | Project Name | From | To | 07/08 | 08/09 | 09/10 | 10/11 | 11/12 | 12/13 | 13/14 | 14/15 | 15/16 | 16/17 | 17/18 | 18/19 | 19/20 | 20/21 | 21/22 | 22/23 | 23/24 | 24/25 | 25/26 | 26/27 | 27/28 | 28/29 | 29/30 | 30/31 | 31/32 | 32/33 | 33/34 | 34/35 | 35/36 | 36/37 | 37/38 | 38/39
| 0 | [33 empty] | Broad based demand management |  | Aberdeen 66_11kV Tx1 | 0 | 0 | 0 | 0 | 0 | 0 | 0 | 0 | -0.014786 | 0 | -0.0062335 | 0 | 0 | 0 | 0 | 0 | 0 | 0 | 0 | 0 | 0 | 0 | 0 | 0 | 0 | 0 | 0 | 0 | 0 | 0 | 0 | 0
| Diversity Factor: 0 | [33 empty] | Broad based demand management |  | Aberdeen 66_11kV Tx2 | 0 | 0 | 0 | 0 | 0 | 0 | 0 | 0 | -0.014786 | 0 | -0.0062335 | 0 | 0 | 0 | 0 | 0 | 0 | 0 | 0 | 0 | 0 | 0 | 0 | 0 | 0 | 0 | 0 | 0 | 0 | 0 | 0 | 0
[35 empty] | DNP_ID: 2244. from Aberdeen 33/11kV | Aberdeen 33_11kV Tx1 | Aberdeen 66_11kV Tx1 | 0 | 0 | 0 | 0 | 0 | 0.23816 | 0 | 0.59063 | 0 | 0 | 0 | 0 | 0 | 0 | 0 | 0 | 0 | 0 | 0 | 0 | 0 | 0 | 0 | 0 | 0 | 0 | 0 | 0 | 0 | 0 | 0 | 0
[35 empty] | DNP_ID: 2244. from Aberdeen 33/11kV | Aberdeen 33_11kV Tx1 | Aberdeen 66_11kV Tx2 | 0 | 0 | 0 | 0 | 0 | 0.23816 | 0 | 0.59063 | 0 | 0 | 0 | 0 | 0 | 0 | 0 | 0 | 0 | 0 | 0 | 0 | 0 | 0 | 0 | 0 | 0 | 0 | 0 | 0 | 0 | 0 | 0 | 0
| 0 | [33 empty] | DNP_ID: 2244. from Aberdeen 33/11kV | Aberdeen 33_11kV Tx2 | Aberdeen 66_11kV Tx1 | 0 | 0 | 0 | 0 | 0 | 0.23816 | 0 | 0.59063 | 0 | 0 | 0 | 0 | 0 | 0 | 0 | 0 | 0 | 0 | 0 | 0 | 0 | 0 | 0 | 0 | 0 | 0 | 0 | 0 | 0 | 0 | 0 | 0
| Diversity Factor: 0 | [33 empty] | DNP_ID: 2244. from Aberdeen 33/11kV | Aberdeen 33_11kV Tx2 | Aberdeen 66_11kV Tx2 | 0 | 0 | 0 | 0 | 0 | 0.23816 | 0 | 0.59063 | 0 | 0 | 0 | 0 | 0 | 0 | 0 | 0 | 0 | 0 | 0 | 0 | 0 | 0 | 0 | 0 | 0 | 0 | 0 | 0 | 0 | 0 | 0 | 0
[35 empty] | DNP_ID: 2245. from Aberdeen 33/11kV | Aberdeen 33_11kV Tx1 | Aberdeen 66_11kV Tx1 | 0 | 0 | 0 | 0 | 0 | 0 | 0 | 0.90976 | 0 | 0 | 0 | 0 | 0 | 0 | 0 | 0 | 0 | 0 | 0 | 0 | 0 | 0 | 0 | 0 | 0 | 0 | 0 | 0 | 0 | 0 | 0 | 0
[35 empty] | DNP_ID: 2245. from Aberdeen 33/11kV | Aberdeen 33_11kV Tx1 | Aberdeen 66_11kV Tx2 | 0 | 0 | 0 | 0 | 0 | 0 | 0 | 0.90976 | 0 | 0 | 0 | 0 | 0 | 0 | 0 | 0 | 0 | 0 | 0 | 0 | 0 | 0 | 0 | 0 | 0 | 0 | 0 | 0 | 0 | 0 | 0 | 0
| 0 | [33 empty] | DNP_ID: 2245. from Aberdeen 33/11kV | Aberdeen 33_11kV Tx2 | Aberdeen 66_11kV Tx1 | 0 | 0 | 0 | 0 | 0 | 0 | 0 | 0.90976 | 0 | 0 | 0 | 0 | 0 | 0 | 0 | 0 | 0 | 0 | 0 | 0 | 0 | 0 | 0 | 0 | 0 | 0 | 0 | 0 | 0 | 0 | 0 | 0
| Diversity Factor: 0 | [33 empty] | DNP_ID: 2245. from Aberdeen 33/11kV | Aberdeen 33_11kV Tx2 | Aberdeen 66_11kV Tx2 | 0 | 0 | 0 | 0 | 0 | 0 | 0 | 0.90976 | 0 | 0 | 0 | 0 | 0 | 0 | 0 | 0 | 0 | 0 | 0 | 0 | 0 | 0 | 0 | 0 | 0 | 0 | 0 | 0 | 0 | 0 | 0 | 0
[35 empty] | Econometric |  | Aberdeen 66_11kV Tx1 | 0 | 0 | 0 | 0 | 0 | 0 | 0 | 0 | 0 | 0.01963 | 0.036712 | 0.049974 | 0.048953 | 0.051513 | 0.050826 | 0.050094 | 0.05085 | 0.051616 | 0.052393 | 0.053181 | 0.053979 | 0.054789 | 0.05561 | 0.056443 | 0.057287 | 0.058143 | 0.059011 | 0.05989 | 0.060782 | 0.061687 | 0.062603 | 0.063533
[35 empty] | Econometric |  | Aberdeen 66_11kV Tx2 | 0 | 0 | 0 | 0 | 0 | 0 | 0 | 0 | 0 | 0.01963 | 0.036712 | 0.049974 | 0.048953 | 0.051513 | 0.050826 | 0.050094 | 0.05085 | 0.051616 | 0.052393 | 0.053181 | 0.053979 | 0.054789 | 0.05561 | 0.056443 | 0.057287 | 0.058143 | 0.059011 | 0.05989 | 0.060782 | 0.061687 | 0.062603 | 0.063533
| 0 | [33 empty] | Energy Efficiency |  | Aberdeen 66_11kV Tx1 | 0 | 0 | 0 | 0 | 0 | 0 | 0 | -0.0080667 | -0.003631 | -0.016677 | -0.025816 | -0.03982 | -0.041391 | -0.023964 | -0.015869 | -0.018941 | -0.01855 | -0.02374 | -0.016969 | -0.017655 | -0.013419 | -0.011329 | -0.012722 | -0.014419 | -0.014419 | -0.014419 | -0.014419 | -0.014419 | -0.014419 | -0.014419 | -0.014419 | -0.014419
| Diversity Factor: 0 | [33 empty] | Energy Efficiency |  | Aberdeen 66_11kV Tx2 | 0 | 0 | 0 | 0 | 0 | 0 | 0 | -0.0080667 | -0.003631 | -0.016677 | -0.025816 | -0.03982 | -0.041391 | -0.023964 | -0.015869 | -0.018941 | -0.01855 | -0.02374 | -0.016969 | -0.017655 | -0.013419 | -0.011329 | -0.012722 | -0.014419 | -0.014419 | -0.014419 | -0.014419 | -0.014419 | -0.014419 | -0.014419 | -0.014419 | -0.014419
[35 empty] | Solar PV |  | Aberdeen 66_11kV Tx1 | 0 | 0 | 0 | 0 | 0 | 0 | -6e-05 | -0.001133 | -0.0012708 | -0.0014353 | -0.0015749 | -0.0016855 | -0.0017757 | -0.0018591 | -0.0017978 | -0.0018263 | -0.0013974 | -0.0016738 | -0.0016738 | -0.0016738 | -0.0016738 | -0.0016738 | -0.0016738 | -0.0016738 | -0.0016738 | -0.0016738 | -0.0016738 | -0.0016738 | -0.0016738 | -0.0016738 | -0.0016738 | -0.0016738
[35 empty] | Solar PV |  | Aberdeen 66_11kV Tx2 | 0 | 0 | 0 | 0 | 0 | 0 | -6e-05 | -0.001133 | -0.0012708 | -0.0014353 | -0.0015749 | -0.0016855 | -0.0017757 | -0.0018591 | -0.0017978 | -0.0018263 | -0.0013974 | -0.0016738 | -0.0016738 | -0.0016738 | -0.0016738 | -0.0016738 | -0.0016738 | -0.0016738 | -0.0016738 | -0.0016738 | -0.0016738 | -0.0016738 | -0.0016738 | -0.0016738 | -0.0016738 | -0.0016738
0
Diversity Factor: 0
0
Diversity Factor: 0
0
Diversity Factor: 0
0
Diversity Factor: 0
| Weather Correction and Public Holiday Factors | [8 empty] | Forecast ROG
ROG Justification
| Actual loads for season 13/14 have been weather corrected by the following: | [6 empty] | 0.7694% |  | Rog Capped +/-5% | [59 empty] | Rog Capped +/-5%
1 | 2 | 3 | 4 | 5 | 6 | 7 | 8 | 9 | 10 | 14/15 | 15/16 | 16/17 | 17/18 | 18/19 | 19/20 | 20/21 | 21/22 | 22/23 | 23/24 | 24/25 | 25/26 | 26/27 | 27/28 | 28/29 | 29/30 | 30/31 | 31/32 | 32/33 | 33/34 | 34/35 | 35/36 | 36/37 | 37/38 | 38/39
0.95 | 0.9025 | 0.87242 | 0.85789 | 0.85789 | 0.85789 | 0.85789 | 0.85789 | 0.85789 | 0.85789 | -5% | -5% | -3.333% | -1.666% | 0% | 0% | 0% | 0% | 0% | 0% | 0% | 0% | 0% | 0% | 0% | 0% | 0% | 0% | 0% | 0% | 0% | 0% | 0% | 0% | 0%
Substation Load Detail
[7 empty] | Units | 13/14 |  | 14/15 | 15/16 | 16/17 | 17/18 | 18/19 | 19/20 | 20/21 | 21/22 | 22/23 | 23/24 | 24/25 | 25/26 | 26/27 | 27/28 | 28/29 | 29/30 | 30/31 | 31/32 | 32/33 | 33/34 | 34/35 | 35/36 | 36/37 | 37/38 | 38/39
1 | Aberdeen 66_11kV | Compensated |  | Load (LV side) |  |  | Amps | 0 |  | 359.271 | 339.2408 | 328.092 | 322.948 | 323.837 | 324.4444 | 327.1412 | 330.622 | 333.7005 | 336.9444 | 339.6949 | 343.2377 | 346.7912 | 350.8732 | 355.2596 | 359.586 | 363.8216 | 368.1459 | 372.56 | 377.0652 | 381.6627 | 386.3539 | 391.14 | 396.0223 | 401.0022
|  |  |  | Apparent Power |  |  | MVA | 0.91 | 0.917 | 6.845 | 6.4634 | 6.251 | 6.153 | 6.1699 | 6.1815 | 6.2329 | 6.2992 | 6.3578 | 6.4197 | 6.4721 | 6.5396 | 6.6073 | 6.685 | 6.7686 | 6.851 | 6.9317 | 7.0141 | 7.0982 | 7.1841 | 7.2717 | 7.361 | 7.4522 | 7.5452 | 7.6401
|  |  |  | Real Power |  |  | MW | 0.819 | 0.8253 | 5.6909 | 5.3736 | 5.197 | 5.1155 | 5.1296 | 5.1392 | 5.182 | 5.2371 | 5.2859 | 5.3372 | 5.3808 | 5.4369 | 5.4932 | 5.5579 | 5.6274 | 5.6959 | 5.763 | 5.8315 | 5.9014 | 5.9728 | 6.0456 | 6.1199 | 6.1957 | 6.273 | 6.3519
|  |  |  | Reactive Power |  |  | MVAr | 0 |  | 3.8037 | 3.5916 | 3.4736 | 3.4191 | 3.4285 | 3.435 | 3.4635 | 3.5004 | 3.533 | 3.5673 | 3.5964 | 3.6339 | 3.6716 | 3.7148 | 3.7612 | 3.807 | 3.8519 | 3.8977 | 3.9444 | 3.9921 | 4.0408 | 4.0904 | 4.1411 | 4.1928 | 4.2455
|  |  |  | Capacitors In Service |  |  | MVAr | 0 |  | 0 | 0 | 0 | 0 | 0 | 0 | 0 | 0 | 0 | 0 | 0 | 0 | 0 | 0 | 0 | 0 | 0 | 0 | 0 | 0 | 0 | 0 | 0 | 0 | 0
|  |  |  | PF |  |  |  | 0.9 |  | 0.83139 | 0.83139 | 0.83139 | 0.83139 | 0.83139 | 0.83139 | 0.83139 | 0.83139 | 0.83139 | 0.83139 | 0.83139 | 0.83139 | 0.83139 | 0.83139 | 0.83139 | 0.83139 | 0.83139 | 0.83139 | 0.83139 | 0.83139 | 0.83139 | 0.83139 | 0.83139 | 0.83139 | 0.83139
0.74549 | Diversity Factor: 0.75 | Uncompensated |  | Reactive Power |  |  | MVAr | 0 | 0.39971 | 3.8037 | 3.5916 | 3.4736 | 3.4191 | 3.4285 | 3.435 | 3.4635 | 3.5004 | 3.533 | 3.5673 | 3.5964 | 3.6339 | 3.6716 | 3.7148 | 3.7612 | 3.807 | 3.8519 | 3.8977 | 3.9444 | 3.9921 | 4.0408 | 4.0904 | 4.1411 | 4.1928 | 4.2455
|  |  |  | PF |  |  |  | 0.9 |  | 0.83139 | 0.83139 | 0.83139 | 0.83139 | 0.83139 | 0.83139 | 0.83139 | 0.83139 | 0.83139 | 0.83139 | 0.83139 | 0.83139 | 0.83139 | 0.83139 | 0.83139 | 0.83139 | 0.83139 | 0.83139 | 0.83139 | 0.83139 | 0.83139 | 0.83139 | 0.83139 | 0.83139 | 0.83139
[10 empty] | 1 | 2 | 3 | 4 | 5 | 6 | 7 | 8 | 9 | 10 | 11 | 12 | 13 | 14 | 15 | 16 | 17 | 18 | 19 | 20 | 21 | 22 | 23 | 24 | 25
Transformer Load Detail
[7 empty] | Units | 13/14 |  | 14/15 | 15/16 | 16/17 | 17/18 | 18/19 | 19/20 | 20/21 | 21/22 | 22/23 | 23/24 | 24/25 | 25/26 | 26/27 | 27/28 | 28/29 | 29/30 | 30/31 | 31/32 | 32/33 | 33/34 | 34/35 | 35/36 | 36/37 | 37/38 | 38/39
| 0 | Compensated |  | Load (LV side) |  |  | Amps
|  |  |  | Apparent Power |  |  | MVA
|  |  |  | Real Power |  |  | MW
|  |  |  | Reactive Power |  |  | MVAr
|  |  |  | Capacitors In Service |  |  | MVAr
PF
| Zone Div: | Uncompensated |  | Reactive Power |  |  | MVAr
PF
| 0 | Compensated |  | Load (LV side) |  |  | Amps
|  |  |  | Apparent Power |  |  | MVA
|  |  |  | Real Power |  |  | MW
|  |  |  | Reactive Power |  |  | MVAr
|  |  |  | Capacitors In Service |  |  | MVAr
PF
| Zone Div: | Uncompensated |  | Reactive Power |  |  | MVAr
PF
| 0 | Compensated |  | Load (LV side) |  |  | Amps
|  |  |  | Apparent Power |  |  | MVA
|  |  |  | Real Power |  |  | MW
|  |  |  | Reactive Power |  |  | MVAr
|  |  |  | Capacitors In Service |  |  | MVAr
PF
| Zone Div: | Uncompensated |  | Reactive Power |  |  | MVAr
PF
| 0 | Compensated |  | Load (LV side) |  |  | Amps
|  |  |  | Apparent Power |  |  | MVA
|  |  |  | Real Power |  |  | MW
|  |  |  | Reactive Power |  |  | MVAr
|  |  |  | Capacitors In Service |  |  | MVAr
PF
| Zone Div: | Uncompensated |  | Reactive Power |  |  | MVAr
PF
| 0 | Compensated |  | Load (LV side) |  |  | Amps
|  |  |  | Apparent Power |  |  | MVA
|  |  |  | Real Power |  |  | MW
|  |  |  | Reactive Power |  |  | MVAr
|  |  |  | Capacitors In Service |  |  | MVAr
PF
| Zone Div: | Uncompensated |  | Reactive Power |  |  | MVAr
PF
| 0 | Compensated |  | Load (LV side) |  |  | Amps
|  |  |  | Apparent Power |  |  | MVA
|  |  |  | Real Power |  |  | MW
|  |  |  | Reactive Power |  |  | MVAr
|  |  |  | Capacitors In Service |  |  | MVAr
PF
| Zone Div: | Uncompensated |  | Reactive Power |  |  | MVAr
PF
| 0 | Compensated |  | Load (LV side) |  |  | Amps
|  |  |  | Apparent Power |  |  | MVA
|  |  |  | Real Power |  |  | MW
|  |  |  | Reactive Power |  |  | MVAr
|  |  |  | Capacitors In Service |  |  | MVAr
PF
| Zone Div: | Uncompensated |  | Reactive Power |  |  | MVAr
PF
| 0 | Compensated |  | Load (LV side) |  |  | Amps
|  |  |  | Apparent Power |  |  | MVA
|  |  |  | Real Power |  |  | MW
|  |  |  | Reactive Power |  |  | MVAr
|  |  |  | Capacitors In Service |  |  | MVAr
PF
| Zone Div: | Uncompensated |  | Reactive Power |  |  | MVAr
PF
| 0 | Compensated |  | Load (LV side) |  |  | Amps
|  |  |  | Apparent Power |  |  | MVA
|  |  |  | Real Power |  |  | MW
|  |  |  | Reactive Power |  |  | MVAr
|  |  |  | Capacitors In Service |  |  | MVAr
PF
| Zone Div: | Uncompensated |  | Reactive Power |  |  | MVAr
PF
| 0 | Compensated |  | Load (LV side) |  |  | Amps
|  |  |  | Apparent Power |  |  | MVA
|  |  |  | Real Power |  |  | MW
|  |  |  | Reactive Power |  |  | MVAr
|  |  |  | Capacitors In Service |  |  | MVAr
PF
| Zone Div: | Uncompensated |  | Reactive Power |  |  | MVAr
PF

## Baerami 33_11kV
| Baerami 33_11kV | [16 empty] | 2015 | SUMMER
| Substation Total Loads | [33 empty] | Spots & Transfers Detail
| Historical Loads | (11kV MVA) | [7 empty] | Weather Corrected Forecast Loads |  |  |  | (11kV MVA) | [20 empty] | Spots & Transfers Summary | (11kV MVA) |  | Historical Spots & Transfers | [6 empty] | Forecast Spots & Transfers
|  | 07/08 | 08/09 | 09/10 | 10/11 | 11/12 | 12/13 | 13/14 |  | 14/15 | 15/16 | 16/17 | 17/18 | 18/19 | 19/20 | 20/21 | 21/22 | 22/23 | 23/24 | 24/25 | 25/26 | 26/27 | 27/28 | 28/29 | 29/30 | 30/31 | 31/32 | 32/33 | 33/34 | 34/35 | 35/36 | 36/37 | 37/38 | 38/39 |  |  |  | 07/08 | 08/09 | 09/10 | 10/11 | 11/12 | 12/13 | 13/14 | 14/15 | 15/16 | 16/17 | 17/18 | 18/19 | 19/20 | 20/21 | 21/22 | 22/23 | 23/24 | 24/25 | 25/26 | 26/27 | 27/28 | 28/29 | 29/30 | 30/31 | 31/32 | 32/33 | 33/34 | 34/35 | 35/36 | 36/37 | 37/38 | 38/39
| Total | 0.99 | 1.136 | 1.48 | 0.92 | 0.704 | 1.022 | 1.042 |  | 0.93681 | 0.88706 | 0.85711 | 0.84424 | 0.84614 | 0.84728 | 0.85442 | 0.86433 | 0.87306 | 0.88219 | 0.88946 | 0.89908 | 0.90865 | 0.91996 | 0.9322 | 0.94419 | 0.95577 | 0.96757 | 0.97958 | 0.99182 | 1.0043 | 1.017 | 1.0299 | 1.0431 | 1.0565 |  |  | Total | 0 | 0 | 0.085737 | 0 | -0.00249 | 0 | -0.00102 | -0.0036867 | -0.0029124 | -0.00038145 | 0.0014128 | 0.0019042 | 0.0011398 | 0.0071397 | 0.0099071 | 0.00873 | 0.0091302 | 0.0072724 | 0.0096208 | 0.0095722 | 0.011309 | 0.012236 | 0.011996 | 0.011578 | 0.011796 | 0.012016 | 0.012239 | 0.012464 | 0.012693 | 0.012925 | 0.01316 | 0.013398
| Firm Rating | 0 | 0 | 0 | 0 | 0 | 0 | 0 |  | 0 | 0 | 0 | 0 | 0 | 0 | 0 | 0 | 0 | 0 | 0 | 0 | 0 | 0 | 0 | 0 | 0 | 0 | 0 | 0 | 0 | 0 | 0 | 0 | 0
| Total Capacity | 0 | 0 | 2.44 | 2.44 | 2.44 | 2.44 | 2.44 |  | 2.44 | 2.44 | 2.44 | 2.44 | 2.44 | 2.44 | 2.44 | 2.44 | 2.44 | 2.44 | 2.44 | 2.44 | 2.44 | 2.44 | 2.44 | 2.44 | 2.44 | 2.44 | 2.44 | 2.44 | 2.44 | 2.44 | 2.44 | 2.44 | 2.44 |  |  | Baerami 33_11kV Tx1 | 0 | 0 | 0.042868 | 0 | -0.001245 | 0 | -0.00051 | -0.0018433 | -0.0014562 | -0.00019073 | 0.00070642 | 0.00095211 | 0.00056988 | 0.0035698 | 0.0049536 | 0.004365 | 0.0045651 | 0.0036362 | 0.0048104 | 0.0047861 | 0.0056545 | 0.0061179 | 0.0059979 | 0.0057892 | 0.0058978 | 0.0060078 | 0.0061193 | 0.0062322 | 0.0063467 | 0.0064627 | 0.0065802 | 0.0066992
|  | -7 | -6 | -5 | -4 | -3 | -2 | -1 |  | 0 | 1 | 2 | 3 | 4 | 5 | 6 | 7 | 8 | 9 | 10 | 11 | 12 | 13 | 14 | 15 | 16 | 17 | 18 | 19 | 20 | 21 | 22 | 23 | 24 |  |  | Baerami 33_11kV Tx2 | 0 | 0 | 0.042868 | 0 | -0.001245 | 0 | -0.00051 | -0.0018433 | -0.0014562 | -0.00019073 | 0.00070642 | 0.00095211 | 0.00056988 | 0.0035698 | 0.0049536 | 0.004365 | 0.0045651 | 0.0036362 | 0.0048104 | 0.0047861 | 0.0056545 | 0.0061179 | 0.0059979 | 0.0057892 | 0.0058978 | 0.0060078 | 0.0061193 | 0.0062322 | 0.0063467 | 0.0064627 | 0.0065802 | 0.0066992
| Transformer Loads | [36 empty] | 0 | 0 | 0 | 0 | 0 | 0 | 0 | 0 | 0 | 0 | 0 | 0 | 0 | 0 | 0 | 0 | 0 | 0 | 0 | 0 | 0 | 0 | 0 | 0 | 0 | 0 | 0 | 0 | 0 | 0 | 0 | 0
| Historical Loads | (11kV MVA) | [7 empty] | 0: Weather Corrected Forecast Loads; 4: (11kV MVA) |  |  |  | 0 | 0 | 0 | 0 | 0 | 0 | 0 | 0 | 0 | 0 | 0 | 0 | 0 | 0 | 0 | 0 | 0 | 0 | 0 | 0 | 0 | 0 | 0 | 0 | 0 | 0 | 0 | 0 | 0 | 0 | 0 | 0
|  | 07/08 | 08/09 | 09/10 | 10/11 | 11/12 | 12/13 | 13/14 |  | 14/15 | 15/16 | 16/17 | 17/18 | 18/19 | 19/20 | 20/21 | 21/22 | 22/23 | 23/24 | 24/25 | 25/26 | 26/27 | 27/28 | 28/29 | 29/30 | 30/31 | 31/32 | 32/33 | 33/34 | 34/35 | 35/36 | 36/37 | 37/38 | 38/39 |  |  |  | 0 | 0 | 0 | 0 | 0 | 0 | 0 | 0 | 0 | 0 | 0 | 0 | 0 | 0 | 0 | 0 | 0 | 0 | 0 | 0 | 0 | 0 | 0 | 0 | 0 | 0 | 0 | 0 | 0 | 0 | 0 | 0
| 0 | [36 empty] | 0 | 0 | 0 | 0 | 0 | 0 | 0 | 0 | 0 | 0 | 0 | 0 | 0 | 0 | 0 | 0 | 0 | 0 | 0 | 0 | 0 | 0 | 0 | 0 | 0 | 0 | 0 | 0 | 0 | 0 | 0 | 0
| Diversity Factor: 0 | [36 empty] | 0 | 0 | 0 | 0 | 0 | 0 | 0 | 0 | 0 | 0 | 0 | 0 | 0 | 0 | 0 | 0 | 0 | 0 | 0 | 0 | 0 | 0 | 0 | 0 | 0 | 0 | 0 | 0 | 0 | 0 | 0 | 0
[38 empty] | 0 | 0 | 0 | 0 | 0 | 0 | 0 | 0 | 0 | 0 | 0 | 0 | 0 | 0 | 0 | 0 | 0 | 0 | 0 | 0 | 0 | 0 | 0 | 0 | 0 | 0 | 0 | 0 | 0 | 0 | 0 | 0
[38 empty] | 0 | 0 | 0 | 0 | 0 | 0 | 0 | 0 | 0 | 0 | 0 | 0 | 0 | 0 | 0 | 0 | 0 | 0 | 0 | 0 | 0 | 0 | 0 | 0 | 0 | 0 | 0 | 0 | 0 | 0 | 0 | 0
| 0 | [36 empty] | 0 | 0 | 0 | 0 | 0 | 0 | 0 | 0 | 0 | 0 | 0 | 0 | 0 | 0 | 0 | 0 | 0 | 0 | 0 | 0 | 0 | 0 | 0 | 0 | 0 | 0 | 0 | 0 | 0 | 0 | 0 | 0
Diversity Factor: 0
[38 empty] | Historical Spots & Transfers | [6 empty] | Forecast Spots & Transfers
[35 empty] | Project Name | From | To | 07/08 | 08/09 | 09/10 | 10/11 | 11/12 | 12/13 | 13/14 | 14/15 | 15/16 | 16/17 | 17/18 | 18/19 | 19/20 | 20/21 | 21/22 | 22/23 | 23/24 | 24/25 | 25/26 | 26/27 | 27/28 | 28/29 | 29/30 | 30/31 | 31/32 | 32/33 | 33/34 | 34/35 | 35/36 | 36/37 | 37/38 | 38/39
| 0 | [33 empty] | Broad based demand management |  | Baerami 33_11kV Tx1 | 0 | 0 | 0 | 0 | 0 | 0 | 0 | 0 | -0.00051203 | 0 | -0.00022993 | 0 | 0 | 0 | 0 | 0 | 0 | 0 | 0 | 0 | 0 | 0 | 0 | 0 | 0 | 0 | 0 | 0 | 0 | 0 | 0 | 0
| Diversity Factor: 0 | [33 empty] | Broad based demand management |  | Baerami 33_11kV Tx2 | 0 | 0 | 0 | 0 | 0 | 0 | 0 | 0 | -0.00051203 | 0 | -0.00022993 | 0 | 0 | 0 | 0 | 0 | 0 | 0 | 0 | 0 | 0 | 0 | 0 | 0 | 0 | 0 | 0 | 0 | 0 | 0 | 0 | 0
[35 empty] | HVCON_ID: 2000125. HP154/08 Oakleigh Homestead mid 2009 new 200kVA tx |  | Baerami 33_11kV Tx1 | 0 | 0 | 0.042868 | 0 | 0 | 0 | 0 | 0 | 0 | 0 | 0 | 0 | 0 | 0 | 0 | 0 | 0 | 0 | 0 | 0 | 0 | 0 | 0 | 0 | 0 | 0 | 0 | 0 | 0 | 0 | 0 | 0
[35 empty] | HVCON_ID: 2000125. HP154/08 Oakleigh Homestead mid 2009 new 200kVA tx |  | Baerami 33_11kV Tx2 | 0 | 0 | 0.042868 | 0 | 0 | 0 | 0 | 0 | 0 | 0 | 0 | 0 | 0 | 0 | 0 | 0 | 0 | 0 | 0 | 0 | 0 | 0 | 0 | 0 | 0 | 0 | 0 | 0 | 0 | 0 | 0 | 0
| 0 | [33 empty] | Econometric |  | Baerami 33_11kV Tx1 | 0 | 0 | 0 | 0 | 0 | 0 | 0 | 0 | 0 | 0.0026203 | 0.0050478 | 0.0071141 | 0.0068454 | 0.0071739 | 0.0070851 | 0.0069913 | 0.0070889 | 0.0071879 | 0.0072882 | 0.0073898 | 0.0074928 | 0.0075971 | 0.0077028 | 0.00781 | 0.0079186 | 0.0080286 | 0.00814 | 0.008253 | 0.0083675 | 0.0084834 | 0.008601 | 0.00872
| Diversity Factor: 0 | [33 empty] | Econometric |  | Baerami 33_11kV Tx2 | 0 | 0 | 0 | 0 | 0 | 0 | 0 | 0 | 0 | 0.0026203 | 0.0050478 | 0.0071141 | 0.0068454 | 0.0071739 | 0.0070851 | 0.0069913 | 0.0070889 | 0.0071879 | 0.0072882 | 0.0073898 | 0.0074928 | 0.0075971 | 0.0077028 | 0.00781 | 0.0079186 | 0.0080286 | 0.00814 | 0.008253 | 0.0083675 | 0.0084834 | 0.008601 | 0.00872
[35 empty] | Energy Efficiency |  | Baerami 33_11kV Tx1 | 0 | 0 | 0 | 0 | 0 | 0 | 0 | -0.0016313 | -0.00070633 | -0.0025424 | -0.0038167 | -0.0058465 | -0.0059432 | -0.0032561 | -0.0017951 | -0.0022845 | -0.0022623 | -0.0032384 | -0.0021645 | -0.0022904 | -0.001525 | -0.0011659 | -0.0013917 | -0.0017075 | -0.0017075 | -0.0017075 | -0.0017075 | -0.0017075 | -0.0017075 | -0.0017075 | -0.0017075 | -0.0017075
[35 empty] | Energy Efficiency |  | Baerami 33_11kV Tx2 | 0 | 0 | 0 | 0 | 0 | 0 | 0 | -0.0016313 | -0.00070633 | -0.0025424 | -0.0038167 | -0.0058465 | -0.0059432 | -0.0032561 | -0.0017951 | -0.0022845 | -0.0022623 | -0.0032384 | -0.0021645 | -0.0022904 | -0.001525 | -0.0011659 | -0.0013917 | -0.0017075 | -0.0017075 | -0.0017075 | -0.0017075 | -0.0017075 | -0.0017075 | -0.0017075 | -0.0017075 | -0.0017075
| 0 | [33 empty] | Solar PV |  | Baerami 33_11kV Tx1 | 0 | 0 | 0 | 0 | -0.001245 | 0 | -0.00051 | -0.00021205 | -0.00023785 | -0.00026862 | -0.00029475 | -0.00031546 | -0.00033233 | -0.00034794 | -0.00033647 | -0.00034181 | -0.00026154 | -0.00031327 | -0.00031327 | -0.00031327 | -0.00031327 | -0.00031327 | -0.00031327 | -0.00031327 | -0.00031327 | -0.00031327 | -0.00031327 | -0.00031327 | -0.00031327 | -0.00031327 | -0.00031327 | -0.00031327
| Diversity Factor: 0 | [33 empty] | Solar PV |  | Baerami 33_11kV Tx2 | 0 | 0 | 0 | 0 | -0.001245 | 0 | -0.00051 | -0.00021205 | -0.00023785 | -0.00026862 | -0.00029475 | -0.00031546 | -0.00033233 | -0.00034794 | -0.00033647 | -0.00034181 | -0.00026154 | -0.00031327 | -0.00031327 | -0.00031327 | -0.00031327 | -0.00031327 | -0.00031327 | -0.00031327 | -0.00031327 | -0.00031327 | -0.00031327 | -0.00031327 | -0.00031327 | -0.00031327 | -0.00031327 | -0.00031327
0
Diversity Factor: 0
0
Diversity Factor: 0
0
Diversity Factor: 0
0
Diversity Factor: 0
0
Diversity Factor: 0
| Weather Correction and Public Holiday Factors | [8 empty] | Forecast ROG
ROG Justification
| Actual loads for season 13/14 have been weather corrected by the following: | [6 empty] | 17.06% |  | Rog Capped +/-5% | [59 empty] | Rog Capped +/-5%
1 | 2 | 3 | 4 | 5 | 6 | 7 | 8 | 9 | 10 | 14/15 | 15/16 | 16/17 | 17/18 | 18/19 | 19/20 | 20/21 | 21/22 | 22/23 | 23/24 | 24/25 | 25/26 | 26/27 | 27/28 | 28/29 | 29/30 | 30/31 | 31/32 | 32/33 | 33/34 | 34/35 | 35/36 | 36/37 | 37/38 | 38/39
0.95 | 0.9025 | 0.87242 | 0.85789 | 0.85789 | 0.85789 | 0.85789 | 0.85789 | 0.85789 | 0.85789 | -5% | -5% | -3.333% | -1.666% | 0% | 0% | 0% | 0% | 0% | 0% | 0% | 0% | 0% | 0% | 0% | 0% | 0% | 0% | 0% | 0% | 0% | 0% | 0% | 0% | 0%
Substation Load Detail
[7 empty] | Units | 13/14 |  | 14/15 | 15/16 | 16/17 | 17/18 | 18/19 | 19/20 | 20/21 | 21/22 | 22/23 | 23/24 | 24/25 | 25/26 | 26/27 | 27/28 | 28/29 | 29/30 | 30/31 | 31/32 | 32/33 | 33/34 | 34/35 | 35/36 | 36/37 | 37/38 | 38/39
1 | Baerami 33_11kV | Compensated |  | Load (LV side) |  |  | Amps | 0 |  | 49.1699 | 46.5586 | 44.9866 | 44.311 | 44.4109 | 44.4708 | 44.8455 | 45.3655 | 45.8237 | 46.3029 | 46.6846 | 47.1896 | 47.692 | 48.2855 | 48.9278 | 49.5574 | 50.1651 | 50.7842 | 51.4148 | 52.0572 | 52.7114 | 53.3776 | 54.056 | 54.7468 | 55.45
|  |  |  | Apparent Power |  |  | MVA | 1.042 | 0.99 | 0.93681 | 0.88706 | 0.85711 | 0.84424 | 0.84614 | 0.84728 | 0.85442 | 0.86433 | 0.87306 | 0.88219 | 0.88946 | 0.89908 | 0.90865 | 0.91996 | 0.9322 | 0.94419 | 0.95577 | 0.96757 | 0.97958 | 0.99182 | 1.0043 | 1.017 | 1.0299 | 1.0431 | 1.0565
|  |  |  | Real Power |  |  | MW | 0.97635 | 0.92763 | 0.87779 | 0.83117 | 0.80311 | 0.79105 | 0.79283 | 0.7939 | 0.80059 | 0.80988 | 0.81805 | 0.82661 | 0.83342 | 0.84244 | 0.85141 | 0.86201 | 0.87347 | 0.88471 | 0.89556 | 0.90661 | 0.91787 | 0.92934 | 0.94102 | 0.95291 | 0.96502 | 0.97735 | 0.98991
|  |  |  | Reactive Power |  |  | MVAr | 0 |  | 0.32726 | 0.30988 | 0.29941 | 0.29492 | 0.29558 | 0.29598 | 0.29847 | 0.30194 | 0.30498 | 0.30817 | 0.31071 | 0.31407 | 0.31742 | 0.32137 | 0.32564 | 0.32983 | 0.33388 | 0.338 | 0.3422 | 0.34647 | 0.35083 | 0.35526 | 0.35978 | 0.36437 | 0.36905
|  |  |  | Capacitors In Service |  |  | MVAr | 0 |  | 0 | 0 | 0 | 0 | 0 | 0 | 0 | 0 | 0 | 0 | 0 | 0 | 0 | 0 | 0 | 0 | 0 | 0 | 0 | 0 | 0 | 0 | 0 | 0 | 0
|  |  |  | PF |  |  |  | 0.937 |  | 0.937 | 0.937 | 0.937 | 0.937 | 0.937 | 0.937 | 0.937 | 0.937 | 0.937 | 0.937 | 0.937 | 0.937 | 0.937 | 0.937 | 0.937 | 0.937 | 0.937 | 0.937 | 0.937 | 0.937 | 0.937 | 0.937 | 0.937 | 0.937 | 0.937
0.71759 | Diversity Factor: 0.72 | Uncompensated |  | Reactive Power |  |  | MVAr | 0 | 0.34584 | 0.32726 | 0.30988 | 0.29941 | 0.29492 | 0.29558 | 0.29598 | 0.29847 | 0.30194 | 0.30498 | 0.30817 | 0.31071 | 0.31407 | 0.31742 | 0.32137 | 0.32564 | 0.32983 | 0.33388 | 0.338 | 0.3422 | 0.34647 | 0.35083 | 0.35526 | 0.35978 | 0.36437 | 0.36905
|  |  |  | PF |  |  |  | 0.937 |  | 0.937 | 0.937 | 0.937 | 0.937 | 0.937 | 0.937 | 0.937 | 0.937 | 0.937 | 0.937 | 0.937 | 0.937 | 0.937 | 0.937 | 0.937 | 0.937 | 0.937 | 0.937 | 0.937 | 0.937 | 0.937 | 0.937 | 0.937 | 0.937 | 0.937
[10 empty] | 1 | 2 | 3 | 4 | 5 | 6 | 7 | 8 | 9 | 10 | 11 | 12 | 13 | 14 | 15 | 16 | 17 | 18 | 19 | 20 | 21 | 22 | 23 | 24 | 25
Transformer Load Detail
[7 empty] | Units | 13/14 |  | 14/15 | 15/16 | 16/17 | 17/18 | 18/19 | 19/20 | 20/21 | 21/22 | 22/23 | 23/24 | 24/25 | 25/26 | 26/27 | 27/28 | 28/29 | 29/30 | 30/31 | 31/32 | 32/33 | 33/34 | 34/35 | 35/36 | 36/37 | 37/38 | 38/39
| 0 | Compensated |  | Load (LV side) |  |  | Amps
|  |  |  | Apparent Power |  |  | MVA
|  |  |  | Real Power |  |  | MW
|  |  |  | Reactive Power |  |  | MVAr
|  |  |  | Capacitors In Service |  |  | MVAr
PF
| Zone Div: | Uncompensated |  | Reactive Power |  |  | MVAr
PF
| 0 | Compensated |  | Load (LV side) |  |  | Amps
|  |  |  | Apparent Power |  |  | MVA
|  |  |  | Real Power |  |  | MW
|  |  |  | Reactive Power |  |  | MVAr
|  |  |  | Capacitors In Service |  |  | MVAr
PF
| Zone Div: | Uncompensated |  | Reactive Power |  |  | MVAr
PF
| 0 | Compensated |  | Load (LV side) |  |  | Amps
|  |  |  | Apparent Power |  |  | MVA
|  |  |  | Real Power |  |  | MW
|  |  |  | Reactive Power |  |  | MVAr
|  |  |  | Capacitors In Service |  |  | MVAr
PF
| Zone Div: | Uncompensated |  | Reactive Power |  |  | MVAr
PF
| 0 | Compensated |  | Load (LV side) |  |  | Amps
|  |  |  | Apparent Power |  |  | MVA
|  |  |  | Real Power |  |  | MW
|  |  |  | Reactive Power |  |  | MVAr
|  |  |  | Capacitors In Service |  |  | MVAr
PF
| Zone Div: | Uncompensated |  | Reactive Power |  |  | MVAr
PF
| 0 | Compensated |  | Load (LV side) |  |  | Amps
|  |  |  | Apparent Power |  |  | MVA
|  |  |  | Real Power |  |  | MW
|  |  |  | Reactive Power |  |  | MVAr
|  |  |  | Capacitors In Service |  |  | MVAr
PF
| Zone Div: | Uncompensated |  | Reactive Power |  |  | MVAr
PF
| 0 | Compensated |  | Load (LV side) |  |  | Amps
|  |  |  | Apparent Power |  |  | MVA
|  |  |  | Real Power |  |  | MW
|  |  |  | Reactive Power |  |  | MVAr
|  |  |  | Capacitors In Service |  |  | MVAr
PF
| Zone Div: | Uncompensated |  | Reactive Power |  |  | MVAr
PF
| 0 | Compensated |  | Load (LV side) |  |  | Amps
|  |  |  | Apparent Power |  |  | MVA
|  |  |  | Real Power |  |  | MW
|  |  |  | Reactive Power |  |  | MVAr
|  |  |  | Capacitors In Service |  |  | MVAr
PF
| Zone Div: | Uncompensated |  | Reactive Power |  |  | MVAr
PF
| 0 | Compensated |  | Load (LV side) |  |  | Amps
|  |  |  | Apparent Power |  |  | MVA
|  |  |  | Real Power |  |  | MW
|  |  |  | Reactive Power |  |  | MVAr
|  |  |  | Capacitors In Service |  |  | MVAr
PF
| Zone Div: | Uncompensated |  | Reactive Power |  |  | MVAr
PF
| 0 | Compensated |  | Load (LV side) |  |  | Amps
|  |  |  | Apparent Power |  |  | MVA
|  |  |  | Real Power |  |  | MW
|  |  |  | Reactive Power |  |  | MVAr
|  |  |  | Capacitors In Service |  |  | MVAr
PF
| Zone Div: | Uncompensated |  | Reactive Power |  |  | MVAr
PF
| 0 | Compensated |  | Load (LV side) |  |  | Amps
|  |  |  | Apparent Power |  |  | MVA
|  |  |  | Real Power |  |  | MW
|  |  |  | Reactive Power |  |  | MVAr
|  |  |  | Capacitors In Service |  |  | MVAr
PF
| Zone Div: | Uncompensated |  | Reactive Power |  |  | MVAr
PF

## Customer84
| Customer84 | [16 empty] | 2015 | SUMMER
| Substation Total Loads | [33 empty] | Spots & Transfers Detail
| Historical Loads | MVA | [7 empty] | Weather Corrected Forecast Loads |  |  |  | MVA | [20 empty] | Spots & Transfers Summary | MVA |  | Historical Spots & Transfers | [6 empty] | Forecast Spots & Transfers
|  | 07/08 | 08/09 | 09/10 | 10/11 | 11/12 | 12/13 | 13/14 |  | 14/15 | 15/16 | 16/17 | 17/18 | 18/19 | 19/20 | 20/21 | 21/22 | 22/23 | 23/24 | 24/25 | 25/26 | 26/27 | 27/28 | 28/29 | 29/30 | 30/31 | 31/32 | 32/33 | 33/34 | 34/35 | 35/36 | 36/37 | 37/38 | 38/39 |  |  |  | 07/08 | 08/09 | 09/10 | 10/11 | 11/12 | 12/13 | 13/14 | 14/15 | 15/16 | 16/17 | 17/18 | 18/19 | 19/20 | 20/21 | 21/22 | 22/23 | 23/24 | 24/25 | 25/26 | 26/27 | 27/28 | 28/29 | 29/30 | 30/31 | 31/32 | 32/33 | 33/34 | 34/35 | 35/36 | 36/37 | 37/38 | 38/39
| Total |  |  |  | 16.088 | 18.764 | 18.156 | 19.538 |  | 19.538 | 19.538 | 19.538 | 19.538 | 19.538 | 19.538 | 19.538 | 19.538 | 19.538 | 19.538 | 19.538 | 19.538 | 19.538 | 19.538 | 19.538 | 19.538 | 19.538 | 19.538 | 19.538 | 19.538 | 19.538 | 19.538 | 19.538 | 19.538 | 19.538 |  |  | Total
Firm Rating
| Total Capacity | [36 empty] | 0 | 0 | 0 | 0 | 0 | 0 | 0 | 0 | 0 | 0 | 0 | 0 | 0 | 0 | 0 | 0 | 0 | 0 | 0 | 0 | 0 | 0 | 0 | 0 | 0 | 0 | 0 | 0 | 0 | 0 | 0 | 0
|  | -7 | -6 | -5 | -4 | -3 | -2 | -1 |  | 0 | 1 | 2 | 3 | 4 | 5 | 6 | 7 | 8 | 9 | 10 | 11 | 12 | 13 | 14 | 15 | 16 | 17 | 18 | 19 | 20 | 21 | 22 | 23 | 24 |  |  |  | 0 | 0 | 0 | 0 | 0 | 0 | 0 | 0 | 0 | 0 | 0 | 0 | 0 | 0 | 0 | 0 | 0 | 0 | 0 | 0 | 0 | 0 | 0 | 0 | 0 | 0 | 0 | 0 | 0 | 0 | 0 | 0
| Transformer Loads | [36 empty] | 0 | 0 | 0 | 0 | 0 | 0 | 0 | 0 | 0 | 0 | 0 | 0 | 0 | 0 | 0 | 0 | 0 | 0 | 0 | 0 | 0 | 0 | 0 | 0 | 0 | 0 | 0 | 0 | 0 | 0 | 0 | 0
| Historical Loads | MVA | [7 empty] | Weather Corrected Forecast Loads |  |  |  | MVA | [23 empty] | 0 | 0 | 0 | 0 | 0 | 0 | 0 | 0 | 0 | 0 | 0 | 0 | 0 | 0 | 0 | 0 | 0 | 0 | 0 | 0 | 0 | 0 | 0 | 0 | 0 | 0 | 0 | 0 | 0 | 0 | 0 | 0
|  | 07/08 | 08/09 | 09/10 | 10/11 | 11/12 | 12/13 | 13/14 |  | 14/15 | 15/16 | 16/17 | 17/18 | 18/19 | 19/20 | 20/21 | 21/22 | 22/23 | 23/24 | 24/25 | 25/26 | 26/27 | 27/28 | 28/29 | 29/30 | 30/31 | 31/32 | 32/33 | 33/34 | 34/35 | 35/36 | 36/37 | 37/38 | 38/39 |  |  |  | 0 | 0 | 0 | 0 | 0 | 0 | 0 | 0 | 0 | 0 | 0 | 0 | 0 | 0 | 0 | 0 | 0 | 0 | 0 | 0 | 0 | 0 | 0 | 0 | 0 | 0 | 0 | 0 | 0 | 0 | 0 | 0
| 0 | [36 empty] | 0 | 0 | 0 | 0 | 0 | 0 | 0 | 0 | 0 | 0 | 0 | 0 | 0 | 0 | 0 | 0 | 0 | 0 | 0 | 0 | 0 | 0 | 0 | 0 | 0 | 0 | 0 | 0 | 0 | 0 | 0 | 0
| Diversity Factor: 0 | [36 empty] | 0 | 0 | 0 | 0 | 0 | 0 | 0 | 0 | 0 | 0 | 0 | 0 | 0 | 0 | 0 | 0 | 0 | 0 | 0 | 0 | 0 | 0 | 0 | 0 | 0 | 0 | 0 | 0 | 0 | 0 | 0 | 0
[38 empty] | 0 | 0 | 0 | 0 | 0 | 0 | 0 | 0 | 0 | 0 | 0 | 0 | 0 | 0 | 0 | 0 | 0 | 0 | 0 | 0 | 0 | 0 | 0 | 0 | 0 | 0 | 0 | 0 | 0 | 0 | 0 | 0
[38 empty] | 0 | 0 | 0 | 0 | 0 | 0 | 0 | 0 | 0 | 0 | 0 | 0 | 0 | 0 | 0 | 0 | 0 | 0 | 0 | 0 | 0 | 0 | 0 | 0 | 0 | 0 | 0 | 0 | 0 | 0 | 0 | 0
| 0 | [36 empty] | 0 | 0 | 0 | 0 | 0 | 0 | 0 | 0 | 0 | 0 | 0 | 0 | 0 | 0 | 0 | 0 | 0 | 0 | 0 | 0 | 0 | 0 | 0 | 0 | 0 | 0 | 0 | 0 | 0 | 0 | 0 | 0
Diversity Factor: 0
[38 empty] | Historical Spots & Transfers | [6 empty] | Forecast Spots & Transfers
[35 empty] | Project Name | From | To | 07/08 | 08/09 | 09/10 | 10/11 | 11/12 | 12/13 | 13/14 | 14/15 | 15/16 | 16/17 | 17/18 | 18/19 | 19/20 | 20/21 | 21/22 | 22/23 | 23/24 | 24/25 | 25/26 | 26/27 | 27/28 | 28/29 | 29/30 | 30/31 | 31/32 | 32/33 | 33/34 | 34/35 | 35/36 | 36/37 | 37/38 | 38/39
0
Diversity Factor: 0
0
Diversity Factor: 0
0
Diversity Factor: 0
0
Diversity Factor: 0
0
Diversity Factor: 0
0
Diversity Factor: 0
0
Diversity Factor: 0
0
Diversity Factor: 0
| Weather Correction and Public Holiday Factors | [8 empty] | Forecast ROG
ROG Justification
| Actual loads for season 13/14 have been weather corrected by the following: | [6 empty] | 0% |  | N/A | [59 empty] | N/A
1 | 2 | 3 | 4 | 5 | 6 | 7 | 8 | 9 | 10 | 14/15 | 15/16 | 16/17 | 17/18 | 18/19 | 19/20 | 20/21 | 21/22 | 22/23 | 23/24 | 24/25 | 25/26 | 26/27 | 27/28 | 28/29 | 29/30 | 30/31 | 31/32 | 32/33 | 33/34 | 34/35 | 35/36 | 36/37 | 37/38 | 38/39
1 | 1 | 1 | 1 | 1 | 1 | 1 | 1 | 1 | 1 | 0% | 0% | 0% | 0% | 0% | 0% | 0% | 0% | 0% | 0% | 0% | 0% | 0% | 0% | 0% | 0% | 0% | 0% | 0% | 0% | 0% | 0% | 0% | 0% | 0%
Substation Load Detail
[7 empty] | Units | 13/14 |  | 14/15 | 15/16 | 16/17 | 17/18 | 18/19 | 19/20 | 20/21 | 21/22 | 22/23 | 23/24 | 24/25 | 25/26 | 26/27 | 27/28 | 28/29 | 29/30 | 30/31 | 31/32 | 32/33 | 33/34 | 34/35 | 35/36 | 36/37 | 37/38 | 38/39
1 | Customer84 | Compensated |  | Load (LV side) |  |  | Amps | 171 |  | 171 | 171 | 171 | 171 | 171 | 171 | 171 | 171 | 171 | 171 | 171 | 171 | 171 | 171 | 171 | 171 | 171 | 171 | 171 | 171 | 171 | 171 | 171 | 171 | 171
|  |  |  | Apparent Power |  |  | MVA | 19.538 |  | 19.538 | 19.538 | 19.538 | 19.538 | 19.538 | 19.538 | 19.538 | 19.538 | 19.538 | 19.538 | 19.538 | 19.538 | 19.538 | 19.538 | 19.538 | 19.538 | 19.538 | 19.538 | 19.538 | 19.538 | 19.538 | 19.538 | 19.538 | 19.538 | 19.538
|  |  |  | Real Power |  |  | MW | 17.5842 |  | 17.5842 | 17.5842 | 17.5842 | 17.5842 | 17.5842 | 17.5842 | 17.5842 | 17.5842 | 17.5842 | 17.5842 | 17.5842 | 17.5842 | 17.5842 | 17.5842 | 17.5842 | 17.5842 | 17.5842 | 17.5842 | 17.5842 | 17.5842 | 17.5842 | 17.5842 | 17.5842 | 17.5842 | 17.5842
|  |  |  | Reactive Power |  |  | MVAr | 8.5164 |  | 8.5164 | 8.5164 | 8.5164 | 8.5164 | 8.5164 | 8.5164 | 8.5164 | 8.5164 | 8.5164 | 8.5164 | 8.5164 | 8.5164 | 8.5164 | 8.5164 | 8.5164 | 8.5164 | 8.5164 | 8.5164 | 8.5164 | 8.5164 | 8.5164 | 8.5164 | 8.5164 | 8.5164 | 8.5164
|  |  |  | Capacitors In Service |  |  | MVAr | 0 |  | 0 | 0 | 0 | 0 | 0 | 0 | 0 | 0 | 0 | 0 | 0 | 0 | 0 | 0 | 0 | 0 | 0 | 0 | 0 | 0 | 0 | 0 | 0 | 0 | 0
|  |  |  | PF |  |  |  | 0.9 |  | 0.9 | 0.9 | 0.9 | 0.9 | 0.9 | 0.9 | 0.9 | 0.9 | 0.9 | 0.9 | 0.9 | 0.9 | 0.9 | 0.9 | 0.9 | 0.9 | 0.9 | 0.9 | 0.9 | 0.9 | 0.9 | 0.9 | 0.9 | 0.9 | 0.9
0.81892 | Diversity Factor: 0.82 | Uncompensated |  | Reactive Power |  |  | MVAr | 8.5164 |  | 8.5164 | 8.5164 | 8.5164 | 8.5164 | 8.5164 | 8.5164 | 8.5164 | 8.5164 | 8.5164 | 8.5164 | 8.5164 | 8.5164 | 8.5164 | 8.5164 | 8.5164 | 8.5164 | 8.5164 | 8.5164 | 8.5164 | 8.5164 | 8.5164 | 8.5164 | 8.5164 | 8.5164 | 8.5164
|  |  |  | PF |  |  |  | 0.9 |  | 0.9 | 0.9 | 0.9 | 0.9 | 0.9 | 0.9 | 0.9 | 0.9 | 0.9 | 0.9 | 0.9 | 0.9 | 0.9 | 0.9 | 0.9 | 0.9 | 0.9 | 0.9 | 0.9 | 0.9 | 0.9 | 0.9 | 0.9 | 0.9 | 0.9
[10 empty] | 1 | 2 | 3 | 4 | 5 | 6 | 7 | 8 | 9 | 10 | 11 | 12 | 13 | 14 | 15 | 16 | 17 | 18 | 19 | 20 | 21 | 22 | 23 | 24 | 25
Transformer Load Detail
[7 empty] | Units | 13/14 |  | 14/15 | 15/16 | 16/17 | 17/18 | 18/19 | 19/20 | 20/21 | 21/22 | 22/23 | 23/24 | 24/25 | 25/26 | 26/27 | 27/28 | 28/29 | 29/30 | 30/31 | 31/32 | 32/33 | 33/34 | 34/35 | 35/36 | 36/37 | 37/38 | 38/39
| 0 | Compensated |  | Load (LV side) |  |  | Amps
|  |  |  | Apparent Power |  |  | MVA
|  |  |  | Real Power |  |  | MW
|  |  |  | Reactive Power |  |  | MVAr
|  |  |  | Capacitors In Service |  |  | MVAr
PF
| Zone Div: | Uncompensated |  | Reactive Power |  |  | MVAr
PF
| 0 | Compensated |  | Load (LV side) |  |  | Amps
|  |  |  | Apparent Power |  |  | MVA
|  |  |  | Real Power |  |  | MW
|  |  |  | Reactive Power |  |  | MVAr
|  |  |  | Capacitors In Service |  |  | MVAr
PF
| Zone Div: | Uncompensated |  | Reactive Power |  |  | MVAr
PF
| 0 | Compensated |  | Load (LV side) |  |  | Amps
|  |  |  | Apparent Power |  |  | MVA
|  |  |  | Real Power |  |  | MW
|  |  |  | Reactive Power |  |  | MVAr
|  |  |  | Capacitors In Service |  |  | MVAr
PF
| Zone Div: | Uncompensated |  | Reactive Power |  |  | MVAr
PF
| 0 | Compensated |  | Load (LV side) |  |  | Amps
|  |  |  | Apparent Power |  |  | MVA
|  |  |  | Real Power |  |  | MW
|  |  |  | Reactive Power |  |  | MVAr
|  |  |  | Capacitors In Service |  |  | MVAr
PF
| Zone Div: | Uncompensated |  | Reactive Power |  |  | MVAr
PF
| 0 | Compensated |  | Load (LV side) |  |  | Amps
|  |  |  | Apparent Power |  |  | MVA
|  |  |  | Real Power |  |  | MW
|  |  |  | Reactive Power |  |  | MVAr
|  |  |  | Capacitors In Service |  |  | MVAr
PF
| Zone Div: | Uncompensated |  | Reactive Power |  |  | MVAr
PF
| 0 | Compensated |  | Load (LV side) |  |  | Amps
|  |  |  | Apparent Power |  |  | MVA
|  |  |  | Real Power |  |  | MW
|  |  |  | Reactive Power |  |  | MVAr
|  |  |  | Capacitors In Service |  |  | MVAr
PF
| Zone Div: | Uncompensated |  | Reactive Power |  |  | MVAr
PF
| 0 | Compensated |  | Load (LV side) |  |  | Amps
|  |  |  | Apparent Power |  |  | MVA
|  |  |  | Real Power |  |  | MW
|  |  |  | Reactive Power |  |  | MVAr
|  |  |  | Capacitors In Service |  |  | MVAr
PF
| Zone Div: | Uncompensated |  | Reactive Power |  |  | MVAr
PF
| 0 | Compensated |  | Load (LV side) |  |  | Amps
|  |  |  | Apparent Power |  |  | MVA
|  |  |  | Real Power |  |  | MW
|  |  |  | Reactive Power |  |  | MVAr
|  |  |  | Capacitors In Service |  |  | MVAr
PF
| Zone Div: | Uncompensated |  | Reactive Power |  |  | MVAr
PF
| 0 | Compensated |  | Load (LV side) |  |  | Amps
|  |  |  | Apparent Power |  |  | MVA
|  |  |  | Real Power |  |  | MW
|  |  |  | Reactive Power |  |  | MVAr
|  |  |  | Capacitors In Service |  |  | MVAr
PF
| Zone Div: | Uncompensated |  | Reactive Power |  |  | MVAr
PF
| 0 | Compensated |  | Load (LV side) |  |  | Amps
|  |  |  | Apparent Power |  |  | MVA
|  |  |  | Real Power |  |  | MW
|  |  |  | Reactive Power |  |  | MVAr
|  |  |  | Capacitors In Service |  |  | MVAr
PF
| Zone Div: | Uncompensated |  | Reactive Power |  |  | MVAr
PF

## Customer85
| Customer85 | [16 empty] | 2015 | SUMMER
| Substation Total Loads | [33 empty] | Spots & Transfers Detail
| Historical Loads | MVA | [7 empty] | Weather Corrected Forecast Loads |  |  |  | MVA | [20 empty] | Spots & Transfers Summary | MVA |  | Historical Spots & Transfers | [6 empty] | Forecast Spots & Transfers
|  | 07/08 | 08/09 | 09/10 | 10/11 | 11/12 | 12/13 | 13/14 |  | 14/15 | 15/16 | 16/17 | 17/18 | 18/19 | 19/20 | 20/21 | 21/22 | 22/23 | 23/24 | 24/25 | 25/26 | 26/27 | 27/28 | 28/29 | 29/30 | 30/31 | 31/32 | 32/33 | 33/34 | 34/35 | 35/36 | 36/37 | 37/38 | 38/39 |  |  |  | 07/08 | 08/09 | 09/10 | 10/11 | 11/12 | 12/13 | 13/14 | 14/15 | 15/16 | 16/17 | 17/18 | 18/19 | 19/20 | 20/21 | 21/22 | 22/23 | 23/24 | 24/25 | 25/26 | 26/27 | 27/28 | 28/29 | 29/30 | 30/31 | 31/32 | 32/33 | 33/34 | 34/35 | 35/36 | 36/37 | 37/38 | 38/39
| Total |  |  |  | 11.556 | 13.179 | 13.12 | 13.629 |  | 13.629 | 13.629 | 13.629 | 13.629 | 13.629 | 13.629 | 13.629 | 13.629 | 13.629 | 13.629 | 13.629 | 13.629 | 13.629 | 13.629 | 13.629 | 13.629 | 13.629 | 13.629 | 13.629 | 13.629 | 13.629 | 13.629 | 13.629 | 13.629 | 13.629 |  |  | Total | Historical Spots & Transfers 12/13: 4
Firm Rating
| Total Capacity | [36 empty] | 0 | 0 | 0 | 0 | 0 | 0 | 0 | 0 | 0 | 0 | 0 | 0 | 0 | 0 | 0 | 0 | 0 | 0 | 0 | 0 | 0 | 0 | 0 | 0 | 0 | 0 | 0 | 0 | 0 | 0 | 0 | 0
|  | -7 | -6 | -5 | -4 | -3 | -2 | -1 |  | 0 | 1 | 2 | 3 | 4 | 5 | 6 | 7 | 8 | 9 | 10 | 11 | 12 | 13 | 14 | 15 | 16 | 17 | 18 | 19 | 20 | 21 | 22 | 23 | 24 |  |  |  | 0 | 0 | 0 | 0 | 0 | 0 | 0 | 0 | 0 | 0 | 0 | 0 | 0 | 0 | 0 | 0 | 0 | 0 | 0 | 0 | 0 | 0 | 0 | 0 | 0 | 0 | 0 | 0 | 0 | 0 | 0 | 0
| Transformer Loads | [36 empty] | 0 | 0 | 0 | 0 | 0 | 0 | 0 | 0 | 0 | 0 | 0 | 0 | 0 | 0 | 0 | 0 | 0 | 0 | 0 | 0 | 0 | 0 | 0 | 0 | 0 | 0 | 0 | 0 | 0 | 0 | 0 | 0
| Historical Loads | MVA | [7 empty] | Weather Corrected Forecast Loads |  |  |  | MVA | [23 empty] | 0 | 0 | 0 | 0 | 0 | 0 | 0 | 0 | 0 | 0 | 0 | 0 | 0 | 0 | 0 | 0 | 0 | 0 | 0 | 0 | 0 | 0 | 0 | 0 | 0 | 0 | 0 | 0 | 0 | 0 | 0 | 0
|  | 07/08 | 08/09 | 09/10 | 10/11 | 11/12 | 12/13 | 13/14 |  | 14/15 | 15/16 | 16/17 | 17/18 | 18/19 | 19/20 | 20/21 | 21/22 | 22/23 | 23/24 | 24/25 | 25/26 | 26/27 | 27/28 | 28/29 | 29/30 | 30/31 | 31/32 | 32/33 | 33/34 | 34/35 | 35/36 | 36/37 | 37/38 | 38/39 |  |  |  | 0 | 0 | 0 | 0 | 0 | 0 | 0 | 0 | 0 | 0 | 0 | 0 | 0 | 0 | 0 | 0 | 0 | 0 | 0 | 0 | 0 | 0 | 0 | 0 | 0 | 0 | 0 | 0 | 0 | 0 | 0 | 0
| 0 | [36 empty] | 0 | 0 | 0 | 0 | 0 | 0 | 0 | 0 | 0 | 0 | 0 | 0 | 0 | 0 | 0 | 0 | 0 | 0 | 0 | 0 | 0 | 0 | 0 | 0 | 0 | 0 | 0 | 0 | 0 | 0 | 0 | 0
| Diversity Factor: 0 | [36 empty] | 0 | 0 | 0 | 0 | 0 | 0 | 0 | 0 | 0 | 0 | 0 | 0 | 0 | 0 | 0 | 0 | 0 | 0 | 0 | 0 | 0 | 0 | 0 | 0 | 0 | 0 | 0 | 0 | 0 | 0 | 0 | 0
[38 empty] | 0 | 0 | 0 | 0 | 0 | 0 | 0 | 0 | 0 | 0 | 0 | 0 | 0 | 0 | 0 | 0 | 0 | 0 | 0 | 0 | 0 | 0 | 0 | 0 | 0 | 0 | 0 | 0 | 0 | 0 | 0 | 0
[38 empty] | 0 | 0 | 0 | 0 | 0 | 0 | 0 | 0 | 0 | 0 | 0 | 0 | 0 | 0 | 0 | 0 | 0 | 0 | 0 | 0 | 0 | 0 | 0 | 0 | 0 | 0 | 0 | 0 | 0 | 0 | 0 | 0
| 0 | [36 empty] | 0 | 0 | 0 | 0 | 0 | 0 | 0 | 0 | 0 | 0 | 0 | 0 | 0 | 0 | 0 | 0 | 0 | 0 | 0 | 0 | 0 | 0 | 0 | 0 | 0 | 0 | 0 | 0 | 0 | 0 | 0 | 0
Diversity Factor: 0
[38 empty] | Historical Spots & Transfers | [6 empty] | Forecast Spots & Transfers
[35 empty] | Project Name | From | To | 07/08 | 08/09 | 09/10 | 10/11 | 11/12 | 12/13 | 13/14 | 14/15 | 15/16 | 16/17 | 17/18 | 18/19 | 19/20 | 20/21 | 21/22 | 22/23 | 23/24 | 24/25 | 25/26 | 26/27 | 27/28 | 28/29 | 29/30 | 30/31 | 31/32 | 32/33 | 33/34 | 34/35 | 35/36 | 36/37 | 37/38 | 38/39
| 0 | [33 empty] | Major Customer Connection |  | Bengalla 66kV | Historical Spots & Transfers 12/13: 4
Diversity Factor: 0
0
Diversity Factor: 0
0
Diversity Factor: 0
0
Diversity Factor: 0
0
Diversity Factor: 0
0
Diversity Factor: 0
0
Diversity Factor: 0
0
Diversity Factor: 0
| Weather Correction and Public Holiday Factors | [8 empty] | Forecast ROG
ROG Justification
| Actual loads for season 13/14 have been weather corrected by the following: | [6 empty] | 0% |  | N/A | [59 empty] | N/A
1 | 2 | 3 | 4 | 5 | 6 | 7 | 8 | 9 | 10 | 14/15 | 15/16 | 16/17 | 17/18 | 18/19 | 19/20 | 20/21 | 21/22 | 22/23 | 23/24 | 24/25 | 25/26 | 26/27 | 27/28 | 28/29 | 29/30 | 30/31 | 31/32 | 32/33 | 33/34 | 34/35 | 35/36 | 36/37 | 37/38 | 38/39
1 | 1 | 1 | 1 | 1 | 1 | 1 | 1 | 1 | 1 | 0% | 0% | 0% | 0% | 0% | 0% | 0% | 0% | 0% | 0% | 0% | 0% | 0% | 0% | 0% | 0% | 0% | 0% | 0% | 0% | 0% | 0% | 0% | 0% | 0%
Substation Load Detail
[7 empty] | Units | 13/14 |  | 14/15 | 15/16 | 16/17 | 17/18 | 18/19 | 19/20 | 20/21 | 21/22 | 22/23 | 23/24 | 24/25 | 25/26 | 26/27 | 27/28 | 28/29 | 29/30 | 30/31 | 31/32 | 32/33 | 33/34 | 34/35 | 35/36 | 36/37 | 37/38 | 38/39
1 | Customer85 | Compensated |  | Load (LV side) |  |  | Amps | 119 |  | 119 | 119 | 119 | 119 | 119 | 119 | 119 | 119 | 119 | 119 | 119 | 119 | 119 | 119 | 119 | 119 | 119 | 119 | 119 | 119 | 119 | 119 | 119 | 119 | 119
|  |  |  | Apparent Power |  |  | MVA | 13.629 |  | 13.629 | 13.629 | 13.629 | 13.629 | 13.629 | 13.629 | 13.629 | 13.629 | 13.629 | 13.629 | 13.629 | 13.629 | 13.629 | 13.629 | 13.629 | 13.629 | 13.629 | 13.629 | 13.629 | 13.629 | 13.629 | 13.629 | 13.629 | 13.629 | 13.629
|  |  |  | Real Power |  |  | MW | 12.2661 |  | 12.2661 | 12.2661 | 12.2661 | 12.2661 | 12.2661 | 12.2661 | 12.2661 | 12.2661 | 12.2661 | 12.2661 | 12.2661 | 12.2661 | 12.2661 | 12.2661 | 12.2661 | 12.2661 | 12.2661 | 12.2661 | 12.2661 | 12.2661 | 12.2661 | 12.2661 | 12.2661 | 12.2661 | 12.2661
|  |  |  | Reactive Power |  |  | MVAr | 5.9407 |  | 5.9407 | 5.9407 | 5.9407 | 5.9407 | 5.9407 | 5.9407 | 5.9407 | 5.9407 | 5.9407 | 5.9407 | 5.9407 | 5.9407 | 5.9407 | 5.9407 | 5.9407 | 5.9407 | 5.9407 | 5.9407 | 5.9407 | 5.9407 | 5.9407 | 5.9407 | 5.9407 | 5.9407 | 5.9407
|  |  |  | Capacitors In Service |  |  | MVAr | 0 |  | 0 | 0 | 0 | 0 | 0 | 0 | 0 | 0 | 0 | 0 | 0 | 0 | 0 | 0 | 0 | 0 | 0 | 0 | 0 | 0 | 0 | 0 | 0 | 0 | 0
|  |  |  | PF |  |  |  | 0.9 |  | 0.9 | 0.9 | 0.9 | 0.9 | 0.9 | 0.9 | 0.9 | 0.9 | 0.9 | 0.9 | 0.9 | 0.9 | 0.9 | 0.9 | 0.9 | 0.9 | 0.9 | 0.9 | 0.9 | 0.9 | 0.9 | 0.9 | 0.9 | 0.9 | 0.9
0.73388 | Diversity Factor: 0.73 | Uncompensated |  | Reactive Power |  |  | MVAr | 5.9407 |  | 5.9407 | 5.9407 | 5.9407 | 5.9407 | 5.9407 | 5.9407 | 5.9407 | 5.9407 | 5.9407 | 5.9407 | 5.9407 | 5.9407 | 5.9407 | 5.9407 | 5.9407 | 5.9407 | 5.9407 | 5.9407 | 5.9407 | 5.9407 | 5.9407 | 5.9407 | 5.9407 | 5.9407 | 5.9407
|  |  |  | PF |  |  |  | 0.9 |  | 0.9 | 0.9 | 0.9 | 0.9 | 0.9 | 0.9 | 0.9 | 0.9 | 0.9 | 0.9 | 0.9 | 0.9 | 0.9 | 0.9 | 0.9 | 0.9 | 0.9 | 0.9 | 0.9 | 0.9 | 0.9 | 0.9 | 0.9 | 0.9 | 0.9
[10 empty] | 1 | 2 | 3 | 4 | 5 | 6 | 7 | 8 | 9 | 10 | 11 | 12 | 13 | 14 | 15 | 16 | 17 | 18 | 19 | 20 | 21 | 22 | 23 | 24 | 25
Transformer Load Detail
[7 empty] | Units | 13/14 |  | 14/15 | 15/16 | 16/17 | 17/18 | 18/19 | 19/20 | 20/21 | 21/22 | 22/23 | 23/24 | 24/25 | 25/26 | 26/27 | 27/28 | 28/29 | 29/30 | 30/31 | 31/32 | 32/33 | 33/34 | 34/35 | 35/36 | 36/37 | 37/38 | 38/39
| 0 | Compensated |  | Load (LV side) |  |  | Amps
|  |  |  | Apparent Power |  |  | MVA
|  |  |  | Real Power |  |  | MW
|  |  |  | Reactive Power |  |  | MVAr
|  |  |  | Capacitors In Service |  |  | MVAr
PF
| Zone Div: | Uncompensated |  | Reactive Power |  |  | MVAr
PF
| 0 | Compensated |  | Load (LV side) |  |  | Amps
|  |  |  | Apparent Power |  |  | MVA
|  |  |  | Real Power |  |  | MW
|  |  |  | Reactive Power |  |  | MVAr
|  |  |  | Capacitors In Service |  |  | MVAr
PF
| Zone Div: | Uncompensated |  | Reactive Power |  |  | MVAr
PF
| 0 | Compensated |  | Load (LV side) |  |  | Amps
|  |  |  | Apparent Power |  |  | MVA
|  |  |  | Real Power |  |  | MW
|  |  |  | Reactive Power |  |  | MVAr
|  |  |  | Capacitors In Service |  |  | MVAr
PF
| Zone Div: | Uncompensated |  | Reactive Power |  |  | MVAr
PF
| 0 | Compensated |  | Load (LV side) |  |  | Amps
|  |  |  | Apparent Power |  |  | MVA
|  |  |  | Real Power |  |  | MW
|  |  |  | Reactive Power |  |  | MVAr
|  |  |  | Capacitors In Service |  |  | MVAr
PF
| Zone Div: | Uncompensated |  | Reactive Power |  |  | MVAr
PF
| 0 | Compensated |  | Load (LV side) |  |  | Amps
|  |  |  | Apparent Power |  |  | MVA
|  |  |  | Real Power |  |  | MW
|  |  |  | Reactive Power |  |  | MVAr
|  |  |  | Capacitors In Service |  |  | MVAr
PF
| Zone Div: | Uncompensated |  | Reactive Power |  |  | MVAr
PF
| 0 | Compensated |  | Load (LV side) |  |  | Amps
|  |  |  | Apparent Power |  |  | MVA
|  |  |  | Real Power |  |  | MW
|  |  |  | Reactive Power |  |  | MVAr
|  |  |  | Capacitors In Service |  |  | MVAr
PF
| Zone Div: | Uncompensated |  | Reactive Power |  |  | MVAr
PF
| 0 | Compensated |  | Load (LV side) |  |  | Amps
|  |  |  | Apparent Power |  |  | MVA
|  |  |  | Real Power |  |  | MW
|  |  |  | Reactive Power |  |  | MVAr
|  |  |  | Capacitors In Service |  |  | MVAr
PF
| Zone Div: | Uncompensated |  | Reactive Power |  |  | MVAr
PF
| 0 | Compensated |  | Load (LV side) |  |  | Amps
|  |  |  | Apparent Power |  |  | MVA
|  |  |  | Real Power |  |  | MW
|  |  |  | Reactive Power |  |  | MVAr
|  |  |  | Capacitors In Service |  |  | MVAr
PF
| Zone Div: | Uncompensated |  | Reactive Power |  |  | MVAr
PF
| 0 | Compensated |  | Load (LV side) |  |  | Amps
|  |  |  | Apparent Power |  |  | MVA
|  |  |  | Real Power |  |  | MW
|  |  |  | Reactive Power |  |  | MVAr
|  |  |  | Capacitors In Service |  |  | MVAr
PF
| Zone Div: | Uncompensated |  | Reactive Power |  |  | MVAr
PF
| 0 | Compensated |  | Load (LV side) |  |  | Amps
|  |  |  | Apparent Power |  |  | MVA
|  |  |  | Real Power |  |  | MW
|  |  |  | Reactive Power |  |  | MVAr
|  |  |  | Capacitors In Service |  |  | MVAr
PF
| Zone Div: | Uncompensated |  | Reactive Power |  |  | MVAr
PF

## Customer86
| Customer86 | [16 empty] | 2015 | SUMMER
| Substation Total Loads | [33 empty] | Spots & Transfers Detail
| Historical Loads | MVA | [7 empty] | Weather Corrected Forecast Loads |  |  |  | MVA | [20 empty] | Spots & Transfers Summary | MVA |  | Historical Spots & Transfers | [6 empty] | Forecast Spots & Transfers
|  | 07/08 | 08/09 | 09/10 | 10/11 | 11/12 | 12/13 | 13/14 |  | 14/15 | 15/16 | 16/17 | 17/18 | 18/19 | 19/20 | 20/21 | 21/22 | 22/23 | 23/24 | 24/25 | 25/26 | 26/27 | 27/28 | 28/29 | 29/30 | 30/31 | 31/32 | 32/33 | 33/34 | 34/35 | 35/36 | 36/37 | 37/38 | 38/39 |  |  |  | 07/08 | 08/09 | 09/10 | 10/11 | 11/12 | 12/13 | 13/14 | 14/15 | 15/16 | 16/17 | 17/18 | 18/19 | 19/20 | 20/21 | 21/22 | 22/23 | 23/24 | 24/25 | 25/26 | 26/27 | 27/28 | 28/29 | 29/30 | 30/31 | 31/32 | 32/33 | 33/34 | 34/35 | 35/36 | 36/37 | 37/38 | 38/39
| Total |  |  |  | 2.633 | 2.777 | 1.638 | 2.715 |  | 2.715 | 2.715 | 2.715 | 2.715 | 2.715 | 2.715 | 2.715 | 2.715 | 2.715 | 2.715 | 2.715 | 2.715 | 2.715 | 2.715 | 2.715 | 2.715 | 2.715 | 2.715 | 2.715 | 2.715 | 2.715 | 2.715 | 2.715 | 2.715 | 2.715 |  |  | Total
Firm Rating
| Total Capacity | [36 empty] | 0 | 0 | 0 | 0 | 0 | 0 | 0 | 0 | 0 | 0 | 0 | 0 | 0 | 0 | 0 | 0 | 0 | 0 | 0 | 0 | 0 | 0 | 0 | 0 | 0 | 0 | 0 | 0 | 0 | 0 | 0 | 0
|  | -7 | -6 | -5 | -4 | -3 | -2 | -1 |  | 0 | 1 | 2 | 3 | 4 | 5 | 6 | 7 | 8 | 9 | 10 | 11 | 12 | 13 | 14 | 15 | 16 | 17 | 18 | 19 | 20 | 21 | 22 | 23 | 24 |  |  |  | 0 | 0 | 0 | 0 | 0 | 0 | 0 | 0 | 0 | 0 | 0 | 0 | 0 | 0 | 0 | 0 | 0 | 0 | 0 | 0 | 0 | 0 | 0 | 0 | 0 | 0 | 0 | 0 | 0 | 0 | 0 | 0
| Transformer Loads | [36 empty] | 0 | 0 | 0 | 0 | 0 | 0 | 0 | 0 | 0 | 0 | 0 | 0 | 0 | 0 | 0 | 0 | 0 | 0 | 0 | 0 | 0 | 0 | 0 | 0 | 0 | 0 | 0 | 0 | 0 | 0 | 0 | 0
| Historical Loads | MVA | [7 empty] | Weather Corrected Forecast Loads |  |  |  | MVA | [23 empty] | 0 | 0 | 0 | 0 | 0 | 0 | 0 | 0 | 0 | 0 | 0 | 0 | 0 | 0 | 0 | 0 | 0 | 0 | 0 | 0 | 0 | 0 | 0 | 0 | 0 | 0 | 0 | 0 | 0 | 0 | 0 | 0
|  | 07/08 | 08/09 | 09/10 | 10/11 | 11/12 | 12/13 | 13/14 |  | 14/15 | 15/16 | 16/17 | 17/18 | 18/19 | 19/20 | 20/21 | 21/22 | 22/23 | 23/24 | 24/25 | 25/26 | 26/27 | 27/28 | 28/29 | 29/30 | 30/31 | 31/32 | 32/33 | 33/34 | 34/35 | 35/36 | 36/37 | 37/38 | 38/39 |  |  |  | 0 | 0 | 0 | 0 | 0 | 0 | 0 | 0 | 0 | 0 | 0 | 0 | 0 | 0 | 0 | 0 | 0 | 0 | 0 | 0 | 0 | 0 | 0 | 0 | 0 | 0 | 0 | 0 | 0 | 0 | 0 | 0
| 0 | [36 empty] | 0 | 0 | 0 | 0 | 0 | 0 | 0 | 0 | 0 | 0 | 0 | 0 | 0 | 0 | 0 | 0 | 0 | 0 | 0 | 0 | 0 | 0 | 0 | 0 | 0 | 0 | 0 | 0 | 0 | 0 | 0 | 0
| Diversity Factor: 0 | [36 empty] | 0 | 0 | 0 | 0 | 0 | 0 | 0 | 0 | 0 | 0 | 0 | 0 | 0 | 0 | 0 | 0 | 0 | 0 | 0 | 0 | 0 | 0 | 0 | 0 | 0 | 0 | 0 | 0 | 0 | 0 | 0 | 0
[38 empty] | 0 | 0 | 0 | 0 | 0 | 0 | 0 | 0 | 0 | 0 | 0 | 0 | 0 | 0 | 0 | 0 | 0 | 0 | 0 | 0 | 0 | 0 | 0 | 0 | 0 | 0 | 0 | 0 | 0 | 0 | 0 | 0
[38 empty] | 0 | 0 | 0 | 0 | 0 | 0 | 0 | 0 | 0 | 0 | 0 | 0 | 0 | 0 | 0 | 0 | 0 | 0 | 0 | 0 | 0 | 0 | 0 | 0 | 0 | 0 | 0 | 0 | 0 | 0 | 0 | 0
| 0 | [36 empty] | 0 | 0 | 0 | 0 | 0 | 0 | 0 | 0 | 0 | 0 | 0 | 0 | 0 | 0 | 0 | 0 | 0 | 0 | 0 | 0 | 0 | 0 | 0 | 0 | 0 | 0 | 0 | 0 | 0 | 0 | 0 | 0
Diversity Factor: 0
[38 empty] | Historical Spots & Transfers | [6 empty] | Forecast Spots & Transfers
[35 empty] | Project Name | From | To | 07/08 | 08/09 | 09/10 | 10/11 | 11/12 | 12/13 | 13/14 | 14/15 | 15/16 | 16/17 | 17/18 | 18/19 | 19/20 | 20/21 | 21/22 | 22/23 | 23/24 | 24/25 | 25/26 | 26/27 | 27/28 | 28/29 | 29/30 | 30/31 | 31/32 | 32/33 | 33/34 | 34/35 | 35/36 | 36/37 | 37/38 | 38/39
0
Diversity Factor: 0
0
Diversity Factor: 0
0
Diversity Factor: 0
0
Diversity Factor: 0
0
Diversity Factor: 0
0
Diversity Factor: 0
0
Diversity Factor: 0
0
Diversity Factor: 0
| Weather Correction and Public Holiday Factors | [8 empty] | Forecast ROG
ROG Justification
| Actual loads for season 13/14 have been weather corrected by the following: | [6 empty] | 0% |  | N/A | [59 empty] | N/A
1 | 2 | 3 | 4 | 5 | 6 | 7 | 8 | 9 | 10 | 14/15 | 15/16 | 16/17 | 17/18 | 18/19 | 19/20 | 20/21 | 21/22 | 22/23 | 23/24 | 24/25 | 25/26 | 26/27 | 27/28 | 28/29 | 29/30 | 30/31 | 31/32 | 32/33 | 33/34 | 34/35 | 35/36 | 36/37 | 37/38 | 38/39
1 | 1 | 1 | 1 | 1 | 1 | 1 | 1 | 1 | 1 | 0% | 0% | 0% | 0% | 0% | 0% | 0% | 0% | 0% | 0% | 0% | 0% | 0% | 0% | 0% | 0% | 0% | 0% | 0% | 0% | 0% | 0% | 0% | 0% | 0%
Substation Load Detail
[7 empty] | Units | 13/14 |  | 14/15 | 15/16 | 16/17 | 17/18 | 18/19 | 19/20 | 20/21 | 21/22 | 22/23 | 23/24 | 24/25 | 25/26 | 26/27 | 27/28 | 28/29 | 29/30 | 30/31 | 31/32 | 32/33 | 33/34 | 34/35 | 35/36 | 36/37 | 37/38 | 38/39
1 | Customer86 | Compensated |  | Load (LV side) |  |  | Amps | 24 |  | 24 | 24 | 24 | 24 | 24 | 24 | 24 | 24 | 24 | 24 | 24 | 24 | 24 | 24 | 24 | 24 | 24 | 24 | 24 | 24 | 24 | 24 | 24 | 24 | 24
|  |  |  | Apparent Power |  |  | MVA | 2.715 |  | 2.715 | 2.715 | 2.715 | 2.715 | 2.715 | 2.715 | 2.715 | 2.715 | 2.715 | 2.715 | 2.715 | 2.715 | 2.715 | 2.715 | 2.715 | 2.715 | 2.715 | 2.715 | 2.715 | 2.715 | 2.715 | 2.715 | 2.715 | 2.715 | 2.715
|  |  |  | Real Power |  |  | MW | 2.4435 |  | 2.4435 | 2.4435 | 2.4435 | 2.4435 | 2.4435 | 2.4435 | 2.4435 | 2.4435 | 2.4435 | 2.4435 | 2.4435 | 2.4435 | 2.4435 | 2.4435 | 2.4435 | 2.4435 | 2.4435 | 2.4435 | 2.4435 | 2.4435 | 2.4435 | 2.4435 | 2.4435 | 2.4435 | 2.4435
|  |  |  | Reactive Power |  |  | MVAr | 1.1834 |  | 1.1834 | 1.1834 | 1.1834 | 1.1834 | 1.1834 | 1.1834 | 1.1834 | 1.1834 | 1.1834 | 1.1834 | 1.1834 | 1.1834 | 1.1834 | 1.1834 | 1.1834 | 1.1834 | 1.1834 | 1.1834 | 1.1834 | 1.1834 | 1.1834 | 1.1834 | 1.1834 | 1.1834 | 1.1834
|  |  |  | Capacitors In Service |  |  | MVAr | 0 |  | 0 | 0 | 0 | 0 | 0 | 0 | 0 | 0 | 0 | 0 | 0 | 0 | 0 | 0 | 0 | 0 | 0 | 0 | 0 | 0 | 0 | 0 | 0 | 0 | 0
|  |  |  | PF |  |  |  | 0.9 |  | 0.9 | 0.9 | 0.9 | 0.9 | 0.9 | 0.9 | 0.9 | 0.9 | 0.9 | 0.9 | 0.9 | 0.9 | 0.9 | 0.9 | 0.9 | 0.9 | 0.9 | 0.9 | 0.9 | 0.9 | 0.9 | 0.9 | 0.9 | 0.9 | 0.9
0.59164 | Diversity Factor: 0.59 | Uncompensated |  | Reactive Power |  |  | MVAr | 1.1834 |  | 1.1834 | 1.1834 | 1.1834 | 1.1834 | 1.1834 | 1.1834 | 1.1834 | 1.1834 | 1.1834 | 1.1834 | 1.1834 | 1.1834 | 1.1834 | 1.1834 | 1.1834 | 1.1834 | 1.1834 | 1.1834 | 1.1834 | 1.1834 | 1.1834 | 1.1834 | 1.1834 | 1.1834 | 1.1834
|  |  |  | PF |  |  |  | 0.9 |  | 0.9 | 0.9 | 0.9 | 0.9 | 0.9 | 0.9 | 0.9 | 0.9 | 0.9 | 0.9 | 0.9 | 0.9 | 0.9 | 0.9 | 0.9 | 0.9 | 0.9 | 0.9 | 0.9 | 0.9 | 0.9 | 0.9 | 0.9 | 0.9 | 0.9
[10 empty] | 1 | 2 | 3 | 4 | 5 | 6 | 7 | 8 | 9 | 10 | 11 | 12 | 13 | 14 | 15 | 16 | 17 | 18 | 19 | 20 | 21 | 22 | 23 | 24 | 25
Transformer Load Detail
[7 empty] | Units | 13/14 |  | 14/15 | 15/16 | 16/17 | 17/18 | 18/19 | 19/20 | 20/21 | 21/22 | 22/23 | 23/24 | 24/25 | 25/26 | 26/27 | 27/28 | 28/29 | 29/30 | 30/31 | 31/32 | 32/33 | 33/34 | 34/35 | 35/36 | 36/37 | 37/38 | 38/39
| 0 | Compensated |  | Load (LV side) |  |  | Amps
|  |  |  | Apparent Power |  |  | MVA
|  |  |  | Real Power |  |  | MW
|  |  |  | Reactive Power |  |  | MVAr
|  |  |  | Capacitors In Service |  |  | MVAr
PF
| Zone Div: | Uncompensated |  | Reactive Power |  |  | MVAr
PF
| 0 | Compensated |  | Load (LV side) |  |  | Amps
|  |  |  | Apparent Power |  |  | MVA
|  |  |  | Real Power |  |  | MW
|  |  |  | Reactive Power |  |  | MVAr
|  |  |  | Capacitors In Service |  |  | MVAr
PF
| Zone Div: | Uncompensated |  | Reactive Power |  |  | MVAr
PF
| 0 | Compensated |  | Load (LV side) |  |  | Amps
|  |  |  | Apparent Power |  |  | MVA
|  |  |  | Real Power |  |  | MW
|  |  |  | Reactive Power |  |  | MVAr
|  |  |  | Capacitors In Service |  |  | MVAr
PF
| Zone Div: | Uncompensated |  | Reactive Power |  |  | MVAr
PF
| 0 | Compensated |  | Load (LV side) |  |  | Amps
|  |  |  | Apparent Power |  |  | MVA
|  |  |  | Real Power |  |  | MW
|  |  |  | Reactive Power |  |  | MVAr
|  |  |  | Capacitors In Service |  |  | MVAr
PF
| Zone Div: | Uncompensated |  | Reactive Power |  |  | MVAr
PF
| 0 | Compensated |  | Load (LV side) |  |  | Amps
|  |  |  | Apparent Power |  |  | MVA
|  |  |  | Real Power |  |  | MW
|  |  |  | Reactive Power |  |  | MVAr
|  |  |  | Capacitors In Service |  |  | MVAr
PF
| Zone Div: | Uncompensated |  | Reactive Power |  |  | MVAr
PF
| 0 | Compensated |  | Load (LV side) |  |  | Amps
|  |  |  | Apparent Power |  |  | MVA
|  |  |  | Real Power |  |  | MW
|  |  |  | Reactive Power |  |  | MVAr
|  |  |  | Capacitors In Service |  |  | MVAr
PF
| Zone Div: | Uncompensated |  | Reactive Power |  |  | MVAr
PF
| 0 | Compensated |  | Load (LV side) |  |  | Amps
|  |  |  | Apparent Power |  |  | MVA
|  |  |  | Real Power |  |  | MW
|  |  |  | Reactive Power |  |  | MVAr
|  |  |  | Capacitors In Service |  |  | MVAr
PF
| Zone Div: | Uncompensated |  | Reactive Power |  |  | MVAr
PF
| 0 | Compensated |  | Load (LV side) |  |  | Amps
|  |  |  | Apparent Power |  |  | MVA
|  |  |  | Real Power |  |  | MW
|  |  |  | Reactive Power |  |  | MVAr
|  |  |  | Capacitors In Service |  |  | MVAr
PF
| Zone Div: | Uncompensated |  | Reactive Power |  |  | MVAr
PF
| 0 | Compensated |  | Load (LV side) |  |  | Amps
|  |  |  | Apparent Power |  |  | MVA
|  |  |  | Real Power |  |  | MW
|  |  |  | Reactive Power |  |  | MVAr
|  |  |  | Capacitors In Service |  |  | MVAr
PF
| Zone Div: | Uncompensated |  | Reactive Power |  |  | MVAr
PF
| 0 | Compensated |  | Load (LV side) |  |  | Amps
|  |  |  | Apparent Power |  |  | MVA
|  |  |  | Real Power |  |  | MW
|  |  |  | Reactive Power |  |  | MVAr
|  |  |  | Capacitors In Service |  |  | MVAr
PF
| Zone Div: | Uncompensated |  | Reactive Power |  |  | MVAr
PF

## Denman 66_11kV
| Denman 66_11kV | [16 empty] | 2015 | SUMMER
| Substation Total Loads | [33 empty] | Spots & Transfers Detail
| Historical Loads | (11kV MVA) | [7 empty] | Weather Corrected Forecast Loads |  |  |  | (11kV MVA) | [20 empty] | Spots & Transfers Summary | (11kV MVA) |  | Historical Spots & Transfers | [6 empty] | Forecast Spots & Transfers
|  | 07/08 | 08/09 | 09/10 | 10/11 | 11/12 | 12/13 | 13/14 |  | 14/15 | 15/16 | 16/17 | 17/18 | 18/19 | 19/20 | 20/21 | 21/22 | 22/23 | 23/24 | 24/25 | 25/26 | 26/27 | 27/28 | 28/29 | 29/30 | 30/31 | 31/32 | 32/33 | 33/34 | 34/35 | 35/36 | 36/37 | 37/38 | 38/39 |  |  |  | 07/08 | 08/09 | 09/10 | 10/11 | 11/12 | 12/13 | 13/14 | 14/15 | 15/16 | 16/17 | 17/18 | 18/19 | 19/20 | 20/21 | 21/22 | 22/23 | 23/24 | 24/25 | 25/26 | 26/27 | 27/28 | 28/29 | 29/30 | 30/31 | 31/32 | 32/33 | 33/34 | 34/35 | 35/36 | 36/37 | 37/38 | 38/39
| Total | 6.301 | 7.964 | 7.013 | 6.619 | 5.643 | 6.833 | 6.471 |  | 5.3878 | 5.0773 | 5.2949 | 5.2235 | 5.2569 | 5.2786 | 5.3415 | 5.0269 | 5.0883 | 5.1543 | 5.2118 | 5.2833 | 5.3555 | 5.4368 | 5.5238 | 5.6102 | 5.6955 | 5.7828 | 5.872 | 5.9633 | 6.0566 | 6.1519 | 6.2493 | 6.3489 | 6.4505 |  |  | Total | 0 | 0.30865 | 0 | -0.01599 | -0.01898 | -0.0012 | -3e-05 | -0.02034 | -0.04196 | 0.0062124 | 0.016884 | 0.03336 | 0.021683 | 0.06296 | 0.075313 | 0.066014 | 0.070846 | 0.061587 | 0.07647 | 0.076971 | 0.08666 | 0.09244 | 0.091597 | 0.090337 | 0.092232 | 0.094154 | 0.096102 | 0.098077 | 0.10008 | 0.10211 | 0.10416 | 0.10625
| Firm Rating | 0 | 0 | 14.9 | 14.9 | 14.9 | 16.8806 | 13.36 |  | 13.36 | 13.36 | 13.36 | 13.36 | 13.36 | 13.36 | 13.36 | 13.36 | 13.36 | 13.36 | 13.36 | 13.36 | 13.36 | 13.36 | 13.36 | 13.36 | 13.36 | 13.36 | 13.36 | 13.36 | 13.36 | 13.36 | 13.36 | 13.36 | 13.36
| Total Capacity | 0 | 0 | 29.2 | 29.2 | 29.2 | 32.3512 | 32.35 |  | 32.35 | 32.35 | 32.35 | 32.35 | 32.35 | 32.35 | 32.35 | 32.35 | 32.35 | 32.35 | 32.35 | 32.35 | 32.35 | 32.35 | 32.35 | 32.35 | 32.35 | 32.35 | 32.35 | 32.35 | 32.35 | 32.35 | 32.35 | 32.35 | 32.35 |  |  | Denman 66_11kV Tx1 | 0 | 0.15433 | 0 | -0.007995 | -0.00949 | -0.0006 | -1.5e-05 | -0.01017 | -0.02098 | 0.0031062 | 0.008442 | 0.01668 | 0.010842 | 0.03148 | 0.037657 | 0.033007 | 0.035423 | 0.030794 | 0.038235 | 0.038485 | 0.04333 | 0.04622 | 0.045799 | 0.045168 | 0.046116 | 0.047077 | 0.048051 | 0.049038 | 0.050039 | 0.051054 | 0.052082 | 0.053125
|  | -7 | -6 | -5 | -4 | -3 | -2 | -1 |  | 0 | 1 | 2 | 3 | 4 | 5 | 6 | 7 | 8 | 9 | 10 | 11 | 12 | 13 | 14 | 15 | 16 | 17 | 18 | 19 | 20 | 21 | 22 | 23 | 24 |  |  | Denman 66_11kV Tx2 | 0 | 0.15433 | 0 | -0.007995 | -0.00949 | -0.0006 | -1.5e-05 | -0.01017 | -0.02098 | 0.0031062 | 0.008442 | 0.01668 | 0.010842 | 0.03148 | 0.037657 | 0.033007 | 0.035423 | 0.030794 | 0.038235 | 0.038485 | 0.04333 | 0.04622 | 0.045799 | 0.045168 | 0.046116 | 0.047077 | 0.048051 | 0.049038 | 0.050039 | 0.051054 | 0.052082 | 0.053125
| Transformer Loads | [36 empty] | 0 | 0 | 0 | 0 | 0 | 0 | 0 | 0 | 0 | 0 | 0 | 0 | 0 | 0 | 0 | 0 | 0 | 0 | 0 | 0 | 0 | 0 | 0 | 0 | 0 | 0 | 0 | 0 | 0 | 0 | 0 | 0
| Historical Loads | (11kV MVA) | [7 empty] | 0: Weather Corrected Forecast Loads; 4: (11kV MVA) |  |  |  | 0 | 0 | 0 | 0 | 0 | 0 | 0 | 0 | 0 | 0 | 0 | 0 | 0 | 0 | 0 | 0 | 0 | 0 | 0 | 0 | 0 | 0 | 0 | 0 | 0 | 0 | 0 | 0 | 0 | 0 | 0 | 0
|  | 07/08 | 08/09 | 09/10 | 10/11 | 11/12 | 12/13 | 13/14 |  | 14/15 | 15/16 | 16/17 | 17/18 | 18/19 | 19/20 | 20/21 | 21/22 | 22/23 | 23/24 | 24/25 | 25/26 | 26/27 | 27/28 | 28/29 | 29/30 | 30/31 | 31/32 | 32/33 | 33/34 | 34/35 | 35/36 | 36/37 | 37/38 | 38/39 |  |  |  | 0 | 0 | 0 | 0 | 0 | 0 | 0 | 0 | 0 | 0 | 0 | 0 | 0 | 0 | 0 | 0 | 0 | 0 | 0 | 0 | 0 | 0 | 0 | 0 | 0 | 0 | 0 | 0 | 0 | 0 | 0 | 0
| 0 | [36 empty] | 0 | 0 | 0 | 0 | 0 | 0 | 0 | 0 | 0 | 0 | 0 | 0 | 0 | 0 | 0 | 0 | 0 | 0 | 0 | 0 | 0 | 0 | 0 | 0 | 0 | 0 | 0 | 0 | 0 | 0 | 0 | 0
| Diversity Factor: 0 | [36 empty] | 0 | 0 | 0 | 0 | 0 | 0 | 0 | 0 | 0 | 0 | 0 | 0 | 0 | 0 | 0 | 0 | 0 | 0 | 0 | 0 | 0 | 0 | 0 | 0 | 0 | 0 | 0 | 0 | 0 | 0 | 0 | 0
[38 empty] | 0 | 0 | 0 | 0 | 0 | 0 | 0 | 0 | 0 | 0 | 0 | 0 | 0 | 0 | 0 | 0 | 0 | 0 | 0 | 0 | 0 | 0 | 0 | 0 | 0 | 0 | 0 | 0 | 0 | 0 | 0 | 0
[38 empty] | 0 | 0 | 0 | 0 | 0 | 0 | 0 | 0 | 0 | 0 | 0 | 0 | 0 | 0 | 0 | 0 | 0 | 0 | 0 | 0 | 0 | 0 | 0 | 0 | 0 | 0 | 0 | 0 | 0 | 0 | 0 | 0
| 0 | [36 empty] | 0 | 0 | 0 | 0 | 0 | 0 | 0 | 0 | 0 | 0 | 0 | 0 | 0 | 0 | 0 | 0 | 0 | 0 | 0 | 0 | 0 | 0 | 0 | 0 | 0 | 0 | 0 | 0 | 0 | 0 | 0 | 0
Diversity Factor: 0
[38 empty] | Historical Spots & Transfers | [6 empty] | Forecast Spots & Transfers
[35 empty] | Project Name | From | To | 07/08 | 08/09 | 09/10 | 10/11 | 11/12 | 12/13 | 13/14 | 14/15 | 15/16 | 16/17 | 17/18 | 18/19 | 19/20 | 20/21 | 21/22 | 22/23 | 23/24 | 24/25 | 25/26 | 26/27 | 27/28 | 28/29 | 29/30 | 30/31 | 31/32 | 32/33 | 33/34 | 34/35 | 35/36 | 36/37 | 37/38 | 38/39
| 0 | [33 empty] | Broad based demand management |  | Denman 66_11kV Tx1 | 0 | 0 | 0 | 0 | 0 | 0 | 0 | 0 | -0.014371 | 0 | -0.0060169 | 0 | 0 | 0 | 0 | 0 | 0 | 0 | 0 | 0 | 0 | 0 | 0 | 0 | 0 | 0 | 0 | 0 | 0 | 0 | 0 | 0
| Diversity Factor: 0 | [33 empty] | Broad based demand management |  | Denman 66_11kV Tx2 | 0 | 0 | 0 | 0 | 0 | 0 | 0 | 0 | -0.014371 | 0 | -0.0060169 | 0 | 0 | 0 | 0 | 0 | 0 | 0 | 0 | 0 | 0 | 0 | 0 | 0 | 0 | 0 | 0 | 0 | 0 | 0 | 0 | 0
[35 empty] | HVCON_ID: 2000130. HP102/07 Denman Water Treatment Plant Upgrade 350kW 2008 |  | Denman 66_11kV Tx1 | 0 | 0.15433 | 0 | 0 | 0 | 0 | 0 | 0 | 0 | 0 | 0 | 0 | 0 | 0 | 0 | 0 | 0 | 0 | 0 | 0 | 0 | 0 | 0 | 0 | 0 | 0 | 0 | 0 | 0 | 0 | 0 | 0
[35 empty] | HVCON_ID: 2000130. HP102/07 Denman Water Treatment Plant Upgrade 350kW 2008 |  | Denman 66_11kV Tx2 | 0 | 0.15433 | 0 | 0 | 0 | 0 | 0 | 0 | 0 | 0 | 0 | 0 | 0 | 0 | 0 | 0 | 0 | 0 | 0 | 0 | 0 | 0 | 0 | 0 | 0 | 0 | 0 | 0 | 0 | 0 | 0 | 0
| 0 | [33 empty] | Econometric |  | Denman 66_11kV Tx1 | 0 | 0 | 0 | 0 | 0 | 0 | 0 | 0 | 0 | 0.023205 | 0.044091 | 0.06052 | 0.056705 | 0.060518 | 0.058988 | 0.05739 | 0.05824 | 0.059101 | 0.059974 | 0.060859 | 0.061756 | 0.062666 | 0.063588 | 0.064523 | 0.065471 | 0.066432 | 0.067406 | 0.068393 | 0.069394 | 0.070409 | 0.071437 | 0.07248
| Diversity Factor: 0 | [33 empty] | Econometric |  | Denman 66_11kV Tx2 | 0 | 0 | 0 | 0 | 0 | 0 | 0 | 0 | 0 | 0.023205 | 0.044091 | 0.06052 | 0.056705 | 0.060518 | 0.058988 | 0.05739 | 0.05824 | 0.059101 | 0.059974 | 0.060859 | 0.061756 | 0.062666 | 0.063588 | 0.064523 | 0.065471 | 0.066432 | 0.067406 | 0.068393 | 0.069394 | 0.070409 | 0.071437 | 0.07248
[35 empty] | Energy Efficiency |  | Denman 66_11kV Tx1 | 0 | 0 | 0 | 0 | 0 | 0 | 0 | -0.0072175 | -0.0032971 | -0.016358 | -0.025528 | -0.039447 | -0.041236 | -0.024194 | -0.016646 | -0.019624 | -0.019175 | -0.023945 | -0.017377 | -0.018012 | -0.014064 | -0.012084 | -0.013428 | -0.014993 | -0.014993 | -0.014993 | -0.014993 | -0.014993 | -0.014993 | -0.014993 | -0.014993 | -0.014993
[35 empty] | Energy Efficiency |  | Denman 66_11kV Tx2 | 0 | 0 | 0 | 0 | 0 | 0 | 0 | -0.0072175 | -0.0032971 | -0.016358 | -0.025528 | -0.039447 | -0.041236 | -0.024194 | -0.016646 | -0.019624 | -0.019175 | -0.023945 | -0.017377 | -0.018012 | -0.014064 | -0.012084 | -0.013428 | -0.014993 | -0.014993 | -0.014993 | -0.014993 | -0.014993 | -0.014993 | -0.014993 | -0.014993 | -0.014993
| 0 | [33 empty] | Solar PV |  | Denman 66_11kV Tx1 | 0 | 0 | 0 | -0.007995 | -0.00949 | -0.0006 | -1.5e-05 | -0.0029526 | -0.0033118 | -0.0037403 | -0.0041041 | -0.0043924 | -0.0046274 | -0.0048448 | -0.004685 | -0.0047594 | -0.0036417 | -0.004362 | -0.004362 | -0.004362 | -0.004362 | -0.004362 | -0.004362 | -0.004362 | -0.004362 | -0.004362 | -0.004362 | -0.004362 | -0.004362 | -0.004362 | -0.004362 | -0.004362
| Diversity Factor: 0 | [33 empty] | Solar PV |  | Denman 66_11kV Tx2 | 0 | 0 | 0 | -0.007995 | -0.00949 | -0.0006 | -1.5e-05 | -0.0029526 | -0.0033118 | -0.0037403 | -0.0041041 | -0.0043924 | -0.0046274 | -0.0048448 | -0.004685 | -0.0047594 | -0.0036417 | -0.004362 | -0.004362 | -0.004362 | -0.004362 | -0.004362 | -0.004362 | -0.004362 | -0.004362 | -0.004362 | -0.004362 | -0.004362 | -0.004362 | -0.004362 | -0.004362 | -0.004362
0
Diversity Factor: 0
0
Diversity Factor: 0
0
Diversity Factor: 0
0
Diversity Factor: 0
0
Diversity Factor: 0
| Weather Correction and Public Holiday Factors | [8 empty] | Forecast ROG
ROG Justification
| Actual loads for season 13/14 have been weather corrected by the following: | [6 empty] | -0.01545% |  | Rog Capped +/-5% | [59 empty] | Rog Capped +/-5%
1 | 2 | 3 | 4 | 5 | 6 | 7 | 8 | 9 | 10 | 14/15 | 15/16 | 16/17 | 17/18 | 18/19 | 19/20 | 20/21 | 21/22 | 22/23 | 23/24 | 24/25 | 25/26 | 26/27 | 27/28 | 28/29 | 29/30 | 30/31 | 31/32 | 32/33 | 33/34 | 34/35 | 35/36 | 36/37 | 37/38 | 38/39
0.95 | 0.9025 | 0.87242 | 0.85789 | 0.85789 | 0.85789 | 0.85789 | 0.85789 | 0.85789 | 0.85789 | -5% | -5% | -3.333% | -1.666% | 0% | 0% | 0% | 0% | 0% | 0% | 0% | 0% | 0% | 0% | 0% | 0% | 0% | 0% | 0% | 0% | 0% | 0% | 0% | 0% | 0%
Substation Load Detail
[7 empty] | Units | 13/14 |  | 14/15 | 15/16 | 16/17 | 17/18 | 18/19 | 19/20 | 20/21 | 21/22 | 22/23 | 23/24 | 24/25 | 25/26 | 26/27 | 27/28 | 28/29 | 29/30 | 30/31 | 31/32 | 32/33 | 33/34 | 34/35 | 35/36 | 36/37 | 37/38 | 38/39
1 | Denman 66_11kV | Compensated |  | Load (LV side) |  |  | Amps | 0 |  | 282.7847 | 266.4876 | 277.9094 | 274.1637 | 275.9147 | 277.0528 | 280.3573 | 263.8416 | 267.0647 | 270.5304 | 273.5485 | 277.3027 | 281.0887 | 285.3597 | 289.9248 | 294.4573 | 298.9359 | 303.5167 | 308.2011 | 312.9906 | 317.8867 | 322.8907 | 328.0042 | 333.2287 | 338.5657
|  |  |  | Apparent Power |  |  | MVA | 6.471 | 6.13 | 5.3878 | 5.0773 | 5.2949 | 5.2235 | 5.2569 | 5.2786 | 5.3415 | 5.0269 | 5.0883 | 5.1543 | 5.2118 | 5.2833 | 5.3555 | 5.4368 | 5.5238 | 5.6102 | 5.6955 | 5.7828 | 5.872 | 5.9633 | 6.0566 | 6.1519 | 6.2493 | 6.3489 | 6.4505
|  |  |  | Real Power |  |  | MW | 6.0051 | 5.6886 | 5.3853 | 5.0771 | 4.9137 | 4.8474 | 4.8784 | 4.8985 | 4.9569 | 5.0268 | 5.0881 | 5.1538 | 5.211 | 5.282 | 5.3534 | 5.4338 | 5.5196 | 5.6046 | 5.6884 | 5.774 | 5.8614 | 5.9506 | 6.0416 | 6.1345 | 6.2292 | 6.3259 | 6.4245
|  |  |  | Reactive Power |  |  | MVAr | 0 |  | 0.16214 | 0.038401 | 1.9728 | 1.9462 | 1.9586 | 1.9667 | 1.9901 | 0.018206 | 0.042802 | 0.069198 | 0.092144 | 0.12064 | 0.14931 | 0.1816 | 0.21604 | 0.25017 | 0.28383 | 0.31819 | 0.35327 | 0.38908 | 0.42562 | 0.46291 | 0.50095 | 0.53976 | 0.57934
|  |  |  | Capacitors In Service |  |  | MVAr | 0 |  | 2 | 2 | 0 | 0 | 0 | 0 | 0 | 2 | 2 | 2 | 2 | 2 | 2 | 2 | 2 | 2 | 2 | 2 | 2 | 2 | 2 | 2 | 2 | 2 | 2
|  |  |  | PF |  |  |  | 0.928 |  | 0.99955 | 0.99997 | 0.928 | 0.928 | 0.928 | 0.928 | 0.928 | 0.99999 | 0.99996 | 0.99991 | 0.99984 | 0.99974 | 0.99961 | 0.99944 | 0.99923 | 0.99901 | 0.99876 | 0.99848 | 0.99819 | 0.99787 | 0.99753 | 0.99716 | 0.99678 | 0.99638 | 0.99596
0.89373 | Diversity Factor: 0.89 | Uncompensated |  | Reactive Power |  |  | MVAr | 0 | 2.2839 | 2.1621 | 2.0384 | 1.9728 | 1.9462 | 1.9586 | 1.9667 | 1.9901 | 2.0182 | 2.0428 | 2.0692 | 2.0921 | 2.1206 | 2.1493 | 2.1816 | 2.216 | 2.2502 | 2.2838 | 2.3182 | 2.3533 | 2.3891 | 2.4256 | 2.4629 | 2.5009 | 2.5398 | 2.5793
|  |  |  | PF |  |  |  | 0.928 |  | 0.928 | 0.928 | 0.928 | 0.928 | 0.928 | 0.928 | 0.928 | 0.928 | 0.928 | 0.928 | 0.928 | 0.928 | 0.928 | 0.928 | 0.928 | 0.928 | 0.928 | 0.928 | 0.928 | 0.928 | 0.928 | 0.928 | 0.928 | 0.928 | 0.928
[10 empty] | 1 | 2 | 3 | 4 | 5 | 6 | 7 | 8 | 9 | 10 | 11 | 12 | 13 | 14 | 15 | 16 | 17 | 18 | 19 | 20 | 21 | 22 | 23 | 24 | 25
Transformer Load Detail
[7 empty] | Units | 13/14 |  | 14/15 | 15/16 | 16/17 | 17/18 | 18/19 | 19/20 | 20/21 | 21/22 | 22/23 | 23/24 | 24/25 | 25/26 | 26/27 | 27/28 | 28/29 | 29/30 | 30/31 | 31/32 | 32/33 | 33/34 | 34/35 | 35/36 | 36/37 | 37/38 | 38/39
| 0 | Compensated |  | Load (LV side) |  |  | Amps
|  |  |  | Apparent Power |  |  | MVA
|  |  |  | Real Power |  |  | MW
|  |  |  | Reactive Power |  |  | MVAr
|  |  |  | Capacitors In Service |  |  | MVAr
PF
| Zone Div: | Uncompensated |  | Reactive Power |  |  | MVAr
PF
| 0 | Compensated |  | Load (LV side) |  |  | Amps
|  |  |  | Apparent Power |  |  | MVA
|  |  |  | Real Power |  |  | MW
|  |  |  | Reactive Power |  |  | MVAr
|  |  |  | Capacitors In Service |  |  | MVAr
PF
| Zone Div: | Uncompensated |  | Reactive Power |  |  | MVAr
PF
| 0 | Compensated |  | Load (LV side) |  |  | Amps
|  |  |  | Apparent Power |  |  | MVA
|  |  |  | Real Power |  |  | MW
|  |  |  | Reactive Power |  |  | MVAr
|  |  |  | Capacitors In Service |  |  | MVAr
PF
| Zone Div: | Uncompensated |  | Reactive Power |  |  | MVAr
PF
| 0 | Compensated |  | Load (LV side) |  |  | Amps
|  |  |  | Apparent Power |  |  | MVA
|  |  |  | Real Power |  |  | MW
|  |  |  | Reactive Power |  |  | MVAr
|  |  |  | Capacitors In Service |  |  | MVAr
PF
| Zone Div: | Uncompensated |  | Reactive Power |  |  | MVAr
PF
| 0 | Compensated |  | Load (LV side) |  |  | Amps
|  |  |  | Apparent Power |  |  | MVA
|  |  |  | Real Power |  |  | MW
|  |  |  | Reactive Power |  |  | MVAr
|  |  |  | Capacitors In Service |  |  | MVAr
PF
| Zone Div: | Uncompensated |  | Reactive Power |  |  | MVAr
PF
| 0 | Compensated |  | Load (LV side) |  |  | Amps
|  |  |  | Apparent Power |  |  | MVA
|  |  |  | Real Power |  |  | MW
|  |  |  | Reactive Power |  |  | MVAr
|  |  |  | Capacitors In Service |  |  | MVAr
PF
| Zone Div: | Uncompensated |  | Reactive Power |  |  | MVAr
PF
| 0 | Compensated |  | Load (LV side) |  |  | Amps
|  |  |  | Apparent Power |  |  | MVA
|  |  |  | Real Power |  |  | MW
|  |  |  | Reactive Power |  |  | MVAr
|  |  |  | Capacitors In Service |  |  | MVAr
PF
| Zone Div: | Uncompensated |  | Reactive Power |  |  | MVAr
PF
| 0 | Compensated |  | Load (LV side) |  |  | Amps
|  |  |  | Apparent Power |  |  | MVA
|  |  |  | Real Power |  |  | MW
|  |  |  | Reactive Power |  |  | MVAr
|  |  |  | Capacitors In Service |  |  | MVAr
PF
| Zone Div: | Uncompensated |  | Reactive Power |  |  | MVAr
PF
| 0 | Compensated |  | Load (LV side) |  |  | Amps
|  |  |  | Apparent Power |  |  | MVA
|  |  |  | Real Power |  |  | MW
|  |  |  | Reactive Power |  |  | MVAr
|  |  |  | Capacitors In Service |  |  | MVAr
PF
| Zone Div: | Uncompensated |  | Reactive Power |  |  | MVAr
PF
| 0 | Compensated |  | Load (LV side) |  |  | Amps
|  |  |  | Apparent Power |  |  | MVA
|  |  |  | Real Power |  |  | MW
|  |  |  | Reactive Power |  |  | MVAr
|  |  |  | Capacitors In Service |  |  | MVAr
PF
| Zone Div: | Uncompensated |  | Reactive Power |  |  | MVAr
PF

## Customer87
| Customer87 | [16 empty] | 2015 | SUMMER
| Substation Total Loads | [33 empty] | Spots & Transfers Detail
| Historical Loads | MVA | [7 empty] | Weather Corrected Forecast Loads |  |  |  | MVA | [20 empty] | Spots & Transfers Summary | MVA |  | Historical Spots & Transfers | [6 empty] | Forecast Spots & Transfers
|  | 07/08 | 08/09 | 09/10 | 10/11 | 11/12 | 12/13 | 13/14 |  | 14/15 | 15/16 | 16/17 | 17/18 | 18/19 | 19/20 | 20/21 | 21/22 | 22/23 | 23/24 | 24/25 | 25/26 | 26/27 | 27/28 | 28/29 | 29/30 | 30/31 | 31/32 | 32/33 | 33/34 | 34/35 | 35/36 | 36/37 | 37/38 | 38/39 |  |  |  | 07/08 | 08/09 | 09/10 | 10/11 | 11/12 | 12/13 | 13/14 | 14/15 | 15/16 | 16/17 | 17/18 | 18/19 | 19/20 | 20/21 | 21/22 | 22/23 | 23/24 | 24/25 | 25/26 | 26/27 | 27/28 | 28/29 | 29/30 | 30/31 | 31/32 | 32/33 | 33/34 | 34/35 | 35/36 | 36/37 | 37/38 | 38/39
| Total |  |  |  |  | 5.438 | 2.387 | 5.02 |  | 5.02 | 5.02 | 5.02 | 5.02 | 5.02 | 5.02 | 5.02 | 5.02 | 5.02 | 5.02 | 5.02 | 5.02 | 5.02 | 5.02 | 5.02 | 5.02 | 5.02 | 5.02 | 5.02 | 5.02 | 5.02 | 5.02 | 5.02 | 5.02 | 5.02 |  |  | Total
Firm Rating
| Total Capacity | [36 empty] | 0 | 0 | 0 | 0 | 0 | 0 | 0 | 0 | 0 | 0 | 0 | 0 | 0 | 0 | 0 | 0 | 0 | 0 | 0 | 0 | 0 | 0 | 0 | 0 | 0 | 0 | 0 | 0 | 0 | 0 | 0 | 0
|  | -7 | -6 | -5 | -4 | -3 | -2 | -1 |  | 0 | 1 | 2 | 3 | 4 | 5 | 6 | 7 | 8 | 9 | 10 | 11 | 12 | 13 | 14 | 15 | 16 | 17 | 18 | 19 | 20 | 21 | 22 | 23 | 24 |  |  |  | 0 | 0 | 0 | 0 | 0 | 0 | 0 | 0 | 0 | 0 | 0 | 0 | 0 | 0 | 0 | 0 | 0 | 0 | 0 | 0 | 0 | 0 | 0 | 0 | 0 | 0 | 0 | 0 | 0 | 0 | 0 | 0
| Transformer Loads | [36 empty] | 0 | 0 | 0 | 0 | 0 | 0 | 0 | 0 | 0 | 0 | 0 | 0 | 0 | 0 | 0 | 0 | 0 | 0 | 0 | 0 | 0 | 0 | 0 | 0 | 0 | 0 | 0 | 0 | 0 | 0 | 0 | 0
| Historical Loads | MVA | [7 empty] | Weather Corrected Forecast Loads |  |  |  | MVA | [23 empty] | 0 | 0 | 0 | 0 | 0 | 0 | 0 | 0 | 0 | 0 | 0 | 0 | 0 | 0 | 0 | 0 | 0 | 0 | 0 | 0 | 0 | 0 | 0 | 0 | 0 | 0 | 0 | 0 | 0 | 0 | 0 | 0
|  | 07/08 | 08/09 | 09/10 | 10/11 | 11/12 | 12/13 | 13/14 |  | 14/15 | 15/16 | 16/17 | 17/18 | 18/19 | 19/20 | 20/21 | 21/22 | 22/23 | 23/24 | 24/25 | 25/26 | 26/27 | 27/28 | 28/29 | 29/30 | 30/31 | 31/32 | 32/33 | 33/34 | 34/35 | 35/36 | 36/37 | 37/38 | 38/39 |  |  |  | 0 | 0 | 0 | 0 | 0 | 0 | 0 | 0 | 0 | 0 | 0 | 0 | 0 | 0 | 0 | 0 | 0 | 0 | 0 | 0 | 0 | 0 | 0 | 0 | 0 | 0 | 0 | 0 | 0 | 0 | 0 | 0
| 0 | [36 empty] | 0 | 0 | 0 | 0 | 0 | 0 | 0 | 0 | 0 | 0 | 0 | 0 | 0 | 0 | 0 | 0 | 0 | 0 | 0 | 0 | 0 | 0 | 0 | 0 | 0 | 0 | 0 | 0 | 0 | 0 | 0 | 0
| Diversity Factor: 0 | [36 empty] | 0 | 0 | 0 | 0 | 0 | 0 | 0 | 0 | 0 | 0 | 0 | 0 | 0 | 0 | 0 | 0 | 0 | 0 | 0 | 0 | 0 | 0 | 0 | 0 | 0 | 0 | 0 | 0 | 0 | 0 | 0 | 0
[38 empty] | 0 | 0 | 0 | 0 | 0 | 0 | 0 | 0 | 0 | 0 | 0 | 0 | 0 | 0 | 0 | 0 | 0 | 0 | 0 | 0 | 0 | 0 | 0 | 0 | 0 | 0 | 0 | 0 | 0 | 0 | 0 | 0
[38 empty] | 0 | 0 | 0 | 0 | 0 | 0 | 0 | 0 | 0 | 0 | 0 | 0 | 0 | 0 | 0 | 0 | 0 | 0 | 0 | 0 | 0 | 0 | 0 | 0 | 0 | 0 | 0 | 0 | 0 | 0 | 0 | 0
| 0 | [36 empty] | 0 | 0 | 0 | 0 | 0 | 0 | 0 | 0 | 0 | 0 | 0 | 0 | 0 | 0 | 0 | 0 | 0 | 0 | 0 | 0 | 0 | 0 | 0 | 0 | 0 | 0 | 0 | 0 | 0 | 0 | 0 | 0
Diversity Factor: 0
[38 empty] | Historical Spots & Transfers | [6 empty] | Forecast Spots & Transfers
[35 empty] | Project Name | From | To | 07/08 | 08/09 | 09/10 | 10/11 | 11/12 | 12/13 | 13/14 | 14/15 | 15/16 | 16/17 | 17/18 | 18/19 | 19/20 | 20/21 | 21/22 | 22/23 | 23/24 | 24/25 | 25/26 | 26/27 | 27/28 | 28/29 | 29/30 | 30/31 | 31/32 | 32/33 | 33/34 | 34/35 | 35/36 | 36/37 | 37/38 | 38/39
0
Diversity Factor: 0
0
Diversity Factor: 0
0
Diversity Factor: 0
0
Diversity Factor: 0
0
Diversity Factor: 0
0
Diversity Factor: 0
0
Diversity Factor: 0
0
Diversity Factor: 0
| Weather Correction and Public Holiday Factors | [8 empty] | Forecast ROG
ROG Justification
| Actual loads for season 13/14 have been weather corrected by the following: | [6 empty] | 0% |  | N/A | [59 empty] | N/A
1 | 2 | 3 | 4 | 5 | 6 | 7 | 8 | 9 | 10 | 14/15 | 15/16 | 16/17 | 17/18 | 18/19 | 19/20 | 20/21 | 21/22 | 22/23 | 23/24 | 24/25 | 25/26 | 26/27 | 27/28 | 28/29 | 29/30 | 30/31 | 31/32 | 32/33 | 33/34 | 34/35 | 35/36 | 36/37 | 37/38 | 38/39
1 | 1 | 1 | 1 | 1 | 1 | 1 | 1 | 1 | 1 | 0% | 0% | 0% | 0% | 0% | 0% | 0% | 0% | 0% | 0% | 0% | 0% | 0% | 0% | 0% | 0% | 0% | 0% | 0% | 0% | 0% | 0% | 0% | 0% | 0%
Substation Load Detail
[7 empty] | Units | 13/14 |  | 14/15 | 15/16 | 16/17 | 17/18 | 18/19 | 19/20 | 20/21 | 21/22 | 22/23 | 23/24 | 24/25 | 25/26 | 26/27 | 27/28 | 28/29 | 29/30 | 30/31 | 31/32 | 32/33 | 33/34 | 34/35 | 35/36 | 36/37 | 37/38 | 38/39
1 | Customer87 | Compensated |  | Load (LV side) |  |  | Amps | 88 |  | 88 | 88 | 88 | 88 | 88 | 88 | 88 | 88 | 88 | 88 | 88 | 88 | 88 | 88 | 88 | 88 | 88 | 88 | 88 | 88 | 88 | 88 | 88 | 88 | 88
|  |  |  | Apparent Power |  |  | MVA | 5.02 |  | 5.02 | 5.02 | 5.02 | 5.02 | 5.02 | 5.02 | 5.02 | 5.02 | 5.02 | 5.02 | 5.02 | 5.02 | 5.02 | 5.02 | 5.02 | 5.02 | 5.02 | 5.02 | 5.02 | 5.02 | 5.02 | 5.02 | 5.02 | 5.02 | 5.02
|  |  |  | Real Power |  |  | MW | 5.02 |  | 5.02 | 5.02 | 5.02 | 5.02 | 5.02 | 5.02 | 5.02 | 5.02 | 5.02 | 5.02 | 5.02 | 5.02 | 5.02 | 5.02 | 5.02 | 5.02 | 5.02 | 5.02 | 5.02 | 5.02 | 5.02 | 5.02 | 5.02 | 5.02 | 5.02
|  |  |  | Reactive Power |  |  | MVAr | 0 |  | 0 | 0 | 0 | 0 | 0 | 0 | 0 | 0 | 0 | 0 | 0 | 0 | 0 | 0 | 0 | 0 | 0 | 0 | 0 | 0 | 0 | 0 | 0 | 0 | 0
|  |  |  | Capacitors In Service |  |  | MVAr | 0 |  | 0 | 0 | 0 | 0 | 0 | 0 | 0 | 0 | 0 | 0 | 0 | 0 | 0 | 0 | 0 | 0 | 0 | 0 | 0 | 0 | 0 | 0 | 0 | 0 | 0
|  |  |  | PF |  |  |  | 1 | bar: 14/15 to 38/39
0.51192 | Diversity Factor: 0.51 | Uncompensated |  | Reactive Power |  |  | MVAr | 0 |  | 0 | 0 | 0 | 0 | 0 | 0 | 0 | 0 | 0 | 0 | 0 | 0 | 0 | 0 | 0 | 0 | 0 | 0 | 0 | 0 | 0 | 0 | 0 | 0 | 0
|  |  |  | PF |  |  |  | 1 | bar: 14/15 to 38/39
[10 empty] | 1 | 2 | 3 | 4 | 5 | 6 | 7 | 8 | 9 | 10 | 11 | 12 | 13 | 14 | 15 | 16 | 17 | 18 | 19 | 20 | 21 | 22 | 23 | 24 | 25
Transformer Load Detail
[7 empty] | Units | 13/14 |  | 14/15 | 15/16 | 16/17 | 17/18 | 18/19 | 19/20 | 20/21 | 21/22 | 22/23 | 23/24 | 24/25 | 25/26 | 26/27 | 27/28 | 28/29 | 29/30 | 30/31 | 31/32 | 32/33 | 33/34 | 34/35 | 35/36 | 36/37 | 37/38 | 38/39
| 0 | Compensated |  | Load (LV side) |  |  | Amps
|  |  |  | Apparent Power |  |  | MVA
|  |  |  | Real Power |  |  | MW
|  |  |  | Reactive Power |  |  | MVAr
|  |  |  | Capacitors In Service |  |  | MVAr
PF
| Zone Div: | Uncompensated |  | Reactive Power |  |  | MVAr
PF
| 0 | Compensated |  | Load (LV side) |  |  | Amps
|  |  |  | Apparent Power |  |  | MVA
|  |  |  | Real Power |  |  | MW
|  |  |  | Reactive Power |  |  | MVAr
|  |  |  | Capacitors In Service |  |  | MVAr
PF
| Zone Div: | Uncompensated |  | Reactive Power |  |  | MVAr
PF
| 0 | Compensated |  | Load (LV side) |  |  | Amps
|  |  |  | Apparent Power |  |  | MVA
|  |  |  | Real Power |  |  | MW
|  |  |  | Reactive Power |  |  | MVAr
|  |  |  | Capacitors In Service |  |  | MVAr
PF
| Zone Div: | Uncompensated |  | Reactive Power |  |  | MVAr
PF
| 0 | Compensated |  | Load (LV side) |  |  | Amps
|  |  |  | Apparent Power |  |  | MVA
|  |  |  | Real Power |  |  | MW
|  |  |  | Reactive Power |  |  | MVAr
|  |  |  | Capacitors In Service |  |  | MVAr
PF
| Zone Div: | Uncompensated |  | Reactive Power |  |  | MVAr
PF
| 0 | Compensated |  | Load (LV side) |  |  | Amps
|  |  |  | Apparent Power |  |  | MVA
|  |  |  | Real Power |  |  | MW
|  |  |  | Reactive Power |  |  | MVAr
|  |  |  | Capacitors In Service |  |  | MVAr
PF
| Zone Div: | Uncompensated |  | Reactive Power |  |  | MVAr
PF
| 0 | Compensated |  | Load (LV side) |  |  | Amps
|  |  |  | Apparent Power |  |  | MVA
|  |  |  | Real Power |  |  | MW
|  |  |  | Reactive Power |  |  | MVAr
|  |  |  | Capacitors In Service |  |  | MVAr
PF
| Zone Div: | Uncompensated |  | Reactive Power |  |  | MVAr
PF
| 0 | Compensated |  | Load (LV side) |  |  | Amps
|  |  |  | Apparent Power |  |  | MVA
|  |  |  | Real Power |  |  | MW
|  |  |  | Reactive Power |  |  | MVAr
|  |  |  | Capacitors In Service |  |  | MVAr
PF
| Zone Div: | Uncompensated |  | Reactive Power |  |  | MVAr
PF
| 0 | Compensated |  | Load (LV side) |  |  | Amps
|  |  |  | Apparent Power |  |  | MVA
|  |  |  | Real Power |  |  | MW
|  |  |  | Reactive Power |  |  | MVAr
|  |  |  | Capacitors In Service |  |  | MVAr
PF
| Zone Div: | Uncompensated |  | Reactive Power |  |  | MVAr
PF
| 0 | Compensated |  | Load (LV side) |  |  | Amps
|  |  |  | Apparent Power |  |  | MVA
|  |  |  | Real Power |  |  | MW
|  |  |  | Reactive Power |  |  | MVAr
|  |  |  | Capacitors In Service |  |  | MVAr
PF
| Zone Div: | Uncompensated |  | Reactive Power |  |  | MVAr
PF
| 0 | Compensated |  | Load (LV side) |  |  | Amps
|  |  |  | Apparent Power |  |  | MVA
|  |  |  | Real Power |  |  | MW
|  |  |  | Reactive Power |  |  | MVAr
|  |  |  | Capacitors In Service |  |  | MVAr
PF
| Zone Div: | Uncompensated |  | Reactive Power |  |  | MVAr
PF

## Customer88
| Customer88 | [16 empty] | 2015 | SUMMER
| Substation Total Loads | [33 empty] | Spots & Transfers Detail
| Historical Loads | MVA | [7 empty] | Weather Corrected Forecast Loads |  |  |  | MVA | [20 empty] | Spots & Transfers Summary | MVA |  | Historical Spots & Transfers | [6 empty] | Forecast Spots & Transfers
|  | 07/08 | 08/09 | 09/10 | 10/11 | 11/12 | 12/13 | 13/14 |  | 14/15 | 15/16 | 16/17 | 17/18 | 18/19 | 19/20 | 20/21 | 21/22 | 22/23 | 23/24 | 24/25 | 25/26 | 26/27 | 27/28 | 28/29 | 29/30 | 30/31 | 31/32 | 32/33 | 33/34 | 34/35 | 35/36 | 36/37 | 37/38 | 38/39 |  |  |  | 07/08 | 08/09 | 09/10 | 10/11 | 11/12 | 12/13 | 13/14 | 14/15 | 15/16 | 16/17 | 17/18 | 18/19 | 19/20 | 20/21 | 21/22 | 22/23 | 23/24 | 24/25 | 25/26 | 26/27 | 27/28 | 28/29 | 29/30 | 30/31 | 31/32 | 32/33 | 33/34 | 34/35 | 35/36 | 36/37 | 37/38 | 38/39
| Total | [8 empty] | 0 | 0 | 0 | 0 | 0 | 0 | 0 | 0 | 0 | 0 | 0 | 0 | 0 | 0 | 0 | 0 | 0 | 0 | 0 | 0 | 0 | 0 | 0 | 0 | 0 |  |  | Total
Firm Rating
| Total Capacity | [36 empty] | 0 | 0 | 0 | 0 | 0 | 0 | 0 | 0 | 0 | 0 | 0 | 0 | 0 | 0 | 0 | 0 | 0 | 0 | 0 | 0 | 0 | 0 | 0 | 0 | 0 | 0 | 0 | 0 | 0 | 0 | 0 | 0
|  | -7 | -6 | -5 | -4 | -3 | -2 | -1 |  | 0 | 1 | 2 | 3 | 4 | 5 | 6 | 7 | 8 | 9 | 10 | 11 | 12 | 13 | 14 | 15 | 16 | 17 | 18 | 19 | 20 | 21 | 22 | 23 | 24 |  |  |  | 0 | 0 | 0 | 0 | 0 | 0 | 0 | 0 | 0 | 0 | 0 | 0 | 0 | 0 | 0 | 0 | 0 | 0 | 0 | 0 | 0 | 0 | 0 | 0 | 0 | 0 | 0 | 0 | 0 | 0 | 0 | 0
| Transformer Loads | [36 empty] | 0 | 0 | 0 | 0 | 0 | 0 | 0 | 0 | 0 | 0 | 0 | 0 | 0 | 0 | 0 | 0 | 0 | 0 | 0 | 0 | 0 | 0 | 0 | 0 | 0 | 0 | 0 | 0 | 0 | 0 | 0 | 0
| Historical Loads | MVA | [7 empty] | Weather Corrected Forecast Loads |  |  |  | MVA | [23 empty] | 0 | 0 | 0 | 0 | 0 | 0 | 0 | 0 | 0 | 0 | 0 | 0 | 0 | 0 | 0 | 0 | 0 | 0 | 0 | 0 | 0 | 0 | 0 | 0 | 0 | 0 | 0 | 0 | 0 | 0 | 0 | 0
|  | 07/08 | 08/09 | 09/10 | 10/11 | 11/12 | 12/13 | 13/14 |  | 14/15 | 15/16 | 16/17 | 17/18 | 18/19 | 19/20 | 20/21 | 21/22 | 22/23 | 23/24 | 24/25 | 25/26 | 26/27 | 27/28 | 28/29 | 29/30 | 30/31 | 31/32 | 32/33 | 33/34 | 34/35 | 35/36 | 36/37 | 37/38 | 38/39 |  |  |  | 0 | 0 | 0 | 0 | 0 | 0 | 0 | 0 | 0 | 0 | 0 | 0 | 0 | 0 | 0 | 0 | 0 | 0 | 0 | 0 | 0 | 0 | 0 | 0 | 0 | 0 | 0 | 0 | 0 | 0 | 0 | 0
| 0 | [36 empty] | 0 | 0 | 0 | 0 | 0 | 0 | 0 | 0 | 0 | 0 | 0 | 0 | 0 | 0 | 0 | 0 | 0 | 0 | 0 | 0 | 0 | 0 | 0 | 0 | 0 | 0 | 0 | 0 | 0 | 0 | 0 | 0
| Diversity Factor: 0 | [36 empty] | 0 | 0 | 0 | 0 | 0 | 0 | 0 | 0 | 0 | 0 | 0 | 0 | 0 | 0 | 0 | 0 | 0 | 0 | 0 | 0 | 0 | 0 | 0 | 0 | 0 | 0 | 0 | 0 | 0 | 0 | 0 | 0
[38 empty] | 0 | 0 | 0 | 0 | 0 | 0 | 0 | 0 | 0 | 0 | 0 | 0 | 0 | 0 | 0 | 0 | 0 | 0 | 0 | 0 | 0 | 0 | 0 | 0 | 0 | 0 | 0 | 0 | 0 | 0 | 0 | 0
[38 empty] | 0 | 0 | 0 | 0 | 0 | 0 | 0 | 0 | 0 | 0 | 0 | 0 | 0 | 0 | 0 | 0 | 0 | 0 | 0 | 0 | 0 | 0 | 0 | 0 | 0 | 0 | 0 | 0 | 0 | 0 | 0 | 0
| 0 | [36 empty] | 0 | 0 | 0 | 0 | 0 | 0 | 0 | 0 | 0 | 0 | 0 | 0 | 0 | 0 | 0 | 0 | 0 | 0 | 0 | 0 | 0 | 0 | 0 | 0 | 0 | 0 | 0 | 0 | 0 | 0 | 0 | 0
Diversity Factor: 0
[38 empty] | Historical Spots & Transfers | [6 empty] | Forecast Spots & Transfers
[35 empty] | Project Name | From | To | 07/08 | 08/09 | 09/10 | 10/11 | 11/12 | 12/13 | 13/14 | 14/15 | 15/16 | 16/17 | 17/18 | 18/19 | 19/20 | 20/21 | 21/22 | 22/23 | 23/24 | 24/25 | 25/26 | 26/27 | 27/28 | 28/29 | 29/30 | 30/31 | 31/32 | 32/33 | 33/34 | 34/35 | 35/36 | 36/37 | 37/38 | 38/39
0
Diversity Factor: 0
0
Diversity Factor: 0
0
Diversity Factor: 0
0
Diversity Factor: 0
0
Diversity Factor: 0
0
Diversity Factor: 0
0
Diversity Factor: 0
0
Diversity Factor: 0
| Weather Correction and Public Holiday Factors | [8 empty] | Forecast ROG
ROG Justification
| Actual loads for season 13/14 have been weather corrected by the following: | [6 empty] | 0% |  | N/A | [59 empty] | N/A
1 | 2 | 3 | 4 | 5 | 6 | 7 | 8 | 9 | 10 | 14/15 | 15/16 | 16/17 | 17/18 | 18/19 | 19/20 | 20/21 | 21/22 | 22/23 | 23/24 | 24/25 | 25/26 | 26/27 | 27/28 | 28/29 | 29/30 | 30/31 | 31/32 | 32/33 | 33/34 | 34/35 | 35/36 | 36/37 | 37/38 | 38/39
1 | 1 | 1 | 1 | 1 | 1 | 1 | 1 | 1 | 1 | 0% | 0% | 0% | 0% | 0% | 0% | 0% | 0% | 0% | 0% | 0% | 0% | 0% | 0% | 0% | 0% | 0% | 0% | 0% | 0% | 0% | 0% | 0% | 0% | 0%
Substation Load Detail
[7 empty] | Units | 13/14 |  | 14/15 | 15/16 | 16/17 | 17/18 | 18/19 | 19/20 | 20/21 | 21/22 | 22/23 | 23/24 | 24/25 | 25/26 | 26/27 | 27/28 | 28/29 | 29/30 | 30/31 | 31/32 | 32/33 | 33/34 | 34/35 | 35/36 | 36/37 | 37/38 | 38/39
1 | Customer88 | Compensated |  | Load (LV side) |  |  | Amps | 0 |  | 0 | 0 | 0 | 0 | 0 | 0 | 0 | 0 | 0 | 0 | 0 | 0 | 0 | 0 | 0 | 0 | 0 | 0 | 0 | 0 | 0 | 0 | 0 | 0 | 0
|  |  |  | Apparent Power |  |  | MVA | 0 |  | 0 | 0 | 0 | 0 | 0 | 0 | 0 | 0 | 0 | 0 | 0 | 0 | 0 | 0 | 0 | 0 | 0 | 0 | 0 | 0 | 0 | 0 | 0 | 0 | 0
|  |  |  | Real Power |  |  | MW | 0 |  | 0 | 0 | 0 | 0 | 0 | 0 | 0 | 0 | 0 | 0 | 0 | 0 | 0 | 0 | 0 | 0 | 0 | 0 | 0 | 0 | 0 | 0 | 0 | 0 | 0
|  |  |  | Reactive Power |  |  | MVAr | 0 |  | 0 | 0 | 0 | 0 | 0 | 0 | 0 | 0 | 0 | 0 | 0 | 0 | 0 | 0 | 0 | 0 | 0 | 0 | 0 | 0 | 0 | 0 | 0 | 0 | 0
|  |  |  | Capacitors In Service |  |  | MVAr | 0 |  | 0 | 0 | 0 | 0 | 0 | 0 | 0 | 0 | 0 | 0 | 0 | 0 | 0 | 0 | 0 | 0 | 0 | 0 | 0 | 0 | 0 | 0 | 0 | 0 | 0
|  |  |  | PF |  |  |  | 0 |  | 0 | 0 | 0 | 0 | 0 | 0 | 0 | 0 | 0 | 0 | 0 | 0 | 0 | 0 | 0 | 0 | 0 | 0 | 0 | 0 | 0 | 0 | 0 | 0 | 0
| #VALUE! | Uncompensated |  | Reactive Power |  |  | MVAr | 0 |  | 0 | 0 | 0 | 0 | 0 | 0 | 0 | 0 | 0 | 0 | 0 | 0 | 0 | 0 | 0 | 0 | 0 | 0 | 0 | 0 | 0 | 0 | 0 | 0 | 0
|  |  |  | PF |  |  |  | 0 |  | 0 | 0 | 0 | 0 | 0 | 0 | 0 | 0 | 0 | 0 | 0 | 0 | 0 | 0 | 0 | 0 | 0 | 0 | 0 | 0 | 0 | 0 | 0 | 0 | 0
[10 empty] | 1 | 2 | 3 | 4 | 5 | 6 | 7 | 8 | 9 | 10 | 11 | 12 | 13 | 14 | 15 | 16 | 17 | 18 | 19 | 20 | 21 | 22 | 23 | 24 | 25
Transformer Load Detail
[7 empty] | Units | 13/14 |  | 14/15 | 15/16 | 16/17 | 17/18 | 18/19 | 19/20 | 20/21 | 21/22 | 22/23 | 23/24 | 24/25 | 25/26 | 26/27 | 27/28 | 28/29 | 29/30 | 30/31 | 31/32 | 32/33 | 33/34 | 34/35 | 35/36 | 36/37 | 37/38 | 38/39
| 0 | Compensated |  | Load (LV side) |  |  | Amps
|  |  |  | Apparent Power |  |  | MVA
|  |  |  | Real Power |  |  | MW
|  |  |  | Reactive Power |  |  | MVAr
|  |  |  | Capacitors In Service |  |  | MVAr
PF
| Zone Div: | Uncompensated |  | Reactive Power |  |  | MVAr
PF
| 0 | Compensated |  | Load (LV side) |  |  | Amps
|  |  |  | Apparent Power |  |  | MVA
|  |  |  | Real Power |  |  | MW
|  |  |  | Reactive Power |  |  | MVAr
|  |  |  | Capacitors In Service |  |  | MVAr
PF
| Zone Div: | Uncompensated |  | Reactive Power |  |  | MVAr
PF
| 0 | Compensated |  | Load (LV side) |  |  | Amps
|  |  |  | Apparent Power |  |  | MVA
|  |  |  | Real Power |  |  | MW
|  |  |  | Reactive Power |  |  | MVAr
|  |  |  | Capacitors In Service |  |  | MVAr
PF
| Zone Div: | Uncompensated |  | Reactive Power |  |  | MVAr
PF
| 0 | Compensated |  | Load (LV side) |  |  | Amps
|  |  |  | Apparent Power |  |  | MVA
|  |  |  | Real Power |  |  | MW
|  |  |  | Reactive Power |  |  | MVAr
|  |  |  | Capacitors In Service |  |  | MVAr
PF
| Zone Div: | Uncompensated |  | Reactive Power |  |  | MVAr
PF
| 0 | Compensated |  | Load (LV side) |  |  | Amps
|  |  |  | Apparent Power |  |  | MVA
|  |  |  | Real Power |  |  | MW
|  |  |  | Reactive Power |  |  | MVAr
|  |  |  | Capacitors In Service |  |  | MVAr
PF
| Zone Div: | Uncompensated |  | Reactive Power |  |  | MVAr
PF
| 0 | Compensated |  | Load (LV side) |  |  | Amps
|  |  |  | Apparent Power |  |  | MVA
|  |  |  | Real Power |  |  | MW
|  |  |  | Reactive Power |  |  | MVAr
|  |  |  | Capacitors In Service |  |  | MVAr
PF
| Zone Div: | Uncompensated |  | Reactive Power |  |  | MVAr
PF
| 0 | Compensated |  | Load (LV side) |  |  | Amps
|  |  |  | Apparent Power |  |  | MVA
|  |  |  | Real Power |  |  | MW
|  |  |  | Reactive Power |  |  | MVAr
|  |  |  | Capacitors In Service |  |  | MVAr
PF
| Zone Div: | Uncompensated |  | Reactive Power |  |  | MVAr
PF
| 0 | Compensated |  | Load (LV side) |  |  | Amps
|  |  |  | Apparent Power |  |  | MVA
|  |  |  | Real Power |  |  | MW
|  |  |  | Reactive Power |  |  | MVAr
|  |  |  | Capacitors In Service |  |  | MVAr
PF
| Zone Div: | Uncompensated |  | Reactive Power |  |  | MVAr
PF
| 0 | Compensated |  | Load (LV side) |  |  | Amps
|  |  |  | Apparent Power |  |  | MVA
|  |  |  | Real Power |  |  | MW
|  |  |  | Reactive Power |  |  | MVAr
|  |  |  | Capacitors In Service |  |  | MVAr
PF
| Zone Div: | Uncompensated |  | Reactive Power |  |  | MVAr
PF
| 0 | Compensated |  | Load (LV side) |  |  | Amps
|  |  |  | Apparent Power |  |  | MVA
|  |  |  | Real Power |  |  | MW
|  |  |  | Reactive Power |  |  | MVAr
|  |  |  | Capacitors In Service |  |  | MVAr
PF
| Zone Div: | Uncompensated |  | Reactive Power |  |  | MVAr
PF

## Customer89
| Customer89 | [16 empty] | 2015 | SUMMER
| Substation Total Loads | [33 empty] | Spots & Transfers Detail
| Historical Loads | MVA | [7 empty] | Weather Corrected Forecast Loads |  |  |  | MVA | [20 empty] | Spots & Transfers Summary | MVA |  | Historical Spots & Transfers | [6 empty] | Forecast Spots & Transfers
|  | 07/08 | 08/09 | 09/10 | 10/11 | 11/12 | 12/13 | 13/14 |  | 14/15 | 15/16 | 16/17 | 17/18 | 18/19 | 19/20 | 20/21 | 21/22 | 22/23 | 23/24 | 24/25 | 25/26 | 26/27 | 27/28 | 28/29 | 29/30 | 30/31 | 31/32 | 32/33 | 33/34 | 34/35 | 35/36 | 36/37 | 37/38 | 38/39 |  |  |  | 07/08 | 08/09 | 09/10 | 10/11 | 11/12 | 12/13 | 13/14 | 14/15 | 15/16 | 16/17 | 17/18 | 18/19 | 19/20 | 20/21 | 21/22 | 22/23 | 23/24 | 24/25 | 25/26 | 26/27 | 27/28 | 28/29 | 29/30 | 30/31 | 31/32 | 32/33 | 33/34 | 34/35 | 35/36 | 36/37 | 37/38 | 38/39
| Total |  |  |  |  | 11.625 | 11.242 | 10.957 |  | 10.957 | 10.957 | 10.957 | 10.957 | 10.957 | 10.957 | 10.957 | 10.957 | 10.957 | 10.957 | 10.957 | 10.957 | 10.957 | 10.957 | 10.957 | 10.957 | 10.957 | 10.957 | 10.957 | 10.957 | 10.957 | 10.957 | 10.957 | 10.957 | 10.957 |  |  | Total | Historical Spots & Transfers 11/12: 11
Firm Rating
| Total Capacity | [36 empty] | 0 | 0 | 0 | 0 | 0 | 0 | 0 | 0 | 0 | 0 | 0 | 0 | 0 | 0 | 0 | 0 | 0 | 0 | 0 | 0 | 0 | 0 | 0 | 0 | 0 | 0 | 0 | 0 | 0 | 0 | 0 | 0
|  | -7 | -6 | -5 | -4 | -3 | -2 | -1 |  | 0 | 1 | 2 | 3 | 4 | 5 | 6 | 7 | 8 | 9 | 10 | 11 | 12 | 13 | 14 | 15 | 16 | 17 | 18 | 19 | 20 | 21 | 22 | 23 | 24 |  |  |  | 0 | 0 | 0 | 0 | 0 | 0 | 0 | 0 | 0 | 0 | 0 | 0 | 0 | 0 | 0 | 0 | 0 | 0 | 0 | 0 | 0 | 0 | 0 | 0 | 0 | 0 | 0 | 0 | 0 | 0 | 0 | 0
| Transformer Loads | [36 empty] | 0 | 0 | 0 | 0 | 0 | 0 | 0 | 0 | 0 | 0 | 0 | 0 | 0 | 0 | 0 | 0 | 0 | 0 | 0 | 0 | 0 | 0 | 0 | 0 | 0 | 0 | 0 | 0 | 0 | 0 | 0 | 0
| Historical Loads | MVA | [7 empty] | Weather Corrected Forecast Loads |  |  |  | MVA | [23 empty] | 0 | 0 | 0 | 0 | 0 | 0 | 0 | 0 | 0 | 0 | 0 | 0 | 0 | 0 | 0 | 0 | 0 | 0 | 0 | 0 | 0 | 0 | 0 | 0 | 0 | 0 | 0 | 0 | 0 | 0 | 0 | 0
|  | 07/08 | 08/09 | 09/10 | 10/11 | 11/12 | 12/13 | 13/14 |  | 14/15 | 15/16 | 16/17 | 17/18 | 18/19 | 19/20 | 20/21 | 21/22 | 22/23 | 23/24 | 24/25 | 25/26 | 26/27 | 27/28 | 28/29 | 29/30 | 30/31 | 31/32 | 32/33 | 33/34 | 34/35 | 35/36 | 36/37 | 37/38 | 38/39 |  |  |  | 0 | 0 | 0 | 0 | 0 | 0 | 0 | 0 | 0 | 0 | 0 | 0 | 0 | 0 | 0 | 0 | 0 | 0 | 0 | 0 | 0 | 0 | 0 | 0 | 0 | 0 | 0 | 0 | 0 | 0 | 0 | 0
| 0 | [36 empty] | 0 | 0 | 0 | 0 | 0 | 0 | 0 | 0 | 0 | 0 | 0 | 0 | 0 | 0 | 0 | 0 | 0 | 0 | 0 | 0 | 0 | 0 | 0 | 0 | 0 | 0 | 0 | 0 | 0 | 0 | 0 | 0
| Diversity Factor: 0 | [36 empty] | 0 | 0 | 0 | 0 | 0 | 0 | 0 | 0 | 0 | 0 | 0 | 0 | 0 | 0 | 0 | 0 | 0 | 0 | 0 | 0 | 0 | 0 | 0 | 0 | 0 | 0 | 0 | 0 | 0 | 0 | 0 | 0
[38 empty] | 0 | 0 | 0 | 0 | 0 | 0 | 0 | 0 | 0 | 0 | 0 | 0 | 0 | 0 | 0 | 0 | 0 | 0 | 0 | 0 | 0 | 0 | 0 | 0 | 0 | 0 | 0 | 0 | 0 | 0 | 0 | 0
[38 empty] | 0 | 0 | 0 | 0 | 0 | 0 | 0 | 0 | 0 | 0 | 0 | 0 | 0 | 0 | 0 | 0 | 0 | 0 | 0 | 0 | 0 | 0 | 0 | 0 | 0 | 0 | 0 | 0 | 0 | 0 | 0 | 0
| 0 | [36 empty] | 0 | 0 | 0 | 0 | 0 | 0 | 0 | 0 | 0 | 0 | 0 | 0 | 0 | 0 | 0 | 0 | 0 | 0 | 0 | 0 | 0 | 0 | 0 | 0 | 0 | 0 | 0 | 0 | 0 | 0 | 0 | 0
Diversity Factor: 0
[38 empty] | Historical Spots & Transfers | [6 empty] | Forecast Spots & Transfers
[35 empty] | Project Name | From | To | 07/08 | 08/09 | 09/10 | 10/11 | 11/12 | 12/13 | 13/14 | 14/15 | 15/16 | 16/17 | 17/18 | 18/19 | 19/20 | 20/21 | 21/22 | 22/23 | 23/24 | 24/25 | 25/26 | 26/27 | 27/28 | 28/29 | 29/30 | 30/31 | 31/32 | 32/33 | 33/34 | 34/35 | 35/36 | 36/37 | 37/38 | 38/39
| 0 | [33 empty] | Major Customer Connection |  | Mangoola (Anvil Hill) 66kV | Historical Spots & Transfers 11/12: 11
Diversity Factor: 0
0
Diversity Factor: 0
0
Diversity Factor: 0
0
Diversity Factor: 0
0
Diversity Factor: 0
0
Diversity Factor: 0
0
Diversity Factor: 0
0
Diversity Factor: 0
| Weather Correction and Public Holiday Factors | [8 empty] | Forecast ROG
ROG Justification
| Actual loads for season 13/14 have been weather corrected by the following: | [6 empty] | 0% |  | N/A | [59 empty] | N/A
1 | 2 | 3 | 4 | 5 | 6 | 7 | 8 | 9 | 10 | 14/15 | 15/16 | 16/17 | 17/18 | 18/19 | 19/20 | 20/21 | 21/22 | 22/23 | 23/24 | 24/25 | 25/26 | 26/27 | 27/28 | 28/29 | 29/30 | 30/31 | 31/32 | 32/33 | 33/34 | 34/35 | 35/36 | 36/37 | 37/38 | 38/39
1 | 1 | 1 | 1 | 1 | 1 | 1 | 1 | 1 | 1 | 0% | 0% | 0% | 0% | 0% | 0% | 0% | 0% | 0% | 0% | 0% | 0% | 0% | 0% | 0% | 0% | 0% | 0% | 0% | 0% | 0% | 0% | 0% | 0% | 0%
Substation Load Detail
[7 empty] | Units | 13/14 |  | 14/15 | 15/16 | 16/17 | 17/18 | 18/19 | 19/20 | 20/21 | 21/22 | 22/23 | 23/24 | 24/25 | 25/26 | 26/27 | 27/28 | 28/29 | 29/30 | 30/31 | 31/32 | 32/33 | 33/34 | 34/35 | 35/36 | 36/37 | 37/38 | 38/39
1 | Customer89 | Compensated |  | Load (LV side) |  |  | Amps | 96 |  | 96 | 96 | 96 | 96 | 96 | 96 | 96 | 96 | 96 | 96 | 96 | 96 | 96 | 96 | 96 | 96 | 96 | 96 | 96 | 96 | 96 | 96 | 96 | 96 | 96
|  |  |  | Apparent Power |  |  | MVA | 10.957 |  | 10.957 | 10.957 | 10.957 | 10.957 | 10.957 | 10.957 | 10.957 | 10.957 | 10.957 | 10.957 | 10.957 | 10.957 | 10.957 | 10.957 | 10.957 | 10.957 | 10.957 | 10.957 | 10.957 | 10.957 | 10.957 | 10.957 | 10.957 | 10.957 | 10.957
|  |  |  | Real Power |  |  | MW | 9.8613 |  | 9.8613 | 9.8613 | 9.8613 | 9.8613 | 9.8613 | 9.8613 | 9.8613 | 9.8613 | 9.8613 | 9.8613 | 9.8613 | 9.8613 | 9.8613 | 9.8613 | 9.8613 | 9.8613 | 9.8613 | 9.8613 | 9.8613 | 9.8613 | 9.8613 | 9.8613 | 9.8613 | 9.8613 | 9.8613
|  |  |  | Reactive Power |  |  | MVAr | 4.776 |  | 4.776 | 4.776 | 4.776 | 4.776 | 4.776 | 4.776 | 4.776 | 4.776 | 4.776 | 4.776 | 4.776 | 4.776 | 4.776 | 4.776 | 4.776 | 4.776 | 4.776 | 4.776 | 4.776 | 4.776 | 4.776 | 4.776 | 4.776 | 4.776 | 4.776
|  |  |  | Capacitors In Service |  |  | MVAr | 0 |  | 0 | 0 | 0 | 0 | 0 | 0 | 0 | 0 | 0 | 0 | 0 | 0 | 0 | 0 | 0 | 0 | 0 | 0 | 0 | 0 | 0 | 0 | 0 | 0 | 0
|  |  |  | PF |  |  |  | 0.9 |  | 0.9 | 0.9 | 0.9 | 0.9 | 0.9 | 0.9 | 0.9 | 0.9 | 0.9 | 0.9 | 0.9 | 0.9 | 0.9 | 0.9 | 0.9 | 0.9 | 0.9 | 0.9 | 0.9 | 0.9 | 0.9 | 0.9 | 0.9 | 0.9 | 0.9
0.84379 | Diversity Factor: 0.84 | Uncompensated |  | Reactive Power |  |  | MVAr | 4.776 |  | 4.776 | 4.776 | 4.776 | 4.776 | 4.776 | 4.776 | 4.776 | 4.776 | 4.776 | 4.776 | 4.776 | 4.776 | 4.776 | 4.776 | 4.776 | 4.776 | 4.776 | 4.776 | 4.776 | 4.776 | 4.776 | 4.776 | 4.776 | 4.776 | 4.776
|  |  |  | PF |  |  |  | 0.9 |  | 0.9 | 0.9 | 0.9 | 0.9 | 0.9 | 0.9 | 0.9 | 0.9 | 0.9 | 0.9 | 0.9 | 0.9 | 0.9 | 0.9 | 0.9 | 0.9 | 0.9 | 0.9 | 0.9 | 0.9 | 0.9 | 0.9 | 0.9 | 0.9 | 0.9
[10 empty] | 1 | 2 | 3 | 4 | 5 | 6 | 7 | 8 | 9 | 10 | 11 | 12 | 13 | 14 | 15 | 16 | 17 | 18 | 19 | 20 | 21 | 22 | 23 | 24 | 25
Transformer Load Detail
[7 empty] | Units | 13/14 |  | 14/15 | 15/16 | 16/17 | 17/18 | 18/19 | 19/20 | 20/21 | 21/22 | 22/23 | 23/24 | 24/25 | 25/26 | 26/27 | 27/28 | 28/29 | 29/30 | 30/31 | 31/32 | 32/33 | 33/34 | 34/35 | 35/36 | 36/37 | 37/38 | 38/39
| 0 | Compensated |  | Load (LV side) |  |  | Amps
|  |  |  | Apparent Power |  |  | MVA
|  |  |  | Real Power |  |  | MW
|  |  |  | Reactive Power |  |  | MVAr
|  |  |  | Capacitors In Service |  |  | MVAr
PF
| Zone Div: | Uncompensated |  | Reactive Power |  |  | MVAr
PF
| 0 | Compensated |  | Load (LV side) |  |  | Amps
|  |  |  | Apparent Power |  |  | MVA
|  |  |  | Real Power |  |  | MW
|  |  |  | Reactive Power |  |  | MVAr
|  |  |  | Capacitors In Service |  |  | MVAr
PF
| Zone Div: | Uncompensated |  | Reactive Power |  |  | MVAr
PF
| 0 | Compensated |  | Load (LV side) |  |  | Amps
|  |  |  | Apparent Power |  |  | MVA
|  |  |  | Real Power |  |  | MW
|  |  |  | Reactive Power |  |  | MVAr
|  |  |  | Capacitors In Service |  |  | MVAr
PF
| Zone Div: | Uncompensated |  | Reactive Power |  |  | MVAr
PF
| 0 | Compensated |  | Load (LV side) |  |  | Amps
|  |  |  | Apparent Power |  |  | MVA
|  |  |  | Real Power |  |  | MW
|  |  |  | Reactive Power |  |  | MVAr
|  |  |  | Capacitors In Service |  |  | MVAr
PF
| Zone Div: | Uncompensated |  | Reactive Power |  |  | MVAr
PF
| 0 | Compensated |  | Load (LV side) |  |  | Amps
|  |  |  | Apparent Power |  |  | MVA
|  |  |  | Real Power |  |  | MW
|  |  |  | Reactive Power |  |  | MVAr
|  |  |  | Capacitors In Service |  |  | MVAr
PF
| Zone Div: | Uncompensated |  | Reactive Power |  |  | MVAr
PF
| 0 | Compensated |  | Load (LV side) |  |  | Amps
|  |  |  | Apparent Power |  |  | MVA
|  |  |  | Real Power |  |  | MW
|  |  |  | Reactive Power |  |  | MVAr
|  |  |  | Capacitors In Service |  |  | MVAr
PF
| Zone Div: | Uncompensated |  | Reactive Power |  |  | MVAr
PF
| 0 | Compensated |  | Load (LV side) |  |  | Amps
|  |  |  | Apparent Power |  |  | MVA
|  |  |  | Real Power |  |  | MW
|  |  |  | Reactive Power |  |  | MVAr
|  |  |  | Capacitors In Service |  |  | MVAr
PF
| Zone Div: | Uncompensated |  | Reactive Power |  |  | MVAr
PF
| 0 | Compensated |  | Load (LV side) |  |  | Amps
|  |  |  | Apparent Power |  |  | MVA
|  |  |  | Real Power |  |  | MW
|  |  |  | Reactive Power |  |  | MVAr
|  |  |  | Capacitors In Service |  |  | MVAr
PF
| Zone Div: | Uncompensated |  | Reactive Power |  |  | MVAr
PF
| 0 | Compensated |  | Load (LV side) |  |  | Amps
|  |  |  | Apparent Power |  |  | MVA
|  |  |  | Real Power |  |  | MW
|  |  |  | Reactive Power |  |  | MVAr
|  |  |  | Capacitors In Service |  |  | MVAr
PF
| Zone Div: | Uncompensated |  | Reactive Power |  |  | MVAr
PF
| 0 | Compensated |  | Load (LV side) |  |  | Amps
|  |  |  | Apparent Power |  |  | MVA
|  |  |  | Real Power |  |  | MW
|  |  |  | Reactive Power |  |  | MVAr
|  |  |  | Capacitors In Service |  |  | MVAr
PF
| Zone Div: | Uncompensated |  | Reactive Power |  |  | MVAr
PF

## Merriwa 33_11kV
| Merriwa 33_11kV | [16 empty] | 2015 | SUMMER
| Substation Total Loads | [33 empty] | Spots & Transfers Detail
| Historical Loads | (11kV MVA) | [7 empty] | Weather Corrected Forecast Loads |  |  |  | (11kV MVA) | [20 empty] | Spots & Transfers Summary | (11kV MVA) |  | Historical Spots & Transfers | [6 empty] | Forecast Spots & Transfers
|  | 07/08 | 08/09 | 09/10 | 10/11 | 11/12 | 12/13 | 13/14 |  | 14/15 | 15/16 | 16/17 | 17/18 | 18/19 | 19/20 | 20/21 | 21/22 | 22/23 | 23/24 | 24/25 | 25/26 | 26/27 | 27/28 | 28/29 | 29/30 | 30/31 | 31/32 | 32/33 | 33/34 | 34/35 | 35/36 | 36/37 | 37/38 | 38/39 |  |  |  | 07/08 | 08/09 | 09/10 | 10/11 | 11/12 | 12/13 | 13/14 | 14/15 | 15/16 | 16/17 | 17/18 | 18/19 | 19/20 | 20/21 | 21/22 | 22/23 | 23/24 | 24/25 | 25/26 | 26/27 | 27/28 | 28/29 | 29/30 | 30/31 | 31/32 | 32/33 | 33/34 | 34/35 | 35/36 | 36/37 | 37/38 | 38/39
| Total | 3.014 | 3.763 | 3.7 | 3.771 | 2.857 | 3.67 | 3.518 |  | 3.7931 | 3.7971 | 3.8215 | 3.8366 | 3.8488 | 3.8556 | 3.8852 | 3.9206 | 3.9511 | 3.9855 | 4.0154 | 4.0535 | 3.9119 | 3.9534 | 3.9978 | 4.0419 | 4.0859 | 4.131 | 4.1773 | 4.2247 | 4.2733 | 4.3232 | 4.3743 | 4.4267 | 4.4803 |  |  | Total | 0 | 0 | 0 | -0.00301 | -0.011 | -0.00835 | -0.00015 | -0.011374 | -0.03063 | 0.0012525 | 0.003406 | 0.012218 | 0.0068653 | 0.029535 | 0.035425 | 0.030506 | 0.034445 | 0.029875 | 0.038038 | 0.038531 | 0.043309 | 0.046384 | 0.046081 | 0.045813 | 0.046965 | 0.048134 | 0.049319 | 0.050521 | 0.05174 | 0.052976 | 0.054229 | 0.0555
| Firm Rating | 0 | 0 | 0 | 0 | 0 | 0 | 0 |  | 0 | 0 | 0 | 0 | 0 | 0 | 0 | 0 | 0 | 0 | 0 | 0 | 0 | 0 | 0 | 0 | 0 | 0 | 0 | 0 | 0 | 0 | 0 | 0 | 0
| Total Capacity | 0 | 0 | 7 | 7 | 7 | 6.94 | 6.94 |  | 6.94 | 6.94 | 6.94 | 6.94 | 6.94 | 6.94 | 6.94 | 6.94 | 6.94 | 6.94 | 6.94 | 6.94 | 6.94 | 6.94 | 6.94 | 6.94 | 6.94 | 6.94 | 6.94 | 6.94 | 6.94 | 6.94 | 6.94 | 6.94 | 6.94 |  |  | Merriwa 33_11kV Tx1 | 0 | 0 | 0 | -0.001505 | -0.0055 | -0.004175 | -7.5e-05 | -0.0056871 | -0.015315 | 0.00062624 | 0.001703 | 0.0061089 | 0.0034327 | 0.014768 | 0.017712 | 0.015253 | 0.017222 | 0.014937 | 0.019019 | 0.019266 | 0.021654 | 0.023192 | 0.02304 | 0.022907 | 0.023483 | 0.024067 | 0.024659 | 0.02526 | 0.02587 | 0.026488 | 0.027115 | 0.02775
|  | -7 | -6 | -5 | -4 | -3 | -2 | -1 |  | 0 | 1 | 2 | 3 | 4 | 5 | 6 | 7 | 8 | 9 | 10 | 11 | 12 | 13 | 14 | 15 | 16 | 17 | 18 | 19 | 20 | 21 | 22 | 23 | 24 |  |  | Merriwa 33_11kV Tx2 | 0 | 0 | 0 | -0.001505 | -0.0055 | -0.004175 | -7.5e-05 | -0.0056871 | -0.015315 | 0.00062624 | 0.001703 | 0.0061089 | 0.0034327 | 0.014768 | 0.017712 | 0.015253 | 0.017222 | 0.014937 | 0.019019 | 0.019266 | 0.021654 | 0.023192 | 0.02304 | 0.022907 | 0.023483 | 0.024067 | 0.024659 | 0.02526 | 0.02587 | 0.026488 | 0.027115 | 0.02775
| Transformer Loads | [36 empty] | 0 | 0 | 0 | 0 | 0 | 0 | 0 | 0 | 0 | 0 | 0 | 0 | 0 | 0 | 0 | 0 | 0 | 0 | 0 | 0 | 0 | 0 | 0 | 0 | 0 | 0 | 0 | 0 | 0 | 0 | 0 | 0
| Historical Loads | (11kV MVA) | [7 empty] | 0: Weather Corrected Forecast Loads; 4: (11kV MVA) |  |  |  | 0 | 0 | 0 | 0 | 0 | 0 | 0 | 0 | 0 | 0 | 0 | 0 | 0 | 0 | 0 | 0 | 0 | 0 | 0 | 0 | 0 | 0 | 0 | 0 | 0 | 0 | 0 | 0 | 0 | 0 | 0 | 0
|  | 07/08 | 08/09 | 09/10 | 10/11 | 11/12 | 12/13 | 13/14 |  | 14/15 | 15/16 | 16/17 | 17/18 | 18/19 | 19/20 | 20/21 | 21/22 | 22/23 | 23/24 | 24/25 | 25/26 | 26/27 | 27/28 | 28/29 | 29/30 | 30/31 | 31/32 | 32/33 | 33/34 | 34/35 | 35/36 | 36/37 | 37/38 | 38/39 |  |  |  | 0 | 0 | 0 | 0 | 0 | 0 | 0 | 0 | 0 | 0 | 0 | 0 | 0 | 0 | 0 | 0 | 0 | 0 | 0 | 0 | 0 | 0 | 0 | 0 | 0 | 0 | 0 | 0 | 0 | 0 | 0 | 0
| 0 | [36 empty] | 0 | 0 | 0 | 0 | 0 | 0 | 0 | 0 | 0 | 0 | 0 | 0 | 0 | 0 | 0 | 0 | 0 | 0 | 0 | 0 | 0 | 0 | 0 | 0 | 0 | 0 | 0 | 0 | 0 | 0 | 0 | 0
| Diversity Factor: 0 | [36 empty] | 0 | 0 | 0 | 0 | 0 | 0 | 0 | 0 | 0 | 0 | 0 | 0 | 0 | 0 | 0 | 0 | 0 | 0 | 0 | 0 | 0 | 0 | 0 | 0 | 0 | 0 | 0 | 0 | 0 | 0 | 0 | 0
[38 empty] | 0 | 0 | 0 | 0 | 0 | 0 | 0 | 0 | 0 | 0 | 0 | 0 | 0 | 0 | 0 | 0 | 0 | 0 | 0 | 0 | 0 | 0 | 0 | 0 | 0 | 0 | 0 | 0 | 0 | 0 | 0 | 0
[38 empty] | 0 | 0 | 0 | 0 | 0 | 0 | 0 | 0 | 0 | 0 | 0 | 0 | 0 | 0 | 0 | 0 | 0 | 0 | 0 | 0 | 0 | 0 | 0 | 0 | 0 | 0 | 0 | 0 | 0 | 0 | 0 | 0
| 0 | [36 empty] | 0 | 0 | 0 | 0 | 0 | 0 | 0 | 0 | 0 | 0 | 0 | 0 | 0 | 0 | 0 | 0 | 0 | 0 | 0 | 0 | 0 | 0 | 0 | 0 | 0 | 0 | 0 | 0 | 0 | 0 | 0 | 0
Diversity Factor: 0
[38 empty] | Historical Spots & Transfers | [6 empty] | Forecast Spots & Transfers
[35 empty] | Project Name | From | To | 07/08 | 08/09 | 09/10 | 10/11 | 11/12 | 12/13 | 13/14 | 14/15 | 15/16 | 16/17 | 17/18 | 18/19 | 19/20 | 20/21 | 21/22 | 22/23 | 23/24 | 24/25 | 25/26 | 26/27 | 27/28 | 28/29 | 29/30 | 30/31 | 31/32 | 32/33 | 33/34 | 34/35 | 35/36 | 36/37 | 37/38 | 38/39
| 0 | [33 empty] | Broad based demand management |  | Merriwa 33_11kV Tx1 | 0 | 0 | 0 | 0 | 0 | 0 | 0 | 0 | -0.010711 | 0 | -0.0044902 | 0 | 0 | 0 | 0 | 0 | 0 | 0 | 0 | 0 | 0 | 0 | 0 | 0 | 0 | 0 | 0 | 0 | 0 | 0 | 0 | 0
| Diversity Factor: 0 | [33 empty] | Broad based demand management |  | Merriwa 33_11kV Tx2 | 0 | 0 | 0 | 0 | 0 | 0 | 0 | 0 | -0.010711 | 0 | -0.0044902 | 0 | 0 | 0 | 0 | 0 | 0 | 0 | 0 | 0 | 0 | 0 | 0 | 0 | 0 | 0 | 0 | 0 | 0 | 0 | 0 | 0
[35 empty] | Econometric |  | Merriwa 33_11kV Tx1 | 0 | 0 | 0 | 0 | 0 | 0 | 0 | 0 | 0 | 0.013434 | 0.024858 | 0.033175 | 0.032168 | 0.03426 | 0.033516 | 0.032733 | 0.033248 | 0.03377 | 0.034299 | 0.034836 | 0.03538 | 0.035932 | 0.036492 | 0.03706 | 0.037637 | 0.038221 | 0.038813 | 0.039414 | 0.040024 | 0.040642 | 0.041268 | 0.041904
[35 empty] | Econometric |  | Merriwa 33_11kV Tx2 | 0 | 0 | 0 | 0 | 0 | 0 | 0 | 0 | 0 | 0.013434 | 0.024858 | 0.033175 | 0.032168 | 0.03426 | 0.033516 | 0.032733 | 0.033248 | 0.03377 | 0.034299 | 0.034836 | 0.03538 | 0.035932 | 0.036492 | 0.03706 | 0.037637 | 0.038221 | 0.038813 | 0.039414 | 0.040024 | 0.040642 | 0.041268 | 0.041904
| 0 | [33 empty] | Energy Efficiency |  | Merriwa 33_11kV Tx1 | 0 | 0 | 0 | 0 | 0 | 0 | 0 | -0.0028118 | -0.0013785 | -0.0091652 | -0.014668 | -0.022789 | -0.024229 | -0.014774 | -0.011242 | -0.012846 | -0.012479 | -0.014584 | -0.011032 | -0.011322 | -0.0094779 | -0.0084925 | -0.0092043 | -0.0099059 | -0.0099059 | -0.0099059 | -0.0099059 | -0.0099059 | -0.0099059 | -0.0099059 | -0.0099059 | -0.0099059
| Diversity Factor: 0 | [33 empty] | Energy Efficiency |  | Merriwa 33_11kV Tx2 | 0 | 0 | 0 | 0 | 0 | 0 | 0 | -0.0028118 | -0.0013785 | -0.0091652 | -0.014668 | -0.022789 | -0.024229 | -0.014774 | -0.011242 | -0.012846 | -0.012479 | -0.014584 | -0.011032 | -0.011322 | -0.0094779 | -0.0084925 | -0.0092043 | -0.0099059 | -0.0099059 | -0.0099059 | -0.0099059 | -0.0099059 | -0.0099059 | -0.0099059 | -0.0099059 | -0.0099059
[35 empty] | Solar PV |  | Merriwa 33_11kV Tx1 | 0 | 0 | 0 | -0.001505 | -0.0055 | -0.004175 | -7.5e-05 | -0.0028754 | -0.0032251 | -0.0036425 | -0.0039967 | -0.0042775 | -0.0045063 | -0.004718 | -0.0045624 | -0.0046349 | -0.0035464 | -0.0042479 | -0.0042479 | -0.0042479 | -0.0042479 | -0.0042479 | -0.0042479 | -0.0042479 | -0.0042479 | -0.0042479 | -0.0042479 | -0.0042479 | -0.0042479 | -0.0042479 | -0.0042479 | -0.0042479
[35 empty] | Solar PV |  | Merriwa 33_11kV Tx2 | 0 | 0 | 0 | -0.001505 | -0.0055 | -0.004175 | -7.5e-05 | -0.0028754 | -0.0032251 | -0.0036425 | -0.0039967 | -0.0042775 | -0.0045063 | -0.004718 | -0.0045624 | -0.0046349 | -0.0035464 | -0.0042479 | -0.0042479 | -0.0042479 | -0.0042479 | -0.0042479 | -0.0042479 | -0.0042479 | -0.0042479 | -0.0042479 | -0.0042479 | -0.0042479 | -0.0042479 | -0.0042479 | -0.0042479 | -0.0042479
0
Diversity Factor: 0
0
Diversity Factor: 0
0
Diversity Factor: 0
0
Diversity Factor: 0
0
Diversity Factor: 0
0
Diversity Factor: 0
| Weather Correction and Public Holiday Factors | [8 empty] | Forecast ROG
ROG Justification
| Actual loads for season 13/14 have been weather corrected by the following: | [6 empty] | 10.64% |  | 7 year ROG ok | [59 empty] | 7 year ROG ok
1 | 2 | 3 | 4 | 5 | 6 | 7 | 8 | 9 | 10 | 14/15 | 15/16 | 16/17 | 17/18 | 18/19 | 19/20 | 20/21 | 21/22 | 22/23 | 23/24 | 24/25 | 25/26 | 26/27 | 27/28 | 28/29 | 29/30 | 30/31 | 31/32 | 32/33 | 33/34 | 34/35 | 35/36 | 36/37 | 37/38 | 38/39
1.0091 | 1.0184 | 1.0246 | 1.0277 | 1.0277 | 1.0277 | 1.0277 | 1.0277 | 1.0277 | 1.0277 | 0.9139% | 0.9139% | 0.6093% | 0.3046% | 0% | 0% | 0% | 0% | 0% | 0% | 0% | 0% | 0% | 0% | 0% | 0% | 0% | 0% | 0% | 0% | 0% | 0% | 0% | 0% | 0%
Substation Load Detail
[7 empty] | Units | 13/14 |  | 14/15 | 15/16 | 16/17 | 17/18 | 18/19 | 19/20 | 20/21 | 21/22 | 22/23 | 23/24 | 24/25 | 25/26 | 26/27 | 27/28 | 28/29 | 29/30 | 30/31 | 31/32 | 32/33 | 33/34 | 34/35 | 35/36 | 36/37 | 37/38 | 38/39
1 | Merriwa 33_11kV | Compensated |  | Load (LV side) |  |  | Amps | 0 |  | 199.0851 | 199.297 | 200.5771 | 201.3669 | 202.0082 | 202.3685 | 203.9187 | 205.778 | 207.3792 | 209.187 | 210.7551 | 212.7515 | 205.3238 | 207.4981 | 209.8291 | 212.1471 | 214.4539 | 216.8208 | 219.249 | 221.7392 | 224.2923 | 226.9094 | 229.5914 | 232.3393 | 235.154
|  |  |  | Apparent Power |  |  | MVA | 3.518 | 3.77 | 3.7931 | 3.7971 | 3.8215 | 3.8366 | 3.8488 | 3.8556 | 3.8852 | 3.9206 | 3.9511 | 3.9855 | 4.0154 | 4.0535 | 3.9119 | 3.9534 | 3.9978 | 4.0419 | 4.0859 | 4.131 | 4.1773 | 4.2247 | 4.2733 | 4.3232 | 4.3743 | 4.4267 | 4.4803
|  |  |  | Real Power |  |  | MW | 3.3632 | 3.6041 | 3.6262 | 3.63 | 3.6534 | 3.6677 | 3.6794 | 3.686 | 3.7142 | 3.7481 | 3.7773 | 3.8102 | 3.8387 | 3.8751 | 3.9119 | 3.9533 | 3.9977 | 4.0417 | 4.0855 | 4.1304 | 4.1765 | 4.2236 | 4.2719 | 4.3214 | 4.372 | 4.4239 | 4.4769
|  |  |  | Reactive Power |  |  | MVAr | 0 |  | 1.1128 | 1.1139 | 1.1211 | 1.1255 | 1.1291 | 1.1311 | 1.1398 | 1.1502 | 1.1591 | 1.1692 | 1.178 | 1.1891 | 0.000454 | 0.013159 | 0.026767 | 0.040285 | 0.053725 | 0.067503 | 0.081624 | 0.096093 | 0.11091 | 0.12609 | 0.14163 | 0.15754 | 0.17383
|  |  |  | Capacitors In Service |  |  | MVAr | 0 |  | 0 | 0 | 0 | 0 | 0 | 0 | 0 | 0 | 0 | 0 | 0 | 0 | 1.2 | 1.2 | 1.2 | 1.2 | 1.2 | 1.2 | 1.2 | 1.2 | 1.2 | 1.2 | 1.2 | 1.2 | 1.2
|  |  |  | PF |  |  |  | 0.956 |  | 0.956 | 0.956 | 0.956 | 0.956 | 0.956 | 0.956 | 0.956 | 0.956 | 0.956 | 0.956 | 0.956 | 0.956 | 1 | 0.99999 | 0.99998 | 0.99995 | 0.99991 | 0.99987 | 0.99981 | 0.99974 | 0.99966 | 0.99957 | 0.99948 | 0.99937 | 0.99925
0.89241 | Diversity Factor: 0.89 | Uncompensated |  | Reactive Power |  |  | MVAr | 0 | 1.106 | 1.1128 | 1.1139 | 1.1211 | 1.1255 | 1.1291 | 1.1311 | 1.1398 | 1.1502 | 1.1591 | 1.1692 | 1.178 | 1.1891 | 1.2005 | 1.2132 | 1.2268 | 1.2403 | 1.2537 | 1.2675 | 1.2816 | 1.2961 | 1.3109 | 1.3261 | 1.3416 | 1.3575 | 1.3738
|  |  |  | PF |  |  |  | 0.956 |  | 0.956 | 0.956 | 0.956 | 0.956 | 0.956 | 0.956 | 0.956 | 0.956 | 0.956 | 0.956 | 0.956 | 0.956 | 0.956 | 0.956 | 0.956 | 0.956 | 0.956 | 0.956 | 0.956 | 0.956 | 0.956 | 0.956 | 0.956 | 0.956 | 0.956
[10 empty] | 1 | 2 | 3 | 4 | 5 | 6 | 7 | 8 | 9 | 10 | 11 | 12 | 13 | 14 | 15 | 16 | 17 | 18 | 19 | 20 | 21 | 22 | 23 | 24 | 25
Transformer Load Detail
[7 empty] | Units | 13/14 |  | 14/15 | 15/16 | 16/17 | 17/18 | 18/19 | 19/20 | 20/21 | 21/22 | 22/23 | 23/24 | 24/25 | 25/26 | 26/27 | 27/28 | 28/29 | 29/30 | 30/31 | 31/32 | 32/33 | 33/34 | 34/35 | 35/36 | 36/37 | 37/38 | 38/39
| 0 | Compensated |  | Load (LV side) |  |  | Amps
|  |  |  | Apparent Power |  |  | MVA
|  |  |  | Real Power |  |  | MW
|  |  |  | Reactive Power |  |  | MVAr
|  |  |  | Capacitors In Service |  |  | MVAr
PF
| Zone Div: | Uncompensated |  | Reactive Power |  |  | MVAr
PF
| 0 | Compensated |  | Load (LV side) |  |  | Amps
|  |  |  | Apparent Power |  |  | MVA
|  |  |  | Real Power |  |  | MW
|  |  |  | Reactive Power |  |  | MVAr
|  |  |  | Capacitors In Service |  |  | MVAr
PF
| Zone Div: | Uncompensated |  | Reactive Power |  |  | MVAr
PF
| 0 | Compensated |  | Load (LV side) |  |  | Amps
|  |  |  | Apparent Power |  |  | MVA
|  |  |  | Real Power |  |  | MW
|  |  |  | Reactive Power |  |  | MVAr
|  |  |  | Capacitors In Service |  |  | MVAr
PF
| Zone Div: | Uncompensated |  | Reactive Power |  |  | MVAr
PF
| 0 | Compensated |  | Load (LV side) |  |  | Amps
|  |  |  | Apparent Power |  |  | MVA
|  |  |  | Real Power |  |  | MW
|  |  |  | Reactive Power |  |  | MVAr
|  |  |  | Capacitors In Service |  |  | MVAr
PF
| Zone Div: | Uncompensated |  | Reactive Power |  |  | MVAr
PF
| 0 | Compensated |  | Load (LV side) |  |  | Amps
|  |  |  | Apparent Power |  |  | MVA
|  |  |  | Real Power |  |  | MW
|  |  |  | Reactive Power |  |  | MVAr
|  |  |  | Capacitors In Service |  |  | MVAr
PF
| Zone Div: | Uncompensated |  | Reactive Power |  |  | MVAr
PF
| 0 | Compensated |  | Load (LV side) |  |  | Amps
|  |  |  | Apparent Power |  |  | MVA
|  |  |  | Real Power |  |  | MW
|  |  |  | Reactive Power |  |  | MVAr
|  |  |  | Capacitors In Service |  |  | MVAr
PF
| Zone Div: | Uncompensated |  | Reactive Power |  |  | MVAr
PF
| 0 | Compensated |  | Load (LV side) |  |  | Amps
|  |  |  | Apparent Power |  |  | MVA
|  |  |  | Real Power |  |  | MW
|  |  |  | Reactive Power |  |  | MVAr
|  |  |  | Capacitors In Service |  |  | MVAr
PF
| Zone Div: | Uncompensated |  | Reactive Power |  |  | MVAr
PF
| 0 | Compensated |  | Load (LV side) |  |  | Amps
|  |  |  | Apparent Power |  |  | MVA
|  |  |  | Real Power |  |  | MW
|  |  |  | Reactive Power |  |  | MVAr
|  |  |  | Capacitors In Service |  |  | MVAr
PF
| Zone Div: | Uncompensated |  | Reactive Power |  |  | MVAr
PF
| 0 | Compensated |  | Load (LV side) |  |  | Amps
|  |  |  | Apparent Power |  |  | MVA
|  |  |  | Real Power |  |  | MW
|  |  |  | Reactive Power |  |  | MVAr
|  |  |  | Capacitors In Service |  |  | MVAr
PF
| Zone Div: | Uncompensated |  | Reactive Power |  |  | MVAr
PF
| 0 | Compensated |  | Load (LV side) |  |  | Amps
|  |  |  | Apparent Power |  |  | MVA
|  |  |  | Real Power |  |  | MW
|  |  |  | Reactive Power |  |  | MVAr
|  |  |  | Capacitors In Service |  |  | MVAr
PF
| Zone Div: | Uncompensated |  | Reactive Power |  |  | MVAr
PF

## Mitchell Line 66_11kV
| Mitchell Line 66_11kV | [16 empty] | 2015 | SUMMER
| Substation Total Loads | [33 empty] | Spots & Transfers Detail
| Historical Loads | (11kV MVA) | [7 empty] | Weather Corrected Forecast Loads |  |  |  | (11kV MVA) | [20 empty] | Spots & Transfers Summary | (11kV MVA) |  | Historical Spots & Transfers | [6 empty] | Forecast Spots & Transfers
|  | 07/08 | 08/09 | 09/10 | 10/11 | 11/12 | 12/13 | 13/14 |  | 14/15 | 15/16 | 16/17 | 17/18 | 18/19 | 19/20 | 20/21 | 21/22 | 22/23 | 23/24 | 24/25 | 25/26 | 26/27 | 27/28 | 28/29 | 29/30 | 30/31 | 31/32 | 32/33 | 33/34 | 34/35 | 35/36 | 36/37 | 37/38 | 38/39 |  |  |  | 07/08 | 08/09 | 09/10 | 10/11 | 11/12 | 12/13 | 13/14 | 14/15 | 15/16 | 16/17 | 17/18 | 18/19 | 19/20 | 20/21 | 21/22 | 22/23 | 23/24 | 24/25 | 25/26 | 26/27 | 27/28 | 28/29 | 29/30 | 30/31 | 31/32 | 32/33 | 33/34 | 34/35 | 35/36 | 36/37 | 37/38 | 38/39
| Total | 8.9 | 13.77 | 13.163 | 13.413 | 9.2214 | 12.955 | 11.718 |  | 14.2304 | 14.1747 | 14.1993 | 14.2201 | 14.2402 | 14.2796 | 14.4084 | 14.5653 | 14.7013 | 14.8503 | 14.9758 | 15.1337 | 15.2925 | 15.4731 | 15.6664 | 15.8576 | 16.0457 | 16.2377 | 16.4338 | 16.634 | 16.8384 | 17.047 | 17.2599 | 17.4772 | 17.6989 |  |  | Total | 0 | 4.9918 | 0 | -0.02971 | -0.05636 | -0.03125 | -0.02075 | 0.82416 | -0.094269 | -0.0009492 | 0.0079036 | 0.020162 | 0.039383 | 0.12873 | 0.15699 | 0.13595 | 0.14896 | 0.12555 | 0.15794 | 0.15878 | 0.18056 | 0.19328 | 0.19127 | 0.18802 | 0.19203 | 0.1961 | 0.20022 | 0.20439 | 0.20862 | 0.21291 | 0.21726 | 0.22166
| Firm Rating | 0 | 0 | 23.95 | 23.95 | 23.95 | 23.95 | 23.95 |  | 23.95 | 23.95 | 23.95 | 23.95 | 23.95 | 23.95 | 23.95 | 23.95 | 23.95 | 23.95 | 23.95 | 23.95 | 23.95 | 23.95 | 23.95 | 23.95 | 23.95 | 23.95 | 23.95 | 23.95 | 23.95 | 23.95 | 23.95 | 23.95 | 23.95
| Total Capacity | 0 | 0 | 23.95 | 23.95 | 23.95 | 29.02 | 29.02 |  | 29.02 | 29.02 | 29.02 | 29.02 | 29.02 | 29.02 | 29.02 | 29.02 | 29.02 | 29.02 | 29.02 | 29.02 | 29.02 | 29.02 | 29.02 | 29.02 | 29.02 | 29.02 | 29.02 | 29.02 | 29.02 | 29.02 | 29.02 | 29.02 | 29.02 |  |  | Mitchell Line 66_11kV Tx1 | 0 | 4.9918 | 0 | -0.02971 | -0.05636 | -0.03125 | -0.02075 | 0.82416 | -0.094269 | -0.0009492 | 0.0079036 | 0.020162 | 0.039383 | 0.12873 | 0.15699 | 0.13595 | 0.14896 | 0.12555 | 0.15794 | 0.15878 | 0.18056 | 0.19328 | 0.19127 | 0.18802 | 0.19203 | 0.1961 | 0.20022 | 0.20439 | 0.20862 | 0.21291 | 0.21726 | 0.22166
|  | -7 | -6 | -5 | -4 | -3 | -2 | -1 |  | 0 | 1 | 2 | 3 | 4 | 5 | 6 | 7 | 8 | 9 | 10 | 11 | 12 | 13 | 14 | 15 | 16 | 17 | 18 | 19 | 20 | 21 | 22 | 23 | 24 |  |  | Mitchell Line 66_11kV Tx2 | 0 | 0 | 0 | 0 | 0 | 0 | 0 | 0 | 0 | 0 | 0 | 0 | 0 | 0 | 0 | 0 | 0 | 0 | 0 | 0 | 0 | 0 | 0 | 0 | 0 | 0 | 0 | 0 | 0 | 0 | 0 | 0
| Transformer Loads | [36 empty] | 0 | 0 | 0 | 0 | 0 | 0 | 0 | 0 | 0 | 0 | 0 | 0 | 0 | 0 | 0 | 0 | 0 | 0 | 0 | 0 | 0 | 0 | 0 | 0 | 0 | 0 | 0 | 0 | 0 | 0 | 0 | 0
| Historical Loads | (11kV MVA) | [7 empty] | Weather Corrected Forecast Loads |  |  |  | (11kV MVA) | [23 empty] | 0 | 0 | 0 | 0 | 0 | 0 | 0 | 0 | 0 | 0 | 0 | 0 | 0 | 0 | 0 | 0 | 0 | 0 | 0 | 0 | 0 | 0 | 0 | 0 | 0 | 0 | 0 | 0 | 0 | 0 | 0 | 0
|  | 07/08 | 08/09 | 09/10 | 10/11 | 11/12 | 12/13 | 13/14 |  | 14/15 | 15/16 | 16/17 | 17/18 | 18/19 | 19/20 | 20/21 | 21/22 | 22/23 | 23/24 | 24/25 | 25/26 | 26/27 | 27/28 | 28/29 | 29/30 | 30/31 | 31/32 | 32/33 | 33/34 | 34/35 | 35/36 | 36/37 | 37/38 | 38/39 |  |  |  | 0 | 0 | 0 | 0 | 0 | 0 | 0 | 0 | 0 | 0 | 0 | 0 | 0 | 0 | 0 | 0 | 0 | 0 | 0 | 0 | 0 | 0 | 0 | 0 | 0 | 0 | 0 | 0 | 0 | 0 | 0 | 0
| 0 | [36 empty] | 0 | 0 | 0 | 0 | 0 | 0 | 0 | 0 | 0 | 0 | 0 | 0 | 0 | 0 | 0 | 0 | 0 | 0 | 0 | 0 | 0 | 0 | 0 | 0 | 0 | 0 | 0 | 0 | 0 | 0 | 0 | 0
| Diversity Factor: 0 | [36 empty] | 0 | 0 | 0 | 0 | 0 | 0 | 0 | 0 | 0 | 0 | 0 | 0 | 0 | 0 | 0 | 0 | 0 | 0 | 0 | 0 | 0 | 0 | 0 | 0 | 0 | 0 | 0 | 0 | 0 | 0 | 0 | 0
[38 empty] | 0 | 0 | 0 | 0 | 0 | 0 | 0 | 0 | 0 | 0 | 0 | 0 | 0 | 0 | 0 | 0 | 0 | 0 | 0 | 0 | 0 | 0 | 0 | 0 | 0 | 0 | 0 | 0 | 0 | 0 | 0 | 0
[38 empty] | 0 | 0 | 0 | 0 | 0 | 0 | 0 | 0 | 0 | 0 | 0 | 0 | 0 | 0 | 0 | 0 | 0 | 0 | 0 | 0 | 0 | 0 | 0 | 0 | 0 | 0 | 0 | 0 | 0 | 0 | 0 | 0
| 0 | [36 empty] | 0 | 0 | 0 | 0 | 0 | 0 | 0 | 0 | 0 | 0 | 0 | 0 | 0 | 0 | 0 | 0 | 0 | 0 | 0 | 0 | 0 | 0 | 0 | 0 | 0 | 0 | 0 | 0 | 0 | 0 | 0 | 0
Diversity Factor: 0
[38 empty] | Historical Spots & Transfers | [6 empty] | Forecast Spots & Transfers
[35 empty] | Project Name | From | To | 07/08 | 08/09 | 09/10 | 10/11 | 11/12 | 12/13 | 13/14 | 14/15 | 15/16 | 16/17 | 17/18 | 18/19 | 19/20 | 20/21 | 21/22 | 22/23 | 23/24 | 24/25 | 25/26 | 26/27 | 27/28 | 28/29 | 29/30 | 30/31 | 31/32 | 32/33 | 33/34 | 34/35 | 35/36 | 36/37 | 37/38 | 38/39
| 0 | [33 empty] | Broad based demand management |  | Mitchell Line 66_11kV Tx1 | 0 | 0 | 0 | 0 | 0 | 0 | 0 | -0.0012496 | -0.055827 | -0.0037489 | -0.044979 | -0.044986 | 0 | 0 | 0 | 0 | 0 | 0 | 0 | 0 | 0 | 0 | 0 | 0 | 0 | 0 | 0 | 0 | 0 | 0 | 0 | 0
| Diversity Factor: 0 | [33 empty] | DNP_ID: 2248. From M/brook 74117 onto 19066 SAO Issued | Muswellbrook 33_11kV Tx1 | Mitchell Line 66_11kV Tx1 | 0 | 2.4991 | 0 | 0 | 0 | 0 | 0 | 0 | 0 | 0 | 0 | 0 | 0 | 0 | 0 | 0 | 0 | 0 | 0 | 0 | 0 | 0 | 0 | 0 | 0 | 0 | 0 | 0 | 0 | 0 | 0 | 0
[35 empty] | DNP_ID: 2248. From M/brook 74117 onto 19066 SAO Issued | Muswellbrook 33_11kV Tx2 | Mitchell Line 66_11kV Tx1 | 0 | 2.4927 | 0 | 0 | 0 | 0 | 0 | 0 | 0 | 0 | 0 | 0 | 0 | 0 | 0 | 0 | 0 | 0 | 0 | 0 | 0 | 0 | 0 | 0 | 0 | 0 | 0 | 0 | 0 | 0 | 0 | 0
[35 empty] | HVCON_ID: 2000131. HP469-10 SubZero 1500kVA kiosk |  | Mitchell Line 66_11kV Tx1 | 0 | 0 | 0 | 0 | 0 | 0 | 0 | 0.5449 | 0 | 0 | 0 | 0 | 0 | 0 | 0 | 0 | 0 | 0 | 0 | 0 | 0 | 0 | 0 | 0 | 0 | 0 | 0 | 0 | 0 | 0 | 0 | 0
| 0 | [33 empty] | HVCON_ID: 2000132. HP195-11 Mt Arthur Increase |  | Mitchell Line 66_11kV Tx1 | 0 | 0 | 0 | 0 | 0 | 0 | 0 | 0 | 0 | 0 | 0 | 0 | 0 | 0 | 0 | 0 | 0 | 0 | 0 | 0 | 0 | 0 | 0 | 0 | 0 | 0 | 0 | 0 | 0 | 0 | 0 | 0
| Diversity Factor: 0 | [33 empty] | HVCON_ID: 2013033. 1900033974, Hitachi Connection, Thomas Mitchell Dr, Muswellbrook |  | Mitchell Line 66_11kV Tx1 | 0 | 0 | 0 | 0 | 0 | 0 | 0 | 0.33533 | 0 | 0 | 0 | 0 | 0 | 0 | 0 | 0 | 0 | 0 | 0 | 0 | 0 | 0 | 0 | 0 | 0 | 0 | 0 | 0 | 0 | 0 | 0 | 0
[35 empty] | Econometric |  | Mitchell Line 66_11kV Tx1 | 0 | 0 | 0 | 0 | 0 | 0 | 0 | 0 | 0 | 0.099419 | 0.19069 | 0.26424 | 0.24671 | 0.26374 | 0.25653 | 0.24902 | 0.25262 | 0.25627 | 0.25997 | 0.26372 | 0.26752 | 0.27137 | 0.27527 | 0.27923 | 0.28324 | 0.2873 | 0.29142 | 0.29559 | 0.29982 | 0.30411 | 0.30846 | 0.31286
[35 empty] | Energy Efficiency |  | Mitchell Line 66_11kV Tx1 | 0 | 0 | 0 | 0 | 0 | 0 | 0 | -0.034307 | -0.015432 | -0.070632 | -0.1093 | -0.16857 | -0.17518 | -0.10135 | -0.066988 | -0.080009 | -0.078365 | -0.10041 | -0.071722 | -0.074631 | -0.05665 | -0.047784 | -0.053689 | -0.060895 | -0.060895 | -0.060895 | -0.060895 | -0.060895 | -0.060895 | -0.060895 | -0.060895 | -0.060895
| 0 | [33 empty] | Solar PV |  | Mitchell Line 66_11kV Tx1 | 0 | 0 | 0 | -0.02971 | -0.05636 | -0.03125 | -0.02075 | -0.020514 | -0.02301 | -0.025987 | -0.028515 | -0.030518 | -0.03215 | -0.03366 | -0.03255 | -0.033067 | -0.025302 | -0.030306 | -0.030306 | -0.030306 | -0.030306 | -0.030306 | -0.030306 | -0.030306 | -0.030306 | -0.030306 | -0.030306 | -0.030306 | -0.030306 | -0.030306 | -0.030306 | -0.030306
Diversity Factor: 0
0
Diversity Factor: 0
0
Diversity Factor: 0
0
Diversity Factor: 0
0
Diversity Factor: 0
0
Diversity Factor: 0
| Weather Correction and Public Holiday Factors | [8 empty] | Forecast ROG
ROG Justification
| Actual loads for season 13/14 have been weather corrected by the following: | [6 empty] | 23.93% |  | 5 year ROG ok | [59 empty] | 5 year ROG ok
1 | 2 | 3 | 4 | 5 | 6 | 7 | 8 | 9 | 10 | 14/15 | 15/16 | 16/17 | 17/18 | 18/19 | 19/20 | 20/21 | 21/22 | 22/23 | 23/24 | 24/25 | 25/26 | 26/27 | 27/28 | 28/29 | 29/30 | 30/31 | 31/32 | 32/33 | 33/34 | 34/35 | 35/36 | 36/37 | 37/38 | 38/39
1.0027 | 1.0054 | 1.0072 | 1.0082 | 1.0082 | 1.0082 | 1.0082 | 1.0082 | 1.0082 | 1.0082 | 0.271% | 0.271% | 0.1806% | 0.0903% | 0% | 0% | 0% | 0% | 0% | 0% | 0% | 0% | 0% | 0% | 0% | 0% | 0% | 0% | 0% | 0% | 0% | 0% | 0% | 0% | 0%
Substation Load Detail
[7 empty] | Units | 13/14 |  | 14/15 | 15/16 | 16/17 | 17/18 | 18/19 | 19/20 | 20/21 | 21/22 | 22/23 | 23/24 | 24/25 | 25/26 | 26/27 | 27/28 | 28/29 | 29/30 | 30/31 | 31/32 | 32/33 | 33/34 | 34/35 | 35/36 | 36/37 | 37/38 | 38/39
1 | Mitchell Line 66_11kV | Compensated |  | Load (LV side) |  |  | Amps | 0 |  | 746.9018 | 743.9782 | 745.2725 | 746.3606 | 747.4189 | 749.486 | 756.2425 | 764.4824 | 771.6178 | 779.436 | 786.0259 | 794.3157 | 802.6494 | 812.1264 | 822.2708 | 832.3101 | 842.1788 | 852.2579 | 862.5504 | 873.059 | 883.7868 | 894.7366 | 905.9116 | 917.3147 | 928.949
|  |  |  | Apparent Power |  |  | MVA | 11.718 | 13.37 | 14.2304 | 14.1747 | 14.1993 | 14.2201 | 14.2402 | 14.2796 | 14.4084 | 14.5653 | 14.7013 | 14.8503 | 14.9758 | 15.1337 | 15.2925 | 15.4731 | 15.6664 | 15.8576 | 16.0457 | 16.2377 | 16.4338 | 16.634 | 16.8384 | 17.047 | 17.2599 | 17.4772 | 17.6989
|  |  |  | Real Power |  |  | MW | 10.886 | 12.4207 | 13.22 | 13.1683 | 13.1912 | 13.2104 | 13.2292 | 13.2658 | 13.3854 | 13.5312 | 13.6575 | 13.7959 | 13.9125 | 14.0593 | 14.2067 | 14.3745 | 14.5541 | 14.7317 | 14.9064 | 15.0848 | 15.267 | 15.453 | 15.6429 | 15.8367 | 16.0345 | 16.2363 | 16.4422
|  |  |  | Reactive Power |  |  | MVAr | 0 |  | 5.2664 | 5.2458 | 5.2549 | 5.2626 | 5.27 | 5.2846 | 5.3322 | 5.3903 | 5.4406 | 5.4958 | 5.5422 | 5.6007 | 5.6595 | 5.7263 | 5.7978 | 5.8686 | 5.9382 | 6.0092 | 6.0818 | 6.1559 | 6.2316 | 6.3088 | 6.3876 | 6.468 | 6.55
|  |  |  | Capacitors In Service |  |  | MVAr | 0 |  | 0 | 0 | 0 | 0 | 0 | 0 | 0 | 0 | 0 | 0 | 0 | 0 | 0 | 0 | 0 | 0 | 0 | 0 | 0 | 0 | 0 | 0 | 0 | 0 | 0
|  |  |  | PF |  |  |  | 0.929 |  | 0.929 | 0.929 | 0.929 | 0.929 | 0.929 | 0.929 | 0.929 | 0.929 | 0.929 | 0.929 | 0.929 | 0.929 | 0.929 | 0.929 | 0.929 | 0.929 | 0.929 | 0.929 | 0.929 | 0.929 | 0.929 | 0.929 | 0.929 | 0.929 | 0.929
0.89199 | Diversity Factor: 0.89 | Uncompensated |  | Reactive Power |  |  | MVAr | 0 | 4.948 | 5.2664 | 5.2458 | 5.2549 | 5.2626 | 5.27 | 5.2846 | 5.3322 | 5.3903 | 5.4406 | 5.4958 | 5.5422 | 5.6007 | 5.6595 | 5.7263 | 5.7978 | 5.8686 | 5.9382 | 6.0092 | 6.0818 | 6.1559 | 6.2316 | 6.3088 | 6.3876 | 6.468 | 6.55
|  |  |  | PF |  |  |  | 0.929 |  | 0.929 | 0.929 | 0.929 | 0.929 | 0.929 | 0.929 | 0.929 | 0.929 | 0.929 | 0.929 | 0.929 | 0.929 | 0.929 | 0.929 | 0.929 | 0.929 | 0.929 | 0.929 | 0.929 | 0.929 | 0.929 | 0.929 | 0.929 | 0.929 | 0.929
[10 empty] | 1 | 2 | 3 | 4 | 5 | 6 | 7 | 8 | 9 | 10 | 11 | 12 | 13 | 14 | 15 | 16 | 17 | 18 | 19 | 20 | 21 | 22 | 23 | 24 | 25
Transformer Load Detail
[7 empty] | Units | 13/14 |  | 14/15 | 15/16 | 16/17 | 17/18 | 18/19 | 19/20 | 20/21 | 21/22 | 22/23 | 23/24 | 24/25 | 25/26 | 26/27 | 27/28 | 28/29 | 29/30 | 30/31 | 31/32 | 32/33 | 33/34 | 34/35 | 35/36 | 36/37 | 37/38 | 38/39
| 0 | Compensated |  | Load (LV side) |  |  | Amps
|  |  |  | Apparent Power |  |  | MVA
|  |  |  | Real Power |  |  | MW
|  |  |  | Reactive Power |  |  | MVAr
|  |  |  | Capacitors In Service |  |  | MVAr
PF
| Zone Div: | Uncompensated |  | Reactive Power |  |  | MVAr
PF
| 0 | Compensated |  | Load (LV side) |  |  | Amps
|  |  |  | Apparent Power |  |  | MVA
|  |  |  | Real Power |  |  | MW
|  |  |  | Reactive Power |  |  | MVAr
|  |  |  | Capacitors In Service |  |  | MVAr
PF
| Zone Div: | Uncompensated |  | Reactive Power |  |  | MVAr
PF
| 0 | Compensated |  | Load (LV side) |  |  | Amps
|  |  |  | Apparent Power |  |  | MVA
|  |  |  | Real Power |  |  | MW
|  |  |  | Reactive Power |  |  | MVAr
|  |  |  | Capacitors In Service |  |  | MVAr
PF
| Zone Div: | Uncompensated |  | Reactive Power |  |  | MVAr
PF
| 0 | Compensated |  | Load (LV side) |  |  | Amps
|  |  |  | Apparent Power |  |  | MVA
|  |  |  | Real Power |  |  | MW
|  |  |  | Reactive Power |  |  | MVAr
|  |  |  | Capacitors In Service |  |  | MVAr
PF
| Zone Div: | Uncompensated |  | Reactive Power |  |  | MVAr
PF
| 0 | Compensated |  | Load (LV side) |  |  | Amps
|  |  |  | Apparent Power |  |  | MVA
|  |  |  | Real Power |  |  | MW
|  |  |  | Reactive Power |  |  | MVAr
|  |  |  | Capacitors In Service |  |  | MVAr
PF
| Zone Div: | Uncompensated |  | Reactive Power |  |  | MVAr
PF
| 0 | Compensated |  | Load (LV side) |  |  | Amps
|  |  |  | Apparent Power |  |  | MVA
|  |  |  | Real Power |  |  | MW
|  |  |  | Reactive Power |  |  | MVAr
|  |  |  | Capacitors In Service |  |  | MVAr
PF
| Zone Div: | Uncompensated |  | Reactive Power |  |  | MVAr
PF
| 0 | Compensated |  | Load (LV side) |  |  | Amps
|  |  |  | Apparent Power |  |  | MVA
|  |  |  | Real Power |  |  | MW
|  |  |  | Reactive Power |  |  | MVAr
|  |  |  | Capacitors In Service |  |  | MVAr
PF
| Zone Div: | Uncompensated |  | Reactive Power |  |  | MVAr
PF
| 0 | Compensated |  | Load (LV side) |  |  | Amps
|  |  |  | Apparent Power |  |  | MVA
|  |  |  | Real Power |  |  | MW
|  |  |  | Reactive Power |  |  | MVAr
|  |  |  | Capacitors In Service |  |  | MVAr
PF
| Zone Div: | Uncompensated |  | Reactive Power |  |  | MVAr
PF
| 0 | Compensated |  | Load (LV side) |  |  | Amps
|  |  |  | Apparent Power |  |  | MVA
|  |  |  | Real Power |  |  | MW
|  |  |  | Reactive Power |  |  | MVAr
|  |  |  | Capacitors In Service |  |  | MVAr
PF
| Zone Div: | Uncompensated |  | Reactive Power |  |  | MVAr
PF
| 0 | Compensated |  | Load (LV side) |  |  | Amps
|  |  |  | Apparent Power |  |  | MVA
|  |  |  | Real Power |  |  | MW
|  |  |  | Reactive Power |  |  | MVAr
|  |  |  | Capacitors In Service |  |  | MVAr
PF
| Zone Div: | Uncompensated |  | Reactive Power |  |  | MVAr
PF

## Moonan 33_11kV
| Moonan 33_11kV | [16 empty] | 2015 | SUMMER
| Substation Total Loads | [33 empty] | Spots & Transfers Detail
| Historical Loads | (11kV MVA) | [7 empty] | Weather Corrected Forecast Loads |  |  |  | (11kV MVA) | [20 empty] | Spots & Transfers Summary | (11kV MVA) |  | Historical Spots & Transfers | [6 empty] | Forecast Spots & Transfers
|  | 07/08 | 08/09 | 09/10 | 10/11 | 11/12 | 12/13 | 13/14 |  | 14/15 | 15/16 | 16/17 | 17/18 | 18/19 | 19/20 | 20/21 | 21/22 | 22/23 | 23/24 | 24/25 | 25/26 | 26/27 | 27/28 | 28/29 | 29/30 | 30/31 | 31/32 | 32/33 | 33/34 | 34/35 | 35/36 | 36/37 | 37/38 | 38/39 |  |  |  | 07/08 | 08/09 | 09/10 | 10/11 | 11/12 | 12/13 | 13/14 | 14/15 | 15/16 | 16/17 | 17/18 | 18/19 | 19/20 | 20/21 | 21/22 | 22/23 | 23/24 | 24/25 | 25/26 | 26/27 | 27/28 | 28/29 | 29/30 | 30/31 | 31/32 | 32/33 | 33/34 | 34/35 | 35/36 | 36/37 | 37/38 | 38/39
| Total | 0.998 | 1.15 | 1.1 | 1.175 | 0.809 | 1.004 | 0.859 |  | 0.90397 | 0.85947 | 0.83456 | 0.82439 | 0.82699 | 0.82879 | 0.83942 | 0.85382 | 0.86662 | 0.87991 | 0.89093 | 0.9054 | 0.91985 | 0.93669 | 0.95485 | 0.97271 | 0.99007 | 1.0078 | 1.0259 | 1.0443 | 1.0631 | 1.0822 | 1.1018 | 1.1217 | 1.142 |  |  | Total | 0 | 0 | 0 | -1e-05 | -0.00098 | 0 | 0 | -0.0041891 | -0.0046906 | 0.00033317 | 0.0020781 | 0.0026042 | 0.0017945 | 0.010638 | 0.014396 | 0.012798 | 0.013287 | 0.011026 | 0.014465 | 0.014456 | 0.016836 | 0.018162 | 0.017854 | 0.017367 | 0.017715 | 0.018068 | 0.018426 | 0.018789 | 0.019157 | 0.01953 | 0.019909 | 0.020292
| Firm Rating | 0 | 0 | 0 | 0 | 0 | 2.86 | 2.86 |  | 2.86 | 2.86 | 2.86 | 2.86 | 2.86 | 2.86 | 2.86 | 2.86 | 2.86 | 2.86 | 2.86 | 2.86 | 2.86 | 2.86 | 2.86 | 2.86 | 2.86 | 2.86 | 2.86 | 2.86 | 2.86 | 2.86 | 2.86 | 2.86 | 2.86
| Total Capacity | 0 | 0 | 2.86 | 2.86 | 2.86 | 6.94 | 6.94 |  | 6.94 | 6.94 | 6.94 | 6.94 | 6.94 | 6.94 | 6.94 | 6.94 | 6.94 | 6.94 | 6.94 | 6.94 | 6.94 | 6.94 | 6.94 | 6.94 | 6.94 | 6.94 | 6.94 | 6.94 | 6.94 | 6.94 | 6.94 | 6.94 | 6.94 |  |  | Moonan 33_11kV Tx1 | 0 | 0 | 0 | 0 | 0 | 0 | 0 | 0 | 0 | 0 | 0 | 0 | 0 | 0 | 0 | 0 | 0 | 0 | 0 | 0 | 0 | 0 | 0 | 0 | 0 | 0 | 0 | 0 | 0 | 0 | 0 | 0
|  | -7 | -6 | -5 | -4 | -3 | -2 | -1 |  | 0 | 1 | 2 | 3 | 4 | 5 | 6 | 7 | 8 | 9 | 10 | 11 | 12 | 13 | 14 | 15 | 16 | 17 | 18 | 19 | 20 | 21 | 22 | 23 | 24 |  |  | Moonan 33_11kV Tx2 | 0 | 0 | 0 | -1e-05 | -0.00098 | 0 | 0 | -0.0041891 | -0.0046906 | 0.00033317 | 0.0020781 | 0.0026042 | 0.0017945 | 0.010638 | 0.014396 | 0.012798 | 0.013287 | 0.011026 | 0.014465 | 0.014456 | 0.016836 | 0.018162 | 0.017854 | 0.017367 | 0.017715 | 0.018068 | 0.018426 | 0.018789 | 0.019157 | 0.01953 | 0.019909 | 0.020292
| Transformer Loads | [36 empty] | 0 | 0 | 0 | 0 | 0 | 0 | 0 | 0 | 0 | 0 | 0 | 0 | 0 | 0 | 0 | 0 | 0 | 0 | 0 | 0 | 0 | 0 | 0 | 0 | 0 | 0 | 0 | 0 | 0 | 0 | 0 | 0
| Historical Loads | (11kV MVA) | [7 empty] | 0: Weather Corrected Forecast Loads; 4: (11kV MVA) |  |  |  | 0 | 0 | 0 | 0 | 0 | 0 | 0 | 0 | 0 | 0 | 0 | 0 | 0 | 0 | 0 | 0 | 0 | 0 | 0 | 0 | 0 | 0 | 0 | 0 | 0 | 0 | 0 | 0 | 0 | 0 | 0 | 0
|  | 07/08 | 08/09 | 09/10 | 10/11 | 11/12 | 12/13 | 13/14 |  | 14/15 | 15/16 | 16/17 | 17/18 | 18/19 | 19/20 | 20/21 | 21/22 | 22/23 | 23/24 | 24/25 | 25/26 | 26/27 | 27/28 | 28/29 | 29/30 | 30/31 | 31/32 | 32/33 | 33/34 | 34/35 | 35/36 | 36/37 | 37/38 | 38/39 |  |  |  | 0 | 0 | 0 | 0 | 0 | 0 | 0 | 0 | 0 | 0 | 0 | 0 | 0 | 0 | 0 | 0 | 0 | 0 | 0 | 0 | 0 | 0 | 0 | 0 | 0 | 0 | 0 | 0 | 0 | 0 | 0 | 0
| 0 | [36 empty] | 0 | 0 | 0 | 0 | 0 | 0 | 0 | 0 | 0 | 0 | 0 | 0 | 0 | 0 | 0 | 0 | 0 | 0 | 0 | 0 | 0 | 0 | 0 | 0 | 0 | 0 | 0 | 0 | 0 | 0 | 0 | 0
| Diversity Factor: 0 | [36 empty] | 0 | 0 | 0 | 0 | 0 | 0 | 0 | 0 | 0 | 0 | 0 | 0 | 0 | 0 | 0 | 0 | 0 | 0 | 0 | 0 | 0 | 0 | 0 | 0 | 0 | 0 | 0 | 0 | 0 | 0 | 0 | 0
[38 empty] | 0 | 0 | 0 | 0 | 0 | 0 | 0 | 0 | 0 | 0 | 0 | 0 | 0 | 0 | 0 | 0 | 0 | 0 | 0 | 0 | 0 | 0 | 0 | 0 | 0 | 0 | 0 | 0 | 0 | 0 | 0 | 0
[38 empty] | 0 | 0 | 0 | 0 | 0 | 0 | 0 | 0 | 0 | 0 | 0 | 0 | 0 | 0 | 0 | 0 | 0 | 0 | 0 | 0 | 0 | 0 | 0 | 0 | 0 | 0 | 0 | 0 | 0 | 0 | 0 | 0
| 0 | [36 empty] | 0 | 0 | 0 | 0 | 0 | 0 | 0 | 0 | 0 | 0 | 0 | 0 | 0 | 0 | 0 | 0 | 0 | 0 | 0 | 0 | 0 | 0 | 0 | 0 | 0 | 0 | 0 | 0 | 0 | 0 | 0 | 0
Diversity Factor: 0
[38 empty] | Historical Spots & Transfers | [6 empty] | Forecast Spots & Transfers
[35 empty] | Project Name | From | To | 07/08 | 08/09 | 09/10 | 10/11 | 11/12 | 12/13 | 13/14 | 14/15 | 15/16 | 16/17 | 17/18 | 18/19 | 19/20 | 20/21 | 21/22 | 22/23 | 23/24 | 24/25 | 25/26 | 26/27 | 27/28 | 28/29 | 29/30 | 30/31 | 31/32 | 32/33 | 33/34 | 34/35 | 35/36 | 36/37 | 37/38 | 38/39
| 0 | [33 empty] | Broad based demand management |  | Moonan 33_11kV Tx2 | 0 | 0 | 0 | 0 | 0 | 0 | 0 | 0 | -0.002767 | 0 | -0.001227 | 0 | 0 | 0 | 0 | 0 | 0 | 0 | 0 | 0 | 0 | 0 | 0 | 0 | 0 | 0 | 0 | 0 | 0 | 0 | 0 | 0
| Diversity Factor: 0 | [33 empty] | HVCON_ID: 2000133. HP138/08 Packer upgrade 0.3MVA Jun 09 UG heating - winter only |  | Moonan 33_11kV Tx2 | 0 | 0 | 0 | 0 | 0 | 0 | 0 | 0 | 0 | 0 | 0 | 0 | 0 | 0 | 0 | 0 | 0 | 0 | 0 | 0 | 0 | 0 | 0 | 0 | 0 | 0 | 0 | 0 | 0 | 0 | 0 | 0
[35 empty] | Econometric |  | Moonan 33_11kV Tx2 | 0 | 0 | 0 | 0 | 0 | 0 | 0 | 0 | 0 | 0.0080324 | 0.01504 | 0.020595 | 0.020355 | 0.021261 | 0.021099 | 0.020921 | 0.021233 | 0.021549 | 0.02187 | 0.022195 | 0.022525 | 0.022859 | 0.023198 | 0.023542 | 0.02389 | 0.024243 | 0.024601 | 0.024964 | 0.025332 | 0.025705 | 0.026083 | 0.026467
[35 empty] | Energy Efficiency |  | Moonan 33_11kV Tx2 | 0 | 0 | 0 | 0 | 0 | 0 | 0 | -0.0040884 | -0.0018106 | -0.0075716 | -0.011595 | -0.017841 | -0.018403 | -0.010459 | -0.0065425 | -0.0079598 | -0.0078218 | -0.010374 | -0.0072562 | -0.00759 | -0.0055401 | -0.0045482 | -0.005195 | -0.0060259 | -0.0060259 | -0.0060259 | -0.0060259 | -0.0060259 | -0.0060259 | -0.0060259 | -0.0060259 | -0.0060259
| 0 | [33 empty] | Solar PV |  | Moonan 33_11kV Tx2 | 0 | 0 | 0 | -1e-05 | -0.00098 | 0 | 0 | -0.00010075 | -0.00011301 | -0.00012763 | -0.00014004 | -0.00014988 | -0.0001579 | -0.00016532 | -0.00015986 | -0.0001624 | -0.00012426 | -0.00014884 | -0.00014884 | -0.00014884 | -0.00014884 | -0.00014884 | -0.00014884 | -0.00014884 | -0.00014884 | -0.00014884 | -0.00014884 | -0.00014884 | -0.00014884 | -0.00014884 | -0.00014884 | -0.00014884
Diversity Factor: 0
0
Diversity Factor: 0
0
Diversity Factor: 0
0
Diversity Factor: 0
0
Diversity Factor: 0
0
Diversity Factor: 0
0
Diversity Factor: 0
| Weather Correction and Public Holiday Factors | [8 empty] | Forecast ROG
ROG Justification
| Actual loads for season 13/14 have been weather corrected by the following: | [6 empty] | 12.1% |  | 5 year ROG ok | [59 empty] | 5 year ROG ok
1 | 2 | 3 | 4 | 5 | 6 | 7 | 8 | 9 | 10 | 14/15 | 15/16 | 16/17 | 17/18 | 18/19 | 19/20 | 20/21 | 21/22 | 22/23 | 23/24 | 24/25 | 25/26 | 26/27 | 27/28 | 28/29 | 29/30 | 30/31 | 31/32 | 32/33 | 33/34 | 34/35 | 35/36 | 36/37 | 37/38 | 38/39
0.95596 | 0.91386 | 0.88703 | 0.87401 | 0.87401 | 0.87401 | 0.87401 | 0.87401 | 0.87401 | 0.87401 | -4.404% | -4.404% | -2.936% | -1.468% | 0% | 0% | 0% | 0% | 0% | 0% | 0% | 0% | 0% | 0% | 0% | 0% | 0% | 0% | 0% | 0% | 0% | 0% | 0% | 0% | 0%
Substation Load Detail
[7 empty] | Units | 13/14 |  | 14/15 | 15/16 | 16/17 | 17/18 | 18/19 | 19/20 | 20/21 | 21/22 | 22/23 | 23/24 | 24/25 | 25/26 | 26/27 | 27/28 | 28/29 | 29/30 | 30/31 | 31/32 | 32/33 | 33/34 | 34/35 | 35/36 | 36/37 | 37/38 | 38/39
1 | Moonan 33_11kV | Compensated |  | Load (LV side) |  |  | Amps | 0 |  | 47.4461 | 45.1103 | 43.8032 | 43.2692 | 43.4059 | 43.5001 | 44.0584 | 44.814 | 45.4858 | 46.1831 | 46.7619 | 47.5211 | 48.2798 | 49.1635 | 50.1167 | 51.0538 | 51.9653 | 52.8951 | 53.8435 | 54.8106 | 55.7968 | 56.8023 | 57.8274 | 58.8723 | 59.9374
|  |  |  | Apparent Power |  |  | MVA | 0.859 | 0.95 | 0.90397 | 0.85947 | 0.83456 | 0.82439 | 0.82699 | 0.82879 | 0.83942 | 0.85382 | 0.86662 | 0.87991 | 0.89093 | 0.9054 | 0.91985 | 0.93669 | 0.95485 | 0.97271 | 0.99007 | 1.0078 | 1.0259 | 1.0443 | 1.0631 | 1.0822 | 1.1018 | 1.1217 | 1.142
|  |  |  | Real Power |  |  | MW | 0.80488 | 0.89015 | 0.84702 | 0.80532 | 0.78199 | 0.77245 | 0.77489 | 0.77657 | 0.78654 | 0.80003 | 0.81202 | 0.82447 | 0.8348 | 0.84836 | 0.8619 | 0.87768 | 0.8947 | 0.91143 | 0.9277 | 0.9443 | 0.96123 | 0.97849 | 0.9961 | 1.014 | 1.0323 | 1.051 | 1.07
|  |  |  | Reactive Power |  |  | MVAr | 0 |  | 0.31578 | 0.30024 | 0.29154 | 0.28798 | 0.28889 | 0.28952 | 0.29324 | 0.29827 | 0.30273 | 0.30738 | 0.31123 | 0.31628 | 0.32133 | 0.32721 | 0.33356 | 0.33979 | 0.34586 | 0.35205 | 0.35836 | 0.3648 | 0.37136 | 0.37805 | 0.38488 | 0.39183 | 0.39892
|  |  |  | Capacitors In Service |  |  | MVAr | 0 |  | 0 | 0 | 0 | 0 | 0 | 0 | 0 | 0 | 0 | 0 | 0 | 0 | 0 | 0 | 0 | 0 | 0 | 0 | 0 | 0 | 0 | 0 | 0 | 0 | 0
|  |  |  | PF |  |  |  | 0.937 |  | 0.937 | 0.937 | 0.937 | 0.937 | 0.937 | 0.937 | 0.937 | 0.937 | 0.937 | 0.937 | 0.937 | 0.937 | 0.937 | 0.937 | 0.937 | 0.937 | 0.937 | 0.937 | 0.937 | 0.937 | 0.937 | 0.937 | 0.937 | 0.937 | 0.937
0.74847 | Diversity Factor: 0.75 | Uncompensated |  | Reactive Power |  |  | MVAr | 0 | 0.33186 | 0.31578 | 0.30024 | 0.29154 | 0.28798 | 0.28889 | 0.28952 | 0.29324 | 0.29827 | 0.30273 | 0.30738 | 0.31123 | 0.31628 | 0.32133 | 0.32721 | 0.33356 | 0.33979 | 0.34586 | 0.35205 | 0.35836 | 0.3648 | 0.37136 | 0.37805 | 0.38488 | 0.39183 | 0.39892
|  |  |  | PF |  |  |  | 0.937 |  | 0.937 | 0.937 | 0.937 | 0.937 | 0.937 | 0.937 | 0.937 | 0.937 | 0.937 | 0.937 | 0.937 | 0.937 | 0.937 | 0.937 | 0.937 | 0.937 | 0.937 | 0.937 | 0.937 | 0.937 | 0.937 | 0.937 | 0.937 | 0.937 | 0.937
[10 empty] | 1 | 2 | 3 | 4 | 5 | 6 | 7 | 8 | 9 | 10 | 11 | 12 | 13 | 14 | 15 | 16 | 17 | 18 | 19 | 20 | 21 | 22 | 23 | 24 | 25
Transformer Load Detail
[7 empty] | Units | 13/14 |  | 14/15 | 15/16 | 16/17 | 17/18 | 18/19 | 19/20 | 20/21 | 21/22 | 22/23 | 23/24 | 24/25 | 25/26 | 26/27 | 27/28 | 28/29 | 29/30 | 30/31 | 31/32 | 32/33 | 33/34 | 34/35 | 35/36 | 36/37 | 37/38 | 38/39
| 0 | Compensated |  | Load (LV side) |  |  | Amps
|  |  |  | Apparent Power |  |  | MVA
|  |  |  | Real Power |  |  | MW
|  |  |  | Reactive Power |  |  | MVAr
|  |  |  | Capacitors In Service |  |  | MVAr
PF
| Zone Div: | Uncompensated |  | Reactive Power |  |  | MVAr
PF
| 0 | Compensated |  | Load (LV side) |  |  | Amps
|  |  |  | Apparent Power |  |  | MVA
|  |  |  | Real Power |  |  | MW
|  |  |  | Reactive Power |  |  | MVAr
|  |  |  | Capacitors In Service |  |  | MVAr
PF
| Zone Div: | Uncompensated |  | Reactive Power |  |  | MVAr
PF
| 0 | Compensated |  | Load (LV side) |  |  | Amps
|  |  |  | Apparent Power |  |  | MVA
|  |  |  | Real Power |  |  | MW
|  |  |  | Reactive Power |  |  | MVAr
|  |  |  | Capacitors In Service |  |  | MVAr
PF
| Zone Div: | Uncompensated |  | Reactive Power |  |  | MVAr
PF
| 0 | Compensated |  | Load (LV side) |  |  | Amps
|  |  |  | Apparent Power |  |  | MVA
|  |  |  | Real Power |  |  | MW
|  |  |  | Reactive Power |  |  | MVAr
|  |  |  | Capacitors In Service |  |  | MVAr
PF
| Zone Div: | Uncompensated |  | Reactive Power |  |  | MVAr
PF
| 0 | Compensated |  | Load (LV side) |  |  | Amps
|  |  |  | Apparent Power |  |  | MVA
|  |  |  | Real Power |  |  | MW
|  |  |  | Reactive Power |  |  | MVAr
|  |  |  | Capacitors In Service |  |  | MVAr
PF
| Zone Div: | Uncompensated |  | Reactive Power |  |  | MVAr
PF
| 0 | Compensated |  | Load (LV side) |  |  | Amps
|  |  |  | Apparent Power |  |  | MVA
|  |  |  | Real Power |  |  | MW
|  |  |  | Reactive Power |  |  | MVAr
|  |  |  | Capacitors In Service |  |  | MVAr
PF
| Zone Div: | Uncompensated |  | Reactive Power |  |  | MVAr
PF
| 0 | Compensated |  | Load (LV side) |  |  | Amps
|  |  |  | Apparent Power |  |  | MVA
|  |  |  | Real Power |  |  | MW
|  |  |  | Reactive Power |  |  | MVAr
|  |  |  | Capacitors In Service |  |  | MVAr
PF
| Zone Div: | Uncompensated |  | Reactive Power |  |  | MVAr
PF
| 0 | Compensated |  | Load (LV side) |  |  | Amps
|  |  |  | Apparent Power |  |  | MVA
|  |  |  | Real Power |  |  | MW
|  |  |  | Reactive Power |  |  | MVAr
|  |  |  | Capacitors In Service |  |  | MVAr
PF
| Zone Div: | Uncompensated |  | Reactive Power |  |  | MVAr
PF
| 0 | Compensated |  | Load (LV side) |  |  | Amps
|  |  |  | Apparent Power |  |  | MVA
|  |  |  | Real Power |  |  | MW
|  |  |  | Reactive Power |  |  | MVAr
|  |  |  | Capacitors In Service |  |  | MVAr
PF
| Zone Div: | Uncompensated |  | Reactive Power |  |  | MVAr
PF
| 0 | Compensated |  | Load (LV side) |  |  | Amps
|  |  |  | Apparent Power |  |  | MVA
|  |  |  | Real Power |  |  | MW
|  |  |  | Reactive Power |  |  | MVAr
|  |  |  | Capacitors In Service |  |  | MVAr
PF
| Zone Div: | Uncompensated |  | Reactive Power |  |  | MVAr
PF

## Muswellbrook 33_11kV
| Muswellbrook 33_11kV | [16 empty] | 2015 | SUMMER
[6 empty] | Zone decommissioned |  | 2016-10-01
| Substation Total Loads | [33 empty] | Spots & Transfers Detail
| Historical Loads | (11kV MVA) | [7 empty] | Weather Corrected Forecast Loads |  |  |  | (11kV MVA) | [20 empty] | Spots & Transfers Summary | (11kV MVA) |  | Historical Spots & Transfers | [6 empty] | Forecast Spots & Transfers
|  | 07/08 | 08/09 | 09/10 | 10/11 | 11/12 | 12/13 | 13/14 |  | 14/15 | 15/16 | 16/17 | 17/18 | 18/19 | 19/20 | 20/21 | 21/22 | 22/23 | 23/24 | 24/25 | 25/26 | 26/27 | 27/28 | 28/29 | 29/30 | 30/31 | 31/32 | 32/33 | 33/34 | 34/35 | 35/36 | 36/37 | 37/38 | 38/39 |  |  |  | 07/08 | 08/09 | 09/10 | 10/11 | 11/12 | 12/13 | 13/14 | 14/15 | 15/16 | 16/17 | 17/18 | 18/19 | 19/20 | 20/21 | 21/22 | 22/23 | 23/24 | 24/25 | 25/26 | 26/27 | 27/28 | 28/29 | 29/30 | 30/31 | 31/32 | 32/33 | 33/34 | 34/35 | 35/36 | 36/37 | 37/38 | 38/39
| Total | 17.5 | 15.83 | 15.915 | 16.5069 | 11.5739 | 14.2881 | 13.4662 |  | 12.0248 | 11.3583 | 0 | 0 | 0 | 0 | 0 | 0 | 0 | 0 | 0 | 0 | 0 | 0 | 0 | 0 | 0 | 0 | 0 | 0 | 0 | 0 | 0 | 0 | 0 |  |  | Total | 0.44583 | -4.6317 | 0.44583 | -0.00043 | -0.02132 | -0.03833 | -0.01179 | -0.046739 | -0.08835 | -13.3402 | 0 | 0 | 0 | 0 | 0 | 0 | 0 | 0 | 0 | 0 | 0 | 0 | 0 | 0 | 0 | 0 | 0 | 0 | 0 | 0 | 0 | 0
| Firm Rating | 0 | 0 | 23.8 | 23.8 | 23.8 | 23.82 | 23.82 |  | 23.82 | 23.82 | 0 | 0 | 0 | 0 | 0 | 0 | 0 | 0 | 0 | 0 | 0 | 0 | 0 | 0 | 0 | 0 | 0 | 0 | 0 | 0 | 0 | 0 | 0
| Total Capacity | 0 | 0 | 47.63 | 47.63 | 47.63 | 47.63 | 47.63 |  | 47.63 | 47.63 | 0 | 0 | 0 | 0 | 0 | 0 | 0 | 0 | 0 | 0 | 0 | 0 | 0 | 0 | 0 | 0 | 0 | 0 | 0 | 0 | 0 | 0 | 0 |  |  | Muswellbrook 33_11kV Tx1 | 0.2232 | -2.3188 | 0.2232 | -0.00021527 | -0.010674 | -0.019189 | -0.0059025 | -0.0234 | -0.044231 | -6.6786 | 0 | 0 | 0 | 0 | 0 | 0 | 0 | 0 | 0 | 0 | 0 | 0 | 0 | 0 | 0 | 0 | 0 | 0 | 0 | 0 | 0 | 0
|  | -7 | -6 | -5 | -4 | -3 | -2 | -1 |  | 0 | 1 | 2 | 3 | 4 | 5 | 6 | 7 | 8 | 9 | 10 | 11 | 12 | 13 | 14 | 15 | 16 | 17 | 18 | 19 | 20 | 21 | 22 | 23 | 24 |  |  | Muswellbrook 33_11kV Tx2 | 0.22263 | -2.3129 | 0.22263 | -0.00021473 | -0.010646 | -0.019141 | -0.0058875 | -0.02334 | -0.044119 | -6.6616 | 0 | 0 | 0 | 0 | 0 | 0 | 0 | 0 | 0 | 0 | 0 | 0 | 0 | 0 | 0 | 0 | 0 | 0 | 0 | 0 | 0 | 0
| Transformer Loads | [36 empty] | 0 | 0 | 0 | 0 | 0 | 0 | 0 | 0 | 0 | 0 | 0 | 0 | 0 | 0 | 0 | 0 | 0 | 0 | 0 | 0 | 0 | 0 | 0 | 0 | 0 | 0 | 0 | 0 | 0 | 0 | 0 | 0
| Historical Loads | (11kV MVA) | [7 empty] | 0: Weather Corrected Forecast Loads; 4: (11kV MVA) |  |  |  | 0 | 0 | 0 | 0 | 0 | 0 | 0 | 0 | 0 | 0 | 0 | 0 | 0 | 0 | 0 | 0 | 0 | 0 | 0 | 0 | 0 | 0 | 0 | 0 | 0 | 0 | 0 | 0 | 0 | 0 | 0 | 0
|  | 07/08 | 08/09 | 09/10 | 10/11 | 11/12 | 12/13 | 13/14 |  | 14/15 | 15/16 | 16/17 | 17/18 | 18/19 | 19/20 | 20/21 | 21/22 | 22/23 | 23/24 | 24/25 | 25/26 | 26/27 | 27/28 | 28/29 | 29/30 | 30/31 | 31/32 | 32/33 | 33/34 | 34/35 | 35/36 | 36/37 | 37/38 | 38/39 |  |  |  | 0 | 0 | 0 | 0 | 0 | 0 | 0 | 0 | 0 | 0 | 0 | 0 | 0 | 0 | 0 | 0 | 0 | 0 | 0 | 0 | 0 | 0 | 0 | 0 | 0 | 0 | 0 | 0 | 0 | 0 | 0 | 0
| 0 | [36 empty] | 0 | 0 | 0 | 0 | 0 | 0 | 0 | 0 | 0 | 0 | 0 | 0 | 0 | 0 | 0 | 0 | 0 | 0 | 0 | 0 | 0 | 0 | 0 | 0 | 0 | 0 | 0 | 0 | 0 | 0 | 0 | 0
| Diversity Factor: 0 | [36 empty] | 0 | 0 | 0 | 0 | 0 | 0 | 0 | 0 | 0 | 0 | 0 | 0 | 0 | 0 | 0 | 0 | 0 | 0 | 0 | 0 | 0 | 0 | 0 | 0 | 0 | 0 | 0 | 0 | 0 | 0 | 0 | 0
[38 empty] | 0 | 0 | 0 | 0 | 0 | 0 | 0 | 0 | 0 | 0 | 0 | 0 | 0 | 0 | 0 | 0 | 0 | 0 | 0 | 0 | 0 | 0 | 0 | 0 | 0 | 0 | 0 | 0 | 0 | 0 | 0 | 0
[38 empty] | 0 | 0 | 0 | 0 | 0 | 0 | 0 | 0 | 0 | 0 | 0 | 0 | 0 | 0 | 0 | 0 | 0 | 0 | 0 | 0 | 0 | 0 | 0 | 0 | 0 | 0 | 0 | 0 | 0 | 0 | 0 | 0
| 0 | [36 empty] | 0 | 0 | 0 | 0 | 0 | 0 | 0 | 0 | 0 | 0 | 0 | 0 | 0 | 0 | 0 | 0 | 0 | 0 | 0 | 0 | 0 | 0 | 0 | 0 | 0 | 0 | 0 | 0 | 0 | 0 | 0 | 0
Diversity Factor: 0
[38 empty] | Historical Spots & Transfers | [6 empty] | Forecast Spots & Transfers
[35 empty] | Project Name | From | To | 07/08 | 08/09 | 09/10 | 10/11 | 11/12 | 12/13 | 13/14 | 14/15 | 15/16 | 16/17 | 17/18 | 18/19 | 19/20 | 20/21 | 21/22 | 22/23 | 23/24 | 24/25 | 25/26 | 26/27 | 27/28 | 28/29 | 29/30 | 30/31 | 31/32 | 32/33 | 33/34 | 34/35 | 35/36 | 36/37 | 37/38 | 38/39
| 0 | [33 empty] | Broad based demand management |  | Muswellbrook 33_11kV Tx1 | 0 | 0 | 0 | 0 | 0 | 0 | 0 | 0 | -0.029823 | 0 | 0 | 0 | 0 | 0 | 0 | 0 | 0 | 0 | 0 | 0 | 0 | 0 | 0 | 0 | 0 | 0 | 0 | 0 | 0 | 0 | 0 | 0
| Diversity Factor: 0 | [33 empty] | Broad based demand management |  | Muswellbrook 33_11kV Tx2 | 0 | 0 | 0 | 0 | 0 | 0 | 0 | 0 | -0.029747 | 0 | 0 | 0 | 0 | 0 | 0 | 0 | 0 | 0 | 0 | 0 | 0 | 0 | 0 | 0 | 0 | 0 | 0 | 0 | 0 | 0 | 0 | 0
[35 empty] | DNP_ID: 2248. From M/brook 74117 onto 19066 SAO Issued | Muswellbrook 33_11kV Tx1 | Mitchell Line 66_11kV Tx1 | 0 | 2.4991 | 0 | 0 | 0 | 0 | 0 | 0 | 0 | 0 | 0 | 0 | 0 | 0 | 0 | 0 | 0 | 0 | 0 | 0 | 0 | 0 | 0 | 0 | 0 | 0 | 0 | 0 | 0 | 0 | 0 | 0
[35 empty] | DNP_ID: 2248. From M/brook 74117 onto 19066 SAO Issued | Muswellbrook 33_11kV Tx2 | Mitchell Line 66_11kV Tx1 | 0 | 2.4927 | 0 | 0 | 0 | 0 | 0 | 0 | 0 | 0 | 0 | 0 | 0 | 0 | 0 | 0 | 0 | 0 | 0 | 0 | 0 | 0 | 0 | 0 | 0 | 0 | 0 | 0 | 0 | 0 | 0 | 0
| 0 | [33 empty] | Decommission: Commissioning Transfers | Muswellbrook 33_11kV Tx1 | Muswellbrook North 132_11kV Tx1 | 0 | 0 | 0 | 0 | 0 | 0 | 0 | 0 | 0 | 3.3393 | 0 | 0 | 0 | 0 | 0 | 0 | 0 | 0 | 0 | 0 | 0 | 0 | 0 | 0 | 0 | 0 | 0 | 0 | 0 | 0 | 0 | 0
| Diversity Factor: 0 | [33 empty] | Decommission: Commissioning Transfers | Muswellbrook 33_11kV Tx1 | Muswellbrook North 132_11kV Tx2 | 0 | 0 | 0 | 0 | 0 | 0 | 0 | 0 | 0 | 3.3393 | 0 | 0 | 0 | 0 | 0 | 0 | 0 | 0 | 0 | 0 | 0 | 0 | 0 | 0 | 0 | 0 | 0 | 0 | 0 | 0 | 0 | 0
[35 empty] | Decommission: Commissioning Transfers | Muswellbrook 33_11kV Tx2 | Muswellbrook North 132_11kV Tx1 | 0 | 0 | 0 | 0 | 0 | 0 | 0 | 0 | 0 | 3.3308 | 0 | 0 | 0 | 0 | 0 | 0 | 0 | 0 | 0 | 0 | 0 | 0 | 0 | 0 | 0 | 0 | 0 | 0 | 0 | 0 | 0 | 0
[35 empty] | Decommission: Commissioning Transfers | Muswellbrook 33_11kV Tx2 | Muswellbrook North 132_11kV Tx2 | 0 | 0 | 0 | 0 | 0 | 0 | 0 | 0 | 0 | 3.3308 | 0 | 0 | 0 | 0 | 0 | 0 | 0 | 0 | 0 | 0 | 0 | 0 | 0 | 0 | 0 | 0 | 0 | 0 | 0 | 0 | 0 | 0
| 0 | [33 empty] | HVCON_ID: 2000135. Muswellbrook Fair - Shopping Centre |  | Muswellbrook 33_11kV Tx1 | 0.2232 | 0 | 0 | 0 | 0 | 0 | 0 | 0 | 0 | 0 | 0 | 0 | 0 | 0 | 0 | 0 | 0 | 0 | 0 | 0 | 0 | 0 | 0 | 0 | 0 | 0 | 0 | 0 | 0 | 0 | 0 | 0
| Diversity Factor: 0 | [33 empty] | HVCON_ID: 2000135. Muswellbrook Fair - Shopping Centre |  | Muswellbrook 33_11kV Tx2 | 0.22263 | 0 | 0 | 0 | 0 | 0 | 0 | 0 | 0 | 0 | 0 | 0 | 0 | 0 | 0 | 0 | 0 | 0 | 0 | 0 | 0 | 0 | 0 | 0 | 0 | 0 | 0 | 0 | 0 | 0 | 0 | 0
[35 empty] | HVCON_ID: 2000136. ALDI Shopping Centre |  | Muswellbrook 33_11kV Tx1 | 0 | 0.18028 | 0 | 0 | 0 | 0 | 0 | 0 | 0 | 0 | 0 | 0 | 0 | 0 | 0 | 0 | 0 | 0 | 0 | 0 | 0 | 0 | 0 | 0 | 0 | 0 | 0 | 0 | 0 | 0 | 0 | 0
[35 empty] | HVCON_ID: 2000136. ALDI Shopping Centre |  | Muswellbrook 33_11kV Tx2 | 0 | 0.17982 | 0 | 0 | 0 | 0 | 0 | 0 | 0 | 0 | 0 | 0 | 0 | 0 | 0 | 0 | 0 | 0 | 0 | 0 | 0 | 0 | 0 | 0 | 0 | 0 | 0 | 0 | 0 | 0 | 0 | 0
| 0 | [33 empty] | HVCON_ID: 2000137. HP216/08 United Service Station & KFC 0.5MVA Mar 09 ?? |  | Muswellbrook 33_11kV Tx1 | 0 | 0 | 0.2232 | 0 | 0 | 0 | 0 | 0 | 0 | 0 | 0 | 0 | 0 | 0 | 0 | 0 | 0 | 0 | 0 | 0 | 0 | 0 | 0 | 0 | 0 | 0 | 0 | 0 | 0 | 0 | 0 | 0
| Diversity Factor: 0 | [33 empty] | HVCON_ID: 2000137. HP216/08 United Service Station & KFC 0.5MVA Mar 09 ?? |  | Muswellbrook 33_11kV Tx2 | 0 | 0 | 0.22263 | 0 | 0 | 0 | 0 | 0 | 0 | 0 | 0 | 0 | 0 | 0 | 0 | 0 | 0 | 0 | 0 | 0 | 0 | 0 | 0 | 0 | 0 | 0 | 0 | 0 | 0 | 0 | 0 | 0
[35 empty] | Econometric |  | Muswellbrook 33_11kV Tx1 | 0 | 0 | 0 | 0 | 0 | 0 | 0 | 0 | 0 | 0 | 0 | 0 | 0 | 0 | 0 | 0 | 0 | 0 | 0 | 0 | 0 | 0 | 0 | 0 | 0 | 0 | 0 | 0 | 0 | 0 | 0 | 0
[35 empty] | Econometric |  | Muswellbrook 33_11kV Tx2 | 0 | 0 | 0 | 0 | 0 | 0 | 0 | 0 | 0 | 0 | 0 | 0 | 0 | 0 | 0 | 0 | 0 | 0 | 0 | 0 | 0 | 0 | 0 | 0 | 0 | 0 | 0 | 0 | 0 | 0 | 0 | 0
| 0 | [33 empty] | Energy Efficiency |  | Muswellbrook 33_11kV Tx1 | 0 | 0 | 0 | 0 | 0 | 0 | 0 | -0.017796 | -0.0081237 | 0 | 0 | 0 | 0 | 0 | 0 | 0 | 0 | 0 | 0 | 0 | 0 | 0 | 0 | 0 | 0 | 0 | 0 | 0 | 0 | 0 | 0 | 0
| Diversity Factor: 0 | [33 empty] | Energy Efficiency |  | Muswellbrook 33_11kV Tx2 | 0 | 0 | 0 | 0 | 0 | 0 | 0 | -0.017751 | -0.008103 | 0 | 0 | 0 | 0 | 0 | 0 | 0 | 0 | 0 | 0 | 0 | 0 | 0 | 0 | 0 | 0 | 0 | 0 | 0 | 0 | 0 | 0 | 0
[35 empty] | Solar PV |  | Muswellbrook 33_11kV Tx1 | 0 | 0 | 0 | -0.00021527 | -0.010674 | -0.019189 | -0.0059025 | -0.0056034 | -0.006285 | 0 | 0 | 0 | 0 | 0 | 0 | 0 | 0 | 0 | 0 | 0 | 0 | 0 | 0 | 0 | 0 | 0 | 0 | 0 | 0 | 0 | 0 | 0
[35 empty] | Solar PV |  | Muswellbrook 33_11kV Tx2 | 0 | 0 | 0 | -0.00021473 | -0.010646 | -0.019141 | -0.0058875 | -0.0055891 | -0.006269 | 0 | 0 | 0 | 0 | 0 | 0 | 0 | 0 | 0 | 0 | 0 | 0 | 0 | 0 | 0 | 0 | 0 | 0 | 0 | 0 | 0 | 0 | 0
0
Diversity Factor: 0
0
Diversity Factor: 0
0
Diversity Factor: 0
| Weather Correction and Public Holiday Factors | [8 empty] | Forecast ROG
ROG Justification
| Actual loads for season 13/14 have been weather corrected by the following: | [6 empty] | 17.43% |  | 5 year ROG ok | [59 empty] | 5 year ROG ok
1 | 2 | 3 | 4 | 5 | 6 | 7 | 8 | 9 | 10 | 14/15 | 15/16 | 16/17 | 17/18 | 18/19 | 19/20 | 20/21 | 21/22 | 22/23 | 23/24 | 24/25 | 25/26 | 26/27 | 27/28 | 28/29 | 29/30 | 30/31 | 31/32 | 32/33 | 33/34 | 34/35 | 35/36 | 36/37 | 37/38 | 38/39
0.95546 | 0.9129 | 0.8858 | 0.87265 | 0.87265 | 0.87265 | 0.87265 | 0.87265 | 0.87265 | 0.87265 | -4.454% | -4.454% | -2.969% | -1.484% | 0% | 0% | 0% | 0% | 0% | 0% | 0% | 0% | 0% | 0% | 0% | 0% | 0% | 0% | 0% | 0% | 0% | 0% | 0% | 0% | 0%
Substation Load Detail
[7 empty] | Units | 13/14 |  | 14/15 | 15/16 | 16/17 | 17/18 | 18/19 | 19/20 | 20/21 | 21/22 | 22/23 | 23/24 | 24/25 | 25/26 | 26/27 | 27/28 | 28/29 | 29/30 | 30/31 | 31/32 | 32/33 | 33/34 | 34/35 | 35/36 | 36/37 | 37/38 | 38/39
1 | Muswellbrook 33_11kV | Compensated |  | Load (LV side) |  |  | Amps | 0 |  | 631.1393 | 596.1591 | 0 | 0 | 0 | 0 | 0 | 0 | 0 | 0 | 0 | 0 | 0 | 0 | 0 | 0 | 0 | 0 | 0 | 0 | 0 | 0 | 0 | 0 | 0
|  |  |  | Apparent Power |  |  | MVA | 13.4662 | 13.74 | 12.0248 | 11.3583 | 0 | 0 | 0 | 0 | 0 | 0 | 0 | 0 | 0 | 0 | 0 | 0 | 0 | 0 | 0 | 0 | 0 | 0 | 0 | 0 | 0 | 0 | 0
|  |  |  | Real Power |  |  | MW | 12.1196 | 12.366 | 11.7772 | 11.1807 | 0 | 0 | 0 | 0 | 0 | 0 | 0 | 0 | 0 | 0 | 0 | 0 | 0 | 0 | 0 | 0 | 0 | 0 | 0 | 0 | 0 | 0 | 0
|  |  |  | Reactive Power |  |  | MVAr | 0 |  | 2.4276 | 2.0008 | 0 | 0 | 0 | 0 | 0 | 0 | 0 | 0 | 0 | 0 | 0 | 0 | 0 | 0 | 0 | 0 | 0 | 0 | 0 | 0 | 0 | 0 | 0
|  |  |  | Capacitors In Service |  |  | MVAr | 2.86 |  | 6 | 6 | 0 | 0 | 0 | 0 | 0 | 0 | 0 | 0 | 0 | 0 | 0 | 0 | 0 | 0 | 0 | 0 | 0 | 0 | 0 | 0 | 0 | 0 | 0
|  |  |  | PF |  |  |  | 0.9 |  | 0.97941 | 0.98436 | 0 | 0 | 0 | 0 | 0 | 0 | 0 | 0 | 0 | 0 | 0 | 0 | 0 | 0 | 0 | 0 | 0 | 0 | 0 | 0 | 0 | 0 | 0
0.95465 | Diversity Factor: 0.95 | Uncompensated |  | Reactive Power |  |  | MVAr | 0 | 8.8491 | 8.4276 | 8.0008 | 0 | 0 | 0 | 0 | 0 | 0 | 0 | 0 | 0 | 0 | 0 | 0 | 0 | 0 | 0 | 0 | 0 | 0 | 0 | 0 | 0 | 0 | 0
|  |  |  | PF |  |  |  | 0.81142 |  | 0.81323 | 0.81323 | 0 | 0 | 0 | 0 | 0 | 0 | 0 | 0 | 0 | 0 | 0 | 0 | 0 | 0 | 0 | 0 | 0 | 0 | 0 | 0 | 0 | 0 | 0
[10 empty] | 1 | 2 | 3 | 4 | 5 | 6 | 7 | 8 | 9 | 10 | 11 | 12 | 13 | 14 | 15 | 16 | 17 | 18 | 19 | 20 | 21 | 22 | 23 | 24 | 25
Transformer Load Detail
[7 empty] | Units | 13/14 |  | 14/15 | 15/16 | 16/17 | 17/18 | 18/19 | 19/20 | 20/21 | 21/22 | 22/23 | 23/24 | 24/25 | 25/26 | 26/27 | 27/28 | 28/29 | 29/30 | 30/31 | 31/32 | 32/33 | 33/34 | 34/35 | 35/36 | 36/37 | 37/38 | 38/39
| 0 | Compensated |  | Load (LV side) |  |  | Amps
|  |  |  | Apparent Power |  |  | MVA
|  |  |  | Real Power |  |  | MW
|  |  |  | Reactive Power |  |  | MVAr
|  |  |  | Capacitors In Service |  |  | MVAr
PF
| Zone Div: | Uncompensated |  | Reactive Power |  |  | MVAr
PF
| 0 | Compensated |  | Load (LV side) |  |  | Amps
|  |  |  | Apparent Power |  |  | MVA
|  |  |  | Real Power |  |  | MW
|  |  |  | Reactive Power |  |  | MVAr
|  |  |  | Capacitors In Service |  |  | MVAr
PF
| Zone Div: | Uncompensated |  | Reactive Power |  |  | MVAr
PF
| 0 | Compensated |  | Load (LV side) |  |  | Amps
|  |  |  | Apparent Power |  |  | MVA
|  |  |  | Real Power |  |  | MW
|  |  |  | Reactive Power |  |  | MVAr
|  |  |  | Capacitors In Service |  |  | MVAr
PF
| Zone Div: | Uncompensated |  | Reactive Power |  |  | MVAr
PF
| 0 | Compensated |  | Load (LV side) |  |  | Amps
|  |  |  | Apparent Power |  |  | MVA
|  |  |  | Real Power |  |  | MW
|  |  |  | Reactive Power |  |  | MVAr
|  |  |  | Capacitors In Service |  |  | MVAr
PF
| Zone Div: | Uncompensated |  | Reactive Power |  |  | MVAr
PF
| 0 | Compensated |  | Load (LV side) |  |  | Amps
|  |  |  | Apparent Power |  |  | MVA
|  |  |  | Real Power |  |  | MW
|  |  |  | Reactive Power |  |  | MVAr
|  |  |  | Capacitors In Service |  |  | MVAr
PF
| Zone Div: | Uncompensated |  | Reactive Power |  |  | MVAr
PF
| 0 | Compensated |  | Load (LV side) |  |  | Amps
|  |  |  | Apparent Power |  |  | MVA
|  |  |  | Real Power |  |  | MW
|  |  |  | Reactive Power |  |  | MVAr
|  |  |  | Capacitors In Service |  |  | MVAr
PF
| Zone Div: | Uncompensated |  | Reactive Power |  |  | MVAr
PF
| 0 | Compensated |  | Load (LV side) |  |  | Amps
|  |  |  | Apparent Power |  |  | MVA
|  |  |  | Real Power |  |  | MW
|  |  |  | Reactive Power |  |  | MVAr
|  |  |  | Capacitors In Service |  |  | MVAr
PF
| Zone Div: | Uncompensated |  | Reactive Power |  |  | MVAr
PF
| 0 | Compensated |  | Load (LV side) |  |  | Amps
|  |  |  | Apparent Power |  |  | MVA
|  |  |  | Real Power |  |  | MW
|  |  |  | Reactive Power |  |  | MVAr
|  |  |  | Capacitors In Service |  |  | MVAr
PF
| Zone Div: | Uncompensated |  | Reactive Power |  |  | MVAr
PF
| 0 | Compensated |  | Load (LV side) |  |  | Amps
|  |  |  | Apparent Power |  |  | MVA
|  |  |  | Real Power |  |  | MW
|  |  |  | Reactive Power |  |  | MVAr
|  |  |  | Capacitors In Service |  |  | MVAr
PF
| Zone Div: | Uncompensated |  | Reactive Power |  |  | MVAr
PF
| 0 | Compensated |  | Load (LV side) |  |  | Amps
|  |  |  | Apparent Power |  |  | MVA
|  |  |  | Real Power |  |  | MW
|  |  |  | Reactive Power |  |  | MVAr
|  |  |  | Capacitors In Service |  |  | MVAr
PF
| Zone Div: | Uncompensated |  | Reactive Power |  |  | MVAr
PF

## Customer90
| Customer90 | [16 empty] | 2015 | SUMMER
| Substation Total Loads | [33 empty] | Spots & Transfers Detail
| Historical Loads | MVA | [7 empty] | Weather Corrected Forecast Loads |  |  |  | MVA | [20 empty] | Spots & Transfers Summary | MVA |  | Historical Spots & Transfers | [6 empty] | Forecast Spots & Transfers
|  | 07/08 | 08/09 | 09/10 | 10/11 | 11/12 | 12/13 | 13/14 |  | 14/15 | 15/16 | 16/17 | 17/18 | 18/19 | 19/20 | 20/21 | 21/22 | 22/23 | 23/24 | 24/25 | 25/26 | 26/27 | 27/28 | 28/29 | 29/30 | 30/31 | 31/32 | 32/33 | 33/34 | 34/35 | 35/36 | 36/37 | 37/38 | 38/39 |  |  |  | 07/08 | 08/09 | 09/10 | 10/11 | 11/12 | 12/13 | 13/14 | 14/15 | 15/16 | 16/17 | 17/18 | 18/19 | 19/20 | 20/21 | 21/22 | 22/23 | 23/24 | 24/25 | 25/26 | 26/27 | 27/28 | 28/29 | 29/30 | 30/31 | 31/32 | 32/33 | 33/34 | 34/35 | 35/36 | 36/37 | 37/38 | 38/39
| Total |  |  |  | 2.569 | 2.43 | 1.4 | 1.643 |  | 1.643 | 1.643 | 1.643 | 1.643 | 1.643 | 1.643 | 1.643 | 1.643 | 1.643 | 1.643 | 1.643 | 1.643 | 1.643 | 1.643 | 1.643 | 1.643 | 1.643 | 1.643 | 1.643 | 1.643 | 1.643 | 1.643 | 1.643 | 1.643 | 1.643 |  |  | Total
Firm Rating
| Total Capacity | [36 empty] | 0 | 0 | 0 | 0 | 0 | 0 | 0 | 0 | 0 | 0 | 0 | 0 | 0 | 0 | 0 | 0 | 0 | 0 | 0 | 0 | 0 | 0 | 0 | 0 | 0 | 0 | 0 | 0 | 0 | 0 | 0 | 0
|  | -7 | -6 | -5 | -4 | -3 | -2 | -1 |  | 0 | 1 | 2 | 3 | 4 | 5 | 6 | 7 | 8 | 9 | 10 | 11 | 12 | 13 | 14 | 15 | 16 | 17 | 18 | 19 | 20 | 21 | 22 | 23 | 24 |  |  |  | 0 | 0 | 0 | 0 | 0 | 0 | 0 | 0 | 0 | 0 | 0 | 0 | 0 | 0 | 0 | 0 | 0 | 0 | 0 | 0 | 0 | 0 | 0 | 0 | 0 | 0 | 0 | 0 | 0 | 0 | 0 | 0
| Transformer Loads | [36 empty] | 0 | 0 | 0 | 0 | 0 | 0 | 0 | 0 | 0 | 0 | 0 | 0 | 0 | 0 | 0 | 0 | 0 | 0 | 0 | 0 | 0 | 0 | 0 | 0 | 0 | 0 | 0 | 0 | 0 | 0 | 0 | 0
| Historical Loads | MVA | [7 empty] | Weather Corrected Forecast Loads |  |  |  | MVA | [23 empty] | 0 | 0 | 0 | 0 | 0 | 0 | 0 | 0 | 0 | 0 | 0 | 0 | 0 | 0 | 0 | 0 | 0 | 0 | 0 | 0 | 0 | 0 | 0 | 0 | 0 | 0 | 0 | 0 | 0 | 0 | 0 | 0
|  | 07/08 | 08/09 | 09/10 | 10/11 | 11/12 | 12/13 | 13/14 |  | 14/15 | 15/16 | 16/17 | 17/18 | 18/19 | 19/20 | 20/21 | 21/22 | 22/23 | 23/24 | 24/25 | 25/26 | 26/27 | 27/28 | 28/29 | 29/30 | 30/31 | 31/32 | 32/33 | 33/34 | 34/35 | 35/36 | 36/37 | 37/38 | 38/39 |  |  |  | 0 | 0 | 0 | 0 | 0 | 0 | 0 | 0 | 0 | 0 | 0 | 0 | 0 | 0 | 0 | 0 | 0 | 0 | 0 | 0 | 0 | 0 | 0 | 0 | 0 | 0 | 0 | 0 | 0 | 0 | 0 | 0
| 0 | [36 empty] | 0 | 0 | 0 | 0 | 0 | 0 | 0 | 0 | 0 | 0 | 0 | 0 | 0 | 0 | 0 | 0 | 0 | 0 | 0 | 0 | 0 | 0 | 0 | 0 | 0 | 0 | 0 | 0 | 0 | 0 | 0 | 0
| Diversity Factor: 0 | [36 empty] | 0 | 0 | 0 | 0 | 0 | 0 | 0 | 0 | 0 | 0 | 0 | 0 | 0 | 0 | 0 | 0 | 0 | 0 | 0 | 0 | 0 | 0 | 0 | 0 | 0 | 0 | 0 | 0 | 0 | 0 | 0 | 0
[38 empty] | 0 | 0 | 0 | 0 | 0 | 0 | 0 | 0 | 0 | 0 | 0 | 0 | 0 | 0 | 0 | 0 | 0 | 0 | 0 | 0 | 0 | 0 | 0 | 0 | 0 | 0 | 0 | 0 | 0 | 0 | 0 | 0
[38 empty] | 0 | 0 | 0 | 0 | 0 | 0 | 0 | 0 | 0 | 0 | 0 | 0 | 0 | 0 | 0 | 0 | 0 | 0 | 0 | 0 | 0 | 0 | 0 | 0 | 0 | 0 | 0 | 0 | 0 | 0 | 0 | 0
| 0 | [36 empty] | 0 | 0 | 0 | 0 | 0 | 0 | 0 | 0 | 0 | 0 | 0 | 0 | 0 | 0 | 0 | 0 | 0 | 0 | 0 | 0 | 0 | 0 | 0 | 0 | 0 | 0 | 0 | 0 | 0 | 0 | 0 | 0
Diversity Factor: 0
[38 empty] | Historical Spots & Transfers | [6 empty] | Forecast Spots & Transfers
[35 empty] | Project Name | From | To | 07/08 | 08/09 | 09/10 | 10/11 | 11/12 | 12/13 | 13/14 | 14/15 | 15/16 | 16/17 | 17/18 | 18/19 | 19/20 | 20/21 | 21/22 | 22/23 | 23/24 | 24/25 | 25/26 | 26/27 | 27/28 | 28/29 | 29/30 | 30/31 | 31/32 | 32/33 | 33/34 | 34/35 | 35/36 | 36/37 | 37/38 | 38/39
0
Diversity Factor: 0
0
Diversity Factor: 0
0
Diversity Factor: 0
0
Diversity Factor: 0
0
Diversity Factor: 0
0
Diversity Factor: 0
0
Diversity Factor: 0
0
Diversity Factor: 0
| Weather Correction and Public Holiday Factors | [8 empty] | Forecast ROG
ROG Justification
| Actual loads for season 13/14 have been weather corrected by the following: | [6 empty] | 0% |  | N/A | [59 empty] | N/A
1 | 2 | 3 | 4 | 5 | 6 | 7 | 8 | 9 | 10 | 14/15 | 15/16 | 16/17 | 17/18 | 18/19 | 19/20 | 20/21 | 21/22 | 22/23 | 23/24 | 24/25 | 25/26 | 26/27 | 27/28 | 28/29 | 29/30 | 30/31 | 31/32 | 32/33 | 33/34 | 34/35 | 35/36 | 36/37 | 37/38 | 38/39
1 | 1 | 1 | 1 | 1 | 1 | 1 | 1 | 1 | 1 | 0% | 0% | 0% | 0% | 0% | 0% | 0% | 0% | 0% | 0% | 0% | 0% | 0% | 0% | 0% | 0% | 0% | 0% | 0% | 0% | 0% | 0% | 0% | 0% | 0%
Substation Load Detail
[7 empty] | Units | 13/14 |  | 14/15 | 15/16 | 16/17 | 17/18 | 18/19 | 19/20 | 20/21 | 21/22 | 22/23 | 23/24 | 24/25 | 25/26 | 26/27 | 27/28 | 28/29 | 29/30 | 30/31 | 31/32 | 32/33 | 33/34 | 34/35 | 35/36 | 36/37 | 37/38 | 38/39
1 | Customer90 | Compensated |  | Load (LV side) |  |  | Amps | 29 |  | 29 | 29 | 29 | 29 | 29 | 29 | 29 | 29 | 29 | 29 | 29 | 29 | 29 | 29 | 29 | 29 | 29 | 29 | 29 | 29 | 29 | 29 | 29 | 29 | 29
|  |  |  | Apparent Power |  |  | MVA | 1.643 |  | 1.643 | 1.643 | 1.643 | 1.643 | 1.643 | 1.643 | 1.643 | 1.643 | 1.643 | 1.643 | 1.643 | 1.643 | 1.643 | 1.643 | 1.643 | 1.643 | 1.643 | 1.643 | 1.643 | 1.643 | 1.643 | 1.643 | 1.643 | 1.643 | 1.643
|  |  |  | Real Power |  |  | MW | 1.4787 |  | 1.4787 | 1.4787 | 1.4787 | 1.4787 | 1.4787 | 1.4787 | 1.4787 | 1.4787 | 1.4787 | 1.4787 | 1.4787 | 1.4787 | 1.4787 | 1.4787 | 1.4787 | 1.4787 | 1.4787 | 1.4787 | 1.4787 | 1.4787 | 1.4787 | 1.4787 | 1.4787 | 1.4787 | 1.4787
|  |  |  | Reactive Power |  |  | MVAr | 0.71617 |  | 0.71617 | 0.71617 | 0.71617 | 0.71617 | 0.71617 | 0.71617 | 0.71617 | 0.71617 | 0.71617 | 0.71617 | 0.71617 | 0.71617 | 0.71617 | 0.71617 | 0.71617 | 0.71617 | 0.71617 | 0.71617 | 0.71617 | 0.71617 | 0.71617 | 0.71617 | 0.71617 | 0.71617 | 0.71617
|  |  |  | Capacitors In Service |  |  | MVAr | 0 |  | 0 | 0 | 0 | 0 | 0 | 0 | 0 | 0 | 0 | 0 | 0 | 0 | 0 | 0 | 0 | 0 | 0 | 0 | 0 | 0 | 0 | 0 | 0 | 0 | 0
|  |  |  | PF |  |  |  | 0.9 |  | 0.9 | 0.9 | 0.9 | 0.9 | 0.9 | 0.9 | 0.9 | 0.9 | 0.9 | 0.9 | 0.9 | 0.9 | 0.9 | 0.9 | 0.9 | 0.9 | 0.9 | 0.9 | 0.9 | 0.9 | 0.9 | 0.9 | 0.9 | 0.9 | 0.9
0.63073 | Diversity Factor: 0.63 | Uncompensated |  | Reactive Power |  |  | MVAr | 0.71617 |  | 0.71617 | 0.71617 | 0.71617 | 0.71617 | 0.71617 | 0.71617 | 0.71617 | 0.71617 | 0.71617 | 0.71617 | 0.71617 | 0.71617 | 0.71617 | 0.71617 | 0.71617 | 0.71617 | 0.71617 | 0.71617 | 0.71617 | 0.71617 | 0.71617 | 0.71617 | 0.71617 | 0.71617 | 0.71617
|  |  |  | PF |  |  |  | 0.9 |  | 0.9 | 0.9 | 0.9 | 0.9 | 0.9 | 0.9 | 0.9 | 0.9 | 0.9 | 0.9 | 0.9 | 0.9 | 0.9 | 0.9 | 0.9 | 0.9 | 0.9 | 0.9 | 0.9 | 0.9 | 0.9 | 0.9 | 0.9 | 0.9 | 0.9
[10 empty] | 1 | 2 | 3 | 4 | 5 | 6 | 7 | 8 | 9 | 10 | 11 | 12 | 13 | 14 | 15 | 16 | 17 | 18 | 19 | 20 | 21 | 22 | 23 | 24 | 25
Transformer Load Detail
[7 empty] | Units | 13/14 |  | 14/15 | 15/16 | 16/17 | 17/18 | 18/19 | 19/20 | 20/21 | 21/22 | 22/23 | 23/24 | 24/25 | 25/26 | 26/27 | 27/28 | 28/29 | 29/30 | 30/31 | 31/32 | 32/33 | 33/34 | 34/35 | 35/36 | 36/37 | 37/38 | 38/39
| 0 | Compensated |  | Load (LV side) |  |  | Amps
|  |  |  | Apparent Power |  |  | MVA
|  |  |  | Real Power |  |  | MW
|  |  |  | Reactive Power |  |  | MVAr
|  |  |  | Capacitors In Service |  |  | MVAr
PF
| Zone Div: | Uncompensated |  | Reactive Power |  |  | MVAr
PF
| 0 | Compensated |  | Load (LV side) |  |  | Amps
|  |  |  | Apparent Power |  |  | MVA
|  |  |  | Real Power |  |  | MW
|  |  |  | Reactive Power |  |  | MVAr
|  |  |  | Capacitors In Service |  |  | MVAr
PF
| Zone Div: | Uncompensated |  | Reactive Power |  |  | MVAr
PF
| 0 | Compensated |  | Load (LV side) |  |  | Amps
|  |  |  | Apparent Power |  |  | MVA
|  |  |  | Real Power |  |  | MW
|  |  |  | Reactive Power |  |  | MVAr
|  |  |  | Capacitors In Service |  |  | MVAr
PF
| Zone Div: | Uncompensated |  | Reactive Power |  |  | MVAr
PF
| 0 | Compensated |  | Load (LV side) |  |  | Amps
|  |  |  | Apparent Power |  |  | MVA
|  |  |  | Real Power |  |  | MW
|  |  |  | Reactive Power |  |  | MVAr
|  |  |  | Capacitors In Service |  |  | MVAr
PF
| Zone Div: | Uncompensated |  | Reactive Power |  |  | MVAr
PF
| 0 | Compensated |  | Load (LV side) |  |  | Amps
|  |  |  | Apparent Power |  |  | MVA
|  |  |  | Real Power |  |  | MW
|  |  |  | Reactive Power |  |  | MVAr
|  |  |  | Capacitors In Service |  |  | MVAr
PF
| Zone Div: | Uncompensated |  | Reactive Power |  |  | MVAr
PF
| 0 | Compensated |  | Load (LV side) |  |  | Amps
|  |  |  | Apparent Power |  |  | MVA
|  |  |  | Real Power |  |  | MW
|  |  |  | Reactive Power |  |  | MVAr
|  |  |  | Capacitors In Service |  |  | MVAr
PF
| Zone Div: | Uncompensated |  | Reactive Power |  |  | MVAr
PF
| 0 | Compensated |  | Load (LV side) |  |  | Amps
|  |  |  | Apparent Power |  |  | MVA
|  |  |  | Real Power |  |  | MW
|  |  |  | Reactive Power |  |  | MVAr
|  |  |  | Capacitors In Service |  |  | MVAr
PF
| Zone Div: | Uncompensated |  | Reactive Power |  |  | MVAr
PF
| 0 | Compensated |  | Load (LV side) |  |  | Amps
|  |  |  | Apparent Power |  |  | MVA
|  |  |  | Real Power |  |  | MW
|  |  |  | Reactive Power |  |  | MVAr
|  |  |  | Capacitors In Service |  |  | MVAr
PF
| Zone Div: | Uncompensated |  | Reactive Power |  |  | MVAr
PF
| 0 | Compensated |  | Load (LV side) |  |  | Amps
|  |  |  | Apparent Power |  |  | MVA
|  |  |  | Real Power |  |  | MW
|  |  |  | Reactive Power |  |  | MVAr
|  |  |  | Capacitors In Service |  |  | MVAr
PF
| Zone Div: | Uncompensated |  | Reactive Power |  |  | MVAr
PF
| 0 | Compensated |  | Load (LV side) |  |  | Amps
|  |  |  | Apparent Power |  |  | MVA
|  |  |  | Real Power |  |  | MW
|  |  |  | Reactive Power |  |  | MVAr
|  |  |  | Capacitors In Service |  |  | MVAr
PF
| Zone Div: | Uncompensated |  | Reactive Power |  |  | MVAr
PF

## Muswellbrook North 132_11kV
| Muswellbrook North 132_11kV | [16 empty] | 2015 | SUMMER
[6 empty] | Zone commissioned |  | 2016-10-01
| Substation Total Loads | [33 empty] | Spots & Transfers Detail
| Historical Loads | (11kV MVA) | [7 empty] | Weather Corrected Forecast Loads |  |  |  | (11kV MVA) | [20 empty] | Spots & Transfers Summary | (11kV MVA) |  | Historical Spots & Transfers | [6 empty] | Forecast Spots & Transfers
|  | 07/08 | 08/09 | 09/10 | 10/11 | 11/12 | 12/13 | 13/14 |  | 14/15 | 15/16 | 16/17 | 17/18 | 18/19 | 19/20 | 20/21 | 21/22 | 22/23 | 23/24 | 24/25 | 25/26 | 26/27 | 27/28 | 28/29 | 29/30 | 30/31 | 31/32 | 32/33 | 33/34 | 34/35 | 35/36 | 36/37 | 37/38 | 38/39 |  |  |  | 07/08 | 08/09 | 09/10 | 10/11 | 11/12 | 12/13 | 13/14 | 14/15 | 15/16 | 16/17 | 17/18 | 18/19 | 19/20 | 20/21 | 21/22 | 22/23 | 23/24 | 24/25 | 25/26 | 26/27 | 27/28 | 28/29 | 29/30 | 30/31 | 31/32 | 32/33 | 33/34 | 34/35 | 35/36 | 36/37 | 37/38 | 38/39
| Total | [8 empty] | 0 | 0 | 13.3644 | 13.2513 | 13.3533 | 13.4244 | 13.5977 | 13.7994 | 13.9772 | 14.1657 | 14.3326 | 14.5358 | 14.7405 | 14.9689 | 15.2115 | 15.4523 | 15.6903 | 15.933 | 16.1807 | 16.4333 | 16.6909 | 16.9537 | 17.2216 | 17.4947 | 17.7731 |  |  | Total | 0 | 0 | 0 | 0 | 0 | 0 | 0 | 0 | 0 | 13.3647 | 0.086608 | 0.10342 | 0.072106 | 0.17572 | 0.20441 | 0.18015 | 0.19087 | 0.16904 | 0.20568 | 0.20704 | 0.23098 | 0.24531 | 0.24338 | 0.24042 | 0.24521 | 0.25007 | 0.255 | 0.25999 | 0.26505 | 0.27018 | 0.27538 | 0.28066
| Firm Rating | 0 | 0 | 0 | 0 | 0 | 0 | 0 |  | 0 | 0 | 37.5 | 37.5 | 37.5 | 37.5 | 37.5 | 37.5 | 37.5 | 37.5 | 37.5 | 37.5 | 37.5 | 37.5 | 37.5 | 37.5 | 37.5 | 37.5 | 37.5 | 37.5 | 37.5 | 37.5 | 37.5 | 37.5 | 37.5
| Total Capacity | 0 | 0 | 0 | 0 | 0 | 0 | 0 |  | 0 | 0 | 66 | 66 | 66 | 66 | 66 | 66 | 66 | 66 | 66 | 66 | 66 | 66 | 66 | 66 | 66 | 66 | 66 | 66 | 66 | 66 | 66 | 66 | 66 |  |  | Muswellbrook North 132_11kV Tx1 | 0 | 0 | 0 | 0 | 0 | 0 | 0 | 0 | 0 | 6.6824 | 0.043304 | 0.051712 | 0.036053 | 0.087859 | 0.10221 | 0.090073 | 0.095435 | 0.084518 | 0.10284 | 0.10352 | 0.11549 | 0.12266 | 0.12169 | 0.12021 | 0.12261 | 0.12504 | 0.1275 | 0.13 | 0.13253 | 0.13509 | 0.13769 | 0.14033
|  | -7 | -6 | -5 | -4 | -3 | -2 | -1 |  | 0 | 1 | 2 | 3 | 4 | 5 | 6 | 7 | 8 | 9 | 10 | 11 | 12 | 13 | 14 | 15 | 16 | 17 | 18 | 19 | 20 | 21 | 22 | 23 | 24 |  |  | Muswellbrook North 132_11kV Tx2 | 0 | 0 | 0 | 0 | 0 | 0 | 0 | 0 | 0 | 6.6824 | 0.043304 | 0.051712 | 0.036053 | 0.087859 | 0.10221 | 0.090073 | 0.095435 | 0.084518 | 0.10284 | 0.10352 | 0.11549 | 0.12266 | 0.12169 | 0.12021 | 0.12261 | 0.12504 | 0.1275 | 0.13 | 0.13253 | 0.13509 | 0.13769 | 0.14033
| Transformer Loads | [36 empty] | 0 | 0 | 0 | 0 | 0 | 0 | 0 | 0 | 0 | 0 | 0 | 0 | 0 | 0 | 0 | 0 | 0 | 0 | 0 | 0 | 0 | 0 | 0 | 0 | 0 | 0 | 0 | 0 | 0 | 0 | 0 | 0
| Historical Loads | (11kV MVA) | [7 empty] | 0: Weather Corrected Forecast Loads; 4: (11kV MVA) |  |  |  | 0 | 0 | 0 | 0 | 0 | 0 | 0 | 0 | 0 | 0 | 0 | 0 | 0 | 0 | 0 | 0 | 0 | 0 | 0 | 0 | 0 | 0 | 0 | 0 | 0 | 0 | 0 | 0 | 0 | 0 | 0 | 0
|  | 07/08 | 08/09 | 09/10 | 10/11 | 11/12 | 12/13 | 13/14 |  | 14/15 | 15/16 | 16/17 | 17/18 | 18/19 | 19/20 | 20/21 | 21/22 | 22/23 | 23/24 | 24/25 | 25/26 | 26/27 | 27/28 | 28/29 | 29/30 | 30/31 | 31/32 | 32/33 | 33/34 | 34/35 | 35/36 | 36/37 | 37/38 | 38/39 |  |  |  | 0 | 0 | 0 | 0 | 0 | 0 | 0 | 0 | 0 | 0 | 0 | 0 | 0 | 0 | 0 | 0 | 0 | 0 | 0 | 0 | 0 | 0 | 0 | 0 | 0 | 0 | 0 | 0 | 0 | 0 | 0 | 0
| 0 | [36 empty] | 0 | 0 | 0 | 0 | 0 | 0 | 0 | 0 | 0 | 0 | 0 | 0 | 0 | 0 | 0 | 0 | 0 | 0 | 0 | 0 | 0 | 0 | 0 | 0 | 0 | 0 | 0 | 0 | 0 | 0 | 0 | 0
| Diversity Factor: 0 | [36 empty] | 0 | 0 | 0 | 0 | 0 | 0 | 0 | 0 | 0 | 0 | 0 | 0 | 0 | 0 | 0 | 0 | 0 | 0 | 0 | 0 | 0 | 0 | 0 | 0 | 0 | 0 | 0 | 0 | 0 | 0 | 0 | 0
[38 empty] | 0 | 0 | 0 | 0 | 0 | 0 | 0 | 0 | 0 | 0 | 0 | 0 | 0 | 0 | 0 | 0 | 0 | 0 | 0 | 0 | 0 | 0 | 0 | 0 | 0 | 0 | 0 | 0 | 0 | 0 | 0 | 0
[38 empty] | 0 | 0 | 0 | 0 | 0 | 0 | 0 | 0 | 0 | 0 | 0 | 0 | 0 | 0 | 0 | 0 | 0 | 0 | 0 | 0 | 0 | 0 | 0 | 0 | 0 | 0 | 0 | 0 | 0 | 0 | 0 | 0
| 0 | [36 empty] | 0 | 0 | 0 | 0 | 0 | 0 | 0 | 0 | 0 | 0 | 0 | 0 | 0 | 0 | 0 | 0 | 0 | 0 | 0 | 0 | 0 | 0 | 0 | 0 | 0 | 0 | 0 | 0 | 0 | 0 | 0 | 0
Diversity Factor: 0
[38 empty] | Historical Spots & Transfers | [6 empty] | Forecast Spots & Transfers
[35 empty] | Project Name | From | To | 07/08 | 08/09 | 09/10 | 10/11 | 11/12 | 12/13 | 13/14 | 14/15 | 15/16 | 16/17 | 17/18 | 18/19 | 19/20 | 20/21 | 21/22 | 22/23 | 23/24 | 24/25 | 25/26 | 26/27 | 27/28 | 28/29 | 29/30 | 30/31 | 31/32 | 32/33 | 33/34 | 34/35 | 35/36 | 36/37 | 37/38 | 38/39
| 0 | [33 empty] | Decommission: Commissioning Transfers | Muswellbrook 33_11kV Tx1 | Muswellbrook North 132_11kV Tx1 | 0 | 0 | 0 | 0 | 0 | 0 | 0 | 0 | 0 | 3.3393 | 0 | 0 | 0 | 0 | 0 | 0 | 0 | 0 | 0 | 0 | 0 | 0 | 0 | 0 | 0 | 0 | 0 | 0 | 0 | 0 | 0 | 0
| Diversity Factor: 0 | [33 empty] | Decommission: Commissioning Transfers | Muswellbrook 33_11kV Tx1 | Muswellbrook North 132_11kV Tx2 | 0 | 0 | 0 | 0 | 0 | 0 | 0 | 0 | 0 | 3.3393 | 0 | 0 | 0 | 0 | 0 | 0 | 0 | 0 | 0 | 0 | 0 | 0 | 0 | 0 | 0 | 0 | 0 | 0 | 0 | 0 | 0 | 0
[35 empty] | Decommission: Commissioning Transfers | Muswellbrook 33_11kV Tx2 | Muswellbrook North 132_11kV Tx1 | 0 | 0 | 0 | 0 | 0 | 0 | 0 | 0 | 0 | 3.3308 | 0 | 0 | 0 | 0 | 0 | 0 | 0 | 0 | 0 | 0 | 0 | 0 | 0 | 0 | 0 | 0 | 0 | 0 | 0 | 0 | 0 | 0
[35 empty] | Decommission: Commissioning Transfers | Muswellbrook 33_11kV Tx2 | Muswellbrook North 132_11kV Tx2 | 0 | 0 | 0 | 0 | 0 | 0 | 0 | 0 | 0 | 3.3308 | 0 | 0 | 0 | 0 | 0 | 0 | 0 | 0 | 0 | 0 | 0 | 0 | 0 | 0 | 0 | 0 | 0 | 0 | 0 | 0 | 0 | 0
| 0 | [33 empty] | Econometric |  | Muswellbrook North 132_11kV Tx1 | 0 | 0 | 0 | 0 | 0 | 0 | 0 | 0 | 0 | 0.059443 | 0.11365 | 0.15671 | 0.14586 | 0.15628 | 0.15178 | 0.14709 | 0.14924 | 0.15142 | 0.15363 | 0.15587 | 0.15814 | 0.16044 | 0.16278 | 0.16514 | 0.16754 | 0.16997 | 0.17243 | 0.17493 | 0.17746 | 0.18002 | 0.18263 | 0.18526
| Diversity Factor: 0 | [33 empty] | Econometric |  | Muswellbrook North 132_11kV Tx2 | 0 | 0 | 0 | 0 | 0 | 0 | 0 | 0 | 0 | 0.059443 | 0.11365 | 0.15671 | 0.14586 | 0.15628 | 0.15178 | 0.14709 | 0.14924 | 0.15142 | 0.15363 | 0.15587 | 0.15814 | 0.16044 | 0.16278 | 0.16514 | 0.16754 | 0.16997 | 0.17243 | 0.17493 | 0.17746 | 0.18002 | 0.18263 | 0.18526
[35 empty] | Energy Efficiency |  | Muswellbrook North 132_11kV Tx1 | 0 | 0 | 0 | 0 | 0 | 0 | 0 | 0 | 0 | -0.040108 | -0.062568 | -0.096674 | -0.10103 | -0.059242 | -0.040693 | -0.047998 | -0.046904 | -0.058636 | -0.042523 | -0.044084 | -0.034383 | -0.02952 | -0.032817 | -0.036665 | -0.036665 | -0.036665 | -0.036665 | -0.036665 | -0.036665 | -0.036665 | -0.036665 | -0.036665
[35 empty] | Energy Efficiency |  | Muswellbrook North 132_11kV Tx2 | 0 | 0 | 0 | 0 | 0 | 0 | 0 | 0 | 0 | -0.040108 | -0.062568 | -0.096674 | -0.10103 | -0.059242 | -0.040693 | -0.047998 | -0.046904 | -0.058636 | -0.042523 | -0.044084 | -0.034383 | -0.02952 | -0.032817 | -0.036665 | -0.036665 | -0.036665 | -0.036665 | -0.036665 | -0.036665 | -0.036665 | -0.036665 | -0.036665
| 0 | [33 empty] | Solar PV |  | Muswellbrook North 132_11kV Tx1 | 0 | 0 | 0 | 0 | 0 | 0 | 0 | 0 | 0 | -0.0070892 | -0.0077787 | -0.0083251 | -0.0087705 | -0.0091825 | -0.0088796 | -0.0090207 | -0.0069022 | -0.0082675 | -0.0082675 | -0.0082675 | -0.0082675 | -0.0082675 | -0.0082675 | -0.0082675 | -0.0082675 | -0.0082675 | -0.0082675 | -0.0082675 | -0.0082675 | -0.0082675 | -0.0082675 | -0.0082675
| Diversity Factor: 0 | [33 empty] | Solar PV |  | Muswellbrook North 132_11kV Tx2 | 0 | 0 | 0 | 0 | 0 | 0 | 0 | 0 | 0 | -0.0070892 | -0.0077787 | -0.0083251 | -0.0087705 | -0.0091825 | -0.0088796 | -0.0090207 | -0.0069022 | -0.0082675 | -0.0082675 | -0.0082675 | -0.0082675 | -0.0082675 | -0.0082675 | -0.0082675 | -0.0082675 | -0.0082675 | -0.0082675 | -0.0082675 | -0.0082675 | -0.0082675 | -0.0082675 | -0.0082675
0
Diversity Factor: 0
0
Diversity Factor: 0
0
Diversity Factor: 0
0
Diversity Factor: 0
0
Diversity Factor: 0
| Weather Correction and Public Holiday Factors | [8 empty] | Forecast ROG
ROG Justification
| Actual loads for season 13/14 have been weather corrected by the following: | [8 empty] | Same as Musswellbrook 33/11kV | [59 empty] | Same as Musswellbrook 33/11kV
1 | 2 | 3 | 4 | 5 | 6 | 7 | 8 | 9 | 10 | 14/15 | 15/16 | 16/17 | 17/18 | 18/19 | 19/20 | 20/21 | 21/22 | 22/23 | 23/24 | 24/25 | 25/26 | 26/27 | 27/28 | 28/29 | 29/30 | 30/31 | 31/32 | 32/33 | 33/34 | 34/35 | 35/36 | 36/37 | 37/38 | 38/39
0.95546 | 0.9129 | 0.8858 | 0.87265 | 0.87265 | 0.87265 | 0.87265 | 0.87265 | 0.87265 | 0.87265 | -4.454% | -4.454% | -2.969% | -1.484% | 0% | 0% | 0% | 0% | 0% | 0% | 0% | 0% | 0% | 0% | 0% | 0% | 0% | 0% | 0% | 0% | 0% | 0% | 0% | 0% | 0%
Substation Load Detail
[7 empty] | Units | 13/14 |  | 14/15 | 15/16 | 16/17 | 17/18 | 18/19 | 19/20 | 20/21 | 21/22 | 22/23 | 23/24 | 24/25 | 25/26 | 26/27 | 27/28 | 28/29 | 29/30 | 30/31 | 31/32 | 32/33 | 33/34 | 34/35 | 35/36 | 36/37 | 37/38 | 38/39
1 | Muswellbrook North 132_11kV | Compensated |  | Load (LV side) |  |  | Amps | 0 |  | 0 | 0 | 701.4472 | 695.5125 | 700.8644 | 704.5964 | 713.6934 | 724.2798 | 733.6128 | 743.5049 | 752.2682 | 762.9346 | 773.6751 | 785.6618 | 798.3967 | 811.0359 | 823.5251 | 836.2673 | 849.2661 | 862.525 | 876.0473 | 889.8369 | 903.8972 | 918.2319 | 932.8448
|  |  |  | Apparent Power |  |  | MVA | 0 | 0 | 0 | 0 | 13.3644 | 13.2513 | 13.3533 | 13.4244 | 13.5977 | 13.7994 | 13.9772 | 14.1657 | 14.3326 | 14.5358 | 14.7405 | 14.9689 | 15.2115 | 15.4523 | 15.6903 | 15.933 | 16.1807 | 16.4333 | 16.6909 | 16.9537 | 17.2216 | 17.4947 | 17.7731
|  |  |  | Real Power |  |  | MW | 0 | 0 | 0 | 0 | 10.8707 | 10.7873 | 10.8804 | 10.9453 | 11.1034 | 11.2874 | 11.4495 | 11.6213 | 11.7734 | 11.9585 | 12.1449 | 12.3528 | 12.5735 | 12.7926 | 13.009 | 13.2296 | 13.4547 | 13.6842 | 13.9182 | 14.1568 | 14.3999 | 14.6478 | 14.9003
|  |  |  | Reactive Power |  |  | MVAr | 0 |  | 0 | 0 | 7.7739 | 7.6962 | 7.7413 | 7.7727 | 7.8493 | 7.9384 | 8.0169 | 8.1001 | 8.1738 | 8.2634 | 8.3537 | 8.4544 | 8.5613 | 8.6674 | 8.7722 | 8.8791 | 8.9881 | 9.0992 | 9.2126 | 9.3281 | 9.4459 | 9.5659 | 9.6882
|  |  |  | Capacitors In Service |  |  | MVAr | 0 |  | 0 | 0 | 0 | 0 | 0 | 0 | 0 | 0 | 0 | 0 | 0 | 0 | 0 | 0 | 0 | 0 | 0 | 0 | 0 | 0 | 0 | 0 | 0 | 0 | 0
|  |  |  | PF |  |  |  | 0 |  | 0 | 0 | 0.81341 | 0.81405 | 0.81481 | 0.81533 | 0.81657 | 0.81796 | 0.81916 | 0.82038 | 0.82144 | 0.82269 | 0.82391 | 0.82523 | 0.82658 | 0.82788 | 0.82911 | 0.83033 | 0.83153 | 0.83271 | 0.83388 | 0.83503 | 0.83616 | 0.83727 | 0.83837
0.93593 | Diversity Factor: 0.94 | Uncompensated |  | Reactive Power |  |  | MVAr | 0 | 0 | 0 | 0 | 7.7739 | 7.6962 | 7.7413 | 7.7727 | 7.8493 | 7.9384 | 8.0169 | 8.1001 | 8.1738 | 8.2634 | 8.3537 | 8.4544 | 8.5613 | 8.6674 | 8.7722 | 8.8791 | 8.9881 | 9.0992 | 9.2126 | 9.3281 | 9.4459 | 9.5659 | 9.6882
|  |  |  | PF |  |  |  | 0 |  | 0 | 0 | 0.81341 | 0.81405 | 0.81481 | 0.81533 | 0.81657 | 0.81796 | 0.81916 | 0.82038 | 0.82144 | 0.82269 | 0.82391 | 0.82523 | 0.82658 | 0.82788 | 0.82911 | 0.83033 | 0.83153 | 0.83271 | 0.83388 | 0.83503 | 0.83616 | 0.83727 | 0.83837
[10 empty] | 1 | 2 | 3 | 4 | 5 | 6 | 7 | 8 | 9 | 10 | 11 | 12 | 13 | 14 | 15 | 16 | 17 | 18 | 19 | 20 | 21 | 22 | 23 | 24 | 25
Transformer Load Detail
[7 empty] | Units | 13/14 |  | 14/15 | 15/16 | 16/17 | 17/18 | 18/19 | 19/20 | 20/21 | 21/22 | 22/23 | 23/24 | 24/25 | 25/26 | 26/27 | 27/28 | 28/29 | 29/30 | 30/31 | 31/32 | 32/33 | 33/34 | 34/35 | 35/36 | 36/37 | 37/38 | 38/39
| 0 | Compensated |  | Load (LV side) |  |  | Amps
|  |  |  | Apparent Power |  |  | MVA
|  |  |  | Real Power |  |  | MW
|  |  |  | Reactive Power |  |  | MVAr
|  |  |  | Capacitors In Service |  |  | MVAr
PF
| Zone Div: | Uncompensated |  | Reactive Power |  |  | MVAr
PF
| 0 | Compensated |  | Load (LV side) |  |  | Amps
|  |  |  | Apparent Power |  |  | MVA
|  |  |  | Real Power |  |  | MW
|  |  |  | Reactive Power |  |  | MVAr
|  |  |  | Capacitors In Service |  |  | MVAr
PF
| Zone Div: | Uncompensated |  | Reactive Power |  |  | MVAr
PF
| 0 | Compensated |  | Load (LV side) |  |  | Amps
|  |  |  | Apparent Power |  |  | MVA
|  |  |  | Real Power |  |  | MW
|  |  |  | Reactive Power |  |  | MVAr
|  |  |  | Capacitors In Service |  |  | MVAr
PF
| Zone Div: | Uncompensated |  | Reactive Power |  |  | MVAr
PF
| 0 | Compensated |  | Load (LV side) |  |  | Amps
|  |  |  | Apparent Power |  |  | MVA
|  |  |  | Real Power |  |  | MW
|  |  |  | Reactive Power |  |  | MVAr
|  |  |  | Capacitors In Service |  |  | MVAr
PF
| Zone Div: | Uncompensated |  | Reactive Power |  |  | MVAr
PF
| 0 | Compensated |  | Load (LV side) |  |  | Amps
|  |  |  | Apparent Power |  |  | MVA
|  |  |  | Real Power |  |  | MW
|  |  |  | Reactive Power |  |  | MVAr
|  |  |  | Capacitors In Service |  |  | MVAr
PF
| Zone Div: | Uncompensated |  | Reactive Power |  |  | MVAr
PF
| 0 | Compensated |  | Load (LV side) |  |  | Amps
|  |  |  | Apparent Power |  |  | MVA
|  |  |  | Real Power |  |  | MW
|  |  |  | Reactive Power |  |  | MVAr
|  |  |  | Capacitors In Service |  |  | MVAr
PF
| Zone Div: | Uncompensated |  | Reactive Power |  |  | MVAr
PF
| 0 | Compensated |  | Load (LV side) |  |  | Amps
|  |  |  | Apparent Power |  |  | MVA
|  |  |  | Real Power |  |  | MW
|  |  |  | Reactive Power |  |  | MVAr
|  |  |  | Capacitors In Service |  |  | MVAr
PF
| Zone Div: | Uncompensated |  | Reactive Power |  |  | MVAr
PF
| 0 | Compensated |  | Load (LV side) |  |  | Amps
|  |  |  | Apparent Power |  |  | MVA
|  |  |  | Real Power |  |  | MW
|  |  |  | Reactive Power |  |  | MVAr
|  |  |  | Capacitors In Service |  |  | MVAr
PF
| Zone Div: | Uncompensated |  | Reactive Power |  |  | MVAr
PF
| 0 | Compensated |  | Load (LV side) |  |  | Amps
|  |  |  | Apparent Power |  |  | MVA
|  |  |  | Real Power |  |  | MW
|  |  |  | Reactive Power |  |  | MVAr
|  |  |  | Capacitors In Service |  |  | MVAr
PF
| Zone Div: | Uncompensated |  | Reactive Power |  |  | MVAr
PF
| 0 | Compensated |  | Load (LV side) |  |  | Amps
|  |  |  | Apparent Power |  |  | MVA
|  |  |  | Real Power |  |  | MW
|  |  |  | Reactive Power |  |  | MVAr
|  |  |  | Capacitors In Service |  |  | MVAr
PF
| Zone Div: | Uncompensated |  | Reactive Power |  |  | MVAr
PF

## Customer91
| Customer91 | [16 empty] | 2015 | SUMMER
| Substation Total Loads | [33 empty] | Spots & Transfers Detail
| Historical Loads | MVA | [7 empty] | Weather Corrected Forecast Loads |  |  |  | MVA | [20 empty] | Spots & Transfers Summary | MVA |  | Historical Spots & Transfers | [6 empty] | Forecast Spots & Transfers
|  | 07/08 | 08/09 | 09/10 | 10/11 | 11/12 | 12/13 | 13/14 |  | 14/15 | 15/16 | 16/17 | 17/18 | 18/19 | 19/20 | 20/21 | 21/22 | 22/23 | 23/24 | 24/25 | 25/26 | 26/27 | 27/28 | 28/29 | 29/30 | 30/31 | 31/32 | 32/33 | 33/34 | 34/35 | 35/36 | 36/37 | 37/38 | 38/39 |  |  |  | 07/08 | 08/09 | 09/10 | 10/11 | 11/12 | 12/13 | 13/14 | 14/15 | 15/16 | 16/17 | 17/18 | 18/19 | 19/20 | 20/21 | 21/22 | 22/23 | 23/24 | 24/25 | 25/26 | 26/27 | 27/28 | 28/29 | 29/30 | 30/31 | 31/32 | 32/33 | 33/34 | 34/35 | 35/36 | 36/37 | 37/38 | 38/39
| Total | [8 empty] | 0 | 0 | 0 | 0 | 0 | 0 | 0 | 0 | 0 | 0 | 0 | 0 | 0 | 0 | 0 | 0 | 0 | 0 | 0 | 0 | 0 | 0 | 0 | 0 | 0 |  |  | Total
Firm Rating
| Total Capacity | [36 empty] | 0 | 0 | 0 | 0 | 0 | 0 | 0 | 0 | 0 | 0 | 0 | 0 | 0 | 0 | 0 | 0 | 0 | 0 | 0 | 0 | 0 | 0 | 0 | 0 | 0 | 0 | 0 | 0 | 0 | 0 | 0 | 0
|  | -7 | -6 | -5 | -4 | -3 | -2 | -1 |  | 0 | 1 | 2 | 3 | 4 | 5 | 6 | 7 | 8 | 9 | 10 | 11 | 12 | 13 | 14 | 15 | 16 | 17 | 18 | 19 | 20 | 21 | 22 | 23 | 24 |  |  |  | 0 | 0 | 0 | 0 | 0 | 0 | 0 | 0 | 0 | 0 | 0 | 0 | 0 | 0 | 0 | 0 | 0 | 0 | 0 | 0 | 0 | 0 | 0 | 0 | 0 | 0 | 0 | 0 | 0 | 0 | 0 | 0
| Transformer Loads | [36 empty] | 0 | 0 | 0 | 0 | 0 | 0 | 0 | 0 | 0 | 0 | 0 | 0 | 0 | 0 | 0 | 0 | 0 | 0 | 0 | 0 | 0 | 0 | 0 | 0 | 0 | 0 | 0 | 0 | 0 | 0 | 0 | 0
| Historical Loads | MVA | [7 empty] | Weather Corrected Forecast Loads |  |  |  | MVA | [23 empty] | 0 | 0 | 0 | 0 | 0 | 0 | 0 | 0 | 0 | 0 | 0 | 0 | 0 | 0 | 0 | 0 | 0 | 0 | 0 | 0 | 0 | 0 | 0 | 0 | 0 | 0 | 0 | 0 | 0 | 0 | 0 | 0
|  | 07/08 | 08/09 | 09/10 | 10/11 | 11/12 | 12/13 | 13/14 |  | 14/15 | 15/16 | 16/17 | 17/18 | 18/19 | 19/20 | 20/21 | 21/22 | 22/23 | 23/24 | 24/25 | 25/26 | 26/27 | 27/28 | 28/29 | 29/30 | 30/31 | 31/32 | 32/33 | 33/34 | 34/35 | 35/36 | 36/37 | 37/38 | 38/39 |  |  |  | 0 | 0 | 0 | 0 | 0 | 0 | 0 | 0 | 0 | 0 | 0 | 0 | 0 | 0 | 0 | 0 | 0 | 0 | 0 | 0 | 0 | 0 | 0 | 0 | 0 | 0 | 0 | 0 | 0 | 0 | 0 | 0
| 0 | [36 empty] | 0 | 0 | 0 | 0 | 0 | 0 | 0 | 0 | 0 | 0 | 0 | 0 | 0 | 0 | 0 | 0 | 0 | 0 | 0 | 0 | 0 | 0 | 0 | 0 | 0 | 0 | 0 | 0 | 0 | 0 | 0 | 0
| Diversity Factor: 0 | [36 empty] | 0 | 0 | 0 | 0 | 0 | 0 | 0 | 0 | 0 | 0 | 0 | 0 | 0 | 0 | 0 | 0 | 0 | 0 | 0 | 0 | 0 | 0 | 0 | 0 | 0 | 0 | 0 | 0 | 0 | 0 | 0 | 0
[38 empty] | 0 | 0 | 0 | 0 | 0 | 0 | 0 | 0 | 0 | 0 | 0 | 0 | 0 | 0 | 0 | 0 | 0 | 0 | 0 | 0 | 0 | 0 | 0 | 0 | 0 | 0 | 0 | 0 | 0 | 0 | 0 | 0
[38 empty] | 0 | 0 | 0 | 0 | 0 | 0 | 0 | 0 | 0 | 0 | 0 | 0 | 0 | 0 | 0 | 0 | 0 | 0 | 0 | 0 | 0 | 0 | 0 | 0 | 0 | 0 | 0 | 0 | 0 | 0 | 0 | 0
| 0 | [36 empty] | 0 | 0 | 0 | 0 | 0 | 0 | 0 | 0 | 0 | 0 | 0 | 0 | 0 | 0 | 0 | 0 | 0 | 0 | 0 | 0 | 0 | 0 | 0 | 0 | 0 | 0 | 0 | 0 | 0 | 0 | 0 | 0
Diversity Factor: 0
[38 empty] | Historical Spots & Transfers | [6 empty] | Forecast Spots & Transfers
[35 empty] | Project Name | From | To | 07/08 | 08/09 | 09/10 | 10/11 | 11/12 | 12/13 | 13/14 | 14/15 | 15/16 | 16/17 | 17/18 | 18/19 | 19/20 | 20/21 | 21/22 | 22/23 | 23/24 | 24/25 | 25/26 | 26/27 | 27/28 | 28/29 | 29/30 | 30/31 | 31/32 | 32/33 | 33/34 | 34/35 | 35/36 | 36/37 | 37/38 | 38/39
0
Diversity Factor: 0
0
Diversity Factor: 0
0
Diversity Factor: 0
0
Diversity Factor: 0
0
Diversity Factor: 0
0
Diversity Factor: 0
0
Diversity Factor: 0
0
Diversity Factor: 0
| Weather Correction and Public Holiday Factors | [8 empty] | Forecast ROG
ROG Justification
| Actual loads for season 13/14 have been weather corrected by the following: | [6 empty] | 0% |  | N/A | [59 empty] | N/A
1 | 2 | 3 | 4 | 5 | 6 | 7 | 8 | 9 | 10 | 14/15 | 15/16 | 16/17 | 17/18 | 18/19 | 19/20 | 20/21 | 21/22 | 22/23 | 23/24 | 24/25 | 25/26 | 26/27 | 27/28 | 28/29 | 29/30 | 30/31 | 31/32 | 32/33 | 33/34 | 34/35 | 35/36 | 36/37 | 37/38 | 38/39
1 | 1 | 1 | 1 | 1 | 1 | 1 | 1 | 1 | 1 | 0% | 0% | 0% | 0% | 0% | 0% | 0% | 0% | 0% | 0% | 0% | 0% | 0% | 0% | 0% | 0% | 0% | 0% | 0% | 0% | 0% | 0% | 0% | 0% | 0%
Substation Load Detail
[7 empty] | Units | 13/14 |  | 14/15 | 15/16 | 16/17 | 17/18 | 18/19 | 19/20 | 20/21 | 21/22 | 22/23 | 23/24 | 24/25 | 25/26 | 26/27 | 27/28 | 28/29 | 29/30 | 30/31 | 31/32 | 32/33 | 33/34 | 34/35 | 35/36 | 36/37 | 37/38 | 38/39
1 | Customer91 | Compensated |  | Load (LV side) |  |  | Amps | 0 |  | 0 | 0 | 0 | 0 | 0 | 0 | 0 | 0 | 0 | 0 | 0 | 0 | 0 | 0 | 0 | 0 | 0 | 0 | 0 | 0 | 0 | 0 | 0 | 0 | 0
|  |  |  | Apparent Power |  |  | MVA | 0 |  | 0 | 0 | 0 | 0 | 0 | 0 | 0 | 0 | 0 | 0 | 0 | 0 | 0 | 0 | 0 | 0 | 0 | 0 | 0 | 0 | 0 | 0 | 0 | 0 | 0
|  |  |  | Real Power |  |  | MW | 0 |  | 0 | 0 | 0 | 0 | 0 | 0 | 0 | 0 | 0 | 0 | 0 | 0 | 0 | 0 | 0 | 0 | 0 | 0 | 0 | 0 | 0 | 0 | 0 | 0 | 0
|  |  |  | Reactive Power |  |  | MVAr | 0 |  | 0 | 0 | 0 | 0 | 0 | 0 | 0 | 0 | 0 | 0 | 0 | 0 | 0 | 0 | 0 | 0 | 0 | 0 | 0 | 0 | 0 | 0 | 0 | 0 | 0
|  |  |  | Capacitors In Service |  |  | MVAr | 0 |  | 0 | 0 | 0 | 0 | 0 | 0 | 0 | 0 | 0 | 0 | 0 | 0 | 0 | 0 | 0 | 0 | 0 | 0 | 0 | 0 | 0 | 0 | 0 | 0 | 0
|  |  |  | PF |  |  |  | 0 |  | 0 | 0 | 0 | 0 | 0 | 0 | 0 | 0 | 0 | 0 | 0 | 0 | 0 | 0 | 0 | 0 | 0 | 0 | 0 | 0 | 0 | 0 | 0 | 0 | 0
| #VALUE! | Uncompensated |  | Reactive Power |  |  | MVAr | 0 |  | 0 | 0 | 0 | 0 | 0 | 0 | 0 | 0 | 0 | 0 | 0 | 0 | 0 | 0 | 0 | 0 | 0 | 0 | 0 | 0 | 0 | 0 | 0 | 0 | 0
|  |  |  | PF |  |  |  | 0 |  | 0 | 0 | 0 | 0 | 0 | 0 | 0 | 0 | 0 | 0 | 0 | 0 | 0 | 0 | 0 | 0 | 0 | 0 | 0 | 0 | 0 | 0 | 0 | 0 | 0
[10 empty] | 1 | 2 | 3 | 4 | 5 | 6 | 7 | 8 | 9 | 10 | 11 | 12 | 13 | 14 | 15 | 16 | 17 | 18 | 19 | 20 | 21 | 22 | 23 | 24 | 25
Transformer Load Detail
[7 empty] | Units | 13/14 |  | 14/15 | 15/16 | 16/17 | 17/18 | 18/19 | 19/20 | 20/21 | 21/22 | 22/23 | 23/24 | 24/25 | 25/26 | 26/27 | 27/28 | 28/29 | 29/30 | 30/31 | 31/32 | 32/33 | 33/34 | 34/35 | 35/36 | 36/37 | 37/38 | 38/39
| 0 | Compensated |  | Load (LV side) |  |  | Amps
|  |  |  | Apparent Power |  |  | MVA
|  |  |  | Real Power |  |  | MW
|  |  |  | Reactive Power |  |  | MVAr
|  |  |  | Capacitors In Service |  |  | MVAr
PF
| Zone Div: | Uncompensated |  | Reactive Power |  |  | MVAr
PF
| 0 | Compensated |  | Load (LV side) |  |  | Amps
|  |  |  | Apparent Power |  |  | MVA
|  |  |  | Real Power |  |  | MW
|  |  |  | Reactive Power |  |  | MVAr
|  |  |  | Capacitors In Service |  |  | MVAr
PF
| Zone Div: | Uncompensated |  | Reactive Power |  |  | MVAr
PF
| 0 | Compensated |  | Load (LV side) |  |  | Amps
|  |  |  | Apparent Power |  |  | MVA
|  |  |  | Real Power |  |  | MW
|  |  |  | Reactive Power |  |  | MVAr
|  |  |  | Capacitors In Service |  |  | MVAr
PF
| Zone Div: | Uncompensated |  | Reactive Power |  |  | MVAr
PF
| 0 | Compensated |  | Load (LV side) |  |  | Amps
|  |  |  | Apparent Power |  |  | MVA
|  |  |  | Real Power |  |  | MW
|  |  |  | Reactive Power |  |  | MVAr
|  |  |  | Capacitors In Service |  |  | MVAr
PF
| Zone Div: | Uncompensated |  | Reactive Power |  |  | MVAr
PF
| 0 | Compensated |  | Load (LV side) |  |  | Amps
|  |  |  | Apparent Power |  |  | MVA
|  |  |  | Real Power |  |  | MW
|  |  |  | Reactive Power |  |  | MVAr
|  |  |  | Capacitors In Service |  |  | MVAr
PF
| Zone Div: | Uncompensated |  | Reactive Power |  |  | MVAr
PF
| 0 | Compensated |  | Load (LV side) |  |  | Amps
|  |  |  | Apparent Power |  |  | MVA
|  |  |  | Real Power |  |  | MW
|  |  |  | Reactive Power |  |  | MVAr
|  |  |  | Capacitors In Service |  |  | MVAr
PF
| Zone Div: | Uncompensated |  | Reactive Power |  |  | MVAr
PF
| 0 | Compensated |  | Load (LV side) |  |  | Amps
|  |  |  | Apparent Power |  |  | MVA
|  |  |  | Real Power |  |  | MW
|  |  |  | Reactive Power |  |  | MVAr
|  |  |  | Capacitors In Service |  |  | MVAr
PF
| Zone Div: | Uncompensated |  | Reactive Power |  |  | MVAr
PF
| 0 | Compensated |  | Load (LV side) |  |  | Amps
|  |  |  | Apparent Power |  |  | MVA
|  |  |  | Real Power |  |  | MW
|  |  |  | Reactive Power |  |  | MVAr
|  |  |  | Capacitors In Service |  |  | MVAr
PF
| Zone Div: | Uncompensated |  | Reactive Power |  |  | MVAr
PF
| 0 | Compensated |  | Load (LV side) |  |  | Amps
|  |  |  | Apparent Power |  |  | MVA
|  |  |  | Real Power |  |  | MW
|  |  |  | Reactive Power |  |  | MVAr
|  |  |  | Capacitors In Service |  |  | MVAr
PF
| Zone Div: | Uncompensated |  | Reactive Power |  |  | MVAr
PF
| 0 | Compensated |  | Load (LV side) |  |  | Amps
|  |  |  | Apparent Power |  |  | MVA
|  |  |  | Real Power |  |  | MW
|  |  |  | Reactive Power |  |  | MVAr
|  |  |  | Capacitors In Service |  |  | MVAr
PF
| Zone Div: | Uncompensated |  | Reactive Power |  |  | MVAr
PF

## Rouchel 33_11kV
| Rouchel 33_11kV | [16 empty] | 2015 | SUMMER
| Substation Total Loads | [33 empty] | Spots & Transfers Detail
| Historical Loads | (11kV MVA) | [7 empty] | Weather Corrected Forecast Loads |  |  |  | (11kV MVA) | [20 empty] | Spots & Transfers Summary | (11kV MVA) |  | Historical Spots & Transfers | [6 empty] | Forecast Spots & Transfers
|  | 07/08 | 08/09 | 09/10 | 10/11 | 11/12 | 12/13 | 13/14 |  | 14/15 | 15/16 | 16/17 | 17/18 | 18/19 | 19/20 | 20/21 | 21/22 | 22/23 | 23/24 | 24/25 | 25/26 | 26/27 | 27/28 | 28/29 | 29/30 | 30/31 | 31/32 | 32/33 | 33/34 | 34/35 | 35/36 | 36/37 | 37/38 | 38/39 |  |  |  | 07/08 | 08/09 | 09/10 | 10/11 | 11/12 | 12/13 | 13/14 | 14/15 | 15/16 | 16/17 | 17/18 | 18/19 | 19/20 | 20/21 | 21/22 | 22/23 | 23/24 | 24/25 | 25/26 | 26/27 | 27/28 | 28/29 | 29/30 | 30/31 | 31/32 | 32/33 | 33/34 | 34/35 | 35/36 | 36/37 | 37/38 | 38/39
| Total | 1.162 | 1.463 | 0.967 | 1.252 | 1.141 | 0.947 | 1.217 |  | 1.1334 | 1.1266 | 1.122 | 1.1185 | 1.1148 | 1.1102 | 1.1109 | 1.1142 | 1.1162 | 1.1202 | 1.1218 | 1.1255 | 1.1293 | 1.1346 | 1.1407 | 1.1466 | 1.1523 | 1.1582 | 1.1643 | 1.1707 | 1.1773 | 1.1842 | 1.1913 | 1.1987 | 1.2063 |  |  | Total | 0 | 0 | 0 | -0.00421 | -0.00121 | -0.0003 | -4e-05 | -0.0066023 | -0.0067758 | -0.0046279 | -0.0034663 | -0.0036959 | -0.0046673 | 0.0007609 | 0.0032367 | 0.0020615 | 0.0039419 | 0.0015847 | 0.0037746 | 0.0037889 | 0.0052748 | 0.0061181 | 0.0059391 | 0.005662 | 0.005897 | 0.0061353 | 0.0063769 | 0.0066218 | 0.0068701 | 0.0071219 | 0.0073771 | 0.0076358
| Firm Rating | 0 | 0 | 0 | 0 | 0 | 0 | 0 |  | 0 | 0 | 0 | 0 | 0 | 0 | 0 | 0 | 0 | 0 | 0 | 0 | 0 | 0 | 0 | 0 | 0 | 0 | 0 | 0 | 0 | 0 | 0 | 0 | 0
| Total Capacity | 0 | 0 | 5 | 5 | 5 | 5.77 | 5.77 |  | 5.77 | 5.77 | 5.77 | 5.77 | 5.77 | 5.77 | 5.77 | 5.77 | 5.77 | 5.77 | 5.77 | 5.77 | 5.77 | 5.77 | 5.77 | 5.77 | 5.77 | 5.77 | 5.77 | 5.77 | 5.77 | 5.77 | 5.77 | 5.77 | 5.77 |  |  | Rouchel 33_11kV Tx1 | 0 | 0 | 0 | -0.00421 | -0.00121 | -0.0003 | -4e-05 | -0.0066023 | -0.0067758 | -0.0046279 | -0.0034663 | -0.0036959 | -0.0046673 | 0.0007609 | 0.0032367 | 0.0020615 | 0.0039419 | 0.0015847 | 0.0037746 | 0.0037889 | 0.0052748 | 0.0061181 | 0.0059391 | 0.005662 | 0.005897 | 0.0061353 | 0.0063769 | 0.0066218 | 0.0068701 | 0.0071219 | 0.0073771 | 0.0076358
|  | -7 | -6 | -5 | -4 | -3 | -2 | -1 |  | 0 | 1 | 2 | 3 | 4 | 5 | 6 | 7 | 8 | 9 | 10 | 11 | 12 | 13 | 14 | 15 | 16 | 17 | 18 | 19 | 20 | 21 | 22 | 23 | 24 |  |  |  | 0 | 0 | 0 | 0 | 0 | 0 | 0 | 0 | 0 | 0 | 0 | 0 | 0 | 0 | 0 | 0 | 0 | 0 | 0 | 0 | 0 | 0 | 0 | 0 | 0 | 0 | 0 | 0 | 0 | 0 | 0 | 0
| Transformer Loads | [36 empty] | 0 | 0 | 0 | 0 | 0 | 0 | 0 | 0 | 0 | 0 | 0 | 0 | 0 | 0 | 0 | 0 | 0 | 0 | 0 | 0 | 0 | 0 | 0 | 0 | 0 | 0 | 0 | 0 | 0 | 0 | 0 | 0
| Historical Loads | (11kV MVA) | [7 empty] | Weather Corrected Forecast Loads |  |  |  | (11kV MVA) | [23 empty] | 0 | 0 | 0 | 0 | 0 | 0 | 0 | 0 | 0 | 0 | 0 | 0 | 0 | 0 | 0 | 0 | 0 | 0 | 0 | 0 | 0 | 0 | 0 | 0 | 0 | 0 | 0 | 0 | 0 | 0 | 0 | 0
|  | 07/08 | 08/09 | 09/10 | 10/11 | 11/12 | 12/13 | 13/14 |  | 14/15 | 15/16 | 16/17 | 17/18 | 18/19 | 19/20 | 20/21 | 21/22 | 22/23 | 23/24 | 24/25 | 25/26 | 26/27 | 27/28 | 28/29 | 29/30 | 30/31 | 31/32 | 32/33 | 33/34 | 34/35 | 35/36 | 36/37 | 37/38 | 38/39 |  |  |  | 0 | 0 | 0 | 0 | 0 | 0 | 0 | 0 | 0 | 0 | 0 | 0 | 0 | 0 | 0 | 0 | 0 | 0 | 0 | 0 | 0 | 0 | 0 | 0 | 0 | 0 | 0 | 0 | 0 | 0 | 0 | 0
| 0 | [36 empty] | 0 | 0 | 0 | 0 | 0 | 0 | 0 | 0 | 0 | 0 | 0 | 0 | 0 | 0 | 0 | 0 | 0 | 0 | 0 | 0 | 0 | 0 | 0 | 0 | 0 | 0 | 0 | 0 | 0 | 0 | 0 | 0
| Diversity Factor: 0 | [36 empty] | 0 | 0 | 0 | 0 | 0 | 0 | 0 | 0 | 0 | 0 | 0 | 0 | 0 | 0 | 0 | 0 | 0 | 0 | 0 | 0 | 0 | 0 | 0 | 0 | 0 | 0 | 0 | 0 | 0 | 0 | 0 | 0
[38 empty] | 0 | 0 | 0 | 0 | 0 | 0 | 0 | 0 | 0 | 0 | 0 | 0 | 0 | 0 | 0 | 0 | 0 | 0 | 0 | 0 | 0 | 0 | 0 | 0 | 0 | 0 | 0 | 0 | 0 | 0 | 0 | 0
[38 empty] | 0 | 0 | 0 | 0 | 0 | 0 | 0 | 0 | 0 | 0 | 0 | 0 | 0 | 0 | 0 | 0 | 0 | 0 | 0 | 0 | 0 | 0 | 0 | 0 | 0 | 0 | 0 | 0 | 0 | 0 | 0 | 0
| 0 | [36 empty] | 0 | 0 | 0 | 0 | 0 | 0 | 0 | 0 | 0 | 0 | 0 | 0 | 0 | 0 | 0 | 0 | 0 | 0 | 0 | 0 | 0 | 0 | 0 | 0 | 0 | 0 | 0 | 0 | 0 | 0 | 0 | 0
Diversity Factor: 0
[38 empty] | Historical Spots & Transfers | [6 empty] | Forecast Spots & Transfers
[35 empty] | Project Name | From | To | 07/08 | 08/09 | 09/10 | 10/11 | 11/12 | 12/13 | 13/14 | 14/15 | 15/16 | 16/17 | 17/18 | 18/19 | 19/20 | 20/21 | 21/22 | 22/23 | 23/24 | 24/25 | 25/26 | 26/27 | 27/28 | 28/29 | 29/30 | 30/31 | 31/32 | 32/33 | 33/34 | 34/35 | 35/36 | 36/37 | 37/38 | 38/39
| 0 | [33 empty] | Broad based demand management |  | Rouchel 33_11kV Tx1 | 0 | 0 | 0 | 0 | 0 | 0 | 0 | 0 | -0.0010309 | 0 | -0.00047125 | 0 | 0 | 0 | 0 | 0 | 0 | 0 | 0 | 0 | 0 | 0 | 0 | 0 | 0 | 0 | 0 | 0 | 0 | 0 | 0 | 0
| Diversity Factor: 0 | [33 empty] | Econometric |  | Rouchel 33_11kV Tx1 | 0 | 0 | 0 | 0 | 0 | 0 | 0 | 0 | 0 | 0.0054491 | 0.010202 | 0.013929 | 0.013698 | 0.014375 | 0.014212 | 0.014038 | 0.014248 | 0.014462 | 0.014678 | 0.014897 | 0.01512 | 0.015345 | 0.015574 | 0.015806 | 0.016041 | 0.016279 | 0.016521 | 0.016766 | 0.017014 | 0.017266 | 0.017521 | 0.01778
[35 empty] | Energy Efficiency |  | Rouchel 33_11kV Tx1 | 0 | 0 | 0 | 0 | 0 | 0 | 0 | -0.0024599 | -0.0010986 | -0.0048294 | -0.0074392 | -0.011462 | -0.011873 | -0.0068171 | -0.0044028 | -0.0052991 | -0.0051973 | -0.0067572 | -0.0047838 | -0.0049888 | -0.0037253 | -0.0031076 | -0.0035152 | -0.0040241 | -0.0040241 | -0.0040241 | -0.0040241 | -0.0040241 | -0.0040241 | -0.0040241 | -0.0040241 | -0.0040241
[35 empty] | Solar PV |  | Rouchel 33_11kV Tx1 | 0 | 0 | 0 | -0.00421 | -0.00121 | -0.0003 | -4e-05 | -0.0041424 | -0.0046463 | -0.0052475 | -0.0057579 | -0.0061623 | -0.0064919 | -0.0067969 | -0.0065728 | -0.0066772 | -0.0051091 | -0.0061197 | -0.0061197 | -0.0061197 | -0.0061197 | -0.0061197 | -0.0061197 | -0.0061197 | -0.0061197 | -0.0061197 | -0.0061197 | -0.0061197 | -0.0061197 | -0.0061197 | -0.0061197 | -0.0061197
0
Diversity Factor: 0
0
Diversity Factor: 0
0
Diversity Factor: 0
0
Diversity Factor: 0
0
Diversity Factor: 0
0
Diversity Factor: 0
0
Diversity Factor: 0
| Weather Correction and Public Holiday Factors | [8 empty] | Forecast ROG
ROG Justification
| Actual loads for season 13/14 have been weather corrected by the following: | [6 empty] | 19.88% |  | ROGs not meaningful due to small loads | [59 empty] | ROGs not meaningful due to small loads
1 | 2 | 3 | 4 | 5 | 6 | 7 | 8 | 9 | 10 | 14/15 | 15/16 | 16/17 | 17/18 | 18/19 | 19/20 | 20/21 | 21/22 | 22/23 | 23/24 | 24/25 | 25/26 | 26/27 | 27/28 | 28/29 | 29/30 | 30/31 | 31/32 | 32/33 | 33/34 | 34/35 | 35/36 | 36/37 | 37/38 | 38/39
1 | 1 | 1 | 1 | 1 | 1 | 1 | 1 | 1 | 1 | 0% | 0% | 0% | 0% | 0% | 0% | 0% | 0% | 0% | 0% | 0% | 0% | 0% | 0% | 0% | 0% | 0% | 0% | 0% | 0% | 0% | 0% | 0% | 0% | 0%
Substation Load Detail
[7 empty] | Units | 13/14 |  | 14/15 | 15/16 | 16/17 | 17/18 | 18/19 | 19/20 | 20/21 | 21/22 | 22/23 | 23/24 | 24/25 | 25/26 | 26/27 | 27/28 | 28/29 | 29/30 | 30/31 | 31/32 | 32/33 | 33/34 | 34/35 | 35/36 | 36/37 | 37/38 | 38/39
1 | Rouchel 33_11kV | Compensated |  | Load (LV side) |  |  | Amps | 0 |  | 59.4879 | 59.1323 | 58.8894 | 58.7075 | 58.5135 | 58.2685 | 58.3085 | 58.4783 | 58.5865 | 58.7934 | 58.8766 | 59.0747 | 59.2736 | 59.5504 | 59.8716 | 60.1833 | 60.4805 | 60.79 | 61.112 | 61.4467 | 61.7943 | 62.1549 | 62.5286 | 62.9158 | 63.3166
|  |  |  | Apparent Power |  |  | MVA | 1.217 | 1.14 | 1.1334 | 1.1266 | 1.122 | 1.1185 | 1.1148 | 1.1102 | 1.1109 | 1.1142 | 1.1162 | 1.1202 | 1.1218 | 1.1255 | 1.1293 | 1.1346 | 1.1407 | 1.1466 | 1.1523 | 1.1582 | 1.1643 | 1.1707 | 1.1773 | 1.1842 | 1.1913 | 1.1987 | 1.2063
|  |  |  | Real Power |  |  | MW | 1.1221 | 1.0511 | 1.045 | 1.0387 | 1.0345 | 1.0313 | 1.0279 | 1.0236 | 1.0243 | 1.0273 | 1.0292 | 1.0328 | 1.0343 | 1.0377 | 1.0412 | 1.0461 | 1.0517 | 1.0572 | 1.0624 | 1.0679 | 1.0735 | 1.0794 | 1.0855 | 1.0918 | 1.0984 | 1.1052 | 1.1122
|  |  |  | Reactive Power |  |  | MVAr | 0 |  | 0.43884 | 0.43622 | 0.43442 | 0.43308 | 0.43165 | 0.42984 | 0.43014 | 0.43139 | 0.43219 | 0.43372 | 0.43433 | 0.43579 | 0.43726 | 0.4393 | 0.44167 | 0.44397 | 0.44616 | 0.44844 | 0.45082 | 0.45329 | 0.45585 | 0.45851 | 0.46127 | 0.46413 | 0.46708
|  |  |  | Capacitors In Service |  |  | MVAr | 0 |  | 0 | 0 | 0 | 0 | 0 | 0 | 0 | 0 | 0 | 0 | 0 | 0 | 0 | 0 | 0 | 0 | 0 | 0 | 0 | 0 | 0 | 0 | 0 | 0 | 0
|  |  |  | PF |  |  |  | 0.922 |  | 0.922 | 0.922 | 0.922 | 0.922 | 0.922 | 0.922 | 0.922 | 0.922 | 0.922 | 0.922 | 0.922 | 0.922 | 0.922 | 0.922 | 0.922 | 0.922 | 0.922 | 0.922 | 0.922 | 0.922 | 0.922 | 0.922 | 0.922 | 0.922 | 0.922
0.77177 | Diversity Factor: 0.77 | Uncompensated |  | Reactive Power |  |  | MVAr | 0 | 0.4414 | 0.43884 | 0.43622 | 0.43442 | 0.43308 | 0.43165 | 0.42984 | 0.43014 | 0.43139 | 0.43219 | 0.43372 | 0.43433 | 0.43579 | 0.43726 | 0.4393 | 0.44167 | 0.44397 | 0.44616 | 0.44844 | 0.45082 | 0.45329 | 0.45585 | 0.45851 | 0.46127 | 0.46413 | 0.46708
|  |  |  | PF |  |  |  | 0.922 |  | 0.922 | 0.922 | 0.922 | 0.922 | 0.922 | 0.922 | 0.922 | 0.922 | 0.922 | 0.922 | 0.922 | 0.922 | 0.922 | 0.922 | 0.922 | 0.922 | 0.922 | 0.922 | 0.922 | 0.922 | 0.922 | 0.922 | 0.922 | 0.922 | 0.922
[10 empty] | 1 | 2 | 3 | 4 | 5 | 6 | 7 | 8 | 9 | 10 | 11 | 12 | 13 | 14 | 15 | 16 | 17 | 18 | 19 | 20 | 21 | 22 | 23 | 24 | 25
Transformer Load Detail
[7 empty] | Units | 13/14 |  | 14/15 | 15/16 | 16/17 | 17/18 | 18/19 | 19/20 | 20/21 | 21/22 | 22/23 | 23/24 | 24/25 | 25/26 | 26/27 | 27/28 | 28/29 | 29/30 | 30/31 | 31/32 | 32/33 | 33/34 | 34/35 | 35/36 | 36/37 | 37/38 | 38/39
| 0 | Compensated |  | Load (LV side) |  |  | Amps
|  |  |  | Apparent Power |  |  | MVA
|  |  |  | Real Power |  |  | MW
|  |  |  | Reactive Power |  |  | MVAr
|  |  |  | Capacitors In Service |  |  | MVAr
PF
| Zone Div: | Uncompensated |  | Reactive Power |  |  | MVAr
PF
| 0 | Compensated |  | Load (LV side) |  |  | Amps
|  |  |  | Apparent Power |  |  | MVA
|  |  |  | Real Power |  |  | MW
|  |  |  | Reactive Power |  |  | MVAr
|  |  |  | Capacitors In Service |  |  | MVAr
PF
| Zone Div: | Uncompensated |  | Reactive Power |  |  | MVAr
PF
| 0 | Compensated |  | Load (LV side) |  |  | Amps
|  |  |  | Apparent Power |  |  | MVA
|  |  |  | Real Power |  |  | MW
|  |  |  | Reactive Power |  |  | MVAr
|  |  |  | Capacitors In Service |  |  | MVAr
PF
| Zone Div: | Uncompensated |  | Reactive Power |  |  | MVAr
PF
| 0 | Compensated |  | Load (LV side) |  |  | Amps
|  |  |  | Apparent Power |  |  | MVA
|  |  |  | Real Power |  |  | MW
|  |  |  | Reactive Power |  |  | MVAr
|  |  |  | Capacitors In Service |  |  | MVAr
PF
| Zone Div: | Uncompensated |  | Reactive Power |  |  | MVAr
PF
| 0 | Compensated |  | Load (LV side) |  |  | Amps
|  |  |  | Apparent Power |  |  | MVA
|  |  |  | Real Power |  |  | MW
|  |  |  | Reactive Power |  |  | MVAr
|  |  |  | Capacitors In Service |  |  | MVAr
PF
| Zone Div: | Uncompensated |  | Reactive Power |  |  | MVAr
PF
| 0 | Compensated |  | Load (LV side) |  |  | Amps
|  |  |  | Apparent Power |  |  | MVA
|  |  |  | Real Power |  |  | MW
|  |  |  | Reactive Power |  |  | MVAr
|  |  |  | Capacitors In Service |  |  | MVAr
PF
| Zone Div: | Uncompensated |  | Reactive Power |  |  | MVAr
PF
| 0 | Compensated |  | Load (LV side) |  |  | Amps
|  |  |  | Apparent Power |  |  | MVA
|  |  |  | Real Power |  |  | MW
|  |  |  | Reactive Power |  |  | MVAr
|  |  |  | Capacitors In Service |  |  | MVAr
PF
| Zone Div: | Uncompensated |  | Reactive Power |  |  | MVAr
PF
| 0 | Compensated |  | Load (LV side) |  |  | Amps
|  |  |  | Apparent Power |  |  | MVA
|  |  |  | Real Power |  |  | MW
|  |  |  | Reactive Power |  |  | MVAr
|  |  |  | Capacitors In Service |  |  | MVAr
PF
| Zone Div: | Uncompensated |  | Reactive Power |  |  | MVAr
PF
| 0 | Compensated |  | Load (LV side) |  |  | Amps
|  |  |  | Apparent Power |  |  | MVA
|  |  |  | Real Power |  |  | MW
|  |  |  | Reactive Power |  |  | MVAr
|  |  |  | Capacitors In Service |  |  | MVAr
PF
| Zone Div: | Uncompensated |  | Reactive Power |  |  | MVAr
PF
| 0 | Compensated |  | Load (LV side) |  |  | Amps
|  |  |  | Apparent Power |  |  | MVA
|  |  |  | Real Power |  |  | MW
|  |  |  | Reactive Power |  |  | MVAr
|  |  |  | Capacitors In Service |  |  | MVAr
PF
| Zone Div: | Uncompensated |  | Reactive Power |  |  | MVAr
PF

## Scone 33_11kV
| Scone 33_11kV | [16 empty] | 2015 | SUMMER
[6 empty] | Zone decommissioned |  | 2010-02-25
| Substation Total Loads | [33 empty] | Spots & Transfers Detail
| Historical Loads | (11kV MVA) | [7 empty] | Weather Corrected Forecast Loads |  |  |  | (11kV MVA) | [20 empty] | Spots & Transfers Summary | (11kV MVA) |  | Historical Spots & Transfers | [6 empty] | Forecast Spots & Transfers
|  | 07/08 | 08/09 | 09/10 | 10/11 | 11/12 | 12/13 | 13/14 |  | 14/15 | 15/16 | 16/17 | 17/18 | 18/19 | 19/20 | 20/21 | 21/22 | 22/23 | 23/24 | 24/25 | 25/26 | 26/27 | 27/28 | 28/29 | 29/30 | 30/31 | 31/32 | 32/33 | 33/34 | 34/35 | 35/36 | 36/37 | 37/38 | 38/39 |  |  |  | 07/08 | 08/09 | 09/10 | 10/11 | 11/12 | 12/13 | 13/14 | 14/15 | 15/16 | 16/17 | 17/18 | 18/19 | 19/20 | 20/21 | 21/22 | 22/23 | 23/24 | 24/25 | 25/26 | 26/27 | 27/28 | 28/29 | 29/30 | 30/31 | 31/32 | 32/33 | 33/34 | 34/35 | 35/36 | 36/37 | 37/38 | 38/39
| Total | 12.888 | 16.19 | 17 | [5 empty] | 0 | 0 | 0 | 0 | 0 | 0 | 0 | 0 | 0 | 0 | 0 | 0 | 0 | 0 | 0 | 0 | 0 | 0 | 0 | 0 | 0 | 0 | 0 | 0 | 0 |  |  | Total | 0 | 0.2553 | 0 | -17.5855 | 0 | 0 | 0 | 0 | 0 | 0 | 0 | 0 | 0 | 0 | 0 | 0 | 0 | 0 | 0 | 0 | 0 | 0 | 0 | 0 | 0 | 0 | 0 | 0 | 0 | 0 | 0 | 0
| Firm Rating | 14.2 | 14.2 | 0 | 0 | 0 | 0 | 0 |  | 0 | 0 | 0 | 0 | 0 | 0 | 0 | 0 | 0 | 0 | 0 | 0 | 0 | 0 | 0 | 0 | 0 | 0 | 0 | 0 | 0 | 0 | 0 | 0 | 0
| Total Capacity | 0 | 0 | 0 | 0 | 0 | 0 | 0 |  | 0 | 0 | 0 | 0 | 0 | 0 | 0 | 0 | 0 | 0 | 0 | 0 | 0 | 0 | 0 | 0 | 0 | 0 | 0 | 0 | 0 | 0 | 0 | 0 | 0 |  |  | Scone 33_11kV Tx1 | 0 | 0.12765 | 0 | -8.7928 | 0 | 0 | 0 | 0 | 0 | 0 | 0 | 0 | 0 | 0 | 0 | 0 | 0 | 0 | 0 | 0 | 0 | 0 | 0 | 0 | 0 | 0 | 0 | 0 | 0 | 0 | 0 | 0
|  | -7 | -6 | -5 | -4 | -3 | -2 | -1 |  | 0 | 1 | 2 | 3 | 4 | 5 | 6 | 7 | 8 | 9 | 10 | 11 | 12 | 13 | 14 | 15 | 16 | 17 | 18 | 19 | 20 | 21 | 22 | 23 | 24 |  |  | Scone 33_11kV Tx2 | 0 | 0.12765 | 0 | -8.7928 | 0 | 0 | 0 | 0 | 0 | 0 | 0 | 0 | 0 | 0 | 0 | 0 | 0 | 0 | 0 | 0 | 0 | 0 | 0 | 0 | 0 | 0 | 0 | 0 | 0 | 0 | 0 | 0
| Transformer Loads | [36 empty] | 0 | 0 | 0 | 0 | 0 | 0 | 0 | 0 | 0 | 0 | 0 | 0 | 0 | 0 | 0 | 0 | 0 | 0 | 0 | 0 | 0 | 0 | 0 | 0 | 0 | 0 | 0 | 0 | 0 | 0 | 0 | 0
| Historical Loads | (11kV MVA) | [7 empty] | Weather Corrected Forecast Loads |  |  |  | (11kV MVA) | [23 empty] | 0 | 0 | 0 | 0 | 0 | 0 | 0 | 0 | 0 | 0 | 0 | 0 | 0 | 0 | 0 | 0 | 0 | 0 | 0 | 0 | 0 | 0 | 0 | 0 | 0 | 0 | 0 | 0 | 0 | 0 | 0 | 0
|  | 07/08 | 08/09 | 09/10 | 10/11 | 11/12 | 12/13 | 13/14 |  | 14/15 | 15/16 | 16/17 | 17/18 | 18/19 | 19/20 | 20/21 | 21/22 | 22/23 | 23/24 | 24/25 | 25/26 | 26/27 | 27/28 | 28/29 | 29/30 | 30/31 | 31/32 | 32/33 | 33/34 | 34/35 | 35/36 | 36/37 | 37/38 | 38/39 |  |  |  | 0 | 0 | 0 | 0 | 0 | 0 | 0 | 0 | 0 | 0 | 0 | 0 | 0 | 0 | 0 | 0 | 0 | 0 | 0 | 0 | 0 | 0 | 0 | 0 | 0 | 0 | 0 | 0 | 0 | 0 | 0 | 0
| 0 | [36 empty] | 0 | 0 | 0 | 0 | 0 | 0 | 0 | 0 | 0 | 0 | 0 | 0 | 0 | 0 | 0 | 0 | 0 | 0 | 0 | 0 | 0 | 0 | 0 | 0 | 0 | 0 | 0 | 0 | 0 | 0 | 0 | 0
| Diversity Factor: 0 | [36 empty] | 0 | 0 | 0 | 0 | 0 | 0 | 0 | 0 | 0 | 0 | 0 | 0 | 0 | 0 | 0 | 0 | 0 | 0 | 0 | 0 | 0 | 0 | 0 | 0 | 0 | 0 | 0 | 0 | 0 | 0 | 0 | 0
[38 empty] | 0 | 0 | 0 | 0 | 0 | 0 | 0 | 0 | 0 | 0 | 0 | 0 | 0 | 0 | 0 | 0 | 0 | 0 | 0 | 0 | 0 | 0 | 0 | 0 | 0 | 0 | 0 | 0 | 0 | 0 | 0 | 0
[38 empty] | 0 | 0 | 0 | 0 | 0 | 0 | 0 | 0 | 0 | 0 | 0 | 0 | 0 | 0 | 0 | 0 | 0 | 0 | 0 | 0 | 0 | 0 | 0 | 0 | 0 | 0 | 0 | 0 | 0 | 0 | 0 | 0
| 0 | [36 empty] | 0 | 0 | 0 | 0 | 0 | 0 | 0 | 0 | 0 | 0 | 0 | 0 | 0 | 0 | 0 | 0 | 0 | 0 | 0 | 0 | 0 | 0 | 0 | 0 | 0 | 0 | 0 | 0 | 0 | 0 | 0 | 0
Diversity Factor: 0
[38 empty] | Historical Spots & Transfers | [6 empty] | Forecast Spots & Transfers
[35 empty] | Project Name | From | To | 07/08 | 08/09 | 09/10 | 10/11 | 11/12 | 12/13 | 13/14 | 14/15 | 15/16 | 16/17 | 17/18 | 18/19 | 19/20 | 20/21 | 21/22 | 22/23 | 23/24 | 24/25 | 25/26 | 26/27 | 27/28 | 28/29 | 29/30 | 30/31 | 31/32 | 32/33 | 33/34 | 34/35 | 35/36 | 36/37 | 37/38 | 38/39
| 0 | [33 empty] | DNP_ID: 2241. Move open point from 75002 to 74724 (from Scone) | Scone 33_11kV Tx1 | Aberdeen 33_11kV Tx1 | 0 | 0.047631 | 0 | 0 | 0 | 0 | 0 | 0 | 0 | 0 | 0 | 0 | 0 | 0 | 0 | 0 | 0 | 0 | 0 | 0 | 0 | 0 | 0 | 0 | 0 | 0 | 0 | 0 | 0 | 0 | 0 | 0
| Diversity Factor: 0 | [33 empty] | DNP_ID: 2241. Move open point from 75002 to 74724 (from Scone) | Scone 33_11kV Tx1 | Aberdeen 33_11kV Tx2 | 0 | 0.047631 | 0 | 0 | 0 | 0 | 0 | 0 | 0 | 0 | 0 | 0 | 0 | 0 | 0 | 0 | 0 | 0 | 0 | 0 | 0 | 0 | 0 | 0 | 0 | 0 | 0 | 0 | 0 | 0 | 0 | 0
[35 empty] | DNP_ID: 2241. Move open point from 75002 to 74724 (from Scone) | Scone 33_11kV Tx2 | Aberdeen 33_11kV Tx1 | 0 | 0.047631 | 0 | 0 | 0 | 0 | 0 | 0 | 0 | 0 | 0 | 0 | 0 | 0 | 0 | 0 | 0 | 0 | 0 | 0 | 0 | 0 | 0 | 0 | 0 | 0 | 0 | 0 | 0 | 0 | 0 | 0
[35 empty] | DNP_ID: 2241. Move open point from 75002 to 74724 (from Scone) | Scone 33_11kV Tx2 | Aberdeen 33_11kV Tx2 | 0 | 0.047631 | 0 | 0 | 0 | 0 | 0 | 0 | 0 | 0 | 0 | 0 | 0 | 0 | 0 | 0 | 0 | 0 | 0 | 0 | 0 | 0 | 0 | 0 | 0 | 0 | 0 | 0 | 0 | 0 | 0 | 0
| 0 | [33 empty] | DNP_ID: 2256. to Scone 66/11kV | Scone 33_11kV Tx1 | Scone 66_11kV Tx1 | 0 | 0 | 0 | 0 | 0 | 0 | 0 | 0 | 0 | 0 | 0 | 0 | 0 | 0 | 0 | 0 | 0 | 0 | 0 | 0 | 0 | 0 | 0 | 0 | 0 | 0 | 0 | 0 | 0 | 0 | 0 | 0
| Diversity Factor: 0 | [33 empty] | DNP_ID: 2256. to Scone 66/11kV | Scone 33_11kV Tx1 | Scone 66_11kV Tx2 | 0 | 0 | 0 | 0 | 0 | 0 | 0 | 0 | 0 | 0 | 0 | 0 | 0 | 0 | 0 | 0 | 0 | 0 | 0 | 0 | 0 | 0 | 0 | 0 | 0 | 0 | 0 | 0 | 0 | 0 | 0 | 0
[35 empty] | DNP_ID: 2256. to Scone 66/11kV | Scone 33_11kV Tx2 | Scone 66_11kV Tx1 | 0 | 0 | 0 | 0 | 0 | 0 | 0 | 0 | 0 | 0 | 0 | 0 | 0 | 0 | 0 | 0 | 0 | 0 | 0 | 0 | 0 | 0 | 0 | 0 | 0 | 0 | 0 | 0 | 0 | 0 | 0 | 0
[35 empty] | DNP_ID: 2256. to Scone 66/11kV | Scone 33_11kV Tx2 | Scone 66_11kV Tx2 | 0 | 0 | 0 | 0 | 0 | 0 | 0 | 0 | 0 | 0 | 0 | 0 | 0 | 0 | 0 | 0 | 0 | 0 | 0 | 0 | 0 | 0 | 0 | 0 | 0 | 0 | 0 | 0 | 0 | 0 | 0 | 0
| 0 | [33 empty] | DNP_ID: 2257. to Scone 66/11kV | Scone 33_11kV Tx1 | Scone 66_11kV Tx1 | 0 | 0 | 0 | 3.465 | 0 | 0 | 0 | 0 | 0 | 0 | 0 | 0 | 0 | 0 | 0 | 0 | 0 | 0 | 0 | 0 | 0 | 0 | 0 | 0 | 0 | 0 | 0 | 0 | 0 | 0 | 0 | 0
| Diversity Factor: 0 | [33 empty] | DNP_ID: 2257. to Scone 66/11kV | Scone 33_11kV Tx1 | Scone 66_11kV Tx2 | 0 | 0 | 0 | 5.3278 | 0 | 0 | 0 | 0 | 0 | 0 | 0 | 0 | 0 | 0 | 0 | 0 | 0 | 0 | 0 | 0 | 0 | 0 | 0 | 0 | 0 | 0 | 0 | 0 | 0 | 0 | 0 | 0
[35 empty] | DNP_ID: 2257. to Scone 66/11kV | Scone 33_11kV Tx2 | Scone 66_11kV Tx1 | 0 | 0 | 0 | 3.465 | 0 | 0 | 0 | 0 | 0 | 0 | 0 | 0 | 0 | 0 | 0 | 0 | 0 | 0 | 0 | 0 | 0 | 0 | 0 | 0 | 0 | 0 | 0 | 0 | 0 | 0 | 0 | 0
[35 empty] | DNP_ID: 2257. to Scone 66/11kV | Scone 33_11kV Tx2 | Scone 66_11kV Tx2 | 0 | 0 | 0 | 5.3278 | 0 | 0 | 0 | 0 | 0 | 0 | 0 | 0 | 0 | 0 | 0 | 0 | 0 | 0 | 0 | 0 | 0 | 0 | 0 | 0 | 0 | 0 | 0 | 0 | 0 | 0 | 0 | 0
| 0 | [33 empty] | HVCON_ID: 2000142. xcu012379- Scone Maccas/Service Station- 1MVA kiosk |  | Scone 33_11kV Tx1 | 0 | 0.22291 | 0 | 0 | 0 | 0 | 0 | 0 | 0 | 0 | 0 | 0 | 0 | 0 | 0 | 0 | 0 | 0 | 0 | 0 | 0 | 0 | 0 | 0 | 0 | 0 | 0 | 0 | 0 | 0 | 0 | 0
| Diversity Factor: 0 | [33 empty] | HVCON_ID: 2000142. xcu012379- Scone Maccas/Service Station- 1MVA kiosk |  | Scone 33_11kV Tx2 | 0 | 0.22291 | 0 | 0 | 0 | 0 | 0 | 0 | 0 | 0 | 0 | 0 | 0 | 0 | 0 | 0 | 0 | 0 | 0 | 0 | 0 | 0 | 0 | 0 | 0 | 0 | 0 | 0 | 0 | 0 | 0 | 0
0
Diversity Factor: 0
0
Diversity Factor: 0
0
Diversity Factor: 0
0
Diversity Factor: 0
| Weather Correction and Public Holiday Factors | [8 empty] | Forecast ROG
ROG Justification
| Actual loads for season 13/14 have been weather corrected by the following: | [6 empty] | 0% |  | 0
1 | 2 | 3 | 4 | 5 | 6 | 7 | 8 | 9 | 10 | 14/15 | 15/16 | 16/17 | 17/18 | 18/19 | 19/20 | 20/21 | 21/22 | 22/23 | 23/24 | 24/25 | 25/26 | 26/27 | 27/28 | 28/29 | 29/30 | 30/31 | 31/32 | 32/33 | 33/34 | 34/35 | 35/36 | 36/37 | 37/38 | 38/39
1 | 1 | 1 | 1 | 1 | 1 | 1 | 1 | 1 | 1 | 0% | 0% | 0% | 0% | 0% | 0% | 0% | 0% | 0% | 0% | 0% | 0% | 0% | 0% | 0% | 0% | 0% | 0% | 0% | 0% | 0% | 0% | 0% | 0% | 0%
Substation Load Detail
[7 empty] | Units | 13/14 |  | 14/15 | 15/16 | 16/17 | 17/18 | 18/19 | 19/20 | 20/21 | 21/22 | 22/23 | 23/24 | 24/25 | 25/26 | 26/27 | 27/28 | 28/29 | 29/30 | 30/31 | 31/32 | 32/33 | 33/34 | 34/35 | 35/36 | 36/37 | 37/38 | 38/39
1 | Scone 33_11kV | Compensated |  | Load (LV side) |  |  | Amps | 0 |  | 0 | 0 | 0 | 0 | 0 | 0 | 0 | 0 | 0 | 0 | 0 | 0 | 0 | 0 | 0 | 0 | 0 | 0 | 0 | 0 | 0 | 0 | 0 | 0 | 0
|  |  |  | Apparent Power |  |  | MVA | 0 | 0 | 0 | 0 | 0 | 0 | 0 | 0 | 0 | 0 | 0 | 0 | 0 | 0 | 0 | 0 | 0 | 0 | 0 | 0 | 0 | 0 | 0 | 0 | 0 | 0 | 0
|  |  |  | Real Power |  |  | MW | 0 | 0 | 0 | 0 | 0 | 0 | 0 | 0 | 0 | 0 | 0 | 0 | 0 | 0 | 0 | 0 | 0 | 0 | 0 | 0 | 0 | 0 | 0 | 0 | 0 | 0 | 0
|  |  |  | Reactive Power |  |  | MVAr | 0 |  | 0 | 0 | 0 | 0 | 0 | 0 | 0 | 0 | 0 | 0 | 0 | 0 | 0 | 0 | 0 | 0 | 0 | 0 | 0 | 0 | 0 | 0 | 0 | 0 | 0
|  |  |  | Capacitors In Service |  |  | MVAr | 0 |  | 0 | 0 | 0 | 0 | 0 | 0 | 0 | 0 | 0 | 0 | 0 | 0 | 0 | 0 | 0 | 0 | 0 | 0 | 0 | 0 | 0 | 0 | 0 | 0 | 0
|  |  |  | PF |  |  |  | 0 |  | 0 | 0 | 0 | 0 | 0 | 0 | 0 | 0 | 0 | 0 | 0 | 0 | 0 | 0 | 0 | 0 | 0 | 0 | 0 | 0 | 0 | 0 | 0 | 0 | 0
0.92482 | Diversity Factor: 0.92 | Uncompensated |  | Reactive Power |  |  | MVAr | 0 | 0 | 0 | 0 | 0 | 0 | 0 | 0 | 0 | 0 | 0 | 0 | 0 | 0 | 0 | 0 | 0 | 0 | 0 | 0 | 0 | 0 | 0 | 0 | 0 | 0 | 0
|  |  |  | PF |  |  |  | 0 |  | 0 | 0 | 0 | 0 | 0 | 0 | 0 | 0 | 0 | 0 | 0 | 0 | 0 | 0 | 0 | 0 | 0 | 0 | 0 | 0 | 0 | 0 | 0 | 0 | 0
[10 empty] | 1 | 2 | 3 | 4 | 5 | 6 | 7 | 8 | 9 | 10 | 11 | 12 | 13 | 14 | 15 | 16 | 17 | 18 | 19 | 20 | 21 | 22 | 23 | 24 | 25
Transformer Load Detail
[7 empty] | Units | 13/14 |  | 14/15 | 15/16 | 16/17 | 17/18 | 18/19 | 19/20 | 20/21 | 21/22 | 22/23 | 23/24 | 24/25 | 25/26 | 26/27 | 27/28 | 28/29 | 29/30 | 30/31 | 31/32 | 32/33 | 33/34 | 34/35 | 35/36 | 36/37 | 37/38 | 38/39
| 0 | Compensated |  | Load (LV side) |  |  | Amps
|  |  |  | Apparent Power |  |  | MVA
|  |  |  | Real Power |  |  | MW
|  |  |  | Reactive Power |  |  | MVAr
|  |  |  | Capacitors In Service |  |  | MVAr
PF
| Zone Div: | Uncompensated |  | Reactive Power |  |  | MVAr
PF
| 0 | Compensated |  | Load (LV side) |  |  | Amps
|  |  |  | Apparent Power |  |  | MVA
|  |  |  | Real Power |  |  | MW
|  |  |  | Reactive Power |  |  | MVAr
|  |  |  | Capacitors In Service |  |  | MVAr
PF
| Zone Div: | Uncompensated |  | Reactive Power |  |  | MVAr
PF
| 0 | Compensated |  | Load (LV side) |  |  | Amps
|  |  |  | Apparent Power |  |  | MVA
|  |  |  | Real Power |  |  | MW
|  |  |  | Reactive Power |  |  | MVAr
|  |  |  | Capacitors In Service |  |  | MVAr
PF
| Zone Div: | Uncompensated |  | Reactive Power |  |  | MVAr
PF
| 0 | Compensated |  | Load (LV side) |  |  | Amps
|  |  |  | Apparent Power |  |  | MVA
|  |  |  | Real Power |  |  | MW
|  |  |  | Reactive Power |  |  | MVAr
|  |  |  | Capacitors In Service |  |  | MVAr
PF
| Zone Div: | Uncompensated |  | Reactive Power |  |  | MVAr
PF
| 0 | Compensated |  | Load (LV side) |  |  | Amps
|  |  |  | Apparent Power |  |  | MVA
|  |  |  | Real Power |  |  | MW
|  |  |  | Reactive Power |  |  | MVAr
|  |  |  | Capacitors In Service |  |  | MVAr
PF
| Zone Div: | Uncompensated |  | Reactive Power |  |  | MVAr
PF
| 0 | Compensated |  | Load (LV side) |  |  | Amps
|  |  |  | Apparent Power |  |  | MVA
|  |  |  | Real Power |  |  | MW
|  |  |  | Reactive Power |  |  | MVAr
|  |  |  | Capacitors In Service |  |  | MVAr
PF
| Zone Div: | Uncompensated |  | Reactive Power |  |  | MVAr
PF
| 0 | Compensated |  | Load (LV side) |  |  | Amps
|  |  |  | Apparent Power |  |  | MVA
|  |  |  | Real Power |  |  | MW
|  |  |  | Reactive Power |  |  | MVAr
|  |  |  | Capacitors In Service |  |  | MVAr
PF
| Zone Div: | Uncompensated |  | Reactive Power |  |  | MVAr
PF
| 0 | Compensated |  | Load (LV side) |  |  | Amps
|  |  |  | Apparent Power |  |  | MVA
|  |  |  | Real Power |  |  | MW
|  |  |  | Reactive Power |  |  | MVAr
|  |  |  | Capacitors In Service |  |  | MVAr
PF
| Zone Div: | Uncompensated |  | Reactive Power |  |  | MVAr
PF
| 0 | Compensated |  | Load (LV side) |  |  | Amps
|  |  |  | Apparent Power |  |  | MVA
|  |  |  | Real Power |  |  | MW
|  |  |  | Reactive Power |  |  | MVAr
|  |  |  | Capacitors In Service |  |  | MVAr
PF
| Zone Div: | Uncompensated |  | Reactive Power |  |  | MVAr
PF
| 0 | Compensated |  | Load (LV side) |  |  | Amps
|  |  |  | Apparent Power |  |  | MVA
|  |  |  | Real Power |  |  | MW
|  |  |  | Reactive Power |  |  | MVAr
|  |  |  | Capacitors In Service |  |  | MVAr
PF
| Zone Div: | Uncompensated |  | Reactive Power |  |  | MVAr
PF

## Scone 66_11kV
| Scone 66_11kV | [16 empty] | 2015 | SUMMER
[6 empty] | Zone commissioned |  | 2009-12-04
| Substation Total Loads | [33 empty] | Spots & Transfers Detail
| Historical Loads | (11kV MVA) | [7 empty] | Weather Corrected Forecast Loads |  |  |  | (11kV MVA) | [20 empty] | Spots & Transfers Summary | (11kV MVA) |  | Historical Spots & Transfers | [6 empty] | Forecast Spots & Transfers
|  | 07/08 | 08/09 | 09/10 | 10/11 | 11/12 | 12/13 | 13/14 |  | 14/15 | 15/16 | 16/17 | 17/18 | 18/19 | 19/20 | 20/21 | 21/22 | 22/23 | 23/24 | 24/25 | 25/26 | 26/27 | 27/28 | 28/29 | 29/30 | 30/31 | 31/32 | 32/33 | 33/34 | 34/35 | 35/36 | 36/37 | 37/38 | 38/39 |  |  |  | 07/08 | 08/09 | 09/10 | 10/11 | 11/12 | 12/13 | 13/14 | 14/15 | 15/16 | 16/17 | 17/18 | 18/19 | 19/20 | 20/21 | 21/22 | 22/23 | 23/24 | 24/25 | 25/26 | 26/27 | 27/28 | 28/29 | 29/30 | 30/31 | 31/32 | 32/33 | 33/34 | 34/35 | 35/36 | 36/37 | 37/38 | 38/39
| Total |  |  | 0 | 17.43 | 12.335 | 16.167 | 15.551 |  | 18.131 | 17.9448 | 17.8812 | 17.8486 | 17.8626 | 17.8594 | 17.9396 | 18.0465 | 18.1359 | 18.2431 | 18.3285 | 18.4452 | 18.5634 | 18.7008 | 18.8501 | 18.9979 | 19.1439 | 19.2656 | 19.4174 | 19.5734 | 19.7337 | 19.8985 | 20.0677 | 20.2415 | 20.4199 |  |  | Total | 0 | 0 | 0 | 17.5029 | -0.02591 | -0.08041 | -0.00582 | -0.059108 | -0.11883 | -0.016071 | -0.0089596 | 0.014793 | -0.0033329 | 0.084391 | 0.11258 | 0.094119 | 0.11268 | 0.089809 | 0.12264 | 0.12405 | 0.14413 | 0.15654 | 0.15483 | 0.15279 | 0.15704 | 0.16135 | 0.16572 | 0.17016 | 0.17466 | 0.17922 | 0.18385 | 0.18854
| Firm Rating | 0 | 0 | 0 | 38 | 38 | 38 | 38 |  | 38 | 38 | 38 | 38 | 38 | 38 | 38 | 38 | 38 | 38 | 38 | 38 | 38 | 38 | 38 | 38 | 38 | 38 | 38 | 38 | 38 | 38 | 38 | 38 | 38
| Total Capacity | 0 | 0 | 0 | 66 | 66 | 66 | 66 |  | 66 | 66 | 66 | 66 | 66 | 66 | 66 | 66 | 66 | 66 | 66 | 66 | 66 | 66 | 66 | 66 | 66 | 66 | 66 | 66 | 66 | 66 | 66 | 66 | 66 |  |  | Scone 66_11kV Tx1 | 0 | 0 | 0 | 6.8973 | -0.01021 | -0.031687 | -0.0022935 | -0.023293 | -0.046826 | -0.0063332 | -0.0035307 | 0.0058294 | -0.0013134 | 0.033256 | 0.044364 | 0.037089 | 0.044405 | 0.035391 | 0.04833 | 0.048885 | 0.056799 | 0.061689 | 0.061013 | 0.060208 | 0.061884 | 0.063584 | 0.065307 | 0.067055 | 0.068827 | 0.070625 | 0.072448 | 0.074296
|  | -7 | -6 | -5 | -4 | -3 | -2 | -1 |  | 0 | 1 | 2 | 3 | 4 | 5 | 6 | 7 | 8 | 9 | 10 | 11 | 12 | 13 | 14 | 15 | 16 | 17 | 18 | 19 | 20 | 21 | 22 | 23 | 24 |  |  | Scone 66_11kV Tx2 | 0 | 0 | 0 | 10.6055 | -0.0157 | -0.048723 | -0.0035265 | -0.035816 | -0.072001 | -0.009738 | -0.0054289 | 0.0089634 | -0.0020195 | 0.051135 | 0.068215 | 0.05703 | 0.068278 | 0.054418 | 0.074313 | 0.075167 | 0.087336 | 0.094854 | 0.093815 | 0.092578 | 0.095155 | 0.097768 | 0.10042 | 0.10311 | 0.10583 | 0.10859 | 0.1114 | 0.11424
| Transformer Loads | [36 empty] | 0 | 0 | 0 | 0 | 0 | 0 | 0 | 0 | 0 | 0 | 0 | 0 | 0 | 0 | 0 | 0 | 0 | 0 | 0 | 0 | 0 | 0 | 0 | 0 | 0 | 0 | 0 | 0 | 0 | 0 | 0 | 0
| Historical Loads | (11kV MVA) | [7 empty] | 0: Weather Corrected Forecast Loads; 4: (11kV MVA) |  |  |  | 0 | 0 | 0 | 0 | 0 | 0 | 0 | 0 | 0 | 0 | 0 | 0 | 0 | 0 | 0 | 0 | 0 | 0 | 0 | 0 | 0 | 0 | 0 | 0 | 0 | 0 | 0 | 0 | 0 | 0 | 0 | 0
|  | 07/08 | 08/09 | 09/10 | 10/11 | 11/12 | 12/13 | 13/14 |  | 14/15 | 15/16 | 16/17 | 17/18 | 18/19 | 19/20 | 20/21 | 21/22 | 22/23 | 23/24 | 24/25 | 25/26 | 26/27 | 27/28 | 28/29 | 29/30 | 30/31 | 31/32 | 32/33 | 33/34 | 34/35 | 35/36 | 36/37 | 37/38 | 38/39 |  |  |  | 0 | 0 | 0 | 0 | 0 | 0 | 0 | 0 | 0 | 0 | 0 | 0 | 0 | 0 | 0 | 0 | 0 | 0 | 0 | 0 | 0 | 0 | 0 | 0 | 0 | 0 | 0 | 0 | 0 | 0 | 0 | 0
| 0 | [36 empty] | 0 | 0 | 0 | 0 | 0 | 0 | 0 | 0 | 0 | 0 | 0 | 0 | 0 | 0 | 0 | 0 | 0 | 0 | 0 | 0 | 0 | 0 | 0 | 0 | 0 | 0 | 0 | 0 | 0 | 0 | 0 | 0
| Diversity Factor: 0 | [36 empty] | 0 | 0 | 0 | 0 | 0 | 0 | 0 | 0 | 0 | 0 | 0 | 0 | 0 | 0 | 0 | 0 | 0 | 0 | 0 | 0 | 0 | 0 | 0 | 0 | 0 | 0 | 0 | 0 | 0 | 0 | 0 | 0
[38 empty] | 0 | 0 | 0 | 0 | 0 | 0 | 0 | 0 | 0 | 0 | 0 | 0 | 0 | 0 | 0 | 0 | 0 | 0 | 0 | 0 | 0 | 0 | 0 | 0 | 0 | 0 | 0 | 0 | 0 | 0 | 0 | 0
[38 empty] | 0 | 0 | 0 | 0 | 0 | 0 | 0 | 0 | 0 | 0 | 0 | 0 | 0 | 0 | 0 | 0 | 0 | 0 | 0 | 0 | 0 | 0 | 0 | 0 | 0 | 0 | 0 | 0 | 0 | 0 | 0 | 0
| 0 | [36 empty] | 0 | 0 | 0 | 0 | 0 | 0 | 0 | 0 | 0 | 0 | 0 | 0 | 0 | 0 | 0 | 0 | 0 | 0 | 0 | 0 | 0 | 0 | 0 | 0 | 0 | 0 | 0 | 0 | 0 | 0 | 0 | 0
Diversity Factor: 0
[38 empty] | Historical Spots & Transfers | [6 empty] | Forecast Spots & Transfers
[35 empty] | Project Name | From | To | 07/08 | 08/09 | 09/10 | 10/11 | 11/12 | 12/13 | 13/14 | 14/15 | 15/16 | 16/17 | 17/18 | 18/19 | 19/20 | 20/21 | 21/22 | 22/23 | 23/24 | 24/25 | 25/26 | 26/27 | 27/28 | 28/29 | 29/30 | 30/31 | 31/32 | 32/33 | 33/34 | 34/35 | 35/36 | 36/37 | 37/38 | 38/39
| 0 | [33 empty] | Broad based demand management |  | Scone 66_11kV Tx1 | 0 | 0 | 0 | 0 | 0 | 0 | 0 | 0 | -0.027557 | 0 | -0.01162 | 0 | 0 | 0 | 0 | 0 | 0 | 0 | 0 | 0 | 0 | 0 | 0 | 0 | 0 | 0 | 0 | 0 | 0 | 0 | 0 | 0
| Diversity Factor: 0 | [33 empty] | Broad based demand management |  | Scone 66_11kV Tx2 | 0 | 0 | 0 | 0 | 0 | 0 | 0 | 0 | -0.042372 | 0 | -0.017867 | 0 | 0 | 0 | 0 | 0 | 0 | 0 | 0 | 0 | 0 | 0 | 0 | 0 | 0 | 0 | 0 | 0 | 0 | 0 | 0 | 0
[35 empty] | DNP_ID: 2256. to Scone 66/11kV | Scone 33_11kV Tx1 | Scone 66_11kV Tx1 | 0 | 0 | 0 | 0 | 0 | 0 | 0 | 0 | 0 | 0 | 0 | 0 | 0 | 0 | 0 | 0 | 0 | 0 | 0 | 0 | 0 | 0 | 0 | 0 | 0 | 0 | 0 | 0 | 0 | 0 | 0 | 0
[35 empty] | DNP_ID: 2256. to Scone 66/11kV | Scone 33_11kV Tx1 | Scone 66_11kV Tx2 | 0 | 0 | 0 | 0 | 0 | 0 | 0 | 0 | 0 | 0 | 0 | 0 | 0 | 0 | 0 | 0 | 0 | 0 | 0 | 0 | 0 | 0 | 0 | 0 | 0 | 0 | 0 | 0 | 0 | 0 | 0 | 0
| 0 | [33 empty] | DNP_ID: 2256. to Scone 66/11kV | Scone 33_11kV Tx2 | Scone 66_11kV Tx1 | 0 | 0 | 0 | 0 | 0 | 0 | 0 | 0 | 0 | 0 | 0 | 0 | 0 | 0 | 0 | 0 | 0 | 0 | 0 | 0 | 0 | 0 | 0 | 0 | 0 | 0 | 0 | 0 | 0 | 0 | 0 | 0
| Diversity Factor: 0 | [33 empty] | DNP_ID: 2256. to Scone 66/11kV | Scone 33_11kV Tx2 | Scone 66_11kV Tx2 | 0 | 0 | 0 | 0 | 0 | 0 | 0 | 0 | 0 | 0 | 0 | 0 | 0 | 0 | 0 | 0 | 0 | 0 | 0 | 0 | 0 | 0 | 0 | 0 | 0 | 0 | 0 | 0 | 0 | 0 | 0 | 0
[35 empty] | DNP_ID: 2257. to Scone 66/11kV | Scone 33_11kV Tx1 | Scone 66_11kV Tx1 | 0 | 0 | 0 | 3.465 | 0 | 0 | 0 | 0 | 0 | 0 | 0 | 0 | 0 | 0 | 0 | 0 | 0 | 0 | 0 | 0 | 0 | 0 | 0 | 0 | 0 | 0 | 0 | 0 | 0 | 0 | 0 | 0
[35 empty] | DNP_ID: 2257. to Scone 66/11kV | Scone 33_11kV Tx1 | Scone 66_11kV Tx2 | 0 | 0 | 0 | 5.3278 | 0 | 0 | 0 | 0 | 0 | 0 | 0 | 0 | 0 | 0 | 0 | 0 | 0 | 0 | 0 | 0 | 0 | 0 | 0 | 0 | 0 | 0 | 0 | 0 | 0 | 0 | 0 | 0
| 0 | [33 empty] | DNP_ID: 2257. to Scone 66/11kV | Scone 33_11kV Tx2 | Scone 66_11kV Tx1 | 0 | 0 | 0 | 3.465 | 0 | 0 | 0 | 0 | 0 | 0 | 0 | 0 | 0 | 0 | 0 | 0 | 0 | 0 | 0 | 0 | 0 | 0 | 0 | 0 | 0 | 0 | 0 | 0 | 0 | 0 | 0 | 0
| Diversity Factor: 0 | [33 empty] | DNP_ID: 2257. to Scone 66/11kV | Scone 33_11kV Tx2 | Scone 66_11kV Tx2 | 0 | 0 | 0 | 5.3278 | 0 | 0 | 0 | 0 | 0 | 0 | 0 | 0 | 0 | 0 | 0 | 0 | 0 | 0 | 0 | 0 | 0 | 0 | 0 | 0 | 0 | 0 | 0 | 0 | 0 | 0 | 0 | 0
[35 empty] | HVCON_ID: 2013030. 1900031987 - Primo Small Goods Scone Feasibility Study |  | Scone 66_11kV Tx1 | 0 | 0 | 0 | 0 | 0 | 0 | 0 | 0 | 0 | 0 | 0 | 0 | 0 | 0 | 0 | 0 | 0 | 0 | 0 | 0 | 0 | 0 | 0 | 0 | 0 | 0 | 0 | 0 | 0 | 0 | 0 | 0
[35 empty] | Econometric |  | Scone 66_11kV Tx1 | 0 | 0 | 0 | 0 | 0 | 0 | 0 | 0 | 0 | 0.038748 | 0.071628 | 0.095832 | 0.093655 | 0.099156 | 0.097462 | 0.095665 | 0.097162 | 0.09868 | 0.10022 | 0.10178 | 0.10337 | 0.10497 | 0.1066 | 0.10825 | 0.10993 | 0.11163 | 0.11335 | 0.1151 | 0.11687 | 0.11867 | 0.12049 | 0.12234
| 0 | [33 empty] | Econometric |  | Scone 66_11kV Tx2 | 0 | 0 | 0 | 0 | 0 | 0 | 0 | 0 | 0 | 0.05958 | 0.11014 | 0.14735 | 0.14401 | 0.15247 | 0.14986 | 0.1471 | 0.1494 | 0.15173 | 0.1541 | 0.1565 | 0.15894 | 0.16141 | 0.16391 | 0.16645 | 0.16903 | 0.17164 | 0.17429 | 0.17698 | 0.17971 | 0.18247 | 0.18527 | 0.18812
| Diversity Factor: 0 | [33 empty] | Energy Efficiency |  | Scone 66_11kV Tx1 | 0 | 0 | 0 | 0 | 0 | 0 | 0 | -0.010568 | -0.0049961 | -0.028961 | -0.045851 | -0.071072 | -0.075025 | -0.04502 | -0.032907 | -0.038063 | -0.037062 | -0.04449 | -0.033091 | -0.034097 | -0.027767 | -0.024484 | -0.026789 | -0.029246 | -0.029246 | -0.029246 | -0.029246 | -0.029246 | -0.029246 | -0.029246 | -0.029246 | -0.029246
[35 empty] | Energy Efficiency |  | Scone 66_11kV Tx2 | 0 | 0 | 0 | 0 | 0 | 0 | 0 | -0.016249 | -0.0076821 | -0.044532 | -0.070501 | -0.10928 | -0.11536 | -0.069225 | -0.050599 | -0.058527 | -0.056988 | -0.068409 | -0.050881 | -0.052428 | -0.042696 | -0.037647 | -0.041192 | -0.044969 | -0.044969 | -0.044969 | -0.044969 | -0.044969 | -0.044969 | -0.044969 | -0.044969 | -0.044969
[35 empty] | Solar PV |  | Scone 66_11kV Tx1 | 0 | 0 | 0 | -0.032566 | -0.01021 | -0.031687 | -0.0022935 | -0.012725 | -0.014273 | -0.01612 | -0.017688 | -0.018931 | -0.019943 | -0.02088 | -0.020191 | -0.020512 | -0.015695 | -0.0188 | -0.0188 | -0.0188 | -0.0188 | -0.0188 | -0.0188 | -0.0188 | -0.0188 | -0.0188 | -0.0188 | -0.0188 | -0.0188 | -0.0188 | -0.0188 | -0.0188
| 0 | [33 empty] | Solar PV |  | Scone 66_11kV Tx2 | 0 | 0 | 0 | -0.050074 | -0.0157 | -0.048723 | -0.0035265 | -0.019567 | -0.021947 | -0.024787 | -0.027198 | -0.029108 | -0.030665 | -0.032106 | -0.031047 | -0.03154 | -0.024133 | -0.028907 | -0.028907 | -0.028907 | -0.028907 | -0.028907 | -0.028907 | -0.028907 | -0.028907 | -0.028907 | -0.028907 | -0.028907 | -0.028907 | -0.028907 | -0.028907 | -0.028907
Diversity Factor: 0
0
Diversity Factor: 0
0
Diversity Factor: 0
0
Diversity Factor: 0
| Weather Correction and Public Holiday Factors | [8 empty] | Forecast ROG
ROG Justification
| Actual loads for season 13/14 have been weather corrected by the following: | [6 empty] | 18.83% |  | 7 year ROG ok | [59 empty] | 7 year ROG ok
1 | 2 | 3 | 4 | 5 | 6 | 7 | 8 | 9 | 10 | 14/15 | 15/16 | 16/17 | 17/18 | 18/19 | 19/20 | 20/21 | 21/22 | 22/23 | 23/24 | 24/25 | 25/26 | 26/27 | 27/28 | 28/29 | 29/30 | 30/31 | 31/32 | 32/33 | 33/34 | 34/35 | 35/36 | 36/37 | 37/38 | 38/39
0.996 | 0.99202 | 0.98938 | 0.98806 | 0.98806 | 0.98806 | 0.98806 | 0.98806 | 0.98806 | 0.98806 | -0.4% | -0.4% | -0.266% | -0.133% | 0% | 0% | 0% | 0% | 0% | 0% | 0% | 0% | 0% | 0% | 0% | 0% | 0% | 0% | 0% | 0% | 0% | 0% | 0% | 0% | 0%
Substation Load Detail
[7 empty] | Units | 13/14 |  | 14/15 | 15/16 | 16/17 | 17/18 | 18/19 | 19/20 | 20/21 | 21/22 | 22/23 | 23/24 | 24/25 | 25/26 | 26/27 | 27/28 | 28/29 | 29/30 | 30/31 | 31/32 | 32/33 | 33/34 | 34/35 | 35/36 | 36/37 | 37/38 | 38/39
1 | Scone 66_11kV | Compensated |  | Load (LV side) |  |  | Amps | 0 |  | 951.6286 | 941.8559 | 938.5178 | 936.8077 | 937.5444 | 937.3784 | 941.5826 | 947.1942 | 951.8885 | 957.5118 | 961.9962 | 968.1235 | 974.3254 | 981.5362 | 989.3738 | 997.1315 | 1004.792 | 1011.182 | 1019.147 | 1027.336 | 1035.752 | 1044.4 | 1053.283 | 1062.405 | 1071.769
|  |  |  | Apparent Power |  |  | MVA | 15.551 | 18.4796 | 18.131 | 17.9448 | 17.8812 | 17.8486 | 17.8626 | 17.8594 | 17.9396 | 18.0465 | 18.1359 | 18.2431 | 18.3285 | 18.4452 | 18.5634 | 18.7008 | 18.8501 | 18.9979 | 19.1439 | 19.2656 | 19.4174 | 19.5734 | 19.7337 | 19.8985 | 20.0677 | 20.2415 | 20.4199
|  |  |  | Real Power |  |  | MW | 15.356 | 18.2479 | 18.1201 | 17.936 | 17.8731 | 17.8408 | 17.8547 | 17.8516 | 17.9308 | 18.0366 | 18.1249 | 18.2308 | 18.3151 | 18.4303 | 18.5468 | 18.6822 | 18.8292 | 18.9746 | 19.1181 | 19.2656 | 19.4171 | 19.5727 | 19.7325 | 19.8966 | 20.0649 | 20.2375 | 20.4146
|  |  |  | Reactive Power |  |  | MVAr | 0 |  | 0.6284 | 0.56107 | 0.53805 | 0.52626 | 0.53134 | 0.53019 | 0.55918 | 0.59786 | 0.63019 | 0.6689 | 0.69976 | 0.74189 | 0.78451 | 0.83402 | 0.8878 | 0.94099 | 0.99348 | 0.047429 | 0.10286 | 0.15979 | 0.21825 | 0.27825 | 0.33982 | 0.40298 | 0.46775
|  |  |  | Capacitors In Service |  |  | MVAr | 3.76 |  | 6 | 6 | 6 | 6 | 6 | 6 | 6 | 6 | 6 | 6 | 6 | 6 | 6 | 6 | 6 | 6 | 6 | 7 | 7 | 7 | 7 | 7 | 7 | 7 | 7
|  |  |  | PF |  |  |  | 0.98746 |  | 0.9994 | 0.99951 | 0.99955 | 0.99957 | 0.99956 | 0.99956 | 0.99951 | 0.99945 | 0.9994 | 0.99933 | 0.99927 | 0.99919 | 0.99911 | 0.999 | 0.99889 | 0.99877 | 0.99865 | 1 | 0.99999 | 0.99997 | 0.99994 | 0.9999 | 0.99986 | 0.9998 | 0.99974
0.91284 | Diversity Factor: 0.91 | Uncompensated |  | Reactive Power |  |  | MVAr | 0 | 6.6773 | 6.6284 | 6.5611 | 6.5381 | 6.5263 | 6.5313 | 6.5302 | 6.5592 | 6.5979 | 6.6302 | 6.6689 | 6.6998 | 6.7419 | 6.7845 | 6.834 | 6.8878 | 6.941 | 6.9935 | 7.0474 | 7.1029 | 7.1598 | 7.2183 | 7.2783 | 7.3398 | 7.403 | 7.4677
|  |  |  | PF |  |  |  | 0.92696 |  | 0.93914 | 0.93914 | 0.93914 | 0.93914 | 0.93914 | 0.93914 | 0.93914 | 0.93914 | 0.93914 | 0.93914 | 0.93914 | 0.93914 | 0.93914 | 0.93914 | 0.93914 | 0.93914 | 0.93914 | 0.93914 | 0.93914 | 0.93914 | 0.93914 | 0.93914 | 0.93914 | 0.93914 | 0.93914
[10 empty] | 1 | 2 | 3 | 4 | 5 | 6 | 7 | 8 | 9 | 10 | 11 | 12 | 13 | 14 | 15 | 16 | 17 | 18 | 19 | 20 | 21 | 22 | 23 | 24 | 25
Transformer Load Detail
[7 empty] | Units | 13/14 |  | 14/15 | 15/16 | 16/17 | 17/18 | 18/19 | 19/20 | 20/21 | 21/22 | 22/23 | 23/24 | 24/25 | 25/26 | 26/27 | 27/28 | 28/29 | 29/30 | 30/31 | 31/32 | 32/33 | 33/34 | 34/35 | 35/36 | 36/37 | 37/38 | 38/39
| 0 | Compensated |  | Load (LV side) |  |  | Amps
|  |  |  | Apparent Power |  |  | MVA
|  |  |  | Real Power |  |  | MW
|  |  |  | Reactive Power |  |  | MVAr
|  |  |  | Capacitors In Service |  |  | MVAr
PF
| Zone Div: | Uncompensated |  | Reactive Power |  |  | MVAr
PF
| 0 | Compensated |  | Load (LV side) |  |  | Amps
|  |  |  | Apparent Power |  |  | MVA
|  |  |  | Real Power |  |  | MW
|  |  |  | Reactive Power |  |  | MVAr
|  |  |  | Capacitors In Service |  |  | MVAr
PF
| Zone Div: | Uncompensated |  | Reactive Power |  |  | MVAr
PF
| 0 | Compensated |  | Load (LV side) |  |  | Amps
|  |  |  | Apparent Power |  |  | MVA
|  |  |  | Real Power |  |  | MW
|  |  |  | Reactive Power |  |  | MVAr
|  |  |  | Capacitors In Service |  |  | MVAr
PF
| Zone Div: | Uncompensated |  | Reactive Power |  |  | MVAr
PF
| 0 | Compensated |  | Load (LV side) |  |  | Amps
|  |  |  | Apparent Power |  |  | MVA
|  |  |  | Real Power |  |  | MW
|  |  |  | Reactive Power |  |  | MVAr
|  |  |  | Capacitors In Service |  |  | MVAr
PF
| Zone Div: | Uncompensated |  | Reactive Power |  |  | MVAr
PF
| 0 | Compensated |  | Load (LV side) |  |  | Amps
|  |  |  | Apparent Power |  |  | MVA
|  |  |  | Real Power |  |  | MW
|  |  |  | Reactive Power |  |  | MVAr
|  |  |  | Capacitors In Service |  |  | MVAr
PF
| Zone Div: | Uncompensated |  | Reactive Power |  |  | MVAr
PF
| 0 | Compensated |  | Load (LV side) |  |  | Amps
|  |  |  | Apparent Power |  |  | MVA
|  |  |  | Real Power |  |  | MW
|  |  |  | Reactive Power |  |  | MVAr
|  |  |  | Capacitors In Service |  |  | MVAr
PF
| Zone Div: | Uncompensated |  | Reactive Power |  |  | MVAr
PF
| 0 | Compensated |  | Load (LV side) |  |  | Amps
|  |  |  | Apparent Power |  |  | MVA
|  |  |  | Real Power |  |  | MW
|  |  |  | Reactive Power |  |  | MVAr
|  |  |  | Capacitors In Service |  |  | MVAr
PF
| Zone Div: | Uncompensated |  | Reactive Power |  |  | MVAr
PF
| 0 | Compensated |  | Load (LV side) |  |  | Amps
|  |  |  | Apparent Power |  |  | MVA
|  |  |  | Real Power |  |  | MW
|  |  |  | Reactive Power |  |  | MVAr
|  |  |  | Capacitors In Service |  |  | MVAr
PF
| Zone Div: | Uncompensated |  | Reactive Power |  |  | MVAr
PF
| 0 | Compensated |  | Load (LV side) |  |  | Amps
|  |  |  | Apparent Power |  |  | MVA
|  |  |  | Real Power |  |  | MW
|  |  |  | Reactive Power |  |  | MVAr
|  |  |  | Capacitors In Service |  |  | MVAr
PF
| Zone Div: | Uncompensated |  | Reactive Power |  |  | MVAr
PF
| 0 | Compensated |  | Load (LV side) |  |  | Amps
|  |  |  | Apparent Power |  |  | MVA
|  |  |  | Real Power |  |  | MW
|  |  |  | Reactive Power |  |  | MVAr
|  |  |  | Capacitors In Service |  |  | MVAr
PF
| Zone Div: | Uncompensated |  | Reactive Power |  |  | MVAr
PF