## Inclusions and Exclusions
Sydney Forecast Inclusions and Exclusions
Date Printed |  | 08JUL14:11:21:24
| Description | Value
Season |  | Summer | Summer
Either Summer or Winter
Year |  | 2015 | 2015
Year that the forecast starts
POE |  | 50% | 0.5
10%, 50%, 90%
Spots and Transfers |  | Y | Y
Are Spots and Transfers Included?
BBDM Spots |  | Y | Y
Is BBDM included?
Spots Coefficient |  | 55% | 0.55
Scaling factor applied to spot loads in the future
Aligned ROGs |  | Capped | Capped
Have ROGs been aligned to econometric forecast?
Committed Projects |  | Y | Y
Are Committed Projects Included?
Major Customers Scaling Factor |  | 100% | 1
Scaling factor applied to major customer connections in the future
Future Transfers |  | Y | Y
Are future transfers included?
Future Spots |  | 4 | 4
Future spots are cleared from the following forecast year

## Customer38
| Customer38 | [16 empty] | 2015 | SUMMER
| Substation Total Loads | [33 empty] | Spots & Transfers Detail
| Historical Loads | MVA | [7 empty] | Weather Corrected Forecast Loads |  |  |  | MVA | [20 empty] | Spots & Transfers Summary | MVA |  | Historical Spots & Transfers | [6 empty] | Forecast Spots & Transfers
|  | 07/08 | 08/09 | 09/10 | 10/11 | 11/12 | 12/13 | 13/14 |  | 14/15 | 15/16 | 16/17 | 17/18 | 18/19 | 19/20 | 20/21 | 21/22 | 22/23 | 23/24 | 24/25 | 25/26 | 26/27 | 27/28 | 28/29 | 29/30 | 30/31 | 31/32 | 32/33 | 33/34 | 34/35 | 35/36 | 36/37 | 37/38 | 38/39 |  |  |  | 07/08 | 08/09 | 09/10 | 10/11 | 11/12 | 12/13 | 13/14 | 14/15 | 15/16 | 16/17 | 17/18 | 18/19 | 19/20 | 20/21 | 21/22 | 22/23 | 23/24 | 24/25 | 25/26 | 26/27 | 27/28 | 28/29 | 29/30 | 30/31 | 31/32 | 32/33 | 33/34 | 34/35 | 35/36 | 36/37 | 37/38 | 38/39
| Total |  |  |  | 5.875 | 6.61 | 6.117 | 5.803 |  | 5.803 | 5.803 | 5.803 | 5.803 | 5.803 | 5.803 | 5.803 | 5.803 | 5.803 | 5.803 | 5.803 | 5.803 | 5.803 | 5.803 | 5.803 | 5.803 | 5.803 | 5.803 | 5.803 | 5.803 | 5.803 | 5.803 | 5.803 | 5.803 | 5.803 |  |  | Total
Firm Rating
| Total Capacity | [36 empty] | 0 | 0 | 0 | 0 | 0 | 0 | 0 | 0 | 0 | 0 | 0 | 0 | 0 | 0 | 0 | 0 | 0 | 0 | 0 | 0 | 0 | 0 | 0 | 0 | 0 | 0 | 0 | 0 | 0 | 0 | 0 | 0
|  | -7 | -6 | -5 | -4 | -3 | -2 | -1 |  | 0 | 1 | 2 | 3 | 4 | 5 | 6 | 7 | 8 | 9 | 10 | 11 | 12 | 13 | 14 | 15 | 16 | 17 | 18 | 19 | 20 | 21 | 22 | 23 | 24 |  |  |  | 0 | 0 | 0 | 0 | 0 | 0 | 0 | 0 | 0 | 0 | 0 | 0 | 0 | 0 | 0 | 0 | 0 | 0 | 0 | 0 | 0 | 0 | 0 | 0 | 0 | 0 | 0 | 0 | 0 | 0 | 0 | 0
| Transformer Loads | [36 empty] | 0 | 0 | 0 | 0 | 0 | 0 | 0 | 0 | 0 | 0 | 0 | 0 | 0 | 0 | 0 | 0 | 0 | 0 | 0 | 0 | 0 | 0 | 0 | 0 | 0 | 0 | 0 | 0 | 0 | 0 | 0 | 0
| Historical Loads | MVA | [7 empty] | Weather Corrected Forecast Loads |  |  |  | MVA | [23 empty] | 0 | 0 | 0 | 0 | 0 | 0 | 0 | 0 | 0 | 0 | 0 | 0 | 0 | 0 | 0 | 0 | 0 | 0 | 0 | 0 | 0 | 0 | 0 | 0 | 0 | 0 | 0 | 0 | 0 | 0 | 0 | 0
|  | 07/08 | 08/09 | 09/10 | 10/11 | 11/12 | 12/13 | 13/14 |  | 14/15 | 15/16 | 16/17 | 17/18 | 18/19 | 19/20 | 20/21 | 21/22 | 22/23 | 23/24 | 24/25 | 25/26 | 26/27 | 27/28 | 28/29 | 29/30 | 30/31 | 31/32 | 32/33 | 33/34 | 34/35 | 35/36 | 36/37 | 37/38 | 38/39 |  |  |  | 0 | 0 | 0 | 0 | 0 | 0 | 0 | 0 | 0 | 0 | 0 | 0 | 0 | 0 | 0 | 0 | 0 | 0 | 0 | 0 | 0 | 0 | 0 | 0 | 0 | 0 | 0 | 0 | 0 | 0 | 0 | 0
| 0 | [36 empty] | 0 | 0 | 0 | 0 | 0 | 0 | 0 | 0 | 0 | 0 | 0 | 0 | 0 | 0 | 0 | 0 | 0 | 0 | 0 | 0 | 0 | 0 | 0 | 0 | 0 | 0 | 0 | 0 | 0 | 0 | 0 | 0
| Diversity Factor: 0 | [36 empty] | 0 | 0 | 0 | 0 | 0 | 0 | 0 | 0 | 0 | 0 | 0 | 0 | 0 | 0 | 0 | 0 | 0 | 0 | 0 | 0 | 0 | 0 | 0 | 0 | 0 | 0 | 0 | 0 | 0 | 0 | 0 | 0
[38 empty] | 0 | 0 | 0 | 0 | 0 | 0 | 0 | 0 | 0 | 0 | 0 | 0 | 0 | 0 | 0 | 0 | 0 | 0 | 0 | 0 | 0 | 0 | 0 | 0 | 0 | 0 | 0 | 0 | 0 | 0 | 0 | 0
[38 empty] | 0 | 0 | 0 | 0 | 0 | 0 | 0 | 0 | 0 | 0 | 0 | 0 | 0 | 0 | 0 | 0 | 0 | 0 | 0 | 0 | 0 | 0 | 0 | 0 | 0 | 0 | 0 | 0 | 0 | 0 | 0 | 0
| 0 | [36 empty] | 0 | 0 | 0 | 0 | 0 | 0 | 0 | 0 | 0 | 0 | 0 | 0 | 0 | 0 | 0 | 0 | 0 | 0 | 0 | 0 | 0 | 0 | 0 | 0 | 0 | 0 | 0 | 0 | 0 | 0 | 0 | 0
Diversity Factor: 0
[38 empty] | Historical Spots & Transfers | [6 empty] | Forecast Spots & Transfers
[35 empty] | Project Name | From | To | 07/08 | 08/09 | 09/10 | 10/11 | 11/12 | 12/13 | 13/14 | 14/15 | 15/16 | 16/17 | 17/18 | 18/19 | 19/20 | 20/21 | 21/22 | 22/23 | 23/24 | 24/25 | 25/26 | 26/27 | 27/28 | 28/29 | 29/30 | 30/31 | 31/32 | 32/33 | 33/34 | 34/35 | 35/36 | 36/37 | 37/38 | 38/39
0
Diversity Factor: 0
0
Diversity Factor: 0
0
Diversity Factor: 0
0
Diversity Factor: 0
0
Diversity Factor: 0
0
Diversity Factor: 0
0
Diversity Factor: 0
0
Diversity Factor: 0
| Weather Correction and Public Holiday Factors | [8 empty] | Forecast ROG
ROG Justification
| Actual loads for season 13/14 have been weather corrected by the following: | [6 empty] | 0% |  | N/A | [59 empty] | N/A
1 | 2 | 3 | 4 | 5 | 6 | 7 | 8 | 9 | 10 | 14/15 | 15/16 | 16/17 | 17/18 | 18/19 | 19/20 | 20/21 | 21/22 | 22/23 | 23/24 | 24/25 | 25/26 | 26/27 | 27/28 | 28/29 | 29/30 | 30/31 | 31/32 | 32/33 | 33/34 | 34/35 | 35/36 | 36/37 | 37/38 | 38/39
1 | 1 | 1 | 1 | 1 | 1 | 1 | 1 | 1 | 1 | 0% | 0% | 0% | 0% | 0% | 0% | 0% | 0% | 0% | 0% | 0% | 0% | 0% | 0% | 0% | 0% | 0% | 0% | 0% | 0% | 0% | 0% | 0% | 0% | 0%
Substation Load Detail
[7 empty] | Units | 13/14 |  | 14/15 | 15/16 | 16/17 | 17/18 | 18/19 | 19/20 | 20/21 | 21/22 | 22/23 | 23/24 | 24/25 | 25/26 | 26/27 | 27/28 | 28/29 | 29/30 | 30/31 | 31/32 | 32/33 | 33/34 | 34/35 | 35/36 | 36/37 | 37/38 | 38/39
1 | Customer38 | Compensated |  | Load (LV side) |  |  | Amps | 102 |  | 102 | 102 | 102 | 102 | 102 | 102 | 102 | 102 | 102 | 102 | 102 | 102 | 102 | 102 | 102 | 102 | 102 | 102 | 102 | 102 | 102 | 102 | 102 | 102 | 102
|  |  |  | Apparent Power |  |  | MVA | 5.803 |  | 5.803 | 5.803 | 5.803 | 5.803 | 5.803 | 5.803 | 5.803 | 5.803 | 5.803 | 5.803 | 5.803 | 5.803 | 5.803 | 5.803 | 5.803 | 5.803 | 5.803 | 5.803 | 5.803 | 5.803 | 5.803 | 5.803 | 5.803 | 5.803 | 5.803
|  |  |  | Real Power |  |  | MW | 5.2227 |  | 5.2227 | 5.2227 | 5.2227 | 5.2227 | 5.2227 | 5.2227 | 5.2227 | 5.2227 | 5.2227 | 5.2227 | 5.2227 | 5.2227 | 5.2227 | 5.2227 | 5.2227 | 5.2227 | 5.2227 | 5.2227 | 5.2227 | 5.2227 | 5.2227 | 5.2227 | 5.2227 | 5.2227 | 5.2227
|  |  |  | Reactive Power |  |  | MVAr | 2.5295 |  | 2.5295 | 2.5295 | 2.5295 | 2.5295 | 2.5295 | 2.5295 | 2.5295 | 2.5295 | 2.5295 | 2.5295 | 2.5295 | 2.5295 | 2.5295 | 2.5295 | 2.5295 | 2.5295 | 2.5295 | 2.5295 | 2.5295 | 2.5295 | 2.5295 | 2.5295 | 2.5295 | 2.5295 | 2.5295
|  |  |  | Capacitors In Service |  |  | MVAr | 0 |  | 0 | 0 | 0 | 0 | 0 | 0 | 0 | 0 | 0 | 0 | 0 | 0 | 0 | 0 | 0 | 0 | 0 | 0 | 0 | 0 | 0 | 0 | 0 | 0 | 0
|  |  |  | PF |  |  |  | 0.9 |  | 0.9 | 0.9 | 0.9 | 0.9 | 0.9 | 0.9 | 0.9 | 0.9 | 0.9 | 0.9 | 0.9 | 0.9 | 0.9 | 0.9 | 0.9 | 0.9 | 0.9 | 0.9 | 0.9 | 0.9 | 0.9 | 0.9 | 0.9 | 0.9 | 0.9
0.59671 | Diversity Factor: 0.6 | Uncompensated |  | Reactive Power |  |  | MVAr | 2.5295 |  | 2.5295 | 2.5295 | 2.5295 | 2.5295 | 2.5295 | 2.5295 | 2.5295 | 2.5295 | 2.5295 | 2.5295 | 2.5295 | 2.5295 | 2.5295 | 2.5295 | 2.5295 | 2.5295 | 2.5295 | 2.5295 | 2.5295 | 2.5295 | 2.5295 | 2.5295 | 2.5295 | 2.5295 | 2.5295
|  |  |  | PF |  |  |  | 0.9 |  | 0.9 | 0.9 | 0.9 | 0.9 | 0.9 | 0.9 | 0.9 | 0.9 | 0.9 | 0.9 | 0.9 | 0.9 | 0.9 | 0.9 | 0.9 | 0.9 | 0.9 | 0.9 | 0.9 | 0.9 | 0.9 | 0.9 | 0.9 | 0.9 | 0.9
[10 empty] | 1 | 2 | 3 | 4 | 5 | 6 | 7 | 8 | 9 | 10 | 11 | 12 | 13 | 14 | 15 | 16 | 17 | 18 | 19 | 20 | 21 | 22 | 23 | 24 | 25
Transformer Load Detail
[7 empty] | Units | 13/14 |  | 14/15 | 15/16 | 16/17 | 17/18 | 18/19 | 19/20 | 20/21 | 21/22 | 22/23 | 23/24 | 24/25 | 25/26 | 26/27 | 27/28 | 28/29 | 29/30 | 30/31 | 31/32 | 32/33 | 33/34 | 34/35 | 35/36 | 36/37 | 37/38 | 38/39
| 0 | Compensated |  | Load (LV side) |  |  | Amps
|  |  |  | Apparent Power |  |  | MVA
|  |  |  | Real Power |  |  | MW
|  |  |  | Reactive Power |  |  | MVAr
|  |  |  | Capacitors In Service |  |  | MVAr
PF
| Zone Div: | Uncompensated |  | Reactive Power |  |  | MVAr
PF
| 0 | Compensated |  | Load (LV side) |  |  | Amps
|  |  |  | Apparent Power |  |  | MVA
|  |  |  | Real Power |  |  | MW
|  |  |  | Reactive Power |  |  | MVAr
|  |  |  | Capacitors In Service |  |  | MVAr
PF
| Zone Div: | Uncompensated |  | Reactive Power |  |  | MVAr
PF
| 0 | Compensated |  | Load (LV side) |  |  | Amps
|  |  |  | Apparent Power |  |  | MVA
|  |  |  | Real Power |  |  | MW
|  |  |  | Reactive Power |  |  | MVAr
|  |  |  | Capacitors In Service |  |  | MVAr
PF
| Zone Div: | Uncompensated |  | Reactive Power |  |  | MVAr
PF
| 0 | Compensated |  | Load (LV side) |  |  | Amps
|  |  |  | Apparent Power |  |  | MVA
|  |  |  | Real Power |  |  | MW
|  |  |  | Reactive Power |  |  | MVAr
|  |  |  | Capacitors In Service |  |  | MVAr
PF
| Zone Div: | Uncompensated |  | Reactive Power |  |  | MVAr
PF
| 0 | Compensated |  | Load (LV side) |  |  | Amps
|  |  |  | Apparent Power |  |  | MVA
|  |  |  | Real Power |  |  | MW
|  |  |  | Reactive Power |  |  | MVAr
|  |  |  | Capacitors In Service |  |  | MVAr
PF
| Zone Div: | Uncompensated |  | Reactive Power |  |  | MVAr
PF
| 0 | Compensated |  | Load (LV side) |  |  | Amps
|  |  |  | Apparent Power |  |  | MVA
|  |  |  | Real Power |  |  | MW
|  |  |  | Reactive Power |  |  | MVAr
|  |  |  | Capacitors In Service |  |  | MVAr
PF
| Zone Div: | Uncompensated |  | Reactive Power |  |  | MVAr
PF
| 0 | Compensated |  | Load (LV side) |  |  | Amps
|  |  |  | Apparent Power |  |  | MVA
|  |  |  | Real Power |  |  | MW
|  |  |  | Reactive Power |  |  | MVAr
|  |  |  | Capacitors In Service |  |  | MVAr
PF
| Zone Div: | Uncompensated |  | Reactive Power |  |  | MVAr
PF
| 0 | Compensated |  | Load (LV side) |  |  | Amps
|  |  |  | Apparent Power |  |  | MVA
|  |  |  | Real Power |  |  | MW
|  |  |  | Reactive Power |  |  | MVAr
|  |  |  | Capacitors In Service |  |  | MVAr
PF
| Zone Div: | Uncompensated |  | Reactive Power |  |  | MVAr
PF
| 0 | Compensated |  | Load (LV side) |  |  | Amps
|  |  |  | Apparent Power |  |  | MVA
|  |  |  | Real Power |  |  | MW
|  |  |  | Reactive Power |  |  | MVAr
|  |  |  | Capacitors In Service |  |  | MVAr
PF
| Zone Div: | Uncompensated |  | Reactive Power |  |  | MVAr
PF
| 0 | Compensated |  | Load (LV side) |  |  | Amps
|  |  |  | Apparent Power |  |  | MVA
|  |  |  | Real Power |  |  | MW
|  |  |  | Reactive Power |  |  | MVAr
|  |  |  | Capacitors In Service |  |  | MVAr
PF
| Zone Div: | Uncompensated |  | Reactive Power |  |  | MVAr
PF

## Brandy Hill 132_11kV
| Brandy Hill 132_11kV | [16 empty] | 2015 | SUMMER
[6 empty] | Zone commissioned |  | 2012-11-01
| Substation Total Loads | [33 empty] | Spots & Transfers Detail
| Historical Loads | (11kV MVA) | [7 empty] | Weather Corrected Forecast Loads |  |  |  | (11kV MVA) | [20 empty] | Spots & Transfers Summary | (11kV MVA) |  | Historical Spots & Transfers | [6 empty] | Forecast Spots & Transfers
|  | 07/08 | 08/09 | 09/10 | 10/11 | 11/12 | 12/13 | 13/14 |  | 14/15 | 15/16 | 16/17 | 17/18 | 18/19 | 19/20 | 20/21 | 21/22 | 22/23 | 23/24 | 24/25 | 25/26 | 26/27 | 27/28 | 28/29 | 29/30 | 30/31 | 31/32 | 32/33 | 33/34 | 34/35 | 35/36 | 36/37 | 37/38 | 38/39 |  |  |  | 07/08 | 08/09 | 09/10 | 10/11 | 11/12 | 12/13 | 13/14 | 14/15 | 15/16 | 16/17 | 17/18 | 18/19 | 19/20 | 20/21 | 21/22 | 22/23 | 23/24 | 24/25 | 25/26 | 26/27 | 27/28 | 28/29 | 29/30 | 30/31 | 31/32 | 32/33 | 33/34 | 34/35 | 35/36 | 36/37 | 37/38 | 38/39
| Total | [6 empty] | 1.69 |  | 9.3537 | 9.3886 | 9.4123 | 9.4203 | 9.4042 | 9.4178 | 9.4723 | 9.5336 | 9.5877 | 9.6435 | 9.6961 | 9.7564 | 9.8175 | 9.8829 | 9.9513 | 10.0198 | 10.0886 | 10.1588 | 10.2305 | 10.3036 | 10.3781 | 10.4542 | 10.5317 | 10.6108 | 10.6914 |  |  | Total | 0 | 0 | 0 | 0 | 0 | 1.5242 | 0.89166 | 7.9316 | -0.01899 | -0.012439 | -0.010024 | -0.016144 | 0.01355 | 0.054509 | 0.06136 | 0.054116 | 0.055771 | 0.052621 | 0.06026 | 0.061119 | 0.065393 | 0.068399 | 0.068512 | 0.068818 | 0.070222 | 0.071646 | 0.073088 | 0.074551 | 0.076034 | 0.077536 | 0.07906 | 0.080604
| Firm Rating | 0 | 0 | 0 | 0 | 0 | 0 | 38.11 |  | 38.11 | 38.11 | 38.11 | 38.11 | 38.11 | 38.11 | 38.11 | 38.11 | 38.11 | 38.11 | 38.11 | 38.11 | 38.11 | 38.11 | 38.11 | 38.11 | 38.11 | 38.11 | 38.11 | 38.11 | 38.11 | 38.11 | 38.11 | 38.11 | 38.11
| Total Capacity | 0 | 0 | 0 | 0 | 0 | 0 | 76.21 |  | 76.21 | 76.21 | 76.21 | 76.21 | 76.21 | 76.21 | 76.21 | 76.21 | 76.21 | 76.21 | 76.21 | 76.21 | 76.21 | 76.21 | 76.21 | 76.21 | 76.21 | 76.21 | 76.21 | 76.21 | 76.21 | 76.21 | 76.21 | 76.21 | 76.21 |  |  | Brandy Hill 132_11kV Tx1 | 0 | 0 | 0 | 0 | 0 | 1.5242 | 0.89166 | 7.9363 | -0.012343 | -0.0080855 | -0.0065158 | -0.010494 | 0.0088073 | 0.035431 | 0.039884 | 0.035175 | 0.036251 | 0.034204 | 0.039169 | 0.039727 | 0.042506 | 0.044459 | 0.044533 | 0.044732 | 0.045644 | 0.04657 | 0.047507 | 0.048458 | 0.049422 | 0.050399 | 0.051389 | 0.052392
|  | -7 | -6 | -5 | -4 | -3 | -2 | -1 |  | 0 | 1 | 2 | 3 | 4 | 5 | 6 | 7 | 8 | 9 | 10 | 11 | 12 | 13 | 14 | 15 | 16 | 17 | 18 | 19 | 20 | 21 | 22 | 23 | 24 |  |  | Brandy Hill 132_11kV Tx2 | 0 | 0 | 0 | 0 | 0 | 0 | 0 | -0.0046484 | -0.0066463 | -0.0043537 | -0.0035085 | -0.0056505 | 0.0047424 | 0.019078 | 0.021476 | 0.01894 | 0.01952 | 0.018417 | 0.021091 | 0.021391 | 0.022888 | 0.02394 | 0.023979 | 0.024086 | 0.024578 | 0.025076 | 0.025581 | 0.026093 | 0.026612 | 0.027138 | 0.027671 | 0.028211
| Transformer Loads | [36 empty] | 0 | 0 | 0 | 0 | 0 | 0 | 0 | 0 | 0 | 0 | 0 | 0 | 0 | 0 | 0 | 0 | 0 | 0 | 0 | 0 | 0 | 0 | 0 | 0 | 0 | 0 | 0 | 0 | 0 | 0 | 0 | 0
| Historical Loads | (11kV MVA) | [7 empty] | 0: Weather Corrected Forecast Loads; 4: (11kV MVA) |  |  |  | 0 | 0 | 0 | 0 | 0 | 0 | 0 | 0 | 0 | 0 | 0 | 0 | 0 | 0 | 0 | 0 | 0 | 0 | 0 | 0 | 0 | 0 | 0 | 0 | 0 | 0 | 0 | 0 | 0 | 0 | 0 | 0
|  | 07/08 | 08/09 | 09/10 | 10/11 | 11/12 | 12/13 | 13/14 |  | 14/15 | 15/16 | 16/17 | 17/18 | 18/19 | 19/20 | 20/21 | 21/22 | 22/23 | 23/24 | 24/25 | 25/26 | 26/27 | 27/28 | 28/29 | 29/30 | 30/31 | 31/32 | 32/33 | 33/34 | 34/35 | 35/36 | 36/37 | 37/38 | 38/39 |  |  |  | 0 | 0 | 0 | 0 | 0 | 0 | 0 | 0 | 0 | 0 | 0 | 0 | 0 | 0 | 0 | 0 | 0 | 0 | 0 | 0 | 0 | 0 | 0 | 0 | 0 | 0 | 0 | 0 | 0 | 0 | 0 | 0
| 0 | [36 empty] | 0 | 0 | 0 | 0 | 0 | 0 | 0 | 0 | 0 | 0 | 0 | 0 | 0 | 0 | 0 | 0 | 0 | 0 | 0 | 0 | 0 | 0 | 0 | 0 | 0 | 0 | 0 | 0 | 0 | 0 | 0 | 0
| Diversity Factor: 0 | [36 empty] | 0 | 0 | 0 | 0 | 0 | 0 | 0 | 0 | 0 | 0 | 0 | 0 | 0 | 0 | 0 | 0 | 0 | 0 | 0 | 0 | 0 | 0 | 0 | 0 | 0 | 0 | 0 | 0 | 0 | 0 | 0 | 0
[38 empty] | 0 | 0 | 0 | 0 | 0 | 0 | 0 | 0 | 0 | 0 | 0 | 0 | 0 | 0 | 0 | 0 | 0 | 0 | 0 | 0 | 0 | 0 | 0 | 0 | 0 | 0 | 0 | 0 | 0 | 0 | 0 | 0
[38 empty] | 0 | 0 | 0 | 0 | 0 | 0 | 0 | 0 | 0 | 0 | 0 | 0 | 0 | 0 | 0 | 0 | 0 | 0 | 0 | 0 | 0 | 0 | 0 | 0 | 0 | 0 | 0 | 0 | 0 | 0 | 0 | 0
| 0 | [36 empty] | 0 | 0 | 0 | 0 | 0 | 0 | 0 | 0 | 0 | 0 | 0 | 0 | 0 | 0 | 0 | 0 | 0 | 0 | 0 | 0 | 0 | 0 | 0 | 0 | 0 | 0 | 0 | 0 | 0 | 0 | 0 | 0
Diversity Factor: 0
[38 empty] | Historical Spots & Transfers | [6 empty] | Forecast Spots & Transfers
[35 empty] | Project Name | From | To | 07/08 | 08/09 | 09/10 | 10/11 | 11/12 | 12/13 | 13/14 | 14/15 | 15/16 | 16/17 | 17/18 | 18/19 | 19/20 | 20/21 | 21/22 | 22/23 | 23/24 | 24/25 | 25/26 | 26/27 | 27/28 | 28/29 | 29/30 | 30/31 | 31/32 | 32/33 | 33/34 | 34/35 | 35/36 | 36/37 | 37/38 | 38/39
| 0 | [33 empty] | Broad based demand management |  | Brandy Hill 132_11kV Tx1 | 0 | 0 | 0 | 0 | 0 | 0 | 0 | -0.002927 | -0.007363 | -0.008791 | -0.012765 | -0.01519 | 0 | 0 | 0 | 0 | 0 | 0 | 0 | 0 | 0 | 0 | 0 | 0 | 0 | 0 | 0 | 0 | 0 | 0 | 0 | 0
| Diversity Factor: 0 | [33 empty] | Broad based demand management |  | Brandy Hill 132_11kV Tx2 | 0 | 0 | 0 | 0 | 0 | 0 | 0 | -0.0015761 | -0.0039647 | -0.0047336 | -0.0068732 | -0.0081792 | 0 | 0 | 0 | 0 | 0 | 0 | 0 | 0 | 0 | 0 | 0 | 0 | 0 | 0 | 0 | 0 | 0 | 0 | 0 | 0
[35 empty] | DNP_ID: 2023. From Clarencetown (Country Energy) |  | Brandy Hill 132_11kV Tx1 | 0 | 0 | 0 | 0 | 0 | 0 | 0.44583 | 0 | 0 | 0 | 0 | 0 | 0 | 0 | 0 | 0 | 0 | 0 | 0 | 0 | 0 | 0 | 0 | 0 | 0 | 0 | 0 | 0 | 0 | 0 | 0 | 0
[35 empty] | DNP_ID: 2024. From Clarencetown (Country Energy) |  | Brandy Hill 132_11kV Tx1 | 0 | 0 | 0 | 0 | 0 | 0 | 0.44583 | 0 | 0 | 0 | 0 | 0 | 0 | 0 | 0 | 0 | 0 | 0 | 0 | 0 | 0 | 0 | 0 | 0 | 0 | 0 | 0 | 0 | 0 | 0 | 0 | 0
| 0 | [33 empty] | DNP_ID: 6607. Establish 11kV connections to New Brandy Hill Zone | Raymond Terr NEW 33_11kV Tx3 | Brandy Hill 132_11kV Tx1 | 0 | 0 | 0 | 0 | 0 | 1.5242 | 0 | 3.4485 | 0 | 0 | 0 | 0 | 0 | 0 | 0 | 0 | 0 | 0 | 0 | 0 | 0 | 0 | 0 | 0 | 0 | 0 | 0 | 0 | 0 | 0 | 0 | 0
| Diversity Factor: 0 | [33 empty] | DNP_ID: 6607. Establish 11kV connections to New Brandy Hill Zone | Wallalong 33_11kV Tx1 | Brandy Hill 132_11kV Tx1 | 0 | 0 | 0 | 0 | 0 | 0 | 0 | 4.4964 | 0 | 0 | 0 | 0 | 0 | 0 | 0 | 0 | 0 | 0 | 0 | 0 | 0 | 0 | 0 | 0 | 0 | 0 | 0 | 0 | 0 | 0 | 0 | 0
[35 empty] | Econometric |  | Brandy Hill 132_11kV Tx1 | 0 | 0 | 0 | 0 | 0 | 0 | 0 | 0 | 0 | 0.015772 | 0.028537 | 0.037201 | 0.043618 | 0.059317 | 0.05992 | 0.057152 | 0.056458 | 0.057288 | 0.058129 | 0.058982 | 0.059846 | 0.060722 | 0.06161 | 0.062511 | 0.063424 | 0.064349 | 0.065287 | 0.066237 | 0.067201 | 0.068178 | 0.069168 | 0.070172
[35 empty] | Econometric |  | Brandy Hill 132_11kV Tx2 | 0 | 0 | 0 | 0 | 0 | 0 | 0 | 0 | 0 | 0.0084928 | 0.015366 | 0.020031 | 0.023486 | 0.03194 | 0.032265 | 0.030774 | 0.030401 | 0.030847 | 0.0313 | 0.031759 | 0.032225 | 0.032697 | 0.033175 | 0.03366 | 0.034151 | 0.034649 | 0.035154 | 0.035666 | 0.036185 | 0.036711 | 0.037244 | 0.037785
| 0 | [33 empty] | Energy Efficiency |  | Brandy Hill 132_11kV Tx1 | 0 | 0 | 0 | 0 | 0 | 0 | 0 | -0.0024101 | -0.0012837 | -0.010892 | -0.017707 | -0.027602 | -0.029645 | -0.018479 | -0.014807 | -0.016665 | -0.016142 | -0.018215 | -0.014091 | -0.014386 | -0.012472 | -0.011394 | -0.012209 | -0.01291 | -0.01291 | -0.01291 | -0.01291 | -0.01291 | -0.01291 | -0.01291 | -0.01291 | -0.01291
| Diversity Factor: 0 | [33 empty] | Energy Efficiency |  | Brandy Hill 132_11kV Tx2 | 0 | 0 | 0 | 0 | 0 | 0 | 0 | -0.0012978 | -0.00069125 | -0.0058649 | -0.0095346 | -0.014863 | -0.015963 | -0.0099503 | -0.0079732 | -0.0089735 | -0.0086921 | -0.0098083 | -0.0075875 | -0.0077463 | -0.0067155 | -0.0061354 | -0.0065742 | -0.0069518 | -0.0069518 | -0.0069518 | -0.0069518 | -0.0069518 | -0.0069518 | -0.0069518 | -0.0069518 | -0.0069518
[35 empty] | Solar PV |  | Brandy Hill 132_11kV Tx1 | 0 | 0 | 0 | 0 | 0 | 0 | 0 | -0.0032956 | -0.0036965 | -0.0041748 | -0.0045808 | -0.0049026 | -0.0051649 | -0.0054075 | -0.0052292 | -0.0053123 | -0.0040647 | -0.0048687 | -0.0048687 | -0.0048687 | -0.0048687 | -0.0048687 | -0.0048687 | -0.0048687 | -0.0048687 | -0.0048687 | -0.0048687 | -0.0048687 | -0.0048687 | -0.0048687 | -0.0048687 | -0.0048687
[35 empty] | Solar PV |  | Brandy Hill 132_11kV Tx2 | 0 | 0 | 0 | 0 | 0 | 0 | 0 | -0.0017745 | -0.0019904 | -0.002248 | -0.0024666 | -0.0026399 | -0.0027811 | -0.0029117 | -0.0028157 | -0.0028605 | -0.0021887 | -0.0026216 | -0.0026216 | -0.0026216 | -0.0026216 | -0.0026216 | -0.0026216 | -0.0026216 | -0.0026216 | -0.0026216 | -0.0026216 | -0.0026216 | -0.0026216 | -0.0026216 | -0.0026216 | -0.0026216
0
Diversity Factor: 0
0
Diversity Factor: 0
0
Diversity Factor: 0
0
Diversity Factor: 0
0
Diversity Factor: 0
| Weather Correction and Public Holiday Factors | [8 empty] | 0: Forecast ROG
ROG Justification
| Actual loads for season 13/14 have been weather corrected by the following: | [6 empty] | -14.2% |  | 0: weighted ROG calc | [35 empty] | weighted ROG calc
1 | 2 | 3 | 4 | 5 | 6 | 7 | 8 | 9 | 10 | 14/15 | 15/16 | 16/17 | 17/18 | 18/19 | 19/20 | 20/21 | 21/22 | 22/23 | 23/24 | 24/25 | 25/26 | 26/27 | 27/28 | 28/29 | 29/30 | 30/31 | 31/32 | 32/33 | 33/34 | 34/35 | 35/36 | 36/37 | 37/38 | 38/39
1.0058 | 1.0116 | 1.0155 | 1.0174 | 1.0174 | 1.0174 | 1.0174 | 1.0174 | 1.0174 | 1.0174 | 0.5765% | 0.5765% | 0.3843% | 0.1921% | 0% | 0% | 0% | 0% | 0% | 0% | 0% | 0% | 0% | 0% | 0% | 0% | 0% | 0% | 0% | 0% | 0% | 0% | 0% | 0% | 0%
Substation Load Detail
[7 empty] | Units | 13/14 |  | 14/15 | 15/16 | 16/17 | 17/18 | 18/19 | 19/20 | 20/21 | 21/22 | 22/23 | 23/24 | 24/25 | 25/26 | 26/27 | 27/28 | 28/29 | 29/30 | 30/31 | 31/32 | 32/33 | 33/34 | 34/35 | 35/36 | 36/37 | 37/38 | 38/39
1 | Brandy Hill 132_11kV | Compensated |  | Load (LV side) |  |  | Amps | 0 |  | 490.9418 | 492.7757 | 494.0169 | 494.4401 | 493.5928 | 494.304 | 497.1649 | 500.3855 | 503.2258 | 506.153 | 508.9149 | 512.0778 | 515.2857 | 518.718 | 522.308 | 525.9039 | 529.5159 | 533.2016 | 536.962 | 540.7982 | 544.7111 | 548.7018 | 552.7714 | 556.921 | 561.1516
|  |  |  | Apparent Power |  |  | MVA | 1.69 | 1.45 | 9.3537 | 9.3886 | 9.4123 | 9.4203 | 9.4042 | 9.4178 | 9.4723 | 9.5336 | 9.5877 | 9.6435 | 9.6961 | 9.7564 | 9.8175 | 9.8829 | 9.9513 | 10.0198 | 10.0886 | 10.1588 | 10.2305 | 10.3036 | 10.3781 | 10.4542 | 10.5317 | 10.6108 | 10.6914
|  |  |  | Real Power |  |  | MW | 1.6585 | 1.423 | 8.6677 | 8.7001 | 8.722 | 8.7295 | 8.7145 | 8.7271 | 8.7776 | 8.8345 | 8.8846 | 8.9363 | 8.9851 | 9.0409 | 9.0975 | 9.1581 | 9.2215 | 9.285 | 9.3488 | 9.4138 | 9.4802 | 9.548 | 9.6171 | 9.6875 | 9.7594 | 9.8326 | 9.9073
|  |  |  | Reactive Power |  |  | MVAr | 0 |  | 3.516 | 3.5291 | 3.538 | 3.541 | 3.5349 | 3.54 | 3.5605 | 3.5836 | 3.6039 | 3.6249 | 3.6447 | 3.6673 | 3.6903 | 3.7149 | 3.7406 | 3.7664 | 3.7922 | 3.8186 | 3.8455 | 3.873 | 3.901 | 3.9296 | 3.9588 | 3.9885 | 4.0188
|  |  |  | Capacitors In Service |  |  | MVAr | 0 |  | 0 | 0 | 0 | 0 | 0 | 0 | 0 | 0 | 0 | 0 | 0 | 0 | 0 | 0 | 0 | 0 | 0 | 0 | 0 | 0 | 0 | 0 | 0 | 0 | 0
|  |  |  | PF |  |  |  | 0.98136 |  | 0.92666 | 0.92666 | 0.92666 | 0.92666 | 0.92666 | 0.92666 | 0.92666 | 0.92666 | 0.92666 | 0.92666 | 0.92666 | 0.92666 | 0.92666 | 0.92666 | 0.92666 | 0.92666 | 0.92666 | 0.92666 | 0.92666 | 0.92666 | 0.92666 | 0.92666 | 0.92666 | 0.92666 | 0.92666
0.98684 | Diversity Factor: 0.99 | Uncompensated |  | Reactive Power |  |  | MVAr | 0 | 0.27864 | 3.516 | 3.5291 | 3.538 | 3.541 | 3.5349 | 3.54 | 3.5605 | 3.5836 | 3.6039 | 3.6249 | 3.6447 | 3.6673 | 3.6903 | 3.7149 | 3.7406 | 3.7664 | 3.7922 | 3.8186 | 3.8455 | 3.873 | 3.901 | 3.9296 | 3.9588 | 3.9885 | 4.0188
|  |  |  | PF |  |  |  | 0.98136 |  | 0.92666 | 0.92666 | 0.92666 | 0.92666 | 0.92666 | 0.92666 | 0.92666 | 0.92666 | 0.92666 | 0.92666 | 0.92666 | 0.92666 | 0.92666 | 0.92666 | 0.92666 | 0.92666 | 0.92666 | 0.92666 | 0.92666 | 0.92666 | 0.92666 | 0.92666 | 0.92666 | 0.92666 | 0.92666
[10 empty] | 1 | 2 | 3 | 4 | 5 | 6 | 7 | 8 | 9 | 10 | 11 | 12 | 13 | 14 | 15 | 16 | 17 | 18 | 19 | 20 | 21 | 22 | 23 | 24 | 25
Transformer Load Detail
[7 empty] | Units | 13/14 |  | 14/15 | 15/16 | 16/17 | 17/18 | 18/19 | 19/20 | 20/21 | 21/22 | 22/23 | 23/24 | 24/25 | 25/26 | 26/27 | 27/28 | 28/29 | 29/30 | 30/31 | 31/32 | 32/33 | 33/34 | 34/35 | 35/36 | 36/37 | 37/38 | 38/39
| 0 | Compensated |  | Load (LV side) |  |  | Amps
|  |  |  | Apparent Power |  |  | MVA
|  |  |  | Real Power |  |  | MW
|  |  |  | Reactive Power |  |  | MVAr
|  |  |  | Capacitors In Service |  |  | MVAr
PF
| Zone Div: | Uncompensated |  | Reactive Power |  |  | MVAr
PF
| 0 | Compensated |  | Load (LV side) |  |  | Amps
|  |  |  | Apparent Power |  |  | MVA
|  |  |  | Real Power |  |  | MW
|  |  |  | Reactive Power |  |  | MVAr
|  |  |  | Capacitors In Service |  |  | MVAr
PF
| Zone Div: | Uncompensated |  | Reactive Power |  |  | MVAr
PF
| 0 | Compensated |  | Load (LV side) |  |  | Amps
|  |  |  | Apparent Power |  |  | MVA
|  |  |  | Real Power |  |  | MW
|  |  |  | Reactive Power |  |  | MVAr
|  |  |  | Capacitors In Service |  |  | MVAr
PF
| Zone Div: | Uncompensated |  | Reactive Power |  |  | MVAr
PF
| 0 | Compensated |  | Load (LV side) |  |  | Amps
|  |  |  | Apparent Power |  |  | MVA
|  |  |  | Real Power |  |  | MW
|  |  |  | Reactive Power |  |  | MVAr
|  |  |  | Capacitors In Service |  |  | MVAr
PF
| Zone Div: | Uncompensated |  | Reactive Power |  |  | MVAr
PF
| 0 | Compensated |  | Load (LV side) |  |  | Amps
|  |  |  | Apparent Power |  |  | MVA
|  |  |  | Real Power |  |  | MW
|  |  |  | Reactive Power |  |  | MVAr
|  |  |  | Capacitors In Service |  |  | MVAr
PF
| Zone Div: | Uncompensated |  | Reactive Power |  |  | MVAr
PF
| 0 | Compensated |  | Load (LV side) |  |  | Amps
|  |  |  | Apparent Power |  |  | MVA
|  |  |  | Real Power |  |  | MW
|  |  |  | Reactive Power |  |  | MVAr
|  |  |  | Capacitors In Service |  |  | MVAr
PF
| Zone Div: | Uncompensated |  | Reactive Power |  |  | MVAr
PF
| 0 | Compensated |  | Load (LV side) |  |  | Amps
|  |  |  | Apparent Power |  |  | MVA
|  |  |  | Real Power |  |  | MW
|  |  |  | Reactive Power |  |  | MVAr
|  |  |  | Capacitors In Service |  |  | MVAr
PF
| Zone Div: | Uncompensated |  | Reactive Power |  |  | MVAr
PF
| 0 | Compensated |  | Load (LV side) |  |  | Amps
|  |  |  | Apparent Power |  |  | MVA
|  |  |  | Real Power |  |  | MW
|  |  |  | Reactive Power |  |  | MVAr
|  |  |  | Capacitors In Service |  |  | MVAr
PF
| Zone Div: | Uncompensated |  | Reactive Power |  |  | MVAr
PF
| 0 | Compensated |  | Load (LV side) |  |  | Amps
|  |  |  | Apparent Power |  |  | MVA
|  |  |  | Real Power |  |  | MW
|  |  |  | Reactive Power |  |  | MVAr
|  |  |  | Capacitors In Service |  |  | MVAr
PF
| Zone Div: | Uncompensated |  | Reactive Power |  |  | MVAr
PF
| 0 | Compensated |  | Load (LV side) |  |  | Amps
|  |  |  | Apparent Power |  |  | MVA
|  |  |  | Real Power |  |  | MW
|  |  |  | Reactive Power |  |  | MVAr
|  |  |  | Capacitors In Service |  |  | MVAr
PF
| Zone Div: | Uncompensated |  | Reactive Power |  |  | MVAr
PF

## East Maitland 33_11kV
| East Maitland 33_11kV | [16 empty] | 2015 | SUMMER
[6 empty] | Zone decommissioned |  | 2015-09-01
| Substation Total Loads | [33 empty] | Spots & Transfers Detail
| Historical Loads | (11kV MVA) | [7 empty] | Weather Corrected Forecast Loads |  |  |  | (11kV MVA) | [20 empty] | Spots & Transfers Summary | (11kV MVA) |  | Historical Spots & Transfers | [6 empty] | Forecast Spots & Transfers
|  | 07/08 | 08/09 | 09/10 | 10/11 | 11/12 | 12/13 | 13/14 |  | 14/15 | 15/16 | 16/17 | 17/18 | 18/19 | 19/20 | 20/21 | 21/22 | 22/23 | 23/24 | 24/25 | 25/26 | 26/27 | 27/28 | 28/29 | 29/30 | 30/31 | 31/32 | 32/33 | 33/34 | 34/35 | 35/36 | 36/37 | 37/38 | 38/39 |  |  |  | 07/08 | 08/09 | 09/10 | 10/11 | 11/12 | 12/13 | 13/14 | 14/15 | 15/16 | 16/17 | 17/18 | 18/19 | 19/20 | 20/21 | 21/22 | 22/23 | 23/24 | 24/25 | 25/26 | 26/27 | 27/28 | 28/29 | 29/30 | 30/31 | 31/32 | 32/33 | 33/34 | 34/35 | 35/36 | 36/37 | 37/38 | 38/39
| Total | 27.786 | 32.393 | 31.9 | 32.956 | 23.397 | 30.964 | 26.018 |  | 29.0958 | 0 | 0 | 0 | 0 | 0 | 0 | 0 | 0 | 0 | 0 | 0 | 0 | 0 | 0 | 0 | 0 | 0 | 0 | 0 | 0 | 0 | 0 | 0 | 0 |  |  | Total | 0.68589 | -1.3146 | 0 | -0.11716 | -0.20761 | -0.09226 | -0.00882 | -0.32065 | -28.8762 | 0 | 0 | 0 | 0 | 0 | 0 | 0 | 0 | 0 | 0 | 0 | 0 | 0 | 0 | 0 | 0 | 0 | 0 | 0 | 0 | 0 | 0 | 0
| Firm Rating | 0 | 0 | 30.5 | 30.5 | 30.5 | 30.48 | 30.48 |  | 30.48 | 0 | 0 | 0 | 0 | 0 | 0 | 0 | 0 | 0 | 0 | 0 | 0 | 0 | 0 | 0 | 0 | 0 | 0 | 0 | 0 | 0 | 0 | 0 | 0
| Total Capacity | 0 | 0 | 45.73 | 45.73 | 45.73 | 45.73 | 45.73 |  | 45.73 | 0 | 0 | 0 | 0 | 0 | 0 | 0 | 0 | 0 | 0 | 0 | 0 | 0 | 0 | 0 | 0 | 0 | 0 | 0 | 0 | 0 | 0 | 0 | 0 |  |  | East Maitland 33_11kV Tx1 | 0.22863 | -0.43821 | 0 | -0.039053 | -0.069203 | -0.030753 | -0.00294 | -0.19262 | -9.6254 | 0 | 0 | 0 | 0 | 0 | 0 | 0 | 0 | 0 | 0 | 0 | 0 | 0 | 0 | 0 | 0 | 0 | 0 | 0 | 0 | 0 | 0 | 0
|  | -7 | -6 | -5 | -4 | -3 | -2 | -1 |  | 0 | 1 | 2 | 3 | 4 | 5 | 6 | 7 | 8 | 9 | 10 | 11 | 12 | 13 | 14 | 15 | 16 | 17 | 18 | 19 | 20 | 21 | 22 | 23 | 24 |  |  | East Maitland 33_11kV Tx2 | 0.22863 | -0.43821 | 0 | -0.039053 | -0.069203 | -0.030753 | -0.00294 | -0.19262 | -9.6254 | 0 | 0 | 0 | 0 | 0 | 0 | 0 | 0 | 0 | 0 | 0 | 0 | 0 | 0 | 0 | 0 | 0 | 0 | 0 | 0 | 0 | 0 | 0
| Transformer Loads | [35 empty] | East Maitland 33_11kV Tx3 | 0.22863 | -0.43821 | 0 | -0.039053 | -0.069203 | -0.030753 | -0.00294 | 0.064589 | -9.6254 | 0 | 0 | 0 | 0 | 0 | 0 | 0 | 0 | 0 | 0 | 0 | 0 | 0 | 0 | 0 | 0 | 0 | 0 | 0 | 0 | 0 | 0 | 0
| Historical Loads | (11kV MVA) | [7 empty] | Weather Corrected Forecast Loads |  |  |  | (11kV MVA) | [23 empty] | 0 | 0 | 0 | 0 | 0 | 0 | 0 | 0 | 0 | 0 | 0 | 0 | 0 | 0 | 0 | 0 | 0 | 0 | 0 | 0 | 0 | 0 | 0 | 0 | 0 | 0 | 0 | 0 | 0 | 0 | 0 | 0
|  | 07/08 | 08/09 | 09/10 | 10/11 | 11/12 | 12/13 | 13/14 |  | 14/15 | 15/16 | 16/17 | 17/18 | 18/19 | 19/20 | 20/21 | 21/22 | 22/23 | 23/24 | 24/25 | 25/26 | 26/27 | 27/28 | 28/29 | 29/30 | 30/31 | 31/32 | 32/33 | 33/34 | 34/35 | 35/36 | 36/37 | 37/38 | 38/39 |  |  |  | 0 | 0 | 0 | 0 | 0 | 0 | 0 | 0 | 0 | 0 | 0 | 0 | 0 | 0 | 0 | 0 | 0 | 0 | 0 | 0 | 0 | 0 | 0 | 0 | 0 | 0 | 0 | 0 | 0 | 0 | 0 | 0
| 0 | [36 empty] | 0 | 0 | 0 | 0 | 0 | 0 | 0 | 0 | 0 | 0 | 0 | 0 | 0 | 0 | 0 | 0 | 0 | 0 | 0 | 0 | 0 | 0 | 0 | 0 | 0 | 0 | 0 | 0 | 0 | 0 | 0 | 0
| Diversity Factor: 0 | [36 empty] | 0 | 0 | 0 | 0 | 0 | 0 | 0 | 0 | 0 | 0 | 0 | 0 | 0 | 0 | 0 | 0 | 0 | 0 | 0 | 0 | 0 | 0 | 0 | 0 | 0 | 0 | 0 | 0 | 0 | 0 | 0 | 0
[38 empty] | 0 | 0 | 0 | 0 | 0 | 0 | 0 | 0 | 0 | 0 | 0 | 0 | 0 | 0 | 0 | 0 | 0 | 0 | 0 | 0 | 0 | 0 | 0 | 0 | 0 | 0 | 0 | 0 | 0 | 0 | 0 | 0
[38 empty] | 0 | 0 | 0 | 0 | 0 | 0 | 0 | 0 | 0 | 0 | 0 | 0 | 0 | 0 | 0 | 0 | 0 | 0 | 0 | 0 | 0 | 0 | 0 | 0 | 0 | 0 | 0 | 0 | 0 | 0 | 0 | 0
| 0 | [36 empty] | 0 | 0 | 0 | 0 | 0 | 0 | 0 | 0 | 0 | 0 | 0 | 0 | 0 | 0 | 0 | 0 | 0 | 0 | 0 | 0 | 0 | 0 | 0 | 0 | 0 | 0 | 0 | 0 | 0 | 0 | 0 | 0
Diversity Factor: 0
[38 empty] | Historical Spots & Transfers | [6 empty] | Forecast Spots & Transfers
[35 empty] | Project Name | From | To | 07/08 | 08/09 | 09/10 | 10/11 | 11/12 | 12/13 | 13/14 | 14/15 | 15/16 | 16/17 | 17/18 | 18/19 | 19/20 | 20/21 | 21/22 | 22/23 | 23/24 | 24/25 | 25/26 | 26/27 | 27/28 | 28/29 | 29/30 | 30/31 | 31/32 | 32/33 | 33/34 | 34/35 | 35/36 | 36/37 | 37/38 | 38/39
| 0 | [33 empty] | DNP_ID: 2030. Telarah to East Maitland - 15/5/06 | Telarah 33_11kV Tx1 | East Maitland 33_11kV Tx1 | 0.031754 | 0 | 0 | 0 | 0 | 0 | 0 | 0 | 0 | 0 | 0 | 0 | 0 | 0 | 0 | 0 | 0 | 0 | 0 | 0 | 0 | 0 | 0 | 0 | 0 | 0 | 0 | 0 | 0 | 0 | 0 | 0
| Diversity Factor: 0 | [33 empty] | DNP_ID: 2030. Telarah to East Maitland - 15/5/06 | Telarah 33_11kV Tx1 | East Maitland 33_11kV Tx2 | 0.031754 | 0 | 0 | 0 | 0 | 0 | 0 | 0 | 0 | 0 | 0 | 0 | 0 | 0 | 0 | 0 | 0 | 0 | 0 | 0 | 0 | 0 | 0 | 0 | 0 | 0 | 0 | 0 | 0 | 0 | 0 | 0
[35 empty] | DNP_ID: 2030. Telarah to East Maitland - 15/5/06 | Telarah 33_11kV Tx1 | East Maitland 33_11kV Tx3 | 0.031754 | 0 | 0 | 0 | 0 | 0 | 0 | 0 | 0 | 0 | 0 | 0 | 0 | 0 | 0 | 0 | 0 | 0 | 0 | 0 | 0 | 0 | 0 | 0 | 0 | 0 | 0 | 0 | 0 | 0 | 0 | 0
[35 empty] | DNP_ID: 2030. Telarah to East Maitland - 15/5/06 | Telarah 33_11kV Tx2 | East Maitland 33_11kV Tx1 | 0.031754 | 0 | 0 | 0 | 0 | 0 | 0 | 0 | 0 | 0 | 0 | 0 | 0 | 0 | 0 | 0 | 0 | 0 | 0 | 0 | 0 | 0 | 0 | 0 | 0 | 0 | 0 | 0 | 0 | 0 | 0 | 0
| 0 | [33 empty] | DNP_ID: 2030. Telarah to East Maitland - 15/5/06 | Telarah 33_11kV Tx2 | East Maitland 33_11kV Tx2 | 0.031754 | 0 | 0 | 0 | 0 | 0 | 0 | 0 | 0 | 0 | 0 | 0 | 0 | 0 | 0 | 0 | 0 | 0 | 0 | 0 | 0 | 0 | 0 | 0 | 0 | 0 | 0 | 0 | 0 | 0 | 0 | 0
| Diversity Factor: 0 | [33 empty] | DNP_ID: 2030. Telarah to East Maitland - 15/5/06 | Telarah 33_11kV Tx2 | East Maitland 33_11kV Tx3 | 0.031754 | 0 | 0 | 0 | 0 | 0 | 0 | 0 | 0 | 0 | 0 | 0 | 0 | 0 | 0 | 0 | 0 | 0 | 0 | 0 | 0 | 0 | 0 | 0 | 0 | 0 | 0 | 0 | 0 | 0 | 0 | 0
[35 empty] | DNP_ID: 2031. Mait Cent to East Mait - Future Aug 07 | Maitland Central 33_11kV Tx1 | East Maitland 33_11kV Tx1 | 0.49854 | 0 | 0 | 0 | 0 | 0 | 0 | 0 | 0 | 0 | 0 | 0 | 0 | 0 | 0 | 0 | 0 | 0 | 0 | 0 | 0 | 0 | 0 | 0 | 0 | 0 | 0 | 0 | 0 | 0 | 0 | 0
[35 empty] | DNP_ID: 2031. Mait Cent to East Mait - Future Aug 07 | Maitland Central 33_11kV Tx1 | East Maitland 33_11kV Tx2 | 0.49854 | 0 | 0 | 0 | 0 | 0 | 0 | 0 | 0 | 0 | 0 | 0 | 0 | 0 | 0 | 0 | 0 | 0 | 0 | 0 | 0 | 0 | 0 | 0 | 0 | 0 | 0 | 0 | 0 | 0 | 0 | 0
| 0 | [33 empty] | DNP_ID: 2031. Mait Cent to East Mait - Future Aug 07 | Maitland Central 33_11kV Tx1 | East Maitland 33_11kV Tx3 | 0.49854 | 0 | 0 | 0 | 0 | 0 | 0 | 0 | 0 | 0 | 0 | 0 | 0 | 0 | 0 | 0 | 0 | 0 | 0 | 0 | 0 | 0 | 0 | 0 | 0 | 0 | 0 | 0 | 0 | 0 | 0 | 0
| Diversity Factor: 0 | [33 empty] | DNP_ID: 2031. Mait Cent to East Mait - Future Aug 07 | Maitland Central 33_11kV Tx2 | East Maitland 33_11kV Tx1 | 0.49854 | 0 | 0 | 0 | 0 | 0 | 0 | 0 | 0 | 0 | 0 | 0 | 0 | 0 | 0 | 0 | 0 | 0 | 0 | 0 | 0 | 0 | 0 | 0 | 0 | 0 | 0 | 0 | 0 | 0 | 0 | 0
[35 empty] | DNP_ID: 2031. Mait Cent to East Mait - Future Aug 07 | Maitland Central 33_11kV Tx2 | East Maitland 33_11kV Tx2 | 0.49854 | 0 | 0 | 0 | 0 | 0 | 0 | 0 | 0 | 0 | 0 | 0 | 0 | 0 | 0 | 0 | 0 | 0 | 0 | 0 | 0 | 0 | 0 | 0 | 0 | 0 | 0 | 0 | 0 | 0 | 0 | 0
[35 empty] | DNP_ID: 2031. Mait Cent to East Mait - Future Aug 07 | Maitland Central 33_11kV Tx2 | East Maitland 33_11kV Tx3 | 0.49854 | 0 | 0 | 0 | 0 | 0 | 0 | 0 | 0 | 0 | 0 | 0 | 0 | 0 | 0 | 0 | 0 | 0 | 0 | 0 | 0 | 0 | 0 | 0 | 0 | 0 | 0 | 0 | 0 | 0 | 0 | 0
| 0 | [33 empty] | DNP_ID: 2065. East Maitland to Thornton Aug 07 | East Maitland 33_11kV Tx1 | Thornton 33_11kV Tx1 | 0.41541 | 0 | 0 | 0 | 0 | 0 | 0 | 0 | 0 | 0 | 0 | 0 | 0 | 0 | 0 | 0 | 0 | 0 | 0 | 0 | 0 | 0 | 0 | 0 | 0 | 0 | 0 | 0 | 0 | 0 | 0 | 0
| Diversity Factor: 0 | [33 empty] | DNP_ID: 2065. East Maitland to Thornton Aug 07 | East Maitland 33_11kV Tx1 | Thornton 33_11kV Tx3 | 0.41655 | 0 | 0 | 0 | 0 | 0 | 0 | 0 | 0 | 0 | 0 | 0 | 0 | 0 | 0 | 0 | 0 | 0 | 0 | 0 | 0 | 0 | 0 | 0 | 0 | 0 | 0 | 0 | 0 | 0 | 0 | 0
[35 empty] | DNP_ID: 2065. East Maitland to Thornton Aug 07 | East Maitland 33_11kV Tx2 | Thornton 33_11kV Tx1 | 0.41541 | 0 | 0 | 0 | 0 | 0 | 0 | 0 | 0 | 0 | 0 | 0 | 0 | 0 | 0 | 0 | 0 | 0 | 0 | 0 | 0 | 0 | 0 | 0 | 0 | 0 | 0 | 0 | 0 | 0 | 0 | 0
[35 empty] | DNP_ID: 2065. East Maitland to Thornton Aug 07 | East Maitland 33_11kV Tx2 | Thornton 33_11kV Tx3 | 0.41655 | 0 | 0 | 0 | 0 | 0 | 0 | 0 | 0 | 0 | 0 | 0 | 0 | 0 | 0 | 0 | 0 | 0 | 0 | 0 | 0 | 0 | 0 | 0 | 0 | 0 | 0 | 0 | 0 | 0 | 0 | 0
| 0 | [33 empty] | DNP_ID: 2065. East Maitland to Thornton Aug 07 | East Maitland 33_11kV Tx3 | Thornton 33_11kV Tx1 | 0.41541 | 0 | 0 | 0 | 0 | 0 | 0 | 0 | 0 | 0 | 0 | 0 | 0 | 0 | 0 | 0 | 0 | 0 | 0 | 0 | 0 | 0 | 0 | 0 | 0 | 0 | 0 | 0 | 0 | 0 | 0 | 0
| Diversity Factor: 0 | [33 empty] | DNP_ID: 2065. East Maitland to Thornton Aug 07 | East Maitland 33_11kV Tx3 | Thornton 33_11kV Tx3 | 0.41655 | 0 | 0 | 0 | 0 | 0 | 0 | 0 | 0 | 0 | 0 | 0 | 0 | 0 | 0 | 0 | 0 | 0 | 0 | 0 | 0 | 0 | 0 | 0 | 0 | 0 | 0 | 0 | 0 | 0 | 0 | 0
[35 empty] | DNP_ID: 2067. East Maitland to Thornton mid 2008 | East Maitland 33_11kV Tx1 | Thornton 33_11kV Tx1 | 0 | 0.3837 | 0 | 0 | 0 | 0 | 0 | 0 | 0 | 0 | 0 | 0 | 0 | 0 | 0 | 0 | 0 | 0 | 0 | 0 | 0 | 0 | 0 | 0 | 0 | 0 | 0 | 0 | 0 | 0 | 0 | 0
[35 empty] | DNP_ID: 2067. East Maitland to Thornton mid 2008 | East Maitland 33_11kV Tx1 | Thornton 33_11kV Tx3 | 0 | 0.38476 | 0 | 0 | 0 | 0 | 0 | 0 | 0 | 0 | 0 | 0 | 0 | 0 | 0 | 0 | 0 | 0 | 0 | 0 | 0 | 0 | 0 | 0 | 0 | 0 | 0 | 0 | 0 | 0 | 0 | 0
| 0 | [33 empty] | DNP_ID: 2067. East Maitland to Thornton mid 2008 | East Maitland 33_11kV Tx2 | Thornton 33_11kV Tx1 | 0 | 0.3837 | 0 | 0 | 0 | 0 | 0 | 0 | 0 | 0 | 0 | 0 | 0 | 0 | 0 | 0 | 0 | 0 | 0 | 0 | 0 | 0 | 0 | 0 | 0 | 0 | 0 | 0 | 0 | 0 | 0 | 0
| Diversity Factor: 0 | [33 empty] | DNP_ID: 2067. East Maitland to Thornton mid 2008 | East Maitland 33_11kV Tx2 | Thornton 33_11kV Tx3 | 0 | 0.38476 | 0 | 0 | 0 | 0 | 0 | 0 | 0 | 0 | 0 | 0 | 0 | 0 | 0 | 0 | 0 | 0 | 0 | 0 | 0 | 0 | 0 | 0 | 0 | 0 | 0 | 0 | 0 | 0 | 0 | 0
[35 empty] | DNP_ID: 2067. East Maitland to Thornton mid 2008 | East Maitland 33_11kV Tx3 | Thornton 33_11kV Tx1 | 0 | 0.3837 | 0 | 0 | 0 | 0 | 0 | 0 | 0 | 0 | 0 | 0 | 0 | 0 | 0 | 0 | 0 | 0 | 0 | 0 | 0 | 0 | 0 | 0 | 0 | 0 | 0 | 0 | 0 | 0 | 0 | 0
[35 empty] | DNP_ID: 2067. East Maitland to Thornton mid 2008 | East Maitland 33_11kV Tx3 | Thornton 33_11kV Tx3 | 0 | 0.38476 | 0 | 0 | 0 | 0 | 0 | 0 | 0 | 0 | 0 | 0 | 0 | 0 | 0 | 0 | 0 | 0 | 0 | 0 | 0 | 0 | 0 | 0 | 0 | 0 | 0 | 0 | 0 | 0 | 0 | 0
| 0 | [33 empty] | DNP_ID: 2069. To East Maitland to deload feeders SAO-14/10/08 | Thornton 33_11kV Tx1 | East Maitland 33_11kV Tx1 | 0 | 0.16489 | 0 | 0 | 0 | 0 | 0 | 0 | 0 | 0 | 0 | 0 | 0 | 0 | 0 | 0 | 0 | 0 | 0 | 0 | 0 | 0 | 0 | 0 | 0 | 0 | 0 | 0 | 0 | 0 | 0 | 0
| Diversity Factor: 0 | [33 empty] | DNP_ID: 2069. To East Maitland to deload feeders SAO-14/10/08 | Thornton 33_11kV Tx1 | East Maitland 33_11kV Tx2 | 0 | 0.16489 | 0 | 0 | 0 | 0 | 0 | 0 | 0 | 0 | 0 | 0 | 0 | 0 | 0 | 0 | 0 | 0 | 0 | 0 | 0 | 0 | 0 | 0 | 0 | 0 | 0 | 0 | 0 | 0 | 0 | 0
[35 empty] | DNP_ID: 2069. To East Maitland to deload feeders SAO-14/10/08 | Thornton 33_11kV Tx1 | East Maitland 33_11kV Tx3 | 0 | 0.16489 | 0 | 0 | 0 | 0 | 0 | 0 | 0 | 0 | 0 | 0 | 0 | 0 | 0 | 0 | 0 | 0 | 0 | 0 | 0 | 0 | 0 | 0 | 0 | 0 | 0 | 0 | 0 | 0 | 0 | 0
[35 empty] | DNP_ID: 2069. To East Maitland to deload feeders SAO-14/10/08 | Thornton 33_11kV Tx3 | East Maitland 33_11kV Tx1 | 0 | 0.16535 | 0 | 0 | 0 | 0 | 0 | 0 | 0 | 0 | 0 | 0 | 0 | 0 | 0 | 0 | 0 | 0 | 0 | 0 | 0 | 0 | 0 | 0 | 0 | 0 | 0 | 0 | 0 | 0 | 0 | 0
| 0 | [33 empty] | DNP_ID: 2069. To East Maitland to deload feeders SAO-14/10/08 | Thornton 33_11kV Tx3 | East Maitland 33_11kV Tx2 | 0 | 0.16535 | 0 | 0 | 0 | 0 | 0 | 0 | 0 | 0 | 0 | 0 | 0 | 0 | 0 | 0 | 0 | 0 | 0 | 0 | 0 | 0 | 0 | 0 | 0 | 0 | 0 | 0 | 0 | 0 | 0 | 0
| Diversity Factor: 0 | [33 empty] | DNP_ID: 2069. To East Maitland to deload feeders SAO-14/10/08 | Thornton 33_11kV Tx3 | East Maitland 33_11kV Tx3 | 0 | 0.16535 | 0 | 0 | 0 | 0 | 0 | 0 | 0 | 0 | 0 | 0 | 0 | 0 | 0 | 0 | 0 | 0 | 0 | 0 | 0 | 0 | 0 | 0 | 0 | 0 | 0 | 0 | 0 | 0 | 0 | 0
[35 empty] | DNP_ID: 6707. Open point change Maitland Central 48115 and East Maitland 48011 | East Maitland 33_11kV Tx1 | Thornton 33_11kV Tx1 | 0 | 0 | 0 | 0.19053 | 0 | 0 | 0 | 0 | 0 | 0 | 0 | 0 | 0 | 0 | 0 | 0 | 0 | 0 | 0 | 0 | 0 | 0 | 0 | 0 | 0 | 0 | 0 | 0 | 0 | 0 | 0 | 0
[35 empty] | DNP_ID: 6707. Open point change Maitland Central 48115 and East Maitland 48011 | East Maitland 33_11kV Tx1 | Thornton 33_11kV Tx2 | 0 | 0 | 0 | 0 | 0 | 0 | 0 | 0 | 0 | 0 | 0 | 0 | 0 | 0 | 0 | 0 | 0 | 0 | 0 | 0 | 0 | 0 | 0 | 0 | 0 | 0 | 0 | 0 | 0 | 0 | 0 | 0
[35 empty] | DNP_ID: 6707. Open point change Maitland Central 48115 and East Maitland 48011 | East Maitland 33_11kV Tx2 | Thornton 33_11kV Tx1 | 0 | 0 | 0 | 0.19053 | 0 | 0 | 0 | 0 | 0 | 0 | 0 | 0 | 0 | 0 | 0 | 0 | 0 | 0 | 0 | 0 | 0 | 0 | 0 | 0 | 0 | 0 | 0 | 0 | 0 | 0 | 0 | 0
| Weather Correction and Public Holiday Factors | [8 empty] | Forecast ROG | [24 empty] | DNP_ID: 6707. Open point change Maitland Central 48115 and East Maitland 48011 | East Maitland 33_11kV Tx2 | Thornton 33_11kV Tx2 | 0 | 0 | 0 | 0 | 0 | 0 | 0 | 0 | 0 | 0 | 0 | 0 | 0 | 0 | 0 | 0 | 0 | 0 | 0 | 0 | 0 | 0 | 0 | 0 | 0 | 0 | 0 | 0 | 0 | 0 | 0 | 0
[10 empty] | ROG Justification | [24 empty] | DNP_ID: 6707. Open point change Maitland Central 48115 and East Maitland 48011 | East Maitland 33_11kV Tx3 | Thornton 33_11kV Tx1 | 0 | 0 | 0 | 0.19053 | 0 | 0 | 0 | 0 | 0 | 0 | 0 | 0 | 0 | 0 | 0 | 0 | 0 | 0 | 0 | 0 | 0 | 0 | 0 | 0 | 0 | 0 | 0 | 0 | 0 | 0 | 0 | 0
| Actual loads for season 13/14 have been weather corrected by the following: | [6 empty] | 15.97% |  | 7 year ROG ok | [24 empty] | DNP_ID: 6707. Open point change Maitland Central 48115 and East Maitland 48011 | East Maitland 33_11kV Tx3 | Thornton 33_11kV Tx2 | 0 | 0 | 0 | 0 | 0 | 0 | 0 | 0 | 0 | 0 | 0 | 0 | 0 | 0 | 0 | 0 | 0 | 0 | 0 | 0 | 0 | 0 | 0 | 0 | 0 | 0 | 0 | 0 | 0 | 0 | 0 | 0 | 7 year ROG ok
[35 empty] | DNP_ID: 6707. Open point change Maitland Central 48115 and East Maitland 48011 | Maitland Central 33_11kV Tx1 | East Maitland 33_11kV Tx1 | 0 | 0 | 0 | 0.095263 | 0 | 0 | 0 | 0 | 0 | 0 | 0 | 0 | 0 | 0 | 0 | 0 | 0 | 0 | 0 | 0 | 0 | 0 | 0 | 0 | 0 | 0 | 0 | 0 | 0 | 0 | 0 | 0
[35 empty] | DNP_ID: 6707. Open point change Maitland Central 48115 and East Maitland 48011 | Maitland Central 33_11kV Tx1 | East Maitland 33_11kV Tx2 | 0 | 0 | 0 | 0.095263 | 0 | 0 | 0 | 0 | 0 | 0 | 0 | 0 | 0 | 0 | 0 | 0 | 0 | 0 | 0 | 0 | 0 | 0 | 0 | 0 | 0 | 0 | 0 | 0 | 0 | 0 | 0 | 0
1 | 2 | 3 | 4 | 5 | 6 | 7 | 8 | 9 | 10 | 14/15 | 15/16 | 16/17 | 17/18 | 18/19 | 19/20 | 20/21 | 21/22 | 22/23 | 23/24 | 24/25 | 25/26 | 26/27 | 27/28 | 28/29 | 29/30 | 30/31 | 31/32 | 32/33 | 33/34 | 34/35 | 35/36 | 36/37 | 37/38 | 38/39 | DNP_ID: 6707. Open point change Maitland Central 48115 and East Maitland 48011 | Maitland Central 33_11kV Tx1 | East Maitland 33_11kV Tx3 | 0 | 0 | 0 | 0.095263 | 0 | 0 | 0 | 0 | 0 | 0 | 0 | 0 | 0 | 0 | 0 | 0 | 0 | 0 | 0 | 0 | 0 | 0 | 0 | 0 | 0 | 0 | 0 | 0 | 0 | 0 | 0 | 0
0.97995 | 0.9603 | 0.94747 | 0.94114 | 0.94114 | 0.94114 | 0.94114 | 0.94114 | 0.94114 | 0.94114 | -2.005% | -2.005% | -1.336% | -0.668% | 0% | 0% | 0% | 0% | 0% | 0% | 0% | 0% | 0% | 0% | 0% | 0% | 0% | 0% | 0% | 0% | 0% | 0% | 0% | 0% | 0% | DNP_ID: 6707. Open point change Maitland Central 48115 and East Maitland 48011 | Maitland Central 33_11kV Tx2 | East Maitland 33_11kV Tx1 | 0 | 0 | 0 | 0.095263 | 0 | 0 | 0 | 0 | 0 | 0 | 0 | 0 | 0 | 0 | 0 | 0 | 0 | 0 | 0 | 0 | 0 | 0 | 0 | 0 | 0 | 0 | 0 | 0 | 0 | 0 | 0 | 0
[35 empty] | DNP_ID: 6707. Open point change Maitland Central 48115 and East Maitland 48011 | Maitland Central 33_11kV Tx2 | East Maitland 33_11kV Tx2 | 0 | 0 | 0 | 0.095263 | 0 | 0 | 0 | 0 | 0 | 0 | 0 | 0 | 0 | 0 | 0 | 0 | 0 | 0 | 0 | 0 | 0 | 0 | 0 | 0 | 0 | 0 | 0 | 0 | 0 | 0 | 0 | 0
2: Substation Load Detail | DNP_ID: 6707. Open point change Maitland Central 48115 and East Maitland 48011 | Maitland Central 33_11kV Tx2 | East Maitland 33_11kV Tx3 | 0 | 0 | 0 | 0.095263 | 0 | 0 | 0 | 0 | 0 | 0 | 0 | 0 | 0 | 0 | 0 | 0 | 0 | 0 | 0 | 0 | 0 | 0 | 0 | 0 | 0 | 0 | 0 | 0 | 0 | 0 | 0 | 0
[35 empty] | DNP_ID: 7072. Open Point Change East Maitland Feeder 48017 and Telarah Feeder 48010 | East Maitland 33_11kV Tx1 | Telarah 33_11kV Tx1 | 0 | 0 | 0 | 0 | 0 | 0.079386 | 0 | 0 | 0 | 0 | 0 | 0 | 0 | 0 | 0 | 0 | 0 | 0 | 0 | 0 | 0 | 0 | 0 | 0 | 0 | 0 | 0 | 0 | 0 | 0 | 0 | 0
[7 empty] | Units | 13/14 |  | 14/15 | 15/16 | 16/17 | 17/18 | 18/19 | 19/20 | 20/21 | 21/22 | 22/23 | 23/24 | 24/25 | 25/26 | 26/27 | 27/28 | 28/29 | 29/30 | 30/31 | 31/32 | 32/33 | 33/34 | 34/35 | 35/36 | 36/37 | 37/38 | 38/39 | DNP_ID: 7072. Open Point Change East Maitland Feeder 48017 and Telarah Feeder 48010 | East Maitland 33_11kV Tx1 | Telarah 33_11kV Tx2 | 0 | 0 | 0 | 0 | 0 | 0.079386 | 0 | 0 | 0 | 0 | 0 | 0 | 0 | 0 | 0 | 0 | 0 | 0 | 0 | 0 | 0 | 0 | 0 | 0 | 0 | 0 | 0 | 0 | 0 | 0 | 0 | 0
1 | East Maitland 33_11kV | Compensated |  | Load (LV side) |  |  | Amps | 0 |  | 1527.135 | 0 | 0 | 0 | 0 | 0 | 0 | 0 | 0 | 0 | 0 | 0 | 0 | 0 | 0 | 0 | 0 | 0 | 0 | 0 | 0 | 0 | 0 | 0 | 0 | DNP_ID: 7072. Open Point Change East Maitland Feeder 48017 and Telarah Feeder 48010 | East Maitland 33_11kV Tx2 | Telarah 33_11kV Tx1 | 0 | 0 | 0 | 0 | 0 | 0.079386 | 0 | 0 | 0 | 0 | 0 | 0 | 0 | 0 | 0 | 0 | 0 | 0 | 0 | 0 | 0 | 0 | 0 | 0 | 0 | 0 | 0 | 0 | 0 | 0 | 0 | 0
|  |  |  | Apparent Power |  |  | MVA | 26.018 | 30.02 | 29.0958 | 0 | 0 | 0 | 0 | 0 | 0 | 0 | 0 | 0 | 0 | 0 | 0 | 0 | 0 | 0 | 0 | 0 | 0 | 0 | 0 | 0 | 0 | 0 | 0 | DNP_ID: 7072. Open Point Change East Maitland Feeder 48017 and Telarah Feeder 48010 | East Maitland 33_11kV Tx2 | Telarah 33_11kV Tx2 | 0 | 0 | 0 | 0 | 0 | 0.079386 | 0 | 0 | 0 | 0 | 0 | 0 | 0 | 0 | 0 | 0 | 0 | 0 | 0 | 0 | 0 | 0 | 0 | 0 | 0 | 0 | 0 | 0 | 0 | 0 | 0 | 0
|  |  |  | Real Power |  |  | MW | 25.966 | 29.96 | 29.044 | 0 | 0 | 0 | 0 | 0 | 0 | 0 | 0 | 0 | 0 | 0 | 0 | 0 | 0 | 0 | 0 | 0 | 0 | 0 | 0 | 0 | 0 | 0 | 0 | DNP_ID: 7072. Open Point Change East Maitland Feeder 48017 and Telarah Feeder 48010 | East Maitland 33_11kV Tx3 | Telarah 33_11kV Tx1 | 0 | 0 | 0 | 0 | 0 | 0.079386 | 0 | 0 | 0 | 0 | 0 | 0 | 0 | 0 | 0 | 0 | 0 | 0 | 0 | 0 | 0 | 0 | 0 | 0 | 0 | 0 | 0 | 0 | 0 | 0 | 0 | 0
|  |  |  | Reactive Power |  |  | MVAr | 0 |  | 1.7354 | 0 | 0 | 0 | 0 | 0 | 0 | 0 | 0 | 0 | 0 | 0 | 0 | 0 | 0 | 0 | 0 | 0 | 0 | 0 | 0 | 0 | 0 | 0 | 0 | DNP_ID: 7072. Open Point Change East Maitland Feeder 48017 and Telarah Feeder 48010 | East Maitland 33_11kV Tx3 | Telarah 33_11kV Tx2 | 0 | 0 | 0 | 0 | 0 | 0.079386 | 0 | 0 | 0 | 0 | 0 | 0 | 0 | 0 | 0 | 0 | 0 | 0 | 0 | 0 | 0 | 0 | 0 | 0 | 0 | 0 | 0 | 0 | 0 | 0 | 0 | 0
|  |  |  | Capacitors In Service |  |  | MVAr | 3.24 |  | 3.24 | 0 | 0 | 0 | 0 | 0 | 0 | 0 | 0 | 0 | 0 | 0 | 0 | 0 | 0 | 0 | 0 | 0 | 0 | 0 | 0 | 0 | 0 | 0 | 0 | DNP_ID: 7129. Kurri Feeder 80923 Temporary Load Transfer to Telarah 48010 and East Maitland 48017 | East Maitland 33_11kV Tx1 | Telarah 33_11kV Tx1 | 0 | 0 | 0 | 0 | 0 | 0 | 0 | 0.1286 | 0 | 0 | 0 | 0 | 0 | 0 | 0 | 0 | 0 | 0 | 0 | 0 | 0 | 0 | 0 | 0 | 0 | 0 | 0 | 0 | 0 | 0 | 0 | 0
|  |  |  | PF |  |  |  | 0.998 |  | 0.99822 | 0 | 0 | 0 | 0 | 0 | 0 | 0 | 0 | 0 | 0 | 0 | 0 | 0 | 0 | 0 | 0 | 0 | 0 | 0 | 0 | 0 | 0 | 0 | 0 | DNP_ID: 7129. Kurri Feeder 80923 Temporary Load Transfer to Telarah 48010 and East Maitland 48017 | East Maitland 33_11kV Tx1 | Telarah 33_11kV Tx2 | 0 | 0 | 0 | 0 | 0 | 0 | 0 | 0.1286 | 0 | 0 | 0 | 0 | 0 | 0 | 0 | 0 | 0 | 0 | 0 | 0 | 0 | 0 | 0 | 0 | 0 | 0 | 0 | 0 | 0 | 0 | 0 | 0
0.95989 | Diversity Factor: 0.96 | Uncompensated |  | Reactive Power |  |  | MVAr | 0 | 5.1377 | 4.9754 | 0 | 0 | 0 | 0 | 0 | 0 | 0 | 0 | 0 | 0 | 0 | 0 | 0 | 0 | 0 | 0 | 0 | 0 | 0 | 0 | 0 | 0 | 0 | 0 | DNP_ID: 7129. Kurri Feeder 80923 Temporary Load Transfer to Telarah 48010 and East Maitland 48017 | East Maitland 33_11kV Tx2 | Telarah 33_11kV Tx1 | 0 | 0 | 0 | 0 | 0 | 0 | 0 | 0.1286 | 0 | 0 | 0 | 0 | 0 | 0 | 0 | 0 | 0 | 0 | 0 | 0 | 0 | 0 | 0 | 0 | 0 | 0 | 0 | 0 | 0 | 0 | 0 | 0
|  |  |  | PF |  |  |  | 0.98276 |  | 0.98564 | 0 | 0 | 0 | 0 | 0 | 0 | 0 | 0 | 0 | 0 | 0 | 0 | 0 | 0 | 0 | 0 | 0 | 0 | 0 | 0 | 0 | 0 | 0 | 0 | DNP_ID: 7129. Kurri Feeder 80923 Temporary Load Transfer to Telarah 48010 and East Maitland 48017 | East Maitland 33_11kV Tx2 | Telarah 33_11kV Tx2 | 0 | 0 | 0 | 0 | 0 | 0 | 0 | 0.1286 | 0 | 0 | 0 | 0 | 0 | 0 | 0 | 0 | 0 | 0 | 0 | 0 | 0 | 0 | 0 | 0 | 0 | 0 | 0 | 0 | 0 | 0 | 0 | 0
[10 empty] | 1 | 2 | 3 | 4 | 5 | 6 | 7 | 8 | 9 | 10 | 11 | 12 | 13 | 14 | 15 | 16 | 17 | 18 | 19 | 20 | 21 | 22 | 23 | 24 | 25 | DNP_ID: 7129. Kurri Feeder 80923 Temporary Load Transfer to Telarah 48010 and East Maitland 48017 | Telarah 33_11kV Tx1 | East Maitland 33_11kV Tx1 | 0 | 0 | 0 | 0 | 0 | 0.079386 | 0 | 0 | 0 | 0 | 0 | 0 | 0 | 0 | 0 | 0 | 0 | 0 | 0 | 0 | 0 | 0 | 0 | 0 | 0 | 0 | 0 | 0 | 0 | 0 | 0 | 0
2: Transformer Load Detail | DNP_ID: 7129. Kurri Feeder 80923 Temporary Load Transfer to Telarah 48010 and East Maitland 48017 | Telarah 33_11kV Tx1 | East Maitland 33_11kV Tx2 | 0 | 0 | 0 | 0 | 0 | 0.079386 | 0 | 0 | 0 | 0 | 0 | 0 | 0 | 0 | 0 | 0 | 0 | 0 | 0 | 0 | 0 | 0 | 0 | 0 | 0 | 0 | 0 | 0 | 0 | 0 | 0 | 0
[35 empty] | DNP_ID: 7129. Kurri Feeder 80923 Temporary Load Transfer to Telarah 48010 and East Maitland 48017 | Telarah 33_11kV Tx1 | East Maitland 33_11kV Tx3 | 0 | 0 | 0 | 0 | 0 | 0.079386 | 0 | 0 | 0 | 0 | 0 | 0 | 0 | 0 | 0 | 0 | 0 | 0 | 0 | 0 | 0 | 0 | 0 | 0 | 0 | 0 | 0 | 0 | 0 | 0 | 0 | 0
[7 empty] | Units | 13/14 |  | 14/15 | 15/16 | 16/17 | 17/18 | 18/19 | 19/20 | 20/21 | 21/22 | 22/23 | 23/24 | 24/25 | 25/26 | 26/27 | 27/28 | 28/29 | 29/30 | 30/31 | 31/32 | 32/33 | 33/34 | 34/35 | 35/36 | 36/37 | 37/38 | 38/39 | DNP_ID: 7129. Kurri Feeder 80923 Temporary Load Transfer to Telarah 48010 and East Maitland 48017 | Telarah 33_11kV Tx2 | East Maitland 33_11kV Tx1 | 0 | 0 | 0 | 0 | 0 | 0.079386 | 0 | 0 | 0 | 0 | 0 | 0 | 0 | 0 | 0 | 0 | 0 | 0 | 0 | 0 | 0 | 0 | 0 | 0 | 0 | 0 | 0 | 0 | 0 | 0 | 0 | 0
2: 0; 3: Compensated; 5: Load (LV side); 8: Amps | DNP_ID: 7129. Kurri Feeder 80923 Temporary Load Transfer to Telarah 48010 and East Maitland 48017 | Telarah 33_11kV Tx2 | East Maitland 33_11kV Tx2 | 0 | 0 | 0 | 0 | 0 | 0.079386 | 0 | 0 | 0 | 0 | 0 | 0 | 0 | 0 | 0 | 0 | 0 | 0 | 0 | 0 | 0 | 0 | 0 | 0 | 0 | 0 | 0 | 0 | 0 | 0 | 0 | 0
5: Apparent Power; 8: MVA | DNP_ID: 7129. Kurri Feeder 80923 Temporary Load Transfer to Telarah 48010 and East Maitland 48017 | Telarah 33_11kV Tx2 | East Maitland 33_11kV Tx3 | 0 | 0 | 0 | 0 | 0 | 0.079386 | 0 | 0 | 0 | 0 | 0 | 0 | 0 | 0 | 0 | 0 | 0 | 0 | 0 | 0 | 0 | 0 | 0 | 0 | 0 | 0 | 0 | 0 | 0 | 0 | 0 | 0
5: Real Power; 8: MW | Decommission: Commissioning Transfers | East Maitland 33_11kV Tx1 | Metford 33_11kV Tx1 | 0 | 0 | 0 | 0 | 0 | 0 | 0 | 0 | 5.031 | 0 | 0 | 0 | 0 | 0 | 0 | 0 | 0 | 0 | 0 | 0 | 0 | 0 | 0 | 0 | 0 | 0 | 0 | 0 | 0 | 0 | 0 | 0
5: Reactive Power; 8: MVAr | Decommission: Commissioning Transfers | East Maitland 33_11kV Tx1 | Metford 33_11kV Tx2 | 0 | 0 | 0 | 0 | 0 | 0 | 0 | 0 | 5.031 | 0 | 0 | 0 | 0 | 0 | 0 | 0 | 0 | 0 | 0 | 0 | 0 | 0 | 0 | 0 | 0 | 0 | 0 | 0 | 0 | 0 | 0 | 0
5: Capacitors In Service; 8: MVAr | Decommission: Commissioning Transfers | East Maitland 33_11kV Tx2 | Metford 33_11kV Tx1 | 0 | 0 | 0 | 0 | 0 | 0 | 0 | 0 | 5.031 | 0 | 0 | 0 | 0 | 0 | 0 | 0 | 0 | 0 | 0 | 0 | 0 | 0 | 0 | 0 | 0 | 0 | 0 | 0 | 0 | 0 | 0 | 0
[35 empty] | Decommission: Commissioning Transfers | East Maitland 33_11kV Tx2 | Metford 33_11kV Tx2 | 0 | 0 | 0 | 0 | 0 | 0 | 0 | 0 | 5.031 | 0 | 0 | 0 | 0 | 0 | 0 | 0 | 0 | 0 | 0 | 0 | 0 | 0 | 0 | 0 | 0 | 0 | 0 | 0 | 0 | 0 | 0 | 0 | bar: 5
2: Zone Div:; 3: Uncompensated; 5: Reactive Power; 8: MVAr | Decommission: Commissioning Transfers | East Maitland 33_11kV Tx3 | Metford 33_11kV Tx1 | 0 | 0 | 0 | 0 | 0 | 0 | 0 | 0 | 5.031 | 0 | 0 | 0 | 0 | 0 | 0 | 0 | 0 | 0 | 0 | 0 | 0 | 0 | 0 | 0 | 0 | 0 | 0 | 0 | 0 | 0 | 0 | 0
[35 empty] | Decommission: Commissioning Transfers | East Maitland 33_11kV Tx3 | Metford 33_11kV Tx2 | 0 | 0 | 0 | 0 | 0 | 0 | 0 | 0 | 5.031 | 0 | 0 | 0 | 0 | 0 | 0 | 0 | 0 | 0 | 0 | 0 | 0 | 0 | 0 | 0 | 0 | 0 | 0 | 0 | 0 | 0 | 0 | 0 | bar: 5
[35 empty] | HVCON_ID: 2000020. Greenhill Shopping Centre expansion |  | East Maitland 33_11kV Tx1 | 0 | 0 | 0 | 0 | 0 | 0 | 0 | 0.10479 | 0 | 0 | 0 | 0 | 0 | 0 | 0 | 0 | 0 | 0 | 0 | 0 | 0 | 0 | 0 | 0 | 0 | 0 | 0 | 0 | 0 | 0 | 0 | 0
2: 0; 3: Compensated; 5: Load (LV side); 8: Amps | HVCON_ID: 2000020. Greenhill Shopping Centre expansion |  | East Maitland 33_11kV Tx2 | 0 | 0 | 0 | 0 | 0 | 0 | 0 | 0.10479 | 0 | 0 | 0 | 0 | 0 | 0 | 0 | 0 | 0 | 0 | 0 | 0 | 0 | 0 | 0 | 0 | 0 | 0 | 0 | 0 | 0 | 0 | 0 | 0
5: Apparent Power; 8: MVA | HVCON_ID: 2000020. Greenhill Shopping Centre expansion |  | East Maitland 33_11kV Tx3 | 0 | 0 | 0 | 0 | 0 | 0 | 0 | 0.10479 | 0 | 0 | 0 | 0 | 0 | 0 | 0 | 0 | 0 | 0 | 0 | 0 | 0 | 0 | 0 | 0 | 0 | 0 | 0 | 0 | 0 | 0 | 0 | 0
5: Real Power; 8: MW | HVCON_ID: 2000021. Greenhill Shopping Centre expansion |  | East Maitland 33_11kV Tx1 | 0 | 0 | 0 | 0 | 0 | 0 | 0 | 0 | 0.43662 | 0 | 0 | 0 | 0 | 0 | 0 | 0 | 0 | 0 | 0 | 0 | 0 | 0 | 0 | 0 | 0 | 0 | 0 | 0 | 0 | 0 | 0 | 0
5: Reactive Power; 8: MVAr | HVCON_ID: 2000021. Greenhill Shopping Centre expansion |  | East Maitland 33_11kV Tx2 | 0 | 0 | 0 | 0 | 0 | 0 | 0 | 0 | 0.43662 | 0 | 0 | 0 | 0 | 0 | 0 | 0 | 0 | 0 | 0 | 0 | 0 | 0 | 0 | 0 | 0 | 0 | 0 | 0 | 0 | 0 | 0 | 0
5: Capacitors In Service; 8: MVAr | HVCON_ID: 2000021. Greenhill Shopping Centre expansion |  | East Maitland 33_11kV Tx3 | 0 | 0 | 0 | 0 | 0 | 0 | 0 | 0 | 0.43662 | 0 | 0 | 0 | 0 | 0 | 0 | 0 | 0 | 0 | 0 | 0 | 0 | 0 | 0 | 0 | 0 | 0 | 0 | 0 | 0 | 0 | 0 | 0
[35 empty] | Econometric |  | East Maitland 33_11kV Tx1 | 0 | 0 | 0 | 0 | 0 | 0 | 0 | 0 | 0 | 0 | 0 | 0 | 0 | 0 | 0 | 0 | 0 | 0 | 0 | 0 | 0 | 0 | 0 | 0 | 0 | 0 | 0 | 0 | 0 | 0 | 0 | 0 | bar: 5
2: Zone Div:; 3: Uncompensated; 5: Reactive Power; 8: MVAr | Econometric |  | East Maitland 33_11kV Tx2 | 0 | 0 | 0 | 0 | 0 | 0 | 0 | 0 | 0 | 0 | 0 | 0 | 0 | 0 | 0 | 0 | 0 | 0 | 0 | 0 | 0 | 0 | 0 | 0 | 0 | 0 | 0 | 0 | 0 | 0 | 0 | 0
[35 empty] | Econometric |  | East Maitland 33_11kV Tx3 | 0 | 0 | 0 | 0 | 0 | 0 | 0 | 0 | 0 | 0 | 0 | 0 | 0 | 0 | 0 | 0 | 0 | 0 | 0 | 0 | 0 | 0 | 0 | 0 | 0 | 0 | 0 | 0 | 0 | 0 | 0 | 0 | bar: 5
[35 empty] | Energy Efficiency |  | East Maitland 33_11kV Tx1 | 0 | 0 | 0 | 0 | 0 | 0 | 0 | -0.017917 | 0 | 0 | 0 | 0 | 0 | 0 | 0 | 0 | 0 | 0 | 0 | 0 | 0 | 0 | 0 | 0 | 0 | 0 | 0 | 0 | 0 | 0 | 0 | 0
2: 0; 3: Compensated; 5: Load (LV side); 8: Amps | Energy Efficiency |  | East Maitland 33_11kV Tx2 | 0 | 0 | 0 | 0 | 0 | 0 | 0 | -0.017917 | 0 | 0 | 0 | 0 | 0 | 0 | 0 | 0 | 0 | 0 | 0 | 0 | 0 | 0 | 0 | 0 | 0 | 0 | 0 | 0 | 0 | 0 | 0 | 0
5: Apparent Power; 8: MVA | Energy Efficiency |  | East Maitland 33_11kV Tx3 | 0 | 0 | 0 | 0 | 0 | 0 | 0 | -0.017917 | 0 | 0 | 0 | 0 | 0 | 0 | 0 | 0 | 0 | 0 | 0 | 0 | 0 | 0 | 0 | 0 | 0 | 0 | 0 | 0 | 0 | 0 | 0 | 0
5: Real Power; 8: MW | Solar PV |  | East Maitland 33_11kV Tx1 | 0 | 0 | 0 | -0.039053 | -0.069203 | -0.030753 | -0.00294 | -0.022283 | 0 | 0 | 0 | 0 | 0 | 0 | 0 | 0 | 0 | 0 | 0 | 0 | 0 | 0 | 0 | 0 | 0 | 0 | 0 | 0 | 0 | 0 | 0 | 0
5: Reactive Power; 8: MVAr | Solar PV |  | East Maitland 33_11kV Tx2 | 0 | 0 | 0 | -0.039053 | -0.069203 | -0.030753 | -0.00294 | -0.022283 | 0 | 0 | 0 | 0 | 0 | 0 | 0 | 0 | 0 | 0 | 0 | 0 | 0 | 0 | 0 | 0 | 0 | 0 | 0 | 0 | 0 | 0 | 0 | 0
5: Capacitors In Service; 8: MVAr | Solar PV |  | East Maitland 33_11kV Tx3 | 0 | 0 | 0 | -0.039053 | -0.069203 | -0.030753 | -0.00294 | -0.022283 | 0 | 0 | 0 | 0 | 0 | 0 | 0 | 0 | 0 | 0 | 0 | 0 | 0 | 0 | 0 | 0 | 0 | 0 | 0 | 0 | 0 | 0 | 0 | 0
PF
| Zone Div: | Uncompensated |  | Reactive Power |  |  | MVAr
PF
| 0 | Compensated |  | Load (LV side) |  |  | Amps
|  |  |  | Apparent Power |  |  | MVA
|  |  |  | Real Power |  |  | MW
|  |  |  | Reactive Power |  |  | MVAr
|  |  |  | Capacitors In Service |  |  | MVAr
PF
| Zone Div: | Uncompensated |  | Reactive Power |  |  | MVAr
PF
| 0 | Compensated |  | Load (LV side) |  |  | Amps
|  |  |  | Apparent Power |  |  | MVA
|  |  |  | Real Power |  |  | MW
|  |  |  | Reactive Power |  |  | MVAr
|  |  |  | Capacitors In Service |  |  | MVAr
PF
| Zone Div: | Uncompensated |  | Reactive Power |  |  | MVAr
PF
| 0 | Compensated |  | Load (LV side) |  |  | Amps
|  |  |  | Apparent Power |  |  | MVA
|  |  |  | Real Power |  |  | MW
|  |  |  | Reactive Power |  |  | MVAr
|  |  |  | Capacitors In Service |  |  | MVAr
PF
| Zone Div: | Uncompensated |  | Reactive Power |  |  | MVAr
PF
| 0 | Compensated |  | Load (LV side) |  |  | Amps
|  |  |  | Apparent Power |  |  | MVA
|  |  |  | Real Power |  |  | MW
|  |  |  | Reactive Power |  |  | MVAr
|  |  |  | Capacitors In Service |  |  | MVAr
PF
| Zone Div: | Uncompensated |  | Reactive Power |  |  | MVAr
PF
| 0 | Compensated |  | Load (LV side) |  |  | Amps
|  |  |  | Apparent Power |  |  | MVA
|  |  |  | Real Power |  |  | MW
|  |  |  | Reactive Power |  |  | MVAr
|  |  |  | Capacitors In Service |  |  | MVAr
PF
| Zone Div: | Uncompensated |  | Reactive Power |  |  | MVAr
PF
| 0 | Compensated |  | Load (LV side) |  |  | Amps
|  |  |  | Apparent Power |  |  | MVA
|  |  |  | Real Power |  |  | MW
|  |  |  | Reactive Power |  |  | MVAr
|  |  |  | Capacitors In Service |  |  | MVAr
PF
| Zone Div: | Uncompensated |  | Reactive Power |  |  | MVAr
PF
| 0 | Compensated |  | Load (LV side) |  |  | Amps
|  |  |  | Apparent Power |  |  | MVA
|  |  |  | Real Power |  |  | MW
|  |  |  | Reactive Power |  |  | MVAr
|  |  |  | Capacitors In Service |  |  | MVAr
PF
| Zone Div: | Uncompensated |  | Reactive Power |  |  | MVAr
PF

## Maitland 33_11kV
| Maitland 33_11kV | [16 empty] | 2015 | SUMMER
[6 empty] | Zone commissioned |  | 2013-11-21
| Substation Total Loads | [33 empty] | Spots & Transfers Detail
| Historical Loads | (11kV MVA) | [7 empty] | Weather Corrected Forecast Loads |  |  |  | (11kV MVA) | [20 empty] | Spots & Transfers Summary | (11kV MVA) |  | Historical Spots & Transfers | [6 empty] | Forecast Spots & Transfers
|  | 07/08 | 08/09 | 09/10 | 10/11 | 11/12 | 12/13 | 13/14 |  | 14/15 | 15/16 | 16/17 | 17/18 | 18/19 | 19/20 | 20/21 | 21/22 | 22/23 | 23/24 | 24/25 | 25/26 | 26/27 | 27/28 | 28/29 | 29/30 | 30/31 | 31/32 | 32/33 | 33/34 | 34/35 | 35/36 | 36/37 | 37/38 | 38/39 |  |  |  | 07/08 | 08/09 | 09/10 | 10/11 | 11/12 | 12/13 | 13/14 | 14/15 | 15/16 | 16/17 | 17/18 | 18/19 | 19/20 | 20/21 | 21/22 | 22/23 | 23/24 | 24/25 | 25/26 | 26/27 | 27/28 | 28/29 | 29/30 | 30/31 | 31/32 | 32/33 | 33/34 | 34/35 | 35/36 | 36/37 | 37/38 | 38/39
| Total | [6 empty] | 21.89 |  | 26.2772 | 26.2528 | 26.2725 | 26.3467 | 26.4238 | 26.5466 | 26.7979 | 27.0695 | 27.3015 | 27.5627 | 27.7924 | 28.0636 | 28.3377 | 28.6387 | 28.9564 | 29.2734 | 29.589 | 29.9112 | 30.2403 | 30.5761 | 30.9189 | 31.2687 | 31.6256 | 31.9897 | 32.3612 |  |  | Total | 0 | 0 | 0 | 0 | 0 | 0 | 21.141 | -0.089618 | -0.076975 | -0.015311 | 0.056681 | 0.077088 | 0.1228 | 0.25131 | 0.27166 | 0.23201 | 0.26113 | 0.22973 | 0.27119 | 0.27416 | 0.30091 | 0.31772 | 0.31703 | 0.31559 | 0.32225 | 0.32901 | 0.33585 | 0.34278 | 0.3498 | 0.35692 | 0.36413 | 0.37144
| Firm Rating | 0 | 0 | 0 | 0 | 0 | 0 | 38 |  | 38 | 38 | 38 | 38 | 38 | 38 | 38 | 38 | 38 | 38 | 38 | 38 | 38 | 38 | 38 | 38 | 38 | 38 | 38 | 38 | 38 | 38 | 38 | 38 | 38
| Total Capacity | 0 | 0 | 0 | 0 | 0 | 0 | 66 |  | 66 | 66 | 66 | 66 | 66 | 66 | 66 | 66 | 66 | 66 | 66 | 66 | 66 | 66 | 66 | 66 | 66 | 66 | 66 | 66 | 66 | 66 | 66 | 66 | 66 |  |  | Maitland 33_11kV Tx1 | 0 | 0 | 0 | 0 | 0 | 0 | 12.4127 | -0.049525 | -0.042538 | -0.0084614 | 0.031323 | 0.042601 | 0.06786 | 0.13888 | 0.15012 | 0.12821 | 0.1443 | 0.12696 | 0.14987 | 0.15151 | 0.16629 | 0.17558 | 0.1752 | 0.1744 | 0.17808 | 0.18182 | 0.1856 | 0.18943 | 0.19331 | 0.19724 | 0.20123 | 0.20526
|  | -7 | -6 | -5 | -4 | -3 | -2 | -1 |  | 0 | 1 | 2 | 3 | 4 | 5 | 6 | 7 | 8 | 9 | 10 | 11 | 12 | 13 | 14 | 15 | 16 | 17 | 18 | 19 | 20 | 21 | 22 | 23 | 24 |  |  | Maitland 33_11kV Tx2 | 0 | 0 | 0 | 0 | 0 | 0 | 8.7283 | -0.040093 | -0.034437 | -0.00685 | 0.025358 | 0.034488 | 0.054937 | 0.11243 | 0.12153 | 0.10379 | 0.11682 | 0.10278 | 0.12133 | 0.12266 | 0.13462 | 0.14214 | 0.14183 | 0.14119 | 0.14417 | 0.14719 | 0.15025 | 0.15335 | 0.15649 | 0.15968 | 0.1629 | 0.16617
| Transformer Loads | [36 empty] | 0 | 0 | 0 | 0 | 0 | 0 | 0 | 0 | 0 | 0 | 0 | 0 | 0 | 0 | 0 | 0 | 0 | 0 | 0 | 0 | 0 | 0 | 0 | 0 | 0 | 0 | 0 | 0 | 0 | 0 | 0 | 0
| Historical Loads | (11kV MVA) | [7 empty] | 0: Weather Corrected Forecast Loads; 4: (11kV MVA) |  |  |  | 0 | 0 | 0 | 0 | 0 | 0 | 0 | 0 | 0 | 0 | 0 | 0 | 0 | 0 | 0 | 0 | 0 | 0 | 0 | 0 | 0 | 0 | 0 | 0 | 0 | 0 | 0 | 0 | 0 | 0 | 0 | 0
|  | 07/08 | 08/09 | 09/10 | 10/11 | 11/12 | 12/13 | 13/14 |  | 14/15 | 15/16 | 16/17 | 17/18 | 18/19 | 19/20 | 20/21 | 21/22 | 22/23 | 23/24 | 24/25 | 25/26 | 26/27 | 27/28 | 28/29 | 29/30 | 30/31 | 31/32 | 32/33 | 33/34 | 34/35 | 35/36 | 36/37 | 37/38 | 38/39 |  |  |  | 0 | 0 | 0 | 0 | 0 | 0 | 0 | 0 | 0 | 0 | 0 | 0 | 0 | 0 | 0 | 0 | 0 | 0 | 0 | 0 | 0 | 0 | 0 | 0 | 0 | 0 | 0 | 0 | 0 | 0 | 0 | 0
| 0 | [36 empty] | 0 | 0 | 0 | 0 | 0 | 0 | 0 | 0 | 0 | 0 | 0 | 0 | 0 | 0 | 0 | 0 | 0 | 0 | 0 | 0 | 0 | 0 | 0 | 0 | 0 | 0 | 0 | 0 | 0 | 0 | 0 | 0
| Diversity Factor: 0 | [36 empty] | 0 | 0 | 0 | 0 | 0 | 0 | 0 | 0 | 0 | 0 | 0 | 0 | 0 | 0 | 0 | 0 | 0 | 0 | 0 | 0 | 0 | 0 | 0 | 0 | 0 | 0 | 0 | 0 | 0 | 0 | 0 | 0
[38 empty] | 0 | 0 | 0 | 0 | 0 | 0 | 0 | 0 | 0 | 0 | 0 | 0 | 0 | 0 | 0 | 0 | 0 | 0 | 0 | 0 | 0 | 0 | 0 | 0 | 0 | 0 | 0 | 0 | 0 | 0 | 0 | 0
[38 empty] | 0 | 0 | 0 | 0 | 0 | 0 | 0 | 0 | 0 | 0 | 0 | 0 | 0 | 0 | 0 | 0 | 0 | 0 | 0 | 0 | 0 | 0 | 0 | 0 | 0 | 0 | 0 | 0 | 0 | 0 | 0 | 0
| 0 | [36 empty] | 0 | 0 | 0 | 0 | 0 | 0 | 0 | 0 | 0 | 0 | 0 | 0 | 0 | 0 | 0 | 0 | 0 | 0 | 0 | 0 | 0 | 0 | 0 | 0 | 0 | 0 | 0 | 0 | 0 | 0 | 0 | 0
Diversity Factor: 0
[38 empty] | Historical Spots & Transfers | [6 empty] | Forecast Spots & Transfers
[35 empty] | Project Name | From | To | 07/08 | 08/09 | 09/10 | 10/11 | 11/12 | 12/13 | 13/14 | 14/15 | 15/16 | 16/17 | 17/18 | 18/19 | 19/20 | 20/21 | 21/22 | 22/23 | 23/24 | 24/25 | 25/26 | 26/27 | 27/28 | 28/29 | 29/30 | 30/31 | 31/32 | 32/33 | 33/34 | 34/35 | 35/36 | 36/37 | 37/38 | 38/39
| 0 | [33 empty] | DNP_ID: 6654. Establish 11kV connections to New Maitland Zone | Maitland Central 33_11kV Tx1 | Maitland 33_11kV Tx1 | 0 | 0 | 0 | 0 | 0 | 0 | 8.5355 | 0 | 0 | 0 | 0 | 0 | 0 | 0 | 0 | 0 | 0 | 0 | 0 | 0 | 0 | 0 | 0 | 0 | 0 | 0 | 0 | 0 | 0 | 0 | 0 | 0
| Diversity Factor: 0 | [33 empty] | DNP_ID: 6654. Establish 11kV connections to New Maitland Zone | Maitland Central 33_11kV Tx2 | Maitland 33_11kV Tx2 | 0 | 0 | 0 | 0 | 0 | 0 | 9.7359 | 0 | 0 | 0 | 0 | 0 | 0 | 0 | 0 | 0 | 0 | 0 | 0 | 0 | 0 | 0 | 0 | 0 | 0 | 0 | 0 | 0 | 0 | 0 | 0 | 0
[35 empty] | DNP_ID: 6871. 11kV Load Transfer from Telarah to Maitland | Telarah 33_11kV Tx1 | Maitland 33_11kV Tx1 | 0 | 0 | 0 | 0 | 0 | 0 | 1.5814 | 0 | 0 | 0 | 0 | 0 | 0 | 0 | 0 | 0 | 0 | 0 | 0 | 0 | 0 | 0 | 0 | 0 | 0 | 0 | 0 | 0 | 0 | 0 | 0 | 0
[35 empty] | DNP_ID: 6871. 11kV Load Transfer from Telarah to Maitland | Telarah 33_11kV Tx2 | Maitland 33_11kV Tx1 | 0 | 0 | 0 | 0 | 0 | 0 | 1.5814 | 0 | 0 | 0 | 0 | 0 | 0 | 0 | 0 | 0 | 0 | 0 | 0 | 0 | 0 | 0 | 0 | 0 | 0 | 0 | 0 | 0 | 0 | 0 | 0 | 0
| 0 | [33 empty] | DNP_ID: 7133. Open Point Change-Load transfer to avoid alarm levels on Telarah feeder #48004 | Maitland 33_11kV Tx2 | Maitland 33_11kV Tx1 | 0 | 0 | 0 | 0 | 0 | 0 | 0.87642 | 0 | 0 | 0 | 0 | 0 | 0 | 0 | 0 | 0 | 0 | 0 | 0 | 0 | 0 | 0 | 0 | 0 | 0 | 0 | 0 | 0 | 0 | 0 | 0 | 0
| Diversity Factor: 0 | [33 empty] | Econometric |  | Maitland 33_11kV Tx1 | 0 | 0 | 0 | 0 | 0 | 0 | 0 | 0 | 0 | 0.078281 | 0.14979 | 0.20621 | 0.23986 | 0.26209 | 0.25014 | 0.23781 | 0.24113 | 0.24449 | 0.24789 | 0.25134 | 0.25483 | 0.25837 | 0.26196 | 0.26559 | 0.26927 | 0.273 | 0.27678 | 0.28061 | 0.2845 | 0.28843 | 0.29241 | 0.29645
[35 empty] | Econometric |  | Maitland 33_11kV Tx2 | 0 | 0 | 0 | 0 | 0 | 0 | 0 | 0 | 0 | 0.063373 | 0.12126 | 0.16694 | 0.19418 | 0.21218 | 0.2025 | 0.19252 | 0.19521 | 0.19792 | 0.20068 | 0.20347 | 0.2063 | 0.20916 | 0.21207 | 0.21501 | 0.21799 | 0.22101 | 0.22407 | 0.22717 | 0.23032 | 0.2335 | 0.23673 | 0.23999
[35 empty] | Energy Efficiency |  | Maitland 33_11kV Tx1 | 0 | 0 | 0 | 0 | 0 | 0 | 0 | -0.019785 | -0.0091804 | -0.049068 | -0.077127 | -0.11937 | -0.12539 | -0.074416 | -0.052829 | -0.061664 | -0.060144 | -0.073594 | -0.054085 | -0.05589 | -0.044606 | -0.038854 | -0.042822 | -0.047251 | -0.047251 | -0.047251 | -0.047251 | -0.047251 | -0.047251 | -0.047251 | -0.047251 | -0.047251
| 0 | [33 empty] | Energy Efficiency |  | Maitland 33_11kV Tx2 | 0 | 0 | 0 | 0 | 0 | 0 | 0 | -0.016017 | -0.0074321 | -0.039723 | -0.062438 | -0.096634 | -0.10151 | -0.060244 | -0.042768 | -0.049921 | -0.04869 | -0.059579 | -0.043785 | -0.045246 | -0.036111 | -0.031454 | -0.034666 | -0.038253 | -0.038253 | -0.038253 | -0.038253 | -0.038253 | -0.038253 | -0.038253 | -0.038253 | -0.038253
| Diversity Factor: 0 | [33 empty] | Solar PV |  | Maitland 33_11kV Tx1 | 0 | 0 | 0 | 0 | 0 | 0 | -0.16197 | -0.02974 | -0.033358 | -0.037674 | -0.041338 | -0.044242 | -0.046609 | -0.048798 | -0.047189 | -0.047939 | -0.03668 | -0.043936 | -0.043936 | -0.043936 | -0.043936 | -0.043936 | -0.043936 | -0.043936 | -0.043936 | -0.043936 | -0.043936 | -0.043936 | -0.043936 | -0.043936 | -0.043936 | -0.043936
[35 empty] | Solar PV |  | Maitland 33_11kV Tx2 | 0 | 0 | 0 | 0 | 0 | 0 | -0.13113 | -0.024076 | -0.027005 | -0.030499 | -0.033466 | -0.035816 | -0.037732 | -0.039505 | -0.038202 | -0.038809 | -0.029695 | -0.035569 | -0.035569 | -0.035569 | -0.035569 | -0.035569 | -0.035569 | -0.035569 | -0.035569 | -0.035569 | -0.035569 | -0.035569 | -0.035569 | -0.035569 | -0.035569 | -0.035569
0
Diversity Factor: 0
0
Diversity Factor: 0
0
Diversity Factor: 0
0
Diversity Factor: 0
0
Diversity Factor: 0
| Weather Correction and Public Holiday Factors | [8 empty] | 0: Forecast ROG
ROG Justification
| Actual loads for season 13/14 have been weather corrected by the following: | [6 empty] | 20.21% |  | 0: 5 year ROG ok | [35 empty] | 5 year ROG ok
1 | 2 | 3 | 4 | 5 | 6 | 7 | 8 | 9 | 10 | 14/15 | 15/16 | 16/17 | 17/18 | 18/19 | 19/20 | 20/21 | 21/22 | 22/23 | 23/24 | 24/25 | 25/26 | 26/27 | 27/28 | 28/29 | 29/30 | 30/31 | 31/32 | 32/33 | 33/34 | 34/35 | 35/36 | 36/37 | 37/38 | 38/39
1.002 | 1.004 | 1.0053 | 1.006 | 1.006 | 1.006 | 1.006 | 1.006 | 1.006 | 1.006 | 0.2% | 0.2% | 0.1333% | 0.0666% | 0% | 0% | 0% | 0% | 0% | 0% | 0% | 0% | 0% | 0% | 0% | 0% | 0% | 0% | 0% | 0% | 0% | 0% | 0% | 0% | 0%
Substation Load Detail
[7 empty] | Units | 13/14 |  | 14/15 | 15/16 | 16/17 | 17/18 | 18/19 | 19/20 | 20/21 | 21/22 | 22/23 | 23/24 | 24/25 | 25/26 | 26/27 | 27/28 | 28/29 | 29/30 | 30/31 | 31/32 | 32/33 | 33/34 | 34/35 | 35/36 | 36/37 | 37/38 | 38/39
1 | Maitland 33_11kV | Compensated |  | Load (LV side) |  |  | Amps | 0 |  | 1379.196 | 1377.914 | 1378.948 | 1382.842 | 1386.888 | 1393.333 | 1406.523 | 1420.782 | 1432.959 | 1446.664 | 1458.722 | 1472.956 | 1487.346 | 1503.14 | 1519.816 | 1536.455 | 1553.02 | 1569.933 | 1587.202 | 1604.829 | 1622.821 | 1641.18 | 1659.914 | 1679.026 | 1698.521
|  |  |  | Apparent Power |  |  | MVA | 21.89 | 26.3142 | 26.2772 | 26.2528 | 26.2725 | 26.3467 | 26.4238 | 26.5466 | 26.7979 | 27.0695 | 27.3015 | 27.5627 | 27.7924 | 28.0636 | 28.3377 | 28.6387 | 28.9564 | 29.2734 | 29.589 | 29.9112 | 30.2403 | 30.5761 | 30.9189 | 31.2687 | 31.6256 | 31.9897 | 32.3612
|  |  |  | Real Power |  |  | MW | 20.2762 | 24.3742 | 24.34 | 24.3173 | 24.3356 | 24.4043 | 24.4757 | 24.5894 | 24.8222 | 25.0739 | 25.2888 | 25.5306 | 25.7434 | 25.9946 | 26.2486 | 26.5273 | 26.8216 | 27.1153 | 27.4076 | 27.7061 | 28.0108 | 28.3219 | 28.6394 | 28.9635 | 29.294 | 29.6313 | 29.9754
|  |  |  | Reactive Power |  |  | MVAr | 0 |  | 9.9024 | 9.8932 | 9.9007 | 9.9286 | 9.9577 | 10.0039 | 10.0986 | 10.201 | 10.2884 | 10.3869 | 10.4734 | 10.5756 | 10.6789 | 10.7923 | 10.9121 | 11.0315 | 11.1505 | 11.2719 | 11.3959 | 11.5225 | 11.6516 | 11.7835 | 11.918 | 12.0552 | 12.1951
|  |  |  | Capacitors In Service |  |  | MVAr | 0 |  | 0 | 0 | 0 | 0 | 0 | 0 | 0 | 0 | 0 | 0 | 0 | 0 | 0 | 0 | 0 | 0 | 0 | 0 | 0 | 0 | 0 | 0 | 0 | 0 | 0
|  |  |  | PF |  |  |  | 0.92628 |  | 0.92628 | 0.92628 | 0.92628 | 0.92628 | 0.92628 | 0.92628 | 0.92628 | 0.92628 | 0.92628 | 0.92628 | 0.92628 | 0.92628 | 0.92628 | 0.92628 | 0.92628 | 0.92628 | 0.92628 | 0.92628 | 0.92628 | 0.92628 | 0.92628 | 0.92628 | 0.92628 | 0.92628 | 0.92628
0.86341 | Diversity Factor: 0.86 | Uncompensated |  | Reactive Power |  |  | MVAr | 0 | 9.9164 | 9.9024 | 9.8932 | 9.9007 | 9.9286 | 9.9577 | 10.0039 | 10.0986 | 10.201 | 10.2884 | 10.3869 | 10.4734 | 10.5756 | 10.6789 | 10.7923 | 10.9121 | 11.0315 | 11.1505 | 11.2719 | 11.3959 | 11.5225 | 11.6516 | 11.7835 | 11.918 | 12.0552 | 12.1951
|  |  |  | PF |  |  |  | 0.92628 |  | 0.92628 | 0.92628 | 0.92628 | 0.92628 | 0.92628 | 0.92628 | 0.92628 | 0.92628 | 0.92628 | 0.92628 | 0.92628 | 0.92628 | 0.92628 | 0.92628 | 0.92628 | 0.92628 | 0.92628 | 0.92628 | 0.92628 | 0.92628 | 0.92628 | 0.92628 | 0.92628 | 0.92628 | 0.92628
[10 empty] | 1 | 2 | 3 | 4 | 5 | 6 | 7 | 8 | 9 | 10 | 11 | 12 | 13 | 14 | 15 | 16 | 17 | 18 | 19 | 20 | 21 | 22 | 23 | 24 | 25
Transformer Load Detail
[7 empty] | Units | 13/14 |  | 14/15 | 15/16 | 16/17 | 17/18 | 18/19 | 19/20 | 20/21 | 21/22 | 22/23 | 23/24 | 24/25 | 25/26 | 26/27 | 27/28 | 28/29 | 29/30 | 30/31 | 31/32 | 32/33 | 33/34 | 34/35 | 35/36 | 36/37 | 37/38 | 38/39
| 0 | Compensated |  | Load (LV side) |  |  | Amps
|  |  |  | Apparent Power |  |  | MVA
|  |  |  | Real Power |  |  | MW
|  |  |  | Reactive Power |  |  | MVAr
|  |  |  | Capacitors In Service |  |  | MVAr
PF
| Zone Div: | Uncompensated |  | Reactive Power |  |  | MVAr
PF
| 0 | Compensated |  | Load (LV side) |  |  | Amps
|  |  |  | Apparent Power |  |  | MVA
|  |  |  | Real Power |  |  | MW
|  |  |  | Reactive Power |  |  | MVAr
|  |  |  | Capacitors In Service |  |  | MVAr
PF
| Zone Div: | Uncompensated |  | Reactive Power |  |  | MVAr
PF
| 0 | Compensated |  | Load (LV side) |  |  | Amps
|  |  |  | Apparent Power |  |  | MVA
|  |  |  | Real Power |  |  | MW
|  |  |  | Reactive Power |  |  | MVAr
|  |  |  | Capacitors In Service |  |  | MVAr
PF
| Zone Div: | Uncompensated |  | Reactive Power |  |  | MVAr
PF
| 0 | Compensated |  | Load (LV side) |  |  | Amps
|  |  |  | Apparent Power |  |  | MVA
|  |  |  | Real Power |  |  | MW
|  |  |  | Reactive Power |  |  | MVAr
|  |  |  | Capacitors In Service |  |  | MVAr
PF
| Zone Div: | Uncompensated |  | Reactive Power |  |  | MVAr
PF
| 0 | Compensated |  | Load (LV side) |  |  | Amps
|  |  |  | Apparent Power |  |  | MVA
|  |  |  | Real Power |  |  | MW
|  |  |  | Reactive Power |  |  | MVAr
|  |  |  | Capacitors In Service |  |  | MVAr
PF
| Zone Div: | Uncompensated |  | Reactive Power |  |  | MVAr
PF
| 0 | Compensated |  | Load (LV side) |  |  | Amps
|  |  |  | Apparent Power |  |  | MVA
|  |  |  | Real Power |  |  | MW
|  |  |  | Reactive Power |  |  | MVAr
|  |  |  | Capacitors In Service |  |  | MVAr
PF
| Zone Div: | Uncompensated |  | Reactive Power |  |  | MVAr
PF
| 0 | Compensated |  | Load (LV side) |  |  | Amps
|  |  |  | Apparent Power |  |  | MVA
|  |  |  | Real Power |  |  | MW
|  |  |  | Reactive Power |  |  | MVAr
|  |  |  | Capacitors In Service |  |  | MVAr
PF
| Zone Div: | Uncompensated |  | Reactive Power |  |  | MVAr
PF
| 0 | Compensated |  | Load (LV side) |  |  | Amps
|  |  |  | Apparent Power |  |  | MVA
|  |  |  | Real Power |  |  | MW
|  |  |  | Reactive Power |  |  | MVAr
|  |  |  | Capacitors In Service |  |  | MVAr
PF
| Zone Div: | Uncompensated |  | Reactive Power |  |  | MVAr
PF
| 0 | Compensated |  | Load (LV side) |  |  | Amps
|  |  |  | Apparent Power |  |  | MVA
|  |  |  | Real Power |  |  | MW
|  |  |  | Reactive Power |  |  | MVAr
|  |  |  | Capacitors In Service |  |  | MVAr
PF
| Zone Div: | Uncompensated |  | Reactive Power |  |  | MVAr
PF
| 0 | Compensated |  | Load (LV side) |  |  | Amps
|  |  |  | Apparent Power |  |  | MVA
|  |  |  | Real Power |  |  | MW
|  |  |  | Reactive Power |  |  | MVAr
|  |  |  | Capacitors In Service |  |  | MVAr
PF
| Zone Div: | Uncompensated |  | Reactive Power |  |  | MVAr
PF

## Maitland Central 33_11kV
| Maitland Central 33_11kV | [16 empty] | 2015 | SUMMER
[6 empty] | Zone decommissioned |  | 2013-12-01
| Substation Total Loads | [33 empty] | Spots & Transfers Detail
| Historical Loads | (11kV MVA) | [7 empty] | Weather Corrected Forecast Loads |  |  |  | (11kV MVA) | [20 empty] | Spots & Transfers Summary | (11kV MVA) |  | Historical Spots & Transfers | [6 empty] | Forecast Spots & Transfers
|  | 07/08 | 08/09 | 09/10 | 10/11 | 11/12 | 12/13 | 13/14 |  | 14/15 | 15/16 | 16/17 | 17/18 | 18/19 | 19/20 | 20/21 | 21/22 | 22/23 | 23/24 | 24/25 | 25/26 | 26/27 | 27/28 | 28/29 | 29/30 | 30/31 | 31/32 | 32/33 | 33/34 | 34/35 | 35/36 | 36/37 | 37/38 | 38/39 |  |  |  | 07/08 | 08/09 | 09/10 | 10/11 | 11/12 | 12/13 | 13/14 | 14/15 | 15/16 | 16/17 | 17/18 | 18/19 | 19/20 | 20/21 | 21/22 | 22/23 | 23/24 | 24/25 | 25/26 | 26/27 | 27/28 | 28/29 | 29/30 | 30/31 | 31/32 | 32/33 | 33/34 | 34/35 | 35/36 | 36/37 | 37/38 | 38/39
| Total | 18.839 | 21.72 | 19.9 | 22.227 | 16.265 | 20.834 | 0 |  | 0 | 0 | 0 | 0 | 0 | 0 | 0 | 0 | 0 | 0 | 0 | 0 | 0 | 0 | 0 | 0 | 0 | 0 | 0 | 0 | 0 | 0 | 0 | 0 | 0 |  |  | Total | -4.9918 | 0 | 0 | -0.66153 | -0.11129 | -0.07529 | -17.414 | -0.046903 | -0.059982 | -0.070859 | -0.096767 | -0.091028 | 0 | 0 | 0 | 0 | 0 | 0 | 0 | 0 | 0 | 0 | 0 | 0 | 0 | 0 | 0 | 0 | 0 | 0 | 0 | 0
| Firm Rating | 0 | 0 | 23.8 | 23.8 | 23.8 | 23.82 | 0 |  | 0 | 0 | 0 | 0 | 0 | 0 | 0 | 0 | 0 | 0 | 0 | 0 | 0 | 0 | 0 | 0 | 0 | 0 | 0 | 0 | 0 | 0 | 0 | 0 | 0
| Total Capacity | 0 | 0 | 38.4 | 38.4 | 38.4 | 38.36 | 0 |  | 0 | 0 | 0 | 0 | 0 | 0 | 0 | 0 | 0 | 0 | 0 | 0 | 0 | 0 | 0 | 0 | 0 | 0 | 0 | 0 | 0 | 0 | 0 | 0 | 0 |  |  | Maitland Central 33_11kV Tx1 | -2.4959 | 0 | 0 | -0.33076 | -0.055645 | -0.037645 | -8.1069 | -0.023452 | -0.029991 | -0.03543 | -0.048383 | -0.045514 | 0 | 0 | 0 | 0 | 0 | 0 | 0 | 0 | 0 | 0 | 0 | 0 | 0 | 0 | 0 | 0 | 0 | 0 | 0 | 0
|  | -7 | -6 | -5 | -4 | -3 | -2 | -1 |  | 0 | 1 | 2 | 3 | 4 | 5 | 6 | 7 | 8 | 9 | 10 | 11 | 12 | 13 | 14 | 15 | 16 | 17 | 18 | 19 | 20 | 21 | 22 | 23 | 24 |  |  | Maitland Central 33_11kV Tx2 | -2.4959 | 0 | 0 | -0.33076 | -0.055645 | -0.037645 | -9.3072 | -0.023452 | -0.029991 | -0.03543 | -0.048383 | -0.045514 | 0 | 0 | 0 | 0 | 0 | 0 | 0 | 0 | 0 | 0 | 0 | 0 | 0 | 0 | 0 | 0 | 0 | 0 | 0 | 0
| Transformer Loads | [36 empty] | 0 | 0 | 0 | 0 | 0 | 0 | 0 | 0 | 0 | 0 | 0 | 0 | 0 | 0 | 0 | 0 | 0 | 0 | 0 | 0 | 0 | 0 | 0 | 0 | 0 | 0 | 0 | 0 | 0 | 0 | 0 | 0
| Historical Loads | (11kV MVA) | [7 empty] | 0: Weather Corrected Forecast Loads; 4: (11kV MVA) |  |  |  | 0 | 0 | 0 | 0 | 0 | 0 | 0 | 0 | 0 | 0 | 0 | 0 | 0 | 0 | 0 | 0 | 0 | 0 | 0 | 0 | 0 | 0 | 0 | 0 | 0 | 0 | 0 | 0 | 0 | 0 | 0 | 0
|  | 07/08 | 08/09 | 09/10 | 10/11 | 11/12 | 12/13 | 13/14 |  | 14/15 | 15/16 | 16/17 | 17/18 | 18/19 | 19/20 | 20/21 | 21/22 | 22/23 | 23/24 | 24/25 | 25/26 | 26/27 | 27/28 | 28/29 | 29/30 | 30/31 | 31/32 | 32/33 | 33/34 | 34/35 | 35/36 | 36/37 | 37/38 | 38/39 |  |  |  | 0 | 0 | 0 | 0 | 0 | 0 | 0 | 0 | 0 | 0 | 0 | 0 | 0 | 0 | 0 | 0 | 0 | 0 | 0 | 0 | 0 | 0 | 0 | 0 | 0 | 0 | 0 | 0 | 0 | 0 | 0 | 0
| 0 | [36 empty] | 0 | 0 | 0 | 0 | 0 | 0 | 0 | 0 | 0 | 0 | 0 | 0 | 0 | 0 | 0 | 0 | 0 | 0 | 0 | 0 | 0 | 0 | 0 | 0 | 0 | 0 | 0 | 0 | 0 | 0 | 0 | 0
| Diversity Factor: 0 | [36 empty] | 0 | 0 | 0 | 0 | 0 | 0 | 0 | 0 | 0 | 0 | 0 | 0 | 0 | 0 | 0 | 0 | 0 | 0 | 0 | 0 | 0 | 0 | 0 | 0 | 0 | 0 | 0 | 0 | 0 | 0 | 0 | 0
[38 empty] | 0 | 0 | 0 | 0 | 0 | 0 | 0 | 0 | 0 | 0 | 0 | 0 | 0 | 0 | 0 | 0 | 0 | 0 | 0 | 0 | 0 | 0 | 0 | 0 | 0 | 0 | 0 | 0 | 0 | 0 | 0 | 0
[38 empty] | 0 | 0 | 0 | 0 | 0 | 0 | 0 | 0 | 0 | 0 | 0 | 0 | 0 | 0 | 0 | 0 | 0 | 0 | 0 | 0 | 0 | 0 | 0 | 0 | 0 | 0 | 0 | 0 | 0 | 0 | 0 | 0
| 0 | [36 empty] | 0 | 0 | 0 | 0 | 0 | 0 | 0 | 0 | 0 | 0 | 0 | 0 | 0 | 0 | 0 | 0 | 0 | 0 | 0 | 0 | 0 | 0 | 0 | 0 | 0 | 0 | 0 | 0 | 0 | 0 | 0 | 0
Diversity Factor: 0
[38 empty] | Historical Spots & Transfers | [6 empty] | Forecast Spots & Transfers
[35 empty] | Project Name | From | To | 07/08 | 08/09 | 09/10 | 10/11 | 11/12 | 12/13 | 13/14 | 14/15 | 15/16 | 16/17 | 17/18 | 18/19 | 19/20 | 20/21 | 21/22 | 22/23 | 23/24 | 24/25 | 25/26 | 26/27 | 27/28 | 28/29 | 29/30 | 30/31 | 31/32 | 32/33 | 33/34 | 34/35 | 35/36 | 36/37 | 37/38 | 38/39
| 0 | [33 empty] | Broad based demand management |  | Maitland Central 33_11kV Tx1 | 0 | 0 | 0 | 0 | 0 | 0 | 0 | -0.023452 | -0.029991 | -0.03543 | -0.048383 | -0.045514 | 0 | 0 | 0 | 0 | 0 | 0 | 0 | 0 | 0 | 0 | 0 | 0 | 0 | 0 | 0 | 0 | 0 | 0 | 0 | 0
| Diversity Factor: 0 | [33 empty] | Broad based demand management |  | Maitland Central 33_11kV Tx2 | 0 | 0 | 0 | 0 | 0 | 0 | 0 | -0.023452 | -0.029991 | -0.03543 | -0.048383 | -0.045514 | 0 | 0 | 0 | 0 | 0 | 0 | 0 | 0 | 0 | 0 | 0 | 0 | 0 | 0 | 0 | 0 | 0 | 0 | 0 | 0
[35 empty] | DNP_ID: 2031. Mait Cent to East Mait - Future Aug 07 | Maitland Central 33_11kV Tx1 | East Maitland 33_11kV Tx1 | 0.49854 | 0 | 0 | 0 | 0 | 0 | 0 | 0 | 0 | 0 | 0 | 0 | 0 | 0 | 0 | 0 | 0 | 0 | 0 | 0 | 0 | 0 | 0 | 0 | 0 | 0 | 0 | 0 | 0 | 0 | 0 | 0
[35 empty] | DNP_ID: 2031. Mait Cent to East Mait - Future Aug 07 | Maitland Central 33_11kV Tx1 | East Maitland 33_11kV Tx2 | 0.49854 | 0 | 0 | 0 | 0 | 0 | 0 | 0 | 0 | 0 | 0 | 0 | 0 | 0 | 0 | 0 | 0 | 0 | 0 | 0 | 0 | 0 | 0 | 0 | 0 | 0 | 0 | 0 | 0 | 0 | 0 | 0
| 0 | [33 empty] | DNP_ID: 2031. Mait Cent to East Mait - Future Aug 07 | Maitland Central 33_11kV Tx1 | East Maitland 33_11kV Tx3 | 0.49854 | 0 | 0 | 0 | 0 | 0 | 0 | 0 | 0 | 0 | 0 | 0 | 0 | 0 | 0 | 0 | 0 | 0 | 0 | 0 | 0 | 0 | 0 | 0 | 0 | 0 | 0 | 0 | 0 | 0 | 0 | 0
| Diversity Factor: 0 | [33 empty] | DNP_ID: 2031. Mait Cent to East Mait - Future Aug 07 | Maitland Central 33_11kV Tx2 | East Maitland 33_11kV Tx1 | 0.49854 | 0 | 0 | 0 | 0 | 0 | 0 | 0 | 0 | 0 | 0 | 0 | 0 | 0 | 0 | 0 | 0 | 0 | 0 | 0 | 0 | 0 | 0 | 0 | 0 | 0 | 0 | 0 | 0 | 0 | 0 | 0
[35 empty] | DNP_ID: 2031. Mait Cent to East Mait - Future Aug 07 | Maitland Central 33_11kV Tx2 | East Maitland 33_11kV Tx2 | 0.49854 | 0 | 0 | 0 | 0 | 0 | 0 | 0 | 0 | 0 | 0 | 0 | 0 | 0 | 0 | 0 | 0 | 0 | 0 | 0 | 0 | 0 | 0 | 0 | 0 | 0 | 0 | 0 | 0 | 0 | 0 | 0
[35 empty] | DNP_ID: 2031. Mait Cent to East Mait - Future Aug 07 | Maitland Central 33_11kV Tx2 | East Maitland 33_11kV Tx3 | 0.49854 | 0 | 0 | 0 | 0 | 0 | 0 | 0 | 0 | 0 | 0 | 0 | 0 | 0 | 0 | 0 | 0 | 0 | 0 | 0 | 0 | 0 | 0 | 0 | 0 | 0 | 0 | 0 | 0 | 0 | 0 | 0
| 0 | [33 empty] | DNP_ID: 2066. Maitland Central to Thornton Aug 07 | Maitland Central 33_11kV Tx1 | Thornton 33_11kV Tx1 | 0.49944 | 0 | 0 | 0 | 0 | 0 | 0 | 0 | 0 | 0 | 0 | 0 | 0 | 0 | 0 | 0 | 0 | 0 | 0 | 0 | 0 | 0 | 0 | 0 | 0 | 0 | 0 | 0 | 0 | 0 | 0 | 0
| Diversity Factor: 0 | [33 empty] | DNP_ID: 2066. Maitland Central to Thornton Aug 07 | Maitland Central 33_11kV Tx1 | Thornton 33_11kV Tx3 | 0.50082 | 0 | 0 | 0 | 0 | 0 | 0 | 0 | 0 | 0 | 0 | 0 | 0 | 0 | 0 | 0 | 0 | 0 | 0 | 0 | 0 | 0 | 0 | 0 | 0 | 0 | 0 | 0 | 0 | 0 | 0 | 0
[35 empty] | DNP_ID: 2066. Maitland Central to Thornton Aug 07 | Maitland Central 33_11kV Tx2 | Thornton 33_11kV Tx1 | 0.49944 | 0 | 0 | 0 | 0 | 0 | 0 | 0 | 0 | 0 | 0 | 0 | 0 | 0 | 0 | 0 | 0 | 0 | 0 | 0 | 0 | 0 | 0 | 0 | 0 | 0 | 0 | 0 | 0 | 0 | 0 | 0
[35 empty] | DNP_ID: 2066. Maitland Central to Thornton Aug 07 | Maitland Central 33_11kV Tx2 | Thornton 33_11kV Tx3 | 0.50082 | 0 | 0 | 0 | 0 | 0 | 0 | 0 | 0 | 0 | 0 | 0 | 0 | 0 | 0 | 0 | 0 | 0 | 0 | 0 | 0 | 0 | 0 | 0 | 0 | 0 | 0 | 0 | 0 | 0 | 0 | 0
| 0 | [33 empty] | DNP_ID: 6654. Establish 11kV connections to New Maitland Zone | Maitland Central 33_11kV Tx1 | Maitland 33_11kV Tx1 | 0 | 0 | 0 | 0 | 0 | 0 | 8.5355 | 0 | 0 | 0 | 0 | 0 | 0 | 0 | 0 | 0 | 0 | 0 | 0 | 0 | 0 | 0 | 0 | 0 | 0 | 0 | 0 | 0 | 0 | 0 | 0 | 0
| Diversity Factor: 0 | [33 empty] | DNP_ID: 6654. Establish 11kV connections to New Maitland Zone | Maitland Central 33_11kV Tx2 | Maitland 33_11kV Tx2 | 0 | 0 | 0 | 0 | 0 | 0 | 9.7359 | 0 | 0 | 0 | 0 | 0 | 0 | 0 | 0 | 0 | 0 | 0 | 0 | 0 | 0 | 0 | 0 | 0 | 0 | 0 | 0 | 0 | 0 | 0 | 0 | 0
[35 empty] | DNP_ID: 6707. Open point change Maitland Central 48115 and East Maitland 48011 | Maitland Central 33_11kV Tx1 | East Maitland 33_11kV Tx1 | 0 | 0 | 0 | 0.095263 | 0 | 0 | 0 | 0 | 0 | 0 | 0 | 0 | 0 | 0 | 0 | 0 | 0 | 0 | 0 | 0 | 0 | 0 | 0 | 0 | 0 | 0 | 0 | 0 | 0 | 0 | 0 | 0
[35 empty] | DNP_ID: 6707. Open point change Maitland Central 48115 and East Maitland 48011 | Maitland Central 33_11kV Tx1 | East Maitland 33_11kV Tx2 | 0 | 0 | 0 | 0.095263 | 0 | 0 | 0 | 0 | 0 | 0 | 0 | 0 | 0 | 0 | 0 | 0 | 0 | 0 | 0 | 0 | 0 | 0 | 0 | 0 | 0 | 0 | 0 | 0 | 0 | 0 | 0 | 0
| 0 | [33 empty] | DNP_ID: 6707. Open point change Maitland Central 48115 and East Maitland 48011 | Maitland Central 33_11kV Tx1 | East Maitland 33_11kV Tx3 | 0 | 0 | 0 | 0.095263 | 0 | 0 | 0 | 0 | 0 | 0 | 0 | 0 | 0 | 0 | 0 | 0 | 0 | 0 | 0 | 0 | 0 | 0 | 0 | 0 | 0 | 0 | 0 | 0 | 0 | 0 | 0 | 0
| Diversity Factor: 0 | [33 empty] | DNP_ID: 6707. Open point change Maitland Central 48115 and East Maitland 48011 | Maitland Central 33_11kV Tx2 | East Maitland 33_11kV Tx1 | 0 | 0 | 0 | 0.095263 | 0 | 0 | 0 | 0 | 0 | 0 | 0 | 0 | 0 | 0 | 0 | 0 | 0 | 0 | 0 | 0 | 0 | 0 | 0 | 0 | 0 | 0 | 0 | 0 | 0 | 0 | 0 | 0
[35 empty] | DNP_ID: 6707. Open point change Maitland Central 48115 and East Maitland 48011 | Maitland Central 33_11kV Tx2 | East Maitland 33_11kV Tx2 | 0 | 0 | 0 | 0.095263 | 0 | 0 | 0 | 0 | 0 | 0 | 0 | 0 | 0 | 0 | 0 | 0 | 0 | 0 | 0 | 0 | 0 | 0 | 0 | 0 | 0 | 0 | 0 | 0 | 0 | 0 | 0 | 0
[35 empty] | DNP_ID: 6707. Open point change Maitland Central 48115 and East Maitland 48011 | Maitland Central 33_11kV Tx2 | East Maitland 33_11kV Tx3 | 0 | 0 | 0 | 0.095263 | 0 | 0 | 0 | 0 | 0 | 0 | 0 | 0 | 0 | 0 | 0 | 0 | 0 | 0 | 0 | 0 | 0 | 0 | 0 | 0 | 0 | 0 | 0 | 0 | 0 | 0 | 0 | 0
| 0 | [33 empty] | DNP_ID: 7133. Open Point Change-Load transfer to avoid alarm levels on Telarah feeder #48004 | Telarah 33_11kV Tx1 | Maitland Central 33_11kV Tx1 | 0 | 0 | 0 | 0 | 0 | 0 | 0.21434 | 0 | 0 | 0 | 0 | 0 | 0 | 0 | 0 | 0 | 0 | 0 | 0 | 0 | 0 | 0 | 0 | 0 | 0 | 0 | 0 | 0 | 0 | 0 | 0 | 0
| Diversity Factor: 0 | [33 empty] | DNP_ID: 7133. Open Point Change-Load transfer to avoid alarm levels on Telarah feeder #48004 | Telarah 33_11kV Tx1 | Maitland Central 33_11kV Tx2 | 0 | 0 | 0 | 0 | 0 | 0 | 0.21434 | 0 | 0 | 0 | 0 | 0 | 0 | 0 | 0 | 0 | 0 | 0 | 0 | 0 | 0 | 0 | 0 | 0 | 0 | 0 | 0 | 0 | 0 | 0 | 0 | 0
[35 empty] | DNP_ID: 7133. Open Point Change-Load transfer to avoid alarm levels on Telarah feeder #48004 | Telarah 33_11kV Tx2 | Maitland Central 33_11kV Tx1 | 0 | 0 | 0 | 0 | 0 | 0 | 0.21434 | 0 | 0 | 0 | 0 | 0 | 0 | 0 | 0 | 0 | 0 | 0 | 0 | 0 | 0 | 0 | 0 | 0 | 0 | 0 | 0 | 0 | 0 | 0 | 0 | 0
[35 empty] | DNP_ID: 7133. Open Point Change-Load transfer to avoid alarm levels on Telarah feeder #48004 | Telarah 33_11kV Tx2 | Maitland Central 33_11kV Tx2 | 0 | 0 | 0 | 0 | 0 | 0 | 0.21434 | 0 | 0 | 0 | 0 | 0 | 0 | 0 | 0 | 0 | 0 | 0 | 0 | 0 | 0 | 0 | 0 | 0 | 0 | 0 | 0 | 0 | 0 | 0 | 0 | 0
| 0 | [33 empty] | Econometric |  | Maitland Central 33_11kV Tx1 | 0 | 0 | 0 | 0 | 0 | 0 | 0 | 0 | 0 | 0 | 0 | 0 | 0 | 0 | 0 | 0 | 0 | 0 | 0 | 0 | 0 | 0 | 0 | 0 | 0 | 0 | 0 | 0 | 0 | 0 | 0 | 0
| Diversity Factor: 0 | [33 empty] | Econometric |  | Maitland Central 33_11kV Tx2 | 0 | 0 | 0 | 0 | 0 | 0 | 0 | 0 | 0 | 0 | 0 | 0 | 0 | 0 | 0 | 0 | 0 | 0 | 0 | 0 | 0 | 0 | 0 | 0 | 0 | 0 | 0 | 0 | 0 | 0 | 0 | 0
[35 empty] | Energy Efficiency |  | Maitland Central 33_11kV Tx1 | 0 | 0 | 0 | 0 | 0 | 0 | 0 | 0 | 0 | 0 | 0 | 0 | 0 | 0 | 0 | 0 | 0 | 0 | 0 | 0 | 0 | 0 | 0 | 0 | 0 | 0 | 0 | 0 | 0 | 0 | 0 | 0
[35 empty] | Energy Efficiency |  | Maitland Central 33_11kV Tx2 | 0 | 0 | 0 | 0 | 0 | 0 | 0 | 0 | 0 | 0 | 0 | 0 | 0 | 0 | 0 | 0 | 0 | 0 | 0 | 0 | 0 | 0 | 0 | 0 | 0 | 0 | 0 | 0 | 0 | 0 | 0 | 0
| 0 | [33 empty] | Solar PV |  | Maitland Central 33_11kV Tx1 | 0 | 0 | 0 | -0.044975 | -0.055645 | -0.037645 | 0 | 0 | 0 | 0 | 0 | 0 | 0 | 0 | 0 | 0 | 0 | 0 | 0 | 0 | 0 | 0 | 0 | 0 | 0 | 0 | 0 | 0 | 0 | 0 | 0 | 0
| Diversity Factor: 0 | [33 empty] | Solar PV |  | Maitland Central 33_11kV Tx2 | 0 | 0 | 0 | -0.044975 | -0.055645 | -0.037645 | 0 | 0 | 0 | 0 | 0 | 0 | 0 | 0 | 0 | 0 | 0 | 0 | 0 | 0 | 0 | 0 | 0 | 0 | 0 | 0 | 0 | 0 | 0 | 0 | 0 | 0
| Weather Correction and Public Holiday Factors | [8 empty] | 0: Forecast ROG
ROG Justification
| Actual loads for season 13/14 have been weather corrected by the following: | [6 empty] | 0% |  | 0: 7 year ROG ok | [35 empty] | 7 year ROG ok
1 | 2 | 3 | 4 | 5 | 6 | 7 | 8 | 9 | 10 | 14/15 | 15/16 | 16/17 | 17/18 | 18/19 | 19/20 | 20/21 | 21/22 | 22/23 | 23/24 | 24/25 | 25/26 | 26/27 | 27/28 | 28/29 | 29/30 | 30/31 | 31/32 | 32/33 | 33/34 | 34/35 | 35/36 | 36/37 | 37/38 | 38/39
0.97202 | 0.94482 | 0.9272 | 0.91856 | 0.91856 | 0.91856 | 0.91856 | 0.91856 | 0.91856 | 0.91856 | -2.798% | -2.798% | -1.865% | -0.932% | 0% | 0% | 0% | 0% | 0% | 0% | 0% | 0% | 0% | 0% | 0% | 0% | 0% | 0% | 0% | 0% | 0% | 0% | 0% | 0% | 0%
Substation Load Detail
[7 empty] | Units | 13/14 |  | 14/15 | 15/16 | 16/17 | 17/18 | 18/19 | 19/20 | 20/21 | 21/22 | 22/23 | 23/24 | 24/25 | 25/26 | 26/27 | 27/28 | 28/29 | 29/30 | 30/31 | 31/32 | 32/33 | 33/34 | 34/35 | 35/36 | 36/37 | 37/38 | 38/39
1 | Maitland Central 33_11kV | Compensated |  | Load (LV side) |  |  | Amps | 0 |  | 0 | 0 | 0 | 0 | 0 | 0 | 0 | 0 | 0 | 0 | 0 | 0 | 0 | 0 | 0 | 0 | 0 | 0 | 0 | 0 | 0 | 0 | 0 | 0 | 0
|  |  |  | Apparent Power |  |  | MVA | 0 | 1.84 | 0 | 0 | 0 | 0 | 0 | 0 | 0 | 0 | 0 | 0 | 0 | 0 | 0 | 0 | 0 | 0 | 0 | 0 | 0 | 0 | 0 | 0 | 0 | 0 | 0
|  |  |  | Real Power |  |  | MW | 0 | 1.656 | 0 | 0 | 0 | 0 | 0 | 0 | 0 | 0 | 0 | 0 | 0 | 0 | 0 | 0 | 0 | 0 | 0 | 0 | 0 | 0 | 0 | 0 | 0 | 0 | 0
|  |  |  | Reactive Power |  |  | MVAr | 0 |  | 0 | 0 | 0 | 0 | 0 | 0 | 0 | 0 | 0 | 0 | 0 | 0 | 0 | 0 | 0 | 0 | 0 | 0 | 0 | 0 | 0 | 0 | 0 | 0 | 0
|  |  |  | Capacitors In Service |  |  | MVAr | 0 |  | 0 | 0 | 0 | 0 | 0 | 0 | 0 | 0 | 0 | 0 | 0 | 0 | 0 | 0 | 0 | 0 | 0 | 0 | 0 | 0 | 0 | 0 | 0 | 0 | 0
|  |  |  | PF |  |  |  | 0 |  | 0 | 0 | 0 | 0 | 0 | 0 | 0 | 0 | 0 | 0 | 0 | 0 | 0 | 0 | 0 | 0 | 0 | 0 | 0 | 0 | 0 | 0 | 0 | 0 | 0
0.88423 | Diversity Factor: 0.88 | Uncompensated |  | Reactive Power |  |  | MVAr | 0 | 0.80204 | 0 | 0 | 0 | 0 | 0 | 0 | 0 | 0 | 0 | 0 | 0 | 0 | 0 | 0 | 0 | 0 | 0 | 0 | 0 | 0 | 0 | 0 | 0 | 0 | 0
|  |  |  | PF |  |  |  | 0 |  | 0 | 0 | 0 | 0 | 0 | 0 | 0 | 0 | 0 | 0 | 0 | 0 | 0 | 0 | 0 | 0 | 0 | 0 | 0 | 0 | 0 | 0 | 0 | 0 | 0
[10 empty] | 1 | 2 | 3 | 4 | 5 | 6 | 7 | 8 | 9 | 10 | 11 | 12 | 13 | 14 | 15 | 16 | 17 | 18 | 19 | 20 | 21 | 22 | 23 | 24 | 25
Transformer Load Detail
[7 empty] | Units | 13/14 |  | 14/15 | 15/16 | 16/17 | 17/18 | 18/19 | 19/20 | 20/21 | 21/22 | 22/23 | 23/24 | 24/25 | 25/26 | 26/27 | 27/28 | 28/29 | 29/30 | 30/31 | 31/32 | 32/33 | 33/34 | 34/35 | 35/36 | 36/37 | 37/38 | 38/39
| 0 | Compensated |  | Load (LV side) |  |  | Amps
|  |  |  | Apparent Power |  |  | MVA
|  |  |  | Real Power |  |  | MW
|  |  |  | Reactive Power |  |  | MVAr
|  |  |  | Capacitors In Service |  |  | MVAr
PF
| Zone Div: | Uncompensated |  | Reactive Power |  |  | MVAr
PF
| 0 | Compensated |  | Load (LV side) |  |  | Amps
|  |  |  | Apparent Power |  |  | MVA
|  |  |  | Real Power |  |  | MW
|  |  |  | Reactive Power |  |  | MVAr
|  |  |  | Capacitors In Service |  |  | MVAr
PF
| Zone Div: | Uncompensated |  | Reactive Power |  |  | MVAr
PF
| 0 | Compensated |  | Load (LV side) |  |  | Amps
|  |  |  | Apparent Power |  |  | MVA
|  |  |  | Real Power |  |  | MW
|  |  |  | Reactive Power |  |  | MVAr
|  |  |  | Capacitors In Service |  |  | MVAr
PF
| Zone Div: | Uncompensated |  | Reactive Power |  |  | MVAr
PF
| 0 | Compensated |  | Load (LV side) |  |  | Amps
|  |  |  | Apparent Power |  |  | MVA
|  |  |  | Real Power |  |  | MW
|  |  |  | Reactive Power |  |  | MVAr
|  |  |  | Capacitors In Service |  |  | MVAr
PF
| Zone Div: | Uncompensated |  | Reactive Power |  |  | MVAr
PF
| 0 | Compensated |  | Load (LV side) |  |  | Amps
|  |  |  | Apparent Power |  |  | MVA
|  |  |  | Real Power |  |  | MW
|  |  |  | Reactive Power |  |  | MVAr
|  |  |  | Capacitors In Service |  |  | MVAr
PF
| Zone Div: | Uncompensated |  | Reactive Power |  |  | MVAr
PF
| 0 | Compensated |  | Load (LV side) |  |  | Amps
|  |  |  | Apparent Power |  |  | MVA
|  |  |  | Real Power |  |  | MW
|  |  |  | Reactive Power |  |  | MVAr
|  |  |  | Capacitors In Service |  |  | MVAr
PF
| Zone Div: | Uncompensated |  | Reactive Power |  |  | MVAr
PF
| 0 | Compensated |  | Load (LV side) |  |  | Amps
|  |  |  | Apparent Power |  |  | MVA
|  |  |  | Real Power |  |  | MW
|  |  |  | Reactive Power |  |  | MVAr
|  |  |  | Capacitors In Service |  |  | MVAr
PF
| Zone Div: | Uncompensated |  | Reactive Power |  |  | MVAr
PF
| 0 | Compensated |  | Load (LV side) |  |  | Amps
|  |  |  | Apparent Power |  |  | MVA
|  |  |  | Real Power |  |  | MW
|  |  |  | Reactive Power |  |  | MVAr
|  |  |  | Capacitors In Service |  |  | MVAr
PF
| Zone Div: | Uncompensated |  | Reactive Power |  |  | MVAr
PF
| 0 | Compensated |  | Load (LV side) |  |  | Amps
|  |  |  | Apparent Power |  |  | MVA
|  |  |  | Real Power |  |  | MW
|  |  |  | Reactive Power |  |  | MVAr
|  |  |  | Capacitors In Service |  |  | MVAr
PF
| Zone Div: | Uncompensated |  | Reactive Power |  |  | MVAr
PF
| 0 | Compensated |  | Load (LV side) |  |  | Amps
|  |  |  | Apparent Power |  |  | MVA
|  |  |  | Real Power |  |  | MW
|  |  |  | Reactive Power |  |  | MVAr
|  |  |  | Capacitors In Service |  |  | MVAr
PF
| Zone Div: | Uncompensated |  | Reactive Power |  |  | MVAr
PF

## Customer39
| Customer39 | [16 empty] | 2015 | SUMMER
| Substation Total Loads | [33 empty] | Spots & Transfers Detail
| Historical Loads | MVA | [7 empty] | Weather Corrected Forecast Loads |  |  |  | MVA | [20 empty] | Spots & Transfers Summary | MVA |  | Historical Spots & Transfers | [6 empty] | Forecast Spots & Transfers
|  | 07/08 | 08/09 | 09/10 | 10/11 | 11/12 | 12/13 | 13/14 |  | 14/15 | 15/16 | 16/17 | 17/18 | 18/19 | 19/20 | 20/21 | 21/22 | 22/23 | 23/24 | 24/25 | 25/26 | 26/27 | 27/28 | 28/29 | 29/30 | 30/31 | 31/32 | 32/33 | 33/34 | 34/35 | 35/36 | 36/37 | 37/38 | 38/39 |  |  |  | 07/08 | 08/09 | 09/10 | 10/11 | 11/12 | 12/13 | 13/14 | 14/15 | 15/16 | 16/17 | 17/18 | 18/19 | 19/20 | 20/21 | 21/22 | 22/23 | 23/24 | 24/25 | 25/26 | 26/27 | 27/28 | 28/29 | 29/30 | 30/31 | 31/32 | 32/33 | 33/34 | 34/35 | 35/36 | 36/37 | 37/38 | 38/39
| Total |  |  |  | 6.073 | 3.787 | 6.098 | 5.448 |  | 5.448 | 5.448 | 5.448 | 5.448 | 5.448 | 5.448 | 5.448 | 5.448 | 5.448 | 5.448 | 5.448 | 5.448 | 5.448 | 5.448 | 5.448 | 5.448 | 5.448 | 5.448 | 5.448 | 5.448 | 5.448 | 5.448 | 5.448 | 5.448 | 5.448 |  |  | Total
Firm Rating
| Total Capacity | [36 empty] | 0 | 0 | 0 | 0 | 0 | 0 | 0 | 0 | 0 | 0 | 0 | 0 | 0 | 0 | 0 | 0 | 0 | 0 | 0 | 0 | 0 | 0 | 0 | 0 | 0 | 0 | 0 | 0 | 0 | 0 | 0 | 0
|  | -7 | -6 | -5 | -4 | -3 | -2 | -1 |  | 0 | 1 | 2 | 3 | 4 | 5 | 6 | 7 | 8 | 9 | 10 | 11 | 12 | 13 | 14 | 15 | 16 | 17 | 18 | 19 | 20 | 21 | 22 | 23 | 24 |  |  |  | 0 | 0 | 0 | 0 | 0 | 0 | 0 | 0 | 0 | 0 | 0 | 0 | 0 | 0 | 0 | 0 | 0 | 0 | 0 | 0 | 0 | 0 | 0 | 0 | 0 | 0 | 0 | 0 | 0 | 0 | 0 | 0
| Transformer Loads | [36 empty] | 0 | 0 | 0 | 0 | 0 | 0 | 0 | 0 | 0 | 0 | 0 | 0 | 0 | 0 | 0 | 0 | 0 | 0 | 0 | 0 | 0 | 0 | 0 | 0 | 0 | 0 | 0 | 0 | 0 | 0 | 0 | 0
| Historical Loads | MVA | [7 empty] | Weather Corrected Forecast Loads |  |  |  | MVA | [23 empty] | 0 | 0 | 0 | 0 | 0 | 0 | 0 | 0 | 0 | 0 | 0 | 0 | 0 | 0 | 0 | 0 | 0 | 0 | 0 | 0 | 0 | 0 | 0 | 0 | 0 | 0 | 0 | 0 | 0 | 0 | 0 | 0
|  | 07/08 | 08/09 | 09/10 | 10/11 | 11/12 | 12/13 | 13/14 |  | 14/15 | 15/16 | 16/17 | 17/18 | 18/19 | 19/20 | 20/21 | 21/22 | 22/23 | 23/24 | 24/25 | 25/26 | 26/27 | 27/28 | 28/29 | 29/30 | 30/31 | 31/32 | 32/33 | 33/34 | 34/35 | 35/36 | 36/37 | 37/38 | 38/39 |  |  |  | 0 | 0 | 0 | 0 | 0 | 0 | 0 | 0 | 0 | 0 | 0 | 0 | 0 | 0 | 0 | 0 | 0 | 0 | 0 | 0 | 0 | 0 | 0 | 0 | 0 | 0 | 0 | 0 | 0 | 0 | 0 | 0
| 0 | [36 empty] | 0 | 0 | 0 | 0 | 0 | 0 | 0 | 0 | 0 | 0 | 0 | 0 | 0 | 0 | 0 | 0 | 0 | 0 | 0 | 0 | 0 | 0 | 0 | 0 | 0 | 0 | 0 | 0 | 0 | 0 | 0 | 0
| Diversity Factor: 0 | [36 empty] | 0 | 0 | 0 | 0 | 0 | 0 | 0 | 0 | 0 | 0 | 0 | 0 | 0 | 0 | 0 | 0 | 0 | 0 | 0 | 0 | 0 | 0 | 0 | 0 | 0 | 0 | 0 | 0 | 0 | 0 | 0 | 0
[38 empty] | 0 | 0 | 0 | 0 | 0 | 0 | 0 | 0 | 0 | 0 | 0 | 0 | 0 | 0 | 0 | 0 | 0 | 0 | 0 | 0 | 0 | 0 | 0 | 0 | 0 | 0 | 0 | 0 | 0 | 0 | 0 | 0
[38 empty] | 0 | 0 | 0 | 0 | 0 | 0 | 0 | 0 | 0 | 0 | 0 | 0 | 0 | 0 | 0 | 0 | 0 | 0 | 0 | 0 | 0 | 0 | 0 | 0 | 0 | 0 | 0 | 0 | 0 | 0 | 0 | 0
| 0 | [36 empty] | 0 | 0 | 0 | 0 | 0 | 0 | 0 | 0 | 0 | 0 | 0 | 0 | 0 | 0 | 0 | 0 | 0 | 0 | 0 | 0 | 0 | 0 | 0 | 0 | 0 | 0 | 0 | 0 | 0 | 0 | 0 | 0
Diversity Factor: 0
[38 empty] | Historical Spots & Transfers | [6 empty] | Forecast Spots & Transfers
[35 empty] | Project Name | From | To | 07/08 | 08/09 | 09/10 | 10/11 | 11/12 | 12/13 | 13/14 | 14/15 | 15/16 | 16/17 | 17/18 | 18/19 | 19/20 | 20/21 | 21/22 | 22/23 | 23/24 | 24/25 | 25/26 | 26/27 | 27/28 | 28/29 | 29/30 | 30/31 | 31/32 | 32/33 | 33/34 | 34/35 | 35/36 | 36/37 | 37/38 | 38/39
0
Diversity Factor: 0
0
Diversity Factor: 0
0
Diversity Factor: 0
0
Diversity Factor: 0
0
Diversity Factor: 0
0
Diversity Factor: 0
0
Diversity Factor: 0
0
Diversity Factor: 0
| Weather Correction and Public Holiday Factors | [8 empty] | Forecast ROG
ROG Justification
| Actual loads for season 13/14 have been weather corrected by the following: | [6 empty] | 0% |  | N/A | [59 empty] | N/A
1 | 2 | 3 | 4 | 5 | 6 | 7 | 8 | 9 | 10 | 14/15 | 15/16 | 16/17 | 17/18 | 18/19 | 19/20 | 20/21 | 21/22 | 22/23 | 23/24 | 24/25 | 25/26 | 26/27 | 27/28 | 28/29 | 29/30 | 30/31 | 31/32 | 32/33 | 33/34 | 34/35 | 35/36 | 36/37 | 37/38 | 38/39
1 | 1 | 1 | 1 | 1 | 1 | 1 | 1 | 1 | 1 | 0% | 0% | 0% | 0% | 0% | 0% | 0% | 0% | 0% | 0% | 0% | 0% | 0% | 0% | 0% | 0% | 0% | 0% | 0% | 0% | 0% | 0% | 0% | 0% | 0%
Substation Load Detail
[7 empty] | Units | 13/14 |  | 14/15 | 15/16 | 16/17 | 17/18 | 18/19 | 19/20 | 20/21 | 21/22 | 22/23 | 23/24 | 24/25 | 25/26 | 26/27 | 27/28 | 28/29 | 29/30 | 30/31 | 31/32 | 32/33 | 33/34 | 34/35 | 35/36 | 36/37 | 37/38 | 38/39
1 | Customer39 | Compensated |  | Load (LV side) |  |  | Amps | 95 |  | 95 | 95 | 95 | 95 | 95 | 95 | 95 | 95 | 95 | 95 | 95 | 95 | 95 | 95 | 95 | 95 | 95 | 95 | 95 | 95 | 95 | 95 | 95 | 95 | 95
|  |  |  | Apparent Power |  |  | MVA | 5.448 |  | 5.448 | 5.448 | 5.448 | 5.448 | 5.448 | 5.448 | 5.448 | 5.448 | 5.448 | 5.448 | 5.448 | 5.448 | 5.448 | 5.448 | 5.448 | 5.448 | 5.448 | 5.448 | 5.448 | 5.448 | 5.448 | 5.448 | 5.448 | 5.448 | 5.448
|  |  |  | Real Power |  |  | MW | 4.9032 |  | 4.9032 | 4.9032 | 4.9032 | 4.9032 | 4.9032 | 4.9032 | 4.9032 | 4.9032 | 4.9032 | 4.9032 | 4.9032 | 4.9032 | 4.9032 | 4.9032 | 4.9032 | 4.9032 | 4.9032 | 4.9032 | 4.9032 | 4.9032 | 4.9032 | 4.9032 | 4.9032 | 4.9032 | 4.9032
|  |  |  | Reactive Power |  |  | MVAr | 2.3747 |  | 2.3747 | 2.3747 | 2.3747 | 2.3747 | 2.3747 | 2.3747 | 2.3747 | 2.3747 | 2.3747 | 2.3747 | 2.3747 | 2.3747 | 2.3747 | 2.3747 | 2.3747 | 2.3747 | 2.3747 | 2.3747 | 2.3747 | 2.3747 | 2.3747 | 2.3747 | 2.3747 | 2.3747 | 2.3747
|  |  |  | Capacitors In Service |  |  | MVAr | 0 |  | 0 | 0 | 0 | 0 | 0 | 0 | 0 | 0 | 0 | 0 | 0 | 0 | 0 | 0 | 0 | 0 | 0 | 0 | 0 | 0 | 0 | 0 | 0 | 0 | 0
|  |  |  | PF |  |  |  | 0.9 |  | 0.9 | 0.9 | 0.9 | 0.9 | 0.9 | 0.9 | 0.9 | 0.9 | 0.9 | 0.9 | 0.9 | 0.9 | 0.9 | 0.9 | 0.9 | 0.9 | 0.9 | 0.9 | 0.9 | 0.9 | 0.9 | 0.9 | 0.9 | 0.9 | 0.9
0.90257 | Diversity Factor: 0.9 | Uncompensated |  | Reactive Power |  |  | MVAr | 2.3747 |  | 2.3747 | 2.3747 | 2.3747 | 2.3747 | 2.3747 | 2.3747 | 2.3747 | 2.3747 | 2.3747 | 2.3747 | 2.3747 | 2.3747 | 2.3747 | 2.3747 | 2.3747 | 2.3747 | 2.3747 | 2.3747 | 2.3747 | 2.3747 | 2.3747 | 2.3747 | 2.3747 | 2.3747 | 2.3747
|  |  |  | PF |  |  |  | 0.9 |  | 0.9 | 0.9 | 0.9 | 0.9 | 0.9 | 0.9 | 0.9 | 0.9 | 0.9 | 0.9 | 0.9 | 0.9 | 0.9 | 0.9 | 0.9 | 0.9 | 0.9 | 0.9 | 0.9 | 0.9 | 0.9 | 0.9 | 0.9 | 0.9 | 0.9
[10 empty] | 1 | 2 | 3 | 4 | 5 | 6 | 7 | 8 | 9 | 10 | 11 | 12 | 13 | 14 | 15 | 16 | 17 | 18 | 19 | 20 | 21 | 22 | 23 | 24 | 25
Transformer Load Detail
[7 empty] | Units | 13/14 |  | 14/15 | 15/16 | 16/17 | 17/18 | 18/19 | 19/20 | 20/21 | 21/22 | 22/23 | 23/24 | 24/25 | 25/26 | 26/27 | 27/28 | 28/29 | 29/30 | 30/31 | 31/32 | 32/33 | 33/34 | 34/35 | 35/36 | 36/37 | 37/38 | 38/39
| 0 | Compensated |  | Load (LV side) |  |  | Amps
|  |  |  | Apparent Power |  |  | MVA
|  |  |  | Real Power |  |  | MW
|  |  |  | Reactive Power |  |  | MVAr
|  |  |  | Capacitors In Service |  |  | MVAr
PF
| Zone Div: | Uncompensated |  | Reactive Power |  |  | MVAr
PF
| 0 | Compensated |  | Load (LV side) |  |  | Amps
|  |  |  | Apparent Power |  |  | MVA
|  |  |  | Real Power |  |  | MW
|  |  |  | Reactive Power |  |  | MVAr
|  |  |  | Capacitors In Service |  |  | MVAr
PF
| Zone Div: | Uncompensated |  | Reactive Power |  |  | MVAr
PF
| 0 | Compensated |  | Load (LV side) |  |  | Amps
|  |  |  | Apparent Power |  |  | MVA
|  |  |  | Real Power |  |  | MW
|  |  |  | Reactive Power |  |  | MVAr
|  |  |  | Capacitors In Service |  |  | MVAr
PF
| Zone Div: | Uncompensated |  | Reactive Power |  |  | MVAr
PF
| 0 | Compensated |  | Load (LV side) |  |  | Amps
|  |  |  | Apparent Power |  |  | MVA
|  |  |  | Real Power |  |  | MW
|  |  |  | Reactive Power |  |  | MVAr
|  |  |  | Capacitors In Service |  |  | MVAr
PF
| Zone Div: | Uncompensated |  | Reactive Power |  |  | MVAr
PF
| 0 | Compensated |  | Load (LV side) |  |  | Amps
|  |  |  | Apparent Power |  |  | MVA
|  |  |  | Real Power |  |  | MW
|  |  |  | Reactive Power |  |  | MVAr
|  |  |  | Capacitors In Service |  |  | MVAr
PF
| Zone Div: | Uncompensated |  | Reactive Power |  |  | MVAr
PF
| 0 | Compensated |  | Load (LV side) |  |  | Amps
|  |  |  | Apparent Power |  |  | MVA
|  |  |  | Real Power |  |  | MW
|  |  |  | Reactive Power |  |  | MVAr
|  |  |  | Capacitors In Service |  |  | MVAr
PF
| Zone Div: | Uncompensated |  | Reactive Power |  |  | MVAr
PF
| 0 | Compensated |  | Load (LV side) |  |  | Amps
|  |  |  | Apparent Power |  |  | MVA
|  |  |  | Real Power |  |  | MW
|  |  |  | Reactive Power |  |  | MVAr
|  |  |  | Capacitors In Service |  |  | MVAr
PF
| Zone Div: | Uncompensated |  | Reactive Power |  |  | MVAr
PF
| 0 | Compensated |  | Load (LV side) |  |  | Amps
|  |  |  | Apparent Power |  |  | MVA
|  |  |  | Real Power |  |  | MW
|  |  |  | Reactive Power |  |  | MVAr
|  |  |  | Capacitors In Service |  |  | MVAr
PF
| Zone Div: | Uncompensated |  | Reactive Power |  |  | MVAr
PF
| 0 | Compensated |  | Load (LV side) |  |  | Amps
|  |  |  | Apparent Power |  |  | MVA
|  |  |  | Real Power |  |  | MW
|  |  |  | Reactive Power |  |  | MVAr
|  |  |  | Capacitors In Service |  |  | MVAr
PF
| Zone Div: | Uncompensated |  | Reactive Power |  |  | MVAr
PF
| 0 | Compensated |  | Load (LV side) |  |  | Amps
|  |  |  | Apparent Power |  |  | MVA
|  |  |  | Real Power |  |  | MW
|  |  |  | Reactive Power |  |  | MVAr
|  |  |  | Capacitors In Service |  |  | MVAr
PF
| Zone Div: | Uncompensated |  | Reactive Power |  |  | MVAr
PF

## Metford 33_11kV
| Metford 33_11kV | [16 empty] | 2015 | SUMMER
[6 empty] | Zone commissioned |  | 2015-05-01
| Substation Total Loads | [33 empty] | Spots & Transfers Detail
| Historical Loads | (11kV MVA) | [7 empty] | Weather Corrected Forecast Loads |  |  |  | (11kV MVA) | [20 empty] | Spots & Transfers Summary | (11kV MVA) |  | Historical Spots & Transfers | [6 empty] | Forecast Spots & Transfers
|  | 07/08 | 08/09 | 09/10 | 10/11 | 11/12 | 12/13 | 13/14 |  | 14/15 | 15/16 | 16/17 | 17/18 | 18/19 | 19/20 | 20/21 | 21/22 | 22/23 | 23/24 | 24/25 | 25/26 | 26/27 | 27/28 | 28/29 | 29/30 | 30/31 | 31/32 | 32/33 | 33/34 | 34/35 | 35/36 | 36/37 | 37/38 | 38/39 |  |  |  | 07/08 | 08/09 | 09/10 | 10/11 | 11/12 | 12/13 | 13/14 | 14/15 | 15/16 | 16/17 | 17/18 | 18/19 | 19/20 | 20/21 | 21/22 | 22/23 | 23/24 | 24/25 | 25/26 | 26/27 | 27/28 | 28/29 | 29/30 | 30/31 | 31/32 | 32/33 | 33/34 | 34/35 | 35/36 | 36/37 | 37/38 | 38/39
| Total | [8 empty] | 0 | 29.9774 | 30.3612 | 30.2473 | 30.1469 | 30.2704 | 30.5788 | 30.9263 | 31.2243 | 31.5599 | 31.8526 | 32.2085 | 32.5687 | 32.9687 | 33.394 | 33.8178 | 34.2393 | 34.6706 | 35.1118 | 35.5632 | 36.0247 | 36.4967 | 36.9791 | 37.4722 | 37.9761 |  |  | Total | 0 | 0 | 0 | 0 | 0 | 0 | 0 | 0 | 29.9688 | 0.39956 | -0.11861 | -0.10444 | 0.12852 | 0.32079 | 0.36125 | 0.30941 | 0.34825 | 0.30345 | 0.3688 | 0.37287 | 0.41381 | 0.43953 | 0.43762 | 0.43491 | 0.44467 | 0.45456 | 0.46459 | 0.47476 | 0.48506 | 0.49551 | 0.50609 | 0.51682
| Firm Rating | 0 | 0 | 0 | 0 | 0 | 0 | 0 |  | 0 | 38 | 38 | 38 | 38 | 38 | 38 | 38 | 38 | 38 | 38 | 38 | 38 | 38 | 38 | 38 | 38 | 38 | 38 | 38 | 38 | 38 | 38 | 38 | 38
| Total Capacity | 0 | 0 | 0 | 0 | 0 | 0 | 0 |  | 0 | 76 | 76 | 76 | 76 | 76 | 76 | 76 | 76 | 76 | 76 | 76 | 76 | 76 | 76 | 76 | 76 | 76 | 76 | 76 | 76 | 76 | 76 | 76 | 76 |  |  | Metford 33_11kV Tx1 | 0 | 0 | 0 | 0 | 0 | 0 | 0 | 0 | 14.9844 | 0.47223 | -0.059303 | -0.05222 | 0.064258 | 0.1604 | 0.18062 | 0.1547 | 0.17413 | 0.15172 | 0.1844 | 0.18644 | 0.2069 | 0.21977 | 0.21881 | 0.21745 | 0.22233 | 0.22728 | 0.2323 | 0.23738 | 0.24253 | 0.24775 | 0.25305 | 0.25841
|  | -7 | -6 | -5 | -4 | -3 | -2 | -1 |  | 0 | 1 | 2 | 3 | 4 | 5 | 6 | 7 | 8 | 9 | 10 | 11 | 12 | 13 | 14 | 15 | 16 | 17 | 18 | 19 | 20 | 21 | 22 | 23 | 24 |  |  | Metford 33_11kV Tx2 | 0 | 0 | 0 | 0 | 0 | 0 | 0 | 0 | 14.9844 | -0.072674 | -0.059303 | -0.05222 | 0.064258 | 0.1604 | 0.18062 | 0.1547 | 0.17413 | 0.15172 | 0.1844 | 0.18644 | 0.2069 | 0.21977 | 0.21881 | 0.21745 | 0.22233 | 0.22728 | 0.2323 | 0.23738 | 0.24253 | 0.24775 | 0.25305 | 0.25841
| Transformer Loads | [36 empty] | 0 | 0 | 0 | 0 | 0 | 0 | 0 | 0 | 0 | 0 | 0 | 0 | 0 | 0 | 0 | 0 | 0 | 0 | 0 | 0 | 0 | 0 | 0 | 0 | 0 | 0 | 0 | 0 | 0 | 0 | 0 | 0
| Historical Loads | (11kV MVA) | [7 empty] | 0: Weather Corrected Forecast Loads; 4: (11kV MVA) |  |  |  | 0 | 0 | 0 | 0 | 0 | 0 | 0 | 0 | 0 | 0 | 0 | 0 | 0 | 0 | 0 | 0 | 0 | 0 | 0 | 0 | 0 | 0 | 0 | 0 | 0 | 0 | 0 | 0 | 0 | 0 | 0 | 0
|  | 07/08 | 08/09 | 09/10 | 10/11 | 11/12 | 12/13 | 13/14 |  | 14/15 | 15/16 | 16/17 | 17/18 | 18/19 | 19/20 | 20/21 | 21/22 | 22/23 | 23/24 | 24/25 | 25/26 | 26/27 | 27/28 | 28/29 | 29/30 | 30/31 | 31/32 | 32/33 | 33/34 | 34/35 | 35/36 | 36/37 | 37/38 | 38/39 |  |  |  | 0 | 0 | 0 | 0 | 0 | 0 | 0 | 0 | 0 | 0 | 0 | 0 | 0 | 0 | 0 | 0 | 0 | 0 | 0 | 0 | 0 | 0 | 0 | 0 | 0 | 0 | 0 | 0 | 0 | 0 | 0 | 0
| 0 | [36 empty] | 0 | 0 | 0 | 0 | 0 | 0 | 0 | 0 | 0 | 0 | 0 | 0 | 0 | 0 | 0 | 0 | 0 | 0 | 0 | 0 | 0 | 0 | 0 | 0 | 0 | 0 | 0 | 0 | 0 | 0 | 0 | 0
| Diversity Factor: 0 | [36 empty] | 0 | 0 | 0 | 0 | 0 | 0 | 0 | 0 | 0 | 0 | 0 | 0 | 0 | 0 | 0 | 0 | 0 | 0 | 0 | 0 | 0 | 0 | 0 | 0 | 0 | 0 | 0 | 0 | 0 | 0 | 0 | 0
[38 empty] | 0 | 0 | 0 | 0 | 0 | 0 | 0 | 0 | 0 | 0 | 0 | 0 | 0 | 0 | 0 | 0 | 0 | 0 | 0 | 0 | 0 | 0 | 0 | 0 | 0 | 0 | 0 | 0 | 0 | 0 | 0 | 0
[38 empty] | 0 | 0 | 0 | 0 | 0 | 0 | 0 | 0 | 0 | 0 | 0 | 0 | 0 | 0 | 0 | 0 | 0 | 0 | 0 | 0 | 0 | 0 | 0 | 0 | 0 | 0 | 0 | 0 | 0 | 0 | 0 | 0
| 0 | [36 empty] | 0 | 0 | 0 | 0 | 0 | 0 | 0 | 0 | 0 | 0 | 0 | 0 | 0 | 0 | 0 | 0 | 0 | 0 | 0 | 0 | 0 | 0 | 0 | 0 | 0 | 0 | 0 | 0 | 0 | 0 | 0 | 0
Diversity Factor: 0
[38 empty] | Historical Spots & Transfers | [6 empty] | Forecast Spots & Transfers
[35 empty] | Project Name | From | To | 07/08 | 08/09 | 09/10 | 10/11 | 11/12 | 12/13 | 13/14 | 14/15 | 15/16 | 16/17 | 17/18 | 18/19 | 19/20 | 20/21 | 21/22 | 22/23 | 23/24 | 24/25 | 25/26 | 26/27 | 27/28 | 28/29 | 29/30 | 30/31 | 31/32 | 32/33 | 33/34 | 34/35 | 35/36 | 36/37 | 37/38 | 38/39
| 0 | [33 empty] | Broad based demand management |  | Metford 33_11kV Tx1 | 0 | 0 | 0 | 0 | 0 | 0 | 0 | 0 | -0.058501 | -0.062651 | -0.094829 | -0.091791 | 0 | 0 | 0 | 0 | 0 | 0 | 0 | 0 | 0 | 0 | 0 | 0 | 0 | 0 | 0 | 0 | 0 | 0 | 0 | 0
| Diversity Factor: 0 | [33 empty] | Broad based demand management |  | Metford 33_11kV Tx2 | 0 | 0 | 0 | 0 | 0 | 0 | 0 | 0 | -0.058501 | -0.062651 | -0.094829 | -0.091791 | 0 | 0 | 0 | 0 | 0 | 0 | 0 | 0 | 0 | 0 | 0 | 0 | 0 | 0 | 0 | 0 | 0 | 0 | 0 | 0
[35 empty] | Decommission: Commissioning Transfers | East Maitland 33_11kV Tx1 | Metford 33_11kV Tx1 | 0 | 0 | 0 | 0 | 0 | 0 | 0 | 0 | 5.031 | 0 | 0 | 0 | 0 | 0 | 0 | 0 | 0 | 0 | 0 | 0 | 0 | 0 | 0 | 0 | 0 | 0 | 0 | 0 | 0 | 0 | 0 | 0
[35 empty] | Decommission: Commissioning Transfers | East Maitland 33_11kV Tx1 | Metford 33_11kV Tx2 | 0 | 0 | 0 | 0 | 0 | 0 | 0 | 0 | 5.031 | 0 | 0 | 0 | 0 | 0 | 0 | 0 | 0 | 0 | 0 | 0 | 0 | 0 | 0 | 0 | 0 | 0 | 0 | 0 | 0 | 0 | 0 | 0
| 0 | [33 empty] | Decommission: Commissioning Transfers | East Maitland 33_11kV Tx2 | Metford 33_11kV Tx1 | 0 | 0 | 0 | 0 | 0 | 0 | 0 | 0 | 5.031 | 0 | 0 | 0 | 0 | 0 | 0 | 0 | 0 | 0 | 0 | 0 | 0 | 0 | 0 | 0 | 0 | 0 | 0 | 0 | 0 | 0 | 0 | 0
| Diversity Factor: 0 | [33 empty] | Decommission: Commissioning Transfers | East Maitland 33_11kV Tx2 | Metford 33_11kV Tx2 | 0 | 0 | 0 | 0 | 0 | 0 | 0 | 0 | 5.031 | 0 | 0 | 0 | 0 | 0 | 0 | 0 | 0 | 0 | 0 | 0 | 0 | 0 | 0 | 0 | 0 | 0 | 0 | 0 | 0 | 0 | 0 | 0
[35 empty] | Decommission: Commissioning Transfers | East Maitland 33_11kV Tx3 | Metford 33_11kV Tx1 | 0 | 0 | 0 | 0 | 0 | 0 | 0 | 0 | 5.031 | 0 | 0 | 0 | 0 | 0 | 0 | 0 | 0 | 0 | 0 | 0 | 0 | 0 | 0 | 0 | 0 | 0 | 0 | 0 | 0 | 0 | 0 | 0
[35 empty] | Decommission: Commissioning Transfers | East Maitland 33_11kV Tx3 | Metford 33_11kV Tx2 | 0 | 0 | 0 | 0 | 0 | 0 | 0 | 0 | 5.031 | 0 | 0 | 0 | 0 | 0 | 0 | 0 | 0 | 0 | 0 | 0 | 0 | 0 | 0 | 0 | 0 | 0 | 0 | 0 | 0 | 0 | 0 | 0
| 0 | [33 empty] | HVCON_ID: 2000022. Greenhill Shopping Centre expansion |  | Metford 33_11kV Tx1 | 0 | 0 | 0 | 0 | 0 | 0 | 0 | 0 | 0 | 0.5449 | 0 | 0 | 0 | 0 | 0 | 0 | 0 | 0 | 0 | 0 | 0 | 0 | 0 | 0 | 0 | 0 | 0 | 0 | 0 | 0 | 0 | 0
| Diversity Factor: 0 | [33 empty] | Econometric |  | Metford 33_11kV Tx1 | 0 | 0 | 0 | 0 | 0 | 0 | 0 | 0 | 0 | 0.10367 | 0.1947 | 0.26393 | 0.30072 | 0.32533 | 0.31343 | 0.3011 | 0.30548 | 0.30992 | 0.31442 | 0.31898 | 0.32361 | 0.32829 | 0.33304 | 0.33786 | 0.34274 | 0.34769 | 0.3527 | 0.35779 | 0.36294 | 0.36816 | 0.37345 | 0.37882
[35 empty] | Econometric |  | Metford 33_11kV Tx2 | 0 | 0 | 0 | 0 | 0 | 0 | 0 | 0 | 0 | 0.10367 | 0.1947 | 0.26393 | 0.30072 | 0.32533 | 0.31343 | 0.3011 | 0.30548 | 0.30992 | 0.31442 | 0.31898 | 0.32361 | 0.32829 | 0.33304 | 0.33786 | 0.34274 | 0.34769 | 0.3527 | 0.35779 | 0.36294 | 0.36816 | 0.37345 | 0.37882
[35 empty] | Energy Efficiency |  | Metford 33_11kV Tx1 | 0 | 0 | 0 | 0 | 0 | 0 | 0 | 0 | -0.012629 | -0.071354 | -0.11272 | -0.17464 | -0.18408 | -0.11009 | -0.079769 | -0.092518 | -0.09013 | -0.10882 | -0.080644 | -0.083168 | -0.067323 | -0.059149 | -0.064856 | -0.071028 | -0.071028 | -0.071028 | -0.071028 | -0.071028 | -0.071028 | -0.071028 | -0.071028 | -0.071028
| 0 | [33 empty] | Energy Efficiency |  | Metford 33_11kV Tx2 | 0 | 0 | 0 | 0 | 0 | 0 | 0 | 0 | -0.012629 | -0.071354 | -0.11272 | -0.17464 | -0.18408 | -0.11009 | -0.079769 | -0.092518 | -0.09013 | -0.10882 | -0.080644 | -0.083168 | -0.067323 | -0.059149 | -0.064856 | -0.071028 | -0.071028 | -0.071028 | -0.071028 | -0.071028 | -0.071028 | -0.071028 | -0.071028 | -0.071028
| Diversity Factor: 0 | [33 empty] | Solar PV |  | Metford 33_11kV Tx1 | 0 | 0 | 0 | 0 | 0 | 0 | 0 | 0 | -0.03749 | -0.042341 | -0.046459 | -0.049723 | -0.052382 | -0.054843 | -0.053035 | -0.053877 | -0.041224 | -0.049379 | -0.049379 | -0.049379 | -0.049379 | -0.049379 | -0.049379 | -0.049379 | -0.049379 | -0.049379 | -0.049379 | -0.049379 | -0.049379 | -0.049379 | -0.049379 | -0.049379
[35 empty] | Solar PV |  | Metford 33_11kV Tx2 | 0 | 0 | 0 | 0 | 0 | 0 | 0 | 0 | -0.03749 | -0.042341 | -0.046459 | -0.049723 | -0.052382 | -0.054843 | -0.053035 | -0.053877 | -0.041224 | -0.049379 | -0.049379 | -0.049379 | -0.049379 | -0.049379 | -0.049379 | -0.049379 | -0.049379 | -0.049379 | -0.049379 | -0.049379 | -0.049379 | -0.049379 | -0.049379 | -0.049379
0
Diversity Factor: 0
0
Diversity Factor: 0
0
Diversity Factor: 0
0
Diversity Factor: 0
| Weather Correction and Public Holiday Factors | [8 empty] | 0: Forecast ROG
ROG Justification
| Actual loads for season 13/14 have been weather corrected by the following: | [8 empty] | 0: no committed transfers yet | [35 empty] | no committed transfers yet
1 | 2 | 3 | 4 | 5 | 6 | 7 | 8 | 9 | 10 | 14/15 | 15/16 | 16/17 | 17/18 | 18/19 | 19/20 | 20/21 | 21/22 | 22/23 | 23/24 | 24/25 | 25/26 | 26/27 | 27/28 | 28/29 | 29/30 | 30/31 | 31/32 | 32/33 | 33/34 | 34/35 | 35/36 | 36/37 | 37/38 | 38/39
1 | 1 | 1 | 1 | 1 | 1 | 1 | 1 | 1 | 1 | 0% | 0% | 0% | 0% | 0% | 0% | 0% | 0% | 0% | 0% | 0% | 0% | 0% | 0% | 0% | 0% | 0% | 0% | 0% | 0% | 0% | 0% | 0% | 0% | 0%
Substation Load Detail
[7 empty] | Units | 13/14 |  | 14/15 | 15/16 | 16/17 | 17/18 | 18/19 | 19/20 | 20/21 | 21/22 | 22/23 | 23/24 | 24/25 | 25/26 | 26/27 | 27/28 | 28/29 | 29/30 | 30/31 | 31/32 | 32/33 | 33/34 | 34/35 | 35/36 | 36/37 | 37/38 | 38/39
1 | Metford 33_11kV | Compensated |  | Load (LV side) |  |  | Amps | 0 |  | 0 | 1573.406 | 1593.552 | 1587.569 | 1582.303 | 1588.784 | 1604.969 | 1623.212 | 1638.85 | 1656.465 | 1671.825 | 1690.507 | 1709.411 | 1730.408 | 1752.729 | 1774.972 | 1797.096 | 1819.734 | 1842.893 | 1866.582 | 1890.808 | 1915.577 | 1940.899 | 1966.78 | 1993.228
|  |  |  | Apparent Power |  |  | MVA | 0 | 0 | 0 | 29.9774 | 30.3612 | 30.2473 | 30.1469 | 30.2704 | 30.5788 | 30.9263 | 31.2243 | 31.5599 | 31.8526 | 32.2085 | 32.5687 | 32.9687 | 33.394 | 33.8178 | 34.2393 | 34.6706 | 35.1118 | 35.5632 | 36.0247 | 36.4967 | 36.9791 | 37.4722 | 37.9761
|  |  |  | Real Power |  |  | MW | 0 | 0 | 0 | 29.5572 | 29.9168 | 29.81 | 29.716 | 29.8317 | 30.1204 | 30.4455 | 30.724 | 31.0374 | 31.3105 | 31.6424 | 31.978 | 32.3504 | 32.746 | 33.1399 | 33.5313 | 33.9315 | 34.3406 | 34.7587 | 35.186 | 35.6226 | 36.0685 | 36.524 | 36.9892
|  |  |  | Reactive Power |  |  | MVAr | 0 |  | 0 | 5.0021 | 5.1762 | 5.1245 | 5.079 | 5.135 | 5.2749 | 5.4323 | 5.5672 | 5.719 | 5.8513 | 6.012 | 6.1745 | 6.3549 | 6.5465 | 6.7373 | 6.9268 | 7.1207 | 7.3188 | 7.5213 | 7.7283 | 7.9397 | 8.1557 | 8.3763 | 8.6016
|  |  |  | Capacitors In Service |  |  | MVAr | 0 |  | 0 | 0 | 0 | 0 | 0 | 0 | 0 | 0 | 0 | 0 | 0 | 0 | 0 | 0 | 0 | 0 | 0 | 0 | 0 | 0 | 0 | 0 | 0 | 0 | 0
|  |  |  | PF |  |  |  | 0 |  | 0 | 0.98598 | 0.98536 | 0.98554 | 0.98571 | 0.98551 | 0.98501 | 0.98445 | 0.98398 | 0.98344 | 0.98298 | 0.98242 | 0.98186 | 0.98125 | 0.9806 | 0.97995 | 0.97932 | 0.97868 | 0.97803 | 0.97738 | 0.97672 | 0.97605 | 0.97538 | 0.9747 | 0.97401
0.95989 | Diversity Factor: 0.96 | Uncompensated |  | Reactive Power |  |  | MVAr | 0 | 0 | 0 | 5.0021 | 5.1762 | 5.1245 | 5.079 | 5.135 | 5.2749 | 5.4323 | 5.5672 | 5.719 | 5.8513 | 6.012 | 6.1745 | 6.3549 | 6.5465 | 6.7373 | 6.9268 | 7.1207 | 7.3188 | 7.5213 | 7.7283 | 7.9397 | 8.1557 | 8.3763 | 8.6016
|  |  |  | PF |  |  |  | 0 |  | 0 | 0.98598 | 0.98536 | 0.98554 | 0.98571 | 0.98551 | 0.98501 | 0.98445 | 0.98398 | 0.98344 | 0.98298 | 0.98242 | 0.98186 | 0.98125 | 0.9806 | 0.97995 | 0.97932 | 0.97868 | 0.97803 | 0.97738 | 0.97672 | 0.97605 | 0.97538 | 0.9747 | 0.97401
[10 empty] | 1 | 2 | 3 | 4 | 5 | 6 | 7 | 8 | 9 | 10 | 11 | 12 | 13 | 14 | 15 | 16 | 17 | 18 | 19 | 20 | 21 | 22 | 23 | 24 | 25
Transformer Load Detail
[7 empty] | Units | 13/14 |  | 14/15 | 15/16 | 16/17 | 17/18 | 18/19 | 19/20 | 20/21 | 21/22 | 22/23 | 23/24 | 24/25 | 25/26 | 26/27 | 27/28 | 28/29 | 29/30 | 30/31 | 31/32 | 32/33 | 33/34 | 34/35 | 35/36 | 36/37 | 37/38 | 38/39
| 0 | Compensated |  | Load (LV side) |  |  | Amps
|  |  |  | Apparent Power |  |  | MVA
|  |  |  | Real Power |  |  | MW
|  |  |  | Reactive Power |  |  | MVAr
|  |  |  | Capacitors In Service |  |  | MVAr
PF
| Zone Div: | Uncompensated |  | Reactive Power |  |  | MVAr
PF
| 0 | Compensated |  | Load (LV side) |  |  | Amps
|  |  |  | Apparent Power |  |  | MVA
|  |  |  | Real Power |  |  | MW
|  |  |  | Reactive Power |  |  | MVAr
|  |  |  | Capacitors In Service |  |  | MVAr
PF
| Zone Div: | Uncompensated |  | Reactive Power |  |  | MVAr
PF
| 0 | Compensated |  | Load (LV side) |  |  | Amps
|  |  |  | Apparent Power |  |  | MVA
|  |  |  | Real Power |  |  | MW
|  |  |  | Reactive Power |  |  | MVAr
|  |  |  | Capacitors In Service |  |  | MVAr
PF
| Zone Div: | Uncompensated |  | Reactive Power |  |  | MVAr
PF
| 0 | Compensated |  | Load (LV side) |  |  | Amps
|  |  |  | Apparent Power |  |  | MVA
|  |  |  | Real Power |  |  | MW
|  |  |  | Reactive Power |  |  | MVAr
|  |  |  | Capacitors In Service |  |  | MVAr
PF
| Zone Div: | Uncompensated |  | Reactive Power |  |  | MVAr
PF
| 0 | Compensated |  | Load (LV side) |  |  | Amps
|  |  |  | Apparent Power |  |  | MVA
|  |  |  | Real Power |  |  | MW
|  |  |  | Reactive Power |  |  | MVAr
|  |  |  | Capacitors In Service |  |  | MVAr
PF
| Zone Div: | Uncompensated |  | Reactive Power |  |  | MVAr
PF
| 0 | Compensated |  | Load (LV side) |  |  | Amps
|  |  |  | Apparent Power |  |  | MVA
|  |  |  | Real Power |  |  | MW
|  |  |  | Reactive Power |  |  | MVAr
|  |  |  | Capacitors In Service |  |  | MVAr
PF
| Zone Div: | Uncompensated |  | Reactive Power |  |  | MVAr
PF
| 0 | Compensated |  | Load (LV side) |  |  | Amps
|  |  |  | Apparent Power |  |  | MVA
|  |  |  | Real Power |  |  | MW
|  |  |  | Reactive Power |  |  | MVAr
|  |  |  | Capacitors In Service |  |  | MVAr
PF
| Zone Div: | Uncompensated |  | Reactive Power |  |  | MVAr
PF
| 0 | Compensated |  | Load (LV side) |  |  | Amps
|  |  |  | Apparent Power |  |  | MVA
|  |  |  | Real Power |  |  | MW
|  |  |  | Reactive Power |  |  | MVAr
|  |  |  | Capacitors In Service |  |  | MVAr
PF
| Zone Div: | Uncompensated |  | Reactive Power |  |  | MVAr
PF
| 0 | Compensated |  | Load (LV side) |  |  | Amps
|  |  |  | Apparent Power |  |  | MVA
|  |  |  | Real Power |  |  | MW
|  |  |  | Reactive Power |  |  | MVAr
|  |  |  | Capacitors In Service |  |  | MVAr
PF
| Zone Div: | Uncompensated |  | Reactive Power |  |  | MVAr
PF
| 0 | Compensated |  | Load (LV side) |  |  | Amps
|  |  |  | Apparent Power |  |  | MVA
|  |  |  | Real Power |  |  | MW
|  |  |  | Reactive Power |  |  | MVAr
|  |  |  | Capacitors In Service |  |  | MVAr
PF
| Zone Div: | Uncompensated |  | Reactive Power |  |  | MVAr
PF

## Rutherford 33_11kV
| Rutherford 33_11kV | [16 empty] | 2015 | SUMMER
| Substation Total Loads | [33 empty] | Spots & Transfers Detail
| Historical Loads | (11kV MVA) | [7 empty] | Weather Corrected Forecast Loads |  |  |  | (11kV MVA) | [20 empty] | Spots & Transfers Summary | (11kV MVA) |  | Historical Spots & Transfers | [6 empty] | Forecast Spots & Transfers
|  | 07/08 | 08/09 | 09/10 | 10/11 | 11/12 | 12/13 | 13/14 |  | 14/15 | 15/16 | 16/17 | 17/18 | 18/19 | 19/20 | 20/21 | 21/22 | 22/23 | 23/24 | 24/25 | 25/26 | 26/27 | 27/28 | 28/29 | 29/30 | 30/31 | 31/32 | 32/33 | 33/34 | 34/35 | 35/36 | 36/37 | 37/38 | 38/39 |  |  |  | 07/08 | 08/09 | 09/10 | 10/11 | 11/12 | 12/13 | 13/14 | 14/15 | 15/16 | 16/17 | 17/18 | 18/19 | 19/20 | 20/21 | 21/22 | 22/23 | 23/24 | 24/25 | 25/26 | 26/27 | 27/28 | 28/29 | 29/30 | 30/31 | 31/32 | 32/33 | 33/34 | 34/35 | 35/36 | 36/37 | 37/38 | 38/39
| Total | 25.6 | 24.5 | 24.1 | 31.632 | 22.994 | 29.9848 | 24.144 |  | 26.8475 | 25.988 | 25.4909 | 25.328 | 25.449 | 25.8999 | 26.6063 | 27.304 | 27.9074 | 28.576 | 29.1903 | 29.8724 | 30.5637 | 31.3039 | 32.0761 | 32.8523 | 33.6299 | 34.4228 | 35.2312 | 36.0553 | 36.895 | 37.7507 | 38.6223 | 39.5102 | 40.4143 |  |  | Total | -0.5449 | -0.99073 | 0.44583 | 4.275 | -0.22444 | 0.18729 | 0.1936 | 0.59596 | -0.26873 | -0.11294 | 0.033022 | 0.13315 | 0.49495 | 0.7721 | 0.75875 | 0.65345 | 0.72129 | 0.66032 | 0.7308 | 0.7381 | 0.78789 | 0.8193 | 0.82115 | 0.82038 | 0.83442 | 0.84864 | 0.86303 | 0.8776 | 0.89235 | 0.90728 | 0.9224 | 0.9377
| Firm Rating | 0 | 0 | 24.6 | 38 | 38 | 38.11 | 38.11 |  | 38.11 | 38.11 | 38.11 | 38.11 | 38.11 | 38.11 | 38.11 | 38.11 | 38.11 | 38.11 | 38.11 | 38.11 | 38.11 | 38.11 | 38.11 | 38.11 | 38.11 | 38.11 | 38.11 | 38.11 | 38.11 | 38.11 | 38.11 | 38.11 | 38.11
| Total Capacity | 0 | 0 | 36.7778 | 66 | 66 | 76.17 | 76.17 |  | 76.17 | 76.17 | 76.17 | 76.17 | 76.17 | 76.17 | 76.17 | 76.17 | 76.17 | 76.17 | 76.17 | 76.17 | 76.17 | 76.17 | 76.17 | 76.17 | 76.17 | 76.17 | 76.17 | 76.17 | 76.17 | 76.17 | 76.17 | 76.17 | 76.17 |  |  | Rutherford 33_11kV Tx1 | -0.2414 | -0.43891 | 0.19751 | -1.11 | -0.09943 | 0.19995 | -0.066164 | -0.10737 | -0.11905 | -0.050033 | 0.014629 | 0.058989 | 0.21927 | 0.34205 | 0.33614 | 0.28949 | 0.31954 | 0.29253 | 0.32375 | 0.32699 | 0.34905 | 0.36296 | 0.36378 | 0.36344 | 0.36966 | 0.37596 | 0.38233 | 0.38879 | 0.39532 | 0.40194 | 0.40863 | 0.41541
|  | -7 | -6 | -5 | -4 | -3 | -2 | -1 |  | 0 | 1 | 2 | 3 | 4 | 5 | 6 | 7 | 8 | 9 | 10 | 11 | 12 | 13 | 14 | 15 | 16 | 17 | 18 | 19 | 20 | 21 | 22 | 23 | 24 |  |  | Rutherford 33_11kV Tx2 | -0.3035 | -0.55182 | 0.24832 | 5.385 | -0.12501 | -0.012659 | 0.25976 | 0.70332 | -0.14968 | -0.062905 | 0.018393 | 0.074164 | 0.27568 | 0.43005 | 0.42261 | 0.36396 | 0.40175 | 0.36779 | 0.40704 | 0.41111 | 0.43884 | 0.45634 | 0.45737 | 0.45694 | 0.46476 | 0.47268 | 0.48069 | 0.48881 | 0.49702 | 0.50534 | 0.51376 | 0.52229
| Transformer Loads | [36 empty] | 0 | 0 | 0 | 0 | 0 | 0 | 0 | 0 | 0 | 0 | 0 | 0 | 0 | 0 | 0 | 0 | 0 | 0 | 0 | 0 | 0 | 0 | 0 | 0 | 0 | 0 | 0 | 0 | 0 | 0 | 0 | 0
| Historical Loads | (11kV MVA) | [7 empty] | 0: Weather Corrected Forecast Loads; 4: (11kV MVA) |  |  |  | 0 | 0 | 0 | 0 | 0 | 0 | 0 | 0 | 0 | 0 | 0 | 0 | 0 | 0 | 0 | 0 | 0 | 0 | 0 | 0 | 0 | 0 | 0 | 0 | 0 | 0 | 0 | 0 | 0 | 0 | 0 | 0
|  | 07/08 | 08/09 | 09/10 | 10/11 | 11/12 | 12/13 | 13/14 |  | 14/15 | 15/16 | 16/17 | 17/18 | 18/19 | 19/20 | 20/21 | 21/22 | 22/23 | 23/24 | 24/25 | 25/26 | 26/27 | 27/28 | 28/29 | 29/30 | 30/31 | 31/32 | 32/33 | 33/34 | 34/35 | 35/36 | 36/37 | 37/38 | 38/39 |  |  |  | 0 | 0 | 0 | 0 | 0 | 0 | 0 | 0 | 0 | 0 | 0 | 0 | 0 | 0 | 0 | 0 | 0 | 0 | 0 | 0 | 0 | 0 | 0 | 0 | 0 | 0 | 0 | 0 | 0 | 0 | 0 | 0
| 0 | [36 empty] | 0 | 0 | 0 | 0 | 0 | 0 | 0 | 0 | 0 | 0 | 0 | 0 | 0 | 0 | 0 | 0 | 0 | 0 | 0 | 0 | 0 | 0 | 0 | 0 | 0 | 0 | 0 | 0 | 0 | 0 | 0 | 0
| Diversity Factor: 0 | [36 empty] | 0 | 0 | 0 | 0 | 0 | 0 | 0 | 0 | 0 | 0 | 0 | 0 | 0 | 0 | 0 | 0 | 0 | 0 | 0 | 0 | 0 | 0 | 0 | 0 | 0 | 0 | 0 | 0 | 0 | 0 | 0 | 0
[38 empty] | 0 | 0 | 0 | 0 | 0 | 0 | 0 | 0 | 0 | 0 | 0 | 0 | 0 | 0 | 0 | 0 | 0 | 0 | 0 | 0 | 0 | 0 | 0 | 0 | 0 | 0 | 0 | 0 | 0 | 0 | 0 | 0
[38 empty] | 0 | 0 | 0 | 0 | 0 | 0 | 0 | 0 | 0 | 0 | 0 | 0 | 0 | 0 | 0 | 0 | 0 | 0 | 0 | 0 | 0 | 0 | 0 | 0 | 0 | 0 | 0 | 0 | 0 | 0 | 0 | 0
| 0 | [36 empty] | 0 | 0 | 0 | 0 | 0 | 0 | 0 | 0 | 0 | 0 | 0 | 0 | 0 | 0 | 0 | 0 | 0 | 0 | 0 | 0 | 0 | 0 | 0 | 0 | 0 | 0 | 0 | 0 | 0 | 0 | 0 | 0
Diversity Factor: 0
[38 empty] | Historical Spots & Transfers | [6 empty] | Forecast Spots & Transfers
[35 empty] | Project Name | From | To | 07/08 | 08/09 | 09/10 | 10/11 | 11/12 | 12/13 | 13/14 | 14/15 | 15/16 | 16/17 | 17/18 | 18/19 | 19/20 | 20/21 | 21/22 | 22/23 | 23/24 | 24/25 | 25/26 | 26/27 | 27/28 | 28/29 | 29/30 | 30/31 | 31/32 | 32/33 | 33/34 | 34/35 | 35/36 | 36/37 | 37/38 | 38/39
| 0 | [33 empty] | Broad based demand management |  | Rutherford 33_11kV Tx1 | 0 | 0 | 0 | 0 | 0 | 0 | 0 | -0.023533 | -0.045994 | -0.048346 | -0.069433 | -0.072785 | 0 | 0 | 0 | 0 | 0 | 0 | 0 | 0 | 0 | 0 | 0 | 0 | 0 | 0 | 0 | 0 | 0 | 0 | 0 | 0
| Diversity Factor: 0 | [33 empty] | Broad based demand management |  | Rutherford 33_11kV Tx2 | 0 | 0 | 0 | 0 | 0 | 0 | 0 | -0.029587 | -0.057826 | -0.060784 | -0.087296 | -0.09151 | 0 | 0 | 0 | 0 | 0 | 0 | 0 | 0 | 0 | 0 | 0 | 0 | 0 | 0 | 0 | 0 | 0 | 0 | 0 | 0
[35 empty] | DNP_ID: 2061. From Rutherford - 23/1/08 SAO | Rutherford 33_11kV Tx1 | Telarah 33_11kV Tx1 | 0.21945 | 0 | 0 | 0 | 0 | 0 | 0 | 0 | 0 | 0 | 0 | 0 | 0 | 0 | 0 | 0 | 0 | 0 | 0 | 0 | 0 | 0 | 0 | 0 | 0 | 0 | 0 | 0 | 0 | 0 | 0 | 0
[35 empty] | DNP_ID: 2061. From Rutherford - 23/1/08 SAO | Rutherford 33_11kV Tx1 | Telarah 33_11kV Tx2 | 0.21945 | 0 | 0 | 0 | 0 | 0 | 0 | 0 | 0 | 0 | 0 | 0 | 0 | 0 | 0 | 0 | 0 | 0 | 0 | 0 | 0 | 0 | 0 | 0 | 0 | 0 | 0 | 0 | 0 | 0 | 0 | 0
| 0 | [33 empty] | DNP_ID: 2061. From Rutherford - 23/1/08 SAO | Rutherford 33_11kV Tx2 | Telarah 33_11kV Tx1 | 0.27591 | 0 | 0 | 0 | 0 | 0 | 0 | 0 | 0 | 0 | 0 | 0 | 0 | 0 | 0 | 0 | 0 | 0 | 0 | 0 | 0 | 0 | 0 | 0 | 0 | 0 | 0 | 0 | 0 | 0 | 0 | 0
| Diversity Factor: 0 | [33 empty] | DNP_ID: 2061. From Rutherford - 23/1/08 SAO | Rutherford 33_11kV Tx2 | Telarah 33_11kV Tx2 | 0.27591 | 0 | 0 | 0 | 0 | 0 | 0 | 0 | 0 | 0 | 0 | 0 | 0 | 0 | 0 | 0 | 0 | 0 | 0 | 0 | 0 | 0 | 0 | 0 | 0 | 0 | 0 | 0 | 0 | 0 | 0 | 0
[35 empty] | DNP_ID: 2062. From Rutherford - 9/10/08 SAO | Rutherford 33_11kV Tx1 | Telarah 33_11kV Tx1 | 0 | 0.21945 | 0 | 0 | 0 | 0 | 0 | 0 | 0 | 0 | 0 | 0 | 0 | 0 | 0 | 0 | 0 | 0 | 0 | 0 | 0 | 0 | 0 | 0 | 0 | 0 | 0 | 0 | 0 | 0 | 0 | 0
[35 empty] | DNP_ID: 2062. From Rutherford - 9/10/08 SAO | Rutherford 33_11kV Tx1 | Telarah 33_11kV Tx2 | 0 | 0.21945 | 0 | 0 | 0 | 0 | 0 | 0 | 0 | 0 | 0 | 0 | 0 | 0 | 0 | 0 | 0 | 0 | 0 | 0 | 0 | 0 | 0 | 0 | 0 | 0 | 0 | 0 | 0 | 0 | 0 | 0
| 0 | [33 empty] | DNP_ID: 2062. From Rutherford - 9/10/08 SAO | Rutherford 33_11kV Tx2 | Telarah 33_11kV Tx1 | 0 | 0.27591 | 0 | 0 | 0 | 0 | 0 | 0 | 0 | 0 | 0 | 0 | 0 | 0 | 0 | 0 | 0 | 0 | 0 | 0 | 0 | 0 | 0 | 0 | 0 | 0 | 0 | 0 | 0 | 0 | 0 | 0
| Diversity Factor: 0 | [33 empty] | DNP_ID: 2062. From Rutherford - 9/10/08 SAO | Rutherford 33_11kV Tx2 | Telarah 33_11kV Tx2 | 0 | 0.27591 | 0 | 0 | 0 | 0 | 0 | 0 | 0 | 0 | 0 | 0 | 0 | 0 | 0 | 0 | 0 | 0 | 0 | 0 | 0 | 0 | 0 | 0 | 0 | 0 | 0 | 0 | 0 | 0 | 0 | 0
[35 empty] | DNP_ID: 6770. 4.4MVA Load Transfer Telarah To Rutherford | Rutherford 33_11kV Tx1 | Rutherford 33_11kV Tx2 | 0 | 0 | 0 | 1.0288 | 0 | 0 | 0 | 0 | 0 | 0 | 0 | 0 | 0 | 0 | 0 | 0 | 0 | 0 | 0 | 0 | 0 | 0 | 0 | 0 | 0 | 0 | 0 | 0 | 0 | 0 | 0 | 0
[35 empty] | DNP_ID: 6770. 4.4MVA Load Transfer Telarah To Rutherford | Telarah 33_11kV Tx1 | Rutherford 33_11kV Tx2 | 0 | 0 | 0 | 2.2291 | 0 | 0 | 0 | 0 | 0 | 0 | 0 | 0 | 0 | 0 | 0 | 0 | 0 | 0 | 0 | 0 | 0 | 0 | 0 | 0 | 0 | 0 | 0 | 0 | 0 | 0 | 0 | 0
| 0 | [33 empty] | DNP_ID: 6770. 4.4MVA Load Transfer Telarah To Rutherford | Telarah 33_11kV Tx2 | Rutherford 33_11kV Tx2 | 0 | 0 | 0 | 2.2291 | 0 | 0 | 0 | 0 | 0 | 0 | 0 | 0 | 0 | 0 | 0 | 0 | 0 | 0 | 0 | 0 | 0 | 0 | 0 | 0 | 0 | 0 | 0 | 0 | 0 | 0 | 0 | 0
| Diversity Factor: 0 | [33 empty] | DNP_ID: 6950. Rutherford 11kV Feeder 29876 - Mustang Drive Interconnection | Rutherford 33_11kV Tx2 | Rutherford 33_11kV Tx1 | 0 | 0 | 0 | 0 | 0 | 0.28579 | 0 | 0 | 0 | 0 | 0 | 0 | 0 | 0 | 0 | 0 | 0 | 0 | 0 | 0 | 0 | 0 | 0 | 0 | 0 | 0 | 0 | 0 | 0 | 0 | 0 | 0
[35 empty] | DNP_ID: 7135. Transfer off Tealarah 48010 to avoid transducer saturation | Telarah 33_11kV Tx1 | Rutherford 33_11kV Tx2 | 0 | 0 | 0 | 0 | 0 | 0.19053 | 0 | 0 | 0 | 0 | 0 | 0 | 0 | 0 | 0 | 0 | 0 | 0 | 0 | 0 | 0 | 0 | 0 | 0 | 0 | 0 | 0 | 0 | 0 | 0 | 0 | 0
[35 empty] | DNP_ID: 7135. Transfer off Tealarah 48010 to avoid transducer saturation | Telarah 33_11kV Tx2 | Rutherford 33_11kV Tx2 | 0 | 0 | 0 | 0 | 0 | 0.19053 | 0 | 0 | 0 | 0 | 0 | 0 | 0 | 0 | 0 | 0 | 0 | 0 | 0 | 0 | 0 | 0 | 0 | 0 | 0 | 0 | 0 | 0 | 0 | 0 | 0 | 0
| 0 | [33 empty] | HVCON_ID: 2000026. Alexandra St Kiosks 2007 |  | Rutherford 33_11kV Tx1 | 0.19751 | 0 | 0 | 0 | 0 | 0 | 0 | 0 | 0 | 0 | 0 | 0 | 0 | 0 | 0 | 0 | 0 | 0 | 0 | 0 | 0 | 0 | 0 | 0 | 0 | 0 | 0 | 0 | 0 | 0 | 0 | 0
| Diversity Factor: 0 | [33 empty] | HVCON_ID: 2000026. Alexandra St Kiosks 2007 |  | Rutherford 33_11kV Tx2 | 0.24832 | 0 | 0 | 0 | 0 | 0 | 0 | 0 | 0 | 0 | 0 | 0 | 0 | 0 | 0 | 0 | 0 | 0 | 0 | 0 | 0 | 0 | 0 | 0 | 0 | 0 | 0 | 0 | 0 | 0 | 0 | 0
[35 empty] | HVCON_ID: 2000027. HP332-08 - P&H Minepro - See Hvcon #2000029 (greg Smith 30-04-2013) |  | Rutherford 33_11kV Tx1 | 0 | 0 | 0 | 0 | 0 | 0 | 0 | 0 | 0 | 0 | 0 | 0 | 0 | 0 | 0 | 0 | 0 | 0 | 0 | 0 | 0 | 0 | 0 | 0 | 0 | 0 | 0 | 0 | 0 | 0 | 0 | 0
[35 empty] | HVCON_ID: 2000027. HP332-08 - P&H Minepro - See Hvcon #2000029 (greg Smith 30-04-2013) |  | Rutherford 33_11kV Tx2 | 0 | 0 | 0 | 0 | 0 | 0 | 0 | 0 | 0 | 0 | 0 | 0 | 0 | 0 | 0 | 0 | 0 | 0 | 0 | 0 | 0 | 0 | 0 | 0 | 0 | 0 | 0 | 0 | 0 | 0 | 0 | 0
| 0 | [33 empty] | HVCON_ID: 2000028. St Helena Tourist Village 2008 |  | Rutherford 33_11kV Tx1 | 0 | 0 | 0.19751 | 0 | 0 | 0 | 0 | 0 | 0 | 0 | 0 | 0 | 0 | 0 | 0 | 0 | 0 | 0 | 0 | 0 | 0 | 0 | 0 | 0 | 0 | 0 | 0 | 0 | 0 | 0 | 0 | 0
| Diversity Factor: 0 | [33 empty] | HVCON_ID: 2000028. St Helena Tourist Village 2008 |  | Rutherford 33_11kV Tx2 | 0 | 0 | 0.24832 | 0 | 0 | 0 | 0 | 0 | 0 | 0 | 0 | 0 | 0 | 0 | 0 | 0 | 0 | 0 | 0 | 0 | 0 | 0 | 0 | 0 | 0 | 0 | 0 | 0 | 0 | 0 | 0 | 0
[35 empty] | HVCON_ID: 2000029. HP332-08 - P&H Minepro |  | Rutherford 33_11kV Tx2 | 0 | 0 | 0 | 0 | 0 | 0 | 0.34295 | 0.83831 | 0 | 0 | 0 | 0 | 0 | 0 | 0 | 0 | 0 | 0 | 0 | 0 | 0 | 0 | 0 | 0 | 0 | 0 | 0 | 0 | 0 | 0 | 0 | 0
[35 empty] | Econometric |  | Rutherford 33_11kV Tx1 | 0 | 0 | 0 | 0 | 0 | 0 | 0 | 0 | 0 | 0.1275 | 0.25368 | 0.35873 | 0.45597 | 0.51731 | 0.4777 | 0.44393 | 0.45266 | 0.45837 | 0.46415 | 0.47 | 0.47592 | 0.48191 | 0.48798 | 0.49413 | 0.50035 | 0.50664 | 0.51302 | 0.51947 | 0.52601 | 0.53262 | 0.53932 | 0.5461
| 0 | [33 empty] | Econometric |  | Rutherford 33_11kV Tx2 | 0 | 0 | 0 | 0 | 0 | 0 | 0 | 0 | 0 | 0.16031 | 0.31895 | 0.45101 | 0.57327 | 0.65039 | 0.6006 | 0.55814 | 0.56912 | 0.57629 | 0.58356 | 0.59091 | 0.59835 | 0.60589 | 0.61352 | 0.62125 | 0.62907 | 0.63699 | 0.645 | 0.65312 | 0.66133 | 0.66965 | 0.67807 | 0.68659
| Diversity Factor: 0 | [33 empty] | Energy Efficiency |  | Rutherford 33_11kV Tx1 | 0 | 0 | 0 | 0 | 0 | 0 | 0 | -0.03114 | -0.013951 | -0.062438 | -0.096375 | -0.14856 | -0.15411 | -0.088792 | -0.057953 | -0.069507 | -0.068129 | -0.087991 | -0.062546 | -0.065162 | -0.049024 | -0.041104 | -0.046352 | -0.052838 | -0.052838 | -0.052838 | -0.052838 | -0.052838 | -0.052838 | -0.052838 | -0.052838 | -0.052838
[35 empty] | Energy Efficiency |  | Rutherford 33_11kV Tx2 | 0 | 0 | 0 | 0 | 0 | 0 | 0 | -0.039151 | -0.017541 | -0.078501 | -0.12117 | -0.18678 | -0.19376 | -0.11163 | -0.072863 | -0.087388 | -0.085656 | -0.11063 | -0.078637 | -0.081925 | -0.061636 | -0.051679 | -0.058277 | -0.066431 | -0.066431 | -0.066431 | -0.066431 | -0.066431 | -0.066431 | -0.066431 | -0.066431 | -0.066431
[35 empty] | Solar PV |  | Rutherford 33_11kV Tx1 | 0 | 0 | 0 | -0.081209 | -0.09943 | -0.085838 | -0.066164 | -0.052695 | -0.059105 | -0.066753 | -0.073246 | -0.078391 | -0.082584 | -0.086463 | -0.083612 | -0.084941 | -0.064992 | -0.077848 | -0.077848 | -0.077848 | -0.077848 | -0.077848 | -0.077848 | -0.077848 | -0.077848 | -0.077848 | -0.077848 | -0.077848 | -0.077848 | -0.077848 | -0.077848 | -0.077848
| 0 | [33 empty] | Solar PV |  | Rutherford 33_11kV Tx2 | 0 | 0 | 0 | -0.1021 | -0.12501 | -0.10792 | -0.083186 | -0.066251 | -0.074311 | -0.083926 | -0.092089 | -0.098558 | -0.10383 | -0.10871 | -0.10512 | -0.10679 | -0.081712 | -0.097876 | -0.097876 | -0.097876 | -0.097876 | -0.097876 | -0.097876 | -0.097876 | -0.097876 | -0.097876 | -0.097876 | -0.097876 | -0.097876 | -0.097876 | -0.097876 | -0.097876
Diversity Factor: 0
| Weather Correction and Public Holiday Factors | [8 empty] | 0: Forecast ROG
ROG Justification
| Actual loads for season 13/14 have been weather corrected by the following: | [6 empty] | 17.62% |  | 0: 7 year ROG ok | [35 empty] | 7 year ROG ok
1 | 2 | 3 | 4 | 5 | 6 | 7 | 8 | 9 | 10 | 14/15 | 15/16 | 16/17 | 17/18 | 18/19 | 19/20 | 20/21 | 21/22 | 22/23 | 23/24 | 24/25 | 25/26 | 26/27 | 27/28 | 28/29 | 29/30 | 30/31 | 31/32 | 32/33 | 33/34 | 34/35 | 35/36 | 36/37 | 37/38 | 38/39
0.97791 | 0.95631 | 0.94223 | 0.9353 | 0.9353 | 0.9353 | 0.9353 | 0.9353 | 0.9353 | 0.9353 | -2.209% | -2.209% | -1.472% | -0.736% | 0% | 0% | 0% | 0% | 0% | 0% | 0% | 0% | 0% | 0% | 0% | 0% | 0% | 0% | 0% | 0% | 0% | 0% | 0% | 0% | 0%
Substation Load Detail
[7 empty] | Units | 13/14 |  | 14/15 | 15/16 | 16/17 | 17/18 | 18/19 | 19/20 | 20/21 | 21/22 | 22/23 | 23/24 | 24/25 | 25/26 | 26/27 | 27/28 | 28/29 | 29/30 | 30/31 | 31/32 | 32/33 | 33/34 | 34/35 | 35/36 | 36/37 | 37/38 | 38/39
1 | Rutherford 33_11kV | Compensated |  | Load (LV side) |  |  | Amps | 0 |  | 1409.127 | 1364.017 | 1337.925 | 1329.374 | 1335.726 | 1359.389 | 1396.468 | 1433.086 | 1464.757 | 1499.85 | 1532.093 | 1567.896 | 1604.177 | 1643.03 | 1683.557 | 1724.297 | 1765.11 | 1806.729 | 1849.16 | 1892.41 | 1936.486 | 1981.396 | 2027.146 | 2073.745 | 2121.201
|  |  |  | Apparent Power |  |  | MVA | 24.144 | 27.34 | 26.8475 | 25.988 | 25.4909 | 25.328 | 25.449 | 25.8999 | 26.6063 | 27.304 | 27.9074 | 28.576 | 29.1903 | 29.8724 | 30.5637 | 31.3039 | 32.0761 | 32.8523 | 33.6299 | 34.4228 | 35.2312 | 36.0553 | 36.895 | 37.7507 | 38.6223 | 39.5102 | 40.4143
|  |  |  | Real Power |  |  | MW | 23.694 | 26.8304 | 26.7542 | 25.9259 | 25.4444 | 25.2861 | 25.4037 | 25.8406 | 26.5222 | 27.1921 | 27.7689 | 28.4057 | 28.9886 | 29.6338 | 30.2854 | 30.9809 | 31.7042 | 32.4291 | 33.1533 | 33.8899 | 34.6391 | 35.401 | 36.1758 | 36.9635 | 37.7645 | 38.5787 | 39.4066
|  |  |  | Reactive Power |  |  | MVAr | 0 |  | 2.2363 | 1.7956 | 1.5394 | 1.4552 | 1.5177 | 1.7502 | 2.1129 | 2.4693 | 2.7763 | 3.1151 | 3.4253 | 3.7686 | 4.1153 | 4.4854 | 4.8703 | 5.256 | 5.6414 | 6.0334 | 6.432 | 6.8374 | 7.2497 | 7.6689 | 8.0951 | 8.5284 | 8.9689
|  |  |  | Capacitors In Service |  |  | MVAr | 9 |  | 12 | 12 | 12 | 12 | 12 | 12 | 12 | 12 | 12 | 12 | 12 | 12 | 12 | 12 | 12 | 12 | 12 | 12 | 12 | 12 | 12 | 12 | 12 | 12 | 12
|  |  |  | PF |  |  |  | 0.98136 |  | 0.99652 | 0.99761 | 0.99817 | 0.99835 | 0.99822 | 0.99771 | 0.99684 | 0.9959 | 0.99504 | 0.99404 | 0.99309 | 0.99201 | 0.99089 | 0.98968 | 0.9884 | 0.98712 | 0.98583 | 0.98452 | 0.98319 | 0.98185 | 0.9805 | 0.97915 | 0.97779 | 0.97642 | 0.97506
0.88811 | Diversity Factor: 0.89 | Uncompensated |  | Reactive Power |  |  | MVAr | 0 | 14.2539 | 14.2363 | 13.7956 | 13.5394 | 13.4552 | 13.5177 | 13.7502 | 14.1129 | 14.4693 | 14.7763 | 15.1151 | 15.4253 | 15.7686 | 16.1153 | 16.4854 | 16.8703 | 17.256 | 17.6414 | 18.0334 | 18.432 | 18.8374 | 19.2497 | 19.6689 | 20.0951 | 20.5284 | 20.9688
|  |  |  | PF |  |  |  | 0.86666 |  | 0.8828 | 0.8828 | 0.8828 | 0.8828 | 0.8828 | 0.8828 | 0.8828 | 0.8828 | 0.8828 | 0.8828 | 0.8828 | 0.8828 | 0.8828 | 0.8828 | 0.8828 | 0.8828 | 0.8828 | 0.8828 | 0.8828 | 0.8828 | 0.8828 | 0.8828 | 0.8828 | 0.8828 | 0.8828
[10 empty] | 1 | 2 | 3 | 4 | 5 | 6 | 7 | 8 | 9 | 10 | 11 | 12 | 13 | 14 | 15 | 16 | 17 | 18 | 19 | 20 | 21 | 22 | 23 | 24 | 25
Transformer Load Detail
[7 empty] | Units | 13/14 |  | 14/15 | 15/16 | 16/17 | 17/18 | 18/19 | 19/20 | 20/21 | 21/22 | 22/23 | 23/24 | 24/25 | 25/26 | 26/27 | 27/28 | 28/29 | 29/30 | 30/31 | 31/32 | 32/33 | 33/34 | 34/35 | 35/36 | 36/37 | 37/38 | 38/39
| 0 | Compensated |  | Load (LV side) |  |  | Amps
|  |  |  | Apparent Power |  |  | MVA
|  |  |  | Real Power |  |  | MW
|  |  |  | Reactive Power |  |  | MVAr
|  |  |  | Capacitors In Service |  |  | MVAr
PF
| Zone Div: | Uncompensated |  | Reactive Power |  |  | MVAr
PF
| 0 | Compensated |  | Load (LV side) |  |  | Amps
|  |  |  | Apparent Power |  |  | MVA
|  |  |  | Real Power |  |  | MW
|  |  |  | Reactive Power |  |  | MVAr
|  |  |  | Capacitors In Service |  |  | MVAr
PF
| Zone Div: | Uncompensated |  | Reactive Power |  |  | MVAr
PF
| 0 | Compensated |  | Load (LV side) |  |  | Amps
|  |  |  | Apparent Power |  |  | MVA
|  |  |  | Real Power |  |  | MW
|  |  |  | Reactive Power |  |  | MVAr
|  |  |  | Capacitors In Service |  |  | MVAr
PF
| Zone Div: | Uncompensated |  | Reactive Power |  |  | MVAr
PF
| 0 | Compensated |  | Load (LV side) |  |  | Amps
|  |  |  | Apparent Power |  |  | MVA
|  |  |  | Real Power |  |  | MW
|  |  |  | Reactive Power |  |  | MVAr
|  |  |  | Capacitors In Service |  |  | MVAr
PF
| Zone Div: | Uncompensated |  | Reactive Power |  |  | MVAr
PF
| 0 | Compensated |  | Load (LV side) |  |  | Amps
|  |  |  | Apparent Power |  |  | MVA
|  |  |  | Real Power |  |  | MW
|  |  |  | Reactive Power |  |  | MVAr
|  |  |  | Capacitors In Service |  |  | MVAr
PF
| Zone Div: | Uncompensated |  | Reactive Power |  |  | MVAr
PF
| 0 | Compensated |  | Load (LV side) |  |  | Amps
|  |  |  | Apparent Power |  |  | MVA
|  |  |  | Real Power |  |  | MW
|  |  |  | Reactive Power |  |  | MVAr
|  |  |  | Capacitors In Service |  |  | MVAr
PF
| Zone Div: | Uncompensated |  | Reactive Power |  |  | MVAr
PF
| 0 | Compensated |  | Load (LV side) |  |  | Amps
|  |  |  | Apparent Power |  |  | MVA
|  |  |  | Real Power |  |  | MW
|  |  |  | Reactive Power |  |  | MVAr
|  |  |  | Capacitors In Service |  |  | MVAr
PF
| Zone Div: | Uncompensated |  | Reactive Power |  |  | MVAr
PF
| 0 | Compensated |  | Load (LV side) |  |  | Amps
|  |  |  | Apparent Power |  |  | MVA
|  |  |  | Real Power |  |  | MW
|  |  |  | Reactive Power |  |  | MVAr
|  |  |  | Capacitors In Service |  |  | MVAr
PF
| Zone Div: | Uncompensated |  | Reactive Power |  |  | MVAr
PF
| 0 | Compensated |  | Load (LV side) |  |  | Amps
|  |  |  | Apparent Power |  |  | MVA
|  |  |  | Real Power |  |  | MW
|  |  |  | Reactive Power |  |  | MVAr
|  |  |  | Capacitors In Service |  |  | MVAr
PF
| Zone Div: | Uncompensated |  | Reactive Power |  |  | MVAr
PF
| 0 | Compensated |  | Load (LV side) |  |  | Amps
|  |  |  | Apparent Power |  |  | MVA
|  |  |  | Real Power |  |  | MW
|  |  |  | Reactive Power |  |  | MVAr
|  |  |  | Capacitors In Service |  |  | MVAr
PF
| Zone Div: | Uncompensated |  | Reactive Power |  |  | MVAr
PF

## Tarro 33_11kV
| Tarro 33_11kV | [16 empty] | 2015 | SUMMER
| Substation Total Loads | [33 empty] | Spots & Transfers Detail
| Historical Loads | (11kV MVA) | [7 empty] | Weather Corrected Forecast Loads |  |  |  | (11kV MVA) | [20 empty] | Spots & Transfers Summary | (11kV MVA) |  | Historical Spots & Transfers | [6 empty] | Forecast Spots & Transfers
|  | 07/08 | 08/09 | 09/10 | 10/11 | 11/12 | 12/13 | 13/14 |  | 14/15 | 15/16 | 16/17 | 17/18 | 18/19 | 19/20 | 20/21 | 21/22 | 22/23 | 23/24 | 24/25 | 25/26 | 26/27 | 27/28 | 28/29 | 29/30 | 30/31 | 31/32 | 32/33 | 33/34 | 34/35 | 35/36 | 36/37 | 37/38 | 38/39 |  |  |  | 07/08 | 08/09 | 09/10 | 10/11 | 11/12 | 12/13 | 13/14 | 14/15 | 15/16 | 16/17 | 17/18 | 18/19 | 19/20 | 20/21 | 21/22 | 22/23 | 23/24 | 24/25 | 25/26 | 26/27 | 27/28 | 28/29 | 29/30 | 30/31 | 31/32 | 32/33 | 33/34 | 34/35 | 35/36 | 36/37 | 37/38 | 38/39
| Total | 24.264 | 22.582 | 22.7 | 27.426 | 22.668 | 24.617 | 21.968 |  | 23.964 | 24.1256 | 24.247 | 24.2923 | 24.2953 | 24.4759 | 24.7649 | 25.054 | 25.2929 | 25.5849 | 25.831 | 26.1218 | 26.4154 | 26.7402 | 27.0838 | 27.4267 | 27.7668 | 28.1141 | 28.4688 | 28.8308 | 29.2003 | 29.5774 | 29.9622 | 30.3548 | 30.7552 |  |  | Total | 0.44583 | -2.8579 | 0 | -0.12493 | -0.21086 | -0.14417 | -1.6065 | -0.46997 | -0.16047 | -0.094655 | -0.063332 | 0.0029546 | 0.18058 | 0.28909 | 0.28905 | 0.23893 | 0.29194 | 0.24618 | 0.29077 | 0.29358 | 0.3248 | 0.34363 | 0.34283 | 0.34013 | 0.34734 | 0.35464 | 0.36204 | 0.36953 | 0.37711 | 0.38479 | 0.39257 | 0.40045
| Firm Rating | 0 | 0 | 22.86 | 22.86 | 22.86 | 22.86 | 23.82 |  | 23.82 | 23.82 | 23.82 | 23.82 | 23.82 | 23.82 | 23.82 | 23.82 | 23.82 | 23.82 | 23.82 | 23.82 | 23.82 | 23.82 | 23.82 | 23.82 | 23.82 | 23.82 | 23.82 | 23.82 | 23.82 | 23.82 | 23.82 | 23.82 | 23.82
| Total Capacity | 0 | 0 | 45.7 | 45.7 | 45.7 | 45.73 | 47.63 |  | 47.63 | 47.63 | 47.63 | 47.63 | 47.63 | 47.63 | 47.63 | 47.63 | 47.63 | 47.63 | 47.63 | 47.63 | 47.63 | 47.63 | 47.63 | 47.63 | 47.63 | 47.63 | 47.63 | 47.63 | 47.63 | 47.63 | 47.63 | 47.63 | 47.63 |  |  | Tarro 33_11kV Tx1 | 0.22291 | -1.4289 | 0 | -0.062465 | -0.10543 | -0.072085 | -0.80324 | -0.23499 | -0.080233 | -0.047327 | -0.031666 | 0.0014773 | 0.09029 | 0.14454 | 0.14452 | 0.11947 | 0.14597 | 0.12309 | 0.14539 | 0.14679 | 0.1624 | 0.17182 | 0.17141 | 0.17006 | 0.17367 | 0.17732 | 0.18102 | 0.18476 | 0.18855 | 0.1924 | 0.19629 | 0.20022
|  | -7 | -6 | -5 | -4 | -3 | -2 | -1 |  | 0 | 1 | 2 | 3 | 4 | 5 | 6 | 7 | 8 | 9 | 10 | 11 | 12 | 13 | 14 | 15 | 16 | 17 | 18 | 19 | 20 | 21 | 22 | 23 | 24 |  |  | Tarro 33_11kV Tx2 | 0.22291 | -1.4289 | 0 | -0.062465 | -0.10543 | -0.072085 | -0.80324 | -0.23499 | -0.080233 | -0.047327 | -0.031666 | 0.0014773 | 0.09029 | 0.14454 | 0.14452 | 0.11947 | 0.14597 | 0.12309 | 0.14539 | 0.14679 | 0.1624 | 0.17182 | 0.17141 | 0.17006 | 0.17367 | 0.17732 | 0.18102 | 0.18476 | 0.18855 | 0.1924 | 0.19629 | 0.20022
| Transformer Loads | [36 empty] | 0 | 0 | 0 | 0 | 0 | 0 | 0 | 0 | 0 | 0 | 0 | 0 | 0 | 0 | 0 | 0 | 0 | 0 | 0 | 0 | 0 | 0 | 0 | 0 | 0 | 0 | 0 | 0 | 0 | 0 | 0 | 0
| Historical Loads | (11kV MVA) | [7 empty] | 0: Weather Corrected Forecast Loads; 4: (11kV MVA) |  |  |  | 0 | 0 | 0 | 0 | 0 | 0 | 0 | 0 | 0 | 0 | 0 | 0 | 0 | 0 | 0 | 0 | 0 | 0 | 0 | 0 | 0 | 0 | 0 | 0 | 0 | 0 | 0 | 0 | 0 | 0 | 0 | 0
|  | 07/08 | 08/09 | 09/10 | 10/11 | 11/12 | 12/13 | 13/14 |  | 14/15 | 15/16 | 16/17 | 17/18 | 18/19 | 19/20 | 20/21 | 21/22 | 22/23 | 23/24 | 24/25 | 25/26 | 26/27 | 27/28 | 28/29 | 29/30 | 30/31 | 31/32 | 32/33 | 33/34 | 34/35 | 35/36 | 36/37 | 37/38 | 38/39 |  |  |  | 0 | 0 | 0 | 0 | 0 | 0 | 0 | 0 | 0 | 0 | 0 | 0 | 0 | 0 | 0 | 0 | 0 | 0 | 0 | 0 | 0 | 0 | 0 | 0 | 0 | 0 | 0 | 0 | 0 | 0 | 0 | 0
| 0 | [36 empty] | 0 | 0 | 0 | 0 | 0 | 0 | 0 | 0 | 0 | 0 | 0 | 0 | 0 | 0 | 0 | 0 | 0 | 0 | 0 | 0 | 0 | 0 | 0 | 0 | 0 | 0 | 0 | 0 | 0 | 0 | 0 | 0
| Diversity Factor: 0 | [36 empty] | 0 | 0 | 0 | 0 | 0 | 0 | 0 | 0 | 0 | 0 | 0 | 0 | 0 | 0 | 0 | 0 | 0 | 0 | 0 | 0 | 0 | 0 | 0 | 0 | 0 | 0 | 0 | 0 | 0 | 0 | 0 | 0
[38 empty] | 0 | 0 | 0 | 0 | 0 | 0 | 0 | 0 | 0 | 0 | 0 | 0 | 0 | 0 | 0 | 0 | 0 | 0 | 0 | 0 | 0 | 0 | 0 | 0 | 0 | 0 | 0 | 0 | 0 | 0 | 0 | 0
[38 empty] | 0 | 0 | 0 | 0 | 0 | 0 | 0 | 0 | 0 | 0 | 0 | 0 | 0 | 0 | 0 | 0 | 0 | 0 | 0 | 0 | 0 | 0 | 0 | 0 | 0 | 0 | 0 | 0 | 0 | 0 | 0 | 0
| 0 | [36 empty] | 0 | 0 | 0 | 0 | 0 | 0 | 0 | 0 | 0 | 0 | 0 | 0 | 0 | 0 | 0 | 0 | 0 | 0 | 0 | 0 | 0 | 0 | 0 | 0 | 0 | 0 | 0 | 0 | 0 | 0 | 0 | 0
Diversity Factor: 0
[38 empty] | Historical Spots & Transfers | [6 empty] | Forecast Spots & Transfers
[35 empty] | Project Name | From | To | 07/08 | 08/09 | 09/10 | 10/11 | 11/12 | 12/13 | 13/14 | 14/15 | 15/16 | 16/17 | 17/18 | 18/19 | 19/20 | 20/21 | 21/22 | 22/23 | 23/24 | 24/25 | 25/26 | 26/27 | 27/28 | 28/29 | 29/30 | 30/31 | 31/32 | 32/33 | 33/34 | 34/35 | 35/36 | 36/37 | 37/38 | 38/39
| 0 | [33 empty] | Broad based demand management |  | Tarro 33_11kV Tx1 | 0 | 0 | 0 | 0 | 0 | 0 | 0 | -0.16558 | -0.018456 | -0.020548 | -0.048465 | -0.03307 | 0 | 0 | 0 | 0 | 0 | 0 | 0 | 0 | 0 | 0 | 0 | 0 | 0 | 0 | 0 | 0 | 0 | 0 | 0 | 0
| Diversity Factor: 0 | [33 empty] | Broad based demand management |  | Tarro 33_11kV Tx2 | 0 | 0 | 0 | 0 | 0 | 0 | 0 | -0.16558 | -0.018456 | -0.020548 | -0.048465 | -0.03307 | 0 | 0 | 0 | 0 | 0 | 0 | 0 | 0 | 0 | 0 | 0 | 0 | 0 | 0 | 0 | 0 | 0 | 0 | 0 | 0
[35 empty] | DNP_ID: 2068. From Tarro - 18/9/08 SAO | Tarro 33_11kV Tx1 | Thornton 33_11kV Tx1 | 0 | 0.71349 | 0 | 0 | 0 | 0 | 0 | 0 | 0 | 0 | 0 | 0 | 0 | 0 | 0 | 0 | 0 | 0 | 0 | 0 | 0 | 0 | 0 | 0 | 0 | 0 | 0 | 0 | 0 | 0 | 0 | 0
[35 empty] | DNP_ID: 2068. From Tarro - 18/9/08 SAO | Tarro 33_11kV Tx1 | Thornton 33_11kV Tx3 | 0 | 0.71546 | 0 | 0 | 0 | 0 | 0 | 0 | 0 | 0 | 0 | 0 | 0 | 0 | 0 | 0 | 0 | 0 | 0 | 0 | 0 | 0 | 0 | 0 | 0 | 0 | 0 | 0 | 0 | 0 | 0 | 0
| 0 | [33 empty] | DNP_ID: 2068. From Tarro - 18/9/08 SAO | Tarro 33_11kV Tx2 | Thornton 33_11kV Tx1 | 0 | 0.71349 | 0 | 0 | 0 | 0 | 0 | 0 | 0 | 0 | 0 | 0 | 0 | 0 | 0 | 0 | 0 | 0 | 0 | 0 | 0 | 0 | 0 | 0 | 0 | 0 | 0 | 0 | 0 | 0 | 0 | 0
| Diversity Factor: 0 | [33 empty] | DNP_ID: 2068. From Tarro - 18/9/08 SAO | Tarro 33_11kV Tx2 | Thornton 33_11kV Tx3 | 0 | 0.71546 | 0 | 0 | 0 | 0 | 0 | 0 | 0 | 0 | 0 | 0 | 0 | 0 | 0 | 0 | 0 | 0 | 0 | 0 | 0 | 0 | 0 | 0 | 0 | 0 | 0 | 0 | 0 | 0 | 0 | 0
[35 empty] | DNP_ID: 7015. New Thornton feeder to Weakleys Dr Beresfield. | Tarro 33_11kV Tx1 | Thornton 33_11kV Tx3 | 0 | 0 | 0 | 0 | 0 | 0 | 1.4004 | 0 | 0 | 0 | 0 | 0 | 0 | 0 | 0 | 0 | 0 | 0 | 0 | 0 | 0 | 0 | 0 | 0 | 0 | 0 | 0 | 0 | 0 | 0 | 0 | 0
[35 empty] | DNP_ID: 7015. New Thornton feeder to Weakleys Dr Beresfield. | Tarro 33_11kV Tx2 | Thornton 33_11kV Tx3 | 0 | 0 | 0 | 0 | 0 | 0 | 1.4004 | 0 | 0 | 0 | 0 | 0 | 0 | 0 | 0 | 0 | 0 | 0 | 0 | 0 | 0 | 0 | 0 | 0 | 0 | 0 | 0 | 0 | 0 | 0 | 0 | 0
| 0 | [33 empty] | HVCON_ID: 2000030. DBT general supply late 2007 |  | Tarro 33_11kV Tx1 | 0.22291 | 0 | 0 | 0 | 0 | 0 | 0 | 0 | 0 | 0 | 0 | 0 | 0 | 0 | 0 | 0 | 0 | 0 | 0 | 0 | 0 | 0 | 0 | 0 | 0 | 0 | 0 | 0 | 0 | 0 | 0 | 0
| Diversity Factor: 0 | [33 empty] | HVCON_ID: 2000030. DBT general supply late 2007 |  | Tarro 33_11kV Tx2 | 0.22291 | 0 | 0 | 0 | 0 | 0 | 0 | 0 | 0 | 0 | 0 | 0 | 0 | 0 | 0 | 0 | 0 | 0 | 0 | 0 | 0 | 0 | 0 | 0 | 0 | 0 | 0 | 0 | 0 | 0 | 0 | 0
[35 empty] | HVCON_ID: 2014211. Baiada Steggles increased load in Jan 2014 by approx 75A @ 11kV. |  | Tarro 33_11kV Tx1 | 0 | 0 | 0 | 0 | 0 | 0 | 0.64302 | 0 | 0 | 0 | 0 | 0 | 0 | 0 | 0 | 0 | 0 | 0 | 0 | 0 | 0 | 0 | 0 | 0 | 0 | 0 | 0 | 0 | 0 | 0 | 0 | 0
[35 empty] | HVCON_ID: 2014211. Baiada Steggles increased load in Jan 2014 by approx 75A @ 11kV. |  | Tarro 33_11kV Tx2 | 0 | 0 | 0 | 0 | 0 | 0 | 0.64302 | 0 | 0 | 0 | 0 | 0 | 0 | 0 | 0 | 0 | 0 | 0 | 0 | 0 | 0 | 0 | 0 | 0 | 0 | 0 | 0 | 0 | 0 | 0 | 0 | 0
| 0 | [33 empty] | Econometric |  | Tarro 33_11kV Tx1 | 0 | 0 | 0 | 0 | 0 | 0 | 0 | 0 | 0 | 0.077347 | 0.15153 | 0.21229 | 0.27554 | 0.28462 | 0.25886 | 0.24356 | 0.25184 | 0.25514 | 0.25848 | 0.26187 | 0.26529 | 0.26876 | 0.27228 | 0.27584 | 0.27944 | 0.2831 | 0.28679 | 0.29054 | 0.29433 | 0.29817 | 0.30206 | 0.306
| Diversity Factor: 0 | [33 empty] | Econometric |  | Tarro 33_11kV Tx2 | 0 | 0 | 0 | 0 | 0 | 0 | 0 | 0 | 0 | 0.077347 | 0.15153 | 0.21229 | 0.27554 | 0.28462 | 0.25886 | 0.24356 | 0.25184 | 0.25514 | 0.25848 | 0.26187 | 0.26529 | 0.26876 | 0.27228 | 0.27584 | 0.27944 | 0.2831 | 0.28679 | 0.29054 | 0.29433 | 0.29817 | 0.30206 | 0.306
[35 empty] | Energy Efficiency |  | Tarro 33_11kV Tx1 | 0 | 0 | 0 | 0 | 0 | 0 | 0 | -0.023791 | -0.010613 | -0.046342 | -0.071329 | -0.10989 | -0.11376 | -0.06523 | -0.041958 | -0.050569 | -0.049609 | -0.064664 | -0.045708 | -0.047685 | -0.035506 | -0.029559 | -0.033477 | -0.038387 | -0.038387 | -0.038387 | -0.038387 | -0.038387 | -0.038387 | -0.038387 | -0.038387 | -0.038387
[35 empty] | Energy Efficiency |  | Tarro 33_11kV Tx2 | 0 | 0 | 0 | 0 | 0 | 0 | 0 | -0.023791 | -0.010613 | -0.046342 | -0.071329 | -0.10989 | -0.11376 | -0.06523 | -0.041958 | -0.050569 | -0.049609 | -0.064664 | -0.045708 | -0.047685 | -0.035506 | -0.029559 | -0.033477 | -0.038387 | -0.038387 | -0.038387 | -0.038387 | -0.038387 | -0.038387 | -0.038387 | -0.038387 | -0.038387
| 0 | [33 empty] | Solar PV |  | Tarro 33_11kV Tx1 | 0 | 0 | 0 | -0.062465 | -0.10543 | -0.072085 | -0.045905 | -0.045615 | -0.051164 | -0.057784 | -0.063404 | -0.067858 | -0.071488 | -0.074846 | -0.072378 | -0.073528 | -0.05626 | -0.067389 | -0.067389 | -0.067389 | -0.067389 | -0.067389 | -0.067389 | -0.067389 | -0.067389 | -0.067389 | -0.067389 | -0.067389 | -0.067389 | -0.067389 | -0.067389 | -0.067389
| Diversity Factor: 0 | [33 empty] | Solar PV |  | Tarro 33_11kV Tx2 | 0 | 0 | 0 | -0.062465 | -0.10543 | -0.072085 | -0.045905 | -0.045615 | -0.051164 | -0.057784 | -0.063404 | -0.067858 | -0.071488 | -0.074846 | -0.072378 | -0.073528 | -0.05626 | -0.067389 | -0.067389 | -0.067389 | -0.067389 | -0.067389 | -0.067389 | -0.067389 | -0.067389 | -0.067389 | -0.067389 | -0.067389 | -0.067389 | -0.067389 | -0.067389 | -0.067389
0
Diversity Factor: 0
0
Diversity Factor: 0
0
Diversity Factor: 0
| Weather Correction and Public Holiday Factors | [8 empty] | 0: Forecast ROG
ROG Justification
| Actual loads for season 13/14 have been weather corrected by the following: | [6 empty] | 7.383% |  | 0: 7 year ROG ok | [35 empty] | 7 year ROG ok
1 | 2 | 3 | 4 | 5 | 6 | 7 | 8 | 9 | 10 | 14/15 | 15/16 | 16/17 | 17/18 | 18/19 | 19/20 | 20/21 | 21/22 | 22/23 | 23/24 | 24/25 | 25/26 | 26/27 | 27/28 | 28/29 | 29/30 | 30/31 | 31/32 | 32/33 | 33/34 | 34/35 | 35/36 | 36/37 | 37/38 | 38/39
1.0134 | 1.0271 | 1.0363 | 1.0409 | 1.0409 | 1.0409 | 1.0409 | 1.0409 | 1.0409 | 1.0409 | 1.344% | 1.344% | 0.8958% | 0.4479% | 0% | 0% | 0% | 0% | 0% | 0% | 0% | 0% | 0% | 0% | 0% | 0% | 0% | 0% | 0% | 0% | 0% | 0% | 0% | 0% | 0%
Substation Load Detail
[7 empty] | Units | 13/14 |  | 14/15 | 15/16 | 16/17 | 17/18 | 18/19 | 19/20 | 20/21 | 21/22 | 22/23 | 23/24 | 24/25 | 25/26 | 26/27 | 27/28 | 28/29 | 29/30 | 30/31 | 31/32 | 32/33 | 33/34 | 34/35 | 35/36 | 36/37 | 37/38 | 38/39
1 | Tarro 33_11kV | Compensated |  | Load (LV side) |  |  | Amps | 0 |  | 1257.784 | 1266.264 | 1272.64 | 1275.016 | 1275.171 | 1284.649 | 1299.822 | 1314.993 | 1327.534 | 1342.857 | 1355.778 | 1371.039 | 1386.449 | 1403.496 | 1421.532 | 1439.526 | 1457.378 | 1475.608 | 1494.222 | 1513.224 | 1532.619 | 1552.412 | 1572.609 | 1593.213 | 1614.231
|  |  |  | Apparent Power |  |  | MVA | 21.968 | 24.11 | 23.964 | 24.1256 | 24.247 | 24.2923 | 24.2953 | 24.4759 | 24.7649 | 25.054 | 25.2929 | 25.5849 | 25.831 | 26.1218 | 26.4154 | 26.7402 | 27.0838 | 27.4267 | 27.7668 | 28.1141 | 28.4688 | 28.8308 | 29.2003 | 29.5774 | 29.9622 | 30.3548 | 30.7552
|  |  |  | Real Power |  |  | MW | 20.0348 | 21.9883 | 21.8552 | 22.0025 | 22.1133 | 22.1546 | 22.1573 | 22.322 | 22.5856 | 22.8492 | 23.0672 | 23.3334 | 23.5579 | 23.8231 | 24.0908 | 24.3871 | 24.7005 | 25.0131 | 25.3233 | 25.6401 | 25.9635 | 26.2937 | 26.6307 | 26.9746 | 27.3255 | 27.6836 | 28.0488
|  |  |  | Reactive Power |  |  | MVAr | 0 |  | 9.8298 | 9.8961 | 9.9459 | 9.9645 | 9.9657 | 10.0397 | 10.1583 | 10.2769 | 10.3749 | 10.4947 | 10.5956 | 10.7149 | 10.8353 | 10.9686 | 11.1095 | 11.2501 | 11.3897 | 11.5321 | 11.6776 | 11.8261 | 11.9777 | 12.1324 | 12.2902 | 12.4512 | 12.6155
|  |  |  | Capacitors In Service |  |  | MVAr | 0 |  | 0 | 0 | 0 | 0 | 0 | 0 | 0 | 0 | 0 | 0 | 0 | 0 | 0 | 0 | 0 | 0 | 0 | 0 | 0 | 0 | 0 | 0 | 0 | 0 | 0
|  |  |  | PF |  |  |  | 0.912 |  | 0.912 | 0.912 | 0.912 | 0.912 | 0.912 | 0.912 | 0.912 | 0.912 | 0.912 | 0.912 | 0.912 | 0.912 | 0.912 | 0.912 | 0.912 | 0.912 | 0.912 | 0.912 | 0.912 | 0.912 | 0.912 | 0.912 | 0.912 | 0.912 | 0.912
0.92291 | Diversity Factor: 0.92 | Uncompensated |  | Reactive Power |  |  | MVAr | 0 | 9.8897 | 9.8298 | 9.8961 | 9.9459 | 9.9645 | 9.9657 | 10.0397 | 10.1583 | 10.2769 | 10.3749 | 10.4947 | 10.5956 | 10.7149 | 10.8353 | 10.9686 | 11.1095 | 11.2501 | 11.3897 | 11.5321 | 11.6776 | 11.8261 | 11.9777 | 12.1324 | 12.2902 | 12.4512 | 12.6155
|  |  |  | PF |  |  |  | 0.912 |  | 0.912 | 0.912 | 0.912 | 0.912 | 0.912 | 0.912 | 0.912 | 0.912 | 0.912 | 0.912 | 0.912 | 0.912 | 0.912 | 0.912 | 0.912 | 0.912 | 0.912 | 0.912 | 0.912 | 0.912 | 0.912 | 0.912 | 0.912 | 0.912 | 0.912
[10 empty] | 1 | 2 | 3 | 4 | 5 | 6 | 7 | 8 | 9 | 10 | 11 | 12 | 13 | 14 | 15 | 16 | 17 | 18 | 19 | 20 | 21 | 22 | 23 | 24 | 25
Transformer Load Detail
[7 empty] | Units | 13/14 |  | 14/15 | 15/16 | 16/17 | 17/18 | 18/19 | 19/20 | 20/21 | 21/22 | 22/23 | 23/24 | 24/25 | 25/26 | 26/27 | 27/28 | 28/29 | 29/30 | 30/31 | 31/32 | 32/33 | 33/34 | 34/35 | 35/36 | 36/37 | 37/38 | 38/39
| 0 | Compensated |  | Load (LV side) |  |  | Amps
|  |  |  | Apparent Power |  |  | MVA
|  |  |  | Real Power |  |  | MW
|  |  |  | Reactive Power |  |  | MVAr
|  |  |  | Capacitors In Service |  |  | MVAr
PF
| Zone Div: | Uncompensated |  | Reactive Power |  |  | MVAr
PF
| 0 | Compensated |  | Load (LV side) |  |  | Amps
|  |  |  | Apparent Power |  |  | MVA
|  |  |  | Real Power |  |  | MW
|  |  |  | Reactive Power |  |  | MVAr
|  |  |  | Capacitors In Service |  |  | MVAr
PF
| Zone Div: | Uncompensated |  | Reactive Power |  |  | MVAr
PF
| 0 | Compensated |  | Load (LV side) |  |  | Amps
|  |  |  | Apparent Power |  |  | MVA
|  |  |  | Real Power |  |  | MW
|  |  |  | Reactive Power |  |  | MVAr
|  |  |  | Capacitors In Service |  |  | MVAr
PF
| Zone Div: | Uncompensated |  | Reactive Power |  |  | MVAr
PF
| 0 | Compensated |  | Load (LV side) |  |  | Amps
|  |  |  | Apparent Power |  |  | MVA
|  |  |  | Real Power |  |  | MW
|  |  |  | Reactive Power |  |  | MVAr
|  |  |  | Capacitors In Service |  |  | MVAr
PF
| Zone Div: | Uncompensated |  | Reactive Power |  |  | MVAr
PF
| 0 | Compensated |  | Load (LV side) |  |  | Amps
|  |  |  | Apparent Power |  |  | MVA
|  |  |  | Real Power |  |  | MW
|  |  |  | Reactive Power |  |  | MVAr
|  |  |  | Capacitors In Service |  |  | MVAr
PF
| Zone Div: | Uncompensated |  | Reactive Power |  |  | MVAr
PF
| 0 | Compensated |  | Load (LV side) |  |  | Amps
|  |  |  | Apparent Power |  |  | MVA
|  |  |  | Real Power |  |  | MW
|  |  |  | Reactive Power |  |  | MVAr
|  |  |  | Capacitors In Service |  |  | MVAr
PF
| Zone Div: | Uncompensated |  | Reactive Power |  |  | MVAr
PF
| 0 | Compensated |  | Load (LV side) |  |  | Amps
|  |  |  | Apparent Power |  |  | MVA
|  |  |  | Real Power |  |  | MW
|  |  |  | Reactive Power |  |  | MVAr
|  |  |  | Capacitors In Service |  |  | MVAr
PF
| Zone Div: | Uncompensated |  | Reactive Power |  |  | MVAr
PF
| 0 | Compensated |  | Load (LV side) |  |  | Amps
|  |  |  | Apparent Power |  |  | MVA
|  |  |  | Real Power |  |  | MW
|  |  |  | Reactive Power |  |  | MVAr
|  |  |  | Capacitors In Service |  |  | MVAr
PF
| Zone Div: | Uncompensated |  | Reactive Power |  |  | MVAr
PF
| 0 | Compensated |  | Load (LV side) |  |  | Amps
|  |  |  | Apparent Power |  |  | MVA
|  |  |  | Real Power |  |  | MW
|  |  |  | Reactive Power |  |  | MVAr
|  |  |  | Capacitors In Service |  |  | MVAr
PF
| Zone Div: | Uncompensated |  | Reactive Power |  |  | MVAr
PF
| 0 | Compensated |  | Load (LV side) |  |  | Amps
|  |  |  | Apparent Power |  |  | MVA
|  |  |  | Real Power |  |  | MW
|  |  |  | Reactive Power |  |  | MVAr
|  |  |  | Capacitors In Service |  |  | MVAr
PF
| Zone Div: | Uncompensated |  | Reactive Power |  |  | MVAr
PF

## Telarah 33_11kV
| Telarah 33_11kV | [16 empty] | 2015 | SUMMER
| Substation Total Loads | [33 empty] | Spots & Transfers Detail
| Historical Loads | (11kV MVA) | [7 empty] | Weather Corrected Forecast Loads |  |  |  | (11kV MVA) | [20 empty] | Spots & Transfers Summary | (11kV MVA) |  | Historical Spots & Transfers | [6 empty] | Forecast Spots & Transfers
|  | 07/08 | 08/09 | 09/10 | 10/11 | 11/12 | 12/13 | 13/14 |  | 14/15 | 15/16 | 16/17 | 17/18 | 18/19 | 19/20 | 20/21 | 21/22 | 22/23 | 23/24 | 24/25 | 25/26 | 26/27 | 27/28 | 28/29 | 29/30 | 30/31 | 31/32 | 32/33 | 33/34 | 34/35 | 35/36 | 36/37 | 37/38 | 38/39 |  |  |  | 07/08 | 08/09 | 09/10 | 10/11 | 11/12 | 12/13 | 13/14 | 14/15 | 15/16 | 16/17 | 17/18 | 18/19 | 19/20 | 20/21 | 21/22 | 22/23 | 23/24 | 24/25 | 25/26 | 26/27 | 27/28 | 28/29 | 29/30 | 30/31 | 31/32 | 32/33 | 33/34 | 34/35 | 35/36 | 36/37 | 37/38 | 38/39
| Total | 13.6 | 19.25 | 18.4 | 16.085 | 13.154 | 18.149 | 12.889 |  | 13.4332 | 13.516 | 13.6382 | 13.7782 | 13.9367 | 14.2319 | 14.6222 | 15.0019 | 15.3383 | 15.6887 | 16.0333 | 16.4059 | 16.7839 | 17.1768 | 17.5815 | 17.9889 | 18.4006 | 18.8193 | 19.2452 | 19.6783 | 20.1187 | 20.5666 | 21.022 | 21.485 | 21.9557 |  |  | Total | 1.246 | 0.99073 | 0 | -4.4783 | -0.03873 | 2.5039 | -4.0325 | -2.8274 | -0.045932 | 0.035865 | 0.096487 | 0.15848 | 0.29519 | 0.39032 | 0.37969 | 0.33634 | 0.35038 | 0.34467 | 0.37258 | 0.37798 | 0.39287 | 0.40473 | 0.40746 | 0.41165 | 0.41871 | 0.42585 | 0.4331 | 0.44043 | 0.44786 | 0.45539 | 0.46302 | 0.47075
| Firm Rating | 0 | 0 | 15.2 | 15.2 | 15.2 | 15.24 | 15.24 |  | 15.24 | 15.24 | 15.24 | 15.24 | 15.24 | 15.24 | 15.24 | 15.24 | 15.24 | 15.24 | 15.24 | 15.24 | 15.24 | 15.24 | 15.24 | 15.24 | 15.24 | 15.24 | 15.24 | 15.24 | 15.24 | 15.24 | 15.24 | 15.24 | 15.24
| Total Capacity | 0 | 0 | 29.68 | 29.68 | 29.68 | 28.88 | 28.88 |  | 28.88 | 28.88 | 28.88 | 28.88 | 28.88 | 28.88 | 28.88 | 28.88 | 28.88 | 28.88 | 28.88 | 28.88 | 28.88 | 28.88 | 28.88 | 28.88 | 28.88 | 28.88 | 28.88 | 28.88 | 28.88 | 28.88 | 28.88 | 28.88 | 28.88 |  |  | Telarah 33_11kV Tx1 | 0.62302 | 0.49537 | 0 | -2.2392 | -0.019365 | 1.252 | -2.0162 | -1.4137 | -0.022966 | 0.017933 | 0.048244 | 0.079241 | 0.1476 | 0.19516 | 0.18985 | 0.16817 | 0.17519 | 0.17233 | 0.18629 | 0.18899 | 0.19643 | 0.20237 | 0.20373 | 0.20583 | 0.20935 | 0.21293 | 0.21655 | 0.22022 | 0.22393 | 0.2277 | 0.23151 | 0.23537
|  | -7 | -6 | -5 | -4 | -3 | -2 | -1 |  | 0 | 1 | 2 | 3 | 4 | 5 | 6 | 7 | 8 | 9 | 10 | 11 | 12 | 13 | 14 | 15 | 16 | 17 | 18 | 19 | 20 | 21 | 22 | 23 | 24 |  |  | Telarah 33_11kV Tx2 | 0.62302 | 0.49537 | 0 | -2.2392 | -0.019365 | 1.252 | -2.0162 | -1.4137 | -0.022966 | 0.017933 | 0.048244 | 0.079241 | 0.1476 | 0.19516 | 0.18985 | 0.16817 | 0.17519 | 0.17233 | 0.18629 | 0.18899 | 0.19643 | 0.20237 | 0.20373 | 0.20583 | 0.20935 | 0.21293 | 0.21655 | 0.22022 | 0.22393 | 0.2277 | 0.23151 | 0.23537
| Transformer Loads | [36 empty] | 0 | 0 | 0 | 0 | 0 | 0 | 0 | 0 | 0 | 0 | 0 | 0 | 0 | 0 | 0 | 0 | 0 | 0 | 0 | 0 | 0 | 0 | 0 | 0 | 0 | 0 | 0 | 0 | 0 | 0 | 0 | 0
| Historical Loads | (11kV MVA) | [7 empty] | 0: Weather Corrected Forecast Loads; 4: (11kV MVA) |  |  |  | 0 | 0 | 0 | 0 | 0 | 0 | 0 | 0 | 0 | 0 | 0 | 0 | 0 | 0 | 0 | 0 | 0 | 0 | 0 | 0 | 0 | 0 | 0 | 0 | 0 | 0 | 0 | 0 | 0 | 0 | 0 | 0
|  | 07/08 | 08/09 | 09/10 | 10/11 | 11/12 | 12/13 | 13/14 |  | 14/15 | 15/16 | 16/17 | 17/18 | 18/19 | 19/20 | 20/21 | 21/22 | 22/23 | 23/24 | 24/25 | 25/26 | 26/27 | 27/28 | 28/29 | 29/30 | 30/31 | 31/32 | 32/33 | 33/34 | 34/35 | 35/36 | 36/37 | 37/38 | 38/39 |  |  |  | 0 | 0 | 0 | 0 | 0 | 0 | 0 | 0 | 0 | 0 | 0 | 0 | 0 | 0 | 0 | 0 | 0 | 0 | 0 | 0 | 0 | 0 | 0 | 0 | 0 | 0 | 0 | 0 | 0 | 0 | 0 | 0
| 0 | [36 empty] | 0 | 0 | 0 | 0 | 0 | 0 | 0 | 0 | 0 | 0 | 0 | 0 | 0 | 0 | 0 | 0 | 0 | 0 | 0 | 0 | 0 | 0 | 0 | 0 | 0 | 0 | 0 | 0 | 0 | 0 | 0 | 0
| Diversity Factor: 0 | [36 empty] | 0 | 0 | 0 | 0 | 0 | 0 | 0 | 0 | 0 | 0 | 0 | 0 | 0 | 0 | 0 | 0 | 0 | 0 | 0 | 0 | 0 | 0 | 0 | 0 | 0 | 0 | 0 | 0 | 0 | 0 | 0 | 0
[38 empty] | 0 | 0 | 0 | 0 | 0 | 0 | 0 | 0 | 0 | 0 | 0 | 0 | 0 | 0 | 0 | 0 | 0 | 0 | 0 | 0 | 0 | 0 | 0 | 0 | 0 | 0 | 0 | 0 | 0 | 0 | 0 | 0
[38 empty] | 0 | 0 | 0 | 0 | 0 | 0 | 0 | 0 | 0 | 0 | 0 | 0 | 0 | 0 | 0 | 0 | 0 | 0 | 0 | 0 | 0 | 0 | 0 | 0 | 0 | 0 | 0 | 0 | 0 | 0 | 0 | 0
| 0 | [36 empty] | 0 | 0 | 0 | 0 | 0 | 0 | 0 | 0 | 0 | 0 | 0 | 0 | 0 | 0 | 0 | 0 | 0 | 0 | 0 | 0 | 0 | 0 | 0 | 0 | 0 | 0 | 0 | 0 | 0 | 0 | 0 | 0
Diversity Factor: 0
[38 empty] | Historical Spots & Transfers | [6 empty] | Forecast Spots & Transfers
[35 empty] | Project Name | From | To | 07/08 | 08/09 | 09/10 | 10/11 | 11/12 | 12/13 | 13/14 | 14/15 | 15/16 | 16/17 | 17/18 | 18/19 | 19/20 | 20/21 | 21/22 | 22/23 | 23/24 | 24/25 | 25/26 | 26/27 | 27/28 | 28/29 | 29/30 | 30/31 | 31/32 | 32/33 | 33/34 | 34/35 | 35/36 | 36/37 | 37/38 | 38/39
| 0 | [33 empty] | Broad based demand management |  | Telarah 33_11kV Tx1 | 0 | 0 | 0 | 0 | 0 | 0 | 0 | -0.030258 | -0.011118 | -0.014624 | -0.031686 | -0.025626 | 0 | 0 | 0 | 0 | 0 | 0 | 0 | 0 | 0 | 0 | 0 | 0 | 0 | 0 | 0 | 0 | 0 | 0 | 0 | 0
| Diversity Factor: 0 | [33 empty] | Broad based demand management |  | Telarah 33_11kV Tx2 | 0 | 0 | 0 | 0 | 0 | 0 | 0 | -0.030258 | -0.011118 | -0.014624 | -0.031686 | -0.025626 | 0 | 0 | 0 | 0 | 0 | 0 | 0 | 0 | 0 | 0 | 0 | 0 | 0 | 0 | 0 | 0 | 0 | 0 | 0 | 0
[35 empty] | DNP_ID: 2030. Telarah to East Maitland - 15/5/06 | Telarah 33_11kV Tx1 | East Maitland 33_11kV Tx1 | 0.031754 | 0 | 0 | 0 | 0 | 0 | 0 | 0 | 0 | 0 | 0 | 0 | 0 | 0 | 0 | 0 | 0 | 0 | 0 | 0 | 0 | 0 | 0 | 0 | 0 | 0 | 0 | 0 | 0 | 0 | 0 | 0
[35 empty] | DNP_ID: 2030. Telarah to East Maitland - 15/5/06 | Telarah 33_11kV Tx1 | East Maitland 33_11kV Tx2 | 0.031754 | 0 | 0 | 0 | 0 | 0 | 0 | 0 | 0 | 0 | 0 | 0 | 0 | 0 | 0 | 0 | 0 | 0 | 0 | 0 | 0 | 0 | 0 | 0 | 0 | 0 | 0 | 0 | 0 | 0 | 0 | 0
| 0 | [33 empty] | DNP_ID: 2030. Telarah to East Maitland - 15/5/06 | Telarah 33_11kV Tx1 | East Maitland 33_11kV Tx3 | 0.031754 | 0 | 0 | 0 | 0 | 0 | 0 | 0 | 0 | 0 | 0 | 0 | 0 | 0 | 0 | 0 | 0 | 0 | 0 | 0 | 0 | 0 | 0 | 0 | 0 | 0 | 0 | 0 | 0 | 0 | 0 | 0
| Diversity Factor: 0 | [33 empty] | DNP_ID: 2030. Telarah to East Maitland - 15/5/06 | Telarah 33_11kV Tx2 | East Maitland 33_11kV Tx1 | 0.031754 | 0 | 0 | 0 | 0 | 0 | 0 | 0 | 0 | 0 | 0 | 0 | 0 | 0 | 0 | 0 | 0 | 0 | 0 | 0 | 0 | 0 | 0 | 0 | 0 | 0 | 0 | 0 | 0 | 0 | 0 | 0
[35 empty] | DNP_ID: 2030. Telarah to East Maitland - 15/5/06 | Telarah 33_11kV Tx2 | East Maitland 33_11kV Tx2 | 0.031754 | 0 | 0 | 0 | 0 | 0 | 0 | 0 | 0 | 0 | 0 | 0 | 0 | 0 | 0 | 0 | 0 | 0 | 0 | 0 | 0 | 0 | 0 | 0 | 0 | 0 | 0 | 0 | 0 | 0 | 0 | 0
[35 empty] | DNP_ID: 2030. Telarah to East Maitland - 15/5/06 | Telarah 33_11kV Tx2 | East Maitland 33_11kV Tx3 | 0.031754 | 0 | 0 | 0 | 0 | 0 | 0 | 0 | 0 | 0 | 0 | 0 | 0 | 0 | 0 | 0 | 0 | 0 | 0 | 0 | 0 | 0 | 0 | 0 | 0 | 0 | 0 | 0 | 0 | 0 | 0 | 0
| 0 | [33 empty] | DNP_ID: 2061. From Rutherford - 23/1/08 SAO | Rutherford 33_11kV Tx1 | Telarah 33_11kV Tx1 | 0.21945 | 0 | 0 | 0 | 0 | 0 | 0 | 0 | 0 | 0 | 0 | 0 | 0 | 0 | 0 | 0 | 0 | 0 | 0 | 0 | 0 | 0 | 0 | 0 | 0 | 0 | 0 | 0 | 0 | 0 | 0 | 0
| Diversity Factor: 0 | [33 empty] | DNP_ID: 2061. From Rutherford - 23/1/08 SAO | Rutherford 33_11kV Tx1 | Telarah 33_11kV Tx2 | 0.21945 | 0 | 0 | 0 | 0 | 0 | 0 | 0 | 0 | 0 | 0 | 0 | 0 | 0 | 0 | 0 | 0 | 0 | 0 | 0 | 0 | 0 | 0 | 0 | 0 | 0 | 0 | 0 | 0 | 0 | 0 | 0
[35 empty] | DNP_ID: 2061. From Rutherford - 23/1/08 SAO | Rutherford 33_11kV Tx2 | Telarah 33_11kV Tx1 | 0.27591 | 0 | 0 | 0 | 0 | 0 | 0 | 0 | 0 | 0 | 0 | 0 | 0 | 0 | 0 | 0 | 0 | 0 | 0 | 0 | 0 | 0 | 0 | 0 | 0 | 0 | 0 | 0 | 0 | 0 | 0 | 0
[35 empty] | DNP_ID: 2061. From Rutherford - 23/1/08 SAO | Rutherford 33_11kV Tx2 | Telarah 33_11kV Tx2 | 0.27591 | 0 | 0 | 0 | 0 | 0 | 0 | 0 | 0 | 0 | 0 | 0 | 0 | 0 | 0 | 0 | 0 | 0 | 0 | 0 | 0 | 0 | 0 | 0 | 0 | 0 | 0 | 0 | 0 | 0 | 0 | 0
| 0 | [33 empty] | DNP_ID: 2062. From Rutherford - 9/10/08 SAO | Rutherford 33_11kV Tx1 | Telarah 33_11kV Tx1 | 0 | 0.21945 | 0 | 0 | 0 | 0 | 0 | 0 | 0 | 0 | 0 | 0 | 0 | 0 | 0 | 0 | 0 | 0 | 0 | 0 | 0 | 0 | 0 | 0 | 0 | 0 | 0 | 0 | 0 | 0 | 0 | 0
| Diversity Factor: 0 | [33 empty] | DNP_ID: 2062. From Rutherford - 9/10/08 SAO | Rutherford 33_11kV Tx1 | Telarah 33_11kV Tx2 | 0 | 0.21945 | 0 | 0 | 0 | 0 | 0 | 0 | 0 | 0 | 0 | 0 | 0 | 0 | 0 | 0 | 0 | 0 | 0 | 0 | 0 | 0 | 0 | 0 | 0 | 0 | 0 | 0 | 0 | 0 | 0 | 0
[35 empty] | DNP_ID: 2062. From Rutherford - 9/10/08 SAO | Rutherford 33_11kV Tx2 | Telarah 33_11kV Tx1 | 0 | 0.27591 | 0 | 0 | 0 | 0 | 0 | 0 | 0 | 0 | 0 | 0 | 0 | 0 | 0 | 0 | 0 | 0 | 0 | 0 | 0 | 0 | 0 | 0 | 0 | 0 | 0 | 0 | 0 | 0 | 0 | 0
[35 empty] | DNP_ID: 2062. From Rutherford - 9/10/08 SAO | Rutherford 33_11kV Tx2 | Telarah 33_11kV Tx2 | 0 | 0.27591 | 0 | 0 | 0 | 0 | 0 | 0 | 0 | 0 | 0 | 0 | 0 | 0 | 0 | 0 | 0 | 0 | 0 | 0 | 0 | 0 | 0 | 0 | 0 | 0 | 0 | 0 | 0 | 0 | 0 | 0
| 0 | [33 empty] | DNP_ID: 6770. 4.4MVA Load Transfer Telarah To Rutherford | Telarah 33_11kV Tx1 | Rutherford 33_11kV Tx2 | 0 | 0 | 0 | 2.2291 | 0 | 0 | 0 | 0 | 0 | 0 | 0 | 0 | 0 | 0 | 0 | 0 | 0 | 0 | 0 | 0 | 0 | 0 | 0 | 0 | 0 | 0 | 0 | 0 | 0 | 0 | 0 | 0
| Diversity Factor: 0 | [33 empty] | DNP_ID: 6770. 4.4MVA Load Transfer Telarah To Rutherford | Telarah 33_11kV Tx2 | Rutherford 33_11kV Tx2 | 0 | 0 | 0 | 2.2291 | 0 | 0 | 0 | 0 | 0 | 0 | 0 | 0 | 0 | 0 | 0 | 0 | 0 | 0 | 0 | 0 | 0 | 0 | 0 | 0 | 0 | 0 | 0 | 0 | 0 | 0 | 0 | 0
[35 empty] | DNP_ID: 6871. 11kV Load Transfer from Telarah to Maitland | Telarah 33_11kV Tx1 | Maitland 33_11kV Tx1 | 0 | 0 | 0 | 0 | 0 | 0 | 1.5814 | 0 | 0 | 0 | 0 | 0 | 0 | 0 | 0 | 0 | 0 | 0 | 0 | 0 | 0 | 0 | 0 | 0 | 0 | 0 | 0 | 0 | 0 | 0 | 0 | 0
[35 empty] | DNP_ID: 6871. 11kV Load Transfer from Telarah to Maitland | Telarah 33_11kV Tx2 | Maitland 33_11kV Tx1 | 0 | 0 | 0 | 0 | 0 | 0 | 1.5814 | 0 | 0 | 0 | 0 | 0 | 0 | 0 | 0 | 0 | 0 | 0 | 0 | 0 | 0 | 0 | 0 | 0 | 0 | 0 | 0 | 0 | 0 | 0 | 0 | 0
| 0 | [33 empty] | DNP_ID: 7072. Open Point Change East Maitland Feeder 48017 and Telarah Feeder 48010 | East Maitland 33_11kV Tx1 | Telarah 33_11kV Tx1 | 0 | 0 | 0 | 0 | 0 | 0.079386 | 0 | 0 | 0 | 0 | 0 | 0 | 0 | 0 | 0 | 0 | 0 | 0 | 0 | 0 | 0 | 0 | 0 | 0 | 0 | 0 | 0 | 0 | 0 | 0 | 0 | 0
| Diversity Factor: 0 | [33 empty] | DNP_ID: 7072. Open Point Change East Maitland Feeder 48017 and Telarah Feeder 48010 | East Maitland 33_11kV Tx1 | Telarah 33_11kV Tx2 | 0 | 0 | 0 | 0 | 0 | 0.079386 | 0 | 0 | 0 | 0 | 0 | 0 | 0 | 0 | 0 | 0 | 0 | 0 | 0 | 0 | 0 | 0 | 0 | 0 | 0 | 0 | 0 | 0 | 0 | 0 | 0 | 0
[35 empty] | DNP_ID: 7072. Open Point Change East Maitland Feeder 48017 and Telarah Feeder 48010 | East Maitland 33_11kV Tx2 | Telarah 33_11kV Tx1 | 0 | 0 | 0 | 0 | 0 | 0.079386 | 0 | 0 | 0 | 0 | 0 | 0 | 0 | 0 | 0 | 0 | 0 | 0 | 0 | 0 | 0 | 0 | 0 | 0 | 0 | 0 | 0 | 0 | 0 | 0 | 0 | 0
[35 empty] | DNP_ID: 7072. Open Point Change East Maitland Feeder 48017 and Telarah Feeder 48010 | East Maitland 33_11kV Tx2 | Telarah 33_11kV Tx2 | 0 | 0 | 0 | 0 | 0 | 0.079386 | 0 | 0 | 0 | 0 | 0 | 0 | 0 | 0 | 0 | 0 | 0 | 0 | 0 | 0 | 0 | 0 | 0 | 0 | 0 | 0 | 0 | 0 | 0 | 0 | 0 | 0
| 0 | [33 empty] | DNP_ID: 7072. Open Point Change East Maitland Feeder 48017 and Telarah Feeder 48010 | East Maitland 33_11kV Tx3 | Telarah 33_11kV Tx1 | 0 | 0 | 0 | 0 | 0 | 0.079386 | 0 | 0 | 0 | 0 | 0 | 0 | 0 | 0 | 0 | 0 | 0 | 0 | 0 | 0 | 0 | 0 | 0 | 0 | 0 | 0 | 0 | 0 | 0 | 0 | 0 | 0
| Diversity Factor: 0 | [33 empty] | DNP_ID: 7072. Open Point Change East Maitland Feeder 48017 and Telarah Feeder 48010 | East Maitland 33_11kV Tx3 | Telarah 33_11kV Tx2 | 0 | 0 | 0 | 0 | 0 | 0.079386 | 0 | 0 | 0 | 0 | 0 | 0 | 0 | 0 | 0 | 0 | 0 | 0 | 0 | 0 | 0 | 0 | 0 | 0 | 0 | 0 | 0 | 0 | 0 | 0 | 0 | 0
[35 empty] | DNP_ID: 7129. Kurri Feeder 80923 Temporary Load Transfer to Telarah 48010 and East Maitland 48017 | East Maitland 33_11kV Tx1 | Telarah 33_11kV Tx1 | 0 | 0 | 0 | 0 | 0 | 0 | 0 | 0.1286 | 0 | 0 | 0 | 0 | 0 | 0 | 0 | 0 | 0 | 0 | 0 | 0 | 0 | 0 | 0 | 0 | 0 | 0 | 0 | 0 | 0 | 0 | 0 | 0
[35 empty] | DNP_ID: 7129. Kurri Feeder 80923 Temporary Load Transfer to Telarah 48010 and East Maitland 48017 | East Maitland 33_11kV Tx1 | Telarah 33_11kV Tx2 | 0 | 0 | 0 | 0 | 0 | 0 | 0 | 0.1286 | 0 | 0 | 0 | 0 | 0 | 0 | 0 | 0 | 0 | 0 | 0 | 0 | 0 | 0 | 0 | 0 | 0 | 0 | 0 | 0 | 0 | 0 | 0 | 0
| 0 | [33 empty] | DNP_ID: 7129. Kurri Feeder 80923 Temporary Load Transfer to Telarah 48010 and East Maitland 48017 | East Maitland 33_11kV Tx2 | Telarah 33_11kV Tx1 | 0 | 0 | 0 | 0 | 0 | 0 | 0 | 0.1286 | 0 | 0 | 0 | 0 | 0 | 0 | 0 | 0 | 0 | 0 | 0 | 0 | 0 | 0 | 0 | 0 | 0 | 0 | 0 | 0 | 0 | 0 | 0 | 0
| Diversity Factor: 0 | [33 empty] | DNP_ID: 7129. Kurri Feeder 80923 Temporary Load Transfer to Telarah 48010 and East Maitland 48017 | East Maitland 33_11kV Tx2 | Telarah 33_11kV Tx2 | 0 | 0 | 0 | 0 | 0 | 0 | 0 | 0.1286 | 0 | 0 | 0 | 0 | 0 | 0 | 0 | 0 | 0 | 0 | 0 | 0 | 0 | 0 | 0 | 0 | 0 | 0 | 0 | 0 | 0 | 0 | 0 | 0
[35 empty] | DNP_ID: 7129. Kurri Feeder 80923 Temporary Load Transfer to Telarah 48010 and East Maitland 48017 | Kurri 132_11kV Tx2 | Telarah 33_11kV Tx1 | 0 | 0 | 0 | 0 | 0 | 1.467 | 0 | 0 | 0 | 0 | 0 | 0 | 0 | 0 | 0 | 0 | 0 | 0 | 0 | 0 | 0 | 0 | 0 | 0 | 0 | 0 | 0 | 0 | 0 | 0 | 0 | 0
[35 empty] | DNP_ID: 7129. Kurri Feeder 80923 Temporary Load Transfer to Telarah 48010 and East Maitland 48017 | Kurri 132_11kV Tx2 | Telarah 33_11kV Tx2 | 0 | 0 | 0 | 0 | 0 | 1.467 | 0 | 0 | 0 | 0 | 0 | 0 | 0 | 0 | 0 | 0 | 0 | 0 | 0 | 0 | 0 | 0 | 0 | 0 | 0 | 0 | 0 | 0 | 0 | 0 | 0 | 0
[35 empty] | DNP_ID: 7129. Kurri Feeder 80923 Temporary Load Transfer to Telarah 48010 and East Maitland 48017 | Telarah 33_11kV Tx1 | East Maitland 33_11kV Tx1 | 0 | 0 | 0 | 0 | 0 | 0.079386 | 0 | 0 | 0 | 0 | 0 | 0 | 0 | 0 | 0 | 0 | 0 | 0 | 0 | 0 | 0 | 0 | 0 | 0 | 0 | 0 | 0 | 0 | 0 | 0 | 0 | 0
| Weather Correction and Public Holiday Factors | [8 empty] | 0: Forecast ROG | DNP_ID: 7129. Kurri Feeder 80923 Temporary Load Transfer to Telarah 48010 and East Maitland 48017 | Telarah 33_11kV Tx1 | East Maitland 33_11kV Tx2 | 0 | 0 | 0 | 0 | 0 | 0.079386 | 0 | 0 | 0 | 0 | 0 | 0 | 0 | 0 | 0 | 0 | 0 | 0 | 0 | 0 | 0 | 0 | 0 | 0 | 0 | 0 | 0 | 0 | 0 | 0 | 0 | 0
[10 empty] | 0: ROG Justification | DNP_ID: 7129. Kurri Feeder 80923 Temporary Load Transfer to Telarah 48010 and East Maitland 48017 | Telarah 33_11kV Tx1 | East Maitland 33_11kV Tx3 | 0 | 0 | 0 | 0 | 0 | 0.079386 | 0 | 0 | 0 | 0 | 0 | 0 | 0 | 0 | 0 | 0 | 0 | 0 | 0 | 0 | 0 | 0 | 0 | 0 | 0 | 0 | 0 | 0 | 0 | 0 | 0 | 0
| Actual loads for season 13/14 have been weather corrected by the following: | [6 empty] | 24.46% |  | 0: 7 year ROG ok | DNP_ID: 7129. Kurri Feeder 80923 Temporary Load Transfer to Telarah 48010 and East Maitland 48017 | Telarah 33_11kV Tx1 | Kurri 132_11kV Tx2 | 0 | 0 | 0 | 0 | 0 | 0 | 0 | 1.629 | 0 | 0 | 0 | 0 | 0 | 0 | 0 | 0 | 0 | 0 | 0 | 0 | 0 | 0 | 0 | 0 | 0 | 0 | 0 | 0 | 0 | 0 | 0 | 0 | 7 year ROG ok
[35 empty] | DNP_ID: 7129. Kurri Feeder 80923 Temporary Load Transfer to Telarah 48010 and East Maitland 48017 | Telarah 33_11kV Tx2 | East Maitland 33_11kV Tx1 | 0 | 0 | 0 | 0 | 0 | 0.079386 | 0 | 0 | 0 | 0 | 0 | 0 | 0 | 0 | 0 | 0 | 0 | 0 | 0 | 0 | 0 | 0 | 0 | 0 | 0 | 0 | 0 | 0 | 0 | 0 | 0 | 0
[35 empty] | DNP_ID: 7129. Kurri Feeder 80923 Temporary Load Transfer to Telarah 48010 and East Maitland 48017 | Telarah 33_11kV Tx2 | East Maitland 33_11kV Tx2 | 0 | 0 | 0 | 0 | 0 | 0.079386 | 0 | 0 | 0 | 0 | 0 | 0 | 0 | 0 | 0 | 0 | 0 | 0 | 0 | 0 | 0 | 0 | 0 | 0 | 0 | 0 | 0 | 0 | 0 | 0 | 0 | 0
1 | 2 | 3 | 4 | 5 | 6 | 7 | 8 | 9 | 10 | 14/15 | 15/16 | 16/17 | 17/18 | 18/19 | 19/20 | 20/21 | 21/22 | 22/23 | 23/24 | 24/25 | 25/26 | 26/27 | 27/28 | 28/29 | 29/30 | 30/31 | 31/32 | 32/33 | 33/34 | 34/35 | 35/36 | 36/37 | 37/38 | 38/39 | DNP_ID: 7129. Kurri Feeder 80923 Temporary Load Transfer to Telarah 48010 and East Maitland 48017 | Telarah 33_11kV Tx2 | East Maitland 33_11kV Tx3 | 0 | 0 | 0 | 0 | 0 | 0.079386 | 0 | 0 | 0 | 0 | 0 | 0 | 0 | 0 | 0 | 0 | 0 | 0 | 0 | 0 | 0 | 0 | 0 | 0 | 0 | 0 | 0 | 0 | 0 | 0 | 0 | 0
1.0096 | 1.0193 | 1.0258 | 1.029 | 1.029 | 1.029 | 1.029 | 1.029 | 1.029 | 1.029 | 0.958% | 0.958% | 0.6386% | 0.3193% | 0% | 0% | 0% | 0% | 0% | 0% | 0% | 0% | 0% | 0% | 0% | 0% | 0% | 0% | 0% | 0% | 0% | 0% | 0% | 0% | 0% | DNP_ID: 7129. Kurri Feeder 80923 Temporary Load Transfer to Telarah 48010 and East Maitland 48017 | Telarah 33_11kV Tx2 | Kurri 132_11kV Tx2 | 0 | 0 | 0 | 0 | 0 | 0 | 0 | 1.629 | 0 | 0 | 0 | 0 | 0 | 0 | 0 | 0 | 0 | 0 | 0 | 0 | 0 | 0 | 0 | 0 | 0 | 0 | 0 | 0 | 0 | 0 | 0 | 0
[35 empty] | DNP_ID: 7133. Open Point Change-Load transfer to avoid alarm levels on Telarah feeder #48004 | Telarah 33_11kV Tx1 | Maitland Central 33_11kV Tx1 | 0 | 0 | 0 | 0 | 0 | 0 | 0.21434 | 0 | 0 | 0 | 0 | 0 | 0 | 0 | 0 | 0 | 0 | 0 | 0 | 0 | 0 | 0 | 0 | 0 | 0 | 0 | 0 | 0 | 0 | 0 | 0 | 0
2: Substation Load Detail | DNP_ID: 7133. Open Point Change-Load transfer to avoid alarm levels on Telarah feeder #48004 | Telarah 33_11kV Tx1 | Maitland Central 33_11kV Tx2 | 0 | 0 | 0 | 0 | 0 | 0 | 0.21434 | 0 | 0 | 0 | 0 | 0 | 0 | 0 | 0 | 0 | 0 | 0 | 0 | 0 | 0 | 0 | 0 | 0 | 0 | 0 | 0 | 0 | 0 | 0 | 0 | 0
[35 empty] | DNP_ID: 7133. Open Point Change-Load transfer to avoid alarm levels on Telarah feeder #48004 | Telarah 33_11kV Tx2 | Maitland Central 33_11kV Tx1 | 0 | 0 | 0 | 0 | 0 | 0 | 0.21434 | 0 | 0 | 0 | 0 | 0 | 0 | 0 | 0 | 0 | 0 | 0 | 0 | 0 | 0 | 0 | 0 | 0 | 0 | 0 | 0 | 0 | 0 | 0 | 0 | 0
[7 empty] | Units | 13/14 |  | 14/15 | 15/16 | 16/17 | 17/18 | 18/19 | 19/20 | 20/21 | 21/22 | 22/23 | 23/24 | 24/25 | 25/26 | 26/27 | 27/28 | 28/29 | 29/30 | 30/31 | 31/32 | 32/33 | 33/34 | 34/35 | 35/36 | 36/37 | 37/38 | 38/39 | DNP_ID: 7133. Open Point Change-Load transfer to avoid alarm levels on Telarah feeder #48004 | Telarah 33_11kV Tx2 | Maitland Central 33_11kV Tx2 | 0 | 0 | 0 | 0 | 0 | 0 | 0.21434 | 0 | 0 | 0 | 0 | 0 | 0 | 0 | 0 | 0 | 0 | 0 | 0 | 0 | 0 | 0 | 0 | 0 | 0 | 0 | 0 | 0 | 0 | 0 | 0 | 0
1 | Telarah 33_11kV | Compensated |  | Load (LV side) |  |  | Amps | 0 |  | 705.0632 | 709.4072 | 715.8206 | 723.1708 | 731.4889 | 746.9824 | 767.4691 | 787.3977 | 805.051 | 823.4412 | 841.5316 | 861.087 | 880.9257 | 901.5461 | 922.7889 | 944.1752 | 965.7815 | 987.758 | 1010.109 | 1032.841 | 1055.957 | 1079.464 | 1103.366 | 1127.668 | 1152.376 | DNP_ID: 7135. Transfer off Tealarah 48010 to avoid transducer saturation | Telarah 33_11kV Tx1 | Rutherford 33_11kV Tx2 | 0 | 0 | 0 | 0 | 0 | 0.19053 | 0 | 0 | 0 | 0 | 0 | 0 | 0 | 0 | 0 | 0 | 0 | 0 | 0 | 0 | 0 | 0 | 0 | 0 | 0 | 0 | 0 | 0 | 0 | 0 | 0 | 0
|  |  |  | Apparent Power |  |  | MVA | 12.889 | 16.11 | 13.4332 | 13.516 | 13.6382 | 13.7782 | 13.9367 | 14.2319 | 14.6222 | 15.0019 | 15.3383 | 15.6887 | 16.0333 | 16.4059 | 16.7839 | 17.1768 | 17.5815 | 17.9889 | 18.4006 | 18.8193 | 19.2452 | 19.6783 | 20.1187 | 20.5666 | 21.022 | 21.485 | 21.9557 | DNP_ID: 7135. Transfer off Tealarah 48010 to avoid transducer saturation | Telarah 33_11kV Tx2 | Rutherford 33_11kV Tx2 | 0 | 0 | 0 | 0 | 0 | 0.19053 | 0 | 0 | 0 | 0 | 0 | 0 | 0 | 0 | 0 | 0 | 0 | 0 | 0 | 0 | 0 | 0 | 0 | 0 | 0 | 0 | 0 | 0 | 0 | 0 | 0 | 0
|  |  |  | Real Power |  |  | MW | 12.2832 | 15.3528 | 12.8207 | 12.8997 | 13.0163 | 13.15 | 13.3012 | 13.583 | 13.9555 | 14.3178 | 14.6388 | 14.9733 | 15.3022 | 15.6578 | 16.0185 | 16.3935 | 16.7798 | 17.1686 | 17.5615 | 17.9611 | 18.3676 | 18.7809 | 19.2013 | 19.6287 | 20.0633 | 20.5053 | 20.9545 | HVCON_ID: 2000033. Gillieston Heights URD |  | Telarah 33_11kV Tx1 | 0.22291 | 0 | 0 | 0 | 0 | 0 | 0 | 0 | 0 | 0 | 0 | 0 | 0 | 0 | 0 | 0 | 0 | 0 | 0 | 0 | 0 | 0 | 0 | 0 | 0 | 0 | 0 | 0 | 0 | 0 | 0 | 0
|  |  |  | Reactive Power |  |  | MVAr | 0 |  | 4.0102 | 4.0349 | 4.0714 | 4.1132 | 4.1605 | 4.2487 | 4.3652 | 4.4785 | 4.5789 | 4.6835 | 4.7864 | 4.8977 | 5.0105 | 5.1278 | 5.2486 | 5.3703 | 5.4931 | 5.6181 | 5.7453 | 5.8746 | 6.006 | 6.1398 | 6.2757 | 6.4139 | 6.5545 | HVCON_ID: 2000033. Gillieston Heights URD |  | Telarah 33_11kV Tx2 | 0.22291 | 0 | 0 | 0 | 0 | 0 | 0 | 0 | 0 | 0 | 0 | 0 | 0 | 0 | 0 | 0 | 0 | 0 | 0 | 0 | 0 | 0 | 0 | 0 | 0 | 0 | 0 | 0 | 0 | 0 | 0 | 0
|  |  |  | Capacitors In Service |  |  | MVAr | 0 |  | 0 | 0 | 0 | 0 | 0 | 0 | 0 | 0 | 0 | 0 | 0 | 0 | 0 | 0 | 0 | 0 | 0 | 0 | 0 | 0 | 0 | 0 | 0 | 0 | 0 | Econometric |  | Telarah 33_11kV Tx1 | 0 | 0 | 0 | 0 | 0 | 0 | 0 | 0 | 0 | 0.072742 | 0.14048 | 0.1937 | 0.24383 | 0.26236 | 0.24869 | 0.23203 | 0.23405 | 0.23727 | 0.24053 | 0.24383 | 0.24718 | 0.25057 | 0.25401 | 0.25749 | 0.26101 | 0.26459 | 0.26821 | 0.27188 | 0.27559 | 0.27936 | 0.28317 | 0.28703
|  |  |  | PF |  |  |  | 0.953 |  | 0.9544 | 0.9544 | 0.9544 | 0.9544 | 0.9544 | 0.9544 | 0.9544 | 0.9544 | 0.9544 | 0.9544 | 0.9544 | 0.9544 | 0.9544 | 0.9544 | 0.9544 | 0.9544 | 0.9544 | 0.9544 | 0.9544 | 0.9544 | 0.9544 | 0.9544 | 0.9544 | 0.9544 | 0.9544 | Econometric |  | Telarah 33_11kV Tx2 | 0 | 0 | 0 | 0 | 0 | 0 | 0 | 0 | 0 | 0.072742 | 0.14048 | 0.1937 | 0.24383 | 0.26236 | 0.24869 | 0.23203 | 0.23405 | 0.23727 | 0.24053 | 0.24383 | 0.24718 | 0.25057 | 0.25401 | 0.25749 | 0.26101 | 0.26459 | 0.26821 | 0.27188 | 0.27559 | 0.27936 | 0.28317 | 0.28703
0.90932 | Diversity Factor: 0.91 | Uncompensated |  | Reactive Power |  |  | MVAr | 0 | 4.8809 | 4.0102 | 4.0349 | 4.0714 | 4.1132 | 4.1605 | 4.2487 | 4.3652 | 4.4785 | 4.5789 | 4.6835 | 4.7864 | 4.8977 | 5.0105 | 5.1278 | 5.2486 | 5.3703 | 5.4931 | 5.6181 | 5.7453 | 5.8746 | 6.006 | 6.1398 | 6.2757 | 6.4139 | 6.5545 | Energy Efficiency |  | Telarah 33_11kV Tx1 | 0 | 0 | 0 | 0 | 0 | 0 | 0 | -0.0029935 | -0.002122 | -0.0292 | -0.048498 | -0.075935 | -0.082646 | -0.052972 | -0.045088 | -0.049887 | -0.048162 | -0.052122 | -0.041426 | -0.042032 | -0.037933 | -0.035394 | -0.037464 | -0.03885 | -0.03885 | -0.03885 | -0.03885 | -0.03885 | -0.03885 | -0.03885 | -0.03885 | -0.03885
|  |  |  | PF |  |  |  | 0.953 |  | 0.9544 | 0.9544 | 0.9544 | 0.9544 | 0.9544 | 0.9544 | 0.9544 | 0.9544 | 0.9544 | 0.9544 | 0.9544 | 0.9544 | 0.9544 | 0.9544 | 0.9544 | 0.9544 | 0.9544 | 0.9544 | 0.9544 | 0.9544 | 0.9544 | 0.9544 | 0.9544 | 0.9544 | 0.9544 | Energy Efficiency |  | Telarah 33_11kV Tx2 | 0 | 0 | 0 | 0 | 0 | 0 | 0 | -0.0029935 | -0.002122 | -0.0292 | -0.048498 | -0.075935 | -0.082646 | -0.052972 | -0.045088 | -0.049887 | -0.048162 | -0.052122 | -0.041426 | -0.042032 | -0.037933 | -0.035394 | -0.037464 | -0.03885 | -0.03885 | -0.03885 | -0.03885 | -0.03885 | -0.03885 | -0.03885 | -0.03885 | -0.03885
[10 empty] | 1 | 2 | 3 | 4 | 5 | 6 | 7 | 8 | 9 | 10 | 11 | 12 | 13 | 14 | 15 | 16 | 17 | 18 | 19 | 20 | 21 | 22 | 23 | 24 | 25 | Solar PV |  | Telarah 33_11kV Tx1 | 0 | 0 | 0 | -0.010025 | -0.019365 | -0.02455 | -0.006205 | -0.0086715 | -0.0097264 | -0.010985 | -0.012053 | -0.0129 | -0.01359 | -0.014228 | -0.013759 | -0.013978 | -0.010695 | -0.012811 | -0.012811 | -0.012811 | -0.012811 | -0.012811 | -0.012811 | -0.012811 | -0.012811 | -0.012811 | -0.012811 | -0.012811 | -0.012811 | -0.012811 | -0.012811 | -0.012811
| Transformer Load Detail | [33 empty] | Solar PV |  | Telarah 33_11kV Tx2 | 0 | 0 | 0 | -0.010025 | -0.019365 | -0.02455 | -0.006205 | -0.0086715 | -0.0097264 | -0.010985 | -0.012053 | -0.0129 | -0.01359 | -0.014228 | -0.013759 | -0.013978 | -0.010695 | -0.012811 | -0.012811 | -0.012811 | -0.012811 | -0.012811 | -0.012811 | -0.012811 | -0.012811 | -0.012811 | -0.012811 | -0.012811 | -0.012811 | -0.012811 | -0.012811 | -0.012811
[7 empty] | Units | 13/14 |  | 14/15 | 15/16 | 16/17 | 17/18 | 18/19 | 19/20 | 20/21 | 21/22 | 22/23 | 23/24 | 24/25 | 25/26 | 26/27 | 27/28 | 28/29 | 29/30 | 30/31 | 31/32 | 32/33 | 33/34 | 34/35 | 35/36 | 36/37 | 37/38 | 38/39
| 0 | Compensated |  | Load (LV side) |  |  | Amps
|  |  |  | Apparent Power |  |  | MVA
|  |  |  | Real Power |  |  | MW
|  |  |  | Reactive Power |  |  | MVAr
|  |  |  | Capacitors In Service |  |  | MVAr
PF
| Zone Div: | Uncompensated |  | Reactive Power |  |  | MVAr
PF
| 0 | Compensated |  | Load (LV side) |  |  | Amps
|  |  |  | Apparent Power |  |  | MVA
|  |  |  | Real Power |  |  | MW
|  |  |  | Reactive Power |  |  | MVAr
|  |  |  | Capacitors In Service |  |  | MVAr
PF
| Zone Div: | Uncompensated |  | Reactive Power |  |  | MVAr
PF
| 0 | Compensated |  | Load (LV side) |  |  | Amps
|  |  |  | Apparent Power |  |  | MVA
|  |  |  | Real Power |  |  | MW
|  |  |  | Reactive Power |  |  | MVAr
|  |  |  | Capacitors In Service |  |  | MVAr
PF
| Zone Div: | Uncompensated |  | Reactive Power |  |  | MVAr
PF
| 0 | Compensated |  | Load (LV side) |  |  | Amps
|  |  |  | Apparent Power |  |  | MVA
|  |  |  | Real Power |  |  | MW
|  |  |  | Reactive Power |  |  | MVAr
|  |  |  | Capacitors In Service |  |  | MVAr
PF
| Zone Div: | Uncompensated |  | Reactive Power |  |  | MVAr
PF
| 0 | Compensated |  | Load (LV side) |  |  | Amps
|  |  |  | Apparent Power |  |  | MVA
|  |  |  | Real Power |  |  | MW
|  |  |  | Reactive Power |  |  | MVAr
|  |  |  | Capacitors In Service |  |  | MVAr
PF
| Zone Div: | Uncompensated |  | Reactive Power |  |  | MVAr
PF
| 0 | Compensated |  | Load (LV side) |  |  | Amps
|  |  |  | Apparent Power |  |  | MVA
|  |  |  | Real Power |  |  | MW
|  |  |  | Reactive Power |  |  | MVAr
|  |  |  | Capacitors In Service |  |  | MVAr
PF
| Zone Div: | Uncompensated |  | Reactive Power |  |  | MVAr
PF
| 0 | Compensated |  | Load (LV side) |  |  | Amps
|  |  |  | Apparent Power |  |  | MVA
|  |  |  | Real Power |  |  | MW
|  |  |  | Reactive Power |  |  | MVAr
|  |  |  | Capacitors In Service |  |  | MVAr
PF
| Zone Div: | Uncompensated |  | Reactive Power |  |  | MVAr
PF
| 0 | Compensated |  | Load (LV side) |  |  | Amps
|  |  |  | Apparent Power |  |  | MVA
|  |  |  | Real Power |  |  | MW
|  |  |  | Reactive Power |  |  | MVAr
|  |  |  | Capacitors In Service |  |  | MVAr
PF
| Zone Div: | Uncompensated |  | Reactive Power |  |  | MVAr
PF
| 0 | Compensated |  | Load (LV side) |  |  | Amps
|  |  |  | Apparent Power |  |  | MVA
|  |  |  | Real Power |  |  | MW
|  |  |  | Reactive Power |  |  | MVAr
|  |  |  | Capacitors In Service |  |  | MVAr
PF
| Zone Div: | Uncompensated |  | Reactive Power |  |  | MVAr
PF
| 0 | Compensated |  | Load (LV side) |  |  | Amps
|  |  |  | Apparent Power |  |  | MVA
|  |  |  | Real Power |  |  | MW
|  |  |  | Reactive Power |  |  | MVAr
|  |  |  | Capacitors In Service |  |  | MVAr
PF
| Zone Div: | Uncompensated |  | Reactive Power |  |  | MVAr
PF

## Thornton 33_11kV
| Thornton 33_11kV | [16 empty] | 2015 | SUMMER
| Substation Total Loads | [33 empty] | Spots & Transfers Detail
| Historical Loads | (11kV MVA) | [7 empty] | Weather Corrected Forecast Loads |  |  |  | (11kV MVA) | [20 empty] | Spots & Transfers Summary | (11kV MVA) |  | Historical Spots & Transfers | [6 empty] | Forecast Spots & Transfers
|  | 07/08 | 08/09 | 09/10 | 10/11 | 11/12 | 12/13 | 13/14 |  | 14/15 | 15/16 | 16/17 | 17/18 | 18/19 | 19/20 | 20/21 | 21/22 | 22/23 | 23/24 | 24/25 | 25/26 | 26/27 | 27/28 | 28/29 | 29/30 | 30/31 | 31/32 | 32/33 | 33/34 | 34/35 | 35/36 | 36/37 | 37/38 | 38/39 |  |  |  | 07/08 | 08/09 | 09/10 | 10/11 | 11/12 | 12/13 | 13/14 | 14/15 | 15/16 | 16/17 | 17/18 | 18/19 | 19/20 | 20/21 | 21/22 | 22/23 | 23/24 | 24/25 | 25/26 | 26/27 | 27/28 | 28/29 | 29/30 | 30/31 | 31/32 | 32/33 | 33/34 | 34/35 | 35/36 | 36/37 | 37/38 | 38/39
| Total | 27.427 | 36.449 | 35.5 | 32.7 | 24.5016 | 32.1988 | 27.5 |  | 31.2611 | 29.5621 | 28.5478 | 28.0816 | 28.1618 | 28.3908 | 28.844 | 29.3269 | 29.7519 | 30.1993 | 30.6248 | 31.1085 | 31.5997 | 32.1228 | 32.669 | 33.2171 | 33.7689 | 34.3321 | 34.907 | 35.4937 | 36.0923 | 36.703 | 37.3259 | 37.4545 | 38.0792 |  |  | Total | 4.9422 | 4.1725 | 0.44583 | 0.47688 | -0.06702 | -0.02388 | 3.9027 | -0.21986 | -0.10011 | -0.005669 | 0.021171 | 0.08191 | 0.23379 | 0.46251 | 0.49242 | 0.43319 | 0.45567 | 0.43326 | 0.49216 | 0.49951 | 0.53168 | 0.55492 | 0.55647 | 0.55997 | 0.57133 | 0.58285 | 0.59453 | 0.60636 | 0.61835 | 0.63051 | 0.64284 | 0.65533
| Firm Rating | 0 | 0 | 38 | 60 | 60 | 72.59 | 72.59 |  | 72.59 | 72.59 | 72.59 | 72.59 | 72.59 | 72.59 | 72.59 | 72.59 | 72.59 | 72.59 | 72.59 | 72.59 | 72.59 | 72.59 | 72.59 | 72.59 | 72.59 | 72.59 | 72.59 | 72.59 | 72.59 | 72.59 | 72.59 | 72.59 | 72.59
| Total Capacity | 0 | 0 | 66 | 99 | 99 | 99 | 99 |  | 99 | 99 | 99 | 99 | 99 | 99 | 99 | 99 | 99 | 99 | 99 | 99 | 99 | 99 | 99 | 99 | 99 | 99 | 99 | 99 | 99 | 99 | 99 | 99 | 99 |  |  | Thornton 33_11kV Tx1 | 2.4677 | 2.0834 | 0.22261 | 0.52429 | -0.033464 | -0.011924 | -0.049077 | -0.10978 | -0.049988 | -0.0028306 | 0.010571 | 0.040899 | 0.11673 | 0.23094 | 0.24587 | 0.2163 | 0.22752 | 0.21633 | 0.24574 | 0.24941 | 0.26547 | 0.27708 | 0.27785 | 0.2796 | 0.28527 | 0.29102 | 0.29685 | 0.30276 | 0.30875 | 0.31482 | 0.32097 | 0.32721
|  | -7 | -6 | -5 | -4 | -3 | -2 | -1 |  | 0 | 1 | 2 | 3 | 4 | 5 | 6 | 7 | 8 | 9 | 10 | 11 | 12 | 13 | 14 | 15 | 16 | 17 | 18 | 19 | 20 | 21 | 22 | 23 | 24 |  |  | Thornton 33_11kV Tx2 | 0 | 0 | 0 | 0 | 0 | 0 | 0 | 0 | 0 | 0 | 0 | 0 | 0 | 0 | 0 | 0 | 0 | 0 | 0 | 0 | 0 | 0 | 0 | 0 | 0 | 0 | 0 | 0 | 0 | 0 | 0 | 0
| Transformer Loads | [35 empty] | Thornton 33_11kV Tx3 | 2.4745 | 2.0891 | 0.22322 | -0.047415 | -0.033556 | -0.011956 | 3.9518 | -0.11008 | -0.050126 | -0.0028384 | 0.0106 | 0.041012 | 0.11706 | 0.23157 | 0.24655 | 0.21689 | 0.22815 | 0.21693 | 0.24642 | 0.2501 | 0.26621 | 0.27784 | 0.27862 | 0.28037 | 0.28606 | 0.29183 | 0.29767 | 0.3036 | 0.3096 | 0.31569 | 0.32186 | 0.32812
| Historical Loads | (11kV MVA) | [7 empty] | Weather Corrected Forecast Loads |  |  |  | (11kV MVA) | [23 empty] | 0 | 0 | 0 | 0 | 0 | 0 | 0 | 0 | 0 | 0 | 0 | 0 | 0 | 0 | 0 | 0 | 0 | 0 | 0 | 0 | 0 | 0 | 0 | 0 | 0 | 0 | 0 | 0 | 0 | 0 | 0 | 0
|  | 07/08 | 08/09 | 09/10 | 10/11 | 11/12 | 12/13 | 13/14 |  | 14/15 | 15/16 | 16/17 | 17/18 | 18/19 | 19/20 | 20/21 | 21/22 | 22/23 | 23/24 | 24/25 | 25/26 | 26/27 | 27/28 | 28/29 | 29/30 | 30/31 | 31/32 | 32/33 | 33/34 | 34/35 | 35/36 | 36/37 | 37/38 | 38/39 |  |  |  | 0 | 0 | 0 | 0 | 0 | 0 | 0 | 0 | 0 | 0 | 0 | 0 | 0 | 0 | 0 | 0 | 0 | 0 | 0 | 0 | 0 | 0 | 0 | 0 | 0 | 0 | 0 | 0 | 0 | 0 | 0 | 0
| 0 | [36 empty] | 0 | 0 | 0 | 0 | 0 | 0 | 0 | 0 | 0 | 0 | 0 | 0 | 0 | 0 | 0 | 0 | 0 | 0 | 0 | 0 | 0 | 0 | 0 | 0 | 0 | 0 | 0 | 0 | 0 | 0 | 0 | 0
| Diversity Factor: 0 | [36 empty] | 0 | 0 | 0 | 0 | 0 | 0 | 0 | 0 | 0 | 0 | 0 | 0 | 0 | 0 | 0 | 0 | 0 | 0 | 0 | 0 | 0 | 0 | 0 | 0 | 0 | 0 | 0 | 0 | 0 | 0 | 0 | 0
[38 empty] | 0 | 0 | 0 | 0 | 0 | 0 | 0 | 0 | 0 | 0 | 0 | 0 | 0 | 0 | 0 | 0 | 0 | 0 | 0 | 0 | 0 | 0 | 0 | 0 | 0 | 0 | 0 | 0 | 0 | 0 | 0 | 0
[38 empty] | 0 | 0 | 0 | 0 | 0 | 0 | 0 | 0 | 0 | 0 | 0 | 0 | 0 | 0 | 0 | 0 | 0 | 0 | 0 | 0 | 0 | 0 | 0 | 0 | 0 | 0 | 0 | 0 | 0 | 0 | 0 | 0
| 0 | [36 empty] | 0 | 0 | 0 | 0 | 0 | 0 | 0 | 0 | 0 | 0 | 0 | 0 | 0 | 0 | 0 | 0 | 0 | 0 | 0 | 0 | 0 | 0 | 0 | 0 | 0 | 0 | 0 | 0 | 0 | 0 | 0 | 0
Diversity Factor: 0
[38 empty] | Historical Spots & Transfers | [6 empty] | Forecast Spots & Transfers
[35 empty] | Project Name | From | To | 07/08 | 08/09 | 09/10 | 10/11 | 11/12 | 12/13 | 13/14 | 14/15 | 15/16 | 16/17 | 17/18 | 18/19 | 19/20 | 20/21 | 21/22 | 22/23 | 23/24 | 24/25 | 25/26 | 26/27 | 27/28 | 28/29 | 29/30 | 30/31 | 31/32 | 32/33 | 33/34 | 34/35 | 35/36 | 36/37 | 37/38 | 38/39
| 0 | [33 empty] | Broad based demand management |  | Thornton 33_11kV Tx1 | 0 | 0 | 0 | 0 | 0 | 0 | 0 | -0.076887 | -0.019916 | -0.026131 | -0.067893 | -0.049003 | 0 | 0 | 0 | 0 | 0 | 0 | 0 | 0 | 0 | 0 | 0 | 0 | 0 | 0 | 0 | 0 | 0 | 0 | 0 | 0
| Diversity Factor: 0 | [33 empty] | Broad based demand management |  | Thornton 33_11kV Tx3 | 0 | 0 | 0 | 0 | 0 | 0 | 0 | -0.077099 | -0.019971 | -0.026204 | -0.068081 | -0.049139 | 0 | 0 | 0 | 0 | 0 | 0 | 0 | 0 | 0 | 0 | 0 | 0 | 0 | 0 | 0 | 0 | 0 | 0 | 0 | 0
[35 empty] | DNP_ID: 2065. East Maitland to Thornton Aug 07 | East Maitland 33_11kV Tx1 | Thornton 33_11kV Tx1 | 0.41541 | 0 | 0 | 0 | 0 | 0 | 0 | 0 | 0 | 0 | 0 | 0 | 0 | 0 | 0 | 0 | 0 | 0 | 0 | 0 | 0 | 0 | 0 | 0 | 0 | 0 | 0 | 0 | 0 | 0 | 0 | 0
[35 empty] | DNP_ID: 2065. East Maitland to Thornton Aug 07 | East Maitland 33_11kV Tx1 | Thornton 33_11kV Tx3 | 0.41655 | 0 | 0 | 0 | 0 | 0 | 0 | 0 | 0 | 0 | 0 | 0 | 0 | 0 | 0 | 0 | 0 | 0 | 0 | 0 | 0 | 0 | 0 | 0 | 0 | 0 | 0 | 0 | 0 | 0 | 0 | 0
| 0 | [33 empty] | DNP_ID: 2065. East Maitland to Thornton Aug 07 | East Maitland 33_11kV Tx2 | Thornton 33_11kV Tx1 | 0.41541 | 0 | 0 | 0 | 0 | 0 | 0 | 0 | 0 | 0 | 0 | 0 | 0 | 0 | 0 | 0 | 0 | 0 | 0 | 0 | 0 | 0 | 0 | 0 | 0 | 0 | 0 | 0 | 0 | 0 | 0 | 0
| Diversity Factor: 0 | [33 empty] | DNP_ID: 2065. East Maitland to Thornton Aug 07 | East Maitland 33_11kV Tx2 | Thornton 33_11kV Tx3 | 0.41655 | 0 | 0 | 0 | 0 | 0 | 0 | 0 | 0 | 0 | 0 | 0 | 0 | 0 | 0 | 0 | 0 | 0 | 0 | 0 | 0 | 0 | 0 | 0 | 0 | 0 | 0 | 0 | 0 | 0 | 0 | 0
[35 empty] | DNP_ID: 2065. East Maitland to Thornton Aug 07 | East Maitland 33_11kV Tx3 | Thornton 33_11kV Tx1 | 0.41541 | 0 | 0 | 0 | 0 | 0 | 0 | 0 | 0 | 0 | 0 | 0 | 0 | 0 | 0 | 0 | 0 | 0 | 0 | 0 | 0 | 0 | 0 | 0 | 0 | 0 | 0 | 0 | 0 | 0 | 0 | 0
[35 empty] | DNP_ID: 2065. East Maitland to Thornton Aug 07 | East Maitland 33_11kV Tx3 | Thornton 33_11kV Tx3 | 0.41655 | 0 | 0 | 0 | 0 | 0 | 0 | 0 | 0 | 0 | 0 | 0 | 0 | 0 | 0 | 0 | 0 | 0 | 0 | 0 | 0 | 0 | 0 | 0 | 0 | 0 | 0 | 0 | 0 | 0 | 0 | 0
| 0 | [33 empty] | DNP_ID: 2066. Maitland Central to Thornton Aug 07 | Maitland Central 33_11kV Tx1 | Thornton 33_11kV Tx1 | 0.49944 | 0 | 0 | 0 | 0 | 0 | 0 | 0 | 0 | 0 | 0 | 0 | 0 | 0 | 0 | 0 | 0 | 0 | 0 | 0 | 0 | 0 | 0 | 0 | 0 | 0 | 0 | 0 | 0 | 0 | 0 | 0
| Diversity Factor: 0 | [33 empty] | DNP_ID: 2066. Maitland Central to Thornton Aug 07 | Maitland Central 33_11kV Tx1 | Thornton 33_11kV Tx3 | 0.50082 | 0 | 0 | 0 | 0 | 0 | 0 | 0 | 0 | 0 | 0 | 0 | 0 | 0 | 0 | 0 | 0 | 0 | 0 | 0 | 0 | 0 | 0 | 0 | 0 | 0 | 0 | 0 | 0 | 0 | 0 | 0
[35 empty] | DNP_ID: 2066. Maitland Central to Thornton Aug 07 | Maitland Central 33_11kV Tx2 | Thornton 33_11kV Tx1 | 0.49944 | 0 | 0 | 0 | 0 | 0 | 0 | 0 | 0 | 0 | 0 | 0 | 0 | 0 | 0 | 0 | 0 | 0 | 0 | 0 | 0 | 0 | 0 | 0 | 0 | 0 | 0 | 0 | 0 | 0 | 0 | 0
[35 empty] | DNP_ID: 2066. Maitland Central to Thornton Aug 07 | Maitland Central 33_11kV Tx2 | Thornton 33_11kV Tx3 | 0.50082 | 0 | 0 | 0 | 0 | 0 | 0 | 0 | 0 | 0 | 0 | 0 | 0 | 0 | 0 | 0 | 0 | 0 | 0 | 0 | 0 | 0 | 0 | 0 | 0 | 0 | 0 | 0 | 0 | 0 | 0 | 0
| 0 | [33 empty] | DNP_ID: 2067. East Maitland to Thornton mid 2008 | East Maitland 33_11kV Tx1 | Thornton 33_11kV Tx1 | 0 | 0.3837 | 0 | 0 | 0 | 0 | 0 | 0 | 0 | 0 | 0 | 0 | 0 | 0 | 0 | 0 | 0 | 0 | 0 | 0 | 0 | 0 | 0 | 0 | 0 | 0 | 0 | 0 | 0 | 0 | 0 | 0
| Diversity Factor: 0 | [33 empty] | DNP_ID: 2067. East Maitland to Thornton mid 2008 | East Maitland 33_11kV Tx1 | Thornton 33_11kV Tx3 | 0 | 0.38476 | 0 | 0 | 0 | 0 | 0 | 0 | 0 | 0 | 0 | 0 | 0 | 0 | 0 | 0 | 0 | 0 | 0 | 0 | 0 | 0 | 0 | 0 | 0 | 0 | 0 | 0 | 0 | 0 | 0 | 0
[35 empty] | DNP_ID: 2067. East Maitland to Thornton mid 2008 | East Maitland 33_11kV Tx2 | Thornton 33_11kV Tx1 | 0 | 0.3837 | 0 | 0 | 0 | 0 | 0 | 0 | 0 | 0 | 0 | 0 | 0 | 0 | 0 | 0 | 0 | 0 | 0 | 0 | 0 | 0 | 0 | 0 | 0 | 0 | 0 | 0 | 0 | 0 | 0 | 0
[35 empty] | DNP_ID: 2067. East Maitland to Thornton mid 2008 | East Maitland 33_11kV Tx2 | Thornton 33_11kV Tx3 | 0 | 0.38476 | 0 | 0 | 0 | 0 | 0 | 0 | 0 | 0 | 0 | 0 | 0 | 0 | 0 | 0 | 0 | 0 | 0 | 0 | 0 | 0 | 0 | 0 | 0 | 0 | 0 | 0 | 0 | 0 | 0 | 0
| 0 | [33 empty] | DNP_ID: 2067. East Maitland to Thornton mid 2008 | East Maitland 33_11kV Tx3 | Thornton 33_11kV Tx1 | 0 | 0.3837 | 0 | 0 | 0 | 0 | 0 | 0 | 0 | 0 | 0 | 0 | 0 | 0 | 0 | 0 | 0 | 0 | 0 | 0 | 0 | 0 | 0 | 0 | 0 | 0 | 0 | 0 | 0 | 0 | 0 | 0
| Diversity Factor: 0 | [33 empty] | DNP_ID: 2067. East Maitland to Thornton mid 2008 | East Maitland 33_11kV Tx3 | Thornton 33_11kV Tx3 | 0 | 0.38476 | 0 | 0 | 0 | 0 | 0 | 0 | 0 | 0 | 0 | 0 | 0 | 0 | 0 | 0 | 0 | 0 | 0 | 0 | 0 | 0 | 0 | 0 | 0 | 0 | 0 | 0 | 0 | 0 | 0 | 0
[35 empty] | DNP_ID: 2068. From Tarro - 18/9/08 SAO | Tarro 33_11kV Tx1 | Thornton 33_11kV Tx1 | 0 | 0.71349 | 0 | 0 | 0 | 0 | 0 | 0 | 0 | 0 | 0 | 0 | 0 | 0 | 0 | 0 | 0 | 0 | 0 | 0 | 0 | 0 | 0 | 0 | 0 | 0 | 0 | 0 | 0 | 0 | 0 | 0
[35 empty] | DNP_ID: 2068. From Tarro - 18/9/08 SAO | Tarro 33_11kV Tx1 | Thornton 33_11kV Tx3 | 0 | 0.71546 | 0 | 0 | 0 | 0 | 0 | 0 | 0 | 0 | 0 | 0 | 0 | 0 | 0 | 0 | 0 | 0 | 0 | 0 | 0 | 0 | 0 | 0 | 0 | 0 | 0 | 0 | 0 | 0 | 0 | 0
| 0 | [33 empty] | DNP_ID: 2068. From Tarro - 18/9/08 SAO | Tarro 33_11kV Tx2 | Thornton 33_11kV Tx1 | 0 | 0.71349 | 0 | 0 | 0 | 0 | 0 | 0 | 0 | 0 | 0 | 0 | 0 | 0 | 0 | 0 | 0 | 0 | 0 | 0 | 0 | 0 | 0 | 0 | 0 | 0 | 0 | 0 | 0 | 0 | 0 | 0
| Diversity Factor: 0 | [33 empty] | DNP_ID: 2068. From Tarro - 18/9/08 SAO | Tarro 33_11kV Tx2 | Thornton 33_11kV Tx3 | 0 | 0.71546 | 0 | 0 | 0 | 0 | 0 | 0 | 0 | 0 | 0 | 0 | 0 | 0 | 0 | 0 | 0 | 0 | 0 | 0 | 0 | 0 | 0 | 0 | 0 | 0 | 0 | 0 | 0 | 0 | 0 | 0
[35 empty] | DNP_ID: 2069. To East Maitland to deload feeders SAO-14/10/08 | Thornton 33_11kV Tx1 | East Maitland 33_11kV Tx1 | 0 | 0.16489 | 0 | 0 | 0 | 0 | 0 | 0 | 0 | 0 | 0 | 0 | 0 | 0 | 0 | 0 | 0 | 0 | 0 | 0 | 0 | 0 | 0 | 0 | 0 | 0 | 0 | 0 | 0 | 0 | 0 | 0
[35 empty] | DNP_ID: 2069. To East Maitland to deload feeders SAO-14/10/08 | Thornton 33_11kV Tx1 | East Maitland 33_11kV Tx2 | 0 | 0.16489 | 0 | 0 | 0 | 0 | 0 | 0 | 0 | 0 | 0 | 0 | 0 | 0 | 0 | 0 | 0 | 0 | 0 | 0 | 0 | 0 | 0 | 0 | 0 | 0 | 0 | 0 | 0 | 0 | 0 | 0
| 0 | [33 empty] | DNP_ID: 2069. To East Maitland to deload feeders SAO-14/10/08 | Thornton 33_11kV Tx1 | East Maitland 33_11kV Tx3 | 0 | 0.16489 | 0 | 0 | 0 | 0 | 0 | 0 | 0 | 0 | 0 | 0 | 0 | 0 | 0 | 0 | 0 | 0 | 0 | 0 | 0 | 0 | 0 | 0 | 0 | 0 | 0 | 0 | 0 | 0 | 0 | 0
| Diversity Factor: 0 | [33 empty] | DNP_ID: 2069. To East Maitland to deload feeders SAO-14/10/08 | Thornton 33_11kV Tx3 | East Maitland 33_11kV Tx1 | 0 | 0.16535 | 0 | 0 | 0 | 0 | 0 | 0 | 0 | 0 | 0 | 0 | 0 | 0 | 0 | 0 | 0 | 0 | 0 | 0 | 0 | 0 | 0 | 0 | 0 | 0 | 0 | 0 | 0 | 0 | 0 | 0
[35 empty] | DNP_ID: 2069. To East Maitland to deload feeders SAO-14/10/08 | Thornton 33_11kV Tx3 | East Maitland 33_11kV Tx2 | 0 | 0.16535 | 0 | 0 | 0 | 0 | 0 | 0 | 0 | 0 | 0 | 0 | 0 | 0 | 0 | 0 | 0 | 0 | 0 | 0 | 0 | 0 | 0 | 0 | 0 | 0 | 0 | 0 | 0 | 0 | 0 | 0
[35 empty] | DNP_ID: 2069. To East Maitland to deload feeders SAO-14/10/08 | Thornton 33_11kV Tx3 | East Maitland 33_11kV Tx3 | 0 | 0.16535 | 0 | 0 | 0 | 0 | 0 | 0 | 0 | 0 | 0 | 0 | 0 | 0 | 0 | 0 | 0 | 0 | 0 | 0 | 0 | 0 | 0 | 0 | 0 | 0 | 0 | 0 | 0 | 0 | 0 | 0
| 0 | [33 empty] | DNP_ID: 6707. Open point change Maitland Central 48115 and East Maitland 48011 | East Maitland 33_11kV Tx1 | Thornton 33_11kV Tx1 | 0 | 0 | 0 | 0.19053 | 0 | 0 | 0 | 0 | 0 | 0 | 0 | 0 | 0 | 0 | 0 | 0 | 0 | 0 | 0 | 0 | 0 | 0 | 0 | 0 | 0 | 0 | 0 | 0 | 0 | 0 | 0 | 0
| Diversity Factor: 0 | [33 empty] | DNP_ID: 6707. Open point change Maitland Central 48115 and East Maitland 48011 | East Maitland 33_11kV Tx1 | Thornton 33_11kV Tx2 | 0 | 0 | 0 | 0 | 0 | 0 | 0 | 0 | 0 | 0 | 0 | 0 | 0 | 0 | 0 | 0 | 0 | 0 | 0 | 0 | 0 | 0 | 0 | 0 | 0 | 0 | 0 | 0 | 0 | 0 | 0 | 0
[35 empty] | DNP_ID: 6707. Open point change Maitland Central 48115 and East Maitland 48011 | East Maitland 33_11kV Tx2 | Thornton 33_11kV Tx1 | 0 | 0 | 0 | 0.19053 | 0 | 0 | 0 | 0 | 0 | 0 | 0 | 0 | 0 | 0 | 0 | 0 | 0 | 0 | 0 | 0 | 0 | 0 | 0 | 0 | 0 | 0 | 0 | 0 | 0 | 0 | 0 | 0
[35 empty] | DNP_ID: 6707. Open point change Maitland Central 48115 and East Maitland 48011 | East Maitland 33_11kV Tx2 | Thornton 33_11kV Tx2 | 0 | 0 | 0 | 0 | 0 | 0 | 0 | 0 | 0 | 0 | 0 | 0 | 0 | 0 | 0 | 0 | 0 | 0 | 0 | 0 | 0 | 0 | 0 | 0 | 0 | 0 | 0 | 0 | 0 | 0 | 0 | 0
[35 empty] | DNP_ID: 6707. Open point change Maitland Central 48115 and East Maitland 48011 | East Maitland 33_11kV Tx3 | Thornton 33_11kV Tx1 | 0 | 0 | 0 | 0.19053 | 0 | 0 | 0 | 0 | 0 | 0 | 0 | 0 | 0 | 0 | 0 | 0 | 0 | 0 | 0 | 0 | 0 | 0 | 0 | 0 | 0 | 0 | 0 | 0 | 0 | 0 | 0 | 0
| Weather Correction and Public Holiday Factors | [8 empty] | Forecast ROG | [24 empty] | DNP_ID: 6707. Open point change Maitland Central 48115 and East Maitland 48011 | East Maitland 33_11kV Tx3 | Thornton 33_11kV Tx2 | 0 | 0 | 0 | 0 | 0 | 0 | 0 | 0 | 0 | 0 | 0 | 0 | 0 | 0 | 0 | 0 | 0 | 0 | 0 | 0 | 0 | 0 | 0 | 0 | 0 | 0 | 0 | 0 | 0 | 0 | 0 | 0
[10 empty] | ROG Justification | [24 empty] | DNP_ID: 7015. New Thornton feeder to Weakleys Dr Beresfield. | Tarro 33_11kV Tx1 | Thornton 33_11kV Tx3 | 0 | 0 | 0 | 0 | 0 | 0 | 1.4004 | 0 | 0 | 0 | 0 | 0 | 0 | 0 | 0 | 0 | 0 | 0 | 0 | 0 | 0 | 0 | 0 | 0 | 0 | 0 | 0 | 0 | 0 | 0 | 0 | 0
| Actual loads for season 13/14 have been weather corrected by the following: | [6 empty] | 26.34% |  | Rog Capped +/-5% | [24 empty] | DNP_ID: 7015. New Thornton feeder to Weakleys Dr Beresfield. | Tarro 33_11kV Tx2 | Thornton 33_11kV Tx3 | 0 | 0 | 0 | 0 | 0 | 0 | 1.4004 | 0 | 0 | 0 | 0 | 0 | 0 | 0 | 0 | 0 | 0 | 0 | 0 | 0 | 0 | 0 | 0 | 0 | 0 | 0 | 0 | 0 | 0 | 0 | 0 | 0 | Rog Capped +/-5%
[35 empty] | HVCON_ID: 2000031. Beresfield Industrial Park HP175-10 |  | Thornton 33_11kV Tx3 | 0 | 0 | 0 | 0 | 0 | 0 | 0.60016 | 0 | 0 | 0 | 0 | 0 | 0 | 0 | 0 | 0 | 0 | 0 | 0 | 0 | 0 | 0 | 0 | 0 | 0 | 0 | 0 | 0 | 0 | 0 | 0 | 0
[35 empty] | HVCON_ID: 2000032. Beresfield Industrial Park HP175-10 |  | Thornton 33_11kV Tx3 | 0 | 0 | 0 | 0 | 0 | 0 | 0.60016 | 0 | 0 | 0 | 0 | 0 | 0 | 0 | 0 | 0 | 0 | 0 | 0 | 0 | 0 | 0 | 0 | 0 | 0 | 0 | 0 | 0 | 0 | 0 | 0 | 0
1 | 2 | 3 | 4 | 5 | 6 | 7 | 8 | 9 | 10 | 14/15 | 15/16 | 16/17 | 17/18 | 18/19 | 19/20 | 20/21 | 21/22 | 22/23 | 23/24 | 24/25 | 25/26 | 26/27 | 27/28 | 28/29 | 29/30 | 30/31 | 31/32 | 32/33 | 33/34 | 34/35 | 35/36 | 36/37 | 37/38 | 38/39 | HVCON_ID: 2000034. Berry Park HWC |  | Thornton 33_11kV Tx1 | 0.22261 | 0 | 0 | 0 | 0 | 0 | 0 | 0 | 0 | 0 | 0 | 0 | 0 | 0 | 0 | 0 | 0 | 0 | 0 | 0 | 0 | 0 | 0 | 0 | 0 | 0 | 0 | 0 | 0 | 0 | 0 | 0
0.95 | 0.9025 | 0.87242 | 0.85789 | 0.85789 | 0.85789 | 0.85789 | 0.85789 | 0.85789 | 0.85789 | -5% | -5% | -3.333% | -1.666% | 0% | 0% | 0% | 0% | 0% | 0% | 0% | 0% | 0% | 0% | 0% | 0% | 0% | 0% | 0% | 0% | 0% | 0% | 0% | 0% | 0% | HVCON_ID: 2000034. Berry Park HWC |  | Thornton 33_11kV Tx3 | 0.22322 | 0 | 0 | 0 | 0 | 0 | 0 | 0 | 0 | 0 | 0 | 0 | 0 | 0 | 0 | 0 | 0 | 0 | 0 | 0 | 0 | 0 | 0 | 0 | 0 | 0 | 0 | 0 | 0 | 0 | 0 | 0
[35 empty] | HVCON_ID: 2000035. Ray Terr Road North Thornton - Display Home Village. Not a spot load. |  | Thornton 33_11kV Tx1 | 0 | 0 | 0 | 0 | 0 | 0 | 0 | 0 | 0 | 0 | 0 | 0 | 0 | 0 | 0 | 0 | 0 | 0 | 0 | 0 | 0 | 0 | 0 | 0 | 0 | 0 | 0 | 0 | 0 | 0 | 0 | 0
2: Substation Load Detail | HVCON_ID: 2000035. Ray Terr Road North Thornton - Display Home Village. Not a spot load. |  | Thornton 33_11kV Tx3 | 0 | 0 | 0 | 0 | 0 | 0 | 0 | 0 | 0 | 0 | 0 | 0 | 0 | 0 | 0 | 0 | 0 | 0 | 0 | 0 | 0 | 0 | 0 | 0 | 0 | 0 | 0 | 0 | 0 | 0 | 0 | 0
[35 empty] | HVCON_ID: 2000036. Morpeth WWTP - HWC |  | Thornton 33_11kV Tx1 | 0 | 0 | 0.22261 | 0 | 0 | 0 | 0 | 0 | 0 | 0 | 0 | 0 | 0 | 0 | 0 | 0 | 0 | 0 | 0 | 0 | 0 | 0 | 0 | 0 | 0 | 0 | 0 | 0 | 0 | 0 | 0 | 0
[7 empty] | Units | 13/14 |  | 14/15 | 15/16 | 16/17 | 17/18 | 18/19 | 19/20 | 20/21 | 21/22 | 22/23 | 23/24 | 24/25 | 25/26 | 26/27 | 27/28 | 28/29 | 29/30 | 30/31 | 31/32 | 32/33 | 33/34 | 34/35 | 35/36 | 36/37 | 37/38 | 38/39 | HVCON_ID: 2000036. Morpeth WWTP - HWC |  | Thornton 33_11kV Tx3 | 0 | 0 | 0.22322 | 0 | 0 | 0 | 0 | 0 | 0 | 0 | 0 | 0 | 0 | 0 | 0 | 0 | 0 | 0 | 0 | 0 | 0 | 0 | 0 | 0 | 0 | 0 | 0 | 0 | 0 | 0 | 0 | 0
1 | Thornton 33_11kV | Compensated |  | Load (LV side) |  |  | Amps | 0 |  | 1640.782 | 1551.608 | 1498.372 | 1473.903 | 1478.113 | 1490.131 | 1513.919 | 1539.262 | 1561.571 | 1585.05 | 1607.387 | 1632.773 | 1658.553 | 1686.008 | 1714.678 | 1743.444 | 1772.405 | 1801.968 | 1832.142 | 1862.934 | 1894.352 | 1926.406 | 1959.104 | 1965.851 | 1998.639 | Econometric |  | Thornton 33_11kV Tx1 | 0 | 0 | 0 | 0 | 0 | 0 | 0 | 0 | 0 | 0.11405 | 0.21272 | 0.2853 | 0.32663 | 0.37645 | 0.36974 | 0.35157 | 0.35165 | 0.3568 | 0.36203 | 0.36733 | 0.3727 | 0.37815 | 0.38367 | 0.38927 | 0.39494 | 0.40069 | 0.40652 | 0.41243 | 0.41842 | 0.42449 | 0.43064 | 0.43688
|  |  |  | Apparent Power |  |  | MVA | 27.5 | 33.56 | 31.2611 | 29.5621 | 28.5478 | 28.0816 | 28.1618 | 28.3908 | 28.844 | 29.3269 | 29.7519 | 30.1993 | 30.6248 | 31.1085 | 31.5997 | 32.1228 | 32.669 | 33.2171 | 33.7689 | 34.3321 | 34.907 | 35.4937 | 36.0923 | 36.703 | 37.3259 | 37.4545 | 38.0792 | Econometric |  | Thornton 33_11kV Tx3 | 0 | 0 | 0 | 0 | 0 | 0 | 0 | 0 | 0 | 0.11436 | 0.21331 | 0.28608 | 0.32753 | 0.37749 | 0.37076 | 0.35254 | 0.35262 | 0.35779 | 0.36303 | 0.36835 | 0.37373 | 0.37919 | 0.38473 | 0.39034 | 0.39603 | 0.4018 | 0.40764 | 0.41357 | 0.41957 | 0.42566 | 0.43183 | 0.43809
|  |  |  | Real Power |  |  | MW | 26.9123 | 32.8428 | 30.9932 | 29.3484 | 28.3647 | 27.9121 | 27.99 | 28.2123 | 28.6521 | 29.1204 | 29.5323 | 29.9656 | 30.3776 | 30.8457 | 31.3207 | 31.8263 | 32.3539 | 32.8831 | 33.4156 | 33.9589 | 34.5132 | 35.0785 | 35.6551 | 36.2432 | 36.8427 | 37.454 | 38.0772 | Energy Efficiency |  | Thornton 33_11kV Tx1 | 0 | 0 | 0 | 0 | 0 | 0 | 0 | -0.012128 | -0.0067842 | -0.064445 | -0.1054 | -0.16451 | -0.17735 | -0.11145 | -0.090927 | -0.10181 | -0.098516 | -0.1098 | -0.085618 | -0.087249 | -0.076558 | -0.070399 | -0.075149 | -0.078994 | -0.078994 | -0.078994 | -0.078994 | -0.078994 | -0.078994 | -0.078994 | -0.078994 | -0.078994
|  |  |  | Reactive Power |  |  | MVAr | 0 |  | 4.0835 | 3.5483 | 3.2283 | 3.081 | 3.1064 | 3.1787 | 3.3218 | 3.4742 | 3.6082 | 3.7492 | 3.8832 | 4.0355 | 4.19 | 4.3545 | 4.5262 | 4.6983 | 4.8716 | 5.0483 | 5.2287 | 5.4126 | 5.6002 | 5.7915 | 5.9866 | 0.18546 | 0.38821 | Energy Efficiency |  | Thornton 33_11kV Tx3 | 0 | 0 | 0 | 0 | 0 | 0 | 0 | -0.012161 | -0.0068029 | -0.064623 | -0.10569 | -0.16496 | -0.17784 | -0.11175 | -0.091178 | -0.10209 | -0.098788 | -0.1101 | -0.085854 | -0.08749 | -0.076769 | -0.070593 | -0.075356 | -0.079212 | -0.079212 | -0.079212 | -0.079212 | -0.079212 | -0.079212 | -0.079212 | -0.079212 | -0.079212
|  |  |  | Capacitors In Service |  |  | MVAr | 3.79 |  | 6 | 6 | 6 | 6 | 6 | 6 | 6 | 6 | 6 | 6 | 6 | 6 | 6 | 6 | 6 | 6 | 6 | 6 | 6 | 6 | 6 | 6 | 6 | 12 | 12 | Solar PV |  | Thornton 33_11kV Tx1 | 0 | 0 | 0 | -0.047285 | -0.033464 | -0.011924 | -0.049077 | -0.020762 | -0.023287 | -0.026301 | -0.028859 | -0.030886 | -0.032538 | -0.034067 | -0.032943 | -0.033467 | -0.025607 | -0.030672 | -0.030672 | -0.030672 | -0.030672 | -0.030672 | -0.030672 | -0.030672 | -0.030672 | -0.030672 | -0.030672 | -0.030672 | -0.030672 | -0.030672 | -0.030672 | -0.030672
|  |  |  | PF |  |  |  | 0.97863 |  | 0.99143 | 0.99277 | 0.99359 | 0.99396 | 0.9939 | 0.99371 | 0.99335 | 0.99296 | 0.99262 | 0.99226 | 0.99193 | 0.99155 | 0.99117 | 0.99077 | 0.99035 | 0.98995 | 0.98954 | 0.98913 | 0.98872 | 0.9883 | 0.98789 | 0.98747 | 0.98705 | 0.99999 | 0.99995 | Solar PV |  | Thornton 33_11kV Tx3 | 0 | 0 | 0 | -0.047415 | -0.033556 | -0.011956 | -0.049213 | -0.020819 | -0.023352 | -0.026373 | -0.028938 | -0.030971 | -0.032628 | -0.034161 | -0.033034 | -0.033559 | -0.025678 | -0.030757 | -0.030757 | -0.030757 | -0.030757 | -0.030757 | -0.030757 | -0.030757 | -0.030757 | -0.030757 | -0.030757 | -0.030757 | -0.030757 | -0.030757 | -0.030757 | -0.030757
0.94563 | Diversity Factor: 0.95 | Uncompensated |  | Reactive Power |  |  | MVAr | 0 | 10.6908 | 10.0835 | 9.5483 | 9.2283 | 9.081 | 9.1064 | 9.1787 | 9.3218 | 9.4742 | 9.6082 | 9.7492 | 9.8832 | 10.0355 | 10.19 | 10.3545 | 10.5262 | 10.6983 | 10.8716 | 11.0483 | 11.2287 | 11.4126 | 11.6002 | 11.7915 | 11.9866 | 12.1855 | 12.3882
|  |  |  | PF |  |  |  | 0.94358 |  | 0.95094 | 0.95094 | 0.95094 | 0.95094 | 0.95094 | 0.95094 | 0.95094 | 0.95094 | 0.95094 | 0.95094 | 0.95094 | 0.95094 | 0.95094 | 0.95094 | 0.95094 | 0.95094 | 0.95094 | 0.95094 | 0.95094 | 0.95094 | 0.95094 | 0.95094 | 0.95094 | 0.95094 | 0.95094
[10 empty] | 1 | 2 | 3 | 4 | 5 | 6 | 7 | 8 | 9 | 10 | 11 | 12 | 13 | 14 | 15 | 16 | 17 | 18 | 19 | 20 | 21 | 22 | 23 | 24 | 25
Transformer Load Detail
[7 empty] | Units | 13/14 |  | 14/15 | 15/16 | 16/17 | 17/18 | 18/19 | 19/20 | 20/21 | 21/22 | 22/23 | 23/24 | 24/25 | 25/26 | 26/27 | 27/28 | 28/29 | 29/30 | 30/31 | 31/32 | 32/33 | 33/34 | 34/35 | 35/36 | 36/37 | 37/38 | 38/39
| 0 | Compensated |  | Load (LV side) |  |  | Amps
|  |  |  | Apparent Power |  |  | MVA
|  |  |  | Real Power |  |  | MW
|  |  |  | Reactive Power |  |  | MVAr
|  |  |  | Capacitors In Service |  |  | MVAr
PF
| Zone Div: | Uncompensated |  | Reactive Power |  |  | MVAr
PF
| 0 | Compensated |  | Load (LV side) |  |  | Amps
|  |  |  | Apparent Power |  |  | MVA
|  |  |  | Real Power |  |  | MW
|  |  |  | Reactive Power |  |  | MVAr
|  |  |  | Capacitors In Service |  |  | MVAr
PF
| Zone Div: | Uncompensated |  | Reactive Power |  |  | MVAr
PF
| 0 | Compensated |  | Load (LV side) |  |  | Amps
|  |  |  | Apparent Power |  |  | MVA
|  |  |  | Real Power |  |  | MW
|  |  |  | Reactive Power |  |  | MVAr
|  |  |  | Capacitors In Service |  |  | MVAr
PF
| Zone Div: | Uncompensated |  | Reactive Power |  |  | MVAr
PF
| 0 | Compensated |  | Load (LV side) |  |  | Amps
|  |  |  | Apparent Power |  |  | MVA
|  |  |  | Real Power |  |  | MW
|  |  |  | Reactive Power |  |  | MVAr
|  |  |  | Capacitors In Service |  |  | MVAr
PF
| Zone Div: | Uncompensated |  | Reactive Power |  |  | MVAr
PF
| 0 | Compensated |  | Load (LV side) |  |  | Amps
|  |  |  | Apparent Power |  |  | MVA
|  |  |  | Real Power |  |  | MW
|  |  |  | Reactive Power |  |  | MVAr
|  |  |  | Capacitors In Service |  |  | MVAr
PF
| Zone Div: | Uncompensated |  | Reactive Power |  |  | MVAr
PF
| 0 | Compensated |  | Load (LV side) |  |  | Amps
|  |  |  | Apparent Power |  |  | MVA
|  |  |  | Real Power |  |  | MW
|  |  |  | Reactive Power |  |  | MVAr
|  |  |  | Capacitors In Service |  |  | MVAr
PF
| Zone Div: | Uncompensated |  | Reactive Power |  |  | MVAr
PF
| 0 | Compensated |  | Load (LV side) |  |  | Amps
|  |  |  | Apparent Power |  |  | MVA
|  |  |  | Real Power |  |  | MW
|  |  |  | Reactive Power |  |  | MVAr
|  |  |  | Capacitors In Service |  |  | MVAr
PF
| Zone Div: | Uncompensated |  | Reactive Power |  |  | MVAr
PF
| 0 | Compensated |  | Load (LV side) |  |  | Amps
|  |  |  | Apparent Power |  |  | MVA
|  |  |  | Real Power |  |  | MW
|  |  |  | Reactive Power |  |  | MVAr
|  |  |  | Capacitors In Service |  |  | MVAr
PF
| Zone Div: | Uncompensated |  | Reactive Power |  |  | MVAr
PF
| 0 | Compensated |  | Load (LV side) |  |  | Amps
|  |  |  | Apparent Power |  |  | MVA
|  |  |  | Real Power |  |  | MW
|  |  |  | Reactive Power |  |  | MVAr
|  |  |  | Capacitors In Service |  |  | MVAr
PF
| Zone Div: | Uncompensated |  | Reactive Power |  |  | MVAr
PF
| 0 | Compensated |  | Load (LV side) |  |  | Amps
|  |  |  | Apparent Power |  |  | MVA
|  |  |  | Real Power |  |  | MW
|  |  |  | Reactive Power |  |  | MVAr
|  |  |  | Capacitors In Service |  |  | MVAr
PF
| Zone Div: | Uncompensated |  | Reactive Power |  |  | MVAr
PF

## Wallalong 33_11kV
| Wallalong 33_11kV | [16 empty] | 2015 | SUMMER
[6 empty] | Zone decommissioned |  | 2014-12-01
| Substation Total Loads | [33 empty] | Spots & Transfers Detail
| Historical Loads | (11kV MVA) | [7 empty] | Weather Corrected Forecast Loads |  |  |  | (11kV MVA) | [20 empty] | Spots & Transfers Summary | (11kV MVA) |  | Historical Spots & Transfers | [6 empty] | Forecast Spots & Transfers
|  | 07/08 | 08/09 | 09/10 | 10/11 | 11/12 | 12/13 | 13/14 |  | 14/15 | 15/16 | 16/17 | 17/18 | 18/19 | 19/20 | 20/21 | 21/22 | 22/23 | 23/24 | 24/25 | 25/26 | 26/27 | 27/28 | 28/29 | 29/30 | 30/31 | 31/32 | 32/33 | 33/34 | 34/35 | 35/36 | 36/37 | 37/38 | 38/39 |  |  |  | 07/08 | 08/09 | 09/10 | 10/11 | 11/12 | 12/13 | 13/14 | 14/15 | 15/16 | 16/17 | 17/18 | 18/19 | 19/20 | 20/21 | 21/22 | 22/23 | 23/24 | 24/25 | 25/26 | 26/27 | 27/28 | 28/29 | 29/30 | 30/31 | 31/32 | 32/33 | 33/34 | 34/35 | 35/36 | 36/37 | 37/38 | 38/39
| Total | 3.161 | 4.184 | 4.122 | 4.906 | 1.964 | 4.4897 | 4.038 |  | 0 | 0 | 0 | 0 | 0 | 0 | 0 | 0 | 0 | 0 | 0 | 0 | 0 | 0 | 0 | 0 | 0 | 0 | 0 | 0 | 0 | 0 | 0 | 0 | 0 |  |  | Total | 0 | 0 | 0 | -0.01263 | -0.04537 | -0.00681 | -0.00227 | -4.4964 | 0 | 0 | 0 | 0 | 0 | 0 | 0 | 0 | 0 | 0 | 0 | 0 | 0 | 0 | 0 | 0 | 0 | 0 | 0 | 0 | 0 | 0 | 0 | 0
| Firm Rating | 0 | 0 | 0 | 0 | 0 | 0 | 0 |  | 0 | 0 | 0 | 0 | 0 | 0 | 0 | 0 | 0 | 0 | 0 | 0 | 0 | 0 | 0 | 0 | 0 | 0 | 0 | 0 | 0 | 0 | 0 | 0 | 0
| Total Capacity | 0 | 0 | 4.8 | 4.8 | 4.8 | 5.77 | 5.77 |  | 0 | 0 | 0 | 0 | 0 | 0 | 0 | 0 | 0 | 0 | 0 | 0 | 0 | 0 | 0 | 0 | 0 | 0 | 0 | 0 | 0 | 0 | 0 | 0 | 0 |  |  | Wallalong 33_11kV Tx1 | 0 | 0 | 0 | -0.01263 | -0.04537 | -0.00681 | -0.00227 | -4.4964 | 0 | 0 | 0 | 0 | 0 | 0 | 0 | 0 | 0 | 0 | 0 | 0 | 0 | 0 | 0 | 0 | 0 | 0 | 0 | 0 | 0 | 0 | 0 | 0
|  | -7 | -6 | -5 | -4 | -3 | -2 | -1 |  | 0 | 1 | 2 | 3 | 4 | 5 | 6 | 7 | 8 | 9 | 10 | 11 | 12 | 13 | 14 | 15 | 16 | 17 | 18 | 19 | 20 | 21 | 22 | 23 | 24 |  |  |  | 0 | 0 | 0 | 0 | 0 | 0 | 0 | 0 | 0 | 0 | 0 | 0 | 0 | 0 | 0 | 0 | 0 | 0 | 0 | 0 | 0 | 0 | 0 | 0 | 0 | 0 | 0 | 0 | 0 | 0 | 0 | 0
| Transformer Loads | [36 empty] | 0 | 0 | 0 | 0 | 0 | 0 | 0 | 0 | 0 | 0 | 0 | 0 | 0 | 0 | 0 | 0 | 0 | 0 | 0 | 0 | 0 | 0 | 0 | 0 | 0 | 0 | 0 | 0 | 0 | 0 | 0 | 0
| Historical Loads | (11kV MVA) | [7 empty] | Weather Corrected Forecast Loads |  |  |  | (11kV MVA) | [23 empty] | 0 | 0 | 0 | 0 | 0 | 0 | 0 | 0 | 0 | 0 | 0 | 0 | 0 | 0 | 0 | 0 | 0 | 0 | 0 | 0 | 0 | 0 | 0 | 0 | 0 | 0 | 0 | 0 | 0 | 0 | 0 | 0
|  | 07/08 | 08/09 | 09/10 | 10/11 | 11/12 | 12/13 | 13/14 |  | 14/15 | 15/16 | 16/17 | 17/18 | 18/19 | 19/20 | 20/21 | 21/22 | 22/23 | 23/24 | 24/25 | 25/26 | 26/27 | 27/28 | 28/29 | 29/30 | 30/31 | 31/32 | 32/33 | 33/34 | 34/35 | 35/36 | 36/37 | 37/38 | 38/39 |  |  |  | 0 | 0 | 0 | 0 | 0 | 0 | 0 | 0 | 0 | 0 | 0 | 0 | 0 | 0 | 0 | 0 | 0 | 0 | 0 | 0 | 0 | 0 | 0 | 0 | 0 | 0 | 0 | 0 | 0 | 0 | 0 | 0
| 0 | [36 empty] | 0 | 0 | 0 | 0 | 0 | 0 | 0 | 0 | 0 | 0 | 0 | 0 | 0 | 0 | 0 | 0 | 0 | 0 | 0 | 0 | 0 | 0 | 0 | 0 | 0 | 0 | 0 | 0 | 0 | 0 | 0 | 0
| Diversity Factor: 0 | [36 empty] | 0 | 0 | 0 | 0 | 0 | 0 | 0 | 0 | 0 | 0 | 0 | 0 | 0 | 0 | 0 | 0 | 0 | 0 | 0 | 0 | 0 | 0 | 0 | 0 | 0 | 0 | 0 | 0 | 0 | 0 | 0 | 0
[38 empty] | 0 | 0 | 0 | 0 | 0 | 0 | 0 | 0 | 0 | 0 | 0 | 0 | 0 | 0 | 0 | 0 | 0 | 0 | 0 | 0 | 0 | 0 | 0 | 0 | 0 | 0 | 0 | 0 | 0 | 0 | 0 | 0
[38 empty] | 0 | 0 | 0 | 0 | 0 | 0 | 0 | 0 | 0 | 0 | 0 | 0 | 0 | 0 | 0 | 0 | 0 | 0 | 0 | 0 | 0 | 0 | 0 | 0 | 0 | 0 | 0 | 0 | 0 | 0 | 0 | 0
| 0 | [36 empty] | 0 | 0 | 0 | 0 | 0 | 0 | 0 | 0 | 0 | 0 | 0 | 0 | 0 | 0 | 0 | 0 | 0 | 0 | 0 | 0 | 0 | 0 | 0 | 0 | 0 | 0 | 0 | 0 | 0 | 0 | 0 | 0
Diversity Factor: 0
[38 empty] | Historical Spots & Transfers | [6 empty] | Forecast Spots & Transfers
[35 empty] | Project Name | From | To | 07/08 | 08/09 | 09/10 | 10/11 | 11/12 | 12/13 | 13/14 | 14/15 | 15/16 | 16/17 | 17/18 | 18/19 | 19/20 | 20/21 | 21/22 | 22/23 | 23/24 | 24/25 | 25/26 | 26/27 | 27/28 | 28/29 | 29/30 | 30/31 | 31/32 | 32/33 | 33/34 | 34/35 | 35/36 | 36/37 | 37/38 | 38/39
| 0 | [33 empty] | DNP_ID: 6607. Establish 11kV connections to New Brandy Hill Zone | Wallalong 33_11kV Tx1 | Brandy Hill 132_11kV Tx1 | 0 | 0 | 0 | 0 | 0 | 0 | 0 | 4.4964 | 0 | 0 | 0 | 0 | 0 | 0 | 0 | 0 | 0 | 0 | 0 | 0 | 0 | 0 | 0 | 0 | 0 | 0 | 0 | 0 | 0 | 0 | 0 | 0
| Diversity Factor: 0 | [33 empty] | Econometric |  | Wallalong 33_11kV Tx1 | 0 | 0 | 0 | 0 | 0 | 0 | 0 | 0 | 0 | 0 | 0 | 0 | 0 | 0 | 0 | 0 | 0 | 0 | 0 | 0 | 0 | 0 | 0 | 0 | 0 | 0 | 0 | 0 | 0 | 0 | 0 | 0
[35 empty] | Energy Efficiency |  | Wallalong 33_11kV Tx1 | 0 | 0 | 0 | 0 | 0 | 0 | 0 | 0 | 0 | 0 | 0 | 0 | 0 | 0 | 0 | 0 | 0 | 0 | 0 | 0 | 0 | 0 | 0 | 0 | 0 | 0 | 0 | 0 | 0 | 0 | 0 | 0
[35 empty] | Solar PV |  | Wallalong 33_11kV Tx1 | 0 | 0 | 0 | -0.01263 | -0.04537 | -0.00681 | -0.00227 | 0 | 0 | 0 | 0 | 0 | 0 | 0 | 0 | 0 | 0 | 0 | 0 | 0 | 0 | 0 | 0 | 0 | 0 | 0 | 0 | 0 | 0 | 0 | 0 | 0
0
Diversity Factor: 0
0
Diversity Factor: 0
0
Diversity Factor: 0
0
Diversity Factor: 0
0
Diversity Factor: 0
0
Diversity Factor: 0
0
Diversity Factor: 0
| Weather Correction and Public Holiday Factors | [8 empty] | Forecast ROG
ROG Justification
| Actual loads for season 13/14 have been weather corrected by the following: | [6 empty] | 19.66% |  | 7 year ROG ok | [59 empty] | 7 year ROG ok
1 | 2 | 3 | 4 | 5 | 6 | 7 | 8 | 9 | 10 | 14/15 | 15/16 | 16/17 | 17/18 | 18/19 | 19/20 | 20/21 | 21/22 | 22/23 | 23/24 | 24/25 | 25/26 | 26/27 | 27/28 | 28/29 | 29/30 | 30/31 | 31/32 | 32/33 | 33/34 | 34/35 | 35/36 | 36/37 | 37/38 | 38/39
1.0058 | 1.0116 | 1.0155 | 1.0175 | 1.0175 | 1.0175 | 1.0175 | 1.0175 | 1.0175 | 1.0175 | 0.58% | 0.58% | 0.3867% | 0.1933% | 0% | 0% | 0% | 0% | 0% | 0% | 0% | 0% | 0% | 0% | 0% | 0% | 0% | 0% | 0% | 0% | 0% | 0% | 0% | 0% | 0%
Substation Load Detail
[7 empty] | Units | 13/14 |  | 14/15 | 15/16 | 16/17 | 17/18 | 18/19 | 19/20 | 20/21 | 21/22 | 22/23 | 23/24 | 24/25 | 25/26 | 26/27 | 27/28 | 28/29 | 29/30 | 30/31 | 31/32 | 32/33 | 33/34 | 34/35 | 35/36 | 36/37 | 37/38 | 38/39
1 | Wallalong 33_11kV | Compensated |  | Load (LV side) |  |  | Amps | 0 |  | 0 | 0 | 0 | 0 | 0 | 0 | 0 | 0 | 0 | 0 | 0 | 0 | 0 | 0 | 0 | 0 | 0 | 0 | 0 | 0 | 0 | 0 | 0 | 0 | 0
|  |  |  | Apparent Power |  |  | MVA | 4.038 | 4.75 | 0 | 0 | 0 | 0 | 0 | 0 | 0 | 0 | 0 | 0 | 0 | 0 | 0 | 0 | 0 | 0 | 0 | 0 | 0 | 0 | 0 | 0 | 0 | 0 | 0
|  |  |  | Real Power |  |  | MW | 3.6342 | 4.275 | 0 | 0 | 0 | 0 | 0 | 0 | 0 | 0 | 0 | 0 | 0 | 0 | 0 | 0 | 0 | 0 | 0 | 0 | 0 | 0 | 0 | 0 | 0 | 0 | 0
|  |  |  | Reactive Power |  |  | MVAr | 0 |  | 0 | 0 | 0 | 0 | 0 | 0 | 0 | 0 | 0 | 0 | 0 | 0 | 0 | 0 | 0 | 0 | 0 | 0 | 0 | 0 | 0 | 0 | 0 | 0 | 0
|  |  |  | Capacitors In Service |  |  | MVAr | 0 |  | 0 | 0 | 0 | 0 | 0 | 0 | 0 | 0 | 0 | 0 | 0 | 0 | 0 | 0 | 0 | 0 | 0 | 0 | 0 | 0 | 0 | 0 | 0 | 0 | 0
|  |  |  | PF |  |  |  | 0.9 |  | 0 | 0 | 0 | 0 | 0 | 0 | 0 | 0 | 0 | 0 | 0 | 0 | 0 | 0 | 0 | 0 | 0 | 0 | 0 | 0 | 0 | 0 | 0 | 0 | 0
0.90736 | Diversity Factor: 0.91 | Uncompensated |  | Reactive Power |  |  | MVAr | 0 | 2.0705 | 0 | 0 | 0 | 0 | 0 | 0 | 0 | 0 | 0 | 0 | 0 | 0 | 0 | 0 | 0 | 0 | 0 | 0 | 0 | 0 | 0 | 0 | 0 | 0 | 0
|  |  |  | PF |  |  |  | 0.9 |  | 0 | 0 | 0 | 0 | 0 | 0 | 0 | 0 | 0 | 0 | 0 | 0 | 0 | 0 | 0 | 0 | 0 | 0 | 0 | 0 | 0 | 0 | 0 | 0 | 0
[10 empty] | 1 | 2 | 3 | 4 | 5 | 6 | 7 | 8 | 9 | 10 | 11 | 12 | 13 | 14 | 15 | 16 | 17 | 18 | 19 | 20 | 21 | 22 | 23 | 24 | 25
Transformer Load Detail
[7 empty] | Units | 13/14 |  | 14/15 | 15/16 | 16/17 | 17/18 | 18/19 | 19/20 | 20/21 | 21/22 | 22/23 | 23/24 | 24/25 | 25/26 | 26/27 | 27/28 | 28/29 | 29/30 | 30/31 | 31/32 | 32/33 | 33/34 | 34/35 | 35/36 | 36/37 | 37/38 | 38/39
| 0 | Compensated |  | Load (LV side) |  |  | Amps
|  |  |  | Apparent Power |  |  | MVA
|  |  |  | Real Power |  |  | MW
|  |  |  | Reactive Power |  |  | MVAr
|  |  |  | Capacitors In Service |  |  | MVAr
PF
| Zone Div: | Uncompensated |  | Reactive Power |  |  | MVAr
PF
| 0 | Compensated |  | Load (LV side) |  |  | Amps
|  |  |  | Apparent Power |  |  | MVA
|  |  |  | Real Power |  |  | MW
|  |  |  | Reactive Power |  |  | MVAr
|  |  |  | Capacitors In Service |  |  | MVAr
PF
| Zone Div: | Uncompensated |  | Reactive Power |  |  | MVAr
PF
| 0 | Compensated |  | Load (LV side) |  |  | Amps
|  |  |  | Apparent Power |  |  | MVA
|  |  |  | Real Power |  |  | MW
|  |  |  | Reactive Power |  |  | MVAr
|  |  |  | Capacitors In Service |  |  | MVAr
PF
| Zone Div: | Uncompensated |  | Reactive Power |  |  | MVAr
PF
| 0 | Compensated |  | Load (LV side) |  |  | Amps
|  |  |  | Apparent Power |  |  | MVA
|  |  |  | Real Power |  |  | MW
|  |  |  | Reactive Power |  |  | MVAr
|  |  |  | Capacitors In Service |  |  | MVAr
PF
| Zone Div: | Uncompensated |  | Reactive Power |  |  | MVAr
PF
| 0 | Compensated |  | Load (LV side) |  |  | Amps
|  |  |  | Apparent Power |  |  | MVA
|  |  |  | Real Power |  |  | MW
|  |  |  | Reactive Power |  |  | MVAr
|  |  |  | Capacitors In Service |  |  | MVAr
PF
| Zone Div: | Uncompensated |  | Reactive Power |  |  | MVAr
PF
| 0 | Compensated |  | Load (LV side) |  |  | Amps
|  |  |  | Apparent Power |  |  | MVA
|  |  |  | Real Power |  |  | MW
|  |  |  | Reactive Power |  |  | MVAr
|  |  |  | Capacitors In Service |  |  | MVAr
PF
| Zone Div: | Uncompensated |  | Reactive Power |  |  | MVAr
PF
| 0 | Compensated |  | Load (LV side) |  |  | Amps
|  |  |  | Apparent Power |  |  | MVA
|  |  |  | Real Power |  |  | MW
|  |  |  | Reactive Power |  |  | MVAr
|  |  |  | Capacitors In Service |  |  | MVAr
PF
| Zone Div: | Uncompensated |  | Reactive Power |  |  | MVAr
PF
| 0 | Compensated |  | Load (LV side) |  |  | Amps
|  |  |  | Apparent Power |  |  | MVA
|  |  |  | Real Power |  |  | MW
|  |  |  | Reactive Power |  |  | MVAr
|  |  |  | Capacitors In Service |  |  | MVAr
PF
| Zone Div: | Uncompensated |  | Reactive Power |  |  | MVAr
PF
| 0 | Compensated |  | Load (LV side) |  |  | Amps
|  |  |  | Apparent Power |  |  | MVA
|  |  |  | Real Power |  |  | MW
|  |  |  | Reactive Power |  |  | MVAr
|  |  |  | Capacitors In Service |  |  | MVAr
PF
| Zone Div: | Uncompensated |  | Reactive Power |  |  | MVAr
PF
| 0 | Compensated |  | Load (LV side) |  |  | Amps
|  |  |  | Apparent Power |  |  | MVA
|  |  |  | Real Power |  |  | MW
|  |  |  | Reactive Power |  |  | MVAr
|  |  |  | Capacitors In Service |  |  | MVAr
PF
| Zone Div: | Uncompensated |  | Reactive Power |  |  | MVAr
PF