## Inclusions and Exclusions
Sydney Forecast Inclusions and Exclusions
Date Printed |  | 08JUL14:11:21:24
| Description | Value
Season |  | Winter | Winter
Either Summer or Winter
Year |  | 2014 | 2014
Year that the forecast starts
POE |  | 50% | 0.5
10%, 50%, 90%
Spots and Transfers |  | Y | Y
Are Spots and Transfers Included?
BBDM Spots |  | Y | Y
Is BBDM included?
Spots Coefficient |  | 55% | 0.55
Scaling factor applied to spot loads in the future
Aligned ROGs |  | Capped | Capped
Have ROGs been aligned to econometric forecast?
Committed Projects |  | Y | Y
Are Committed Projects Included?
Major Customers Scaling Factor |  | 100% | 1
Scaling factor applied to major customer connections in the future
Future Transfers |  | Y | Y
Are future transfers included?
Future Spots |  | 4 | 4
Future spots are cleared from the following forecast year

## Customer4
| Customer4 | [16 empty] | 2014 | WINTER
| Substation Total Loads | [33 empty] | Spots & Transfers Detail
| Historical Loads | (33kV Amps) | [7 empty] | Weather Corrected Forecast Loads |  |  |  | (33kV Amps) | [20 empty] | Spots & Transfers Summary | (33kV Amps) |  | Historical Spots & Transfers | [6 empty] | Forecast Spots & Transfers
|  | 2007 | 2008 | 2009 | 2010 | 2011 | 2012 | 2013 |  | 2014 | 2015 | 2016 | 2017 | 2018 | 2019 | 2020 | 2021 | 2022 | 2023 | 2024 | 2025 | 2026 | 2027 | 2028 | 2029 | 2030 | 2031 | 2032 | 2033 | 2034 | 2035 | 2036 | 2037 | 2038 |  |  |  | 2007 | 2008 | 2009 | 2010 | 2011 | 2012 | 2013 | 2014 | 2015 | 2016 | 2017 | 2018 | 2019 | 2020 | 2021 | 2022 | 2023 | 2024 | 2025 | 2026 | 2027 | 2028 | 2029 | 2030 | 2031 | 2032 | 2033 | 2034 | 2035 | 2036 | 2037 | 2038
| Total | [8 empty] | 0 | 280 | 385 | 437 | 437 | 437 | 437 | 437 | 437 | 437 | 437 | 437 | 437 | 437 | 437 | 437 | 437 | 437 | 437 | 437 | 437 | 437 | 437 | 437 | 437 |  |  | Total | Forecast Spots & Transfers 2015: 280; Forecast Spots & Transfers 2016: 105; Forecast Spots & Transfers 2017: 52
Firm Rating
| Total Capacity | [36 empty] | 0 | 0 | 0 | 0 | 0 | 0 | 0 | 0 | 0 | 0 | 0 | 0 | 0 | 0 | 0 | 0 | 0 | 0 | 0 | 0 | 0 | 0 | 0 | 0 | 0 | 0 | 0 | 0 | 0 | 0 | 0 | 0
|  | -7 | -6 | -5 | -4 | -3 | -2 | -1 |  | 0 | 1 | 2 | 3 | 4 | 5 | 6 | 7 | 8 | 9 | 10 | 11 | 12 | 13 | 14 | 15 | 16 | 17 | 18 | 19 | 20 | 21 | 22 | 23 | 24 |  |  |  | 0 | 0 | 0 | 0 | 0 | 0 | 0 | 0 | 0 | 0 | 0 | 0 | 0 | 0 | 0 | 0 | 0 | 0 | 0 | 0 | 0 | 0 | 0 | 0 | 0 | 0 | 0 | 0 | 0 | 0 | 0 | 0
| Transformer Loads | [36 empty] | 0 | 0 | 0 | 0 | 0 | 0 | 0 | 0 | 0 | 0 | 0 | 0 | 0 | 0 | 0 | 0 | 0 | 0 | 0 | 0 | 0 | 0 | 0 | 0 | 0 | 0 | 0 | 0 | 0 | 0 | 0 | 0
| Historical Loads | (33kV Amps) | [7 empty] | Weather Corrected Forecast Loads |  |  |  | (33kV Amps) | [23 empty] | 0 | 0 | 0 | 0 | 0 | 0 | 0 | 0 | 0 | 0 | 0 | 0 | 0 | 0 | 0 | 0 | 0 | 0 | 0 | 0 | 0 | 0 | 0 | 0 | 0 | 0 | 0 | 0 | 0 | 0 | 0 | 0
|  | 2007 | 2008 | 2009 | 2010 | 2011 | 2012 | 2013 |  | 2014 | 2015 | 2016 | 2017 | 2018 | 2019 | 2020 | 2021 | 2022 | 2023 | 2024 | 2025 | 2026 | 2027 | 2028 | 2029 | 2030 | 2031 | 2032 | 2033 | 2034 | 2035 | 2036 | 2037 | 2038 |  |  |  | 0 | 0 | 0 | 0 | 0 | 0 | 0 | 0 | 0 | 0 | 0 | 0 | 0 | 0 | 0 | 0 | 0 | 0 | 0 | 0 | 0 | 0 | 0 | 0 | 0 | 0 | 0 | 0 | 0 | 0 | 0 | 0
| 0 | [36 empty] | 0 | 0 | 0 | 0 | 0 | 0 | 0 | 0 | 0 | 0 | 0 | 0 | 0 | 0 | 0 | 0 | 0 | 0 | 0 | 0 | 0 | 0 | 0 | 0 | 0 | 0 | 0 | 0 | 0 | 0 | 0 | 0
| Diversity Factor: 0 | [36 empty] | 0 | 0 | 0 | 0 | 0 | 0 | 0 | 0 | 0 | 0 | 0 | 0 | 0 | 0 | 0 | 0 | 0 | 0 | 0 | 0 | 0 | 0 | 0 | 0 | 0 | 0 | 0 | 0 | 0 | 0 | 0 | 0
[38 empty] | 0 | 0 | 0 | 0 | 0 | 0 | 0 | 0 | 0 | 0 | 0 | 0 | 0 | 0 | 0 | 0 | 0 | 0 | 0 | 0 | 0 | 0 | 0 | 0 | 0 | 0 | 0 | 0 | 0 | 0 | 0 | 0
[38 empty] | 0 | 0 | 0 | 0 | 0 | 0 | 0 | 0 | 0 | 0 | 0 | 0 | 0 | 0 | 0 | 0 | 0 | 0 | 0 | 0 | 0 | 0 | 0 | 0 | 0 | 0 | 0 | 0 | 0 | 0 | 0 | 0
| 0 | [36 empty] | 0 | 0 | 0 | 0 | 0 | 0 | 0 | 0 | 0 | 0 | 0 | 0 | 0 | 0 | 0 | 0 | 0 | 0 | 0 | 0 | 0 | 0 | 0 | 0 | 0 | 0 | 0 | 0 | 0 | 0 | 0 | 0
Diversity Factor: 0
[38 empty] | Historical Spots & Transfers | [6 empty] | Forecast Spots & Transfers
[35 empty] | Project Name | From | To | 2007 | 2008 | 2009 | 2010 | 2011 | 2012 | 2013 | 2014 | 2015 | 2016 | 2017 | 2018 | 2019 | 2020 | 2021 | 2022 | 2023 | 2024 | 2025 | 2026 | 2027 | 2028 | 2029 | 2030 | 2031 | 2032 | 2033 | 2034 | 2035 | 2036 | 2037 | 2038
| 0 | [33 empty] | Major Customer Connection |  | Barangaroo South Development 33kV | Forecast Spots & Transfers 2015: 280; Forecast Spots & Transfers 2016: 105; Forecast Spots & Transfers 2017: 52
Diversity Factor: 0
0
Diversity Factor: 0
0
Diversity Factor: 0
0
Diversity Factor: 0
0
Diversity Factor: 0
0
Diversity Factor: 0
0
Diversity Factor: 0
0
Diversity Factor: 0
| Weather Correction and Public Holiday Factors | [8 empty] | Forecast ROG
ROG Justification
| Actual loads for season 2013 have been weather corrected by the following: | [6 empty] | 0% |  | N/A | [59 empty] | N/A
1 | 2 | 3 | 4 | 5 | 6 | 7 | 8 | 9 | 10 | 2014 | 2015 | 2016 | 2017 | 2018 | 2019 | 2020 | 2021 | 2022 | 2023 | 2024 | 2025 | 2026 | 2027 | 2028 | 2029 | 2030 | 2031 | 2032 | 2033 | 2034 | 2035 | 2036 | 2037 | 2038
1 | 1 | 1 | 1 | 1 | 1 | 1 | 1 | 1 | 1 | 0% | 0% | 0% | 0% | 0% | 0% | 0% | 0% | 0% | 0% | 0% | 0% | 0% | 0% | 0% | 0% | 0% | 0% | 0% | 0% | 0% | 0% | 0% | 0% | 0%
Substation Load Detail
[7 empty] | Units | 2013 |  | 2014 | 2015 | 2016 | 2017 | 2018 | 2019 | 2020 | 2021 | 2022 | 2023 | 2024 | 2025 | 2026 | 2027 | 2028 | 2029 | 2030 | 2031 | 2032 | 2033 | 2034 | 2035 | 2036 | 2037 | 2038
1 | Customer4 | Compensated |  | Load (LV side) |  |  | Amps | 0 |  | 0 | 280 | 385 | 437 | 437 | 437 | 437 | 437 | 437 | 437 | 437 | 437 | 437 | 437 | 437 | 437 | 437 | 437 | 437 | 437 | 437 | 437 | 437 | 437 | 437
|  |  |  | Apparent Power |  |  | MVA | 0 |  | 0 | 16.0041 | 22.0057 | 24.9779 | 24.9779 | 24.9779 | 24.9779 | 24.9779 | 24.9779 | 24.9779 | 24.9779 | 24.9779 | 24.9779 | 24.9779 | 24.9779 | 24.9779 | 24.9779 | 24.9779 | 24.9779 | 24.9779 | 24.9779 | 24.9779 | 24.9779 | 24.9779 | 24.9779
|  |  |  | Real Power |  |  | MW | 0 |  | 0 | 14.4037 | 19.8051 | 22.4801 | 22.4801 | 22.4801 | 22.4801 | 22.4801 | 22.4801 | 22.4801 | 22.4801 | 22.4801 | 22.4801 | 22.4801 | 22.4801 | 22.4801 | 22.4801 | 22.4801 | 22.4801 | 22.4801 | 22.4801 | 22.4801 | 22.4801 | 22.4801 | 22.4801
|  |  |  | Reactive Power |  |  | MVAr | 0 |  | 0 | 6.976 | 9.5921 | 10.8876 | 10.8876 | 10.8876 | 10.8876 | 10.8876 | 10.8876 | 10.8876 | 10.8876 | 10.8876 | 10.8876 | 10.8876 | 10.8876 | 10.8876 | 10.8876 | 10.8876 | 10.8876 | 10.8876 | 10.8876 | 10.8876 | 10.8876 | 10.8876 | 10.8876
|  |  |  | Capacitors In Service |  |  | MVAr | 0 |  | 0 | 0 | 0 | 0 | 0 | 0 | 0 | 0 | 0 | 0 | 0 | 0 | 0 | 0 | 0 | 0 | 0 | 0 | 0 | 0 | 0 | 0 | 0 | 0 | 0
|  |  |  | PF |  |  |  | 0 |  | 0 | 0.9 | 0.9 | 0.9 | 0.9 | 0.9 | 0.9 | 0.9 | 0.9 | 0.9 | 0.9 | 0.9 | 0.9 | 0.9 | 0.9 | 0.9 | 0.9 | 0.9 | 0.9 | 0.9 | 0.9 | 0.9 | 0.9 | 0.9 | 0.9
| #VALUE! | Uncompensated |  | Reactive Power |  |  | MVAr | 0 |  | 0 | 6.976 | 9.5921 | 10.8876 | 10.8876 | 10.8876 | 10.8876 | 10.8876 | 10.8876 | 10.8876 | 10.8876 | 10.8876 | 10.8876 | 10.8876 | 10.8876 | 10.8876 | 10.8876 | 10.8876 | 10.8876 | 10.8876 | 10.8876 | 10.8876 | 10.8876 | 10.8876 | 10.8876
|  |  |  | PF |  |  |  | 0 |  | 0 | 0.9 | 0.9 | 0.9 | 0.9 | 0.9 | 0.9 | 0.9 | 0.9 | 0.9 | 0.9 | 0.9 | 0.9 | 0.9 | 0.9 | 0.9 | 0.9 | 0.9 | 0.9 | 0.9 | 0.9 | 0.9 | 0.9 | 0.9 | 0.9
[10 empty] | 1 | 2 | 3 | 4 | 5 | 6 | 7 | 8 | 9 | 10 | 11 | 12 | 13 | 14 | 15 | 16 | 17 | 18 | 19 | 20 | 21 | 22 | 23 | 24 | 25
Transformer Load Detail
[7 empty] | Units | 2013 |  | 2014 | 2015 | 2016 | 2017 | 2018 | 2019 | 2020 | 2021 | 2022 | 2023 | 2024 | 2025 | 2026 | 2027 | 2028 | 2029 | 2030 | 2031 | 2032 | 2033 | 2034 | 2035 | 2036 | 2037 | 2038
| 0 | Compensated |  | Load (LV side) |  |  | Amps
|  |  |  | Apparent Power |  |  | MVA
|  |  |  | Real Power |  |  | MW
|  |  |  | Reactive Power |  |  | MVAr
|  |  |  | Capacitors In Service |  |  | MVAr
PF
| Zone Div: | Uncompensated |  | Reactive Power |  |  | MVAr
PF
| 0 | Compensated |  | Load (LV side) |  |  | Amps
|  |  |  | Apparent Power |  |  | MVA
|  |  |  | Real Power |  |  | MW
|  |  |  | Reactive Power |  |  | MVAr
|  |  |  | Capacitors In Service |  |  | MVAr
PF
| Zone Div: | Uncompensated |  | Reactive Power |  |  | MVAr
PF
| 0 | Compensated |  | Load (LV side) |  |  | Amps
|  |  |  | Apparent Power |  |  | MVA
|  |  |  | Real Power |  |  | MW
|  |  |  | Reactive Power |  |  | MVAr
|  |  |  | Capacitors In Service |  |  | MVAr
PF
| Zone Div: | Uncompensated |  | Reactive Power |  |  | MVAr
PF
| 0 | Compensated |  | Load (LV side) |  |  | Amps
|  |  |  | Apparent Power |  |  | MVA
|  |  |  | Real Power |  |  | MW
|  |  |  | Reactive Power |  |  | MVAr
|  |  |  | Capacitors In Service |  |  | MVAr
PF
| Zone Div: | Uncompensated |  | Reactive Power |  |  | MVAr
PF
| 0 | Compensated |  | Load (LV side) |  |  | Amps
|  |  |  | Apparent Power |  |  | MVA
|  |  |  | Real Power |  |  | MW
|  |  |  | Reactive Power |  |  | MVAr
|  |  |  | Capacitors In Service |  |  | MVAr
PF
| Zone Div: | Uncompensated |  | Reactive Power |  |  | MVAr
PF
| 0 | Compensated |  | Load (LV side) |  |  | Amps
|  |  |  | Apparent Power |  |  | MVA
|  |  |  | Real Power |  |  | MW
|  |  |  | Reactive Power |  |  | MVAr
|  |  |  | Capacitors In Service |  |  | MVAr
PF
| Zone Div: | Uncompensated |  | Reactive Power |  |  | MVAr
PF
| 0 | Compensated |  | Load (LV side) |  |  | Amps
|  |  |  | Apparent Power |  |  | MVA
|  |  |  | Real Power |  |  | MW
|  |  |  | Reactive Power |  |  | MVAr
|  |  |  | Capacitors In Service |  |  | MVAr
PF
| Zone Div: | Uncompensated |  | Reactive Power |  |  | MVAr
PF
| 0 | Compensated |  | Load (LV side) |  |  | Amps
|  |  |  | Apparent Power |  |  | MVA
|  |  |  | Real Power |  |  | MW
|  |  |  | Reactive Power |  |  | MVAr
|  |  |  | Capacitors In Service |  |  | MVAr
PF
| Zone Div: | Uncompensated |  | Reactive Power |  |  | MVAr
PF
| 0 | Compensated |  | Load (LV side) |  |  | Amps
|  |  |  | Apparent Power |  |  | MVA
|  |  |  | Real Power |  |  | MW
|  |  |  | Reactive Power |  |  | MVAr
|  |  |  | Capacitors In Service |  |  | MVAr
PF
| Zone Div: | Uncompensated |  | Reactive Power |  |  | MVAr
PF
| 0 | Compensated |  | Load (LV side) |  |  | Amps
|  |  |  | Apparent Power |  |  | MVA
|  |  |  | Real Power |  |  | MW
|  |  |  | Reactive Power |  |  | MVAr
|  |  |  | Capacitors In Service |  |  | MVAr
PF
| Zone Div: | Uncompensated |  | Reactive Power |  |  | MVAr
PF

## Blackwattle Bay 33_5kV
| Blackwattle Bay 33_5kV | [16 empty] | 2014 | WINTER
| Substation Total Loads | [33 empty] | Spots & Transfers Detail
| Historical Loads | (5kV Amps) | [7 empty] | Weather Corrected Forecast Loads |  |  |  | (5kV Amps) | [20 empty] | Spots & Transfers Summary | (5kV Amps) |  | Historical Spots & Transfers | [6 empty] | Forecast Spots & Transfers
|  | 2007 | 2008 | 2009 | 2010 | 2011 | 2012 | 2013 |  | 2014 | 2015 | 2016 | 2017 | 2018 | 2019 | 2020 | 2021 | 2022 | 2023 | 2024 | 2025 | 2026 | 2027 | 2028 | 2029 | 2030 | 2031 | 2032 | 2033 | 2034 | 2035 | 2036 | 2037 | 2038 |  |  |  | 2007 | 2008 | 2009 | 2010 | 2011 | 2012 | 2013 | 2014 | 2015 | 2016 | 2017 | 2018 | 2019 | 2020 | 2021 | 2022 | 2023 | 2024 | 2025 | 2026 | 2027 | 2028 | 2029 | 2030 | 2031 | 2032 | 2033 | 2034 | 2035 | 2036 | 2037 | 2038
| Total | 3206 | 3118 | 2817 | 2744 | 2984 | 2616 | 2176 |  | 2155.196 | 2038.73 | 1964.393 | 1922.985 | 1912.095 | 1905.572 | 1941.305 | 1989.078 | 2032.442 | 2076.983 | 2111.589 | 2159.016 | 2206.063 | 2262.692 | 2324.361 | 2384.613 | 2442.415 | 2501.319 | 2561.337 | 2622.486 | 2684.781 | 2748.237 | 2812.871 | 2878.698 | 2945.735 |  |  | Total | 0 | 0 | 0 | 0 | 214 | 0 | -214 | -18.4035 | -8.7061 | -6.3793 | -8.668 | -10.8907 | -6.5223 | 35.7326 | 47.7731 | 43.3637 | 44.5413 | 34.6064 | 47.4264 | 47.0473 | 56.6286 | 61.6692 | 60.2516 | 57.803 | 58.9032 | 60.0185 | 61.149 | 62.2949 | 63.4564 | 64.6337 | 65.827 | 67.0366
| Firm Rating | 0 | 0 | 0 | 0 | 0 | 0 | 5171 |  | 5171 | 5171 | 5171 | 5171 | 5171 | 5171 | 5171 | 5171 | 5171 | 5171 | 5171 | 5171 | 5171 | 5171 | 5171 | 5171 | 5171 | 5171 | 5171 | 5171 | 5171 | 5171 | 5171 | 5171 | 5171
| Total Capacity | 0 | 0 | 0 | 0 | 0 | 0 | 7515 |  | 7515 | 7515 | 7515 | 7515 | 7515 | 7515 | 7515 | 7515 | 7515 | 7515 | 7515 | 7515 | 7515 | 7515 | 7515 | 7515 | 7515 | 7515 | 7515 | 7515 | 7515 | 7515 | 7515 | 7515 | 7515 |  |  | Blackwattle Bay 33_5kV Tx1 | 0 | 0 | 0 | 0 | 0 | 0 | 0 | 0 | 0 | 0 | 0 | 0 | 0 | 0 | 0 | 0 | 0 | 0 | 0 | 0 | 0 | 0 | 0 | 0 | 0 | 0 | 0 | 0 | 0 | 0 | 0 | 0
|  | -7 | -6 | -5 | -4 | -3 | -2 | -1 |  | 0 | 1 | 2 | 3 | 4 | 5 | 6 | 7 | 8 | 9 | 10 | 11 | 12 | 13 | 14 | 15 | 16 | 17 | 18 | 19 | 20 | 21 | 22 | 23 | 24 |  |  | Blackwattle Bay 33_5kV Tx2 | 0 | 0 | 0 | 0 | 0 | 0 | 0 | -5.5169 | -2.6099 | -1.9124 | -2.5985 | -3.2648 | -1.9552 | 10.7118 | 14.3212 | 12.9994 | 13.3524 | 10.3742 | 14.2173 | 14.1037 | 16.9759 | 18.487 | 18.062 | 17.328 | 17.6578 | 17.9921 | 18.331 | 18.6745 | 19.0227 | 19.3756 | 19.7334 | 20.096
| Transformer Loads | [35 empty] | Blackwattle Bay 33_5kV Tx3 | 0 | 0 | 0 | 0 | 0 | 0 | 0 | -6.818 | -3.2253 | -2.3633 | -3.2112 | -4.0347 | -2.4163 | 13.2379 | 17.6985 | 16.065 | 16.5012 | 12.8206 | 17.57 | 17.4296 | 20.9792 | 22.8466 | 22.3214 | 21.4143 | 21.8219 | 22.235 | 22.6538 | 23.0784 | 23.5087 | 23.9448 | 24.3869 | 24.835
| Historical Loads | (5kV Amps) | [7 empty] | Weather Corrected Forecast Loads |  |  |  | (5kV Amps) | [22 empty] | Blackwattle Bay 33_5kV Tx4 | 0 | 0 | 0 | 0 | 214 | 0 | -214 | -6.0686 | -2.8709 | -2.1036 | -2.8583 | -3.5912 | -2.1508 | 11.783 | 15.7534 | 14.2994 | 14.6877 | 11.4116 | 15.639 | 15.514 | 18.6735 | 20.3357 | 19.8682 | 19.0608 | 19.4236 | 19.7913 | 20.1641 | 20.542 | 20.925 | 21.3132 | 21.7067 | 22.1056
|  | 2007 | 2008 | 2009 | 2010 | 2011 | 2012 | 2013 |  | 2014 | 2015 | 2016 | 2017 | 2018 | 2019 | 2020 | 2021 | 2022 | 2023 | 2024 | 2025 | 2026 | 2027 | 2028 | 2029 | 2030 | 2031 | 2032 | 2033 | 2034 | 2035 | 2036 | 2037 | 2038 |  |  |  | 0 | 0 | 0 | 0 | 0 | 0 | 0 | 0 | 0 | 0 | 0 | 0 | 0 | 0 | 0 | 0 | 0 | 0 | 0 | 0 | 0 | 0 | 0 | 0 | 0 | 0 | 0 | 0 | 0 | 0 | 0 | 0
| 0 | [36 empty] | 0 | 0 | 0 | 0 | 0 | 0 | 0 | 0 | 0 | 0 | 0 | 0 | 0 | 0 | 0 | 0 | 0 | 0 | 0 | 0 | 0 | 0 | 0 | 0 | 0 | 0 | 0 | 0 | 0 | 0 | 0 | 0
| Diversity Factor: 0 | [36 empty] | 0 | 0 | 0 | 0 | 0 | 0 | 0 | 0 | 0 | 0 | 0 | 0 | 0 | 0 | 0 | 0 | 0 | 0 | 0 | 0 | 0 | 0 | 0 | 0 | 0 | 0 | 0 | 0 | 0 | 0 | 0 | 0
[38 empty] | 0 | 0 | 0 | 0 | 0 | 0 | 0 | 0 | 0 | 0 | 0 | 0 | 0 | 0 | 0 | 0 | 0 | 0 | 0 | 0 | 0 | 0 | 0 | 0 | 0 | 0 | 0 | 0 | 0 | 0 | 0 | 0
[38 empty] | 0 | 0 | 0 | 0 | 0 | 0 | 0 | 0 | 0 | 0 | 0 | 0 | 0 | 0 | 0 | 0 | 0 | 0 | 0 | 0 | 0 | 0 | 0 | 0 | 0 | 0 | 0 | 0 | 0 | 0 | 0 | 0
| 0 | [36 empty] | 0 | 0 | 0 | 0 | 0 | 0 | 0 | 0 | 0 | 0 | 0 | 0 | 0 | 0 | 0 | 0 | 0 | 0 | 0 | 0 | 0 | 0 | 0 | 0 | 0 | 0 | 0 | 0 | 0 | 0 | 0 | 0
Diversity Factor: 0
[38 empty] | Historical Spots & Transfers | [6 empty] | Forecast Spots & Transfers
[35 empty] | Project Name | From | To | 2007 | 2008 | 2009 | 2010 | 2011 | 2012 | 2013 | 2014 | 2015 | 2016 | 2017 | 2018 | 2019 | 2020 | 2021 | 2022 | 2023 | 2024 | 2025 | 2026 | 2027 | 2028 | 2029 | 2030 | 2031 | 2032 | 2033 | 2034 | 2035 | 2036 | 2037 | 2038
| 0 | [33 empty] | Broad based demand management |  | Blackwattle Bay 33_5kV Tx2 | 0 | 0 | 0 | 0 | 0 | 0 | 0 | 0 | -0.22987 | -0.25541 | -2.7839 | -3.0649 | -3.5246 | 0 | 0 | 0 | 0 | 0 | 0 | 0 | 0 | 0 | 0 | 0 | 0 | 0 | 0 | 0 | 0 | 0 | 0 | 0
| Diversity Factor: 0 | [33 empty] | Broad based demand management |  | Blackwattle Bay 33_5kV Tx3 | 0 | 0 | 0 | 0 | 0 | 0 | 0 | 0 | -0.28407 | -0.31564 | -3.4404 | -3.7876 | -4.3558 | 0 | 0 | 0 | 0 | 0 | 0 | 0 | 0 | 0 | 0 | 0 | 0 | 0 | 0 | 0 | 0 | 0 | 0 | 0
[35 empty] | Broad based demand management |  | Blackwattle Bay 33_5kV Tx4 | 0 | 0 | 0 | 0 | 0 | 0 | 0 | 0 | -0.25285 | -0.28095 | -3.0623 | -3.3714 | -3.8771 | 0 | 0 | 0 | 0 | 0 | 0 | 0 | 0 | 0 | 0 | 0 | 0 | 0 | 0 | 0 | 0 | 0 | 0 | 0
[35 empty] | DNP_ID: 6546. Camperdown 11kV Conversion Stage 6 - Offload Tx5 | Blackwattle Bay 33_5kV Tx3 | Camperdown 33_5kV Tx5 | 0 | 0 | 0 | 0 | 0 | 54 | 0 | 0 | 0 | 0 | 0 | 0 | 0 | 0 | 0 | 0 | 0 | 0 | 0 | 0 | 0 | 0 | 0 | 0 | 0 | 0 | 0 | 0 | 0 | 0 | 0 | 0
| 0 | [33 empty] | DNP_ID: 6546. Camperdown 11kV Conversion Stage 6 - Offload Tx5 | Blackwattle Bay 33_5kV Tx4 | Camperdown 33_5kV Tx5 | 0 | 0 | 0 | 0 | 0 | 0 | 214 | 0 | 0 | 0 | 0 | 0 | 0 | 0 | 0 | 0 | 0 | 0 | 0 | 0 | 0 | 0 | 0 | 0 | 0 | 0 | 0 | 0 | 0 | 0 | 0 | 0
| Diversity Factor: 0 | [33 empty] | DNP_ID: 6546. Camperdown 11kV Conversion Stage 6 - Offload Tx5 | Camperdown 33_5kV Tx5 | Blackwattle Bay 33_5kV Tx3 | 0 | 0 | 0 | 0 | 0 | 54 | 0 | 0 | 0 | 0 | 0 | 0 | 0 | 0 | 0 | 0 | 0 | 0 | 0 | 0 | 0 | 0 | 0 | 0 | 0 | 0 | 0 | 0 | 0 | 0 | 0 | 0
[35 empty] | DNP_ID: 6546. Camperdown 11kV Conversion Stage 6 - Offload Tx5 | Camperdown 33_5kV Tx5 | Blackwattle Bay 33_5kV Tx4 | 0 | 0 | 0 | 0 | 214 | 0 | 0 | 0 | 0 | 0 | 0 | 0 | 0 | 0 | 0 | 0 | 0 | 0 | 0 | 0 | 0 | 0 | 0 | 0 | 0 | 0 | 0 | 0 | 0 | 0 | 0 | 0
[35 empty] | Econometric |  | Blackwattle Bay 33_5kV Tx2 | 0 | 0 | 0 | 0 | 0 | 0 | 0 | 0 | 0 | 6.6805 | 12.6521 | 18.8794 | 20.9062 | 21.2239 | 19.9476 | 20.2394 | 20.5353 | 20.8352 | 21.1392 | 21.4474 | 21.7598 | 22.0765 | 22.3975 | 22.7229 | 23.0527 | 23.387 | 23.7259 | 24.0694 | 24.4176 | 24.7705 | 25.1283 | 25.4909
| 0 | [33 empty] | Econometric |  | Blackwattle Bay 33_5kV Tx3 | 0 | 0 | 0 | 0 | 0 | 0 | 0 | 0 | 0 | 8.2559 | 15.6357 | 23.3315 | 25.8363 | 26.229 | 24.6516 | 25.0123 | 25.3779 | 25.7486 | 26.1243 | 26.5051 | 26.8912 | 27.2826 | 27.6793 | 28.0814 | 28.489 | 28.9022 | 29.321 | 29.7455 | 30.1758 | 30.612 | 31.0541 | 31.5022
| Diversity Factor: 0 | [33 empty] | Econometric |  | Blackwattle Bay 33_5kV Tx4 | 0 | 0 | 0 | 0 | 0 | 0 | 0 | 0 | 0 | 7.3485 | 13.9173 | 20.7673 | 22.9968 | 23.3463 | 21.9423 | 22.2634 | 22.5888 | 22.9187 | 23.2531 | 23.5921 | 23.9358 | 24.2841 | 24.6372 | 24.9951 | 25.358 | 25.7257 | 26.0985 | 26.4764 | 26.8594 | 27.2476 | 27.6411 | 28.04
[35 empty] | Energy Efficiency |  | Blackwattle Bay 33_5kV Tx2 | 0 | 0 | 0 | 0 | 0 | 0 | 0 | -5.5169 | -2.38 | -8.3374 | -12.4666 | -19.0793 | -19.3368 | -10.5121 | -5.6263 | -7.24 | -7.1829 | -10.461 | -6.9219 | -7.3437 | -4.7839 | -3.5895 | -4.3355 | -5.3949 | -5.3949 | -5.3949 | -5.3949 | -5.3949 | -5.3949 | -5.3949 | -5.3949 | -5.3949
[35 empty] | Energy Efficiency |  | Blackwattle Bay 33_5kV Tx3 | 0 | 0 | 0 | 0 | 0 | 0 | 0 | -6.818 | -2.9413 | -10.3036 | -15.4065 | -23.5786 | -23.8969 | -12.9911 | -6.9531 | -8.9474 | -8.8767 | -12.9279 | -8.5543 | -9.0755 | -5.912 | -4.436 | -5.3579 | -6.6671 | -6.6671 | -6.6671 | -6.6671 | -6.6671 | -6.6671 | -6.6671 | -6.6671 | -6.6671
| 0 | [33 empty] | Energy Efficiency |  | Blackwattle Bay 33_5kV Tx4 | 0 | 0 | 0 | 0 | 0 | 0 | 0 | -6.0686 | -2.618 | -9.1712 | -13.7133 | -20.9872 | -21.2705 | -11.5633 | -6.189 | -7.964 | -7.9012 | -11.5071 | -7.6141 | -8.0781 | -5.2623 | -3.9484 | -4.769 | -5.9344 | -5.9344 | -5.9344 | -5.9344 | -5.9344 | -5.9344 | -5.9344 | -5.9344 | -5.9344
| Diversity Factor: 0 | [33 empty] | Solar PV |  | Blackwattle Bay 33_5kV Tx2 | 0 | 0 | 0 | 0 | 0 | 0 | 0 | 0 | 0 | 0 | 0 | 0 | 0 | 0 | 0 | 0 | 0 | 0 | 0 | 0 | 0 | 0 | 0 | 0 | 0 | 0 | 0 | 0 | 0 | 0 | 0 | 0
[35 empty] | Solar PV |  | Blackwattle Bay 33_5kV Tx3 | 0 | 0 | 0 | 0 | 0 | 0 | 0 | 0 | 0 | 0 | 0 | 0 | 0 | 0 | 0 | 0 | 0 | 0 | 0 | 0 | 0 | 0 | 0 | 0 | 0 | 0 | 0 | 0 | 0 | 0 | 0 | 0
[35 empty] | Solar PV |  | Blackwattle Bay 33_5kV Tx4 | 0 | 0 | 0 | 0 | 0 | 0 | 0 | 0 | 0 | 0 | 0 | 0 | 0 | 0 | 0 | 0 | 0 | 0 | 0 | 0 | 0 | 0 | 0 | 0 | 0 | 0 | 0 | 0 | 0 | 0 | 0 | 0
0
Diversity Factor: 0
0
Diversity Factor: 0
0
Diversity Factor: 0
0
Diversity Factor: 0
| Weather Correction and Public Holiday Factors | [8 empty] | Forecast ROG
ROG Justification
| Actual loads for season 2013 have been weather corrected by the following: | [6 empty] | -0.9922% |  | Rog Capped +/-5% | [59 empty] | Rog Capped +/-5%
1 | 2 | 3 | 4 | 5 | 6 | 7 | 8 | 9 | 10 | 2014 | 2015 | 2016 | 2017 | 2018 | 2019 | 2020 | 2021 | 2022 | 2023 | 2024 | 2025 | 2026 | 2027 | 2028 | 2029 | 2030 | 2031 | 2032 | 2033 | 2034 | 2035 | 2036 | 2037 | 2038
0.95 | 0.9025 | 0.87242 | 0.85789 | 0.85789 | 0.85789 | 0.85789 | 0.85789 | 0.85789 | 0.85789 | -5% | -5% | -3.333% | -1.666% | 0% | 0% | 0% | 0% | 0% | 0% | 0% | 0% | 0% | 0% | 0% | 0% | 0% | 0% | 0% | 0% | 0% | 0% | 0% | 0% | 0%
Substation Load Detail
[7 empty] | Units | 2013 |  | 2014 | 2015 | 2016 | 2017 | 2018 | 2019 | 2020 | 2021 | 2022 | 2023 | 2024 | 2025 | 2026 | 2027 | 2028 | 2029 | 2030 | 2031 | 2032 | 2033 | 2034 | 2035 | 2036 | 2037 | 2038
1 | Blackwattle Bay 33_5kV | Compensated |  | Load (LV side) |  |  | Amps | 2176 | 2288 | 2155.196 | 2038.73 | 1964.393 | 1922.985 | 1912.095 | 1905.572 | 1941.305 | 1989.078 | 2032.442 | 2076.983 | 2111.589 | 2159.016 | 2206.063 | 2262.692 | 2324.361 | 2384.613 | 2442.415 | 2501.319 | 2561.337 | 2622.486 | 2684.781 | 2748.237 | 2812.871 | 2878.698 | 2945.735
|  |  |  | Apparent Power |  |  | MVA | 18.8447 |  | 18.6645 | 17.6559 | 17.0121 | 16.6535 | 16.5592 | 16.5027 | 16.8122 | 17.2259 | 17.6015 | 17.9872 | 18.2869 | 18.6976 | 19.1051 | 19.5955 | 20.1295 | 20.6514 | 21.1519 | 21.6621 | 22.1818 | 22.7114 | 23.2509 | 23.8004 | 24.3602 | 24.9303 | 25.5108
|  |  |  | Real Power |  |  | MW | 17.3646 | 18.2584 | 17.1986 | 16.2692 | 15.676 | 15.3455 | 15.2586 | 15.2066 | 15.4917 | 15.8729 | 16.219 | 16.5744 | 16.8506 | 17.2291 | 17.6045 | 18.0564 | 18.5485 | 19.0293 | 19.4906 | 19.9607 | 20.4396 | 20.9276 | 21.4247 | 21.9311 | 22.4469 | 22.9722 | 23.5071
|  |  |  | Reactive Power |  |  | MVAr | 7.3208 |  | 7.2508 | 6.859 | 6.6089 | 6.4696 | 6.4329 | 6.411 | 6.5312 | 6.6919 | 6.8378 | 6.9877 | 7.1041 | 7.2637 | 7.4219 | 7.6125 | 7.8199 | 8.0226 | 8.2171 | 8.4153 | 8.6172 | 8.8229 | 9.0325 | 9.246 | 9.4635 | 9.6849 | 9.9105
|  |  |  | Capacitors In Service |  |  | MVAr | 0 |  | 0 | 0 | 0 | 0 | 0 | 0 | 0 | 0 | 0 | 0 | 0 | 0 | 0 | 0 | 0 | 0 | 0 | 0 | 0 | 0 | 0 | 0 | 0 | 0 | 0
|  |  |  | PF |  |  |  | 0.92146 |  | 0.92146 | 0.92146 | 0.92146 | 0.92146 | 0.92146 | 0.92146 | 0.92146 | 0.92146 | 0.92146 | 0.92146 | 0.92146 | 0.92146 | 0.92146 | 0.92146 | 0.92146 | 0.92146 | 0.92146 | 0.92146 | 0.92146 | 0.92146 | 0.92146 | 0.92146 | 0.92146 | 0.92146 | 0.92146
0.87426 | Diversity Factor: 0.87 | Uncompensated |  | Reactive Power |  |  | MVAr | 7.3208 | 7.6976 | 7.2508 | 6.859 | 6.6089 | 6.4696 | 6.4329 | 6.411 | 6.5312 | 6.6919 | 6.8378 | 6.9877 | 7.1041 | 7.2637 | 7.4219 | 7.6125 | 7.8199 | 8.0226 | 8.2171 | 8.4153 | 8.6172 | 8.8229 | 9.0325 | 9.246 | 9.4635 | 9.6849 | 9.9105
|  |  |  | PF |  |  |  | 0.92146 |  | 0.92146 | 0.92146 | 0.92146 | 0.92146 | 0.92146 | 0.92146 | 0.92146 | 0.92146 | 0.92146 | 0.92146 | 0.92146 | 0.92146 | 0.92146 | 0.92146 | 0.92146 | 0.92146 | 0.92146 | 0.92146 | 0.92146 | 0.92146 | 0.92146 | 0.92146 | 0.92146 | 0.92146 | 0.92146
[10 empty] | 1 | 2 | 3 | 4 | 5 | 6 | 7 | 8 | 9 | 10 | 11 | 12 | 13 | 14 | 15 | 16 | 17 | 18 | 19 | 20 | 21 | 22 | 23 | 24 | 25
Transformer Load Detail
[7 empty] | Units | 2013 |  | 2014 | 2015 | 2016 | 2017 | 2018 | 2019 | 2020 | 2021 | 2022 | 2023 | 2024 | 2025 | 2026 | 2027 | 2028 | 2029 | 2030 | 2031 | 2032 | 2033 | 2034 | 2035 | 2036 | 2037 | 2038
| 0 | Compensated |  | Load (LV side) |  |  | Amps
|  |  |  | Apparent Power |  |  | MVA
|  |  |  | Real Power |  |  | MW
|  |  |  | Reactive Power |  |  | MVAr
|  |  |  | Capacitors In Service |  |  | MVAr
PF
| Zone Div: | Uncompensated |  | Reactive Power |  |  | MVAr
PF
| 0 | Compensated |  | Load (LV side) |  |  | Amps
|  |  |  | Apparent Power |  |  | MVA
|  |  |  | Real Power |  |  | MW
|  |  |  | Reactive Power |  |  | MVAr
|  |  |  | Capacitors In Service |  |  | MVAr
PF
| Zone Div: | Uncompensated |  | Reactive Power |  |  | MVAr
PF
| 0 | Compensated |  | Load (LV side) |  |  | Amps
|  |  |  | Apparent Power |  |  | MVA
|  |  |  | Real Power |  |  | MW
|  |  |  | Reactive Power |  |  | MVAr
|  |  |  | Capacitors In Service |  |  | MVAr
PF
| Zone Div: | Uncompensated |  | Reactive Power |  |  | MVAr
PF
| 0 | Compensated |  | Load (LV side) |  |  | Amps
|  |  |  | Apparent Power |  |  | MVA
|  |  |  | Real Power |  |  | MW
|  |  |  | Reactive Power |  |  | MVAr
|  |  |  | Capacitors In Service |  |  | MVAr
PF
| Zone Div: | Uncompensated |  | Reactive Power |  |  | MVAr
PF
| 0 | Compensated |  | Load (LV side) |  |  | Amps
|  |  |  | Apparent Power |  |  | MVA
|  |  |  | Real Power |  |  | MW
|  |  |  | Reactive Power |  |  | MVAr
|  |  |  | Capacitors In Service |  |  | MVAr
PF
| Zone Div: | Uncompensated |  | Reactive Power |  |  | MVAr
PF
| 0 | Compensated |  | Load (LV side) |  |  | Amps
|  |  |  | Apparent Power |  |  | MVA
|  |  |  | Real Power |  |  | MW
|  |  |  | Reactive Power |  |  | MVAr
|  |  |  | Capacitors In Service |  |  | MVAr
PF
| Zone Div: | Uncompensated |  | Reactive Power |  |  | MVAr
PF
| 0 | Compensated |  | Load (LV side) |  |  | Amps
|  |  |  | Apparent Power |  |  | MVA
|  |  |  | Real Power |  |  | MW
|  |  |  | Reactive Power |  |  | MVAr
|  |  |  | Capacitors In Service |  |  | MVAr
PF
| Zone Div: | Uncompensated |  | Reactive Power |  |  | MVAr
PF
| 0 | Compensated |  | Load (LV side) |  |  | Amps
|  |  |  | Apparent Power |  |  | MVA
|  |  |  | Real Power |  |  | MW
|  |  |  | Reactive Power |  |  | MVAr
|  |  |  | Capacitors In Service |  |  | MVAr
PF
| Zone Div: | Uncompensated |  | Reactive Power |  |  | MVAr
PF
| 0 | Compensated |  | Load (LV side) |  |  | Amps
|  |  |  | Apparent Power |  |  | MVA
|  |  |  | Real Power |  |  | MW
|  |  |  | Reactive Power |  |  | MVAr
|  |  |  | Capacitors In Service |  |  | MVAr
PF
| Zone Div: | Uncompensated |  | Reactive Power |  |  | MVAr
PF
| 0 | Compensated |  | Load (LV side) |  |  | Amps
|  |  |  | Apparent Power |  |  | MVA
|  |  |  | Real Power |  |  | MW
|  |  |  | Reactive Power |  |  | MVAr
|  |  |  | Capacitors In Service |  |  | MVAr
PF
| Zone Div: | Uncompensated |  | Reactive Power |  |  | MVAr
PF

## Camperdown 33_11kV
| Camperdown 33_11kV | [16 empty] | 2014 | WINTER
[6 empty] | Zone commissioned |  | 2014-04-30
| Substation Total Loads | [33 empty] | Spots & Transfers Detail
| Historical Loads | (11kV Amps) | [7 empty] | Weather Corrected Forecast Loads |  |  |  | (11kV Amps) | [20 empty] | Spots & Transfers Summary | (11kV Amps) |  | Historical Spots & Transfers | [6 empty] | Forecast Spots & Transfers
|  | 2007 | 2008 | 2009 | 2010 | 2011 | 2012 | 2013 |  | 2014 | 2015 | 2016 | 2017 | 2018 | 2019 | 2020 | 2021 | 2022 | 2023 | 2024 | 2025 | 2026 | 2027 | 2028 | 2029 | 2030 | 2031 | 2032 | 2033 | 2034 | 2035 | 2036 | 2037 | 2038 |  |  |  | 2007 | 2008 | 2009 | 2010 | 2011 | 2012 | 2013 | 2014 | 2015 | 2016 | 2017 | 2018 | 2019 | 2020 | 2021 | 2022 | 2023 | 2024 | 2025 | 2026 | 2027 | 2028 | 2029 | 2030 | 2031 | 2032 | 2033 | 2034 | 2035 | 2036 | 2037 | 2038
| Total | [8 empty] | 973.3517 | 1135.692 | 1418.882 | 1401.64 | 1400.525 | 1401.057 | 1413.999 | 1430.392 | 1445.422 | 1460.885 | 1473.346 | 1489.896 | 1506.371 | 1525.844 | 1546.927 | 1567.599 | 1587.564 | 1607.914 | 1628.652 | 1649.784 | 1671.316 | 1693.253 | 1715.601 | 1738.366 | 1761.552 |  |  | Total | 0 | 0 | 0 | 0 | 0 | 0 | -52 | 973.9218 | 196.2434 | 309.9437 | -0.91852 | -1.1165 | 0.53285 | 12.9617 | 16.4178 | 15.0526 | 15.4855 | 12.479 | 16.5732 | 16.4979 | 19.4994 | 21.1101 | 20.6982 | 19.9903 | 20.3738 | 20.7625 | 21.1567 | 21.5562 | 21.9612 | 22.3717 | 22.7879 | 23.2097
| Firm Rating | 0 | 0 | 0 | 0 | 0 | 0 | 0 |  | 0 | 2729 | 2729 | 2729 | 2729 | 2729 | 2729 | 2729 | 2729 | 2729 | 2729 | 2729 | 2729 | 2729 | 2729 | 2729 | 2729 | 2729 | 2729 | 2729 | 2729 | 2729 | 2729 | 2729 | 2729
| Total Capacity | 0 | 0 | 0 | 0 | 0 | 0 | 0 |  | 0 | 4094 | 4094 | 4094 | 4094 | 4094 | 4094 | 4094 | 4094 | 4094 | 4094 | 4094 | 4094 | 4094 | 4094 | 4094 | 4094 | 4094 | 4094 | 4094 | 4094 | 4094 | 4094 | 4094 | 4094 |  |  | Camperdown 33_11kV Tx3 | 0 | 0 | 0 | 0 | 0 | 0 | 0 | 400.4609 | 70.6217 | 178.6218 | -0.45926 | -0.55825 | 0.26642 | 6.4808 | 8.2089 | 7.5263 | 7.7427 | 6.2395 | 8.2866 | 8.2489 | 9.7497 | 10.5551 | 10.3491 | 9.9951 | 10.1869 | 10.3813 | 10.5783 | 10.7781 | 10.9806 | 11.1858 | 11.3939 | 11.6049
|  | -7 | -6 | -5 | -4 | -3 | -2 | -1 |  | 0 | 1 | 2 | 3 | 4 | 5 | 6 | 7 | 8 | 9 | 10 | 11 | 12 | 13 | 14 | 15 | 16 | 17 | 18 | 19 | 20 | 21 | 22 | 23 | 24 |  |  | Camperdown 33_11kV Tx4 | 0 | 0 | 0 | 0 | 0 | 0 | 0 | 473 | 0 | 0 | 0 | 0 | 0 | 0 | 0 | 0 | 0 | 0 | 0 | 0 | 0 | 0 | 0 | 0 | 0 | 0 | 0 | 0 | 0 | 0 | 0 | 0
| Transformer Loads | [35 empty] | Camperdown 33_11kV Tx5 | 0 | 0 | 0 | 0 | 0 | 0 | -52 | 100.4609 | 125.6217 | 131.3218 | -0.45926 | -0.55825 | 0.26642 | 6.4808 | 8.2089 | 7.5263 | 7.7427 | 6.2395 | 8.2866 | 8.2489 | 9.7497 | 10.5551 | 10.3491 | 9.9951 | 10.1869 | 10.3813 | 10.5783 | 10.7781 | 10.9806 | 11.1858 | 11.3939 | 11.6049
| Historical Loads | (11kV Amps) | [7 empty] | Weather Corrected Forecast Loads |  |  |  | (11kV Amps) | [23 empty] | 0 | 0 | 0 | 0 | 0 | 0 | 0 | 0 | 0 | 0 | 0 | 0 | 0 | 0 | 0 | 0 | 0 | 0 | 0 | 0 | 0 | 0 | 0 | 0 | 0 | 0 | 0 | 0 | 0 | 0 | 0 | 0
|  | 2007 | 2008 | 2009 | 2010 | 2011 | 2012 | 2013 |  | 2014 | 2015 | 2016 | 2017 | 2018 | 2019 | 2020 | 2021 | 2022 | 2023 | 2024 | 2025 | 2026 | 2027 | 2028 | 2029 | 2030 | 2031 | 2032 | 2033 | 2034 | 2035 | 2036 | 2037 | 2038 |  |  |  | 0 | 0 | 0 | 0 | 0 | 0 | 0 | 0 | 0 | 0 | 0 | 0 | 0 | 0 | 0 | 0 | 0 | 0 | 0 | 0 | 0 | 0 | 0 | 0 | 0 | 0 | 0 | 0 | 0 | 0 | 0 | 0
| 0 | [36 empty] | 0 | 0 | 0 | 0 | 0 | 0 | 0 | 0 | 0 | 0 | 0 | 0 | 0 | 0 | 0 | 0 | 0 | 0 | 0 | 0 | 0 | 0 | 0 | 0 | 0 | 0 | 0 | 0 | 0 | 0 | 0 | 0
| Diversity Factor: 0 | [36 empty] | 0 | 0 | 0 | 0 | 0 | 0 | 0 | 0 | 0 | 0 | 0 | 0 | 0 | 0 | 0 | 0 | 0 | 0 | 0 | 0 | 0 | 0 | 0 | 0 | 0 | 0 | 0 | 0 | 0 | 0 | 0 | 0
[38 empty] | 0 | 0 | 0 | 0 | 0 | 0 | 0 | 0 | 0 | 0 | 0 | 0 | 0 | 0 | 0 | 0 | 0 | 0 | 0 | 0 | 0 | 0 | 0 | 0 | 0 | 0 | 0 | 0 | 0 | 0 | 0 | 0
[38 empty] | 0 | 0 | 0 | 0 | 0 | 0 | 0 | 0 | 0 | 0 | 0 | 0 | 0 | 0 | 0 | 0 | 0 | 0 | 0 | 0 | 0 | 0 | 0 | 0 | 0 | 0 | 0 | 0 | 0 | 0 | 0 | 0
| 0 | [36 empty] | 0 | 0 | 0 | 0 | 0 | 0 | 0 | 0 | 0 | 0 | 0 | 0 | 0 | 0 | 0 | 0 | 0 | 0 | 0 | 0 | 0 | 0 | 0 | 0 | 0 | 0 | 0 | 0 | 0 | 0 | 0 | 0
Diversity Factor: 0
[38 empty] | Historical Spots & Transfers | [6 empty] | Forecast Spots & Transfers
[35 empty] | Project Name | From | To | 2007 | 2008 | 2009 | 2010 | 2011 | 2012 | 2013 | 2014 | 2015 | 2016 | 2017 | 2018 | 2019 | 2020 | 2021 | 2022 | 2023 | 2024 | 2025 | 2026 | 2027 | 2028 | 2029 | 2030 | 2031 | 2032 | 2033 | 2034 | 2035 | 2036 | 2037 | 2038
| 0 | [33 empty] | Broad based demand management |  | Camperdown 33_11kV Tx3 | 0 | 0 | 0 | 0 | 0 | 0 | 0 | 0 | -0.087202 | -0.096892 | -1.0561 | -1.1627 | -1.3371 | 0 | 0 | 0 | 0 | 0 | 0 | 0 | 0 | 0 | 0 | 0 | 0 | 0 | 0 | 0 | 0 | 0 | 0 | 0
| Diversity Factor: 0 | [33 empty] | Broad based demand management |  | Camperdown 33_11kV Tx5 | 0 | 0 | 0 | 0 | 0 | 0 | 0 | 0 | -0.087202 | -0.096892 | -1.0561 | -1.1627 | -1.3371 | 0 | 0 | 0 | 0 | 0 | 0 | 0 | 0 | 0 | 0 | 0 | 0 | 0 | 0 | 0 | 0 | 0 | 0 | 0
[35 empty] | DNP_ID: 6546. Camperdown 11kV Conversion Stage 6 - Offload Tx5 | Camperdown 33_11kV Tx5 | Darling Harbour 132_11kV Tx12 | 0 | 0 | 0 | 0 | 0 | 0 | 52 | 0 | 0 | 0 | 0 | 0 | 0 | 0 | 0 | 0 | 0 | 0 | 0 | 0 | 0 | 0 | 0 | 0 | 0 | 0 | 0 | 0 | 0 | 0 | 0 | 0
[35 empty] | DNP_ID: 6959. Camperdown 11kV Conversion Stage 8 | Camperdown 33_5kV Tx5 | Camperdown 33_11kV Tx3 | 0 | 0 | 0 | 0 | 0 | 0 | 0 | 300 | 0 | 0 | 0 | 0 | 0 | 0 | 0 | 0 | 0 | 0 | 0 | 0 | 0 | 0 | 0 | 0 | 0 | 0 | 0 | 0 | 0 | 0 | 0 | 0
| 0 | [33 empty] | DNP_ID: 6959. Camperdown 11kV Conversion Stage 8 | Camperdown 33_5kV Tx5 | Camperdown 33_11kV Tx4 | 0 | 0 | 0 | 0 | 0 | 0 | 0 | 473 | 0 | 0 | 0 | 0 | 0 | 0 | 0 | 0 | 0 | 0 | 0 | 0 | 0 | 0 | 0 | 0 | 0 | 0 | 0 | 0 | 0 | 0 | 0 | 0
| Diversity Factor: 0 | [33 empty] | DNP_ID: 6974. Camperdown Zn Egress for URD - Harold Park |  | Camperdown 33_11kV Tx5 | 0 | 0 | 0 | 0 | 0 | 0 | 0 | 0 | 55 | 55 | 0 | 0 | 0 | 0 | 0 | 0 | 0 | 0 | 0 | 0 | 0 | 0 | 0 | 0 | 0 | 0 | 0 | 0 | 0 | 0 | 0 | 0
[35 empty] | Decommission: Commissioning Transfers | Camperdown 33_5kV Tx1 | Camperdown 33_11kV Tx3 | 0 | 0 | 0 | 0 | 0 | 0 | 0 | 0 | 20.8226 | 0 | 0 | 0 | 0 | 0 | 0 | 0 | 0 | 0 | 0 | 0 | 0 | 0 | 0 | 0 | 0 | 0 | 0 | 0 | 0 | 0 | 0 | 0
[35 empty] | Decommission: Commissioning Transfers | Camperdown 33_5kV Tx1 | Camperdown 33_11kV Tx5 | 0 | 0 | 0 | 0 | 0 | 0 | 0 | 0 | 20.8226 | 0 | 0 | 0 | 0 | 0 | 0 | 0 | 0 | 0 | 0 | 0 | 0 | 0 | 0 | 0 | 0 | 0 | 0 | 0 | 0 | 0 | 0 | 0
| 0 | [33 empty] | Decommission: Commissioning Transfers | Camperdown 33_5kV Tx2 | Camperdown 33_11kV Tx3 | 0 | 0 | 0 | 0 | 0 | 0 | 0 | 0 | 23.5972 | 0 | 0 | 0 | 0 | 0 | 0 | 0 | 0 | 0 | 0 | 0 | 0 | 0 | 0 | 0 | 0 | 0 | 0 | 0 | 0 | 0 | 0 | 0
| Diversity Factor: 0 | [33 empty] | Decommission: Commissioning Transfers | Camperdown 33_5kV Tx2 | Camperdown 33_11kV Tx5 | 0 | 0 | 0 | 0 | 0 | 0 | 0 | 0 | 23.5972 | 0 | 0 | 0 | 0 | 0 | 0 | 0 | 0 | 0 | 0 | 0 | 0 | 0 | 0 | 0 | 0 | 0 | 0 | 0 | 0 | 0 | 0 | 0
[35 empty] | Decommission: Commissioning Transfers | Camperdown 33_5kV Tx4 | Camperdown 33_11kV Tx3 | 0 | 0 | 0 | 0 | 0 | 0 | 0 | 0 | 0 | 0 | 0 | 0 | 0 | 0 | 0 | 0 | 0 | 0 | 0 | 0 | 0 | 0 | 0 | 0 | 0 | 0 | 0 | 0 | 0 | 0 | 0 | 0
[35 empty] | Decommission: Commissioning Transfers | Camperdown 33_5kV Tx4 | Camperdown 33_11kV Tx5 | 0 | 0 | 0 | 0 | 0 | 0 | 0 | 0 | 0 | 0 | 0 | 0 | 0 | 0 | 0 | 0 | 0 | 0 | 0 | 0 | 0 | 0 | 0 | 0 | 0 | 0 | 0 | 0 | 0 | 0 | 0 | 0
| 0 | [33 empty] | HVCON_ID: 2012546. Establishment of 11kV feeders from Camperdown Zone for Frasers Stage 2, Abercrombie Street, Chippedale |  | Camperdown 33_11kV Tx3 | 0 | 0 | 0 | 0 | 0 | 0 | 0 | 24.75 | 27.5 | 0 | 0 | 0 | 0 | 0 | 0 | 0 | 0 | 0 | 0 | 0 | 0 | 0 | 0 | 0 | 0 | 0 | 0 | 0 | 0 | 0 | 0 | 0
| Diversity Factor: 0 | [33 empty] | HVCON_ID: 2012546. Establishment of 11kV feeders from Camperdown Zone for Frasers Stage 2, Abercrombie Street, Chippedale |  | Camperdown 33_11kV Tx5 | 0 | 0 | 0 | 0 | 0 | 0 | 0 | 24.75 | 27.5 | 0 | 0 | 0 | 0 | 0 | 0 | 0 | 0 | 0 | 0 | 0 | 0 | 0 | 0 | 0 | 0 | 0 | 0 | 0 | 0 | 0 | 0 | 0
[35 empty] | HVCON_ID: 2012546. Establishment of 11kV feeders from Camperdown Zone for Frasers Stage 2, Abercrombie Street, Chippedale | St Peters 132_11kV Tx4 | Camperdown 33_11kV Tx3 | 0 | 0 | 0 | 0 | 0 | 0 | 0 | 25 | 0 | 0 | 0 | 0 | 0 | 0 | 0 | 0 | 0 | 0 | 0 | 0 | 0 | 0 | 0 | 0 | 0 | 0 | 0 | 0 | 0 | 0 | 0 | 0
[35 empty] | HVCON_ID: 2012546. Establishment of 11kV feeders from Camperdown Zone for Frasers Stage 2, Abercrombie Street, Chippedale | St Peters 132_11kV Tx4 | Camperdown 33_11kV Tx5 | 0 | 0 | 0 | 0 | 0 | 0 | 0 | 25 | 0 | 0 | 0 | 0 | 0 | 0 | 0 | 0 | 0 | 0 | 0 | 0 | 0 | 0 | 0 | 0 | 0 | 0 | 0 | 0 | 0 | 0 | 0 | 0
| 0 | [33 empty] | HVCON_ID: 2012546. Establishment of 11kV feeders from Camperdown Zone for Frasers Stage 2, Abercrombie Street, Chippedale | Surry Hills 33_11kV Tx2 | Camperdown 33_11kV Tx3 | 0 | 0 | 0 | 0 | 0 | 0 | 0 | 53.5 | 0 | 0 | 0 | 0 | 0 | 0 | 0 | 0 | 0 | 0 | 0 | 0 | 0 | 0 | 0 | 0 | 0 | 0 | 0 | 0 | 0 | 0 | 0 | 0
| Diversity Factor: 0 | [33 empty] | HVCON_ID: 2012546. Establishment of 11kV feeders from Camperdown Zone for Frasers Stage 2, Abercrombie Street, Chippedale | Surry Hills 33_11kV Tx2 | Camperdown 33_11kV Tx5 | 0 | 0 | 0 | 0 | 0 | 0 | 0 | 53.5 | 0 | 0 | 0 | 0 | 0 | 0 | 0 | 0 | 0 | 0 | 0 | 0 | 0 | 0 | 0 | 0 | 0 | 0 | 0 | 0 | 0 | 0 | 0 | 0
[35 empty] | HVCON_ID: 2013277. Establishment of 11kV feeders to SICEEP site. SICEEP - Sydney International Convention Exhibition Entertainment Precinct - 'ICC Hotels' - The Public-Private-Partnership{PPP) Entertainment, Exhibition and Conference Centre |  | Camperdown 33_11kV Tx3 | 0 | 0 | 0 | 0 | 0 | 0 | 0 | 0 | 0 | 38.5 | 0 | 0 | 0 | 0 | 0 | 0 | 0 | 0 | 0 | 0 | 0 | 0 | 0 | 0 | 0 | 0 | 0 | 0 | 0 | 0 | 0 | 0
[35 empty] | HVCON_ID: 2013277. Establishment of 11kV feeders to SICEEP site. SICEEP - Sydney International Convention Exhibition Entertainment Precinct - 'ICC Hotels' - The Public-Private-Partnership{PPP) Entertainment, Exhibition and Conference Centre |  | Camperdown 33_11kV Tx5 | 0 | 0 | 0 | 0 | 0 | 0 | 0 | 0 | 0 | 38.5 | 0 | 0 | 0 | 0 | 0 | 0 | 0 | 0 | 0 | 0 | 0 | 0 | 0 | 0 | 0 | 0 | 0 | 0 | 0 | 0 | 0 | 0
| 0 | [33 empty] | HVCON_ID: 2013322. Establishment of S.64020 Parkside Convention and decommissioning of S.64483 Darling Temp No.1, Darling Harbour. SCIEEP |  | Camperdown 33_11kV Tx3 | 0 | 0 | 0 | 0 | 0 | 0 | 0 | 0 | 0 | 52.8 | 0 | 0 | 0 | 0 | 0 | 0 | 0 | 0 | 0 | 0 | 0 | 0 | 0 | 0 | 0 | 0 | 0 | 0 | 0 | 0 | 0 | 0
| Diversity Factor: 0 | [33 empty] | HVCON_ID: 2013324. South of existing Darling Harbour Exhebition Centre – Darling Dr, Sydney 2000 ( Haymerket NW ) and Haymarket SW SC04967 – S.64034 Boulevard Dickson No1 – Residentail Tower ( Haymarket SW) SC04966 – S.64035 Boulevard Dicks |  | Camperdown 33_11kV Tx3 | 0 | 0 | 0 | 0 | 0 | 0 | 0 | 0 | 0 | 38.5 | 0 | 0 | 0 | 0 | 0 | 0 | 0 | 0 | 0 | 0 | 0 | 0 | 0 | 0 | 0 | 0 | 0 | 0 | 0 | 0 | 0 | 0
[35 empty] | HVCON_ID: 2013324. South of existing Darling Harbour Exhebition Centre – Darling Dr, Sydney 2000 ( Haymerket NW ) and Haymarket SW SC04967 – S.64034 Boulevard Dickson No1 – Residentail Tower ( Haymarket SW) SC04966 – S.64035 Boulevard Dicks |  | Camperdown 33_11kV Tx5 | 0 | 0 | 0 | 0 | 0 | 0 | 0 | 0 | 0 | 38.5 | 0 | 0 | 0 | 0 | 0 | 0 | 0 | 0 | 0 | 0 | 0 | 0 | 0 | 0 | 0 | 0 | 0 | 0 | 0 | 0 | 0 | 0
[35 empty] | HVCON_ID: 2013468. Establishment of S.64021 Darling Exhibition |  | Camperdown 33_11kV Tx3 | 0 | 0 | 0 | 0 | 0 | 0 | 0 | 0 | 0 | 49.5 | 0 | 0 | 0 | 0 | 0 | 0 | 0 | 0 | 0 | 0 | 0 | 0 | 0 | 0 | 0 | 0 | 0 | 0 | 0 | 0 | 0 | 0
| 0 | [33 empty] | Econometric |  | Camperdown 33_11kV Tx3 | 0 | 0 | 0 | 0 | 0 | 0 | 0 | 0 | 0 | 3.8622 | 7.2857 | 10.8571 | 12.0473 | 12.2328 | 11.4424 | 11.612 | 11.7838 | 11.9581 | 12.1347 | 12.3138 | 12.4953 | 12.6794 | 12.866 | 13.0551 | 13.2469 | 13.4412 | 13.6383 | 13.838 | 14.0405 | 14.2458 | 14.4539 | 14.6648
| Diversity Factor: 0 | [33 empty] | Econometric |  | Camperdown 33_11kV Tx5 | 0 | 0 | 0 | 0 | 0 | 0 | 0 | 0 | 0 | 3.8622 | 7.2857 | 10.8571 | 12.0473 | 12.2328 | 11.4424 | 11.612 | 11.7838 | 11.9581 | 12.1347 | 12.3138 | 12.4953 | 12.6794 | 12.866 | 13.0551 | 13.2469 | 13.4412 | 13.6383 | 13.838 | 14.0405 | 14.2458 | 14.4539 | 14.6648
[35 empty] | Energy Efficiency |  | Camperdown 33_11kV Tx3 | 0 | 0 | 0 | 0 | 0 | 0 | 0 | -2.7891 | -1.2109 | -4.4435 | -6.6889 | -10.2527 | -10.4437 | -5.752 | -3.2336 | -4.0857 | -4.0411 | -5.7186 | -3.8481 | -4.0649 | -2.7456 | -2.1243 | -2.5168 | -3.06 | -3.06 | -3.06 | -3.06 | -3.06 | -3.06 | -3.06 | -3.06 | -3.06
[35 empty] | Energy Efficiency |  | Camperdown 33_11kV Tx5 | 0 | 0 | 0 | 0 | 0 | 0 | 0 | -2.7891 | -1.2109 | -4.4435 | -6.6889 | -10.2527 | -10.4437 | -5.752 | -3.2336 | -4.0857 | -4.0411 | -5.7186 | -3.8481 | -4.0649 | -2.7456 | -2.1243 | -2.5168 | -3.06 | -3.06 | -3.06 | -3.06 | -3.06 | -3.06 | -3.06 | -3.06 | -3.06
| 0 | [33 empty] | Solar PV |  | Camperdown 33_11kV Tx3 | 0 | 0 | 0 | 0 | 0 | 0 | 0 | 0 | 0 | 0 | 0 | 0 | 0 | 0 | 0 | 0 | 0 | 0 | 0 | 0 | 0 | 0 | 0 | 0 | 0 | 0 | 0 | 0 | 0 | 0 | 0 | 0
| Diversity Factor: 0 | [33 empty] | Solar PV |  | Camperdown 33_11kV Tx5 | 0 | 0 | 0 | 0 | 0 | 0 | 0 | 0 | 0 | 0 | 0 | 0 | 0 | 0 | 0 | 0 | 0 | 0 | 0 | 0 | 0 | 0 | 0 | 0 | 0 | 0 | 0 | 0 | 0 | 0 | 0 | 0
| Weather Correction and Public Holiday Factors | [8 empty] | Forecast ROG
ROG Justification
| Actual loads for season 2013 have been weather corrected by the following: | [8 empty] | 0 | [59 empty] | 0%
1 | 2 | 3 | 4 | 5 | 6 | 7 | 8 | 9 | 10 | 2014 | 2015 | 2016 | 2017 | 2018 | 2019 | 2020 | 2021 | 2022 | 2023 | 2024 | 2025 | 2026 | 2027 | 2028 | 2029 | 2030 | 2031 | 2032 | 2033 | 2034 | 2035 | 2036 | 2037 | 2038
0.96549 | 0.93217 | 0.91072 | 0.90025 | 0.90025 | 0.90025 | 0.90025 | 0.90025 | 0.90025 | 0.90025 | -3.451% | -3.451% | -2.301% | -1.15% | 0% | 0% | 0% | 0% | 0% | 0% | 0% | 0% | 0% | 0% | 0% | 0% | 0% | 0% | 0% | 0% | 0% | 0% | 0% | 0% | 0%
Substation Load Detail
[7 empty] | Units | 2013 |  | 2014 | 2015 | 2016 | 2017 | 2018 | 2019 | 2020 | 2021 | 2022 | 2023 | 2024 | 2025 | 2026 | 2027 | 2028 | 2029 | 2030 | 2031 | 2032 | 2033 | 2034 | 2035 | 2036 | 2037 | 2038
1 | Camperdown 33_11kV | Compensated |  | Load (LV side) |  |  | Amps | 0 | 0 | 973.3517 | 1135.692 | 1418.882 | 1401.64 | 1400.525 | 1401.057 | 1413.999 | 1430.392 | 1445.422 | 1460.885 | 1473.346 | 1489.896 | 1506.371 | 1525.844 | 1546.927 | 1567.599 | 1587.564 | 1607.914 | 1628.652 | 1649.784 | 1671.316 | 1693.253 | 1715.601 | 1738.366 | 1761.552
|  |  |  | Apparent Power |  |  | MVA | 0 |  | 18.5448 | 21.6378 | 27.0333 | 26.7048 | 26.6836 | 26.6937 | 26.9403 | 27.2526 | 27.539 | 27.8336 | 28.071 | 28.3863 | 28.7002 | 29.0712 | 29.4729 | 29.8668 | 30.2472 | 30.6349 | 31.03 | 31.4326 | 31.8428 | 32.2608 | 32.6866 | 33.1203 | 33.5621
|  |  |  | Real Power |  |  | MW | 0 | 0 | 17.2821 | 20.0989 | 24.9511 | 24.6483 | 24.6292 | 24.6383 | 24.8606 | 25.1421 | 25.4002 | 25.6657 | 25.8797 | 26.1639 | 26.4468 | 26.7812 | 27.1431 | 27.4981 | 27.8408 | 28.1902 | 28.5462 | 28.909 | 29.2786 | 29.6552 | 30.0388 | 30.4296 | 30.8275
|  |  |  | Reactive Power |  |  | MVAr | 0 |  | 6.726 | 8.0143 | 10.4039 | 10.2766 | 10.2673 | 10.2718 | 10.3794 | 10.5157 | 10.6408 | 10.7694 | 10.873 | 11.0106 | 11.1476 | 11.3096 | 11.4849 | 11.6568 | 11.8228 | 11.992 | 12.1644 | 12.3401 | 12.5192 | 12.7015 | 12.8873 | 13.0766 | 13.2693
|  |  |  | Capacitors In Service |  |  | MVAr | 0 |  | 0 | 0 | 0 | 0 | 0 | 0 | 0 | 0 | 0 | 0 | 0 | 0 | 0 | 0 | 0 | 0 | 0 | 0 | 0 | 0 | 0 | 0 | 0 | 0 | 0
|  |  |  | PF |  |  |  | 0 |  | 0.93191 | 0.92888 | 0.92298 | 0.92299 | 0.92301 | 0.923 | 0.9228 | 0.92256 | 0.92234 | 0.92211 | 0.92194 | 0.92171 | 0.92148 | 0.92122 | 0.92095 | 0.92069 | 0.92044 | 0.9202 | 0.91995 | 0.91971 | 0.91947 | 0.91923 | 0.91899 | 0.91876 | 0.91852
0.95508 | Diversity Factor: 0.96 | Uncompensated |  | Reactive Power |  |  | MVAr | 0 | 0 | 6.726 | 8.0143 | 10.4039 | 10.2766 | 10.2673 | 10.2718 | 10.3794 | 10.5157 | 10.6408 | 10.7694 | 10.873 | 11.0106 | 11.1476 | 11.3096 | 11.4849 | 11.6568 | 11.8228 | 11.992 | 12.1644 | 12.3401 | 12.5192 | 12.7015 | 12.8873 | 13.0766 | 13.2693
|  |  |  | PF |  |  |  | 0 |  | 0.93191 | 0.92888 | 0.92298 | 0.92299 | 0.92301 | 0.923 | 0.9228 | 0.92256 | 0.92234 | 0.92211 | 0.92194 | 0.92171 | 0.92148 | 0.92122 | 0.92095 | 0.92069 | 0.92044 | 0.9202 | 0.91995 | 0.91971 | 0.91947 | 0.91923 | 0.91899 | 0.91876 | 0.91852
[10 empty] | 1 | 2 | 3 | 4 | 5 | 6 | 7 | 8 | 9 | 10 | 11 | 12 | 13 | 14 | 15 | 16 | 17 | 18 | 19 | 20 | 21 | 22 | 23 | 24 | 25
Transformer Load Detail
[7 empty] | Units | 2013 |  | 2014 | 2015 | 2016 | 2017 | 2018 | 2019 | 2020 | 2021 | 2022 | 2023 | 2024 | 2025 | 2026 | 2027 | 2028 | 2029 | 2030 | 2031 | 2032 | 2033 | 2034 | 2035 | 2036 | 2037 | 2038
| 0 | Compensated |  | Load (LV side) |  |  | Amps
|  |  |  | Apparent Power |  |  | MVA
|  |  |  | Real Power |  |  | MW
|  |  |  | Reactive Power |  |  | MVAr
|  |  |  | Capacitors In Service |  |  | MVAr
PF
| Zone Div: | Uncompensated |  | Reactive Power |  |  | MVAr
PF
| 0 | Compensated |  | Load (LV side) |  |  | Amps
|  |  |  | Apparent Power |  |  | MVA
|  |  |  | Real Power |  |  | MW
|  |  |  | Reactive Power |  |  | MVAr
|  |  |  | Capacitors In Service |  |  | MVAr
PF
| Zone Div: | Uncompensated |  | Reactive Power |  |  | MVAr
PF
| 0 | Compensated |  | Load (LV side) |  |  | Amps
|  |  |  | Apparent Power |  |  | MVA
|  |  |  | Real Power |  |  | MW
|  |  |  | Reactive Power |  |  | MVAr
|  |  |  | Capacitors In Service |  |  | MVAr
PF
| Zone Div: | Uncompensated |  | Reactive Power |  |  | MVAr
PF
| 0 | Compensated |  | Load (LV side) |  |  | Amps
|  |  |  | Apparent Power |  |  | MVA
|  |  |  | Real Power |  |  | MW
|  |  |  | Reactive Power |  |  | MVAr
|  |  |  | Capacitors In Service |  |  | MVAr
PF
| Zone Div: | Uncompensated |  | Reactive Power |  |  | MVAr
PF
| 0 | Compensated |  | Load (LV side) |  |  | Amps
|  |  |  | Apparent Power |  |  | MVA
|  |  |  | Real Power |  |  | MW
|  |  |  | Reactive Power |  |  | MVAr
|  |  |  | Capacitors In Service |  |  | MVAr
PF
| Zone Div: | Uncompensated |  | Reactive Power |  |  | MVAr
PF
| 0 | Compensated |  | Load (LV side) |  |  | Amps
|  |  |  | Apparent Power |  |  | MVA
|  |  |  | Real Power |  |  | MW
|  |  |  | Reactive Power |  |  | MVAr
|  |  |  | Capacitors In Service |  |  | MVAr
PF
| Zone Div: | Uncompensated |  | Reactive Power |  |  | MVAr
PF
| 0 | Compensated |  | Load (LV side) |  |  | Amps
|  |  |  | Apparent Power |  |  | MVA
|  |  |  | Real Power |  |  | MW
|  |  |  | Reactive Power |  |  | MVAr
|  |  |  | Capacitors In Service |  |  | MVAr
PF
| Zone Div: | Uncompensated |  | Reactive Power |  |  | MVAr
PF
| 0 | Compensated |  | Load (LV side) |  |  | Amps
|  |  |  | Apparent Power |  |  | MVA
|  |  |  | Real Power |  |  | MW
|  |  |  | Reactive Power |  |  | MVAr
|  |  |  | Capacitors In Service |  |  | MVAr
PF
| Zone Div: | Uncompensated |  | Reactive Power |  |  | MVAr
PF
| 0 | Compensated |  | Load (LV side) |  |  | Amps
|  |  |  | Apparent Power |  |  | MVA
|  |  |  | Real Power |  |  | MW
|  |  |  | Reactive Power |  |  | MVAr
|  |  |  | Capacitors In Service |  |  | MVAr
PF
| Zone Div: | Uncompensated |  | Reactive Power |  |  | MVAr
PF
| 0 | Compensated |  | Load (LV side) |  |  | Amps
|  |  |  | Apparent Power |  |  | MVA
|  |  |  | Real Power |  |  | MW
|  |  |  | Reactive Power |  |  | MVAr
|  |  |  | Capacitors In Service |  |  | MVAr
PF
| Zone Div: | Uncompensated |  | Reactive Power |  |  | MVAr
PF

## Camperdown 33_5kV
| Camperdown 33_5kV | [16 empty] | 2014 | WINTER
| Substation Total Loads | [33 empty] | Spots & Transfers Detail
| Historical Loads | (5kV Amps) | [7 empty] | Weather Corrected Forecast Loads |  |  |  | (5kV Amps) | [20 empty] | Spots & Transfers Summary | (5kV Amps) |  | Historical Spots & Transfers | [6 empty] | Forecast Spots & Transfers
|  | 2007 | 2008 | 2009 | 2010 | 2011 | 2012 | 2013 |  | 2014 | 2015 | 2016 | 2017 | 2018 | 2019 | 2020 | 2021 | 2022 | 2023 | 2024 | 2025 | 2026 | 2027 | 2028 | 2029 | 2030 | 2031 | 2032 | 2033 | 2034 | 2035 | 2036 | 2037 | 2038 |  |  |  | 2007 | 2008 | 2009 | 2010 | 2011 | 2012 | 2013 | 2014 | 2015 | 2016 | 2017 | 2018 | 2019 | 2020 | 2021 | 2022 | 2023 | 2024 | 2025 | 2026 | 2027 | 2028 | 2029 | 2030 | 2031 | 2032 | 2033 | 2034 | 2035 | 2036 | 2037 | 2038
| Total | 4884 | 4920 | 4373 | 4459 | 3905.351 | 2765 | 2230 |  | 343.7105 | 0 | 0 | 0 | 0 | 0 | 0 | 0 | 0 | 0 | 0 | 0 | 0 | 0 | 0 | 0 | 0 | 0 | 0 | 0 | 0 | 0 | 0 | 0 | 0 |  |  | Total | 0 | 0 | 0 | 0 | -277 | -1097.8 | -542.8 | -1689.6 | -331.8472 | 0 | -154 | 0 | 0 | 0 | 0 | 0 | 0 | 0 | 0 | 0 | 0 | 0 | 0 | 0 | 0 | 0 | 0 | 0 | 0 | 0 | 0 | 0
| Firm Rating | 0 | 0 | 0 | 0 | 0 | 0 | 6849 |  | 6849 | 0 | 0 | 0 | 0 | 0 | 0 | 0 | 0 | 0 | 0 | 0 | 0 | 0 | 0 | 0 | 0 | 0 | 0 | 0 | 0 | 0 | 0 | 0 | 0
| Total Capacity | 0 | 0 | 0 | 0 | 0 | 0 | 8949 |  | 8949 | 0 | 0 | 0 | 0 | 0 | 0 | 0 | 0 | 0 | 0 | 0 | 0 | 0 | 0 | 0 | 0 | 0 | 0 | 0 | 0 | 0 | 0 | 0 | 0 |  |  | Camperdown 33_5kV Tx1 | 0 | 0 | 0 | 0 | -63 | 0 | -41.2516 | 25.7823 | -91.6194 | 0 | 0 | 0 | 0 | 0 | 0 | 0 | 0 | 0 | 0 | 0 | 0 | 0 | 0 | 0 | 0 | 0 | 0 | 0 | 0 | 0 | 0 | 0
|  | -7 | -6 | -5 | -4 | -3 | -2 | -1 |  | 0 | 1 | 2 | 3 | 4 | 5 | 6 | 7 | 8 | 9 | 10 | 11 | 12 | 13 | 14 | 15 | 16 | 17 | 18 | 19 | 20 | 21 | 22 | 23 | 24 |  |  | Camperdown 33_5kV Tx2 | 0 | 0 | 0 | 0 | 0 | 0 | -46.7484 | 29.2177 | -103.8278 | 0 | 0 | 0 | 0 | 0 | 0 | 0 | 0 | 0 | 0 | 0 | 0 | 0 | 0 | 0 | 0 | 0 | 0 | 0 | 0 | 0 | 0 | 0
| Transformer Loads | [35 empty] | Camperdown 33_5kV Tx3 | 0 | 0 | 0 | 0 | 0 | 0 | 0 | 0 | 0 | 0 | 0 | 0 | 0 | 0 | 0 | 0 | 0 | 0 | 0 | 0 | 0 | 0 | 0 | 0 | 0 | 0 | 0 | 0 | 0 | 0 | 0 | 0
| Historical Loads | (5kV Amps) | [7 empty] | Weather Corrected Forecast Loads |  |  |  | (5kV Amps) | [22 empty] | Camperdown 33_5kV Tx4 | 0 | 0 | 0 | 0 | 0 | 0 | 0 | 0 | 0 | 0 | 0 | 0 | 0 | 0 | 0 | 0 | 0 | 0 | 0 | 0 | 0 | 0 | 0 | 0 | 0 | 0 | 0 | 0 | 0 | 0 | 0 | 0
|  | 2007 | 2008 | 2009 | 2010 | 2011 | 2012 | 2013 |  | 2014 | 2015 | 2016 | 2017 | 2018 | 2019 | 2020 | 2021 | 2022 | 2023 | 2024 | 2025 | 2026 | 2027 | 2028 | 2029 | 2030 | 2031 | 2032 | 2033 | 2034 | 2035 | 2036 | 2037 | 2038 |  |  | Camperdown 33_5kV Tx5 | 0 | 0 | 0 | 0 | -214 | -1097.8 | -454.8 | -1744.6 | -136.4 | 0 | -154 | 0 | 0 | 0 | 0 | 0 | 0 | 0 | 0 | 0 | 0 | 0 | 0 | 0 | 0 | 0 | 0 | 0 | 0 | 0 | 0 | 0
| 0 | [36 empty] | 0 | 0 | 0 | 0 | 0 | 0 | 0 | 0 | 0 | 0 | 0 | 0 | 0 | 0 | 0 | 0 | 0 | 0 | 0 | 0 | 0 | 0 | 0 | 0 | 0 | 0 | 0 | 0 | 0 | 0 | 0 | 0
| Diversity Factor: 0 | [36 empty] | 0 | 0 | 0 | 0 | 0 | 0 | 0 | 0 | 0 | 0 | 0 | 0 | 0 | 0 | 0 | 0 | 0 | 0 | 0 | 0 | 0 | 0 | 0 | 0 | 0 | 0 | 0 | 0 | 0 | 0 | 0 | 0
[38 empty] | 0 | 0 | 0 | 0 | 0 | 0 | 0 | 0 | 0 | 0 | 0 | 0 | 0 | 0 | 0 | 0 | 0 | 0 | 0 | 0 | 0 | 0 | 0 | 0 | 0 | 0 | 0 | 0 | 0 | 0 | 0 | 0
[38 empty] | 0 | 0 | 0 | 0 | 0 | 0 | 0 | 0 | 0 | 0 | 0 | 0 | 0 | 0 | 0 | 0 | 0 | 0 | 0 | 0 | 0 | 0 | 0 | 0 | 0 | 0 | 0 | 0 | 0 | 0 | 0 | 0
| 0 | [36 empty] | 0 | 0 | 0 | 0 | 0 | 0 | 0 | 0 | 0 | 0 | 0 | 0 | 0 | 0 | 0 | 0 | 0 | 0 | 0 | 0 | 0 | 0 | 0 | 0 | 0 | 0 | 0 | 0 | 0 | 0 | 0 | 0
Diversity Factor: 0
[38 empty] | Historical Spots & Transfers | [6 empty] | Forecast Spots & Transfers
[35 empty] | Project Name | From | To | 2007 | 2008 | 2009 | 2010 | 2011 | 2012 | 2013 | 2014 | 2015 | 2016 | 2017 | 2018 | 2019 | 2020 | 2021 | 2022 | 2023 | 2024 | 2025 | 2026 | 2027 | 2028 | 2029 | 2030 | 2031 | 2032 | 2033 | 2034 | 2035 | 2036 | 2037 | 2038
| 0 | [33 empty] | DNP_ID: 5848. Camperdown Upgrade Stage 3 - Transferring Load from Camperdown Zone to Leichhardt Zone. | Camperdown 33_5kV Tx5 | Leichhardt 33_11kV Tx3 | 0 | 0 | 0 | 0 | 0 | 576.4 | 0 | 0 | 0 | 0 | 0 | 0 | 0 | 0 | 0 | 0 | 0 | 0 | 0 | 0 | 0 | 0 | 0 | 0 | 0 | 0 | 0 | 0 | 0 | 0 | 0 | 0
| Diversity Factor: 0 | [33 empty] | DNP_ID: 5848. Camperdown Upgrade Stage 3 - Transferring Load from Camperdown Zone to Leichhardt Zone. | Camperdown 33_5kV Tx5 | Leichhardt 33_11kV Tx4 | 0 | 0 | 0 | 0 | 0 | 378.4 | 0 | 0 | 0 | 0 | 0 | 0 | 0 | 0 | 0 | 0 | 0 | 0 | 0 | 0 | 0 | 0 | 0 | 0 | 0 | 0 | 0 | 0 | 0 | 0 | 0 | 0
[35 empty] | DNP_ID: 6363. Connection of new 11kV feeders to Sydney Uni (Darlington Campus) | Camperdown 33_5kV Tx5 | Surry Hills 33_11kV Tx4 | 0 | 0 | 0 | 0 | 0 | 55 | 0 | 0 | 0 | 0 | 0 | 0 | 0 | 0 | 0 | 0 | 0 | 0 | 0 | 0 | 0 | 0 | 0 | 0 | 0 | 0 | 0 | 0 | 0 | 0 | 0 | 0
[35 empty] | DNP_ID: 6546. Camperdown 11kV Conversion Stage 6 - Offload Tx5 | Blackwattle Bay 33_5kV Tx3 | Camperdown 33_5kV Tx5 | 0 | 0 | 0 | 0 | 0 | 54 | 0 | 0 | 0 | 0 | 0 | 0 | 0 | 0 | 0 | 0 | 0 | 0 | 0 | 0 | 0 | 0 | 0 | 0 | 0 | 0 | 0 | 0 | 0 | 0 | 0 | 0
| 0 | [33 empty] | DNP_ID: 6546. Camperdown 11kV Conversion Stage 6 - Offload Tx5 | Blackwattle Bay 33_5kV Tx4 | Camperdown 33_5kV Tx5 | 0 | 0 | 0 | 0 | 0 | 0 | 214 | 0 | 0 | 0 | 0 | 0 | 0 | 0 | 0 | 0 | 0 | 0 | 0 | 0 | 0 | 0 | 0 | 0 | 0 | 0 | 0 | 0 | 0 | 0 | 0 | 0
| Diversity Factor: 0 | [33 empty] | DNP_ID: 6546. Camperdown 11kV Conversion Stage 6 - Offload Tx5 | Camperdown 33_5kV Tx5 | Blackwattle Bay 33_5kV Tx3 | 0 | 0 | 0 | 0 | 0 | 54 | 0 | 0 | 0 | 0 | 0 | 0 | 0 | 0 | 0 | 0 | 0 | 0 | 0 | 0 | 0 | 0 | 0 | 0 | 0 | 0 | 0 | 0 | 0 | 0 | 0 | 0
[35 empty] | DNP_ID: 6546. Camperdown 11kV Conversion Stage 6 - Offload Tx5 | Camperdown 33_5kV Tx5 | Blackwattle Bay 33_5kV Tx4 | 0 | 0 | 0 | 0 | 214 | 0 | 0 | 0 | 0 | 0 | 0 | 0 | 0 | 0 | 0 | 0 | 0 | 0 | 0 | 0 | 0 | 0 | 0 | 0 | 0 | 0 | 0 | 0 | 0 | 0 | 0 | 0
[35 empty] | DNP_ID: 6546. Camperdown 11kV Conversion Stage 6 - Offload Tx5 | Camperdown 33_5kV Tx5 | Darling Harbour 132_11kV Tx11 | 0 | 0 | 0 | 0 | 0 | 88 | 314.6 | 0 | 0 | 0 | 154 | 0 | 0 | 0 | 0 | 0 | 0 | 0 | 0 | 0 | 0 | 0 | 0 | 0 | 0 | 0 | 0 | 0 | 0 | 0 | 0 | 0
| 0 | [33 empty] | DNP_ID: 6546. Camperdown 11kV Conversion Stage 6 - Offload Tx5 | Camperdown 33_5kV Tx5 | Darling Harbour 132_11kV Tx12 | 0 | 0 | 0 | 0 | 0 | 0 | 354.2 | 0 | 0 | 0 | 0 | 0 | 0 | 0 | 0 | 0 | 0 | 0 | 0 | 0 | 0 | 0 | 0 | 0 | 0 | 0 | 0 | 0 | 0 | 0 | 0 | 0
| Diversity Factor: 0 | [33 empty] | DNP_ID: 6674. Camperdown 11kV Conversion Stage 7a | Camperdown 33_5kV Tx5 | St Peters 132_11kV Tx4 | 0 | 0 | 0 | 0 | 0 | 0 | 0 | 0 | 136.4 | 0 | 0 | 0 | 0 | 0 | 0 | 0 | 0 | 0 | 0 | 0 | 0 | 0 | 0 | 0 | 0 | 0 | 0 | 0 | 0 | 0 | 0 | 0
[35 empty] | DNP_ID: 6959. Camperdown 11kV Conversion Stage 8 | Camperdown 33_5kV Tx5 | Camperdown 33_11kV Tx3 | 0 | 0 | 0 | 0 | 0 | 0 | 0 | 660 | 0 | 0 | 0 | 0 | 0 | 0 | 0 | 0 | 0 | 0 | 0 | 0 | 0 | 0 | 0 | 0 | 0 | 0 | 0 | 0 | 0 | 0 | 0 | 0
[35 empty] | DNP_ID: 6959. Camperdown 11kV Conversion Stage 8 | Camperdown 33_5kV Tx5 | Camperdown 33_11kV Tx4 | 0 | 0 | 0 | 0 | 0 | 0 | 0 | 1040.6 | 0 | 0 | 0 | 0 | 0 | 0 | 0 | 0 | 0 | 0 | 0 | 0 | 0 | 0 | 0 | 0 | 0 | 0 | 0 | 0 | 0 | 0 | 0 | 0
| 0 | [33 empty] | Decommission: Commissioning Transfers | Camperdown 33_5kV Tx1 | Camperdown 33_11kV Tx3 | 0 | 0 | 0 | 0 | 0 | 0 | 0 | 0 | 45.8097 | 0 | 0 | 0 | 0 | 0 | 0 | 0 | 0 | 0 | 0 | 0 | 0 | 0 | 0 | 0 | 0 | 0 | 0 | 0 | 0 | 0 | 0 | 0
| Diversity Factor: 0 | [33 empty] | Decommission: Commissioning Transfers | Camperdown 33_5kV Tx1 | Camperdown 33_11kV Tx5 | 0 | 0 | 0 | 0 | 0 | 0 | 0 | 0 | 45.8097 | 0 | 0 | 0 | 0 | 0 | 0 | 0 | 0 | 0 | 0 | 0 | 0 | 0 | 0 | 0 | 0 | 0 | 0 | 0 | 0 | 0 | 0 | 0
[35 empty] | Decommission: Commissioning Transfers | Camperdown 33_5kV Tx2 | Camperdown 33_11kV Tx3 | 0 | 0 | 0 | 0 | 0 | 0 | 0 | 0 | 51.9139 | 0 | 0 | 0 | 0 | 0 | 0 | 0 | 0 | 0 | 0 | 0 | 0 | 0 | 0 | 0 | 0 | 0 | 0 | 0 | 0 | 0 | 0 | 0
[35 empty] | Decommission: Commissioning Transfers | Camperdown 33_5kV Tx2 | Camperdown 33_11kV Tx5 | 0 | 0 | 0 | 0 | 0 | 0 | 0 | 0 | 51.9139 | 0 | 0 | 0 | 0 | 0 | 0 | 0 | 0 | 0 | 0 | 0 | 0 | 0 | 0 | 0 | 0 | 0 | 0 | 0 | 0 | 0 | 0 | 0
| 0 | [33 empty] | Decommission: Commissioning Transfers | Camperdown 33_5kV Tx4 | Camperdown 33_11kV Tx3 | 0 | 0 | 0 | 0 | 0 | 0 | 0 | 0 | 0 | 0 | 0 | 0 | 0 | 0 | 0 | 0 | 0 | 0 | 0 | 0 | 0 | 0 | 0 | 0 | 0 | 0 | 0 | 0 | 0 | 0 | 0 | 0
| Diversity Factor: 0 | [33 empty] | Decommission: Commissioning Transfers | Camperdown 33_5kV Tx4 | Camperdown 33_11kV Tx5 | 0 | 0 | 0 | 0 | 0 | 0 | 0 | 0 | 0 | 0 | 0 | 0 | 0 | 0 | 0 | 0 | 0 | 0 | 0 | 0 | 0 | 0 | 0 | 0 | 0 | 0 | 0 | 0 | 0 | 0 | 0 | 0
[35 empty] | HVCON_ID: 2010533. Refurbishment of S.2896 Geography Building, Sydney Uni, Camperdown Campus | Camperdown 33_5kV Tx1 | St Peters 132_11kV Tx4 | 0 | 0 | 0 | 0 | 0 | 0 | 41.2516 | 0 | 0 | 0 | 0 | 0 | 0 | 0 | 0 | 0 | 0 | 0 | 0 | 0 | 0 | 0 | 0 | 0 | 0 | 0 | 0 | 0 | 0 | 0 | 0 | 0
[35 empty] | HVCON_ID: 2010533. Refurbishment of S.2896 Geography Building, Sydney Uni, Camperdown Campus | Camperdown 33_5kV Tx2 | St Peters 132_11kV Tx4 | 0 | 0 | 0 | 0 | 0 | 0 | 46.7484 | 0 | 0 | 0 | 0 | 0 | 0 | 0 | 0 | 0 | 0 | 0 | 0 | 0 | 0 | 0 | 0 | 0 | 0 | 0 | 0 | 0 | 0 | 0 | 0 | 0
| 0 | [33 empty] | HVCON_ID: 2010533. Refurbishment of S.2896 Geography Building, Sydney Uni, Camperdown Campus | Camperdown 33_5kV Tx4 | St Peters 132_11kV Tx4 | 0 | 0 | 0 | 0 | 0 | 0 | 0 | 0 | 0 | 0 | 0 | 0 | 0 | 0 | 0 | 0 | 0 | 0 | 0 | 0 | 0 | 0 | 0 | 0 | 0 | 0 | 0 | 0 | 0 | 0 | 0 | 0
| Diversity Factor: 0 | [33 empty] | HVCON_ID: 2011278. Decommission S.118 Harold Park No 2, Harold Park, Ross Street, Forest Lodge |  | Camperdown 33_5kV Tx1 | 0 | 0 | 0 | 0 | -63 | 0 | 0 | 0 | 0 | 0 | 0 | 0 | 0 | 0 | 0 | 0 | 0 | 0 | 0 | 0 | 0 | 0 | 0 | 0 | 0 | 0 | 0 | 0 | 0 | 0 | 0 | 0
[35 empty] | HVCON_ID: 2011714. Establishment of S.61622 Fisher Physics No.2 (3 x 1500kVA chamber sub), Nanoscience Bldg, Physics Bldg, Camperdown |  | Camperdown 33_5kV Tx1 | 0 | 0 | 0 | 0 | 0 | 0 | 0 | 25.7823 | 0 | 0 | 0 | 0 | 0 | 0 | 0 | 0 | 0 | 0 | 0 | 0 | 0 | 0 | 0 | 0 | 0 | 0 | 0 | 0 | 0 | 0 | 0 | 0
[35 empty] | HVCON_ID: 2011714. Establishment of S.61622 Fisher Physics No.2 (3 x 1500kVA chamber sub), Nanoscience Bldg, Physics Bldg, Camperdown |  | Camperdown 33_5kV Tx2 | 0 | 0 | 0 | 0 | 0 | 0 | 0 | 29.2177 | 0 | 0 | 0 | 0 | 0 | 0 | 0 | 0 | 0 | 0 | 0 | 0 | 0 | 0 | 0 | 0 | 0 | 0 | 0 | 0 | 0 | 0 | 0 | 0
| 0 | [33 empty] | HVCON_ID: 2011714. Establishment of S.61622 Fisher Physics No.2 (3 x 1500kVA chamber sub), Nanoscience Bldg, Physics Bldg, Camperdown |  | Camperdown 33_5kV Tx4 | 0 | 0 | 0 | 0 | 0 | 0 | 0 | 0 | 0 | 0 | 0 | 0 | 0 | 0 | 0 | 0 | 0 | 0 | 0 | 0 | 0 | 0 | 0 | 0 | 0 | 0 | 0 | 0 | 0 | 0 | 0 | 0
| Diversity Factor: 0 | [33 empty] | HVCON_ID: 2013359. Transfer S.6995 John Woolley Building to Surry Hills ZS as part of Camperdown 5/11kV conversion | Camperdown 33_5kV Tx5 | Surry Hills 33_11kV Tx4 | 0 | 0 | 0 | 0 | 0 | 0 | 0 | 44 | 0 | 0 | 0 | 0 | 0 | 0 | 0 | 0 | 0 | 0 | 0 | 0 | 0 | 0 | 0 | 0 | 0 | 0 | 0 | 0 | 0 | 0 | 0 | 0
[35 empty] | Econometric |  | Camperdown 33_5kV Tx1 | 0 | 0 | 0 | 0 | 0 | 0 | 0 | 0 | 0 | 0 | 0 | 0 | 0 | 0 | 0 | 0 | 0 | 0 | 0 | 0 | 0 | 0 | 0 | 0 | 0 | 0 | 0 | 0 | 0 | 0 | 0 | 0
[35 empty] | Econometric |  | Camperdown 33_5kV Tx2 | 0 | 0 | 0 | 0 | 0 | 0 | 0 | 0 | 0 | 0 | 0 | 0 | 0 | 0 | 0 | 0 | 0 | 0 | 0 | 0 | 0 | 0 | 0 | 0 | 0 | 0 | 0 | 0 | 0 | 0 | 0 | 0
| 0 | [33 empty] | Econometric |  | Camperdown 33_5kV Tx4 | 0 | 0 | 0 | 0 | 0 | 0 | 0 | 0 | 0 | 0 | 0 | 0 | 0 | 0 | 0 | 0 | 0 | 0 | 0 | 0 | 0 | 0 | 0 | 0 | 0 | 0 | 0 | 0 | 0 | 0 | 0 | 0
| Diversity Factor: 0 | [33 empty] | Energy Efficiency |  | Camperdown 33_5kV Tx1 | 0 | 0 | 0 | 0 | 0 | 0 | 0 | 0 | 0 | 0 | 0 | 0 | 0 | 0 | 0 | 0 | 0 | 0 | 0 | 0 | 0 | 0 | 0 | 0 | 0 | 0 | 0 | 0 | 0 | 0 | 0 | 0
[35 empty] | Energy Efficiency |  | Camperdown 33_5kV Tx2 | 0 | 0 | 0 | 0 | 0 | 0 | 0 | 0 | 0 | 0 | 0 | 0 | 0 | 0 | 0 | 0 | 0 | 0 | 0 | 0 | 0 | 0 | 0 | 0 | 0 | 0 | 0 | 0 | 0 | 0 | 0 | 0
[35 empty] | Energy Efficiency |  | Camperdown 33_5kV Tx4 | 0 | 0 | 0 | 0 | 0 | 0 | 0 | 0 | 0 | 0 | 0 | 0 | 0 | 0 | 0 | 0 | 0 | 0 | 0 | 0 | 0 | 0 | 0 | 0 | 0 | 0 | 0 | 0 | 0 | 0 | 0 | 0
[35 empty] | Solar PV |  | Camperdown 33_5kV Tx1 | 0 | 0 | 0 | 0 | 0 | 0 | 0 | 0 | 0 | 0 | 0 | 0 | 0 | 0 | 0 | 0 | 0 | 0 | 0 | 0 | 0 | 0 | 0 | 0 | 0 | 0 | 0 | 0 | 0 | 0 | 0 | 0
| Weather Correction and Public Holiday Factors | [8 empty] | Forecast ROG | [24 empty] | Solar PV |  | Camperdown 33_5kV Tx2 | 0 | 0 | 0 | 0 | 0 | 0 | 0 | 0 | 0 | 0 | 0 | 0 | 0 | 0 | 0 | 0 | 0 | 0 | 0 | 0 | 0 | 0 | 0 | 0 | 0 | 0 | 0 | 0 | 0 | 0 | 0 | 0
[10 empty] | ROG Justification | [24 empty] | Solar PV |  | Camperdown 33_5kV Tx4 | 0 | 0 | 0 | 0 | 0 | 0 | 0 | 0 | 0 | 0 | 0 | 0 | 0 | 0 | 0 | 0 | 0 | 0 | 0 | 0 | 0 | 0 | 0 | 0 | 0 | 0 | 0 | 0 | 0 | 0 | 0 | 0
| Actual loads for season 2013 have been weather corrected by the following: | [6 empty] | -5.322% |  | 7 year ROG ok | [59 empty] | 7 year ROG ok
1 | 2 | 3 | 4 | 5 | 6 | 7 | 8 | 9 | 10 | 2014 | 2015 | 2016 | 2017 | 2018 | 2019 | 2020 | 2021 | 2022 | 2023 | 2024 | 2025 | 2026 | 2027 | 2028 | 2029 | 2030 | 2031 | 2032 | 2033 | 2034 | 2035 | 2036 | 2037 | 2038
0.96549 | 0.93217 | 0.91072 | 0.90025 | 0.90025 | 0.90025 | 0.90025 | 0.90025 | 0.90025 | 0.90025 | -3.451% | -3.451% | -2.301% | -1.15% | 0% | 0% | 0% | 0% | 0% | 0% | 0% | 0% | 0% | 0% | 0% | 0% | 0% | 0% | 0% | 0% | 0% | 0% | 0% | 0% | 0%
Substation Load Detail
[7 empty] | Units | 2013 |  | 2014 | 2015 | 2016 | 2017 | 2018 | 2019 | 2020 | 2021 | 2022 | 2023 | 2024 | 2025 | 2026 | 2027 | 2028 | 2029 | 2030 | 2031 | 2032 | 2033 | 2034 | 2035 | 2036 | 2037 | 2038
1 | Camperdown 33_5kV | Compensated |  | Load (LV side) |  |  | Amps | 2230 | 2106 | 343.7105 | 0 | 0 | 0 | 0 | 0 | 0 | 0 | 0 | 0 | 0 | 0 | 0 | 0 | 0 | 0 | 0 | 0 | 0 | 0 | 0 | 0 | 0 | 0 | 0
|  |  |  | Apparent Power |  |  | MVA | 19.3124 |  | 2.9766 | 0 | 0 | 0 | 0 | 0 | 0 | 0 | 0 | 0 | 0 | 0 | 0 | 0 | 0 | 0 | 0 | 0 | 0 | 0 | 0 | 0 | 0 | 0 | 0
|  |  |  | Real Power |  |  | MW | 17.9318 | 16.9347 | 2.7638 | 0 | 0 | 0 | 0 | 0 | 0 | 0 | 0 | 0 | 0 | 0 | 0 | 0 | 0 | 0 | 0 | 0 | 0 | 0 | 0 | 0 | 0 | 0 | 0
|  |  |  | Reactive Power |  |  | MVAr | 7.1707 |  | 1.1052 | 0 | 0 | 0 | 0 | 0 | 0 | 0 | 0 | 0 | 0 | 0 | 0 | 0 | 0 | 0 | 0 | 0 | 0 | 0 | 0 | 0 | 0 | 0 | 0
|  |  |  | Capacitors In Service |  |  | MVAr | 0 |  | 0 | 0 | 0 | 0 | 0 | 0 | 0 | 0 | 0 | 0 | 0 | 0 | 0 | 0 | 0 | 0 | 0 | 0 | 0 | 0 | 0 | 0 | 0 | 0 | 0
|  |  |  | PF |  |  |  | 0.92851 |  | 0.92851 | 0 | 0 | 0 | 0 | 0 | 0 | 0 | 0 | 0 | 0 | 0 | 0 | 0 | 0 | 0 | 0 | 0 | 0 | 0 | 0 | 0 | 0 | 0 | 0
0.95508 | Diversity Factor: 0.96 | Uncompensated |  | Reactive Power |  |  | MVAr | 7.1707 | 6.7719 | 1.1052 | 0 | 0 | 0 | 0 | 0 | 0 | 0 | 0 | 0 | 0 | 0 | 0 | 0 | 0 | 0 | 0 | 0 | 0 | 0 | 0 | 0 | 0 | 0 | 0
|  |  |  | PF |  |  |  | 0.92851 |  | 0.92851 | 0 | 0 | 0 | 0 | 0 | 0 | 0 | 0 | 0 | 0 | 0 | 0 | 0 | 0 | 0 | 0 | 0 | 0 | 0 | 0 | 0 | 0 | 0 | 0
[10 empty] | 1 | 2 | 3 | 4 | 5 | 6 | 7 | 8 | 9 | 10 | 11 | 12 | 13 | 14 | 15 | 16 | 17 | 18 | 19 | 20 | 21 | 22 | 23 | 24 | 25
Transformer Load Detail
[7 empty] | Units | 2013 |  | 2014 | 2015 | 2016 | 2017 | 2018 | 2019 | 2020 | 2021 | 2022 | 2023 | 2024 | 2025 | 2026 | 2027 | 2028 | 2029 | 2030 | 2031 | 2032 | 2033 | 2034 | 2035 | 2036 | 2037 | 2038
| 0 | Compensated |  | Load (LV side) |  |  | Amps
|  |  |  | Apparent Power |  |  | MVA
|  |  |  | Real Power |  |  | MW
|  |  |  | Reactive Power |  |  | MVAr
|  |  |  | Capacitors In Service |  |  | MVAr
PF
| Zone Div: | Uncompensated |  | Reactive Power |  |  | MVAr
PF
| 0 | Compensated |  | Load (LV side) |  |  | Amps
|  |  |  | Apparent Power |  |  | MVA
|  |  |  | Real Power |  |  | MW
|  |  |  | Reactive Power |  |  | MVAr
|  |  |  | Capacitors In Service |  |  | MVAr
PF
| Zone Div: | Uncompensated |  | Reactive Power |  |  | MVAr
PF
| 0 | Compensated |  | Load (LV side) |  |  | Amps
|  |  |  | Apparent Power |  |  | MVA
|  |  |  | Real Power |  |  | MW
|  |  |  | Reactive Power |  |  | MVAr
|  |  |  | Capacitors In Service |  |  | MVAr
PF
| Zone Div: | Uncompensated |  | Reactive Power |  |  | MVAr
PF
| 0 | Compensated |  | Load (LV side) |  |  | Amps
|  |  |  | Apparent Power |  |  | MVA
|  |  |  | Real Power |  |  | MW
|  |  |  | Reactive Power |  |  | MVAr
|  |  |  | Capacitors In Service |  |  | MVAr
PF
| Zone Div: | Uncompensated |  | Reactive Power |  |  | MVAr
PF
| 0 | Compensated |  | Load (LV side) |  |  | Amps
|  |  |  | Apparent Power |  |  | MVA
|  |  |  | Real Power |  |  | MW
|  |  |  | Reactive Power |  |  | MVAr
|  |  |  | Capacitors In Service |  |  | MVAr
PF
| Zone Div: | Uncompensated |  | Reactive Power |  |  | MVAr
PF
| 0 | Compensated |  | Load (LV side) |  |  | Amps
|  |  |  | Apparent Power |  |  | MVA
|  |  |  | Real Power |  |  | MW
|  |  |  | Reactive Power |  |  | MVAr
|  |  |  | Capacitors In Service |  |  | MVAr
PF
| Zone Div: | Uncompensated |  | Reactive Power |  |  | MVAr
PF
| 0 | Compensated |  | Load (LV side) |  |  | Amps
|  |  |  | Apparent Power |  |  | MVA
|  |  |  | Real Power |  |  | MW
|  |  |  | Reactive Power |  |  | MVAr
|  |  |  | Capacitors In Service |  |  | MVAr
PF
| Zone Div: | Uncompensated |  | Reactive Power |  |  | MVAr
PF
| 0 | Compensated |  | Load (LV side) |  |  | Amps
|  |  |  | Apparent Power |  |  | MVA
|  |  |  | Real Power |  |  | MW
|  |  |  | Reactive Power |  |  | MVAr
|  |  |  | Capacitors In Service |  |  | MVAr
PF
| Zone Div: | Uncompensated |  | Reactive Power |  |  | MVAr
PF
| 0 | Compensated |  | Load (LV side) |  |  | Amps
|  |  |  | Apparent Power |  |  | MVA
|  |  |  | Real Power |  |  | MW
|  |  |  | Reactive Power |  |  | MVAr
|  |  |  | Capacitors In Service |  |  | MVAr
PF
| Zone Div: | Uncompensated |  | Reactive Power |  |  | MVAr
PF
| 0 | Compensated |  | Load (LV side) |  |  | Amps
|  |  |  | Apparent Power |  |  | MVA
|  |  |  | Real Power |  |  | MW
|  |  |  | Reactive Power |  |  | MVAr
|  |  |  | Capacitors In Service |  |  | MVAr
PF
| Zone Div: | Uncompensated |  | Reactive Power |  |  | MVAr
PF

## Darling Harbour 132_11kV
| Darling Harbour 132_11kV | [16 empty] | 2014 | WINTER
| Substation Total Loads | [33 empty] | Spots & Transfers Detail
| Historical Loads | (11kV Amps) | [7 empty] | Weather Corrected Forecast Loads |  |  |  | (11kV Amps) | [20 empty] | Spots & Transfers Summary | (11kV Amps) |  | Historical Spots & Transfers | [6 empty] | Forecast Spots & Transfers
|  | 2007 | 2008 | 2009 | 2010 | 2011 | 2012 | 2013 |  | 2014 | 2015 | 2016 | 2017 | 2018 | 2019 | 2020 | 2021 | 2022 | 2023 | 2024 | 2025 | 2026 | 2027 | 2028 | 2029 | 2030 | 2031 | 2032 | 2033 | 2034 | 2035 | 2036 | 2037 | 2038 |  |  |  | 2007 | 2008 | 2009 | 2010 | 2011 | 2012 | 2013 | 2014 | 2015 | 2016 | 2017 | 2018 | 2019 | 2020 | 2021 | 2022 | 2023 | 2024 | 2025 | 2026 | 2027 | 2028 | 2029 | 2030 | 2031 | 2032 | 2033 | 2034 | 2035 | 2036 | 2037 | 2038
| Total | 2384 | 2498 | 2404 | 2447 | 2118 | 2270 | 2301 |  | 2403.582 | 2508.952 | 2585.308 | 2585.449 | 2562.742 | 2542.517 | 2562.431 | 2598.16 | 2629.096 | 2660.653 | 2680.762 | 2713.589 | 2745.598 | 2787.665 | 2834.719 | 2879.97 | 2922.078 | 2964.966 | 3008.643 | 3053.121 | 3098.408 | 3144.517 | 3191.458 | 3239.242 | 3287.881 |  |  | Total | 0 | 0 | 0 | -287 | 0 | 40 | 356 | -90.4101 | 116.886 | 84.3704 | 53.3609 | -22.7071 | -20.2248 | 19.9142 | 35.7285 | 30.9358 | 31.5579 | 20.1084 | 32.8274 | 32.0091 | 42.0668 | 47.0536 | 45.2508 | 42.1086 | 42.8878 | 43.6773 | 44.4772 | 45.2877 | 46.1089 | 46.941 | 47.7841 | 48.6383
| Firm Rating | 0 | 0 | 0 | 0 | 0 | 0 | 3690 |  | 3690 | 3690 | 3690 | 3690 | 3690 | 3690 | 3690 | 3690 | 3690 | 3690 | 3690 | 3690 | 3690 | 3690 | 3690 | 3690 | 3690 | 3690 | 3690 | 3690 | 3690 | 3690 | 3690 | 3690 | 3690
| Total Capacity | 0 | 0 | 0 | 0 | 0 | 0 | 7410 |  | 7410 | 7410 | 7410 | 7410 | 7410 | 7410 | 7410 | 7410 | 7410 | 7410 | 7410 | 7410 | 7410 | 7410 | 7410 | 7410 | 7410 | 7410 | 7410 | 7410 | 7410 | 7410 | 7410 | 7410 | 7410 |  |  | Darling Harbour 132_11kV Tx11 | 0 | -148 | 0 | -122 | 0 | 40 | 143 | 0.96608 | 49.9294 | 26.7345 | 61.2242 | -11.9762 | -10.667 | 10.5032 | 18.844 | 16.3162 | 16.6443 | 10.6056 | 17.3138 | 16.8822 | 22.1869 | 24.8171 | 23.8662 | 22.209 | 22.6199 | 23.0363 | 23.4582 | 23.8857 | 24.3188 | 24.7577 | 25.2023 | 25.6529
|  | -7 | -6 | -5 | -4 | -3 | -2 | -1 |  | 0 | 1 | 2 | 3 | 4 | 5 | 6 | 7 | 8 | 9 | 10 | 11 | 12 | 13 | 14 | 15 | 16 | 17 | 18 | 19 | 20 | 21 | 22 | 23 | 24 |  |  | Darling Harbour 132_11kV Tx12 | 0 | 148 | 0 | -165 | 0 | 0 | 213 | -91.3762 | 66.9566 | 57.636 | -7.8633 | -10.7309 | -9.5578 | 9.411 | 16.8846 | 14.6196 | 14.9136 | 9.5028 | 15.5135 | 15.1268 | 19.8799 | 22.2366 | 21.3846 | 19.8997 | 20.2679 | 20.641 | 21.019 | 21.402 | 21.7901 | 22.1834 | 22.5818 | 22.9855
| Transformer Loads | [36 empty] | 0 | 0 | 0 | 0 | 0 | 0 | 0 | 0 | 0 | 0 | 0 | 0 | 0 | 0 | 0 | 0 | 0 | 0 | 0 | 0 | 0 | 0 | 0 | 0 | 0 | 0 | 0 | 0 | 0 | 0 | 0 | 0
| Historical Loads | (11kV Amps) | [7 empty] | Weather Corrected Forecast Loads |  |  |  | (11kV Amps) | [23 empty] | 0 | 0 | 0 | 0 | 0 | 0 | 0 | 0 | 0 | 0 | 0 | 0 | 0 | 0 | 0 | 0 | 0 | 0 | 0 | 0 | 0 | 0 | 0 | 0 | 0 | 0 | 0 | 0 | 0 | 0 | 0 | 0
|  | 2007 | 2008 | 2009 | 2010 | 2011 | 2012 | 2013 |  | 2014 | 2015 | 2016 | 2017 | 2018 | 2019 | 2020 | 2021 | 2022 | 2023 | 2024 | 2025 | 2026 | 2027 | 2028 | 2029 | 2030 | 2031 | 2032 | 2033 | 2034 | 2035 | 2036 | 2037 | 2038 |  |  |  | 0 | 0 | 0 | 0 | 0 | 0 | 0 | 0 | 0 | 0 | 0 | 0 | 0 | 0 | 0 | 0 | 0 | 0 | 0 | 0 | 0 | 0 | 0 | 0 | 0 | 0 | 0 | 0 | 0 | 0 | 0 | 0
| 0 | [36 empty] | 0 | 0 | 0 | 0 | 0 | 0 | 0 | 0 | 0 | 0 | 0 | 0 | 0 | 0 | 0 | 0 | 0 | 0 | 0 | 0 | 0 | 0 | 0 | 0 | 0 | 0 | 0 | 0 | 0 | 0 | 0 | 0
| Diversity Factor: 0 | [36 empty] | 0 | 0 | 0 | 0 | 0 | 0 | 0 | 0 | 0 | 0 | 0 | 0 | 0 | 0 | 0 | 0 | 0 | 0 | 0 | 0 | 0 | 0 | 0 | 0 | 0 | 0 | 0 | 0 | 0 | 0 | 0 | 0
[38 empty] | 0 | 0 | 0 | 0 | 0 | 0 | 0 | 0 | 0 | 0 | 0 | 0 | 0 | 0 | 0 | 0 | 0 | 0 | 0 | 0 | 0 | 0 | 0 | 0 | 0 | 0 | 0 | 0 | 0 | 0 | 0 | 0
[38 empty] | 0 | 0 | 0 | 0 | 0 | 0 | 0 | 0 | 0 | 0 | 0 | 0 | 0 | 0 | 0 | 0 | 0 | 0 | 0 | 0 | 0 | 0 | 0 | 0 | 0 | 0 | 0 | 0 | 0 | 0 | 0 | 0
| 0 | [36 empty] | 0 | 0 | 0 | 0 | 0 | 0 | 0 | 0 | 0 | 0 | 0 | 0 | 0 | 0 | 0 | 0 | 0 | 0 | 0 | 0 | 0 | 0 | 0 | 0 | 0 | 0 | 0 | 0 | 0 | 0 | 0 | 0
Diversity Factor: 0
[38 empty] | Historical Spots & Transfers | [6 empty] | Forecast Spots & Transfers
[35 empty] | Project Name | From | To | 2007 | 2008 | 2009 | 2010 | 2011 | 2012 | 2013 | 2014 | 2015 | 2016 | 2017 | 2018 | 2019 | 2020 | 2021 | 2022 | 2023 | 2024 | 2025 | 2026 | 2027 | 2028 | 2029 | 2030 | 2031 | 2032 | 2033 | 2034 | 2035 | 2036 | 2037 | 2038
| 0 | [33 empty] | Broad based demand management |  | Darling Harbour 132_11kV Tx11 | 0 | 0 | 0 | 0 | 0 | 0 | 0 | 0 | -0.34448 | -0.38276 | -4.1721 | -4.5931 | -5.2821 | 0 | 0 | 0 | 0 | 0 | 0 | 0 | 0 | 0 | 0 | 0 | 0 | 0 | 0 | 0 | 0 | 0 | 0 | 0
| Diversity Factor: 0 | [33 empty] | Broad based demand management |  | Darling Harbour 132_11kV Tx12 | 0 | 0 | 0 | 0 | 0 | 0 | 0 | 0 | -0.30866 | -0.34296 | -3.7383 | -4.1155 | -4.7328 | 0 | 0 | 0 | 0 | 0 | 0 | 0 | 0 | 0 | 0 | 0 | 0 | 0 | 0 | 0 | 0 | 0 | 0 | 0
[35 empty] | DNP_ID: 6448. Relief of panel 1L, 3L and 12L feeders at Darling Harbour zone | Darling Harbour 132_11kV Tx11 | City Central 132_11kV Tx3 | 0 | 0 | 0 | 122 | 0 | 0 | 0 | 0 | 0 | 0 | 0 | 0 | 0 | 0 | 0 | 0 | 0 | 0 | 0 | 0 | 0 | 0 | 0 | 0 | 0 | 0 | 0 | 0 | 0 | 0 | 0 | 0
[35 empty] | DNP_ID: 6448. Relief of panel 1L, 3L and 12L feeders at Darling Harbour zone | Darling Harbour 132_11kV Tx12 | City Central 132_11kV Tx3 | 0 | 0 | 0 | 165 | 0 | 0 | 0 | 0 | 0 | 0 | 0 | 0 | 0 | 0 | 0 | 0 | 0 | 0 | 0 | 0 | 0 | 0 | 0 | 0 | 0 | 0 | 0 | 0 | 0 | 0 | 0 | 0
| 0 | [33 empty] | DNP_ID: 6546. Camperdown 11kV Conversion Stage 6 - Offload Tx5 | Camperdown 33_11kV Tx5 | Darling Harbour 132_11kV Tx12 | 0 | 0 | 0 | 0 | 0 | 0 | 52 | 0 | 0 | 0 | 0 | 0 | 0 | 0 | 0 | 0 | 0 | 0 | 0 | 0 | 0 | 0 | 0 | 0 | 0 | 0 | 0 | 0 | 0 | 0 | 0 | 0
| Diversity Factor: 0 | [33 empty] | DNP_ID: 6546. Camperdown 11kV Conversion Stage 6 - Offload Tx5 | Camperdown 33_5kV Tx5 | Darling Harbour 132_11kV Tx11 | 0 | 0 | 0 | 0 | 0 | 40 | 143 | 0 | 0 | 0 | 70 | 0 | 0 | 0 | 0 | 0 | 0 | 0 | 0 | 0 | 0 | 0 | 0 | 0 | 0 | 0 | 0 | 0 | 0 | 0 | 0 | 0
[35 empty] | DNP_ID: 6546. Camperdown 11kV Conversion Stage 6 - Offload Tx5 | Camperdown 33_5kV Tx5 | Darling Harbour 132_11kV Tx12 | 0 | 0 | 0 | 0 | 0 | 0 | 161 | 0 | 0 | 0 | 0 | 0 | 0 | 0 | 0 | 0 | 0 | 0 | 0 | 0 | 0 | 0 | 0 | 0 | 0 | 0 | 0 | 0 | 0 | 0 | 0 | 0
[35 empty] | HVCON_ID: 2007083. Establishment of S.35588 Pirrama Darling Is No.2, 44 Pirrama Road, Pyrmont | Darling Harbour 132_11kV Tx11 | Darling Harbour 132_11kV Tx12 | 0 | 148 | 0 | 0 | 0 | 0 | 0 | 0 | 0 | 0 | 0 | 0 | 0 | 0 | 0 | 0 | 0 | 0 | 0 | 0 | 0 | 0 | 0 | 0 | 0 | 0 | 0 | 0 | 0 | 0 | 0 | 0
| 0 | [33 empty] | HVCON_ID: 2011377. Establishment of S.50102 Sydney Casino No 6, Star City Casino, Jones Bay Road, Pyrmont |  | Darling Harbour 132_11kV Tx11 | 0 | 0 | 0 | 0 | 0 | 0 | 0 | 27.5 | 0 | 0 | 0 | 0 | 0 | 0 | 0 | 0 | 0 | 0 | 0 | 0 | 0 | 0 | 0 | 0 | 0 | 0 | 0 | 0 | 0 | 0 | 0 | 0
| Diversity Factor: 0 | [33 empty] | HVCON_ID: 2011528. URD for Housing NSW, Stirling & Elger Sts, Glebe |  | Darling Harbour 132_11kV Tx12 | 0 | 0 | 0 | 0 | 0 | 0 | 0 | 0 | 0 | 41.25 | 0 | 0 | 0 | 0 | 0 | 0 | 0 | 0 | 0 | 0 | 0 | 0 | 0 | 0 | 0 | 0 | 0 | 0 | 0 | 0 | 0 | 0
[35 empty] | HVCON_ID: 2011536. Temp HVC for the construction of Barangaroo Pedestrian Link, Park Lane, Sydney - Via Wynyard Starion. CP.61023 York BPL TEMP |  | Darling Harbour 132_11kV Tx12 | 0 | 0 | 0 | 0 | 0 | 0 | 0 | 0 | 0 | 0 | 0 | 0 | 0 | 0 | 0 | 0 | 0 | 0 | 0 | 0 | 0 | 0 | 0 | 0 | 0 | 0 | 0 | 0 | 0 | 0 | 0 | 0
[35 empty] | HVCON_ID: 2011805. Establishment of S.61428 Maxwell Victoria No.1 and S.61429 Maxwell Victoria No.2, URD - Redevelopment of Harold Park Paceway, Harold Park Paceway - The Crescent, Forest Lodge |  | Darling Harbour 132_11kV Tx12 | 0 | 0 | 0 | 0 | 0 | 0 | 0 | 0 | 0 | 22 | 0 | 0 | 0 | 0 | 0 | 0 | 0 | 0 | 0 | 0 | 0 | 0 | 0 | 0 | 0 | 0 | 0 | 0 | 0 | 0 | 0 | 0
| 0 | [33 empty] | HVCON_ID: 2013150. Establishment of S.63701 Hickson Barangaroo Temp 5, Hickson Rd, Millers Point (75m south of existing S.48700) |  | Darling Harbour 132_11kV Tx12 | 0 | 0 | 0 | 0 | 0 | 0 | 0 | 0 | 42.9 | 0 | 0 | 0 | 0 | 0 | 0 | 0 | 0 | 0 | 0 | 0 | 0 | 0 | 0 | 0 | 0 | 0 | 0 | 0 | 0 | 0 | 0 | 0
| Diversity Factor: 0 | [33 empty] | HVCON_ID: 2013245. Establishment of S.63985 Shelley Barangaroo Temp 3, Barangaroo South - Temp Supply No 8, Shelley St, Sydney |  | Darling Harbour 132_11kV Tx12 | 0 | 0 | 0 | 0 | 0 | 0 | 0 | 0 | 28.6 | 0 | 0 | 0 | 0 | 0 | 0 | 0 | 0 | 0 | 0 | 0 | 0 | 0 | 0 | 0 | 0 | 0 | 0 | 0 | 0 | 0 | 0 | 0
[35 empty] | HVCON_ID: 2013277. Establishment of 11kV feeders to SICEEP site. SICEEP - Sydney International Convention Exhibition Entertainment Precinct - 'ICC Hotels' - The Public-Private-Partnership{PPP) Entertainment, Exhibition and Conference Centre |  | Darling Harbour 132_11kV Tx11 | 0 | 0 | 0 | 0 | 0 | 0 | 0 | 0 | 0 | 33 | 0 | 0 | 0 | 0 | 0 | 0 | 0 | 0 | 0 | 0 | 0 | 0 | 0 | 0 | 0 | 0 | 0 | 0 | 0 | 0 | 0 | 0
[35 empty] | HVCON_ID: 2013319. SC05030 - Decommissioning of two chamber substations - S.6335 Convention Centre No.1 and S.6336 Convention Centre No.2 |  | Darling Harbour 132_11kV Tx12 | 0 | 0 | 0 | 0 | 0 | 0 | 0 | -53.35 | 0 | 0 | 0 | 0 | 0 | 0 | 0 | 0 | 0 | 0 | 0 | 0 | 0 | 0 | 0 | 0 | 0 | 0 | 0 | 0 | 0 | 0 | 0 | 0
| 0 | [33 empty] | HVCON_ID: 2013320. SC05029 - Decommissioning of two chamber substations - S.6337 Exhibition Centre No.1 and S.6338 Exhibition Centre No.2 |  | Darling Harbour 132_11kV Tx11 | 0 | 0 | 0 | 0 | 0 | 0 | 0 | -15.4 | 0 | 0 | 0 | 0 | 0 | 0 | 0 | 0 | 0 | 0 | 0 | 0 | 0 | 0 | 0 | 0 | 0 | 0 | 0 | 0 | 0 | 0 | 0 | 0
| Diversity Factor: 0 | [33 empty] | HVCON_ID: 2013320. SC05029 - Decommissioning of two chamber substations - S.6337 Exhibition Centre No.1 and S.6338 Exhibition Centre No.2 |  | Darling Harbour 132_11kV Tx12 | 0 | 0 | 0 | 0 | 0 | 0 | 0 | -28.05 | 0 | 0 | 0 | 0 | 0 | 0 | 0 | 0 | 0 | 0 | 0 | 0 | 0 | 0 | 0 | 0 | 0 | 0 | 0 | 0 | 0 | 0 | 0 | 0
[35 empty] | HVCON_ID: 2013321. Establishment of S.64022 Darling Theatre and decommissioning of S.64484 Darling Temp No.2, Darling Harbour. SCIEEP |  | Darling Harbour 132_11kV Tx11 | 0 | 0 | 0 | 0 | 0 | 0 | 0 | 0 | 55 | 0 | 0 | 0 | 0 | 0 | 0 | 0 | 0 | 0 | 0 | 0 | 0 | 0 | 0 | 0 | 0 | 0 | 0 | 0 | 0 | 0 | 0 | 0
[35 empty] | HVCON_ID: 2013323. Establishment of a single 3x1500KVA chamber substation S.64032 DARLING ICC HOTEL |  | Darling Harbour 132_11kV Tx12 | 0 | 0 | 0 | 0 | 0 | 0 | 0 | 0 | 0 | 0 | 0 | 0 | 0 | 0 | 0 | 0 | 0 | 0 | 0 | 0 | 0 | 0 | 0 | 0 | 0 | 0 | 0 | 0 | 0 | 0 | 0 | 0
| 0 | [33 empty] | Econometric |  | Darling Harbour 132_11kV Tx11 | 0 | 0 | 0 | 0 | 0 | 0 | 0 | 0 | 0 | 8.6549 | 16.6852 | 25.0394 | 26.948 | 27.3345 | 26.3004 | 26.6654 | 27.0352 | 27.41 | 27.7897 | 28.1745 | 28.5643 | 28.9594 | 29.3596 | 29.7652 | 30.1762 | 30.5925 | 31.0144 | 31.4419 | 31.8751 | 32.3139 | 32.7586 | 33.2091
| Diversity Factor: 0 | [33 empty] | Econometric |  | Darling Harbour 132_11kV Tx12 | 0 | 0 | 0 | 0 | 0 | 0 | 0 | 0 | 0 | 7.7549 | 14.9503 | 22.4358 | 24.1459 | 24.4922 | 23.5657 | 23.8927 | 24.2241 | 24.5599 | 24.9001 | 25.2449 | 25.5942 | 25.9482 | 26.3068 | 26.6702 | 27.0384 | 27.4115 | 27.7895 | 28.1726 | 28.5607 | 28.9539 | 29.3523 | 29.756
[35 empty] | Energy Efficiency |  | Darling Harbour 132_11kV Tx11 | 0 | 0 | 0 | 0 | 0 | 0 | 0 | -11.1339 | -4.7261 | -14.5376 | -21.289 | -32.4225 | -32.3329 | -16.8313 | -7.4564 | -10.3492 | -10.391 | -16.8044 | -10.4759 | -11.2922 | -6.3774 | -4.1423 | -5.4934 | -7.5562 | -7.5562 | -7.5562 | -7.5562 | -7.5562 | -7.5562 | -7.5562 | -7.5562 | -7.5562
[35 empty] | Energy Efficiency |  | Darling Harbour 132_11kV Tx12 | 0 | 0 | 0 | 0 | 0 | 0 | 0 | -9.9762 | -4.2347 | -13.026 | -19.0753 | -29.0512 | -28.9709 | -15.0812 | -6.6811 | -9.2731 | -9.3105 | -15.0571 | -9.3866 | -10.118 | -5.7143 | -3.7116 | -4.9222 | -6.7705 | -6.7705 | -6.7705 | -6.7705 | -6.7705 | -6.7705 | -6.7705 | -6.7705 | -6.7705
| 0 | [33 empty] | Solar PV |  | Darling Harbour 132_11kV Tx11 | 0 | 0 | 0 | 0 | 0 | 0 | 0 | 0 | 0 | 0 | 0 | 0 | 0 | 0 | 0 | 0 | 0 | 0 | 0 | 0 | 0 | 0 | 0 | 0 | 0 | 0 | 0 | 0 | 0 | 0 | 0 | 0
| Diversity Factor: 0 | [33 empty] | Solar PV |  | Darling Harbour 132_11kV Tx12 | 0 | 0 | 0 | 0 | 0 | 0 | 0 | 0 | 0 | 0 | 0 | 0 | 0 | 0 | 0 | 0 | 0 | 0 | 0 | 0 | 0 | 0 | 0 | 0 | 0 | 0 | 0 | 0 | 0 | 0 | 0 | 0
0
Diversity Factor: 0
| Weather Correction and Public Holiday Factors | [8 empty] | Forecast ROG
ROG Justification
| Actual loads for season 2013 have been weather corrected by the following: | [6 empty] | -0.9655% |  | 7 year ROG ok | [59 empty] | 7 year ROG ok
1 | 2 | 3 | 4 | 5 | 6 | 7 | 8 | 9 | 10 | 2014 | 2015 | 2016 | 2017 | 2018 | 2019 | 2020 | 2021 | 2022 | 2023 | 2024 | 2025 | 2026 | 2027 | 2028 | 2029 | 2030 | 2031 | 2032 | 2033 | 2034 | 2035 | 2036 | 2037 | 2038
0.99521 | 0.99044 | 0.98728 | 0.98571 | 0.98571 | 0.98571 | 0.98571 | 0.98571 | 0.98571 | 0.98571 | -0.479% | -0.479% | -0.319% | -0.159% | 0% | 0% | 0% | 0% | 0% | 0% | 0% | 0% | 0% | 0% | 0% | 0% | 0% | 0% | 0% | 0% | 0% | 0% | 0% | 0% | 0%
Substation Load Detail
[7 empty] | Units | 2013 |  | 2014 | 2015 | 2016 | 2017 | 2018 | 2019 | 2020 | 2021 | 2022 | 2023 | 2024 | 2025 | 2026 | 2027 | 2028 | 2029 | 2030 | 2031 | 2032 | 2033 | 2034 | 2035 | 2036 | 2037 | 2038
1 | Darling Harbour 132_11kV | Compensated |  | Load (LV side) |  |  | Amps | 2301 | 2506 | 2403.582 | 2508.952 | 2585.308 | 2585.449 | 2562.742 | 2542.517 | 2562.431 | 2598.16 | 2629.096 | 2660.653 | 2680.762 | 2713.589 | 2745.598 | 2787.665 | 2834.719 | 2879.97 | 2922.078 | 2964.966 | 3008.643 | 3053.121 | 3098.408 | 3144.517 | 3191.458 | 3239.242 | 3287.881
|  |  |  | Apparent Power |  |  | MVA | 43.8399 |  | 45.7944 | 47.802 | 49.2567 | 49.2594 | 48.8268 | 48.4415 | 48.8209 | 49.5016 | 50.091 | 50.6923 | 51.0754 | 51.7008 | 52.3107 | 53.1122 | 54.0087 | 54.8708 | 55.6731 | 56.4902 | 57.3224 | 58.1698 | 59.0326 | 59.9111 | 60.8055 | 61.7159 | 62.6425
|  |  |  | Real Power |  |  | MW | 42.0052 | 45.7475 | 43.8779 | 45.8014 | 47.1953 | 46.8162 | 46.405 | 46.0388 | 46.3994 | 47.0463 | 47.6065 | 48.1779 | 48.5421 | 49.1365 | 49.7161 | 50.4778 | 51.3298 | 52.1492 | 52.9117 | 53.6883 | 54.4792 | 55.2846 | 56.1046 | 56.9395 | 57.7895 | 58.6548 | 59.5355
|  |  |  | Reactive Power |  |  | MVAr | 12.5501 |  | 13.1096 | 13.6843 | 14.1007 | 15.3211 | 15.1866 | 15.0667 | 15.1847 | 15.3964 | 15.5798 | 15.7668 | 15.8859 | 16.0805 | 16.2702 | 16.5194 | 16.7983 | 17.0664 | 17.316 | 17.5701 | 17.8289 | 18.0925 | 18.3609 | 18.6341 | 18.9123 | 19.1955 | 19.4837
|  |  |  | Capacitors In Service |  |  | MVAr | 0 |  | 0 | 0 | 0 | 0 | 0 | 0 | 0 | 0 | 0 | 0 | 0 | 0 | 0 | 0 | 0 | 0 | 0 | 0 | 0 | 0 | 0 | 0 | 0 | 0 | 0
|  |  |  | PF |  |  |  | 0.95815 |  | 0.95815 | 0.95815 | 0.95815 | 0.9504 | 0.9504 | 0.9504 | 0.9504 | 0.9504 | 0.9504 | 0.9504 | 0.9504 | 0.9504 | 0.9504 | 0.9504 | 0.9504 | 0.9504 | 0.9504 | 0.9504 | 0.9504 | 0.9504 | 0.9504 | 0.9504 | 0.9504 | 0.9504 | 0.9504
0.92962 | Diversity Factor: 0.93 | Uncompensated |  | Reactive Power |  |  | MVAr | 12.5501 | 13.6682 | 13.1096 | 13.6843 | 14.1007 | 15.3211 | 15.1866 | 15.0667 | 15.1847 | 15.3964 | 15.5798 | 15.7668 | 15.8859 | 16.0805 | 16.2702 | 16.5194 | 16.7983 | 17.0664 | 17.316 | 17.5701 | 17.8289 | 18.0925 | 18.3609 | 18.6341 | 18.9123 | 19.1955 | 19.4837
|  |  |  | PF |  |  |  | 0.95815 |  | 0.95815 | 0.95815 | 0.95815 | 0.9504 | 0.9504 | 0.9504 | 0.9504 | 0.9504 | 0.9504 | 0.9504 | 0.9504 | 0.9504 | 0.9504 | 0.9504 | 0.9504 | 0.9504 | 0.9504 | 0.9504 | 0.9504 | 0.9504 | 0.9504 | 0.9504 | 0.9504 | 0.9504 | 0.9504
[10 empty] | 1 | 2 | 3 | 4 | 5 | 6 | 7 | 8 | 9 | 10 | 11 | 12 | 13 | 14 | 15 | 16 | 17 | 18 | 19 | 20 | 21 | 22 | 23 | 24 | 25
Transformer Load Detail
[7 empty] | Units | 2013 |  | 2014 | 2015 | 2016 | 2017 | 2018 | 2019 | 2020 | 2021 | 2022 | 2023 | 2024 | 2025 | 2026 | 2027 | 2028 | 2029 | 2030 | 2031 | 2032 | 2033 | 2034 | 2035 | 2036 | 2037 | 2038
| 0 | Compensated |  | Load (LV side) |  |  | Amps
|  |  |  | Apparent Power |  |  | MVA
|  |  |  | Real Power |  |  | MW
|  |  |  | Reactive Power |  |  | MVAr
|  |  |  | Capacitors In Service |  |  | MVAr
PF
| Zone Div: | Uncompensated |  | Reactive Power |  |  | MVAr
PF
| 0 | Compensated |  | Load (LV side) |  |  | Amps
|  |  |  | Apparent Power |  |  | MVA
|  |  |  | Real Power |  |  | MW
|  |  |  | Reactive Power |  |  | MVAr
|  |  |  | Capacitors In Service |  |  | MVAr
PF
| Zone Div: | Uncompensated |  | Reactive Power |  |  | MVAr
PF
| 0 | Compensated |  | Load (LV side) |  |  | Amps
|  |  |  | Apparent Power |  |  | MVA
|  |  |  | Real Power |  |  | MW
|  |  |  | Reactive Power |  |  | MVAr
|  |  |  | Capacitors In Service |  |  | MVAr
PF
| Zone Div: | Uncompensated |  | Reactive Power |  |  | MVAr
PF
| 0 | Compensated |  | Load (LV side) |  |  | Amps
|  |  |  | Apparent Power |  |  | MVA
|  |  |  | Real Power |  |  | MW
|  |  |  | Reactive Power |  |  | MVAr
|  |  |  | Capacitors In Service |  |  | MVAr
PF
| Zone Div: | Uncompensated |  | Reactive Power |  |  | MVAr
PF
| 0 | Compensated |  | Load (LV side) |  |  | Amps
|  |  |  | Apparent Power |  |  | MVA
|  |  |  | Real Power |  |  | MW
|  |  |  | Reactive Power |  |  | MVAr
|  |  |  | Capacitors In Service |  |  | MVAr
PF
| Zone Div: | Uncompensated |  | Reactive Power |  |  | MVAr
PF
| 0 | Compensated |  | Load (LV side) |  |  | Amps
|  |  |  | Apparent Power |  |  | MVA
|  |  |  | Real Power |  |  | MW
|  |  |  | Reactive Power |  |  | MVAr
|  |  |  | Capacitors In Service |  |  | MVAr
PF
| Zone Div: | Uncompensated |  | Reactive Power |  |  | MVAr
PF
| 0 | Compensated |  | Load (LV side) |  |  | Amps
|  |  |  | Apparent Power |  |  | MVA
|  |  |  | Real Power |  |  | MW
|  |  |  | Reactive Power |  |  | MVAr
|  |  |  | Capacitors In Service |  |  | MVAr
PF
| Zone Div: | Uncompensated |  | Reactive Power |  |  | MVAr
PF
| 0 | Compensated |  | Load (LV side) |  |  | Amps
|  |  |  | Apparent Power |  |  | MVA
|  |  |  | Real Power |  |  | MW
|  |  |  | Reactive Power |  |  | MVAr
|  |  |  | Capacitors In Service |  |  | MVAr
PF
| Zone Div: | Uncompensated |  | Reactive Power |  |  | MVAr
PF
| 0 | Compensated |  | Load (LV side) |  |  | Amps
|  |  |  | Apparent Power |  |  | MVA
|  |  |  | Real Power |  |  | MW
|  |  |  | Reactive Power |  |  | MVAr
|  |  |  | Capacitors In Service |  |  | MVAr
PF
| Zone Div: | Uncompensated |  | Reactive Power |  |  | MVAr
PF
| 0 | Compensated |  | Load (LV side) |  |  | Amps
|  |  |  | Apparent Power |  |  | MVA
|  |  |  | Real Power |  |  | MW
|  |  |  | Reactive Power |  |  | MVAr
|  |  |  | Capacitors In Service |  |  | MVAr
PF
| Zone Div: | Uncompensated |  | Reactive Power |  |  | MVAr
PF

## Customer5
| Customer5 | [16 empty] | 2014 | WINTER
| Substation Total Loads | [33 empty] | Spots & Transfers Detail
| Historical Loads | (33kV Amps) | [7 empty] | Weather Corrected Forecast Loads |  |  |  | (33kV Amps) | [20 empty] | Spots & Transfers Summary | (33kV Amps) |  | Historical Spots & Transfers | [6 empty] | Forecast Spots & Transfers
|  | 2007 | 2008 | 2009 | 2010 | 2011 | 2012 | 2013 |  | 2014 | 2015 | 2016 | 2017 | 2018 | 2019 | 2020 | 2021 | 2022 | 2023 | 2024 | 2025 | 2026 | 2027 | 2028 | 2029 | 2030 | 2031 | 2032 | 2033 | 2034 | 2035 | 2036 | 2037 | 2038 |  |  |  | 2007 | 2008 | 2009 | 2010 | 2011 | 2012 | 2013 | 2014 | 2015 | 2016 | 2017 | 2018 | 2019 | 2020 | 2021 | 2022 | 2023 | 2024 | 2025 | 2026 | 2027 | 2028 | 2029 | 2030 | 2031 | 2032 | 2033 | 2034 | 2035 | 2036 | 2037 | 2038
| Total | [8 empty] | 175 | 350 | 245 | 280 | 315 | 385 | 385 | 385 | 385 | 385 | 385 | 385 | 385 | 385 | 385 | 385 | 385 | 385 | 385 | 385 | 385 | 385 | 385 | 385 | 385 |  |  | Total | Historical Spots & Transfers 2013: 87; Forecast Spots & Transfers 2014: 175; Forecast Spots & Transfers 2015: 175; Forecast Spots & Transfers 2016: -105; Forecast Spots & Transfers 2017: 35; Forecast Spots & Transfers 2018: 35; Forecast Spots & Transfers 2019: 70
Firm Rating
| Total Capacity | [36 empty] | 0 | 0 | 0 | 0 | 0 | 0 | 0 | 0 | 0 | 0 | 0 | 0 | 0 | 0 | 0 | 0 | 0 | 0 | 0 | 0 | 0 | 0 | 0 | 0 | 0 | 0 | 0 | 0 | 0 | 0 | 0 | 0
|  | -7 | -6 | -5 | -4 | -3 | -2 | -1 |  | 0 | 1 | 2 | 3 | 4 | 5 | 6 | 7 | 8 | 9 | 10 | 11 | 12 | 13 | 14 | 15 | 16 | 17 | 18 | 19 | 20 | 21 | 22 | 23 | 24 |  |  |  | 0 | 0 | 0 | 0 | 0 | 0 | 0 | 0 | 0 | 0 | 0 | 0 | 0 | 0 | 0 | 0 | 0 | 0 | 0 | 0 | 0 | 0 | 0 | 0 | 0 | 0 | 0 | 0 | 0 | 0 | 0 | 0
| Transformer Loads | [36 empty] | 0 | 0 | 0 | 0 | 0 | 0 | 0 | 0 | 0 | 0 | 0 | 0 | 0 | 0 | 0 | 0 | 0 | 0 | 0 | 0 | 0 | 0 | 0 | 0 | 0 | 0 | 0 | 0 | 0 | 0 | 0 | 0
| Historical Loads | (33kV Amps) | [7 empty] | Weather Corrected Forecast Loads |  |  |  | (33kV Amps) | [23 empty] | 0 | 0 | 0 | 0 | 0 | 0 | 0 | 0 | 0 | 0 | 0 | 0 | 0 | 0 | 0 | 0 | 0 | 0 | 0 | 0 | 0 | 0 | 0 | 0 | 0 | 0 | 0 | 0 | 0 | 0 | 0 | 0
|  | 2007 | 2008 | 2009 | 2010 | 2011 | 2012 | 2013 |  | 2014 | 2015 | 2016 | 2017 | 2018 | 2019 | 2020 | 2021 | 2022 | 2023 | 2024 | 2025 | 2026 | 2027 | 2028 | 2029 | 2030 | 2031 | 2032 | 2033 | 2034 | 2035 | 2036 | 2037 | 2038 |  |  |  | 0 | 0 | 0 | 0 | 0 | 0 | 0 | 0 | 0 | 0 | 0 | 0 | 0 | 0 | 0 | 0 | 0 | 0 | 0 | 0 | 0 | 0 | 0 | 0 | 0 | 0 | 0 | 0 | 0 | 0 | 0 | 0
| 0 | [36 empty] | 0 | 0 | 0 | 0 | 0 | 0 | 0 | 0 | 0 | 0 | 0 | 0 | 0 | 0 | 0 | 0 | 0 | 0 | 0 | 0 | 0 | 0 | 0 | 0 | 0 | 0 | 0 | 0 | 0 | 0 | 0 | 0
| Diversity Factor: 0 | [36 empty] | 0 | 0 | 0 | 0 | 0 | 0 | 0 | 0 | 0 | 0 | 0 | 0 | 0 | 0 | 0 | 0 | 0 | 0 | 0 | 0 | 0 | 0 | 0 | 0 | 0 | 0 | 0 | 0 | 0 | 0 | 0 | 0
[38 empty] | 0 | 0 | 0 | 0 | 0 | 0 | 0 | 0 | 0 | 0 | 0 | 0 | 0 | 0 | 0 | 0 | 0 | 0 | 0 | 0 | 0 | 0 | 0 | 0 | 0 | 0 | 0 | 0 | 0 | 0 | 0 | 0
[38 empty] | 0 | 0 | 0 | 0 | 0 | 0 | 0 | 0 | 0 | 0 | 0 | 0 | 0 | 0 | 0 | 0 | 0 | 0 | 0 | 0 | 0 | 0 | 0 | 0 | 0 | 0 | 0 | 0 | 0 | 0 | 0 | 0
| 0 | [36 empty] | 0 | 0 | 0 | 0 | 0 | 0 | 0 | 0 | 0 | 0 | 0 | 0 | 0 | 0 | 0 | 0 | 0 | 0 | 0 | 0 | 0 | 0 | 0 | 0 | 0 | 0 | 0 | 0 | 0 | 0 | 0 | 0
Diversity Factor: 0
[38 empty] | Historical Spots & Transfers | [6 empty] | Forecast Spots & Transfers
[35 empty] | Project Name | From | To | 2007 | 2008 | 2009 | 2010 | 2011 | 2012 | 2013 | 2014 | 2015 | 2016 | 2017 | 2018 | 2019 | 2020 | 2021 | 2022 | 2023 | 2024 | 2025 | 2026 | 2027 | 2028 | 2029 | 2030 | 2031 | 2032 | 2033 | 2034 | 2035 | 2036 | 2037 | 2038
| 0 | [33 empty] | Major Customer Connection |  | Global Switch Ultimo SYD1 33kV | Historical Spots & Transfers 2013: 5; Forecast Spots & Transfers 2014: 175; Forecast Spots & Transfers 2015: 175; Forecast Spots & Transfers 2016: -105; Forecast Spots & Transfers 2017: 35; Forecast Spots & Transfers 2018: 35; Forecast Spots & Transfers 2019: 70
Diversity Factor: 0
0
Diversity Factor: 0
0
Diversity Factor: 0
0
Diversity Factor: 0
0
Diversity Factor: 0
0
Diversity Factor: 0
0
Diversity Factor: 0
0
Diversity Factor: 0
| Weather Correction and Public Holiday Factors | [8 empty] | Forecast ROG
ROG Justification
| Actual loads for season 2013 have been weather corrected by the following: | [6 empty] | 0% |  | N/A | [59 empty] | N/A
1 | 2 | 3 | 4 | 5 | 6 | 7 | 8 | 9 | 10 | 2014 | 2015 | 2016 | 2017 | 2018 | 2019 | 2020 | 2021 | 2022 | 2023 | 2024 | 2025 | 2026 | 2027 | 2028 | 2029 | 2030 | 2031 | 2032 | 2033 | 2034 | 2035 | 2036 | 2037 | 2038
1 | 1 | 1 | 1 | 1 | 1 | 1 | 1 | 1 | 1 | 0% | 0% | 0% | 0% | 0% | 0% | 0% | 0% | 0% | 0% | 0% | 0% | 0% | 0% | 0% | 0% | 0% | 0% | 0% | 0% | 0% | 0% | 0% | 0% | 0%
Substation Load Detail
[7 empty] | Units | 2013 |  | 2014 | 2015 | 2016 | 2017 | 2018 | 2019 | 2020 | 2021 | 2022 | 2023 | 2024 | 2025 | 2026 | 2027 | 2028 | 2029 | 2030 | 2031 | 2032 | 2033 | 2034 | 2035 | 2036 | 2037 | 2038
1 | Customer5 | Compensated |  | Load (LV side) |  |  | Amps | 0 |  | 175 | 350 | 245 | 280 | 315 | 385 | 385 | 385 | 385 | 385 | 385 | 385 | 385 | 385 | 385 | 385 | 385 | 385 | 385 | 385 | 385 | 385 | 385 | 385 | 385
|  |  |  | Apparent Power |  |  | MVA | 0 |  | 10.0026 | 20.0052 | 14.0036 | 16.0041 | 18.0047 | 22.0057 | 22.0057 | 22.0057 | 22.0057 | 22.0057 | 22.0057 | 22.0057 | 22.0057 | 22.0057 | 22.0057 | 22.0057 | 22.0057 | 22.0057 | 22.0057 | 22.0057 | 22.0057 | 22.0057 | 22.0057 | 22.0057 | 22.0057
|  |  |  | Real Power |  |  | MW | 0 |  | 9.0023 | 18.0047 | 12.6033 | 14.4037 | 16.2042 | 19.8051 | 19.8051 | 19.8051 | 19.8051 | 19.8051 | 19.8051 | 19.8051 | 19.8051 | 19.8051 | 19.8051 | 19.8051 | 19.8051 | 19.8051 | 19.8051 | 19.8051 | 19.8051 | 19.8051 | 19.8051 | 19.8051 | 19.8051
|  |  |  | Reactive Power |  |  | MVAr | 0 |  | 4.36 | 8.7201 | 6.104 | 6.976 | 7.8481 | 9.5921 | 9.5921 | 9.5921 | 9.5921 | 9.5921 | 9.5921 | 9.5921 | 9.5921 | 9.5921 | 9.5921 | 9.5921 | 9.5921 | 9.5921 | 9.5921 | 9.5921 | 9.5921 | 9.5921 | 9.5921 | 9.5921 | 9.5921
|  |  |  | Capacitors In Service |  |  | MVAr | 0 |  | 0 | 0 | 0 | 0 | 0 | 0 | 0 | 0 | 0 | 0 | 0 | 0 | 0 | 0 | 0 | 0 | 0 | 0 | 0 | 0 | 0 | 0 | 0 | 0 | 0
|  |  |  | PF |  |  |  | 0 |  | 0.9 | 0.9 | 0.9 | 0.9 | 0.9 | 0.9 | 0.9 | 0.9 | 0.9 | 0.9 | 0.9 | 0.9 | 0.9 | 0.9 | 0.9 | 0.9 | 0.9 | 0.9 | 0.9 | 0.9 | 0.9 | 0.9 | 0.9 | 0.9 | 0.9
| #VALUE! | Uncompensated |  | Reactive Power |  |  | MVAr | 0 |  | 4.36 | 8.7201 | 6.104 | 6.976 | 7.8481 | 9.5921 | 9.5921 | 9.5921 | 9.5921 | 9.5921 | 9.5921 | 9.5921 | 9.5921 | 9.5921 | 9.5921 | 9.5921 | 9.5921 | 9.5921 | 9.5921 | 9.5921 | 9.5921 | 9.5921 | 9.5921 | 9.5921 | 9.5921
|  |  |  | PF |  |  |  | 0 |  | 0.9 | 0.9 | 0.9 | 0.9 | 0.9 | 0.9 | 0.9 | 0.9 | 0.9 | 0.9 | 0.9 | 0.9 | 0.9 | 0.9 | 0.9 | 0.9 | 0.9 | 0.9 | 0.9 | 0.9 | 0.9 | 0.9 | 0.9 | 0.9 | 0.9
[10 empty] | 1 | 2 | 3 | 4 | 5 | 6 | 7 | 8 | 9 | 10 | 11 | 12 | 13 | 14 | 15 | 16 | 17 | 18 | 19 | 20 | 21 | 22 | 23 | 24 | 25
Transformer Load Detail
[7 empty] | Units | 2013 |  | 2014 | 2015 | 2016 | 2017 | 2018 | 2019 | 2020 | 2021 | 2022 | 2023 | 2024 | 2025 | 2026 | 2027 | 2028 | 2029 | 2030 | 2031 | 2032 | 2033 | 2034 | 2035 | 2036 | 2037 | 2038
| 0 | Compensated |  | Load (LV side) |  |  | Amps
|  |  |  | Apparent Power |  |  | MVA
|  |  |  | Real Power |  |  | MW
|  |  |  | Reactive Power |  |  | MVAr
|  |  |  | Capacitors In Service |  |  | MVAr
PF
| Zone Div: | Uncompensated |  | Reactive Power |  |  | MVAr
PF
| 0 | Compensated |  | Load (LV side) |  |  | Amps
|  |  |  | Apparent Power |  |  | MVA
|  |  |  | Real Power |  |  | MW
|  |  |  | Reactive Power |  |  | MVAr
|  |  |  | Capacitors In Service |  |  | MVAr
PF
| Zone Div: | Uncompensated |  | Reactive Power |  |  | MVAr
PF
| 0 | Compensated |  | Load (LV side) |  |  | Amps
|  |  |  | Apparent Power |  |  | MVA
|  |  |  | Real Power |  |  | MW
|  |  |  | Reactive Power |  |  | MVAr
|  |  |  | Capacitors In Service |  |  | MVAr
PF
| Zone Div: | Uncompensated |  | Reactive Power |  |  | MVAr
PF
| 0 | Compensated |  | Load (LV side) |  |  | Amps
|  |  |  | Apparent Power |  |  | MVA
|  |  |  | Real Power |  |  | MW
|  |  |  | Reactive Power |  |  | MVAr
|  |  |  | Capacitors In Service |  |  | MVAr
PF
| Zone Div: | Uncompensated |  | Reactive Power |  |  | MVAr
PF
| 0 | Compensated |  | Load (LV side) |  |  | Amps
|  |  |  | Apparent Power |  |  | MVA
|  |  |  | Real Power |  |  | MW
|  |  |  | Reactive Power |  |  | MVAr
|  |  |  | Capacitors In Service |  |  | MVAr
PF
| Zone Div: | Uncompensated |  | Reactive Power |  |  | MVAr
PF
| 0 | Compensated |  | Load (LV side) |  |  | Amps
|  |  |  | Apparent Power |  |  | MVA
|  |  |  | Real Power |  |  | MW
|  |  |  | Reactive Power |  |  | MVAr
|  |  |  | Capacitors In Service |  |  | MVAr
PF
| Zone Div: | Uncompensated |  | Reactive Power |  |  | MVAr
PF
| 0 | Compensated |  | Load (LV side) |  |  | Amps
|  |  |  | Apparent Power |  |  | MVA
|  |  |  | Real Power |  |  | MW
|  |  |  | Reactive Power |  |  | MVAr
|  |  |  | Capacitors In Service |  |  | MVAr
PF
| Zone Div: | Uncompensated |  | Reactive Power |  |  | MVAr
PF
| 0 | Compensated |  | Load (LV side) |  |  | Amps
|  |  |  | Apparent Power |  |  | MVA
|  |  |  | Real Power |  |  | MW
|  |  |  | Reactive Power |  |  | MVAr
|  |  |  | Capacitors In Service |  |  | MVAr
PF
| Zone Div: | Uncompensated |  | Reactive Power |  |  | MVAr
PF
| 0 | Compensated |  | Load (LV side) |  |  | Amps
|  |  |  | Apparent Power |  |  | MVA
|  |  |  | Real Power |  |  | MW
|  |  |  | Reactive Power |  |  | MVAr
|  |  |  | Capacitors In Service |  |  | MVAr
PF
| Zone Div: | Uncompensated |  | Reactive Power |  |  | MVAr
PF
| 0 | Compensated |  | Load (LV side) |  |  | Amps
|  |  |  | Apparent Power |  |  | MVA
|  |  |  | Real Power |  |  | MW
|  |  |  | Reactive Power |  |  | MVAr
|  |  |  | Capacitors In Service |  |  | MVAr
PF
| Zone Div: | Uncompensated |  | Reactive Power |  |  | MVAr
PF

## Customer6
| Customer6 | [16 empty] | 2014 | WINTER
| Substation Total Loads | [33 empty] | Spots & Transfers Detail
| Historical Loads | (33kV Amps) | [7 empty] | Weather Corrected Forecast Loads |  |  |  | (33kV Amps) | [20 empty] | Spots & Transfers Summary | (33kV Amps) |  | Historical Spots & Transfers | [6 empty] | Forecast Spots & Transfers
|  | 2007 | 2008 | 2009 | 2010 | 2011 | 2012 | 2013 |  | 2014 | 2015 | 2016 | 2017 | 2018 | 2019 | 2020 | 2021 | 2022 | 2023 | 2024 | 2025 | 2026 | 2027 | 2028 | 2029 | 2030 | 2031 | 2032 | 2033 | 2034 | 2035 | 2036 | 2037 | 2038 |  |  |  | 2007 | 2008 | 2009 | 2010 | 2011 | 2012 | 2013 | 2014 | 2015 | 2016 | 2017 | 2018 | 2019 | 2020 | 2021 | 2022 | 2023 | 2024 | 2025 | 2026 | 2027 | 2028 | 2029 | 2030 | 2031 | 2032 | 2033 | 2034 | 2035 | 2036 | 2037 | 2038
| Total | [8 empty] | 0 | 0 | 0 | 0 | 0 | 0 | 0 | 0 | 0 | 0 | 0 | 0 | 0 | 0 | 0 | 0 | 0 | 0 | 0 | 0 | 0 | 0 | 0 | 0 | 0 |  |  | Total
Firm Rating
| Total Capacity | [36 empty] | 0 | 0 | 0 | 0 | 0 | 0 | 0 | 0 | 0 | 0 | 0 | 0 | 0 | 0 | 0 | 0 | 0 | 0 | 0 | 0 | 0 | 0 | 0 | 0 | 0 | 0 | 0 | 0 | 0 | 0 | 0 | 0
|  | -7 | -6 | -5 | -4 | -3 | -2 | -1 |  | 0 | 1 | 2 | 3 | 4 | 5 | 6 | 7 | 8 | 9 | 10 | 11 | 12 | 13 | 14 | 15 | 16 | 17 | 18 | 19 | 20 | 21 | 22 | 23 | 24 |  |  |  | 0 | 0 | 0 | 0 | 0 | 0 | 0 | 0 | 0 | 0 | 0 | 0 | 0 | 0 | 0 | 0 | 0 | 0 | 0 | 0 | 0 | 0 | 0 | 0 | 0 | 0 | 0 | 0 | 0 | 0 | 0 | 0
| Transformer Loads | [36 empty] | 0 | 0 | 0 | 0 | 0 | 0 | 0 | 0 | 0 | 0 | 0 | 0 | 0 | 0 | 0 | 0 | 0 | 0 | 0 | 0 | 0 | 0 | 0 | 0 | 0 | 0 | 0 | 0 | 0 | 0 | 0 | 0
| Historical Loads | (33kV Amps) | [7 empty] | Weather Corrected Forecast Loads |  |  |  | (33kV Amps) | [23 empty] | 0 | 0 | 0 | 0 | 0 | 0 | 0 | 0 | 0 | 0 | 0 | 0 | 0 | 0 | 0 | 0 | 0 | 0 | 0 | 0 | 0 | 0 | 0 | 0 | 0 | 0 | 0 | 0 | 0 | 0 | 0 | 0
|  | 2007 | 2008 | 2009 | 2010 | 2011 | 2012 | 2013 |  | 2014 | 2015 | 2016 | 2017 | 2018 | 2019 | 2020 | 2021 | 2022 | 2023 | 2024 | 2025 | 2026 | 2027 | 2028 | 2029 | 2030 | 2031 | 2032 | 2033 | 2034 | 2035 | 2036 | 2037 | 2038 |  |  |  | 0 | 0 | 0 | 0 | 0 | 0 | 0 | 0 | 0 | 0 | 0 | 0 | 0 | 0 | 0 | 0 | 0 | 0 | 0 | 0 | 0 | 0 | 0 | 0 | 0 | 0 | 0 | 0 | 0 | 0 | 0 | 0
| 0 | [36 empty] | 0 | 0 | 0 | 0 | 0 | 0 | 0 | 0 | 0 | 0 | 0 | 0 | 0 | 0 | 0 | 0 | 0 | 0 | 0 | 0 | 0 | 0 | 0 | 0 | 0 | 0 | 0 | 0 | 0 | 0 | 0 | 0
| Diversity Factor: 0 | [36 empty] | 0 | 0 | 0 | 0 | 0 | 0 | 0 | 0 | 0 | 0 | 0 | 0 | 0 | 0 | 0 | 0 | 0 | 0 | 0 | 0 | 0 | 0 | 0 | 0 | 0 | 0 | 0 | 0 | 0 | 0 | 0 | 0
[38 empty] | 0 | 0 | 0 | 0 | 0 | 0 | 0 | 0 | 0 | 0 | 0 | 0 | 0 | 0 | 0 | 0 | 0 | 0 | 0 | 0 | 0 | 0 | 0 | 0 | 0 | 0 | 0 | 0 | 0 | 0 | 0 | 0
[38 empty] | 0 | 0 | 0 | 0 | 0 | 0 | 0 | 0 | 0 | 0 | 0 | 0 | 0 | 0 | 0 | 0 | 0 | 0 | 0 | 0 | 0 | 0 | 0 | 0 | 0 | 0 | 0 | 0 | 0 | 0 | 0 | 0
| 0 | [36 empty] | 0 | 0 | 0 | 0 | 0 | 0 | 0 | 0 | 0 | 0 | 0 | 0 | 0 | 0 | 0 | 0 | 0 | 0 | 0 | 0 | 0 | 0 | 0 | 0 | 0 | 0 | 0 | 0 | 0 | 0 | 0 | 0
Diversity Factor: 0
[38 empty] | Historical Spots & Transfers | [6 empty] | Forecast Spots & Transfers
[35 empty] | Project Name | From | To | 2007 | 2008 | 2009 | 2010 | 2011 | 2012 | 2013 | 2014 | 2015 | 2016 | 2017 | 2018 | 2019 | 2020 | 2021 | 2022 | 2023 | 2024 | 2025 | 2026 | 2027 | 2028 | 2029 | 2030 | 2031 | 2032 | 2033 | 2034 | 2035 | 2036 | 2037 | 2038
0
Diversity Factor: 0
0
Diversity Factor: 0
0
Diversity Factor: 0
0
Diversity Factor: 0
0
Diversity Factor: 0
0
Diversity Factor: 0
0
Diversity Factor: 0
0
Diversity Factor: 0
| Weather Correction and Public Holiday Factors | [8 empty] | Forecast ROG
ROG Justification
| Actual loads for season 2013 have been weather corrected by the following: | [6 empty] | 0% |  | N/A | [59 empty] | N/A
1 | 2 | 3 | 4 | 5 | 6 | 7 | 8 | 9 | 10 | 2014 | 2015 | 2016 | 2017 | 2018 | 2019 | 2020 | 2021 | 2022 | 2023 | 2024 | 2025 | 2026 | 2027 | 2028 | 2029 | 2030 | 2031 | 2032 | 2033 | 2034 | 2035 | 2036 | 2037 | 2038
1 | 1 | 1 | 1 | 1 | 1 | 1 | 1 | 1 | 1 | 0% | 0% | 0% | 0% | 0% | 0% | 0% | 0% | 0% | 0% | 0% | 0% | 0% | 0% | 0% | 0% | 0% | 0% | 0% | 0% | 0% | 0% | 0% | 0% | 0%
Substation Load Detail
[7 empty] | Units | 2013 |  | 2014 | 2015 | 2016 | 2017 | 2018 | 2019 | 2020 | 2021 | 2022 | 2023 | 2024 | 2025 | 2026 | 2027 | 2028 | 2029 | 2030 | 2031 | 2032 | 2033 | 2034 | 2035 | 2036 | 2037 | 2038
1 | Customer6 | Compensated |  | Load (LV side) |  |  | Amps | 0 |  | 0 | 0 | 0 | 0 | 0 | 0 | 0 | 0 | 0 | 0 | 0 | 0 | 0 | 0 | 0 | 0 | 0 | 0 | 0 | 0 | 0 | 0 | 0 | 0 | 0
|  |  |  | Apparent Power |  |  | MVA | 0 |  | 0 | 0 | 0 | 0 | 0 | 0 | 0 | 0 | 0 | 0 | 0 | 0 | 0 | 0 | 0 | 0 | 0 | 0 | 0 | 0 | 0 | 0 | 0 | 0 | 0
|  |  |  | Real Power |  |  | MW | 0 |  | 0 | 0 | 0 | 0 | 0 | 0 | 0 | 0 | 0 | 0 | 0 | 0 | 0 | 0 | 0 | 0 | 0 | 0 | 0 | 0 | 0 | 0 | 0 | 0 | 0
|  |  |  | Reactive Power |  |  | MVAr | 0 |  | 0 | 0 | 0 | 0 | 0 | 0 | 0 | 0 | 0 | 0 | 0 | 0 | 0 | 0 | 0 | 0 | 0 | 0 | 0 | 0 | 0 | 0 | 0 | 0 | 0
|  |  |  | Capacitors In Service |  |  | MVAr | 0 |  | 0 | 0 | 0 | 0 | 0 | 0 | 0 | 0 | 0 | 0 | 0 | 0 | 0 | 0 | 0 | 0 | 0 | 0 | 0 | 0 | 0 | 0 | 0 | 0 | 0
|  |  |  | PF |  |  |  | 0 |  | 0 | 0 | 0 | 0 | 0 | 0 | 0 | 0 | 0 | 0 | 0 | 0 | 0 | 0 | 0 | 0 | 0 | 0 | 0 | 0 | 0 | 0 | 0 | 0 | 0
| #VALUE! | Uncompensated |  | Reactive Power |  |  | MVAr | 0 |  | 0 | 0 | 0 | 0 | 0 | 0 | 0 | 0 | 0 | 0 | 0 | 0 | 0 | 0 | 0 | 0 | 0 | 0 | 0 | 0 | 0 | 0 | 0 | 0 | 0
|  |  |  | PF |  |  |  | 0 |  | 0 | 0 | 0 | 0 | 0 | 0 | 0 | 0 | 0 | 0 | 0 | 0 | 0 | 0 | 0 | 0 | 0 | 0 | 0 | 0 | 0 | 0 | 0 | 0 | 0
[10 empty] | 1 | 2 | 3 | 4 | 5 | 6 | 7 | 8 | 9 | 10 | 11 | 12 | 13 | 14 | 15 | 16 | 17 | 18 | 19 | 20 | 21 | 22 | 23 | 24 | 25
Transformer Load Detail
[7 empty] | Units | 2013 |  | 2014 | 2015 | 2016 | 2017 | 2018 | 2019 | 2020 | 2021 | 2022 | 2023 | 2024 | 2025 | 2026 | 2027 | 2028 | 2029 | 2030 | 2031 | 2032 | 2033 | 2034 | 2035 | 2036 | 2037 | 2038
| 0 | Compensated |  | Load (LV side) |  |  | Amps
|  |  |  | Apparent Power |  |  | MVA
|  |  |  | Real Power |  |  | MW
|  |  |  | Reactive Power |  |  | MVAr
|  |  |  | Capacitors In Service |  |  | MVAr
PF
| Zone Div: | Uncompensated |  | Reactive Power |  |  | MVAr
PF
| 0 | Compensated |  | Load (LV side) |  |  | Amps
|  |  |  | Apparent Power |  |  | MVA
|  |  |  | Real Power |  |  | MW
|  |  |  | Reactive Power |  |  | MVAr
|  |  |  | Capacitors In Service |  |  | MVAr
PF
| Zone Div: | Uncompensated |  | Reactive Power |  |  | MVAr
PF
| 0 | Compensated |  | Load (LV side) |  |  | Amps
|  |  |  | Apparent Power |  |  | MVA
|  |  |  | Real Power |  |  | MW
|  |  |  | Reactive Power |  |  | MVAr
|  |  |  | Capacitors In Service |  |  | MVAr
PF
| Zone Div: | Uncompensated |  | Reactive Power |  |  | MVAr
PF
| 0 | Compensated |  | Load (LV side) |  |  | Amps
|  |  |  | Apparent Power |  |  | MVA
|  |  |  | Real Power |  |  | MW
|  |  |  | Reactive Power |  |  | MVAr
|  |  |  | Capacitors In Service |  |  | MVAr
PF
| Zone Div: | Uncompensated |  | Reactive Power |  |  | MVAr
PF
| 0 | Compensated |  | Load (LV side) |  |  | Amps
|  |  |  | Apparent Power |  |  | MVA
|  |  |  | Real Power |  |  | MW
|  |  |  | Reactive Power |  |  | MVAr
|  |  |  | Capacitors In Service |  |  | MVAr
PF
| Zone Div: | Uncompensated |  | Reactive Power |  |  | MVAr
PF
| 0 | Compensated |  | Load (LV side) |  |  | Amps
|  |  |  | Apparent Power |  |  | MVA
|  |  |  | Real Power |  |  | MW
|  |  |  | Reactive Power |  |  | MVAr
|  |  |  | Capacitors In Service |  |  | MVAr
PF
| Zone Div: | Uncompensated |  | Reactive Power |  |  | MVAr
PF
| 0 | Compensated |  | Load (LV side) |  |  | Amps
|  |  |  | Apparent Power |  |  | MVA
|  |  |  | Real Power |  |  | MW
|  |  |  | Reactive Power |  |  | MVAr
|  |  |  | Capacitors In Service |  |  | MVAr
PF
| Zone Div: | Uncompensated |  | Reactive Power |  |  | MVAr
PF
| 0 | Compensated |  | Load (LV side) |  |  | Amps
|  |  |  | Apparent Power |  |  | MVA
|  |  |  | Real Power |  |  | MW
|  |  |  | Reactive Power |  |  | MVAr
|  |  |  | Capacitors In Service |  |  | MVAr
PF
| Zone Div: | Uncompensated |  | Reactive Power |  |  | MVAr
PF
| 0 | Compensated |  | Load (LV side) |  |  | Amps
|  |  |  | Apparent Power |  |  | MVA
|  |  |  | Real Power |  |  | MW
|  |  |  | Reactive Power |  |  | MVAr
|  |  |  | Capacitors In Service |  |  | MVAr
PF
| Zone Div: | Uncompensated |  | Reactive Power |  |  | MVAr
PF
| 0 | Compensated |  | Load (LV side) |  |  | Amps
|  |  |  | Apparent Power |  |  | MVA
|  |  |  | Real Power |  |  | MW
|  |  |  | Reactive Power |  |  | MVAr
|  |  |  | Capacitors In Service |  |  | MVAr
PF
| Zone Div: | Uncompensated |  | Reactive Power |  |  | MVAr
PF

## Customer7
| Customer7 | [16 empty] | 2014 | WINTER
| Substation Total Loads | [33 empty] | Spots & Transfers Detail
| Historical Loads | (33kV Amps) | [7 empty] | Weather Corrected Forecast Loads |  |  |  | (33kV Amps) | [20 empty] | Spots & Transfers Summary | (33kV Amps) |  | Historical Spots & Transfers | [6 empty] | Forecast Spots & Transfers
|  | 2007 | 2008 | 2009 | 2010 | 2011 | 2012 | 2013 |  | 2014 | 2015 | 2016 | 2017 | 2018 | 2019 | 2020 | 2021 | 2022 | 2023 | 2024 | 2025 | 2026 | 2027 | 2028 | 2029 | 2030 | 2031 | 2032 | 2033 | 2034 | 2035 | 2036 | 2037 | 2038 |  |  |  | 2007 | 2008 | 2009 | 2010 | 2011 | 2012 | 2013 | 2014 | 2015 | 2016 | 2017 | 2018 | 2019 | 2020 | 2021 | 2022 | 2023 | 2024 | 2025 | 2026 | 2027 | 2028 | 2029 | 2030 | 2031 | 2032 | 2033 | 2034 | 2035 | 2036 | 2037 | 2038
| Total |  |  |  |  | 165 | 165 | 227 |  | 227 | 227 | 227 | 227 | 227 | 227 | 227 | 227 | 227 | 227 | 227 | 227 | 227 | 227 | 227 | 227 | 227 | 227 | 227 | 227 | 227 | 227 | 227 | 227 | 227 |  |  | Total
Firm Rating
| Total Capacity | [36 empty] | 0 | 0 | 0 | 0 | 0 | 0 | 0 | 0 | 0 | 0 | 0 | 0 | 0 | 0 | 0 | 0 | 0 | 0 | 0 | 0 | 0 | 0 | 0 | 0 | 0 | 0 | 0 | 0 | 0 | 0 | 0 | 0
|  | -7 | -6 | -5 | -4 | -3 | -2 | -1 |  | 0 | 1 | 2 | 3 | 4 | 5 | 6 | 7 | 8 | 9 | 10 | 11 | 12 | 13 | 14 | 15 | 16 | 17 | 18 | 19 | 20 | 21 | 22 | 23 | 24 |  |  |  | 0 | 0 | 0 | 0 | 0 | 0 | 0 | 0 | 0 | 0 | 0 | 0 | 0 | 0 | 0 | 0 | 0 | 0 | 0 | 0 | 0 | 0 | 0 | 0 | 0 | 0 | 0 | 0 | 0 | 0 | 0 | 0
| Transformer Loads | [36 empty] | 0 | 0 | 0 | 0 | 0 | 0 | 0 | 0 | 0 | 0 | 0 | 0 | 0 | 0 | 0 | 0 | 0 | 0 | 0 | 0 | 0 | 0 | 0 | 0 | 0 | 0 | 0 | 0 | 0 | 0 | 0 | 0
| Historical Loads | (33kV Amps) | [7 empty] | Weather Corrected Forecast Loads |  |  |  | (33kV Amps) | [23 empty] | 0 | 0 | 0 | 0 | 0 | 0 | 0 | 0 | 0 | 0 | 0 | 0 | 0 | 0 | 0 | 0 | 0 | 0 | 0 | 0 | 0 | 0 | 0 | 0 | 0 | 0 | 0 | 0 | 0 | 0 | 0 | 0
|  | 2007 | 2008 | 2009 | 2010 | 2011 | 2012 | 2013 |  | 2014 | 2015 | 2016 | 2017 | 2018 | 2019 | 2020 | 2021 | 2022 | 2023 | 2024 | 2025 | 2026 | 2027 | 2028 | 2029 | 2030 | 2031 | 2032 | 2033 | 2034 | 2035 | 2036 | 2037 | 2038 |  |  |  | 0 | 0 | 0 | 0 | 0 | 0 | 0 | 0 | 0 | 0 | 0 | 0 | 0 | 0 | 0 | 0 | 0 | 0 | 0 | 0 | 0 | 0 | 0 | 0 | 0 | 0 | 0 | 0 | 0 | 0 | 0 | 0
| 0 | [36 empty] | 0 | 0 | 0 | 0 | 0 | 0 | 0 | 0 | 0 | 0 | 0 | 0 | 0 | 0 | 0 | 0 | 0 | 0 | 0 | 0 | 0 | 0 | 0 | 0 | 0 | 0 | 0 | 0 | 0 | 0 | 0 | 0
| Diversity Factor: 0 | [36 empty] | 0 | 0 | 0 | 0 | 0 | 0 | 0 | 0 | 0 | 0 | 0 | 0 | 0 | 0 | 0 | 0 | 0 | 0 | 0 | 0 | 0 | 0 | 0 | 0 | 0 | 0 | 0 | 0 | 0 | 0 | 0 | 0
[38 empty] | 0 | 0 | 0 | 0 | 0 | 0 | 0 | 0 | 0 | 0 | 0 | 0 | 0 | 0 | 0 | 0 | 0 | 0 | 0 | 0 | 0 | 0 | 0 | 0 | 0 | 0 | 0 | 0 | 0 | 0 | 0 | 0
[38 empty] | 0 | 0 | 0 | 0 | 0 | 0 | 0 | 0 | 0 | 0 | 0 | 0 | 0 | 0 | 0 | 0 | 0 | 0 | 0 | 0 | 0 | 0 | 0 | 0 | 0 | 0 | 0 | 0 | 0 | 0 | 0 | 0
| 0 | [36 empty] | 0 | 0 | 0 | 0 | 0 | 0 | 0 | 0 | 0 | 0 | 0 | 0 | 0 | 0 | 0 | 0 | 0 | 0 | 0 | 0 | 0 | 0 | 0 | 0 | 0 | 0 | 0 | 0 | 0 | 0 | 0 | 0
Diversity Factor: 0
[38 empty] | Historical Spots & Transfers | [6 empty] | Forecast Spots & Transfers
[35 empty] | Project Name | From | To | 2007 | 2008 | 2009 | 2010 | 2011 | 2012 | 2013 | 2014 | 2015 | 2016 | 2017 | 2018 | 2019 | 2020 | 2021 | 2022 | 2023 | 2024 | 2025 | 2026 | 2027 | 2028 | 2029 | 2030 | 2031 | 2032 | 2033 | 2034 | 2035 | 2036 | 2037 | 2038
0
Diversity Factor: 0
0
Diversity Factor: 0
0
Diversity Factor: 0
0
Diversity Factor: 0
0
Diversity Factor: 0
0
Diversity Factor: 0
0
Diversity Factor: 0
0
Diversity Factor: 0
| Weather Correction and Public Holiday Factors | [8 empty] | Forecast ROG
ROG Justification
| Actual loads for season 2013 have been weather corrected by the following: | [6 empty] | 0% |  | N/A | [59 empty] | N/A
1 | 2 | 3 | 4 | 5 | 6 | 7 | 8 | 9 | 10 | 2014 | 2015 | 2016 | 2017 | 2018 | 2019 | 2020 | 2021 | 2022 | 2023 | 2024 | 2025 | 2026 | 2027 | 2028 | 2029 | 2030 | 2031 | 2032 | 2033 | 2034 | 2035 | 2036 | 2037 | 2038
1 | 1 | 1 | 1 | 1 | 1 | 1 | 1 | 1 | 1 | 0% | 0% | 0% | 0% | 0% | 0% | 0% | 0% | 0% | 0% | 0% | 0% | 0% | 0% | 0% | 0% | 0% | 0% | 0% | 0% | 0% | 0% | 0% | 0% | 0%
Substation Load Detail
[7 empty] | Units | 2013 |  | 2014 | 2015 | 2016 | 2017 | 2018 | 2019 | 2020 | 2021 | 2022 | 2023 | 2024 | 2025 | 2026 | 2027 | 2028 | 2029 | 2030 | 2031 | 2032 | 2033 | 2034 | 2035 | 2036 | 2037 | 2038
1 | Customer7 | Compensated |  | Load (LV side) |  |  | Amps | 227 |  | 227 | 227 | 227 | 227 | 227 | 227 | 227 | 227 | 227 | 227 | 227 | 227 | 227 | 227 | 227 | 227 | 227 | 227 | 227 | 227 | 227 | 227 | 227 | 227 | 227
|  |  |  | Apparent Power |  |  | MVA | 12.9748 |  | 12.9748 | 12.9748 | 12.9748 | 12.9748 | 12.9748 | 12.9748 | 12.9748 | 12.9748 | 12.9748 | 12.9748 | 12.9748 | 12.9748 | 12.9748 | 12.9748 | 12.9748 | 12.9748 | 12.9748 | 12.9748 | 12.9748 | 12.9748 | 12.9748 | 12.9748 | 12.9748 | 12.9748 | 12.9748
|  |  |  | Real Power |  |  | MW | 11.6773 |  | 11.6773 | 11.6773 | 11.6773 | 11.6773 | 11.6773 | 11.6773 | 11.6773 | 11.6773 | 11.6773 | 11.6773 | 11.6773 | 11.6773 | 11.6773 | 11.6773 | 11.6773 | 11.6773 | 11.6773 | 11.6773 | 11.6773 | 11.6773 | 11.6773 | 11.6773 | 11.6773 | 11.6773 | 11.6773
|  |  |  | Reactive Power |  |  | MVAr | 5.6556 |  | 5.6556 | 5.6556 | 5.6556 | 5.6556 | 5.6556 | 5.6556 | 5.6556 | 5.6556 | 5.6556 | 5.6556 | 5.6556 | 5.6556 | 5.6556 | 5.6556 | 5.6556 | 5.6556 | 5.6556 | 5.6556 | 5.6556 | 5.6556 | 5.6556 | 5.6556 | 5.6556 | 5.6556 | 5.6556
|  |  |  | Capacitors In Service |  |  | MVAr | 0 |  | 0 | 0 | 0 | 0 | 0 | 0 | 0 | 0 | 0 | 0 | 0 | 0 | 0 | 0 | 0 | 0 | 0 | 0 | 0 | 0 | 0 | 0 | 0 | 0 | 0
|  |  |  | PF |  |  |  | 0.9 |  | 0.9 | 0.9 | 0.9 | 0.9 | 0.9 | 0.9 | 0.9 | 0.9 | 0.9 | 0.9 | 0.9 | 0.9 | 0.9 | 0.9 | 0.9 | 0.9 | 0.9 | 0.9 | 0.9 | 0.9 | 0.9 | 0.9 | 0.9 | 0.9 | 0.9
0.97093 | Diversity Factor: 0.97 | Uncompensated |  | Reactive Power |  |  | MVAr | 5.6556 |  | 5.6556 | 5.6556 | 5.6556 | 5.6556 | 5.6556 | 5.6556 | 5.6556 | 5.6556 | 5.6556 | 5.6556 | 5.6556 | 5.6556 | 5.6556 | 5.6556 | 5.6556 | 5.6556 | 5.6556 | 5.6556 | 5.6556 | 5.6556 | 5.6556 | 5.6556 | 5.6556 | 5.6556 | 5.6556
|  |  |  | PF |  |  |  | 0.9 |  | 0.9 | 0.9 | 0.9 | 0.9 | 0.9 | 0.9 | 0.9 | 0.9 | 0.9 | 0.9 | 0.9 | 0.9 | 0.9 | 0.9 | 0.9 | 0.9 | 0.9 | 0.9 | 0.9 | 0.9 | 0.9 | 0.9 | 0.9 | 0.9 | 0.9
[10 empty] | 1 | 2 | 3 | 4 | 5 | 6 | 7 | 8 | 9 | 10 | 11 | 12 | 13 | 14 | 15 | 16 | 17 | 18 | 19 | 20 | 21 | 22 | 23 | 24 | 25
Transformer Load Detail
[7 empty] | Units | 2013 |  | 2014 | 2015 | 2016 | 2017 | 2018 | 2019 | 2020 | 2021 | 2022 | 2023 | 2024 | 2025 | 2026 | 2027 | 2028 | 2029 | 2030 | 2031 | 2032 | 2033 | 2034 | 2035 | 2036 | 2037 | 2038
| 0 | Compensated |  | Load (LV side) |  |  | Amps
|  |  |  | Apparent Power |  |  | MVA
|  |  |  | Real Power |  |  | MW
|  |  |  | Reactive Power |  |  | MVAr
|  |  |  | Capacitors In Service |  |  | MVAr
PF
| Zone Div: | Uncompensated |  | Reactive Power |  |  | MVAr
PF
| 0 | Compensated |  | Load (LV side) |  |  | Amps
|  |  |  | Apparent Power |  |  | MVA
|  |  |  | Real Power |  |  | MW
|  |  |  | Reactive Power |  |  | MVAr
|  |  |  | Capacitors In Service |  |  | MVAr
PF
| Zone Div: | Uncompensated |  | Reactive Power |  |  | MVAr
PF
| 0 | Compensated |  | Load (LV side) |  |  | Amps
|  |  |  | Apparent Power |  |  | MVA
|  |  |  | Real Power |  |  | MW
|  |  |  | Reactive Power |  |  | MVAr
|  |  |  | Capacitors In Service |  |  | MVAr
PF
| Zone Div: | Uncompensated |  | Reactive Power |  |  | MVAr
PF
| 0 | Compensated |  | Load (LV side) |  |  | Amps
|  |  |  | Apparent Power |  |  | MVA
|  |  |  | Real Power |  |  | MW
|  |  |  | Reactive Power |  |  | MVAr
|  |  |  | Capacitors In Service |  |  | MVAr
PF
| Zone Div: | Uncompensated |  | Reactive Power |  |  | MVAr
PF
| 0 | Compensated |  | Load (LV side) |  |  | Amps
|  |  |  | Apparent Power |  |  | MVA
|  |  |  | Real Power |  |  | MW
|  |  |  | Reactive Power |  |  | MVAr
|  |  |  | Capacitors In Service |  |  | MVAr
PF
| Zone Div: | Uncompensated |  | Reactive Power |  |  | MVAr
PF
| 0 | Compensated |  | Load (LV side) |  |  | Amps
|  |  |  | Apparent Power |  |  | MVA
|  |  |  | Real Power |  |  | MW
|  |  |  | Reactive Power |  |  | MVAr
|  |  |  | Capacitors In Service |  |  | MVAr
PF
| Zone Div: | Uncompensated |  | Reactive Power |  |  | MVAr
PF
| 0 | Compensated |  | Load (LV side) |  |  | Amps
|  |  |  | Apparent Power |  |  | MVA
|  |  |  | Real Power |  |  | MW
|  |  |  | Reactive Power |  |  | MVAr
|  |  |  | Capacitors In Service |  |  | MVAr
PF
| Zone Div: | Uncompensated |  | Reactive Power |  |  | MVAr
PF
| 0 | Compensated |  | Load (LV side) |  |  | Amps
|  |  |  | Apparent Power |  |  | MVA
|  |  |  | Real Power |  |  | MW
|  |  |  | Reactive Power |  |  | MVAr
|  |  |  | Capacitors In Service |  |  | MVAr
PF
| Zone Div: | Uncompensated |  | Reactive Power |  |  | MVAr
PF
| 0 | Compensated |  | Load (LV side) |  |  | Amps
|  |  |  | Apparent Power |  |  | MVA
|  |  |  | Real Power |  |  | MW
|  |  |  | Reactive Power |  |  | MVAr
|  |  |  | Capacitors In Service |  |  | MVAr
PF
| Zone Div: | Uncompensated |  | Reactive Power |  |  | MVAr
PF
| 0 | Compensated |  | Load (LV side) |  |  | Amps
|  |  |  | Apparent Power |  |  | MVA
|  |  |  | Real Power |  |  | MW
|  |  |  | Reactive Power |  |  | MVAr
|  |  |  | Capacitors In Service |  |  | MVAr
PF
| Zone Div: | Uncompensated |  | Reactive Power |  |  | MVAr
PF

## Customer8
| Customer8 | [16 empty] | 2014 | WINTER
| Substation Total Loads | [33 empty] | Spots & Transfers Detail
| Historical Loads | (33kV Amps) | [7 empty] | Weather Corrected Forecast Loads |  |  |  | (33kV Amps) | [20 empty] | Spots & Transfers Summary | (33kV Amps) |  | Historical Spots & Transfers | [6 empty] | Forecast Spots & Transfers
|  | 2007 | 2008 | 2009 | 2010 | 2011 | 2012 | 2013 |  | 2014 | 2015 | 2016 | 2017 | 2018 | 2019 | 2020 | 2021 | 2022 | 2023 | 2024 | 2025 | 2026 | 2027 | 2028 | 2029 | 2030 | 2031 | 2032 | 2033 | 2034 | 2035 | 2036 | 2037 | 2038 |  |  |  | 2007 | 2008 | 2009 | 2010 | 2011 | 2012 | 2013 | 2014 | 2015 | 2016 | 2017 | 2018 | 2019 | 2020 | 2021 | 2022 | 2023 | 2024 | 2025 | 2026 | 2027 | 2028 | 2029 | 2030 | 2031 | 2032 | 2033 | 2034 | 2035 | 2036 | 2037 | 2038
| Total |  |  |  |  | 182 | 194 | 210 |  | 210 | 210 | 210 | 210 | 210 | 210 | 210 | 210 | 210 | 210 | 210 | 210 | 210 | 210 | 210 | 210 | 210 | 210 | 210 | 210 | 210 | 210 | 210 | 210 | 210 |  |  | Total
Firm Rating
| Total Capacity | [36 empty] | 0 | 0 | 0 | 0 | 0 | 0 | 0 | 0 | 0 | 0 | 0 | 0 | 0 | 0 | 0 | 0 | 0 | 0 | 0 | 0 | 0 | 0 | 0 | 0 | 0 | 0 | 0 | 0 | 0 | 0 | 0 | 0
|  | -7 | -6 | -5 | -4 | -3 | -2 | -1 |  | 0 | 1 | 2 | 3 | 4 | 5 | 6 | 7 | 8 | 9 | 10 | 11 | 12 | 13 | 14 | 15 | 16 | 17 | 18 | 19 | 20 | 21 | 22 | 23 | 24 |  |  |  | 0 | 0 | 0 | 0 | 0 | 0 | 0 | 0 | 0 | 0 | 0 | 0 | 0 | 0 | 0 | 0 | 0 | 0 | 0 | 0 | 0 | 0 | 0 | 0 | 0 | 0 | 0 | 0 | 0 | 0 | 0 | 0
| Transformer Loads | [36 empty] | 0 | 0 | 0 | 0 | 0 | 0 | 0 | 0 | 0 | 0 | 0 | 0 | 0 | 0 | 0 | 0 | 0 | 0 | 0 | 0 | 0 | 0 | 0 | 0 | 0 | 0 | 0 | 0 | 0 | 0 | 0 | 0
| Historical Loads | (33kV Amps) | [7 empty] | Weather Corrected Forecast Loads |  |  |  | (33kV Amps) | [23 empty] | 0 | 0 | 0 | 0 | 0 | 0 | 0 | 0 | 0 | 0 | 0 | 0 | 0 | 0 | 0 | 0 | 0 | 0 | 0 | 0 | 0 | 0 | 0 | 0 | 0 | 0 | 0 | 0 | 0 | 0 | 0 | 0
|  | 2007 | 2008 | 2009 | 2010 | 2011 | 2012 | 2013 |  | 2014 | 2015 | 2016 | 2017 | 2018 | 2019 | 2020 | 2021 | 2022 | 2023 | 2024 | 2025 | 2026 | 2027 | 2028 | 2029 | 2030 | 2031 | 2032 | 2033 | 2034 | 2035 | 2036 | 2037 | 2038 |  |  |  | 0 | 0 | 0 | 0 | 0 | 0 | 0 | 0 | 0 | 0 | 0 | 0 | 0 | 0 | 0 | 0 | 0 | 0 | 0 | 0 | 0 | 0 | 0 | 0 | 0 | 0 | 0 | 0 | 0 | 0 | 0 | 0
| 0 | [36 empty] | 0 | 0 | 0 | 0 | 0 | 0 | 0 | 0 | 0 | 0 | 0 | 0 | 0 | 0 | 0 | 0 | 0 | 0 | 0 | 0 | 0 | 0 | 0 | 0 | 0 | 0 | 0 | 0 | 0 | 0 | 0 | 0
| Diversity Factor: 0 | [36 empty] | 0 | 0 | 0 | 0 | 0 | 0 | 0 | 0 | 0 | 0 | 0 | 0 | 0 | 0 | 0 | 0 | 0 | 0 | 0 | 0 | 0 | 0 | 0 | 0 | 0 | 0 | 0 | 0 | 0 | 0 | 0 | 0
[38 empty] | 0 | 0 | 0 | 0 | 0 | 0 | 0 | 0 | 0 | 0 | 0 | 0 | 0 | 0 | 0 | 0 | 0 | 0 | 0 | 0 | 0 | 0 | 0 | 0 | 0 | 0 | 0 | 0 | 0 | 0 | 0 | 0
[38 empty] | 0 | 0 | 0 | 0 | 0 | 0 | 0 | 0 | 0 | 0 | 0 | 0 | 0 | 0 | 0 | 0 | 0 | 0 | 0 | 0 | 0 | 0 | 0 | 0 | 0 | 0 | 0 | 0 | 0 | 0 | 0 | 0
| 0 | [36 empty] | 0 | 0 | 0 | 0 | 0 | 0 | 0 | 0 | 0 | 0 | 0 | 0 | 0 | 0 | 0 | 0 | 0 | 0 | 0 | 0 | 0 | 0 | 0 | 0 | 0 | 0 | 0 | 0 | 0 | 0 | 0 | 0
Diversity Factor: 0
[38 empty] | Historical Spots & Transfers | [6 empty] | Forecast Spots & Transfers
[35 empty] | Project Name | From | To | 2007 | 2008 | 2009 | 2010 | 2011 | 2012 | 2013 | 2014 | 2015 | 2016 | 2017 | 2018 | 2019 | 2020 | 2021 | 2022 | 2023 | 2024 | 2025 | 2026 | 2027 | 2028 | 2029 | 2030 | 2031 | 2032 | 2033 | 2034 | 2035 | 2036 | 2037 | 2038
0
Diversity Factor: 0
0
Diversity Factor: 0
0
Diversity Factor: 0
0
Diversity Factor: 0
0
Diversity Factor: 0
0
Diversity Factor: 0
0
Diversity Factor: 0
0
Diversity Factor: 0
| Weather Correction and Public Holiday Factors | [8 empty] | Forecast ROG
ROG Justification
| Actual loads for season 2013 have been weather corrected by the following: | [6 empty] | 0% |  | N/A | [59 empty] | N/A
1 | 2 | 3 | 4 | 5 | 6 | 7 | 8 | 9 | 10 | 2014 | 2015 | 2016 | 2017 | 2018 | 2019 | 2020 | 2021 | 2022 | 2023 | 2024 | 2025 | 2026 | 2027 | 2028 | 2029 | 2030 | 2031 | 2032 | 2033 | 2034 | 2035 | 2036 | 2037 | 2038
1 | 1 | 1 | 1 | 1 | 1 | 1 | 1 | 1 | 1 | 0% | 0% | 0% | 0% | 0% | 0% | 0% | 0% | 0% | 0% | 0% | 0% | 0% | 0% | 0% | 0% | 0% | 0% | 0% | 0% | 0% | 0% | 0% | 0% | 0%
Substation Load Detail
[7 empty] | Units | 2013 |  | 2014 | 2015 | 2016 | 2017 | 2018 | 2019 | 2020 | 2021 | 2022 | 2023 | 2024 | 2025 | 2026 | 2027 | 2028 | 2029 | 2030 | 2031 | 2032 | 2033 | 2034 | 2035 | 2036 | 2037 | 2038
1 | Customer8 | Compensated |  | Load (LV side) |  |  | Amps | 210 |  | 210 | 210 | 210 | 210 | 210 | 210 | 210 | 210 | 210 | 210 | 210 | 210 | 210 | 210 | 210 | 210 | 210 | 210 | 210 | 210 | 210 | 210 | 210 | 210 | 210
|  |  |  | Apparent Power |  |  | MVA | 12.0031 |  | 12.0031 | 12.0031 | 12.0031 | 12.0031 | 12.0031 | 12.0031 | 12.0031 | 12.0031 | 12.0031 | 12.0031 | 12.0031 | 12.0031 | 12.0031 | 12.0031 | 12.0031 | 12.0031 | 12.0031 | 12.0031 | 12.0031 | 12.0031 | 12.0031 | 12.0031 | 12.0031 | 12.0031 | 12.0031
|  |  |  | Real Power |  |  | MW | 10.8028 |  | 10.8028 | 10.8028 | 10.8028 | 10.8028 | 10.8028 | 10.8028 | 10.8028 | 10.8028 | 10.8028 | 10.8028 | 10.8028 | 10.8028 | 10.8028 | 10.8028 | 10.8028 | 10.8028 | 10.8028 | 10.8028 | 10.8028 | 10.8028 | 10.8028 | 10.8028 | 10.8028 | 10.8028 | 10.8028
|  |  |  | Reactive Power |  |  | MVAr | 5.232 |  | 5.232 | 5.232 | 5.232 | 5.232 | 5.232 | 5.232 | 5.232 | 5.232 | 5.232 | 5.232 | 5.232 | 5.232 | 5.232 | 5.232 | 5.232 | 5.232 | 5.232 | 5.232 | 5.232 | 5.232 | 5.232 | 5.232 | 5.232 | 5.232 | 5.232
|  |  |  | Capacitors In Service |  |  | MVAr | 0 |  | 0 | 0 | 0 | 0 | 0 | 0 | 0 | 0 | 0 | 0 | 0 | 0 | 0 | 0 | 0 | 0 | 0 | 0 | 0 | 0 | 0 | 0 | 0 | 0 | 0
|  |  |  | PF |  |  |  | 0.9 |  | 0.9 | 0.9 | 0.9 | 0.9 | 0.9 | 0.9 | 0.9 | 0.9 | 0.9 | 0.9 | 0.9 | 0.9 | 0.9 | 0.9 | 0.9 | 0.9 | 0.9 | 0.9 | 0.9 | 0.9 | 0.9 | 0.9 | 0.9 | 0.9 | 0.9
0.87813 | Diversity Factor: 0.88 | Uncompensated |  | Reactive Power |  |  | MVAr | 5.232 |  | 5.232 | 5.232 | 5.232 | 5.232 | 5.232 | 5.232 | 5.232 | 5.232 | 5.232 | 5.232 | 5.232 | 5.232 | 5.232 | 5.232 | 5.232 | 5.232 | 5.232 | 5.232 | 5.232 | 5.232 | 5.232 | 5.232 | 5.232 | 5.232 | 5.232
|  |  |  | PF |  |  |  | 0.9 |  | 0.9 | 0.9 | 0.9 | 0.9 | 0.9 | 0.9 | 0.9 | 0.9 | 0.9 | 0.9 | 0.9 | 0.9 | 0.9 | 0.9 | 0.9 | 0.9 | 0.9 | 0.9 | 0.9 | 0.9 | 0.9 | 0.9 | 0.9 | 0.9 | 0.9
[10 empty] | 1 | 2 | 3 | 4 | 5 | 6 | 7 | 8 | 9 | 10 | 11 | 12 | 13 | 14 | 15 | 16 | 17 | 18 | 19 | 20 | 21 | 22 | 23 | 24 | 25
Transformer Load Detail
[7 empty] | Units | 2013 |  | 2014 | 2015 | 2016 | 2017 | 2018 | 2019 | 2020 | 2021 | 2022 | 2023 | 2024 | 2025 | 2026 | 2027 | 2028 | 2029 | 2030 | 2031 | 2032 | 2033 | 2034 | 2035 | 2036 | 2037 | 2038
| 0 | Compensated |  | Load (LV side) |  |  | Amps
|  |  |  | Apparent Power |  |  | MVA
|  |  |  | Real Power |  |  | MW
|  |  |  | Reactive Power |  |  | MVAr
|  |  |  | Capacitors In Service |  |  | MVAr
PF
| Zone Div: | Uncompensated |  | Reactive Power |  |  | MVAr
PF
| 0 | Compensated |  | Load (LV side) |  |  | Amps
|  |  |  | Apparent Power |  |  | MVA
|  |  |  | Real Power |  |  | MW
|  |  |  | Reactive Power |  |  | MVAr
|  |  |  | Capacitors In Service |  |  | MVAr
PF
| Zone Div: | Uncompensated |  | Reactive Power |  |  | MVAr
PF
| 0 | Compensated |  | Load (LV side) |  |  | Amps
|  |  |  | Apparent Power |  |  | MVA
|  |  |  | Real Power |  |  | MW
|  |  |  | Reactive Power |  |  | MVAr
|  |  |  | Capacitors In Service |  |  | MVAr
PF
| Zone Div: | Uncompensated |  | Reactive Power |  |  | MVAr
PF
| 0 | Compensated |  | Load (LV side) |  |  | Amps
|  |  |  | Apparent Power |  |  | MVA
|  |  |  | Real Power |  |  | MW
|  |  |  | Reactive Power |  |  | MVAr
|  |  |  | Capacitors In Service |  |  | MVAr
PF
| Zone Div: | Uncompensated |  | Reactive Power |  |  | MVAr
PF
| 0 | Compensated |  | Load (LV side) |  |  | Amps
|  |  |  | Apparent Power |  |  | MVA
|  |  |  | Real Power |  |  | MW
|  |  |  | Reactive Power |  |  | MVAr
|  |  |  | Capacitors In Service |  |  | MVAr
PF
| Zone Div: | Uncompensated |  | Reactive Power |  |  | MVAr
PF
| 0 | Compensated |  | Load (LV side) |  |  | Amps
|  |  |  | Apparent Power |  |  | MVA
|  |  |  | Real Power |  |  | MW
|  |  |  | Reactive Power |  |  | MVAr
|  |  |  | Capacitors In Service |  |  | MVAr
PF
| Zone Div: | Uncompensated |  | Reactive Power |  |  | MVAr
PF
| 0 | Compensated |  | Load (LV side) |  |  | Amps
|  |  |  | Apparent Power |  |  | MVA
|  |  |  | Real Power |  |  | MW
|  |  |  | Reactive Power |  |  | MVAr
|  |  |  | Capacitors In Service |  |  | MVAr
PF
| Zone Div: | Uncompensated |  | Reactive Power |  |  | MVAr
PF
| 0 | Compensated |  | Load (LV side) |  |  | Amps
|  |  |  | Apparent Power |  |  | MVA
|  |  |  | Real Power |  |  | MW
|  |  |  | Reactive Power |  |  | MVAr
|  |  |  | Capacitors In Service |  |  | MVAr
PF
| Zone Div: | Uncompensated |  | Reactive Power |  |  | MVAr
PF
| 0 | Compensated |  | Load (LV side) |  |  | Amps
|  |  |  | Apparent Power |  |  | MVA
|  |  |  | Real Power |  |  | MW
|  |  |  | Reactive Power |  |  | MVAr
|  |  |  | Capacitors In Service |  |  | MVAr
PF
| Zone Div: | Uncompensated |  | Reactive Power |  |  | MVAr
PF
| 0 | Compensated |  | Load (LV side) |  |  | Amps
|  |  |  | Apparent Power |  |  | MVA
|  |  |  | Real Power |  |  | MW
|  |  |  | Reactive Power |  |  | MVAr
|  |  |  | Capacitors In Service |  |  | MVAr
PF
| Zone Div: | Uncompensated |  | Reactive Power |  |  | MVAr
PF

## Customer9
| Customer9 | [16 empty] | 2014 | WINTER
| Substation Total Loads | [33 empty] | Spots & Transfers Detail
| Historical Loads | (33kV Amps) | [7 empty] | Weather Corrected Forecast Loads |  |  |  | (33kV Amps) | [20 empty] | Spots & Transfers Summary | (33kV Amps) |  | Historical Spots & Transfers | [6 empty] | Forecast Spots & Transfers
|  | 2007 | 2008 | 2009 | 2010 | 2011 | 2012 | 2013 |  | 2014 | 2015 | 2016 | 2017 | 2018 | 2019 | 2020 | 2021 | 2022 | 2023 | 2024 | 2025 | 2026 | 2027 | 2028 | 2029 | 2030 | 2031 | 2032 | 2033 | 2034 | 2035 | 2036 | 2037 | 2038 |  |  |  | 2007 | 2008 | 2009 | 2010 | 2011 | 2012 | 2013 | 2014 | 2015 | 2016 | 2017 | 2018 | 2019 | 2020 | 2021 | 2022 | 2023 | 2024 | 2025 | 2026 | 2027 | 2028 | 2029 | 2030 | 2031 | 2032 | 2033 | 2034 | 2035 | 2036 | 2037 | 2038
| Total |  |  |  |  | 127.2 | 125.3 | 196 |  | 196 | 196 | 196 | 196 | 196 | 196 | 196 | 196 | 196 | 196 | 196 | 196 | 196 | 196 | 196 | 196 | 196 | 196 | 196 | 196 | 196 | 196 | 196 | 196 | 196 |  |  | Total
Firm Rating
| Total Capacity | [36 empty] | 0 | 0 | 0 | 0 | 0 | 0 | 0 | 0 | 0 | 0 | 0 | 0 | 0 | 0 | 0 | 0 | 0 | 0 | 0 | 0 | 0 | 0 | 0 | 0 | 0 | 0 | 0 | 0 | 0 | 0 | 0 | 0
|  | -7 | -6 | -5 | -4 | -3 | -2 | -1 |  | 0 | 1 | 2 | 3 | 4 | 5 | 6 | 7 | 8 | 9 | 10 | 11 | 12 | 13 | 14 | 15 | 16 | 17 | 18 | 19 | 20 | 21 | 22 | 23 | 24 |  |  |  | 0 | 0 | 0 | 0 | 0 | 0 | 0 | 0 | 0 | 0 | 0 | 0 | 0 | 0 | 0 | 0 | 0 | 0 | 0 | 0 | 0 | 0 | 0 | 0 | 0 | 0 | 0 | 0 | 0 | 0 | 0 | 0
| Transformer Loads | [36 empty] | 0 | 0 | 0 | 0 | 0 | 0 | 0 | 0 | 0 | 0 | 0 | 0 | 0 | 0 | 0 | 0 | 0 | 0 | 0 | 0 | 0 | 0 | 0 | 0 | 0 | 0 | 0 | 0 | 0 | 0 | 0 | 0
| Historical Loads | (33kV Amps) | [7 empty] | Weather Corrected Forecast Loads |  |  |  | (33kV Amps) | [23 empty] | 0 | 0 | 0 | 0 | 0 | 0 | 0 | 0 | 0 | 0 | 0 | 0 | 0 | 0 | 0 | 0 | 0 | 0 | 0 | 0 | 0 | 0 | 0 | 0 | 0 | 0 | 0 | 0 | 0 | 0 | 0 | 0
|  | 2007 | 2008 | 2009 | 2010 | 2011 | 2012 | 2013 |  | 2014 | 2015 | 2016 | 2017 | 2018 | 2019 | 2020 | 2021 | 2022 | 2023 | 2024 | 2025 | 2026 | 2027 | 2028 | 2029 | 2030 | 2031 | 2032 | 2033 | 2034 | 2035 | 2036 | 2037 | 2038 |  |  |  | 0 | 0 | 0 | 0 | 0 | 0 | 0 | 0 | 0 | 0 | 0 | 0 | 0 | 0 | 0 | 0 | 0 | 0 | 0 | 0 | 0 | 0 | 0 | 0 | 0 | 0 | 0 | 0 | 0 | 0 | 0 | 0
| 0 | [36 empty] | 0 | 0 | 0 | 0 | 0 | 0 | 0 | 0 | 0 | 0 | 0 | 0 | 0 | 0 | 0 | 0 | 0 | 0 | 0 | 0 | 0 | 0 | 0 | 0 | 0 | 0 | 0 | 0 | 0 | 0 | 0 | 0
| Diversity Factor: 0 | [36 empty] | 0 | 0 | 0 | 0 | 0 | 0 | 0 | 0 | 0 | 0 | 0 | 0 | 0 | 0 | 0 | 0 | 0 | 0 | 0 | 0 | 0 | 0 | 0 | 0 | 0 | 0 | 0 | 0 | 0 | 0 | 0 | 0
[38 empty] | 0 | 0 | 0 | 0 | 0 | 0 | 0 | 0 | 0 | 0 | 0 | 0 | 0 | 0 | 0 | 0 | 0 | 0 | 0 | 0 | 0 | 0 | 0 | 0 | 0 | 0 | 0 | 0 | 0 | 0 | 0 | 0
[38 empty] | 0 | 0 | 0 | 0 | 0 | 0 | 0 | 0 | 0 | 0 | 0 | 0 | 0 | 0 | 0 | 0 | 0 | 0 | 0 | 0 | 0 | 0 | 0 | 0 | 0 | 0 | 0 | 0 | 0 | 0 | 0 | 0
| 0 | [36 empty] | 0 | 0 | 0 | 0 | 0 | 0 | 0 | 0 | 0 | 0 | 0 | 0 | 0 | 0 | 0 | 0 | 0 | 0 | 0 | 0 | 0 | 0 | 0 | 0 | 0 | 0 | 0 | 0 | 0 | 0 | 0 | 0
Diversity Factor: 0
[38 empty] | Historical Spots & Transfers | [6 empty] | Forecast Spots & Transfers
[35 empty] | Project Name | From | To | 2007 | 2008 | 2009 | 2010 | 2011 | 2012 | 2013 | 2014 | 2015 | 2016 | 2017 | 2018 | 2019 | 2020 | 2021 | 2022 | 2023 | 2024 | 2025 | 2026 | 2027 | 2028 | 2029 | 2030 | 2031 | 2032 | 2033 | 2034 | 2035 | 2036 | 2037 | 2038
0
Diversity Factor: 0
0
Diversity Factor: 0
0
Diversity Factor: 0
0
Diversity Factor: 0
0
Diversity Factor: 0
0
Diversity Factor: 0
0
Diversity Factor: 0
0
Diversity Factor: 0
| Weather Correction and Public Holiday Factors | [8 empty] | Forecast ROG
ROG Justification
| Actual loads for season 2013 have been weather corrected by the following: | [6 empty] | 0% |  | N/A | [59 empty] | N/A
1 | 2 | 3 | 4 | 5 | 6 | 7 | 8 | 9 | 10 | 2014 | 2015 | 2016 | 2017 | 2018 | 2019 | 2020 | 2021 | 2022 | 2023 | 2024 | 2025 | 2026 | 2027 | 2028 | 2029 | 2030 | 2031 | 2032 | 2033 | 2034 | 2035 | 2036 | 2037 | 2038
1 | 1 | 1 | 1 | 1 | 1 | 1 | 1 | 1 | 1 | 0% | 0% | 0% | 0% | 0% | 0% | 0% | 0% | 0% | 0% | 0% | 0% | 0% | 0% | 0% | 0% | 0% | 0% | 0% | 0% | 0% | 0% | 0% | 0% | 0%
Substation Load Detail
[7 empty] | Units | 2013 |  | 2014 | 2015 | 2016 | 2017 | 2018 | 2019 | 2020 | 2021 | 2022 | 2023 | 2024 | 2025 | 2026 | 2027 | 2028 | 2029 | 2030 | 2031 | 2032 | 2033 | 2034 | 2035 | 2036 | 2037 | 2038
1 | Customer9 | Compensated |  | Load (LV side) |  |  | Amps | 196 |  | 196 | 196 | 196 | 196 | 196 | 196 | 196 | 196 | 196 | 196 | 196 | 196 | 196 | 196 | 196 | 196 | 196 | 196 | 196 | 196 | 196 | 196 | 196 | 196 | 196
|  |  |  | Apparent Power |  |  | MVA | 11.2029 |  | 11.2029 | 11.2029 | 11.2029 | 11.2029 | 11.2029 | 11.2029 | 11.2029 | 11.2029 | 11.2029 | 11.2029 | 11.2029 | 11.2029 | 11.2029 | 11.2029 | 11.2029 | 11.2029 | 11.2029 | 11.2029 | 11.2029 | 11.2029 | 11.2029 | 11.2029 | 11.2029 | 11.2029 | 11.2029
|  |  |  | Real Power |  |  | MW | 10.0826 |  | 10.0826 | 10.0826 | 10.0826 | 10.0826 | 10.0826 | 10.0826 | 10.0826 | 10.0826 | 10.0826 | 10.0826 | 10.0826 | 10.0826 | 10.0826 | 10.0826 | 10.0826 | 10.0826 | 10.0826 | 10.0826 | 10.0826 | 10.0826 | 10.0826 | 10.0826 | 10.0826 | 10.0826 | 10.0826
|  |  |  | Reactive Power |  |  | MVAr | 4.8832 |  | 4.8832 | 4.8832 | 4.8832 | 4.8832 | 4.8832 | 4.8832 | 4.8832 | 4.8832 | 4.8832 | 4.8832 | 4.8832 | 4.8832 | 4.8832 | 4.8832 | 4.8832 | 4.8832 | 4.8832 | 4.8832 | 4.8832 | 4.8832 | 4.8832 | 4.8832 | 4.8832 | 4.8832 | 4.8832
|  |  |  | Capacitors In Service |  |  | MVAr | 0 |  | 0 | 0 | 0 | 0 | 0 | 0 | 0 | 0 | 0 | 0 | 0 | 0 | 0 | 0 | 0 | 0 | 0 | 0 | 0 | 0 | 0 | 0 | 0 | 0 | 0
|  |  |  | PF |  |  |  | 0.9 |  | 0.9 | 0.9 | 0.9 | 0.9 | 0.9 | 0.9 | 0.9 | 0.9 | 0.9 | 0.9 | 0.9 | 0.9 | 0.9 | 0.9 | 0.9 | 0.9 | 0.9 | 0.9 | 0.9 | 0.9 | 0.9 | 0.9 | 0.9 | 0.9 | 0.9
0.68708 | Diversity Factor: 0.69 | Uncompensated |  | Reactive Power |  |  | MVAr | 4.8832 |  | 4.8832 | 4.8832 | 4.8832 | 4.8832 | 4.8832 | 4.8832 | 4.8832 | 4.8832 | 4.8832 | 4.8832 | 4.8832 | 4.8832 | 4.8832 | 4.8832 | 4.8832 | 4.8832 | 4.8832 | 4.8832 | 4.8832 | 4.8832 | 4.8832 | 4.8832 | 4.8832 | 4.8832 | 4.8832
|  |  |  | PF |  |  |  | 0.9 |  | 0.9 | 0.9 | 0.9 | 0.9 | 0.9 | 0.9 | 0.9 | 0.9 | 0.9 | 0.9 | 0.9 | 0.9 | 0.9 | 0.9 | 0.9 | 0.9 | 0.9 | 0.9 | 0.9 | 0.9 | 0.9 | 0.9 | 0.9 | 0.9 | 0.9
[10 empty] | 1 | 2 | 3 | 4 | 5 | 6 | 7 | 8 | 9 | 10 | 11 | 12 | 13 | 14 | 15 | 16 | 17 | 18 | 19 | 20 | 21 | 22 | 23 | 24 | 25
Transformer Load Detail
[7 empty] | Units | 2013 |  | 2014 | 2015 | 2016 | 2017 | 2018 | 2019 | 2020 | 2021 | 2022 | 2023 | 2024 | 2025 | 2026 | 2027 | 2028 | 2029 | 2030 | 2031 | 2032 | 2033 | 2034 | 2035 | 2036 | 2037 | 2038
| 0 | Compensated |  | Load (LV side) |  |  | Amps
|  |  |  | Apparent Power |  |  | MVA
|  |  |  | Real Power |  |  | MW
|  |  |  | Reactive Power |  |  | MVAr
|  |  |  | Capacitors In Service |  |  | MVAr
PF
| Zone Div: | Uncompensated |  | Reactive Power |  |  | MVAr
PF
| 0 | Compensated |  | Load (LV side) |  |  | Amps
|  |  |  | Apparent Power |  |  | MVA
|  |  |  | Real Power |  |  | MW
|  |  |  | Reactive Power |  |  | MVAr
|  |  |  | Capacitors In Service |  |  | MVAr
PF
| Zone Div: | Uncompensated |  | Reactive Power |  |  | MVAr
PF
| 0 | Compensated |  | Load (LV side) |  |  | Amps
|  |  |  | Apparent Power |  |  | MVA
|  |  |  | Real Power |  |  | MW
|  |  |  | Reactive Power |  |  | MVAr
|  |  |  | Capacitors In Service |  |  | MVAr
PF
| Zone Div: | Uncompensated |  | Reactive Power |  |  | MVAr
PF
| 0 | Compensated |  | Load (LV side) |  |  | Amps
|  |  |  | Apparent Power |  |  | MVA
|  |  |  | Real Power |  |  | MW
|  |  |  | Reactive Power |  |  | MVAr
|  |  |  | Capacitors In Service |  |  | MVAr
PF
| Zone Div: | Uncompensated |  | Reactive Power |  |  | MVAr
PF
| 0 | Compensated |  | Load (LV side) |  |  | Amps
|  |  |  | Apparent Power |  |  | MVA
|  |  |  | Real Power |  |  | MW
|  |  |  | Reactive Power |  |  | MVAr
|  |  |  | Capacitors In Service |  |  | MVAr
PF
| Zone Div: | Uncompensated |  | Reactive Power |  |  | MVAr
PF
| 0 | Compensated |  | Load (LV side) |  |  | Amps
|  |  |  | Apparent Power |  |  | MVA
|  |  |  | Real Power |  |  | MW
|  |  |  | Reactive Power |  |  | MVAr
|  |  |  | Capacitors In Service |  |  | MVAr
PF
| Zone Div: | Uncompensated |  | Reactive Power |  |  | MVAr
PF
| 0 | Compensated |  | Load (LV side) |  |  | Amps
|  |  |  | Apparent Power |  |  | MVA
|  |  |  | Real Power |  |  | MW
|  |  |  | Reactive Power |  |  | MVAr
|  |  |  | Capacitors In Service |  |  | MVAr
PF
| Zone Div: | Uncompensated |  | Reactive Power |  |  | MVAr
PF
| 0 | Compensated |  | Load (LV side) |  |  | Amps
|  |  |  | Apparent Power |  |  | MVA
|  |  |  | Real Power |  |  | MW
|  |  |  | Reactive Power |  |  | MVAr
|  |  |  | Capacitors In Service |  |  | MVAr
PF
| Zone Div: | Uncompensated |  | Reactive Power |  |  | MVAr
PF
| 0 | Compensated |  | Load (LV side) |  |  | Amps
|  |  |  | Apparent Power |  |  | MVA
|  |  |  | Real Power |  |  | MW
|  |  |  | Reactive Power |  |  | MVAr
|  |  |  | Capacitors In Service |  |  | MVAr
PF
| Zone Div: | Uncompensated |  | Reactive Power |  |  | MVAr
PF
| 0 | Compensated |  | Load (LV side) |  |  | Amps
|  |  |  | Apparent Power |  |  | MVA
|  |  |  | Real Power |  |  | MW
|  |  |  | Reactive Power |  |  | MVAr
|  |  |  | Capacitors In Service |  |  | MVAr
PF
| Zone Div: | Uncompensated |  | Reactive Power |  |  | MVAr
PF

## Customer10
| Customer10 | [16 empty] | 2014 | WINTER
| Substation Total Loads | [33 empty] | Spots & Transfers Detail
| Historical Loads | (33kV Amps) | [7 empty] | Weather Corrected Forecast Loads |  |  |  | (33kV Amps) | [20 empty] | Spots & Transfers Summary | (33kV Amps) |  | Historical Spots & Transfers | [6 empty] | Forecast Spots & Transfers
|  | 2007 | 2008 | 2009 | 2010 | 2011 | 2012 | 2013 |  | 2014 | 2015 | 2016 | 2017 | 2018 | 2019 | 2020 | 2021 | 2022 | 2023 | 2024 | 2025 | 2026 | 2027 | 2028 | 2029 | 2030 | 2031 | 2032 | 2033 | 2034 | 2035 | 2036 | 2037 | 2038 |  |  |  | 2007 | 2008 | 2009 | 2010 | 2011 | 2012 | 2013 | 2014 | 2015 | 2016 | 2017 | 2018 | 2019 | 2020 | 2021 | 2022 | 2023 | 2024 | 2025 | 2026 | 2027 | 2028 | 2029 | 2030 | 2031 | 2032 | 2033 | 2034 | 2035 | 2036 | 2037 | 2038
| Total | [5 empty] | 0 | 154 |  | 154 | 154 | 154 | 154 | 154 | 154 | 154 | 154 | 154 | 154 | 154 | 154 | 154 | 154 | 154 | 154 | 154 | 154 | 154 | 154 | 154 | 154 | 154 | 154 | 154 |  |  | Total
Firm Rating
| Total Capacity | [36 empty] | 0 | 0 | 0 | 0 | 0 | 0 | 0 | 0 | 0 | 0 | 0 | 0 | 0 | 0 | 0 | 0 | 0 | 0 | 0 | 0 | 0 | 0 | 0 | 0 | 0 | 0 | 0 | 0 | 0 | 0 | 0 | 0
|  | -7 | -6 | -5 | -4 | -3 | -2 | -1 |  | 0 | 1 | 2 | 3 | 4 | 5 | 6 | 7 | 8 | 9 | 10 | 11 | 12 | 13 | 14 | 15 | 16 | 17 | 18 | 19 | 20 | 21 | 22 | 23 | 24 |  |  |  | 0 | 0 | 0 | 0 | 0 | 0 | 0 | 0 | 0 | 0 | 0 | 0 | 0 | 0 | 0 | 0 | 0 | 0 | 0 | 0 | 0 | 0 | 0 | 0 | 0 | 0 | 0 | 0 | 0 | 0 | 0 | 0
| Transformer Loads | [36 empty] | 0 | 0 | 0 | 0 | 0 | 0 | 0 | 0 | 0 | 0 | 0 | 0 | 0 | 0 | 0 | 0 | 0 | 0 | 0 | 0 | 0 | 0 | 0 | 0 | 0 | 0 | 0 | 0 | 0 | 0 | 0 | 0
| Historical Loads | (33kV Amps) | [7 empty] | Weather Corrected Forecast Loads |  |  |  | (33kV Amps) | [23 empty] | 0 | 0 | 0 | 0 | 0 | 0 | 0 | 0 | 0 | 0 | 0 | 0 | 0 | 0 | 0 | 0 | 0 | 0 | 0 | 0 | 0 | 0 | 0 | 0 | 0 | 0 | 0 | 0 | 0 | 0 | 0 | 0
|  | 2007 | 2008 | 2009 | 2010 | 2011 | 2012 | 2013 |  | 2014 | 2015 | 2016 | 2017 | 2018 | 2019 | 2020 | 2021 | 2022 | 2023 | 2024 | 2025 | 2026 | 2027 | 2028 | 2029 | 2030 | 2031 | 2032 | 2033 | 2034 | 2035 | 2036 | 2037 | 2038 |  |  |  | 0 | 0 | 0 | 0 | 0 | 0 | 0 | 0 | 0 | 0 | 0 | 0 | 0 | 0 | 0 | 0 | 0 | 0 | 0 | 0 | 0 | 0 | 0 | 0 | 0 | 0 | 0 | 0 | 0 | 0 | 0 | 0
| 0 | [36 empty] | 0 | 0 | 0 | 0 | 0 | 0 | 0 | 0 | 0 | 0 | 0 | 0 | 0 | 0 | 0 | 0 | 0 | 0 | 0 | 0 | 0 | 0 | 0 | 0 | 0 | 0 | 0 | 0 | 0 | 0 | 0 | 0
| Diversity Factor: 0 | [36 empty] | 0 | 0 | 0 | 0 | 0 | 0 | 0 | 0 | 0 | 0 | 0 | 0 | 0 | 0 | 0 | 0 | 0 | 0 | 0 | 0 | 0 | 0 | 0 | 0 | 0 | 0 | 0 | 0 | 0 | 0 | 0 | 0
[38 empty] | 0 | 0 | 0 | 0 | 0 | 0 | 0 | 0 | 0 | 0 | 0 | 0 | 0 | 0 | 0 | 0 | 0 | 0 | 0 | 0 | 0 | 0 | 0 | 0 | 0 | 0 | 0 | 0 | 0 | 0 | 0 | 0
[38 empty] | 0 | 0 | 0 | 0 | 0 | 0 | 0 | 0 | 0 | 0 | 0 | 0 | 0 | 0 | 0 | 0 | 0 | 0 | 0 | 0 | 0 | 0 | 0 | 0 | 0 | 0 | 0 | 0 | 0 | 0 | 0 | 0
| 0 | [36 empty] | 0 | 0 | 0 | 0 | 0 | 0 | 0 | 0 | 0 | 0 | 0 | 0 | 0 | 0 | 0 | 0 | 0 | 0 | 0 | 0 | 0 | 0 | 0 | 0 | 0 | 0 | 0 | 0 | 0 | 0 | 0 | 0
Diversity Factor: 0
[38 empty] | Historical Spots & Transfers | [6 empty] | Forecast Spots & Transfers
[35 empty] | Project Name | From | To | 2007 | 2008 | 2009 | 2010 | 2011 | 2012 | 2013 | 2014 | 2015 | 2016 | 2017 | 2018 | 2019 | 2020 | 2021 | 2022 | 2023 | 2024 | 2025 | 2026 | 2027 | 2028 | 2029 | 2030 | 2031 | 2032 | 2033 | 2034 | 2035 | 2036 | 2037 | 2038
0
Diversity Factor: 0
0
Diversity Factor: 0
0
Diversity Factor: 0
0
Diversity Factor: 0
0
Diversity Factor: 0
0
Diversity Factor: 0
0
Diversity Factor: 0
0
Diversity Factor: 0
| Weather Correction and Public Holiday Factors | [8 empty] | Forecast ROG
ROG Justification
| Actual loads for season 2013 have been weather corrected by the following: | [6 empty] | 0% |  | N/A | [59 empty] | N/A
1 | 2 | 3 | 4 | 5 | 6 | 7 | 8 | 9 | 10 | 2014 | 2015 | 2016 | 2017 | 2018 | 2019 | 2020 | 2021 | 2022 | 2023 | 2024 | 2025 | 2026 | 2027 | 2028 | 2029 | 2030 | 2031 | 2032 | 2033 | 2034 | 2035 | 2036 | 2037 | 2038
1 | 1 | 1 | 1 | 1 | 1 | 1 | 1 | 1 | 1 | 0% | 0% | 0% | 0% | 0% | 0% | 0% | 0% | 0% | 0% | 0% | 0% | 0% | 0% | 0% | 0% | 0% | 0% | 0% | 0% | 0% | 0% | 0% | 0% | 0%
Substation Load Detail
[7 empty] | Units | 2013 |  | 2014 | 2015 | 2016 | 2017 | 2018 | 2019 | 2020 | 2021 | 2022 | 2023 | 2024 | 2025 | 2026 | 2027 | 2028 | 2029 | 2030 | 2031 | 2032 | 2033 | 2034 | 2035 | 2036 | 2037 | 2038
1 | Customer10 | Compensated |  | Load (LV side) |  |  | Amps | 154 |  | 154 | 154 | 154 | 154 | 154 | 154 | 154 | 154 | 154 | 154 | 154 | 154 | 154 | 154 | 154 | 154 | 154 | 154 | 154 | 154 | 154 | 154 | 154 | 154 | 154
|  |  |  | Apparent Power |  |  | MVA | 8.8023 |  | 8.8023 | 8.8023 | 8.8023 | 8.8023 | 8.8023 | 8.8023 | 8.8023 | 8.8023 | 8.8023 | 8.8023 | 8.8023 | 8.8023 | 8.8023 | 8.8023 | 8.8023 | 8.8023 | 8.8023 | 8.8023 | 8.8023 | 8.8023 | 8.8023 | 8.8023 | 8.8023 | 8.8023 | 8.8023
|  |  |  | Real Power |  |  | MW | 7.9221 |  | 7.9221 | 7.9221 | 7.9221 | 7.9221 | 7.9221 | 7.9221 | 7.9221 | 7.9221 | 7.9221 | 7.9221 | 7.9221 | 7.9221 | 7.9221 | 7.9221 | 7.9221 | 7.9221 | 7.9221 | 7.9221 | 7.9221 | 7.9221 | 7.9221 | 7.9221 | 7.9221 | 7.9221 | 7.9221
|  |  |  | Reactive Power |  |  | MVAr | 3.8368 |  | 3.8368 | 3.8368 | 3.8368 | 3.8368 | 3.8368 | 3.8368 | 3.8368 | 3.8368 | 3.8368 | 3.8368 | 3.8368 | 3.8368 | 3.8368 | 3.8368 | 3.8368 | 3.8368 | 3.8368 | 3.8368 | 3.8368 | 3.8368 | 3.8368 | 3.8368 | 3.8368 | 3.8368 | 3.8368
|  |  |  | Capacitors In Service |  |  | MVAr | 0 |  | 0 | 0 | 0 | 0 | 0 | 0 | 0 | 0 | 0 | 0 | 0 | 0 | 0 | 0 | 0 | 0 | 0 | 0 | 0 | 0 | 0 | 0 | 0 | 0 | 0
|  |  |  | PF |  |  |  | 0.9 |  | 0.9 | 0.9 | 0.9 | 0.9 | 0.9 | 0.9 | 0.9 | 0.9 | 0.9 | 0.9 | 0.9 | 0.9 | 0.9 | 0.9 | 0.9 | 0.9 | 0.9 | 0.9 | 0.9 | 0.9 | 0.9 | 0.9 | 0.9 | 0.9 | 0.9
| #VALUE! | Uncompensated |  | Reactive Power |  |  | MVAr | 3.8368 |  | 3.8368 | 3.8368 | 3.8368 | 3.8368 | 3.8368 | 3.8368 | 3.8368 | 3.8368 | 3.8368 | 3.8368 | 3.8368 | 3.8368 | 3.8368 | 3.8368 | 3.8368 | 3.8368 | 3.8368 | 3.8368 | 3.8368 | 3.8368 | 3.8368 | 3.8368 | 3.8368 | 3.8368 | 3.8368
|  |  |  | PF |  |  |  | 0.9 |  | 0.9 | 0.9 | 0.9 | 0.9 | 0.9 | 0.9 | 0.9 | 0.9 | 0.9 | 0.9 | 0.9 | 0.9 | 0.9 | 0.9 | 0.9 | 0.9 | 0.9 | 0.9 | 0.9 | 0.9 | 0.9 | 0.9 | 0.9 | 0.9 | 0.9
[10 empty] | 1 | 2 | 3 | 4 | 5 | 6 | 7 | 8 | 9 | 10 | 11 | 12 | 13 | 14 | 15 | 16 | 17 | 18 | 19 | 20 | 21 | 22 | 23 | 24 | 25
Transformer Load Detail
[7 empty] | Units | 2013 |  | 2014 | 2015 | 2016 | 2017 | 2018 | 2019 | 2020 | 2021 | 2022 | 2023 | 2024 | 2025 | 2026 | 2027 | 2028 | 2029 | 2030 | 2031 | 2032 | 2033 | 2034 | 2035 | 2036 | 2037 | 2038
| 0 | Compensated |  | Load (LV side) |  |  | Amps
|  |  |  | Apparent Power |  |  | MVA
|  |  |  | Real Power |  |  | MW
|  |  |  | Reactive Power |  |  | MVAr
|  |  |  | Capacitors In Service |  |  | MVAr
PF
| Zone Div: | Uncompensated |  | Reactive Power |  |  | MVAr
PF
| 0 | Compensated |  | Load (LV side) |  |  | Amps
|  |  |  | Apparent Power |  |  | MVA
|  |  |  | Real Power |  |  | MW
|  |  |  | Reactive Power |  |  | MVAr
|  |  |  | Capacitors In Service |  |  | MVAr
PF
| Zone Div: | Uncompensated |  | Reactive Power |  |  | MVAr
PF
| 0 | Compensated |  | Load (LV side) |  |  | Amps
|  |  |  | Apparent Power |  |  | MVA
|  |  |  | Real Power |  |  | MW
|  |  |  | Reactive Power |  |  | MVAr
|  |  |  | Capacitors In Service |  |  | MVAr
PF
| Zone Div: | Uncompensated |  | Reactive Power |  |  | MVAr
PF
| 0 | Compensated |  | Load (LV side) |  |  | Amps
|  |  |  | Apparent Power |  |  | MVA
|  |  |  | Real Power |  |  | MW
|  |  |  | Reactive Power |  |  | MVAr
|  |  |  | Capacitors In Service |  |  | MVAr
PF
| Zone Div: | Uncompensated |  | Reactive Power |  |  | MVAr
PF
| 0 | Compensated |  | Load (LV side) |  |  | Amps
|  |  |  | Apparent Power |  |  | MVA
|  |  |  | Real Power |  |  | MW
|  |  |  | Reactive Power |  |  | MVAr
|  |  |  | Capacitors In Service |  |  | MVAr
PF
| Zone Div: | Uncompensated |  | Reactive Power |  |  | MVAr
PF
| 0 | Compensated |  | Load (LV side) |  |  | Amps
|  |  |  | Apparent Power |  |  | MVA
|  |  |  | Real Power |  |  | MW
|  |  |  | Reactive Power |  |  | MVAr
|  |  |  | Capacitors In Service |  |  | MVAr
PF
| Zone Div: | Uncompensated |  | Reactive Power |  |  | MVAr
PF
| 0 | Compensated |  | Load (LV side) |  |  | Amps
|  |  |  | Apparent Power |  |  | MVA
|  |  |  | Real Power |  |  | MW
|  |  |  | Reactive Power |  |  | MVAr
|  |  |  | Capacitors In Service |  |  | MVAr
PF
| Zone Div: | Uncompensated |  | Reactive Power |  |  | MVAr
PF
| 0 | Compensated |  | Load (LV side) |  |  | Amps
|  |  |  | Apparent Power |  |  | MVA
|  |  |  | Real Power |  |  | MW
|  |  |  | Reactive Power |  |  | MVAr
|  |  |  | Capacitors In Service |  |  | MVAr
PF
| Zone Div: | Uncompensated |  | Reactive Power |  |  | MVAr
PF
| 0 | Compensated |  | Load (LV side) |  |  | Amps
|  |  |  | Apparent Power |  |  | MVA
|  |  |  | Real Power |  |  | MW
|  |  |  | Reactive Power |  |  | MVAr
|  |  |  | Capacitors In Service |  |  | MVAr
PF
| Zone Div: | Uncompensated |  | Reactive Power |  |  | MVAr
PF
| 0 | Compensated |  | Load (LV side) |  |  | Amps
|  |  |  | Apparent Power |  |  | MVA
|  |  |  | Real Power |  |  | MW
|  |  |  | Reactive Power |  |  | MVAr
|  |  |  | Capacitors In Service |  |  | MVAr
PF
| Zone Div: | Uncompensated |  | Reactive Power |  |  | MVAr
PF

## Customer11
| Customer11 | [16 empty] | 2014 | WINTER
| Substation Total Loads | [33 empty] | Spots & Transfers Detail
| Historical Loads | (33kV Amps) | [7 empty] | Weather Corrected Forecast Loads |  |  |  | (33kV Amps) | [20 empty] | Spots & Transfers Summary | (33kV Amps) |  | Historical Spots & Transfers | [6 empty] | Forecast Spots & Transfers
|  | 2007 | 2008 | 2009 | 2010 | 2011 | 2012 | 2013 |  | 2014 | 2015 | 2016 | 2017 | 2018 | 2019 | 2020 | 2021 | 2022 | 2023 | 2024 | 2025 | 2026 | 2027 | 2028 | 2029 | 2030 | 2031 | 2032 | 2033 | 2034 | 2035 | 2036 | 2037 | 2038 |  |  |  | 2007 | 2008 | 2009 | 2010 | 2011 | 2012 | 2013 | 2014 | 2015 | 2016 | 2017 | 2018 | 2019 | 2020 | 2021 | 2022 | 2023 | 2024 | 2025 | 2026 | 2027 | 2028 | 2029 | 2030 | 2031 | 2032 | 2033 | 2034 | 2035 | 2036 | 2037 | 2038
| Total |  |  |  |  | 262 | 220 | 405 |  | 405 | 405 | 405 | 405 | 405 | 405 | 405 | 405 | 405 | 405 | 405 | 405 | 405 | 405 | 405 | 405 | 405 | 405 | 405 | 405 | 405 | 405 | 405 | 405 | 405 |  |  | Total
Firm Rating
| Total Capacity | [36 empty] | 0 | 0 | 0 | 0 | 0 | 0 | 0 | 0 | 0 | 0 | 0 | 0 | 0 | 0 | 0 | 0 | 0 | 0 | 0 | 0 | 0 | 0 | 0 | 0 | 0 | 0 | 0 | 0 | 0 | 0 | 0 | 0
|  | -7 | -6 | -5 | -4 | -3 | -2 | -1 |  | 0 | 1 | 2 | 3 | 4 | 5 | 6 | 7 | 8 | 9 | 10 | 11 | 12 | 13 | 14 | 15 | 16 | 17 | 18 | 19 | 20 | 21 | 22 | 23 | 24 |  |  |  | 0 | 0 | 0 | 0 | 0 | 0 | 0 | 0 | 0 | 0 | 0 | 0 | 0 | 0 | 0 | 0 | 0 | 0 | 0 | 0 | 0 | 0 | 0 | 0 | 0 | 0 | 0 | 0 | 0 | 0 | 0 | 0
| Transformer Loads | [36 empty] | 0 | 0 | 0 | 0 | 0 | 0 | 0 | 0 | 0 | 0 | 0 | 0 | 0 | 0 | 0 | 0 | 0 | 0 | 0 | 0 | 0 | 0 | 0 | 0 | 0 | 0 | 0 | 0 | 0 | 0 | 0 | 0
| Historical Loads | (33kV Amps) | [7 empty] | Weather Corrected Forecast Loads |  |  |  | (33kV Amps) | [23 empty] | 0 | 0 | 0 | 0 | 0 | 0 | 0 | 0 | 0 | 0 | 0 | 0 | 0 | 0 | 0 | 0 | 0 | 0 | 0 | 0 | 0 | 0 | 0 | 0 | 0 | 0 | 0 | 0 | 0 | 0 | 0 | 0
|  | 2007 | 2008 | 2009 | 2010 | 2011 | 2012 | 2013 |  | 2014 | 2015 | 2016 | 2017 | 2018 | 2019 | 2020 | 2021 | 2022 | 2023 | 2024 | 2025 | 2026 | 2027 | 2028 | 2029 | 2030 | 2031 | 2032 | 2033 | 2034 | 2035 | 2036 | 2037 | 2038 |  |  |  | 0 | 0 | 0 | 0 | 0 | 0 | 0 | 0 | 0 | 0 | 0 | 0 | 0 | 0 | 0 | 0 | 0 | 0 | 0 | 0 | 0 | 0 | 0 | 0 | 0 | 0 | 0 | 0 | 0 | 0 | 0 | 0
| 0 | [36 empty] | 0 | 0 | 0 | 0 | 0 | 0 | 0 | 0 | 0 | 0 | 0 | 0 | 0 | 0 | 0 | 0 | 0 | 0 | 0 | 0 | 0 | 0 | 0 | 0 | 0 | 0 | 0 | 0 | 0 | 0 | 0 | 0
| Diversity Factor: 0 | [36 empty] | 0 | 0 | 0 | 0 | 0 | 0 | 0 | 0 | 0 | 0 | 0 | 0 | 0 | 0 | 0 | 0 | 0 | 0 | 0 | 0 | 0 | 0 | 0 | 0 | 0 | 0 | 0 | 0 | 0 | 0 | 0 | 0
[38 empty] | 0 | 0 | 0 | 0 | 0 | 0 | 0 | 0 | 0 | 0 | 0 | 0 | 0 | 0 | 0 | 0 | 0 | 0 | 0 | 0 | 0 | 0 | 0 | 0 | 0 | 0 | 0 | 0 | 0 | 0 | 0 | 0
[38 empty] | 0 | 0 | 0 | 0 | 0 | 0 | 0 | 0 | 0 | 0 | 0 | 0 | 0 | 0 | 0 | 0 | 0 | 0 | 0 | 0 | 0 | 0 | 0 | 0 | 0 | 0 | 0 | 0 | 0 | 0 | 0 | 0
| 0 | [36 empty] | 0 | 0 | 0 | 0 | 0 | 0 | 0 | 0 | 0 | 0 | 0 | 0 | 0 | 0 | 0 | 0 | 0 | 0 | 0 | 0 | 0 | 0 | 0 | 0 | 0 | 0 | 0 | 0 | 0 | 0 | 0 | 0
Diversity Factor: 0
[38 empty] | Historical Spots & Transfers | [6 empty] | Forecast Spots & Transfers
[35 empty] | Project Name | From | To | 2007 | 2008 | 2009 | 2010 | 2011 | 2012 | 2013 | 2014 | 2015 | 2016 | 2017 | 2018 | 2019 | 2020 | 2021 | 2022 | 2023 | 2024 | 2025 | 2026 | 2027 | 2028 | 2029 | 2030 | 2031 | 2032 | 2033 | 2034 | 2035 | 2036 | 2037 | 2038
0
Diversity Factor: 0
0
Diversity Factor: 0
0
Diversity Factor: 0
0
Diversity Factor: 0
0
Diversity Factor: 0
0
Diversity Factor: 0
0
Diversity Factor: 0
0
Diversity Factor: 0
| Weather Correction and Public Holiday Factors | [8 empty] | Forecast ROG
ROG Justification
| Actual loads for season 2013 have been weather corrected by the following: | [6 empty] | 0% |  | N/A | [59 empty] | N/A
1 | 2 | 3 | 4 | 5 | 6 | 7 | 8 | 9 | 10 | 2014 | 2015 | 2016 | 2017 | 2018 | 2019 | 2020 | 2021 | 2022 | 2023 | 2024 | 2025 | 2026 | 2027 | 2028 | 2029 | 2030 | 2031 | 2032 | 2033 | 2034 | 2035 | 2036 | 2037 | 2038
1 | 1 | 1 | 1 | 1 | 1 | 1 | 1 | 1 | 1 | 0% | 0% | 0% | 0% | 0% | 0% | 0% | 0% | 0% | 0% | 0% | 0% | 0% | 0% | 0% | 0% | 0% | 0% | 0% | 0% | 0% | 0% | 0% | 0% | 0%
Substation Load Detail
[7 empty] | Units | 2013 |  | 2014 | 2015 | 2016 | 2017 | 2018 | 2019 | 2020 | 2021 | 2022 | 2023 | 2024 | 2025 | 2026 | 2027 | 2028 | 2029 | 2030 | 2031 | 2032 | 2033 | 2034 | 2035 | 2036 | 2037 | 2038
1 | Customer11 | Compensated |  | Load (LV side) |  |  | Amps | 405 |  | 405 | 405 | 405 | 405 | 405 | 405 | 405 | 405 | 405 | 405 | 405 | 405 | 405 | 405 | 405 | 405 | 405 | 405 | 405 | 405 | 405 | 405 | 405 | 405 | 405
|  |  |  | Apparent Power |  |  | MVA | 23.1489 |  | 23.1488 | 23.1488 | 23.1488 | 23.1488 | 23.1488 | 23.1488 | 23.1488 | 23.1488 | 23.1488 | 23.1488 | 23.1488 | 23.1488 | 23.1488 | 23.1488 | 23.1488 | 23.1488 | 23.1488 | 23.1488 | 23.1488 | 23.1488 | 23.1488 | 23.1488 | 23.1488 | 23.1488 | 23.1488
|  |  |  | Real Power |  |  | MW | 20.834 |  | 20.834 | 20.834 | 20.834 | 20.834 | 20.834 | 20.834 | 20.834 | 20.834 | 20.834 | 20.834 | 20.834 | 20.834 | 20.834 | 20.834 | 20.834 | 20.834 | 20.834 | 20.834 | 20.834 | 20.834 | 20.834 | 20.834 | 20.834 | 20.834 | 20.834
|  |  |  | Reactive Power |  |  | MVAr | 10.0904 |  | 10.0904 | 10.0904 | 10.0904 | 10.0904 | 10.0904 | 10.0904 | 10.0904 | 10.0904 | 10.0904 | 10.0904 | 10.0904 | 10.0904 | 10.0904 | 10.0904 | 10.0904 | 10.0904 | 10.0904 | 10.0904 | 10.0904 | 10.0904 | 10.0904 | 10.0904 | 10.0904 | 10.0904 | 10.0904
|  |  |  | Capacitors In Service |  |  | MVAr | 0 |  | 0 | 0 | 0 | 0 | 0 | 0 | 0 | 0 | 0 | 0 | 0 | 0 | 0 | 0 | 0 | 0 | 0 | 0 | 0 | 0 | 0 | 0 | 0 | 0 | 0
|  |  |  | PF |  |  |  | 0.9 |  | 0.9 | 0.9 | 0.9 | 0.9 | 0.9 | 0.9 | 0.9 | 0.9 | 0.9 | 0.9 | 0.9 | 0.9 | 0.9 | 0.9 | 0.9 | 0.9 | 0.9 | 0.9 | 0.9 | 0.9 | 0.9 | 0.9 | 0.9 | 0.9 | 0.9
0.7142 | Diversity Factor: 0.71 | Uncompensated |  | Reactive Power |  |  | MVAr | 10.0904 |  | 10.0904 | 10.0904 | 10.0904 | 10.0904 | 10.0904 | 10.0904 | 10.0904 | 10.0904 | 10.0904 | 10.0904 | 10.0904 | 10.0904 | 10.0904 | 10.0904 | 10.0904 | 10.0904 | 10.0904 | 10.0904 | 10.0904 | 10.0904 | 10.0904 | 10.0904 | 10.0904 | 10.0904 | 10.0904
|  |  |  | PF |  |  |  | 0.9 |  | 0.9 | 0.9 | 0.9 | 0.9 | 0.9 | 0.9 | 0.9 | 0.9 | 0.9 | 0.9 | 0.9 | 0.9 | 0.9 | 0.9 | 0.9 | 0.9 | 0.9 | 0.9 | 0.9 | 0.9 | 0.9 | 0.9 | 0.9 | 0.9 | 0.9
[10 empty] | 1 | 2 | 3 | 4 | 5 | 6 | 7 | 8 | 9 | 10 | 11 | 12 | 13 | 14 | 15 | 16 | 17 | 18 | 19 | 20 | 21 | 22 | 23 | 24 | 25
Transformer Load Detail
[7 empty] | Units | 2013 |  | 2014 | 2015 | 2016 | 2017 | 2018 | 2019 | 2020 | 2021 | 2022 | 2023 | 2024 | 2025 | 2026 | 2027 | 2028 | 2029 | 2030 | 2031 | 2032 | 2033 | 2034 | 2035 | 2036 | 2037 | 2038
| 0 | Compensated |  | Load (LV side) |  |  | Amps
|  |  |  | Apparent Power |  |  | MVA
|  |  |  | Real Power |  |  | MW
|  |  |  | Reactive Power |  |  | MVAr
|  |  |  | Capacitors In Service |  |  | MVAr
PF
| Zone Div: | Uncompensated |  | Reactive Power |  |  | MVAr
PF
| 0 | Compensated |  | Load (LV side) |  |  | Amps
|  |  |  | Apparent Power |  |  | MVA
|  |  |  | Real Power |  |  | MW
|  |  |  | Reactive Power |  |  | MVAr
|  |  |  | Capacitors In Service |  |  | MVAr
PF
| Zone Div: | Uncompensated |  | Reactive Power |  |  | MVAr
PF
| 0 | Compensated |  | Load (LV side) |  |  | Amps
|  |  |  | Apparent Power |  |  | MVA
|  |  |  | Real Power |  |  | MW
|  |  |  | Reactive Power |  |  | MVAr
|  |  |  | Capacitors In Service |  |  | MVAr
PF
| Zone Div: | Uncompensated |  | Reactive Power |  |  | MVAr
PF
| 0 | Compensated |  | Load (LV side) |  |  | Amps
|  |  |  | Apparent Power |  |  | MVA
|  |  |  | Real Power |  |  | MW
|  |  |  | Reactive Power |  |  | MVAr
|  |  |  | Capacitors In Service |  |  | MVAr
PF
| Zone Div: | Uncompensated |  | Reactive Power |  |  | MVAr
PF
| 0 | Compensated |  | Load (LV side) |  |  | Amps
|  |  |  | Apparent Power |  |  | MVA
|  |  |  | Real Power |  |  | MW
|  |  |  | Reactive Power |  |  | MVAr
|  |  |  | Capacitors In Service |  |  | MVAr
PF
| Zone Div: | Uncompensated |  | Reactive Power |  |  | MVAr
PF
| 0 | Compensated |  | Load (LV side) |  |  | Amps
|  |  |  | Apparent Power |  |  | MVA
|  |  |  | Real Power |  |  | MW
|  |  |  | Reactive Power |  |  | MVAr
|  |  |  | Capacitors In Service |  |  | MVAr
PF
| Zone Div: | Uncompensated |  | Reactive Power |  |  | MVAr
PF
| 0 | Compensated |  | Load (LV side) |  |  | Amps
|  |  |  | Apparent Power |  |  | MVA
|  |  |  | Real Power |  |  | MW
|  |  |  | Reactive Power |  |  | MVAr
|  |  |  | Capacitors In Service |  |  | MVAr
PF
| Zone Div: | Uncompensated |  | Reactive Power |  |  | MVAr
PF
| 0 | Compensated |  | Load (LV side) |  |  | Amps
|  |  |  | Apparent Power |  |  | MVA
|  |  |  | Real Power |  |  | MW
|  |  |  | Reactive Power |  |  | MVAr
|  |  |  | Capacitors In Service |  |  | MVAr
PF
| Zone Div: | Uncompensated |  | Reactive Power |  |  | MVAr
PF
| 0 | Compensated |  | Load (LV side) |  |  | Amps
|  |  |  | Apparent Power |  |  | MVA
|  |  |  | Real Power |  |  | MW
|  |  |  | Reactive Power |  |  | MVAr
|  |  |  | Capacitors In Service |  |  | MVAr
PF
| Zone Div: | Uncompensated |  | Reactive Power |  |  | MVAr
PF
| 0 | Compensated |  | Load (LV side) |  |  | Amps
|  |  |  | Apparent Power |  |  | MVA
|  |  |  | Real Power |  |  | MW
|  |  |  | Reactive Power |  |  | MVAr
|  |  |  | Capacitors In Service |  |  | MVAr
PF
| Zone Div: | Uncompensated |  | Reactive Power |  |  | MVAr
PF

## Customer12
| Customer12 | [16 empty] | 2014 | WINTER
| Substation Total Loads | [33 empty] | Spots & Transfers Detail
| Historical Loads | (33kV Amps) | [7 empty] | Weather Corrected Forecast Loads |  |  |  | (33kV Amps) | [20 empty] | Spots & Transfers Summary | (33kV Amps) |  | Historical Spots & Transfers | [6 empty] | Forecast Spots & Transfers
|  | 2007 | 2008 | 2009 | 2010 | 2011 | 2012 | 2013 |  | 2014 | 2015 | 2016 | 2017 | 2018 | 2019 | 2020 | 2021 | 2022 | 2023 | 2024 | 2025 | 2026 | 2027 | 2028 | 2029 | 2030 | 2031 | 2032 | 2033 | 2034 | 2035 | 2036 | 2037 | 2038 |  |  |  | 2007 | 2008 | 2009 | 2010 | 2011 | 2012 | 2013 | 2014 | 2015 | 2016 | 2017 | 2018 | 2019 | 2020 | 2021 | 2022 | 2023 | 2024 | 2025 | 2026 | 2027 | 2028 | 2029 | 2030 | 2031 | 2032 | 2033 | 2034 | 2035 | 2036 | 2037 | 2038
| Total |  |  |  |  | 174 | 176 | 192 |  | 192 | 192 | 192 | 192 | 192 | 192 | 192 | 192 | 192 | 192 | 192 | 192 | 192 | 192 | 192 | 192 | 192 | 192 | 192 | 192 | 192 | 192 | 192 | 192 | 192 |  |  | Total
Firm Rating
| Total Capacity | [36 empty] | 0 | 0 | 0 | 0 | 0 | 0 | 0 | 0 | 0 | 0 | 0 | 0 | 0 | 0 | 0 | 0 | 0 | 0 | 0 | 0 | 0 | 0 | 0 | 0 | 0 | 0 | 0 | 0 | 0 | 0 | 0 | 0
|  | -7 | -6 | -5 | -4 | -3 | -2 | -1 |  | 0 | 1 | 2 | 3 | 4 | 5 | 6 | 7 | 8 | 9 | 10 | 11 | 12 | 13 | 14 | 15 | 16 | 17 | 18 | 19 | 20 | 21 | 22 | 23 | 24 |  |  |  | 0 | 0 | 0 | 0 | 0 | 0 | 0 | 0 | 0 | 0 | 0 | 0 | 0 | 0 | 0 | 0 | 0 | 0 | 0 | 0 | 0 | 0 | 0 | 0 | 0 | 0 | 0 | 0 | 0 | 0 | 0 | 0
| Transformer Loads | [36 empty] | 0 | 0 | 0 | 0 | 0 | 0 | 0 | 0 | 0 | 0 | 0 | 0 | 0 | 0 | 0 | 0 | 0 | 0 | 0 | 0 | 0 | 0 | 0 | 0 | 0 | 0 | 0 | 0 | 0 | 0 | 0 | 0
| Historical Loads | (33kV Amps) | [7 empty] | Weather Corrected Forecast Loads |  |  |  | (33kV Amps) | [23 empty] | 0 | 0 | 0 | 0 | 0 | 0 | 0 | 0 | 0 | 0 | 0 | 0 | 0 | 0 | 0 | 0 | 0 | 0 | 0 | 0 | 0 | 0 | 0 | 0 | 0 | 0 | 0 | 0 | 0 | 0 | 0 | 0
|  | 2007 | 2008 | 2009 | 2010 | 2011 | 2012 | 2013 |  | 2014 | 2015 | 2016 | 2017 | 2018 | 2019 | 2020 | 2021 | 2022 | 2023 | 2024 | 2025 | 2026 | 2027 | 2028 | 2029 | 2030 | 2031 | 2032 | 2033 | 2034 | 2035 | 2036 | 2037 | 2038 |  |  |  | 0 | 0 | 0 | 0 | 0 | 0 | 0 | 0 | 0 | 0 | 0 | 0 | 0 | 0 | 0 | 0 | 0 | 0 | 0 | 0 | 0 | 0 | 0 | 0 | 0 | 0 | 0 | 0 | 0 | 0 | 0 | 0
| 0 | [36 empty] | 0 | 0 | 0 | 0 | 0 | 0 | 0 | 0 | 0 | 0 | 0 | 0 | 0 | 0 | 0 | 0 | 0 | 0 | 0 | 0 | 0 | 0 | 0 | 0 | 0 | 0 | 0 | 0 | 0 | 0 | 0 | 0
| Diversity Factor: 0 | [36 empty] | 0 | 0 | 0 | 0 | 0 | 0 | 0 | 0 | 0 | 0 | 0 | 0 | 0 | 0 | 0 | 0 | 0 | 0 | 0 | 0 | 0 | 0 | 0 | 0 | 0 | 0 | 0 | 0 | 0 | 0 | 0 | 0
[38 empty] | 0 | 0 | 0 | 0 | 0 | 0 | 0 | 0 | 0 | 0 | 0 | 0 | 0 | 0 | 0 | 0 | 0 | 0 | 0 | 0 | 0 | 0 | 0 | 0 | 0 | 0 | 0 | 0 | 0 | 0 | 0 | 0
[38 empty] | 0 | 0 | 0 | 0 | 0 | 0 | 0 | 0 | 0 | 0 | 0 | 0 | 0 | 0 | 0 | 0 | 0 | 0 | 0 | 0 | 0 | 0 | 0 | 0 | 0 | 0 | 0 | 0 | 0 | 0 | 0 | 0
| 0 | [36 empty] | 0 | 0 | 0 | 0 | 0 | 0 | 0 | 0 | 0 | 0 | 0 | 0 | 0 | 0 | 0 | 0 | 0 | 0 | 0 | 0 | 0 | 0 | 0 | 0 | 0 | 0 | 0 | 0 | 0 | 0 | 0 | 0
Diversity Factor: 0
[38 empty] | Historical Spots & Transfers | [6 empty] | Forecast Spots & Transfers
[35 empty] | Project Name | From | To | 2007 | 2008 | 2009 | 2010 | 2011 | 2012 | 2013 | 2014 | 2015 | 2016 | 2017 | 2018 | 2019 | 2020 | 2021 | 2022 | 2023 | 2024 | 2025 | 2026 | 2027 | 2028 | 2029 | 2030 | 2031 | 2032 | 2033 | 2034 | 2035 | 2036 | 2037 | 2038
0
Diversity Factor: 0
0
Diversity Factor: 0
0
Diversity Factor: 0
0
Diversity Factor: 0
0
Diversity Factor: 0
0
Diversity Factor: 0
0
Diversity Factor: 0
0
Diversity Factor: 0
| Weather Correction and Public Holiday Factors | [8 empty] | Forecast ROG
ROG Justification
| Actual loads for season 2013 have been weather corrected by the following: | [6 empty] | 0% |  | N/A | [59 empty] | N/A
1 | 2 | 3 | 4 | 5 | 6 | 7 | 8 | 9 | 10 | 2014 | 2015 | 2016 | 2017 | 2018 | 2019 | 2020 | 2021 | 2022 | 2023 | 2024 | 2025 | 2026 | 2027 | 2028 | 2029 | 2030 | 2031 | 2032 | 2033 | 2034 | 2035 | 2036 | 2037 | 2038
1 | 1 | 1 | 1 | 1 | 1 | 1 | 1 | 1 | 1 | 0% | 0% | 0% | 0% | 0% | 0% | 0% | 0% | 0% | 0% | 0% | 0% | 0% | 0% | 0% | 0% | 0% | 0% | 0% | 0% | 0% | 0% | 0% | 0% | 0%
Substation Load Detail
[7 empty] | Units | 2013 |  | 2014 | 2015 | 2016 | 2017 | 2018 | 2019 | 2020 | 2021 | 2022 | 2023 | 2024 | 2025 | 2026 | 2027 | 2028 | 2029 | 2030 | 2031 | 2032 | 2033 | 2034 | 2035 | 2036 | 2037 | 2038
1 | Customer12 | Compensated |  | Load (LV side) |  |  | Amps | 192 |  | 192 | 192 | 192 | 192 | 192 | 192 | 192 | 192 | 192 | 192 | 192 | 192 | 192 | 192 | 192 | 192 | 192 | 192 | 192 | 192 | 192 | 192 | 192 | 192 | 192
|  |  |  | Apparent Power |  |  | MVA | 10.9743 |  | 10.9743 | 10.9743 | 10.9743 | 10.9743 | 10.9743 | 10.9743 | 10.9743 | 10.9743 | 10.9743 | 10.9743 | 10.9743 | 10.9743 | 10.9743 | 10.9743 | 10.9743 | 10.9743 | 10.9743 | 10.9743 | 10.9743 | 10.9743 | 10.9743 | 10.9743 | 10.9743 | 10.9743 | 10.9743
|  |  |  | Real Power |  |  | MW | 9.8768 |  | 9.8768 | 9.8768 | 9.8768 | 9.8768 | 9.8768 | 9.8768 | 9.8768 | 9.8768 | 9.8768 | 9.8768 | 9.8768 | 9.8768 | 9.8768 | 9.8768 | 9.8768 | 9.8768 | 9.8768 | 9.8768 | 9.8768 | 9.8768 | 9.8768 | 9.8768 | 9.8768 | 9.8768 | 9.8768
|  |  |  | Reactive Power |  |  | MVAr | 4.7836 |  | 4.7836 | 4.7836 | 4.7836 | 4.7836 | 4.7836 | 4.7836 | 4.7836 | 4.7836 | 4.7836 | 4.7836 | 4.7836 | 4.7836 | 4.7836 | 4.7836 | 4.7836 | 4.7836 | 4.7836 | 4.7836 | 4.7836 | 4.7836 | 4.7836 | 4.7836 | 4.7836 | 4.7836 | 4.7836
|  |  |  | Capacitors In Service |  |  | MVAr | 0 |  | 0 | 0 | 0 | 0 | 0 | 0 | 0 | 0 | 0 | 0 | 0 | 0 | 0 | 0 | 0 | 0 | 0 | 0 | 0 | 0 | 0 | 0 | 0 | 0 | 0
|  |  |  | PF |  |  |  | 0.9 |  | 0.9 | 0.9 | 0.9 | 0.9 | 0.9 | 0.9 | 0.9 | 0.9 | 0.9 | 0.9 | 0.9 | 0.9 | 0.9 | 0.9 | 0.9 | 0.9 | 0.9 | 0.9 | 0.9 | 0.9 | 0.9 | 0.9 | 0.9 | 0.9 | 0.9
0.71589 | Diversity Factor: 0.72 | Uncompensated |  | Reactive Power |  |  | MVAr | 4.7836 |  | 4.7836 | 4.7836 | 4.7836 | 4.7836 | 4.7836 | 4.7836 | 4.7836 | 4.7836 | 4.7836 | 4.7836 | 4.7836 | 4.7836 | 4.7836 | 4.7836 | 4.7836 | 4.7836 | 4.7836 | 4.7836 | 4.7836 | 4.7836 | 4.7836 | 4.7836 | 4.7836 | 4.7836 | 4.7836
|  |  |  | PF |  |  |  | 0.9 |  | 0.9 | 0.9 | 0.9 | 0.9 | 0.9 | 0.9 | 0.9 | 0.9 | 0.9 | 0.9 | 0.9 | 0.9 | 0.9 | 0.9 | 0.9 | 0.9 | 0.9 | 0.9 | 0.9 | 0.9 | 0.9 | 0.9 | 0.9 | 0.9 | 0.9
[10 empty] | 1 | 2 | 3 | 4 | 5 | 6 | 7 | 8 | 9 | 10 | 11 | 12 | 13 | 14 | 15 | 16 | 17 | 18 | 19 | 20 | 21 | 22 | 23 | 24 | 25
Transformer Load Detail
[7 empty] | Units | 2013 |  | 2014 | 2015 | 2016 | 2017 | 2018 | 2019 | 2020 | 2021 | 2022 | 2023 | 2024 | 2025 | 2026 | 2027 | 2028 | 2029 | 2030 | 2031 | 2032 | 2033 | 2034 | 2035 | 2036 | 2037 | 2038
| 0 | Compensated |  | Load (LV side) |  |  | Amps
|  |  |  | Apparent Power |  |  | MVA
|  |  |  | Real Power |  |  | MW
|  |  |  | Reactive Power |  |  | MVAr
|  |  |  | Capacitors In Service |  |  | MVAr
PF
| Zone Div: | Uncompensated |  | Reactive Power |  |  | MVAr
PF
| 0 | Compensated |  | Load (LV side) |  |  | Amps
|  |  |  | Apparent Power |  |  | MVA
|  |  |  | Real Power |  |  | MW
|  |  |  | Reactive Power |  |  | MVAr
|  |  |  | Capacitors In Service |  |  | MVAr
PF
| Zone Div: | Uncompensated |  | Reactive Power |  |  | MVAr
PF
| 0 | Compensated |  | Load (LV side) |  |  | Amps
|  |  |  | Apparent Power |  |  | MVA
|  |  |  | Real Power |  |  | MW
|  |  |  | Reactive Power |  |  | MVAr
|  |  |  | Capacitors In Service |  |  | MVAr
PF
| Zone Div: | Uncompensated |  | Reactive Power |  |  | MVAr
PF
| 0 | Compensated |  | Load (LV side) |  |  | Amps
|  |  |  | Apparent Power |  |  | MVA
|  |  |  | Real Power |  |  | MW
|  |  |  | Reactive Power |  |  | MVAr
|  |  |  | Capacitors In Service |  |  | MVAr
PF
| Zone Div: | Uncompensated |  | Reactive Power |  |  | MVAr
PF
| 0 | Compensated |  | Load (LV side) |  |  | Amps
|  |  |  | Apparent Power |  |  | MVA
|  |  |  | Real Power |  |  | MW
|  |  |  | Reactive Power |  |  | MVAr
|  |  |  | Capacitors In Service |  |  | MVAr
PF
| Zone Div: | Uncompensated |  | Reactive Power |  |  | MVAr
PF
| 0 | Compensated |  | Load (LV side) |  |  | Amps
|  |  |  | Apparent Power |  |  | MVA
|  |  |  | Real Power |  |  | MW
|  |  |  | Reactive Power |  |  | MVAr
|  |  |  | Capacitors In Service |  |  | MVAr
PF
| Zone Div: | Uncompensated |  | Reactive Power |  |  | MVAr
PF
| 0 | Compensated |  | Load (LV side) |  |  | Amps
|  |  |  | Apparent Power |  |  | MVA
|  |  |  | Real Power |  |  | MW
|  |  |  | Reactive Power |  |  | MVAr
|  |  |  | Capacitors In Service |  |  | MVAr
PF
| Zone Div: | Uncompensated |  | Reactive Power |  |  | MVAr
PF
| 0 | Compensated |  | Load (LV side) |  |  | Amps
|  |  |  | Apparent Power |  |  | MVA
|  |  |  | Real Power |  |  | MW
|  |  |  | Reactive Power |  |  | MVAr
|  |  |  | Capacitors In Service |  |  | MVAr
PF
| Zone Div: | Uncompensated |  | Reactive Power |  |  | MVAr
PF
| 0 | Compensated |  | Load (LV side) |  |  | Amps
|  |  |  | Apparent Power |  |  | MVA
|  |  |  | Real Power |  |  | MW
|  |  |  | Reactive Power |  |  | MVAr
|  |  |  | Capacitors In Service |  |  | MVAr
PF
| Zone Div: | Uncompensated |  | Reactive Power |  |  | MVAr
PF
| 0 | Compensated |  | Load (LV side) |  |  | Amps
|  |  |  | Apparent Power |  |  | MVA
|  |  |  | Real Power |  |  | MW
|  |  |  | Reactive Power |  |  | MVAr
|  |  |  | Capacitors In Service |  |  | MVAr
PF
| Zone Div: | Uncompensated |  | Reactive Power |  |  | MVAr
PF