## Inclusions and Exclusions
Sydney Forecast Inclusions and Exclusions
Date Printed |  | 08JUL14:11:21:24
| Description | Value
Season |  | Summer | Summer
Either Summer or Winter
Year |  | 2015 | 2015
Year that the forecast starts
POE |  | 50% | 0.5
10%, 50%, 90%
Spots and Transfers |  | Y | Y
Are Spots and Transfers Included?
BBDM Spots |  | Y | Y
Is BBDM included?
Spots Coefficient |  | 55% | 0.55
Scaling factor applied to spot loads in the future
Aligned ROGs |  | Capped | Capped
Have ROGs been aligned to econometric forecast?
Committed Projects |  | Y | Y
Are Committed Projects Included?
Major Customers Scaling Factor |  | 100% | 1
Scaling factor applied to major customer connections in the future
Future Transfers |  | Y | Y
Are future transfers included?
Future Spots |  | 4 | 4
Future spots are cleared from the following forecast year

## Customer49
| Customer49 | [16 empty] | 2015 | SUMMER
| Substation Total Loads | [33 empty] | Spots & Transfers Detail
| Historical Loads | MVA | [7 empty] | Weather Corrected Forecast Loads |  |  |  | MVA | [20 empty] | Spots & Transfers Summary | MVA |  | Historical Spots & Transfers | [6 empty] | Forecast Spots & Transfers
|  | 07/08 | 08/09 | 09/10 | 10/11 | 11/12 | 12/13 | 13/14 |  | 14/15 | 15/16 | 16/17 | 17/18 | 18/19 | 19/20 | 20/21 | 21/22 | 22/23 | 23/24 | 24/25 | 25/26 | 26/27 | 27/28 | 28/29 | 29/30 | 30/31 | 31/32 | 32/33 | 33/34 | 34/35 | 35/36 | 36/37 | 37/38 | 38/39 |  |  |  | 07/08 | 08/09 | 09/10 | 10/11 | 11/12 | 12/13 | 13/14 | 14/15 | 15/16 | 16/17 | 17/18 | 18/19 | 19/20 | 20/21 | 21/22 | 22/23 | 23/24 | 24/25 | 25/26 | 26/27 | 27/28 | 28/29 | 29/30 | 30/31 | 31/32 | 32/33 | 33/34 | 34/35 | 35/36 | 36/37 | 37/38 | 38/39
| Total | [8 empty] | 7 | 7 | 7 | 7 | 7 | 7 | 7 | 7 | 7 | 7 | 7 | 7 | 7 | 7 | 7 | 7 | 7 | 7 | 7 | 7 | 7 | 7 | 7 | 7 | 7 |  |  | Total | Forecast Spots & Transfers 14/15: 7
Firm Rating
| Total Capacity | [36 empty] | 0 | 0 | 0 | 0 | 0 | 0 | 0 | 0 | 0 | 0 | 0 | 0 | 0 | 0 | 0 | 0 | 0 | 0 | 0 | 0 | 0 | 0 | 0 | 0 | 0 | 0 | 0 | 0 | 0 | 0 | 0 | 0
|  | -7 | -6 | -5 | -4 | -3 | -2 | -1 |  | 0 | 1 | 2 | 3 | 4 | 5 | 6 | 7 | 8 | 9 | 10 | 11 | 12 | 13 | 14 | 15 | 16 | 17 | 18 | 19 | 20 | 21 | 22 | 23 | 24 |  |  |  | 0 | 0 | 0 | 0 | 0 | 0 | 0 | 0 | 0 | 0 | 0 | 0 | 0 | 0 | 0 | 0 | 0 | 0 | 0 | 0 | 0 | 0 | 0 | 0 | 0 | 0 | 0 | 0 | 0 | 0 | 0 | 0
| Transformer Loads | [36 empty] | 0 | 0 | 0 | 0 | 0 | 0 | 0 | 0 | 0 | 0 | 0 | 0 | 0 | 0 | 0 | 0 | 0 | 0 | 0 | 0 | 0 | 0 | 0 | 0 | 0 | 0 | 0 | 0 | 0 | 0 | 0 | 0
| Historical Loads | MVA | [7 empty] | Weather Corrected Forecast Loads |  |  |  | MVA | [23 empty] | 0 | 0 | 0 | 0 | 0 | 0 | 0 | 0 | 0 | 0 | 0 | 0 | 0 | 0 | 0 | 0 | 0 | 0 | 0 | 0 | 0 | 0 | 0 | 0 | 0 | 0 | 0 | 0 | 0 | 0 | 0 | 0
|  | 07/08 | 08/09 | 09/10 | 10/11 | 11/12 | 12/13 | 13/14 |  | 14/15 | 15/16 | 16/17 | 17/18 | 18/19 | 19/20 | 20/21 | 21/22 | 22/23 | 23/24 | 24/25 | 25/26 | 26/27 | 27/28 | 28/29 | 29/30 | 30/31 | 31/32 | 32/33 | 33/34 | 34/35 | 35/36 | 36/37 | 37/38 | 38/39 |  |  |  | 0 | 0 | 0 | 0 | 0 | 0 | 0 | 0 | 0 | 0 | 0 | 0 | 0 | 0 | 0 | 0 | 0 | 0 | 0 | 0 | 0 | 0 | 0 | 0 | 0 | 0 | 0 | 0 | 0 | 0 | 0 | 0
| 0 | [36 empty] | 0 | 0 | 0 | 0 | 0 | 0 | 0 | 0 | 0 | 0 | 0 | 0 | 0 | 0 | 0 | 0 | 0 | 0 | 0 | 0 | 0 | 0 | 0 | 0 | 0 | 0 | 0 | 0 | 0 | 0 | 0 | 0
| Diversity Factor: 0 | [36 empty] | 0 | 0 | 0 | 0 | 0 | 0 | 0 | 0 | 0 | 0 | 0 | 0 | 0 | 0 | 0 | 0 | 0 | 0 | 0 | 0 | 0 | 0 | 0 | 0 | 0 | 0 | 0 | 0 | 0 | 0 | 0 | 0
[38 empty] | 0 | 0 | 0 | 0 | 0 | 0 | 0 | 0 | 0 | 0 | 0 | 0 | 0 | 0 | 0 | 0 | 0 | 0 | 0 | 0 | 0 | 0 | 0 | 0 | 0 | 0 | 0 | 0 | 0 | 0 | 0 | 0
[38 empty] | 0 | 0 | 0 | 0 | 0 | 0 | 0 | 0 | 0 | 0 | 0 | 0 | 0 | 0 | 0 | 0 | 0 | 0 | 0 | 0 | 0 | 0 | 0 | 0 | 0 | 0 | 0 | 0 | 0 | 0 | 0 | 0
| 0 | [36 empty] | 0 | 0 | 0 | 0 | 0 | 0 | 0 | 0 | 0 | 0 | 0 | 0 | 0 | 0 | 0 | 0 | 0 | 0 | 0 | 0 | 0 | 0 | 0 | 0 | 0 | 0 | 0 | 0 | 0 | 0 | 0 | 0
Diversity Factor: 0
[38 empty] | Historical Spots & Transfers | [6 empty] | Forecast Spots & Transfers
[35 empty] | Project Name | From | To | 07/08 | 08/09 | 09/10 | 10/11 | 11/12 | 12/13 | 13/14 | 14/15 | 15/16 | 16/17 | 17/18 | 18/19 | 19/20 | 20/21 | 21/22 | 22/23 | 23/24 | 24/25 | 25/26 | 26/27 | 27/28 | 28/29 | 29/30 | 30/31 | 31/32 | 32/33 | 33/34 | 34/35 | 35/36 | 36/37 | 37/38 | 38/39
| 0 | [33 empty] | Major Customer Connection |  | AGL Gas Storage Facility Tomago 33kV | Forecast Spots & Transfers 14/15: 7
Diversity Factor: 0
0
Diversity Factor: 0
0
Diversity Factor: 0
0
Diversity Factor: 0
0
Diversity Factor: 0
0
Diversity Factor: 0
0
Diversity Factor: 0
0
Diversity Factor: 0
| Weather Correction and Public Holiday Factors | [8 empty] | Forecast ROG
ROG Justification
| Actual loads for season 13/14 have been weather corrected by the following: | [6 empty] | 0% |  | N/A | [59 empty] | N/A
1 | 2 | 3 | 4 | 5 | 6 | 7 | 8 | 9 | 10 | 14/15 | 15/16 | 16/17 | 17/18 | 18/19 | 19/20 | 20/21 | 21/22 | 22/23 | 23/24 | 24/25 | 25/26 | 26/27 | 27/28 | 28/29 | 29/30 | 30/31 | 31/32 | 32/33 | 33/34 | 34/35 | 35/36 | 36/37 | 37/38 | 38/39
1 | 1 | 1 | 1 | 1 | 1 | 1 | 1 | 1 | 1 | 0% | 0% | 0% | 0% | 0% | 0% | 0% | 0% | 0% | 0% | 0% | 0% | 0% | 0% | 0% | 0% | 0% | 0% | 0% | 0% | 0% | 0% | 0% | 0% | 0%
Substation Load Detail
[7 empty] | Units | 13/14 |  | 14/15 | 15/16 | 16/17 | 17/18 | 18/19 | 19/20 | 20/21 | 21/22 | 22/23 | 23/24 | 24/25 | 25/26 | 26/27 | 27/28 | 28/29 | 29/30 | 30/31 | 31/32 | 32/33 | 33/34 | 34/35 | 35/36 | 36/37 | 37/38 | 38/39
1 | Customer49 | Compensated |  | Load (LV side) |  |  | Amps | 0 |  | 122 | 122 | 122 | 122 | 122 | 122 | 122 | 122 | 122 | 122 | 122 | 122 | 122 | 122 | 122 | 122 | 122 | 122 | 122 | 122 | 122 | 122 | 122 | 122 | 122
|  |  |  | Apparent Power |  |  | MVA | 0 |  | 7 | 7 | 7 | 7 | 7 | 7 | 7 | 7 | 7 | 7 | 7 | 7 | 7 | 7 | 7 | 7 | 7 | 7 | 7 | 7 | 7 | 7 | 7 | 7 | 7
|  |  |  | Real Power |  |  | MW | 0 |  | 6.3 | 6.3 | 6.3 | 6.3 | 6.3 | 6.3 | 6.3 | 6.3 | 6.3 | 6.3 | 6.3 | 6.3 | 6.3 | 6.3 | 6.3 | 6.3 | 6.3 | 6.3 | 6.3 | 6.3 | 6.3 | 6.3 | 6.3 | 6.3 | 6.3
|  |  |  | Reactive Power |  |  | MVAr | 0 |  | 3.0512 | 3.0512 | 3.0512 | 3.0512 | 3.0512 | 3.0512 | 3.0512 | 3.0512 | 3.0512 | 3.0512 | 3.0512 | 3.0512 | 3.0512 | 3.0512 | 3.0512 | 3.0512 | 3.0512 | 3.0512 | 3.0512 | 3.0512 | 3.0512 | 3.0512 | 3.0512 | 3.0512 | 3.0512
|  |  |  | Capacitors In Service |  |  | MVAr | 0 |  | 0 | 0 | 0 | 0 | 0 | 0 | 0 | 0 | 0 | 0 | 0 | 0 | 0 | 0 | 0 | 0 | 0 | 0 | 0 | 0 | 0 | 0 | 0 | 0 | 0
|  |  |  | PF |  |  |  | 0 |  | 0.9 | 0.9 | 0.9 | 0.9 | 0.9 | 0.9 | 0.9 | 0.9 | 0.9 | 0.9 | 0.9 | 0.9 | 0.9 | 0.9 | 0.9 | 0.9 | 0.9 | 0.9 | 0.9 | 0.9 | 0.9 | 0.9 | 0.9 | 0.9 | 0.9
| #VALUE! | Uncompensated |  | Reactive Power |  |  | MVAr | 0 |  | 3.0512 | 3.0512 | 3.0512 | 3.0512 | 3.0512 | 3.0512 | 3.0512 | 3.0512 | 3.0512 | 3.0512 | 3.0512 | 3.0512 | 3.0512 | 3.0512 | 3.0512 | 3.0512 | 3.0512 | 3.0512 | 3.0512 | 3.0512 | 3.0512 | 3.0512 | 3.0512 | 3.0512 | 3.0512
|  |  |  | PF |  |  |  | 0 |  | 0.9 | 0.9 | 0.9 | 0.9 | 0.9 | 0.9 | 0.9 | 0.9 | 0.9 | 0.9 | 0.9 | 0.9 | 0.9 | 0.9 | 0.9 | 0.9 | 0.9 | 0.9 | 0.9 | 0.9 | 0.9 | 0.9 | 0.9 | 0.9 | 0.9
[10 empty] | 1 | 2 | 3 | 4 | 5 | 6 | 7 | 8 | 9 | 10 | 11 | 12 | 13 | 14 | 15 | 16 | 17 | 18 | 19 | 20 | 21 | 22 | 23 | 24 | 25
Transformer Load Detail
[7 empty] | Units | 13/14 |  | 14/15 | 15/16 | 16/17 | 17/18 | 18/19 | 19/20 | 20/21 | 21/22 | 22/23 | 23/24 | 24/25 | 25/26 | 26/27 | 27/28 | 28/29 | 29/30 | 30/31 | 31/32 | 32/33 | 33/34 | 34/35 | 35/36 | 36/37 | 37/38 | 38/39
| 0 | Compensated |  | Load (LV side) |  |  | Amps
|  |  |  | Apparent Power |  |  | MVA
|  |  |  | Real Power |  |  | MW
|  |  |  | Reactive Power |  |  | MVAr
|  |  |  | Capacitors In Service |  |  | MVAr
PF
| Zone Div: | Uncompensated |  | Reactive Power |  |  | MVAr
PF
| 0 | Compensated |  | Load (LV side) |  |  | Amps
|  |  |  | Apparent Power |  |  | MVA
|  |  |  | Real Power |  |  | MW
|  |  |  | Reactive Power |  |  | MVAr
|  |  |  | Capacitors In Service |  |  | MVAr
PF
| Zone Div: | Uncompensated |  | Reactive Power |  |  | MVAr
PF
| 0 | Compensated |  | Load (LV side) |  |  | Amps
|  |  |  | Apparent Power |  |  | MVA
|  |  |  | Real Power |  |  | MW
|  |  |  | Reactive Power |  |  | MVAr
|  |  |  | Capacitors In Service |  |  | MVAr
PF
| Zone Div: | Uncompensated |  | Reactive Power |  |  | MVAr
PF
| 0 | Compensated |  | Load (LV side) |  |  | Amps
|  |  |  | Apparent Power |  |  | MVA
|  |  |  | Real Power |  |  | MW
|  |  |  | Reactive Power |  |  | MVAr
|  |  |  | Capacitors In Service |  |  | MVAr
PF
| Zone Div: | Uncompensated |  | Reactive Power |  |  | MVAr
PF
| 0 | Compensated |  | Load (LV side) |  |  | Amps
|  |  |  | Apparent Power |  |  | MVA
|  |  |  | Real Power |  |  | MW
|  |  |  | Reactive Power |  |  | MVAr
|  |  |  | Capacitors In Service |  |  | MVAr
PF
| Zone Div: | Uncompensated |  | Reactive Power |  |  | MVAr
PF
| 0 | Compensated |  | Load (LV side) |  |  | Amps
|  |  |  | Apparent Power |  |  | MVA
|  |  |  | Real Power |  |  | MW
|  |  |  | Reactive Power |  |  | MVAr
|  |  |  | Capacitors In Service |  |  | MVAr
PF
| Zone Div: | Uncompensated |  | Reactive Power |  |  | MVAr
PF
| 0 | Compensated |  | Load (LV side) |  |  | Amps
|  |  |  | Apparent Power |  |  | MVA
|  |  |  | Real Power |  |  | MW
|  |  |  | Reactive Power |  |  | MVAr
|  |  |  | Capacitors In Service |  |  | MVAr
PF
| Zone Div: | Uncompensated |  | Reactive Power |  |  | MVAr
PF
| 0 | Compensated |  | Load (LV side) |  |  | Amps
|  |  |  | Apparent Power |  |  | MVA
|  |  |  | Real Power |  |  | MW
|  |  |  | Reactive Power |  |  | MVAr
|  |  |  | Capacitors In Service |  |  | MVAr
PF
| Zone Div: | Uncompensated |  | Reactive Power |  |  | MVAr
PF
| 0 | Compensated |  | Load (LV side) |  |  | Amps
|  |  |  | Apparent Power |  |  | MVA
|  |  |  | Real Power |  |  | MW
|  |  |  | Reactive Power |  |  | MVAr
|  |  |  | Capacitors In Service |  |  | MVAr
PF
| Zone Div: | Uncompensated |  | Reactive Power |  |  | MVAr
PF
| 0 | Compensated |  | Load (LV side) |  |  | Amps
|  |  |  | Apparent Power |  |  | MVA
|  |  |  | Real Power |  |  | MW
|  |  |  | Reactive Power |  |  | MVAr
|  |  |  | Capacitors In Service |  |  | MVAr
PF
| Zone Div: | Uncompensated |  | Reactive Power |  |  | MVAr
PF

## Customer50
| Customer50 | [16 empty] | 2015 | SUMMER
| Substation Total Loads | [33 empty] | Spots & Transfers Detail
| Historical Loads | MVA | [7 empty] | Weather Corrected Forecast Loads |  |  |  | MVA | [20 empty] | Spots & Transfers Summary | MVA |  | Historical Spots & Transfers | [6 empty] | Forecast Spots & Transfers
|  | 07/08 | 08/09 | 09/10 | 10/11 | 11/12 | 12/13 | 13/14 |  | 14/15 | 15/16 | 16/17 | 17/18 | 18/19 | 19/20 | 20/21 | 21/22 | 22/23 | 23/24 | 24/25 | 25/26 | 26/27 | 27/28 | 28/29 | 29/30 | 30/31 | 31/32 | 32/33 | 33/34 | 34/35 | 35/36 | 36/37 | 37/38 | 38/39 |  |  |  | 07/08 | 08/09 | 09/10 | 10/11 | 11/12 | 12/13 | 13/14 | 14/15 | 15/16 | 16/17 | 17/18 | 18/19 | 19/20 | 20/21 | 21/22 | 22/23 | 23/24 | 24/25 | 25/26 | 26/27 | 27/28 | 28/29 | 29/30 | 30/31 | 31/32 | 32/33 | 33/34 | 34/35 | 35/36 | 36/37 | 37/38 | 38/39
| Total |  |  |  | 3.687 | 3.245 | 4.617 | 4.038 |  | 4.038 | 4.038 | 4.038 | 4.038 | 4.038 | 4.038 | 4.038 | 4.038 | 4.038 | 4.038 | 4.038 | 4.038 | 4.038 | 4.038 | 4.038 | 4.038 | 4.038 | 4.038 | 4.038 | 4.038 | 4.038 | 4.038 | 4.038 | 4.038 | 4.038 |  |  | Total
Firm Rating
| Total Capacity | [36 empty] | 0 | 0 | 0 | 0 | 0 | 0 | 0 | 0 | 0 | 0 | 0 | 0 | 0 | 0 | 0 | 0 | 0 | 0 | 0 | 0 | 0 | 0 | 0 | 0 | 0 | 0 | 0 | 0 | 0 | 0 | 0 | 0
|  | -7 | -6 | -5 | -4 | -3 | -2 | -1 |  | 0 | 1 | 2 | 3 | 4 | 5 | 6 | 7 | 8 | 9 | 10 | 11 | 12 | 13 | 14 | 15 | 16 | 17 | 18 | 19 | 20 | 21 | 22 | 23 | 24 |  |  |  | 0 | 0 | 0 | 0 | 0 | 0 | 0 | 0 | 0 | 0 | 0 | 0 | 0 | 0 | 0 | 0 | 0 | 0 | 0 | 0 | 0 | 0 | 0 | 0 | 0 | 0 | 0 | 0 | 0 | 0 | 0 | 0
| Transformer Loads | [36 empty] | 0 | 0 | 0 | 0 | 0 | 0 | 0 | 0 | 0 | 0 | 0 | 0 | 0 | 0 | 0 | 0 | 0 | 0 | 0 | 0 | 0 | 0 | 0 | 0 | 0 | 0 | 0 | 0 | 0 | 0 | 0 | 0
| Historical Loads | MVA | [7 empty] | Weather Corrected Forecast Loads |  |  |  | MVA | [23 empty] | 0 | 0 | 0 | 0 | 0 | 0 | 0 | 0 | 0 | 0 | 0 | 0 | 0 | 0 | 0 | 0 | 0 | 0 | 0 | 0 | 0 | 0 | 0 | 0 | 0 | 0 | 0 | 0 | 0 | 0 | 0 | 0
|  | 07/08 | 08/09 | 09/10 | 10/11 | 11/12 | 12/13 | 13/14 |  | 14/15 | 15/16 | 16/17 | 17/18 | 18/19 | 19/20 | 20/21 | 21/22 | 22/23 | 23/24 | 24/25 | 25/26 | 26/27 | 27/28 | 28/29 | 29/30 | 30/31 | 31/32 | 32/33 | 33/34 | 34/35 | 35/36 | 36/37 | 37/38 | 38/39 |  |  |  | 0 | 0 | 0 | 0 | 0 | 0 | 0 | 0 | 0 | 0 | 0 | 0 | 0 | 0 | 0 | 0 | 0 | 0 | 0 | 0 | 0 | 0 | 0 | 0 | 0 | 0 | 0 | 0 | 0 | 0 | 0 | 0
| 0 | [36 empty] | 0 | 0 | 0 | 0 | 0 | 0 | 0 | 0 | 0 | 0 | 0 | 0 | 0 | 0 | 0 | 0 | 0 | 0 | 0 | 0 | 0 | 0 | 0 | 0 | 0 | 0 | 0 | 0 | 0 | 0 | 0 | 0
| Diversity Factor: 0 | [36 empty] | 0 | 0 | 0 | 0 | 0 | 0 | 0 | 0 | 0 | 0 | 0 | 0 | 0 | 0 | 0 | 0 | 0 | 0 | 0 | 0 | 0 | 0 | 0 | 0 | 0 | 0 | 0 | 0 | 0 | 0 | 0 | 0
[38 empty] | 0 | 0 | 0 | 0 | 0 | 0 | 0 | 0 | 0 | 0 | 0 | 0 | 0 | 0 | 0 | 0 | 0 | 0 | 0 | 0 | 0 | 0 | 0 | 0 | 0 | 0 | 0 | 0 | 0 | 0 | 0 | 0
[38 empty] | 0 | 0 | 0 | 0 | 0 | 0 | 0 | 0 | 0 | 0 | 0 | 0 | 0 | 0 | 0 | 0 | 0 | 0 | 0 | 0 | 0 | 0 | 0 | 0 | 0 | 0 | 0 | 0 | 0 | 0 | 0 | 0
| 0 | [36 empty] | 0 | 0 | 0 | 0 | 0 | 0 | 0 | 0 | 0 | 0 | 0 | 0 | 0 | 0 | 0 | 0 | 0 | 0 | 0 | 0 | 0 | 0 | 0 | 0 | 0 | 0 | 0 | 0 | 0 | 0 | 0 | 0
Diversity Factor: 0
[38 empty] | Historical Spots & Transfers | [6 empty] | Forecast Spots & Transfers
[35 empty] | Project Name | From | To | 07/08 | 08/09 | 09/10 | 10/11 | 11/12 | 12/13 | 13/14 | 14/15 | 15/16 | 16/17 | 17/18 | 18/19 | 19/20 | 20/21 | 21/22 | 22/23 | 23/24 | 24/25 | 25/26 | 26/27 | 27/28 | 28/29 | 29/30 | 30/31 | 31/32 | 32/33 | 33/34 | 34/35 | 35/36 | 36/37 | 37/38 | 38/39
0
Diversity Factor: 0
0
Diversity Factor: 0
0
Diversity Factor: 0
0
Diversity Factor: 0
0
Diversity Factor: 0
0
Diversity Factor: 0
0
Diversity Factor: 0
0
Diversity Factor: 0
| Weather Correction and Public Holiday Factors | [8 empty] | Forecast ROG
ROG Justification
| Actual loads for season 13/14 have been weather corrected by the following: | [6 empty] | 0% |  | N/A | [59 empty] | N/A
1 | 2 | 3 | 4 | 5 | 6 | 7 | 8 | 9 | 10 | 14/15 | 15/16 | 16/17 | 17/18 | 18/19 | 19/20 | 20/21 | 21/22 | 22/23 | 23/24 | 24/25 | 25/26 | 26/27 | 27/28 | 28/29 | 29/30 | 30/31 | 31/32 | 32/33 | 33/34 | 34/35 | 35/36 | 36/37 | 37/38 | 38/39
1 | 1 | 1 | 1 | 1 | 1 | 1 | 1 | 1 | 1 | 0% | 0% | 0% | 0% | 0% | 0% | 0% | 0% | 0% | 0% | 0% | 0% | 0% | 0% | 0% | 0% | 0% | 0% | 0% | 0% | 0% | 0% | 0% | 0% | 0%
Substation Load Detail
[7 empty] | Units | 13/14 |  | 14/15 | 15/16 | 16/17 | 17/18 | 18/19 | 19/20 | 20/21 | 21/22 | 22/23 | 23/24 | 24/25 | 25/26 | 26/27 | 27/28 | 28/29 | 29/30 | 30/31 | 31/32 | 32/33 | 33/34 | 34/35 | 35/36 | 36/37 | 37/38 | 38/39
1 | Customer50 | Compensated |  | Load (LV side) |  |  | Amps | 71 |  | 71 | 71 | 71 | 71 | 71 | 71 | 71 | 71 | 71 | 71 | 71 | 71 | 71 | 71 | 71 | 71 | 71 | 71 | 71 | 71 | 71 | 71 | 71 | 71 | 71
|  |  |  | Apparent Power |  |  | MVA | 4.038 |  | 4.038 | 4.038 | 4.038 | 4.038 | 4.038 | 4.038 | 4.038 | 4.038 | 4.038 | 4.038 | 4.038 | 4.038 | 4.038 | 4.038 | 4.038 | 4.038 | 4.038 | 4.038 | 4.038 | 4.038 | 4.038 | 4.038 | 4.038 | 4.038 | 4.038
|  |  |  | Real Power |  |  | MW | 3.6342 |  | 3.6342 | 3.6342 | 3.6342 | 3.6342 | 3.6342 | 3.6342 | 3.6342 | 3.6342 | 3.6342 | 3.6342 | 3.6342 | 3.6342 | 3.6342 | 3.6342 | 3.6342 | 3.6342 | 3.6342 | 3.6342 | 3.6342 | 3.6342 | 3.6342 | 3.6342 | 3.6342 | 3.6342 | 3.6342
|  |  |  | Reactive Power |  |  | MVAr | 1.7601 |  | 1.7601 | 1.7601 | 1.7601 | 1.7601 | 1.7601 | 1.7601 | 1.7601 | 1.7601 | 1.7601 | 1.7601 | 1.7601 | 1.7601 | 1.7601 | 1.7601 | 1.7601 | 1.7601 | 1.7601 | 1.7601 | 1.7601 | 1.7601 | 1.7601 | 1.7601 | 1.7601 | 1.7601 | 1.7601
|  |  |  | Capacitors In Service |  |  | MVAr | 0 |  | 0 | 0 | 0 | 0 | 0 | 0 | 0 | 0 | 0 | 0 | 0 | 0 | 0 | 0 | 0 | 0 | 0 | 0 | 0 | 0 | 0 | 0 | 0 | 0 | 0
|  |  |  | PF |  |  |  | 0.9 |  | 0.9 | 0.9 | 0.9 | 0.9 | 0.9 | 0.9 | 0.9 | 0.9 | 0.9 | 0.9 | 0.9 | 0.9 | 0.9 | 0.9 | 0.9 | 0.9 | 0.9 | 0.9 | 0.9 | 0.9 | 0.9 | 0.9 | 0.9 | 0.9 | 0.9
0.54186 | Diversity Factor: 0.54 | Uncompensated |  | Reactive Power |  |  | MVAr | 1.7601 |  | 1.7601 | 1.7601 | 1.7601 | 1.7601 | 1.7601 | 1.7601 | 1.7601 | 1.7601 | 1.7601 | 1.7601 | 1.7601 | 1.7601 | 1.7601 | 1.7601 | 1.7601 | 1.7601 | 1.7601 | 1.7601 | 1.7601 | 1.7601 | 1.7601 | 1.7601 | 1.7601 | 1.7601 | 1.7601
|  |  |  | PF |  |  |  | 0.9 |  | 0.9 | 0.9 | 0.9 | 0.9 | 0.9 | 0.9 | 0.9 | 0.9 | 0.9 | 0.9 | 0.9 | 0.9 | 0.9 | 0.9 | 0.9 | 0.9 | 0.9 | 0.9 | 0.9 | 0.9 | 0.9 | 0.9 | 0.9 | 0.9 | 0.9
[10 empty] | 1 | 2 | 3 | 4 | 5 | 6 | 7 | 8 | 9 | 10 | 11 | 12 | 13 | 14 | 15 | 16 | 17 | 18 | 19 | 20 | 21 | 22 | 23 | 24 | 25
Transformer Load Detail
[7 empty] | Units | 13/14 |  | 14/15 | 15/16 | 16/17 | 17/18 | 18/19 | 19/20 | 20/21 | 21/22 | 22/23 | 23/24 | 24/25 | 25/26 | 26/27 | 27/28 | 28/29 | 29/30 | 30/31 | 31/32 | 32/33 | 33/34 | 34/35 | 35/36 | 36/37 | 37/38 | 38/39
| 0 | Compensated |  | Load (LV side) |  |  | Amps
|  |  |  | Apparent Power |  |  | MVA
|  |  |  | Real Power |  |  | MW
|  |  |  | Reactive Power |  |  | MVAr
|  |  |  | Capacitors In Service |  |  | MVAr
PF
| Zone Div: | Uncompensated |  | Reactive Power |  |  | MVAr
PF
| 0 | Compensated |  | Load (LV side) |  |  | Amps
|  |  |  | Apparent Power |  |  | MVA
|  |  |  | Real Power |  |  | MW
|  |  |  | Reactive Power |  |  | MVAr
|  |  |  | Capacitors In Service |  |  | MVAr
PF
| Zone Div: | Uncompensated |  | Reactive Power |  |  | MVAr
PF
| 0 | Compensated |  | Load (LV side) |  |  | Amps
|  |  |  | Apparent Power |  |  | MVA
|  |  |  | Real Power |  |  | MW
|  |  |  | Reactive Power |  |  | MVAr
|  |  |  | Capacitors In Service |  |  | MVAr
PF
| Zone Div: | Uncompensated |  | Reactive Power |  |  | MVAr
PF
| 0 | Compensated |  | Load (LV side) |  |  | Amps
|  |  |  | Apparent Power |  |  | MVA
|  |  |  | Real Power |  |  | MW
|  |  |  | Reactive Power |  |  | MVAr
|  |  |  | Capacitors In Service |  |  | MVAr
PF
| Zone Div: | Uncompensated |  | Reactive Power |  |  | MVAr
PF
| 0 | Compensated |  | Load (LV side) |  |  | Amps
|  |  |  | Apparent Power |  |  | MVA
|  |  |  | Real Power |  |  | MW
|  |  |  | Reactive Power |  |  | MVAr
|  |  |  | Capacitors In Service |  |  | MVAr
PF
| Zone Div: | Uncompensated |  | Reactive Power |  |  | MVAr
PF
| 0 | Compensated |  | Load (LV side) |  |  | Amps
|  |  |  | Apparent Power |  |  | MVA
|  |  |  | Real Power |  |  | MW
|  |  |  | Reactive Power |  |  | MVAr
|  |  |  | Capacitors In Service |  |  | MVAr
PF
| Zone Div: | Uncompensated |  | Reactive Power |  |  | MVAr
PF
| 0 | Compensated |  | Load (LV side) |  |  | Amps
|  |  |  | Apparent Power |  |  | MVA
|  |  |  | Real Power |  |  | MW
|  |  |  | Reactive Power |  |  | MVAr
|  |  |  | Capacitors In Service |  |  | MVAr
PF
| Zone Div: | Uncompensated |  | Reactive Power |  |  | MVAr
PF
| 0 | Compensated |  | Load (LV side) |  |  | Amps
|  |  |  | Apparent Power |  |  | MVA
|  |  |  | Real Power |  |  | MW
|  |  |  | Reactive Power |  |  | MVAr
|  |  |  | Capacitors In Service |  |  | MVAr
PF
| Zone Div: | Uncompensated |  | Reactive Power |  |  | MVAr
PF
| 0 | Compensated |  | Load (LV side) |  |  | Amps
|  |  |  | Apparent Power |  |  | MVA
|  |  |  | Real Power |  |  | MW
|  |  |  | Reactive Power |  |  | MVAr
|  |  |  | Capacitors In Service |  |  | MVAr
PF
| Zone Div: | Uncompensated |  | Reactive Power |  |  | MVAr
PF
| 0 | Compensated |  | Load (LV side) |  |  | Amps
|  |  |  | Apparent Power |  |  | MVA
|  |  |  | Real Power |  |  | MW
|  |  |  | Reactive Power |  |  | MVAr
|  |  |  | Capacitors In Service |  |  | MVAr
PF
| Zone Div: | Uncompensated |  | Reactive Power |  |  | MVAr
PF

## Customer51
| Customer51 | [16 empty] | 2015 | SUMMER
| Substation Total Loads | [33 empty] | Spots & Transfers Detail
| Historical Loads | MVA | [7 empty] | Weather Corrected Forecast Loads |  |  |  | MVA | [20 empty] | Spots & Transfers Summary | MVA |  | Historical Spots & Transfers | [6 empty] | Forecast Spots & Transfers
|  | 07/08 | 08/09 | 09/10 | 10/11 | 11/12 | 12/13 | 13/14 |  | 14/15 | 15/16 | 16/17 | 17/18 | 18/19 | 19/20 | 20/21 | 21/22 | 22/23 | 23/24 | 24/25 | 25/26 | 26/27 | 27/28 | 28/29 | 29/30 | 30/31 | 31/32 | 32/33 | 33/34 | 34/35 | 35/36 | 36/37 | 37/38 | 38/39 |  |  |  | 07/08 | 08/09 | 09/10 | 10/11 | 11/12 | 12/13 | 13/14 | 14/15 | 15/16 | 16/17 | 17/18 | 18/19 | 19/20 | 20/21 | 21/22 | 22/23 | 23/24 | 24/25 | 25/26 | 26/27 | 27/28 | 28/29 | 29/30 | 30/31 | 31/32 | 32/33 | 33/34 | 34/35 | 35/36 | 36/37 | 37/38 | 38/39
| Total |  |  |  | 3.628 | 3.545 | 6.593 | 4.034 |  | 4.034 | 4.034 | 4.034 | 4.034 | 4.034 | 4.034 | 4.034 | 4.034 | 4.034 | 4.034 | 4.034 | 4.034 | 4.034 | 4.034 | 4.034 | 4.034 | 4.034 | 4.034 | 4.034 | 4.034 | 4.034 | 4.034 | 4.034 | 4.034 | 4.034 |  |  | Total
Firm Rating
| Total Capacity | [36 empty] | 0 | 0 | 0 | 0 | 0 | 0 | 0 | 0 | 0 | 0 | 0 | 0 | 0 | 0 | 0 | 0 | 0 | 0 | 0 | 0 | 0 | 0 | 0 | 0 | 0 | 0 | 0 | 0 | 0 | 0 | 0 | 0
|  | -7 | -6 | -5 | -4 | -3 | -2 | -1 |  | 0 | 1 | 2 | 3 | 4 | 5 | 6 | 7 | 8 | 9 | 10 | 11 | 12 | 13 | 14 | 15 | 16 | 17 | 18 | 19 | 20 | 21 | 22 | 23 | 24 |  |  |  | 0 | 0 | 0 | 0 | 0 | 0 | 0 | 0 | 0 | 0 | 0 | 0 | 0 | 0 | 0 | 0 | 0 | 0 | 0 | 0 | 0 | 0 | 0 | 0 | 0 | 0 | 0 | 0 | 0 | 0 | 0 | 0
| Transformer Loads | [36 empty] | 0 | 0 | 0 | 0 | 0 | 0 | 0 | 0 | 0 | 0 | 0 | 0 | 0 | 0 | 0 | 0 | 0 | 0 | 0 | 0 | 0 | 0 | 0 | 0 | 0 | 0 | 0 | 0 | 0 | 0 | 0 | 0
| Historical Loads | MVA | [7 empty] | Weather Corrected Forecast Loads |  |  |  | MVA | [23 empty] | 0 | 0 | 0 | 0 | 0 | 0 | 0 | 0 | 0 | 0 | 0 | 0 | 0 | 0 | 0 | 0 | 0 | 0 | 0 | 0 | 0 | 0 | 0 | 0 | 0 | 0 | 0 | 0 | 0 | 0 | 0 | 0
|  | 07/08 | 08/09 | 09/10 | 10/11 | 11/12 | 12/13 | 13/14 |  | 14/15 | 15/16 | 16/17 | 17/18 | 18/19 | 19/20 | 20/21 | 21/22 | 22/23 | 23/24 | 24/25 | 25/26 | 26/27 | 27/28 | 28/29 | 29/30 | 30/31 | 31/32 | 32/33 | 33/34 | 34/35 | 35/36 | 36/37 | 37/38 | 38/39 |  |  |  | 0 | 0 | 0 | 0 | 0 | 0 | 0 | 0 | 0 | 0 | 0 | 0 | 0 | 0 | 0 | 0 | 0 | 0 | 0 | 0 | 0 | 0 | 0 | 0 | 0 | 0 | 0 | 0 | 0 | 0 | 0 | 0
| 0 | [36 empty] | 0 | 0 | 0 | 0 | 0 | 0 | 0 | 0 | 0 | 0 | 0 | 0 | 0 | 0 | 0 | 0 | 0 | 0 | 0 | 0 | 0 | 0 | 0 | 0 | 0 | 0 | 0 | 0 | 0 | 0 | 0 | 0
| Diversity Factor: 0 | [36 empty] | 0 | 0 | 0 | 0 | 0 | 0 | 0 | 0 | 0 | 0 | 0 | 0 | 0 | 0 | 0 | 0 | 0 | 0 | 0 | 0 | 0 | 0 | 0 | 0 | 0 | 0 | 0 | 0 | 0 | 0 | 0 | 0
[38 empty] | 0 | 0 | 0 | 0 | 0 | 0 | 0 | 0 | 0 | 0 | 0 | 0 | 0 | 0 | 0 | 0 | 0 | 0 | 0 | 0 | 0 | 0 | 0 | 0 | 0 | 0 | 0 | 0 | 0 | 0 | 0 | 0
[38 empty] | 0 | 0 | 0 | 0 | 0 | 0 | 0 | 0 | 0 | 0 | 0 | 0 | 0 | 0 | 0 | 0 | 0 | 0 | 0 | 0 | 0 | 0 | 0 | 0 | 0 | 0 | 0 | 0 | 0 | 0 | 0 | 0
| 0 | [36 empty] | 0 | 0 | 0 | 0 | 0 | 0 | 0 | 0 | 0 | 0 | 0 | 0 | 0 | 0 | 0 | 0 | 0 | 0 | 0 | 0 | 0 | 0 | 0 | 0 | 0 | 0 | 0 | 0 | 0 | 0 | 0 | 0
Diversity Factor: 0
[38 empty] | Historical Spots & Transfers | [6 empty] | Forecast Spots & Transfers
[35 empty] | Project Name | From | To | 07/08 | 08/09 | 09/10 | 10/11 | 11/12 | 12/13 | 13/14 | 14/15 | 15/16 | 16/17 | 17/18 | 18/19 | 19/20 | 20/21 | 21/22 | 22/23 | 23/24 | 24/25 | 25/26 | 26/27 | 27/28 | 28/29 | 29/30 | 30/31 | 31/32 | 32/33 | 33/34 | 34/35 | 35/36 | 36/37 | 37/38 | 38/39
0
Diversity Factor: 0
0
Diversity Factor: 0
0
Diversity Factor: 0
0
Diversity Factor: 0
0
Diversity Factor: 0
0
Diversity Factor: 0
0
Diversity Factor: 0
0
Diversity Factor: 0
| Weather Correction and Public Holiday Factors | [8 empty] | Forecast ROG
ROG Justification
| Actual loads for season 13/14 have been weather corrected by the following: | [6 empty] | 0% |  | N/A | [59 empty] | N/A
1 | 2 | 3 | 4 | 5 | 6 | 7 | 8 | 9 | 10 | 14/15 | 15/16 | 16/17 | 17/18 | 18/19 | 19/20 | 20/21 | 21/22 | 22/23 | 23/24 | 24/25 | 25/26 | 26/27 | 27/28 | 28/29 | 29/30 | 30/31 | 31/32 | 32/33 | 33/34 | 34/35 | 35/36 | 36/37 | 37/38 | 38/39
1 | 1 | 1 | 1 | 1 | 1 | 1 | 1 | 1 | 1 | 0% | 0% | 0% | 0% | 0% | 0% | 0% | 0% | 0% | 0% | 0% | 0% | 0% | 0% | 0% | 0% | 0% | 0% | 0% | 0% | 0% | 0% | 0% | 0% | 0%
Substation Load Detail
[7 empty] | Units | 13/14 |  | 14/15 | 15/16 | 16/17 | 17/18 | 18/19 | 19/20 | 20/21 | 21/22 | 22/23 | 23/24 | 24/25 | 25/26 | 26/27 | 27/28 | 28/29 | 29/30 | 30/31 | 31/32 | 32/33 | 33/34 | 34/35 | 35/36 | 36/37 | 37/38 | 38/39
1 | Customer51 | Compensated |  | Load (LV side) |  |  | Amps | 71 |  | 71 | 71 | 71 | 71 | 71 | 71 | 71 | 71 | 71 | 71 | 71 | 71 | 71 | 71 | 71 | 71 | 71 | 71 | 71 | 71 | 71 | 71 | 71 | 71 | 71
|  |  |  | Apparent Power |  |  | MVA | 4.034 |  | 4.034 | 4.034 | 4.034 | 4.034 | 4.034 | 4.034 | 4.034 | 4.034 | 4.034 | 4.034 | 4.034 | 4.034 | 4.034 | 4.034 | 4.034 | 4.034 | 4.034 | 4.034 | 4.034 | 4.034 | 4.034 | 4.034 | 4.034 | 4.034 | 4.034
|  |  |  | Real Power |  |  | MW | 3.6306 |  | 3.6306 | 3.6306 | 3.6306 | 3.6306 | 3.6306 | 3.6306 | 3.6306 | 3.6306 | 3.6306 | 3.6306 | 3.6306 | 3.6306 | 3.6306 | 3.6306 | 3.6306 | 3.6306 | 3.6306 | 3.6306 | 3.6306 | 3.6306 | 3.6306 | 3.6306 | 3.6306 | 3.6306 | 3.6306
|  |  |  | Reactive Power |  |  | MVAr | 1.7584 |  | 1.7584 | 1.7584 | 1.7584 | 1.7584 | 1.7584 | 1.7584 | 1.7584 | 1.7584 | 1.7584 | 1.7584 | 1.7584 | 1.7584 | 1.7584 | 1.7584 | 1.7584 | 1.7584 | 1.7584 | 1.7584 | 1.7584 | 1.7584 | 1.7584 | 1.7584 | 1.7584 | 1.7584 | 1.7584
|  |  |  | Capacitors In Service |  |  | MVAr | 0 |  | 0 | 0 | 0 | 0 | 0 | 0 | 0 | 0 | 0 | 0 | 0 | 0 | 0 | 0 | 0 | 0 | 0 | 0 | 0 | 0 | 0 | 0 | 0 | 0 | 0
|  |  |  | PF |  |  |  | 0.9 |  | 0.9 | 0.9 | 0.9 | 0.9 | 0.9 | 0.9 | 0.9 | 0.9 | 0.9 | 0.9 | 0.9 | 0.9 | 0.9 | 0.9 | 0.9 | 0.9 | 0.9 | 0.9 | 0.9 | 0.9 | 0.9 | 0.9 | 0.9 | 0.9 | 0.9
0.46905 | Diversity Factor: 0.47 | Uncompensated |  | Reactive Power |  |  | MVAr | 1.7584 |  | 1.7584 | 1.7584 | 1.7584 | 1.7584 | 1.7584 | 1.7584 | 1.7584 | 1.7584 | 1.7584 | 1.7584 | 1.7584 | 1.7584 | 1.7584 | 1.7584 | 1.7584 | 1.7584 | 1.7584 | 1.7584 | 1.7584 | 1.7584 | 1.7584 | 1.7584 | 1.7584 | 1.7584 | 1.7584
|  |  |  | PF |  |  |  | 0.9 |  | 0.9 | 0.9 | 0.9 | 0.9 | 0.9 | 0.9 | 0.9 | 0.9 | 0.9 | 0.9 | 0.9 | 0.9 | 0.9 | 0.9 | 0.9 | 0.9 | 0.9 | 0.9 | 0.9 | 0.9 | 0.9 | 0.9 | 0.9 | 0.9 | 0.9
[10 empty] | 1 | 2 | 3 | 4 | 5 | 6 | 7 | 8 | 9 | 10 | 11 | 12 | 13 | 14 | 15 | 16 | 17 | 18 | 19 | 20 | 21 | 22 | 23 | 24 | 25
Transformer Load Detail
[7 empty] | Units | 13/14 |  | 14/15 | 15/16 | 16/17 | 17/18 | 18/19 | 19/20 | 20/21 | 21/22 | 22/23 | 23/24 | 24/25 | 25/26 | 26/27 | 27/28 | 28/29 | 29/30 | 30/31 | 31/32 | 32/33 | 33/34 | 34/35 | 35/36 | 36/37 | 37/38 | 38/39
| 0 | Compensated |  | Load (LV side) |  |  | Amps
|  |  |  | Apparent Power |  |  | MVA
|  |  |  | Real Power |  |  | MW
|  |  |  | Reactive Power |  |  | MVAr
|  |  |  | Capacitors In Service |  |  | MVAr
PF
| Zone Div: | Uncompensated |  | Reactive Power |  |  | MVAr
PF
| 0 | Compensated |  | Load (LV side) |  |  | Amps
|  |  |  | Apparent Power |  |  | MVA
|  |  |  | Real Power |  |  | MW
|  |  |  | Reactive Power |  |  | MVAr
|  |  |  | Capacitors In Service |  |  | MVAr
PF
| Zone Div: | Uncompensated |  | Reactive Power |  |  | MVAr
PF
| 0 | Compensated |  | Load (LV side) |  |  | Amps
|  |  |  | Apparent Power |  |  | MVA
|  |  |  | Real Power |  |  | MW
|  |  |  | Reactive Power |  |  | MVAr
|  |  |  | Capacitors In Service |  |  | MVAr
PF
| Zone Div: | Uncompensated |  | Reactive Power |  |  | MVAr
PF
| 0 | Compensated |  | Load (LV side) |  |  | Amps
|  |  |  | Apparent Power |  |  | MVA
|  |  |  | Real Power |  |  | MW
|  |  |  | Reactive Power |  |  | MVAr
|  |  |  | Capacitors In Service |  |  | MVAr
PF
| Zone Div: | Uncompensated |  | Reactive Power |  |  | MVAr
PF
| 0 | Compensated |  | Load (LV side) |  |  | Amps
|  |  |  | Apparent Power |  |  | MVA
|  |  |  | Real Power |  |  | MW
|  |  |  | Reactive Power |  |  | MVAr
|  |  |  | Capacitors In Service |  |  | MVAr
PF
| Zone Div: | Uncompensated |  | Reactive Power |  |  | MVAr
PF
| 0 | Compensated |  | Load (LV side) |  |  | Amps
|  |  |  | Apparent Power |  |  | MVA
|  |  |  | Real Power |  |  | MW
|  |  |  | Reactive Power |  |  | MVAr
|  |  |  | Capacitors In Service |  |  | MVAr
PF
| Zone Div: | Uncompensated |  | Reactive Power |  |  | MVAr
PF
| 0 | Compensated |  | Load (LV side) |  |  | Amps
|  |  |  | Apparent Power |  |  | MVA
|  |  |  | Real Power |  |  | MW
|  |  |  | Reactive Power |  |  | MVAr
|  |  |  | Capacitors In Service |  |  | MVAr
PF
| Zone Div: | Uncompensated |  | Reactive Power |  |  | MVAr
PF
| 0 | Compensated |  | Load (LV side) |  |  | Amps
|  |  |  | Apparent Power |  |  | MVA
|  |  |  | Real Power |  |  | MW
|  |  |  | Reactive Power |  |  | MVAr
|  |  |  | Capacitors In Service |  |  | MVAr
PF
| Zone Div: | Uncompensated |  | Reactive Power |  |  | MVAr
PF
| 0 | Compensated |  | Load (LV side) |  |  | Amps
|  |  |  | Apparent Power |  |  | MVA
|  |  |  | Real Power |  |  | MW
|  |  |  | Reactive Power |  |  | MVAr
|  |  |  | Capacitors In Service |  |  | MVAr
PF
| Zone Div: | Uncompensated |  | Reactive Power |  |  | MVAr
PF
| 0 | Compensated |  | Load (LV side) |  |  | Amps
|  |  |  | Apparent Power |  |  | MVA
|  |  |  | Real Power |  |  | MW
|  |  |  | Reactive Power |  |  | MVAr
|  |  |  | Capacitors In Service |  |  | MVAr
PF
| Zone Div: | Uncompensated |  | Reactive Power |  |  | MVAr
PF

## Medowie 33_11kV
| Medowie 33_11kV | [16 empty] | 2015 | SUMMER
[6 empty] | Zone commissioned |  | 2014-07-01
| Substation Total Loads | [33 empty] | Spots & Transfers Detail
| Historical Loads | (11kV MVA) | [7 empty] | Weather Corrected Forecast Loads |  |  |  | (11kV MVA) | [20 empty] | Spots & Transfers Summary | (11kV MVA) |  | Historical Spots & Transfers | [6 empty] | Forecast Spots & Transfers
|  | 07/08 | 08/09 | 09/10 | 10/11 | 11/12 | 12/13 | 13/14 |  | 14/15 | 15/16 | 16/17 | 17/18 | 18/19 | 19/20 | 20/21 | 21/22 | 22/23 | 23/24 | 24/25 | 25/26 | 26/27 | 27/28 | 28/29 | 29/30 | 30/31 | 31/32 | 32/33 | 33/34 | 34/35 | 35/36 | 36/37 | 37/38 | 38/39 |  |  |  | 07/08 | 08/09 | 09/10 | 10/11 | 11/12 | 12/13 | 13/14 | 14/15 | 15/16 | 16/17 | 17/18 | 18/19 | 19/20 | 20/21 | 21/22 | 22/23 | 23/24 | 24/25 | 25/26 | 26/27 | 27/28 | 28/29 | 29/30 | 30/31 | 31/32 | 32/33 | 33/34 | 34/35 | 35/36 | 36/37 | 37/38 | 38/39
| Total | [8 empty] | 7.3184 | 8.6032 | 8.258 | 8.0249 | 7.9377 | 7.9315 | 7.9664 | 8.0117 | 8.0487 | 8.0962 | 8.1351 | 8.1891 | 8.2442 | 8.3074 | 8.3761 | 8.4445 | 8.5129 | 8.5835 | 8.6564 | 8.7316 | 8.8092 | 8.8892 | 8.9715 | 9.0564 | 9.1437 |  |  | Total | 0 | 0 | 0 | 0 | 0 | 0 | 0 | 7.3179 | 1.6504 | -0.058678 | -0.095989 | -0.087549 | -0.0062256 | 0.034978 | 0.045545 | 0.03722 | 0.047736 | 0.039032 | 0.054229 | 0.05541 | 0.063484 | 0.069027 | 0.068626 | 0.068685 | 0.070936 | 0.073219 | 0.075536 | 0.077887 | 0.080272 | 0.082692 | 0.085147 | 0.087637
| Firm Rating | 0 | 0 | 0 | 0 | 0 | 0 | 0 |  | 0 | 38 | 38 | 38 | 38 | 38 | 38 | 38 | 38 | 38 | 38 | 38 | 38 | 38 | 38 | 38 | 38 | 38 | 38 | 38 | 38 | 38 | 38 | 38 | 38
| Total Capacity | 0 | 0 | 0 | 0 | 0 | 0 | 0 |  | 0 | 66 | 66 | 66 | 66 | 66 | 66 | 66 | 66 | 66 | 66 | 66 | 66 | 66 | 66 | 66 | 66 | 66 | 66 | 66 | 66 | 66 | 66 | 66 | 66 |  |  | Medowie 33_11kV Tx1 | 0 | 0 | 0 | 0 | 0 | 0 | 0 | 6.2311 | -0.032164 | -0.029339 | -0.047995 | -0.043774 | -0.0031128 | 0.017489 | 0.022773 | 0.01861 | 0.023868 | 0.019516 | 0.027114 | 0.027705 | 0.031742 | 0.034514 | 0.034313 | 0.034342 | 0.035468 | 0.03661 | 0.037768 | 0.038944 | 0.040136 | 0.041346 | 0.042573 | 0.043818
|  | -7 | -6 | -5 | -4 | -3 | -2 | -1 |  | 0 | 1 | 2 | 3 | 4 | 5 | 6 | 7 | 8 | 9 | 10 | 11 | 12 | 13 | 14 | 15 | 16 | 17 | 18 | 19 | 20 | 21 | 22 | 23 | 24 |  |  | Medowie 33_11kV Tx2 | 0 | 0 | 0 | 0 | 0 | 0 | 0 | 1.0869 | 1.6826 | -0.029339 | -0.047995 | -0.043774 | -0.0031128 | 0.017489 | 0.022773 | 0.01861 | 0.023868 | 0.019516 | 0.027114 | 0.027705 | 0.031742 | 0.034514 | 0.034313 | 0.034342 | 0.035468 | 0.03661 | 0.037768 | 0.038944 | 0.040136 | 0.041346 | 0.042573 | 0.043818
| Transformer Loads | [36 empty] | 0 | 0 | 0 | 0 | 0 | 0 | 0 | 0 | 0 | 0 | 0 | 0 | 0 | 0 | 0 | 0 | 0 | 0 | 0 | 0 | 0 | 0 | 0 | 0 | 0 | 0 | 0 | 0 | 0 | 0 | 0 | 0
| Historical Loads | (11kV MVA) | [7 empty] | 0: Weather Corrected Forecast Loads; 4: (11kV MVA) |  |  |  | 0 | 0 | 0 | 0 | 0 | 0 | 0 | 0 | 0 | 0 | 0 | 0 | 0 | 0 | 0 | 0 | 0 | 0 | 0 | 0 | 0 | 0 | 0 | 0 | 0 | 0 | 0 | 0 | 0 | 0 | 0 | 0
|  | 07/08 | 08/09 | 09/10 | 10/11 | 11/12 | 12/13 | 13/14 |  | 14/15 | 15/16 | 16/17 | 17/18 | 18/19 | 19/20 | 20/21 | 21/22 | 22/23 | 23/24 | 24/25 | 25/26 | 26/27 | 27/28 | 28/29 | 29/30 | 30/31 | 31/32 | 32/33 | 33/34 | 34/35 | 35/36 | 36/37 | 37/38 | 38/39 |  |  |  | 0 | 0 | 0 | 0 | 0 | 0 | 0 | 0 | 0 | 0 | 0 | 0 | 0 | 0 | 0 | 0 | 0 | 0 | 0 | 0 | 0 | 0 | 0 | 0 | 0 | 0 | 0 | 0 | 0 | 0 | 0 | 0
| 0 | [36 empty] | 0 | 0 | 0 | 0 | 0 | 0 | 0 | 0 | 0 | 0 | 0 | 0 | 0 | 0 | 0 | 0 | 0 | 0 | 0 | 0 | 0 | 0 | 0 | 0 | 0 | 0 | 0 | 0 | 0 | 0 | 0 | 0
| Diversity Factor: 0 | [36 empty] | 0 | 0 | 0 | 0 | 0 | 0 | 0 | 0 | 0 | 0 | 0 | 0 | 0 | 0 | 0 | 0 | 0 | 0 | 0 | 0 | 0 | 0 | 0 | 0 | 0 | 0 | 0 | 0 | 0 | 0 | 0 | 0
[38 empty] | 0 | 0 | 0 | 0 | 0 | 0 | 0 | 0 | 0 | 0 | 0 | 0 | 0 | 0 | 0 | 0 | 0 | 0 | 0 | 0 | 0 | 0 | 0 | 0 | 0 | 0 | 0 | 0 | 0 | 0 | 0 | 0
[38 empty] | 0 | 0 | 0 | 0 | 0 | 0 | 0 | 0 | 0 | 0 | 0 | 0 | 0 | 0 | 0 | 0 | 0 | 0 | 0 | 0 | 0 | 0 | 0 | 0 | 0 | 0 | 0 | 0 | 0 | 0 | 0 | 0
| 0 | [36 empty] | 0 | 0 | 0 | 0 | 0 | 0 | 0 | 0 | 0 | 0 | 0 | 0 | 0 | 0 | 0 | 0 | 0 | 0 | 0 | 0 | 0 | 0 | 0 | 0 | 0 | 0 | 0 | 0 | 0 | 0 | 0 | 0
Diversity Factor: 0
[38 empty] | Historical Spots & Transfers | [6 empty] | Forecast Spots & Transfers
[35 empty] | Project Name | From | To | 07/08 | 08/09 | 09/10 | 10/11 | 11/12 | 12/13 | 13/14 | 14/15 | 15/16 | 16/17 | 17/18 | 18/19 | 19/20 | 20/21 | 21/22 | 22/23 | 23/24 | 24/25 | 25/26 | 26/27 | 27/28 | 28/29 | 29/30 | 30/31 | 31/32 | 32/33 | 33/34 | 34/35 | 35/36 | 36/37 | 37/38 | 38/39
| 0 | [33 empty] | Broad based demand management |  | Medowie 33_11kV Tx1 | 0 | 0 | 0 | 0 | 0 | 0 | 0 | -0.043752 | -0.020168 | -0.023668 | -0.04801 | -0.038307 | 0 | 0 | 0 | 0 | 0 | 0 | 0 | 0 | 0 | 0 | 0 | 0 | 0 | 0 | 0 | 0 | 0 | 0 | 0 | 0
| Diversity Factor: 0 | [33 empty] | Broad based demand management |  | Medowie 33_11kV Tx2 | 0 | 0 | 0 | 0 | 0 | 0 | 0 | -0.043752 | -0.020168 | -0.023668 | -0.04801 | -0.038307 | 0 | 0 | 0 | 0 | 0 | 0 | 0 | 0 | 0 | 0 | 0 | 0 | 0 | 0 | 0 | 0 | 0 | 0 | 0 | 0
[35 empty] | DNP_ID: 6983. Medowie Zone 11kV Feeder Connections | Williamtown 33_11kV Tx1 | Medowie 33_11kV Tx1 | 0 | 0 | 0 | 0 | 0 | 0 | 0 | 3.1437 | 0 | 0 | 0 | 0 | 0 | 0 | 0 | 0 | 0 | 0 | 0 | 0 | 0 | 0 | 0 | 0 | 0 | 0 | 0 | 0 | 0 | 0 | 0 | 0
[35 empty] | DNP_ID: 6983. Medowie Zone 11kV Feeder Connections | Williamtown 33_11kV Tx1 | Medowie 33_11kV Tx2 | 0 | 0 | 0 | 0 | 0 | 0 | 0 | 0.57158 | 0.85737 | 0 | 0 | 0 | 0 | 0 | 0 | 0 | 0 | 0 | 0 | 0 | 0 | 0 | 0 | 0 | 0 | 0 | 0 | 0 | 0 | 0 | 0 | 0
| 0 | [33 empty] | DNP_ID: 6983. Medowie Zone 11kV Feeder Connections | Williamtown 33_11kV Tx2 | Medowie 33_11kV Tx1 | 0 | 0 | 0 | 0 | 0 | 0 | 0 | 3.1437 | 0 | 0 | 0 | 0 | 0 | 0 | 0 | 0 | 0 | 0 | 0 | 0 | 0 | 0 | 0 | 0 | 0 | 0 | 0 | 0 | 0 | 0 | 0 | 0
| Diversity Factor: 0 | [33 empty] | DNP_ID: 6983. Medowie Zone 11kV Feeder Connections | Williamtown 33_11kV Tx2 | Medowie 33_11kV Tx2 | 0 | 0 | 0 | 0 | 0 | 0 | 0 | 0.57158 | 0.85737 | 0 | 0 | 0 | 0 | 0 | 0 | 0 | 0 | 0 | 0 | 0 | 0 | 0 | 0 | 0 | 0 | 0 | 0 | 0 | 0 | 0 | 0 | 0
[35 empty] | Econometric |  | Medowie 33_11kV Tx1 | 0 | 0 | 0 | 0 | 0 | 0 | 0 | 0 | 0 | 0.023105 | 0.040883 | 0.05218 | 0.058619 | 0.062042 | 0.061131 | 0.060151 | 0.061153 | 0.062169 | 0.063201 | 0.064248 | 0.06531 | 0.066387 | 0.06748 | 0.06859 | 0.069715 | 0.070857 | 0.072016 | 0.073191 | 0.074384 | 0.075593 | 0.076821 | 0.078066
[35 empty] | Econometric |  | Medowie 33_11kV Tx2 | 0 | 0 | 0 | 0 | 0 | 0 | 0 | 0 | 0 | 0.023105 | 0.040883 | 0.05218 | 0.058619 | 0.062042 | 0.061131 | 0.060151 | 0.061153 | 0.062169 | 0.063201 | 0.064248 | 0.06531 | 0.066387 | 0.06748 | 0.06859 | 0.069715 | 0.070857 | 0.072016 | 0.073191 | 0.074384 | 0.075593 | 0.076821 | 0.078066
| 0 | [33 empty] | Energy Efficiency |  | Medowie 33_11kV Tx1 | 0 | 0 | 0 | 0 | 0 | 0 | 0 | -0.0035644 | -0.0019428 | -0.017422 | -0.028409 | -0.044313 | -0.047684 | -0.029845 | -0.024137 | -0.027093 | -0.02623 | -0.029412 | -0.022845 | -0.023301 | -0.020326 | -0.018632 | -0.019926 | -0.021006 | -0.021006 | -0.021006 | -0.021006 | -0.021006 | -0.021006 | -0.021006 | -0.021006 | -0.021006
| Diversity Factor: 0 | [33 empty] | Energy Efficiency |  | Medowie 33_11kV Tx2 | 0 | 0 | 0 | 0 | 0 | 0 | 0 | -0.0035644 | -0.0019428 | -0.017422 | -0.028409 | -0.044313 | -0.047684 | -0.029845 | -0.024137 | -0.027093 | -0.02623 | -0.029412 | -0.022845 | -0.023301 | -0.020326 | -0.018632 | -0.019926 | -0.021006 | -0.021006 | -0.021006 | -0.021006 | -0.021006 | -0.021006 | -0.021006 | -0.021006 | -0.021006
[35 empty] | Solar PV |  | Medowie 33_11kV Tx1 | 0 | 0 | 0 | 0 | 0 | 0 | 0 | -0.0089632 | -0.010054 | -0.011354 | -0.012459 | -0.013334 | -0.014047 | -0.014707 | -0.014222 | -0.014448 | -0.011055 | -0.013242 | -0.013242 | -0.013242 | -0.013242 | -0.013242 | -0.013242 | -0.013242 | -0.013242 | -0.013242 | -0.013242 | -0.013242 | -0.013242 | -0.013242 | -0.013242 | -0.013242
[35 empty] | Solar PV |  | Medowie 33_11kV Tx2 | 0 | 0 | 0 | 0 | 0 | 0 | 0 | -0.0089632 | -0.010054 | -0.011354 | -0.012459 | -0.013334 | -0.014047 | -0.014707 | -0.014222 | -0.014448 | -0.011055 | -0.013242 | -0.013242 | -0.013242 | -0.013242 | -0.013242 | -0.013242 | -0.013242 | -0.013242 | -0.013242 | -0.013242 | -0.013242 | -0.013242 | -0.013242 | -0.013242 | -0.013242
0
Diversity Factor: 0
0
Diversity Factor: 0
0
Diversity Factor: 0
0
Diversity Factor: 0
0
Diversity Factor: 0
| Weather Correction and Public Holiday Factors | [8 empty] | Forecast ROG
ROG Justification
| Actual loads for season 13/14 have been weather corrected by the following: | [8 empty] | Rog Capped +/-5% | [59 empty] | Rog Capped +/-5%
1 | 2 | 3 | 4 | 5 | 6 | 7 | 8 | 9 | 10 | 14/15 | 15/16 | 16/17 | 17/18 | 18/19 | 19/20 | 20/21 | 21/22 | 22/23 | 23/24 | 24/25 | 25/26 | 26/27 | 27/28 | 28/29 | 29/30 | 30/31 | 31/32 | 32/33 | 33/34 | 34/35 | 35/36 | 36/37 | 37/38 | 38/39
0.95 | 0.9025 | 0.87242 | 0.85789 | 0.85789 | 0.85789 | 0.85789 | 0.85789 | 0.85789 | 0.85789 | -5% | -5% | -3.333% | -1.666% | 0% | 0% | 0% | 0% | 0% | 0% | 0% | 0% | 0% | 0% | 0% | 0% | 0% | 0% | 0% | 0% | 0% | 0% | 0% | 0% | 0%
Substation Load Detail
[7 empty] | Units | 13/14 |  | 14/15 | 15/16 | 16/17 | 17/18 | 18/19 | 19/20 | 20/21 | 21/22 | 22/23 | 23/24 | 24/25 | 25/26 | 26/27 | 27/28 | 28/29 | 29/30 | 30/31 | 31/32 | 32/33 | 33/34 | 34/35 | 35/36 | 36/37 | 37/38 | 38/39
1 | Medowie 33_11kV | Compensated |  | Load (LV side) |  |  | Amps | 0 |  | 384.1187 | 451.5517 | 433.4345 | 421.1963 | 416.6234 | 416.2983 | 418.1252 | 420.5042 | 422.4484 | 424.942 | 426.9811 | 429.8142 | 432.7092 | 436.0263 | 439.6332 | 443.2195 | 446.809 | 450.5165 | 454.3435 | 458.292 | 462.3637 | 466.5603 | 470.8837 | 475.3358 | 479.9184
|  |  |  | Apparent Power |  |  | MVA | 0 | 0 | 7.3184 | 8.6032 | 8.258 | 8.0249 | 7.9377 | 7.9315 | 7.9664 | 8.0117 | 8.0487 | 8.0962 | 8.1351 | 8.1891 | 8.2442 | 8.3074 | 8.3761 | 8.4445 | 8.5129 | 8.5835 | 8.6564 | 8.7316 | 8.8092 | 8.8892 | 8.9715 | 9.0564 | 9.1437
|  |  |  | Real Power |  |  | MW | 0 | 0 | 6.8611 | 8.0668 | 7.7451 | 7.5296 | 7.4509 | 7.4452 | 7.4767 | 7.5177 | 7.5512 | 7.5942 | 7.6293 | 7.6781 | 7.728 | 7.7851 | 7.8472 | 7.909 | 7.9708 | 8.0347 | 8.1006 | 8.1685 | 8.2386 | 8.3109 | 8.3853 | 8.4619 | 8.5408
|  |  |  | Reactive Power |  |  | MVAr | 0 |  | 2.5466 | 2.9903 | 2.865 | 2.7754 | 2.7373 | 2.7345 | 2.7498 | 2.7696 | 2.7859 | 2.8067 | 2.8237 | 2.8473 | 2.8715 | 2.8992 | 2.9292 | 2.9592 | 2.9891 | 3.02 | 3.0519 | 3.0849 | 3.1188 | 3.1538 | 3.1898 | 3.227 | 3.2652
|  |  |  | Capacitors In Service |  |  | MVAr | 0 |  | 0 | 0 | 0 | 0 | 0 | 0 | 0 | 0 | 0 | 0 | 0 | 0 | 0 | 0 | 0 | 0 | 0 | 0 | 0 | 0 | 0 | 0 | 0 | 0 | 0
|  |  |  | PF |  |  |  | 0 |  | 0.9375 | 0.93765 | 0.93789 | 0.93829 | 0.93866 | 0.93869 | 0.93854 | 0.93834 | 0.93819 | 0.93799 | 0.93783 | 0.93761 | 0.93738 | 0.93713 | 0.93686 | 0.93659 | 0.93633 | 0.93606 | 0.93579 | 0.93551 | 0.93523 | 0.93495 | 0.93466 | 0.93436 | 0.93407
0.92209 | Diversity Factor: 0.92 | Uncompensated |  | Reactive Power |  |  | MVAr | 0 | 0 | 2.5466 | 2.9903 | 2.865 | 2.7754 | 2.7373 | 2.7345 | 2.7498 | 2.7696 | 2.7859 | 2.8067 | 2.8237 | 2.8473 | 2.8715 | 2.8992 | 2.9292 | 2.9592 | 2.9891 | 3.02 | 3.0519 | 3.0849 | 3.1188 | 3.1538 | 3.1898 | 3.227 | 3.2652
|  |  |  | PF |  |  |  | 0 |  | 0.9375 | 0.93765 | 0.93789 | 0.93829 | 0.93866 | 0.93869 | 0.93854 | 0.93834 | 0.93819 | 0.93799 | 0.93783 | 0.93761 | 0.93738 | 0.93713 | 0.93686 | 0.93659 | 0.93633 | 0.93606 | 0.93579 | 0.93551 | 0.93523 | 0.93495 | 0.93466 | 0.93436 | 0.93407
[10 empty] | 1 | 2 | 3 | 4 | 5 | 6 | 7 | 8 | 9 | 10 | 11 | 12 | 13 | 14 | 15 | 16 | 17 | 18 | 19 | 20 | 21 | 22 | 23 | 24 | 25
Transformer Load Detail
[7 empty] | Units | 13/14 |  | 14/15 | 15/16 | 16/17 | 17/18 | 18/19 | 19/20 | 20/21 | 21/22 | 22/23 | 23/24 | 24/25 | 25/26 | 26/27 | 27/28 | 28/29 | 29/30 | 30/31 | 31/32 | 32/33 | 33/34 | 34/35 | 35/36 | 36/37 | 37/38 | 38/39
| 0 | Compensated |  | Load (LV side) |  |  | Amps
|  |  |  | Apparent Power |  |  | MVA
|  |  |  | Real Power |  |  | MW
|  |  |  | Reactive Power |  |  | MVAr
|  |  |  | Capacitors In Service |  |  | MVAr
PF
| Zone Div: | Uncompensated |  | Reactive Power |  |  | MVAr
PF
| 0 | Compensated |  | Load (LV side) |  |  | Amps
|  |  |  | Apparent Power |  |  | MVA
|  |  |  | Real Power |  |  | MW
|  |  |  | Reactive Power |  |  | MVAr
|  |  |  | Capacitors In Service |  |  | MVAr
PF
| Zone Div: | Uncompensated |  | Reactive Power |  |  | MVAr
PF
| 0 | Compensated |  | Load (LV side) |  |  | Amps
|  |  |  | Apparent Power |  |  | MVA
|  |  |  | Real Power |  |  | MW
|  |  |  | Reactive Power |  |  | MVAr
|  |  |  | Capacitors In Service |  |  | MVAr
PF
| Zone Div: | Uncompensated |  | Reactive Power |  |  | MVAr
PF
| 0 | Compensated |  | Load (LV side) |  |  | Amps
|  |  |  | Apparent Power |  |  | MVA
|  |  |  | Real Power |  |  | MW
|  |  |  | Reactive Power |  |  | MVAr
|  |  |  | Capacitors In Service |  |  | MVAr
PF
| Zone Div: | Uncompensated |  | Reactive Power |  |  | MVAr
PF
| 0 | Compensated |  | Load (LV side) |  |  | Amps
|  |  |  | Apparent Power |  |  | MVA
|  |  |  | Real Power |  |  | MW
|  |  |  | Reactive Power |  |  | MVAr
|  |  |  | Capacitors In Service |  |  | MVAr
PF
| Zone Div: | Uncompensated |  | Reactive Power |  |  | MVAr
PF
| 0 | Compensated |  | Load (LV side) |  |  | Amps
|  |  |  | Apparent Power |  |  | MVA
|  |  |  | Real Power |  |  | MW
|  |  |  | Reactive Power |  |  | MVAr
|  |  |  | Capacitors In Service |  |  | MVAr
PF
| Zone Div: | Uncompensated |  | Reactive Power |  |  | MVAr
PF
| 0 | Compensated |  | Load (LV side) |  |  | Amps
|  |  |  | Apparent Power |  |  | MVA
|  |  |  | Real Power |  |  | MW
|  |  |  | Reactive Power |  |  | MVAr
|  |  |  | Capacitors In Service |  |  | MVAr
PF
| Zone Div: | Uncompensated |  | Reactive Power |  |  | MVAr
PF
| 0 | Compensated |  | Load (LV side) |  |  | Amps
|  |  |  | Apparent Power |  |  | MVA
|  |  |  | Real Power |  |  | MW
|  |  |  | Reactive Power |  |  | MVAr
|  |  |  | Capacitors In Service |  |  | MVAr
PF
| Zone Div: | Uncompensated |  | Reactive Power |  |  | MVAr
PF
| 0 | Compensated |  | Load (LV side) |  |  | Amps
|  |  |  | Apparent Power |  |  | MVA
|  |  |  | Real Power |  |  | MW
|  |  |  | Reactive Power |  |  | MVAr
|  |  |  | Capacitors In Service |  |  | MVAr
PF
| Zone Div: | Uncompensated |  | Reactive Power |  |  | MVAr
PF
| 0 | Compensated |  | Load (LV side) |  |  | Amps
|  |  |  | Apparent Power |  |  | MVA
|  |  |  | Real Power |  |  | MW
|  |  |  | Reactive Power |  |  | MVAr
|  |  |  | Capacitors In Service |  |  | MVAr
PF
| Zone Div: | Uncompensated |  | Reactive Power |  |  | MVAr
PF

## Nelson Bay 33_11kV
| Nelson Bay 33_11kV | [16 empty] | 2015 | SUMMER
| Substation Total Loads | [33 empty] | Spots & Transfers Detail
| Historical Loads | (11kV MVA) | [7 empty] | Weather Corrected Forecast Loads |  |  |  | (11kV MVA) | [20 empty] | Spots & Transfers Summary | (11kV MVA) |  | Historical Spots & Transfers | [6 empty] | Forecast Spots & Transfers
|  | 07/08 | 08/09 | 09/10 | 10/11 | 11/12 | 12/13 | 13/14 |  | 14/15 | 15/16 | 16/17 | 17/18 | 18/19 | 19/20 | 20/21 | 21/22 | 22/23 | 23/24 | 24/25 | 25/26 | 26/27 | 27/28 | 28/29 | 29/30 | 30/31 | 31/32 | 32/33 | 33/34 | 34/35 | 35/36 | 36/37 | 37/38 | 38/39 |  |  |  | 07/08 | 08/09 | 09/10 | 10/11 | 11/12 | 12/13 | 13/14 | 14/15 | 15/16 | 16/17 | 17/18 | 18/19 | 19/20 | 20/21 | 21/22 | 22/23 | 23/24 | 24/25 | 25/26 | 26/27 | 27/28 | 28/29 | 29/30 | 30/31 | 31/32 | 32/33 | 33/34 | 34/35 | 35/36 | 36/37 | 37/38 | 38/39
| Total | 32.3 | 44.8 | 45.7 | 43.387 | 31.944 | 28.503 | 23.968 |  | 19.3094 | 18.818 | 18.4693 | 18.1378 | 17.9659 | 17.936 | 18.0717 | 18.2635 | 18.4204 | 18.6168 | 18.766 | 18.978 | 19.1927 | 19.4462 | 19.7237 | 19.9979 | 20.2679 | 20.546 | 20.8325 | 21.1273 | 21.4306 | 21.7426 | 22.0633 | 22.3929 | 22.7315 |  |  | Total | 0 | 0 | 1.8005 | -0.0603 | -0.19502 | -15.2974 | -2.5421 | -0.19961 | -0.17025 | -0.14069 | -0.23303 | -0.1757 | -0.030654 | 0.1388 | 0.19605 | 0.16032 | 0.20054 | 0.15224 | 0.21639 | 0.21892 | 0.25848 | 0.28274 | 0.27919 | 0.27483 | 0.28299 | 0.29126 | 0.29965 | 0.30816 | 0.31679 | 0.32554 | 0.33442 | 0.34341
| Firm Rating | 0 | 0 | 45.7 | 45.7 | 45.7 | 45.73 | 45.73 |  | 45.73 | 45.73 | 45.73 | 45.73 | 45.73 | 45.73 | 45.73 | 45.73 | 45.73 | 45.73 | 45.73 | 45.73 | 45.73 | 45.73 | 45.73 | 45.73 | 45.73 | 45.73 | 45.73 | 45.73 | 45.73 | 45.73 | 45.73 | 45.73 | 45.73
| Total Capacity | 0 | 0 | 55.7 | 55.7 | 55.7 | 65.56 | 65.56 |  | 65.56 | 65.56 | 65.56 | 65.56 | 65.56 | 65.56 | 65.56 | 65.56 | 65.56 | 65.56 | 65.56 | 65.56 | 65.56 | 65.56 | 65.56 | 65.56 | 65.56 | 65.56 | 65.56 | 65.56 | 65.56 | 65.56 | 65.56 | 65.56 | 65.56 |  |  | Nelson Bay 33_11kV Tx1 | 0 | 0 | 0.61033 | -0.020441 | -0.066108 | -6.0729 | -2.5721 | -0.033918 | -0.057711 | -0.047692 | -0.078992 | -0.059559 | -0.010391 | 0.047052 | 0.066458 | 0.054346 | 0.06798 | 0.051607 | 0.073352 | 0.074209 | 0.087622 | 0.095844 | 0.094642 | 0.093163 | 0.095929 | 0.098733 | 0.10158 | 0.10446 | 0.10739 | 0.11035 | 0.11336 | 0.11641
|  | -7 | -6 | -5 | -4 | -3 | -2 | -1 |  | 0 | 1 | 2 | 3 | 4 | 5 | 6 | 7 | 8 | 9 | 10 | 11 | 12 | 13 | 14 | 15 | 16 | 17 | 18 | 19 | 20 | 21 | 22 | 23 | 24 |  |  | Nelson Bay 33_11kV Tx2 | 0 | 0 | 0.61033 | -0.020441 | -0.066108 | 0.10016 | 0.057164 | -0.033918 | -0.057711 | -0.047692 | -0.078992 | -0.059559 | -0.010391 | 0.047052 | 0.066458 | 0.054346 | 0.06798 | 0.051607 | 0.073352 | 0.074209 | 0.087622 | 0.095844 | 0.094642 | 0.093163 | 0.095929 | 0.098733 | 0.10158 | 0.10446 | 0.10739 | 0.11035 | 0.11336 | 0.11641
| Transformer Loads | [35 empty] | Nelson Bay 33_11kV Tx3 | 0 | 0 | 0.57981 | -0.019419 | -0.062803 | -9.3247 | -0.027144 | -0.13177 | -0.054825 | -0.045307 | -0.075043 | -0.056581 | -0.0098717 | 0.044699 | 0.063135 | 0.051629 | 0.064581 | 0.049026 | 0.069684 | 0.070498 | 0.083241 | 0.091052 | 0.08991 | 0.088505 | 0.091132 | 0.093796 | 0.096498 | 0.099238 | 0.10202 | 0.10484 | 0.10769 | 0.11059
| Historical Loads | (11kV MVA) | [7 empty] | 0: Weather Corrected Forecast Loads; 4: (11kV MVA) |  |  |  | 0 | 0 | 0 | 0 | 0 | 0 | 0 | 0 | 0 | 0 | 0 | 0 | 0 | 0 | 0 | 0 | 0 | 0 | 0 | 0 | 0 | 0 | 0 | 0 | 0 | 0 | 0 | 0 | 0 | 0 | 0 | 0
|  | 07/08 | 08/09 | 09/10 | 10/11 | 11/12 | 12/13 | 13/14 |  | 14/15 | 15/16 | 16/17 | 17/18 | 18/19 | 19/20 | 20/21 | 21/22 | 22/23 | 23/24 | 24/25 | 25/26 | 26/27 | 27/28 | 28/29 | 29/30 | 30/31 | 31/32 | 32/33 | 33/34 | 34/35 | 35/36 | 36/37 | 37/38 | 38/39 |  |  |  | 0 | 0 | 0 | 0 | 0 | 0 | 0 | 0 | 0 | 0 | 0 | 0 | 0 | 0 | 0 | 0 | 0 | 0 | 0 | 0 | 0 | 0 | 0 | 0 | 0 | 0 | 0 | 0 | 0 | 0 | 0 | 0
| 0 | [36 empty] | 0 | 0 | 0 | 0 | 0 | 0 | 0 | 0 | 0 | 0 | 0 | 0 | 0 | 0 | 0 | 0 | 0 | 0 | 0 | 0 | 0 | 0 | 0 | 0 | 0 | 0 | 0 | 0 | 0 | 0 | 0 | 0
| Diversity Factor: 0 | [36 empty] | 0 | 0 | 0 | 0 | 0 | 0 | 0 | 0 | 0 | 0 | 0 | 0 | 0 | 0 | 0 | 0 | 0 | 0 | 0 | 0 | 0 | 0 | 0 | 0 | 0 | 0 | 0 | 0 | 0 | 0 | 0 | 0
[38 empty] | 0 | 0 | 0 | 0 | 0 | 0 | 0 | 0 | 0 | 0 | 0 | 0 | 0 | 0 | 0 | 0 | 0 | 0 | 0 | 0 | 0 | 0 | 0 | 0 | 0 | 0 | 0 | 0 | 0 | 0 | 0 | 0
[38 empty] | 0 | 0 | 0 | 0 | 0 | 0 | 0 | 0 | 0 | 0 | 0 | 0 | 0 | 0 | 0 | 0 | 0 | 0 | 0 | 0 | 0 | 0 | 0 | 0 | 0 | 0 | 0 | 0 | 0 | 0 | 0 | 0
| 0 | [36 empty] | 0 | 0 | 0 | 0 | 0 | 0 | 0 | 0 | 0 | 0 | 0 | 0 | 0 | 0 | 0 | 0 | 0 | 0 | 0 | 0 | 0 | 0 | 0 | 0 | 0 | 0 | 0 | 0 | 0 | 0 | 0 | 0
Diversity Factor: 0
[38 empty] | Historical Spots & Transfers | [6 empty] | Forecast Spots & Transfers
[35 empty] | Project Name | From | To | 07/08 | 08/09 | 09/10 | 10/11 | 11/12 | 12/13 | 13/14 | 14/15 | 15/16 | 16/17 | 17/18 | 18/19 | 19/20 | 20/21 | 21/22 | 22/23 | 23/24 | 24/25 | 25/26 | 26/27 | 27/28 | 28/29 | 29/30 | 30/31 | 31/32 | 32/33 | 33/34 | 34/35 | 35/36 | 36/37 | 37/38 | 38/39
| 0 | [33 empty] | Broad based demand management |  | Nelson Bay 33_11kV Tx1 | 0 | 0 | 0 | 0 | 0 | 0 | 0 | -0.09521 | -0.020857 | -0.024695 | -0.07156 | -0.040756 | 0 | 0 | 0 | 0 | 0 | 0 | 0 | 0 | 0 | 0 | 0 | 0 | 0 | 0 | 0 | 0 | 0 | 0 | 0 | 0
| Diversity Factor: 0 | [33 empty] | Broad based demand management |  | Nelson Bay 33_11kV Tx2 | 0 | 0 | 0 | 0 | 0 | 0 | 0 | -0.09521 | -0.020857 | -0.024695 | -0.07156 | -0.040756 | 0 | 0 | 0 | 0 | 0 | 0 | 0 | 0 | 0 | 0 | 0 | 0 | 0 | 0 | 0 | 0 | 0 | 0 | 0 | 0
[35 empty] | Broad based demand management |  | Nelson Bay 33_11kV Tx3 | 0 | 0 | 0 | 0 | 0 | 0 | 0 | -0.09045 | -0.019814 | -0.02346 | -0.067982 | -0.038718 | 0 | 0 | 0 | 0 | 0 | 0 | 0 | 0 | 0 | 0 | 0 | 0 | 0 | 0 | 0 | 0 | 0 | 0 | 0 | 0
[35 empty] | DNP_ID: 6590. Establish 11kV connections to New Tomaree Zone (HZ00242) | Nelson Bay 33_11kV Tx1 | Tomaree 33_11kV Tx1 | 0 | 0 | 0 | 0 | 0 | 0 | 2.6293 | 0 | 0 | 0 | 0 | 0 | 0 | 0 | 0 | 0 | 0 | 0 | 0 | 0 | 0 | 0 | 0 | 0 | 0 | 0 | 0 | 0 | 0 | 0 | 0 | 0
| 0 | [33 empty] | DNP_ID: 6590. Establish 11kV connections to New Tomaree Zone (HZ00242) | Nelson Bay 33_11kV Tx1 | Tomaree 33_11kV Tx2 | 0 | 0 | 0 | 0 | 0 | 6.173 | 0 | 0 | 0 | 0 | 0 | 0 | 0 | 0 | 0 | 0 | 0 | 0 | 0 | 0 | 0 | 0 | 0 | 0 | 0 | 0 | 0 | 0 | 0 | 0 | 0 | 0
| Diversity Factor: 0 | [33 empty] | DNP_ID: 6590. Establish 11kV connections to New Tomaree Zone (HZ00242) | Nelson Bay 33_11kV Tx3 | Tomaree 33_11kV Tx1 | 0 | 0 | 0 | 0 | 0 | 4.5917 | 0 | 0 | 0 | 0 | 0 | 0 | 0 | 0 | 0 | 0 | 0 | 0 | 0 | 0 | 0 | 0 | 0 | 0 | 0 | 0 | 0 | 0 | 0 | 0 | 0 | 0
[35 empty] | DNP_ID: 6590. Establish 11kV connections to New Tomaree Zone (HZ00242) | Nelson Bay 33_11kV Tx3 | Tomaree 33_11kV Tx2 | 0 | 0 | 0 | 0 | 0 | 4.706 | 0 | 0 | 0 | 0 | 0 | 0 | 0 | 0 | 0 | 0 | 0 | 0 | 0 | 0 | 0 | 0 | 0 | 0 | 0 | 0 | 0 | 0 | 0 | 0 | 0 | 0
[35 empty] | HVCON_ID: 2000091. Nelson Bay Commercial Development subject to DA |  | Nelson Bay 33_11kV Tx1 | 0 | 0 | 0.61033 | 0 | 0 | 0 | 0 | 0 | 0 | 0 | 0 | 0 | 0 | 0 | 0 | 0 | 0 | 0 | 0 | 0 | 0 | 0 | 0 | 0 | 0 | 0 | 0 | 0 | 0 | 0 | 0 | 0
| 0 | [33 empty] | HVCON_ID: 2000091. Nelson Bay Commercial Development subject to DA |  | Nelson Bay 33_11kV Tx2 | 0 | 0 | 0.61033 | 0 | 0 | 0 | 0 | 0 | 0 | 0 | 0 | 0 | 0 | 0 | 0 | 0 | 0 | 0 | 0 | 0 | 0 | 0 | 0 | 0 | 0 | 0 | 0 | 0 | 0 | 0 | 0 | 0
| Diversity Factor: 0 | [33 empty] | HVCON_ID: 2000091. Nelson Bay Commercial Development subject to DA |  | Nelson Bay 33_11kV Tx3 | 0 | 0 | 0.57981 | 0 | 0 | 0 | 0 | 0 | 0 | 0 | 0 | 0 | 0 | 0 | 0 | 0 | 0 | 0 | 0 | 0 | 0 | 0 | 0 | 0 | 0 | 0 | 0 | 0 | 0 | 0 | 0 | 0
[35 empty] | HVCON_ID: 2013028. SC-03362 Update of HP527-11 Salamander Bay Shopping Centre Upgrade |  | Nelson Bay 33_11kV Tx1 | 0 | 0 | 0 | 0 | 0 | 0.1286 | 0.085737 | 0 | 0 | 0 | 0 | 0 | 0 | 0 | 0 | 0 | 0 | 0 | 0 | 0 | 0 | 0 | 0 | 0 | 0 | 0 | 0 | 0 | 0 | 0 | 0 | 0
[35 empty] | HVCON_ID: 2013028. SC-03362 Update of HP527-11 Salamander Bay Shopping Centre Upgrade |  | Nelson Bay 33_11kV Tx2 | 0 | 0 | 0 | 0 | 0 | 0.1286 | 0.085737 | 0 | 0 | 0 | 0 | 0 | 0 | 0 | 0 | 0 | 0 | 0 | 0 | 0 | 0 | 0 | 0 | 0 | 0 | 0 | 0 | 0 | 0 | 0 | 0 | 0
| 0 | [33 empty] | HVCON_ID: 2013029. Fishermans Bay Road, Anna Bay, NCARR |  | Nelson Bay 33_11kV Tx1 | 0 | 0 | 0 | 0 | 0 | 0 | 0 | 0.10479 | 0 | 0 | 0 | 0 | 0 | 0 | 0 | 0 | 0 | 0 | 0 | 0 | 0 | 0 | 0 | 0 | 0 | 0 | 0 | 0 | 0 | 0 | 0 | 0
| Diversity Factor: 0 | [33 empty] | HVCON_ID: 2013029. Fishermans Bay Road, Anna Bay, NCARR |  | Nelson Bay 33_11kV Tx2 | 0 | 0 | 0 | 0 | 0 | 0 | 0 | 0.10479 | 0 | 0 | 0 | 0 | 0 | 0 | 0 | 0 | 0 | 0 | 0 | 0 | 0 | 0 | 0 | 0 | 0 | 0 | 0 | 0 | 0 | 0 | 0 | 0
[35 empty] | Econometric |  | Nelson Bay 33_11kV Tx1 | 0 | 0 | 0 | 0 | 0 | 0 | 0 | 0 | 0 | 0.057548 | 0.10442 | 0.13772 | 0.15457 | 0.16343 | 0.16081 | 0.15802 | 0.16049 | 0.163 | 0.16554 | 0.16812 | 0.17073 | 0.17338 | 0.17607 | 0.1788 | 0.18157 | 0.18437 | 0.18721 | 0.1901 | 0.19302 | 0.19599 | 0.199 | 0.20205
[35 empty] | Econometric |  | Nelson Bay 33_11kV Tx2 | 0 | 0 | 0 | 0 | 0 | 0 | 0 | 0 | 0 | 0.057548 | 0.10442 | 0.13772 | 0.15457 | 0.16343 | 0.16081 | 0.15802 | 0.16049 | 0.163 | 0.16554 | 0.16812 | 0.17073 | 0.17338 | 0.17607 | 0.1788 | 0.18157 | 0.18437 | 0.18721 | 0.1901 | 0.19302 | 0.19599 | 0.199 | 0.20205
| 0 | [33 empty] | Econometric |  | Nelson Bay 33_11kV Tx3 | 0 | 0 | 0 | 0 | 0 | 0 | 0 | 0 | 0 | 0.05467 | 0.099194 | 0.13083 | 0.14684 | 0.15526 | 0.15277 | 0.15012 | 0.15247 | 0.15485 | 0.15726 | 0.15971 | 0.1622 | 0.16471 | 0.16727 | 0.16986 | 0.17249 | 0.17515 | 0.17785 | 0.18059 | 0.18337 | 0.18619 | 0.18905 | 0.19195
| Diversity Factor: 0 | [33 empty] | Energy Efficiency |  | Nelson Bay 33_11kV Tx1 | 0 | 0 | 0 | 0 | 0 | 0 | 0 | -0.018312 | -0.0086055 | -0.048641 | -0.07684 | -0.11905 | -0.12549 | -0.075055 | -0.054392 | -0.063081 | -0.061453 | -0.074187 | -0.054983 | -0.056703 | -0.045904 | -0.040333 | -0.044224 | -0.04843 | -0.04843 | -0.04843 | -0.04843 | -0.04843 | -0.04843 | -0.04843 | -0.04843 | -0.04843
[35 empty] | Energy Efficiency |  | Nelson Bay 33_11kV Tx2 | 0 | 0 | 0 | 0 | 0 | 0 | 0 | -0.018312 | -0.0086055 | -0.048641 | -0.07684 | -0.11905 | -0.12549 | -0.075055 | -0.054392 | -0.063081 | -0.061453 | -0.074187 | -0.054983 | -0.056703 | -0.045904 | -0.040333 | -0.044224 | -0.04843 | -0.04843 | -0.04843 | -0.04843 | -0.04843 | -0.04843 | -0.04843 | -0.04843 | -0.04843
[35 empty] | Energy Efficiency |  | Nelson Bay 33_11kV Tx3 | 0 | 0 | 0 | 0 | 0 | 0 | 0 | -0.017396 | -0.0081753 | -0.046209 | -0.072998 | -0.1131 | -0.11922 | -0.071302 | -0.051672 | -0.059927 | -0.05838 | -0.070478 | -0.052234 | -0.053868 | -0.043609 | -0.038317 | -0.042012 | -0.046008 | -0.046008 | -0.046008 | -0.046008 | -0.046008 | -0.046008 | -0.046008 | -0.046008 | -0.046008
| 0 | [33 empty] | Solar PV |  | Nelson Bay 33_11kV Tx1 | 0 | 0 | 0 | -0.020441 | -0.066108 | -0.028441 | -0.028573 | -0.025185 | -0.028249 | -0.031904 | -0.035007 | -0.037466 | -0.03947 | -0.041324 | -0.039962 | -0.040597 | -0.031063 | -0.037207 | -0.037207 | -0.037207 | -0.037207 | -0.037207 | -0.037207 | -0.037207 | -0.037207 | -0.037207 | -0.037207 | -0.037207 | -0.037207 | -0.037207 | -0.037207 | -0.037207
| Diversity Factor: 0 | [33 empty] | Solar PV |  | Nelson Bay 33_11kV Tx2 | 0 | 0 | 0 | -0.020441 | -0.066108 | -0.028441 | -0.028573 | -0.025185 | -0.028249 | -0.031904 | -0.035007 | -0.037466 | -0.03947 | -0.041324 | -0.039962 | -0.040597 | -0.031063 | -0.037207 | -0.037207 | -0.037207 | -0.037207 | -0.037207 | -0.037207 | -0.037207 | -0.037207 | -0.037207 | -0.037207 | -0.037207 | -0.037207 | -0.037207 | -0.037207 | -0.037207
[35 empty] | Solar PV |  | Nelson Bay 33_11kV Tx3 | 0 | 0 | 0 | -0.019419 | -0.062803 | -0.027019 | -0.027144 | -0.023926 | -0.026836 | -0.030309 | -0.033257 | -0.035593 | -0.037497 | -0.039258 | -0.037963 | -0.038567 | -0.029509 | -0.035347 | -0.035347 | -0.035347 | -0.035347 | -0.035347 | -0.035347 | -0.035347 | -0.035347 | -0.035347 | -0.035347 | -0.035347 | -0.035347 | -0.035347 | -0.035347 | -0.035347
0
Diversity Factor: 0
0
Diversity Factor: 0
| Weather Correction and Public Holiday Factors | [8 empty] | Forecast ROG
ROG Justification
| Actual loads for season 13/14 have been weather corrected by the following: | [6 empty] | -8.458% |  | 7 year ROG ok | [59 empty] | 7 year ROG ok
1 | 2 | 3 | 4 | 5 | 6 | 7 | 8 | 9 | 10 | 14/15 | 15/16 | 16/17 | 17/18 | 18/19 | 19/20 | 20/21 | 21/22 | 22/23 | 23/24 | 24/25 | 25/26 | 26/27 | 27/28 | 28/29 | 29/30 | 30/31 | 31/32 | 32/33 | 33/34 | 34/35 | 35/36 | 36/37 | 37/38 | 38/39
0.98371 | 0.96769 | 0.95718 | 0.95198 | 0.95198 | 0.95198 | 0.95198 | 0.95198 | 0.95198 | 0.95198 | -1.629% | -1.629% | -1.086% | -0.543% | 0% | 0% | 0% | 0% | 0% | 0% | 0% | 0% | 0% | 0% | 0% | 0% | 0% | 0% | 0% | 0% | 0% | 0% | 0% | 0% | 0%
Substation Load Detail
[7 empty] | Units | 13/14 |  | 14/15 | 15/16 | 16/17 | 17/18 | 18/19 | 19/20 | 20/21 | 21/22 | 22/23 | 23/24 | 24/25 | 25/26 | 26/27 | 27/28 | 28/29 | 29/30 | 30/31 | 31/32 | 32/33 | 33/34 | 34/35 | 35/36 | 36/37 | 37/38 | 38/39
1 | Nelson Bay 33_11kV | Compensated |  | Load (LV side) |  |  | Amps | 0 |  | 1013.483 | 987.6873 | 969.3876 | 951.9873 | 942.9671 | 941.3938 | 948.5189 | 958.5867 | 966.8232 | 977.1302 | 984.9578 | 996.0881 | 1007.353 | 1020.661 | 1035.226 | 1049.616 | 1063.788 | 1078.387 | 1093.421 | 1108.894 | 1124.815 | 1141.189 | 1158.022 | 1175.322 | 1193.096
|  |  |  | Apparent Power |  |  | MVA | 23.968 | 19.84 | 19.3094 | 18.818 | 18.4693 | 18.1378 | 17.9659 | 17.936 | 18.0717 | 18.2635 | 18.4204 | 18.6168 | 18.766 | 18.978 | 19.1927 | 19.4462 | 19.7237 | 19.9979 | 20.2679 | 20.546 | 20.8325 | 21.1273 | 21.4306 | 21.7426 | 22.0633 | 22.3929 | 22.7315
|  |  |  | Real Power |  |  | MW | 23.6564 | 19.5821 | 19.0736 | 18.6031 | 18.269 | 17.951 | 17.7861 | 17.7573 | 17.8876 | 18.0716 | 18.2221 | 18.4104 | 18.5532 | 18.7564 | 18.9618 | 19.2045 | 19.4699 | 19.7319 | 19.9899 | 20.2555 | 20.5289 | 20.8102 | 21.0994 | 21.3968 | 21.7023 | 22.0162 | 22.3386
|  |  |  | Reactive Power |  |  | MVAr | 0 |  | 3.0087 | 2.8358 | 2.713 | 2.5962 | 2.5356 | 2.525 | 2.5729 | 2.6405 | 2.6958 | 2.765 | 2.8175 | 2.8921 | 2.9676 | 3.0568 | 3.1543 | 3.2506 | 3.3454 | 3.443 | 3.5434 | 3.6468 | 3.7531 | 3.8623 | 3.9746 | 4.09 | 4.2084
|  |  |  | Capacitors In Service |  |  | MVAr | 4 |  | 4 | 4 | 4 | 4 | 4 | 4 | 4 | 4 | 4 | 4 | 4 | 4 | 4 | 4 | 4 | 4 | 4 | 4 | 4 | 4 | 4 | 4 | 4 | 4 | 4
|  |  |  | PF |  |  |  | 0.987 |  | 0.98779 | 0.98858 | 0.98915 | 0.9897 | 0.98999 | 0.99004 | 0.98981 | 0.98949 | 0.98923 | 0.98891 | 0.98867 | 0.98832 | 0.98797 | 0.98757 | 0.98713 | 0.9867 | 0.98628 | 0.98586 | 0.98543 | 0.98499 | 0.98455 | 0.9841 | 0.98364 | 0.98318 | 0.98271
0.90898 | Diversity Factor: 0.91 | Uncompensated |  | Reactive Power |  |  | MVAr | 0 | 7.1887 | 7.0087 | 6.8358 | 6.713 | 6.5962 | 6.5356 | 6.525 | 6.5729 | 6.6405 | 6.6958 | 6.765 | 6.8175 | 6.8921 | 6.9676 | 7.0568 | 7.1543 | 7.2506 | 7.3454 | 7.443 | 7.5434 | 7.6468 | 7.7531 | 7.8623 | 7.9746 | 8.09 | 8.2084
|  |  |  | PF |  |  |  | 0.94908 |  | 0.93864 | 0.93864 | 0.93864 | 0.93864 | 0.93864 | 0.93864 | 0.93864 | 0.93864 | 0.93864 | 0.93864 | 0.93864 | 0.93864 | 0.93864 | 0.93864 | 0.93864 | 0.93864 | 0.93864 | 0.93864 | 0.93864 | 0.93864 | 0.93864 | 0.93864 | 0.93864 | 0.93864 | 0.93864
[10 empty] | 1 | 2 | 3 | 4 | 5 | 6 | 7 | 8 | 9 | 10 | 11 | 12 | 13 | 14 | 15 | 16 | 17 | 18 | 19 | 20 | 21 | 22 | 23 | 24 | 25
Transformer Load Detail
[7 empty] | Units | 13/14 |  | 14/15 | 15/16 | 16/17 | 17/18 | 18/19 | 19/20 | 20/21 | 21/22 | 22/23 | 23/24 | 24/25 | 25/26 | 26/27 | 27/28 | 28/29 | 29/30 | 30/31 | 31/32 | 32/33 | 33/34 | 34/35 | 35/36 | 36/37 | 37/38 | 38/39
| 0 | Compensated |  | Load (LV side) |  |  | Amps
|  |  |  | Apparent Power |  |  | MVA
|  |  |  | Real Power |  |  | MW
|  |  |  | Reactive Power |  |  | MVAr
|  |  |  | Capacitors In Service |  |  | MVAr
PF
| Zone Div: | Uncompensated |  | Reactive Power |  |  | MVAr
PF
| 0 | Compensated |  | Load (LV side) |  |  | Amps
|  |  |  | Apparent Power |  |  | MVA
|  |  |  | Real Power |  |  | MW
|  |  |  | Reactive Power |  |  | MVAr
|  |  |  | Capacitors In Service |  |  | MVAr
PF
| Zone Div: | Uncompensated |  | Reactive Power |  |  | MVAr
PF
| 0 | Compensated |  | Load (LV side) |  |  | Amps
|  |  |  | Apparent Power |  |  | MVA
|  |  |  | Real Power |  |  | MW
|  |  |  | Reactive Power |  |  | MVAr
|  |  |  | Capacitors In Service |  |  | MVAr
PF
| Zone Div: | Uncompensated |  | Reactive Power |  |  | MVAr
PF
| 0 | Compensated |  | Load (LV side) |  |  | Amps
|  |  |  | Apparent Power |  |  | MVA
|  |  |  | Real Power |  |  | MW
|  |  |  | Reactive Power |  |  | MVAr
|  |  |  | Capacitors In Service |  |  | MVAr
PF
| Zone Div: | Uncompensated |  | Reactive Power |  |  | MVAr
PF
| 0 | Compensated |  | Load (LV side) |  |  | Amps
|  |  |  | Apparent Power |  |  | MVA
|  |  |  | Real Power |  |  | MW
|  |  |  | Reactive Power |  |  | MVAr
|  |  |  | Capacitors In Service |  |  | MVAr
PF
| Zone Div: | Uncompensated |  | Reactive Power |  |  | MVAr
PF
| 0 | Compensated |  | Load (LV side) |  |  | Amps
|  |  |  | Apparent Power |  |  | MVA
|  |  |  | Real Power |  |  | MW
|  |  |  | Reactive Power |  |  | MVAr
|  |  |  | Capacitors In Service |  |  | MVAr
PF
| Zone Div: | Uncompensated |  | Reactive Power |  |  | MVAr
PF
| 0 | Compensated |  | Load (LV side) |  |  | Amps
|  |  |  | Apparent Power |  |  | MVA
|  |  |  | Real Power |  |  | MW
|  |  |  | Reactive Power |  |  | MVAr
|  |  |  | Capacitors In Service |  |  | MVAr
PF
| Zone Div: | Uncompensated |  | Reactive Power |  |  | MVAr
PF
| 0 | Compensated |  | Load (LV side) |  |  | Amps
|  |  |  | Apparent Power |  |  | MVA
|  |  |  | Real Power |  |  | MW
|  |  |  | Reactive Power |  |  | MVAr
|  |  |  | Capacitors In Service |  |  | MVAr
PF
| Zone Div: | Uncompensated |  | Reactive Power |  |  | MVAr
PF
| 0 | Compensated |  | Load (LV side) |  |  | Amps
|  |  |  | Apparent Power |  |  | MVA
|  |  |  | Real Power |  |  | MW
|  |  |  | Reactive Power |  |  | MVAr
|  |  |  | Capacitors In Service |  |  | MVAr
PF
| Zone Div: | Uncompensated |  | Reactive Power |  |  | MVAr
PF
| 0 | Compensated |  | Load (LV side) |  |  | Amps
|  |  |  | Apparent Power |  |  | MVA
|  |  |  | Real Power |  |  | MW
|  |  |  | Reactive Power |  |  | MVAr
|  |  |  | Capacitors In Service |  |  | MVAr
PF
| Zone Div: | Uncompensated |  | Reactive Power |  |  | MVAr
PF

## Raymond Terr NEW 33_11kV
| Raymond Terr NEW 33_11kV | [16 empty] | 2015 | SUMMER
[6 empty] | Zone commissioned |  | 2011-10-06
| Substation Total Loads | [33 empty] | Spots & Transfers Detail
| Historical Loads | (11kV MVA) | [7 empty] | Weather Corrected Forecast Loads |  |  |  | (11kV MVA) | [20 empty] | Spots & Transfers Summary | (11kV MVA) |  | Historical Spots & Transfers | [6 empty] | Forecast Spots & Transfers
|  | 07/08 | 08/09 | 09/10 | 10/11 | 11/12 | 12/13 | 13/14 |  | 14/15 | 15/16 | 16/17 | 17/18 | 18/19 | 19/20 | 20/21 | 21/22 | 22/23 | 23/24 | 24/25 | 25/26 | 26/27 | 27/28 | 28/29 | 29/30 | 30/31 | 31/32 | 32/33 | 33/34 | 34/35 | 35/36 | 36/37 | 37/38 | 38/39 |  |  |  | 07/08 | 08/09 | 09/10 | 10/11 | 11/12 | 12/13 | 13/14 | 14/15 | 15/16 | 16/17 | 17/18 | 18/19 | 19/20 | 20/21 | 21/22 | 22/23 | 23/24 | 24/25 | 25/26 | 26/27 | 27/28 | 28/29 | 29/30 | 30/31 | 31/32 | 32/33 | 33/34 | 34/35 | 35/36 | 36/37 | 37/38 | 38/39
| Total |  |  |  |  | 20.034 | 21.096 | 23.33 |  | 23.467 | 23.3763 | 23.327 | 23.2574 | 23.2282 | 23.4769 | 23.9062 | 24.3512 | 24.7292 | 25.1599 | 25.5418 | 25.9842 | 26.4318 | 26.9186 | 27.4305 | 27.9423 | 28.4532 | 28.9746 | 29.5066 | 30.0495 | 30.6034 | 31.1684 | 31.7447 | 32.3324 | 32.9316 |  |  | Total | 0 | 0 | 0 | 0 | 25.721 | -6.3475 | 5.6263 | -3.7974 | -0.25247 | -0.15668 | -0.12316 | -0.029243 | 0.24875 | 0.42922 | 0.44497 | 0.378 | 0.4308 | 0.38189 | 0.44237 | 0.44759 | 0.48681 | 0.51188 | 0.51185 | 0.51083 | 0.52138 | 0.53208 | 0.54291 | 0.55389 | 0.565 | 0.57627 | 0.58767 | 0.59923
| Firm Rating | 0 | 0 | 0 | 0 | 38 | 38.11 | 38.11 |  | 38.11 | 38.11 | 38.11 | 38.11 | 38.11 | 38.11 | 38.11 | 38.11 | 38.11 | 38.11 | 38.11 | 38.11 | 38.11 | 38.11 | 38.11 | 38.11 | 38.11 | 38.11 | 38.11 | 38.11 | 38.11 | 38.11 | 38.11 | 38.11 | 38.11
| Total Capacity | 0 | 0 | 0 | 0 | 66 | 73.6 | 73.6 |  | 73.6 | 73.6 | 73.6 | 73.6 | 73.6 | 73.6 | 73.6 | 73.6 | 73.6 | 73.6 | 73.6 | 73.6 | 73.6 | 73.6 | 73.6 | 73.6 | 73.6 | 73.6 | 73.6 | 73.6 | 73.6 | 73.6 | 73.6 | 73.6 | 73.6 |  |  | Raymond Terr NEW 33_11kV Tx1 | 0 | 0 | 0 | 0 | 8.2937 | -0.0624 | 1.7037 | -0.11249 | -0.081409 | -0.050522 | -0.039714 | -0.0094294 | 0.080209 | 0.1384 | 0.14348 | 0.12189 | 0.13891 | 0.12314 | 0.14264 | 0.14433 | 0.15697 | 0.16505 | 0.16505 | 0.16472 | 0.16812 | 0.17157 | 0.17506 | 0.1786 | 0.18218 | 0.18582 | 0.18949 | 0.19322
|  | -7 | -6 | -5 | -4 | -3 | -2 | -1 |  | 0 | 1 | 2 | 3 | 4 | 5 | 6 | 7 | 8 | 9 | 10 | 11 | 12 | 13 | 14 | 15 | 16 | 17 | 18 | 19 | 20 | 21 | 22 | 23 | 24 |  |  | Raymond Terr NEW 33_11kV Tx3 | 0 | 0 | 0 | 0 | 17.4273 | -6.2851 | 3.9226 | -3.6849 | -0.17106 | -0.10616 | -0.08345 | -0.019814 | 0.16854 | 0.29082 | 0.30149 | 0.25611 | 0.29189 | 0.25875 | 0.29973 | 0.30327 | 0.32984 | 0.34682 | 0.34681 | 0.34611 | 0.35326 | 0.36051 | 0.36785 | 0.37529 | 0.38282 | 0.39045 | 0.39818 | 0.40601
| Transformer Loads | [36 empty] | 0 | 0 | 0 | 0 | 0 | 0 | 0 | 0 | 0 | 0 | 0 | 0 | 0 | 0 | 0 | 0 | 0 | 0 | 0 | 0 | 0 | 0 | 0 | 0 | 0 | 0 | 0 | 0 | 0 | 0 | 0 | 0
| Historical Loads | (11kV MVA) | [7 empty] | 0: Weather Corrected Forecast Loads; 4: (11kV MVA) |  |  |  | 0 | 0 | 0 | 0 | 0 | 0 | 0 | 0 | 0 | 0 | 0 | 0 | 0 | 0 | 0 | 0 | 0 | 0 | 0 | 0 | 0 | 0 | 0 | 0 | 0 | 0 | 0 | 0 | 0 | 0 | 0 | 0
|  | 07/08 | 08/09 | 09/10 | 10/11 | 11/12 | 12/13 | 13/14 |  | 14/15 | 15/16 | 16/17 | 17/18 | 18/19 | 19/20 | 20/21 | 21/22 | 22/23 | 23/24 | 24/25 | 25/26 | 26/27 | 27/28 | 28/29 | 29/30 | 30/31 | 31/32 | 32/33 | 33/34 | 34/35 | 35/36 | 36/37 | 37/38 | 38/39 |  |  |  | 0 | 0 | 0 | 0 | 0 | 0 | 0 | 0 | 0 | 0 | 0 | 0 | 0 | 0 | 0 | 0 | 0 | 0 | 0 | 0 | 0 | 0 | 0 | 0 | 0 | 0 | 0 | 0 | 0 | 0 | 0 | 0
| 0 | [36 empty] | 0 | 0 | 0 | 0 | 0 | 0 | 0 | 0 | 0 | 0 | 0 | 0 | 0 | 0 | 0 | 0 | 0 | 0 | 0 | 0 | 0 | 0 | 0 | 0 | 0 | 0 | 0 | 0 | 0 | 0 | 0 | 0
| Diversity Factor: 0 | [36 empty] | 0 | 0 | 0 | 0 | 0 | 0 | 0 | 0 | 0 | 0 | 0 | 0 | 0 | 0 | 0 | 0 | 0 | 0 | 0 | 0 | 0 | 0 | 0 | 0 | 0 | 0 | 0 | 0 | 0 | 0 | 0 | 0
[38 empty] | 0 | 0 | 0 | 0 | 0 | 0 | 0 | 0 | 0 | 0 | 0 | 0 | 0 | 0 | 0 | 0 | 0 | 0 | 0 | 0 | 0 | 0 | 0 | 0 | 0 | 0 | 0 | 0 | 0 | 0 | 0 | 0
[38 empty] | 0 | 0 | 0 | 0 | 0 | 0 | 0 | 0 | 0 | 0 | 0 | 0 | 0 | 0 | 0 | 0 | 0 | 0 | 0 | 0 | 0 | 0 | 0 | 0 | 0 | 0 | 0 | 0 | 0 | 0 | 0 | 0
| 0 | [36 empty] | 0 | 0 | 0 | 0 | 0 | 0 | 0 | 0 | 0 | 0 | 0 | 0 | 0 | 0 | 0 | 0 | 0 | 0 | 0 | 0 | 0 | 0 | 0 | 0 | 0 | 0 | 0 | 0 | 0 | 0 | 0 | 0
Diversity Factor: 0
[38 empty] | Historical Spots & Transfers | [6 empty] | Forecast Spots & Transfers
[35 empty] | Project Name | From | To | 07/08 | 08/09 | 09/10 | 10/11 | 11/12 | 12/13 | 13/14 | 14/15 | 15/16 | 16/17 | 17/18 | 18/19 | 19/20 | 20/21 | 21/22 | 22/23 | 23/24 | 24/25 | 25/26 | 26/27 | 27/28 | 28/29 | 29/30 | 30/31 | 31/32 | 32/33 | 33/34 | 34/35 | 35/36 | 36/37 | 37/38 | 38/39
| 0 | [33 empty] | Broad based demand management |  | Raymond Terr NEW 33_11kV Tx1 | 0 | 0 | 0 | 0 | 0 | 0 | 0 | -0.064598 | -0.038472 | -0.038928 | -0.064883 | -0.047152 | 0 | 0 | 0 | 0 | 0 | 0 | 0 | 0 | 0 | 0 | 0 | 0 | 0 | 0 | 0 | 0 | 0 | 0 | 0 | 0
| Diversity Factor: 0 | [33 empty] | Broad based demand management |  | Raymond Terr NEW 33_11kV Tx3 | 0 | 0 | 0 | 0 | 0 | 0 | 0 | -0.13574 | -0.080839 | -0.081798 | -0.13634 | -0.099079 | 0 | 0 | 0 | 0 | 0 | 0 | 0 | 0 | 0 | 0 | 0 | 0 | 0 | 0 | 0 | 0 | 0 | 0 | 0 | 0
[35 empty] | DNP_ID: 2210. To Tomago Zone | Raymond Terr NEW 33_11kV Tx1 | Tomago 33_11kV Tx2 | 0 | 0 | 0 | 0 | 0 | 0 | 3.8105 | 0 | 0 | 0 | 0 | 0 | 0 | 0 | 0 | 0 | 0 | 0 | 0 | 0 | 0 | 0 | 0 | 0 | 0 | 0 | 0 | 0 | 0 | 0 | 0 | 0
[35 empty] | DNP_ID: 2210. To Tomago Zone | Raymond Terr NEW 33_11kV Tx3 | Tomago 33_11kV Tx1 | 0 | 0 | 0 | 0 | 0 | 0 | 1.9243 | 0 | 0 | 0 | 0 | 0 | 0 | 0 | 0 | 0 | 0 | 0 | 0 | 0 | 0 | 0 | 0 | 0 | 0 | 0 | 0 | 0 | 0 | 0 | 0 | 0
| 0 | [33 empty] | DNP_ID: 2210. To Tomago Zone | Raymond Terr NEW 33_11kV Tx3 | Tomago 33_11kV Tx2 | 0 | 0 | 0 | 0 | 0 | 4.6298 | 1.81 | 0 | 0 | 0 | 0 | 0 | 0 | 0 | 0 | 0 | 0 | 0 | 0 | 0 | 0 | 0 | 0 | 0 | 0 | 0 | 0 | 0 | 0 | 0 | 0 | 0
| Diversity Factor: 0 | [33 empty] | DNP_ID: 2211. to Raymond Terr NEW | Raymond Terrace 33_11kV Tx1 | Raymond Terr NEW 33_11kV Tx1 | 0 | 0 | 0 | 0 | 0 | 0 | 2.7531 | 0 | 0 | 0 | 0 | 0 | 0 | 0 | 0 | 0 | 0 | 0 | 0 | 0 | 0 | 0 | 0 | 0 | 0 | 0 | 0 | 0 | 0 | 0 | 0 | 0
[35 empty] | DNP_ID: 2211. to Raymond Terr NEW | Raymond Terrace 33_11kV Tx1 | Raymond Terr NEW 33_11kV Tx3 | 0 | 0 | 0 | 0 | 0 | 0 | 3.0579 | 0 | 0 | 0 | 0 | 0 | 0 | 0 | 0 | 0 | 0 | 0 | 0 | 0 | 0 | 0 | 0 | 0 | 0 | 0 | 0 | 0 | 0 | 0 | 0 | 0
[35 empty] | DNP_ID: 2211. to Raymond Terr NEW | Raymond Terrace 33_11kV Tx2 | Raymond Terr NEW 33_11kV Tx1 | 0 | 0 | 0 | 0 | 0 | 0 | 2.7531 | 0 | 0 | 0 | 0 | 0 | 0 | 0 | 0 | 0 | 0 | 0 | 0 | 0 | 0 | 0 | 0 | 0 | 0 | 0 | 0 | 0 | 0 | 0 | 0 | 0
| 0 | [33 empty] | DNP_ID: 2211. to Raymond Terr NEW | Raymond Terrace 33_11kV Tx2 | Raymond Terr NEW 33_11kV Tx3 | 0 | 0 | 0 | 0 | 0 | 0 | 3.0579 | 0 | 0 | 0 | 0 | 0 | 0 | 0 | 0 | 0 | 0 | 0 | 0 | 0 | 0 | 0 | 0 | 0 | 0 | 0 | 0 | 0 | 0 | 0 | 0 | 0
| Diversity Factor: 0 | [33 empty] | DNP_ID: 2211. to Raymond Terr NEW | Raymond Terrace 33_11kV Tx3 | Raymond Terr NEW 33_11kV Tx3 | 0 | 0 | 0 | 0 | 0 | 0 | 1.5242 | 0 | 0 | 0 | 0 | 0 | 0 | 0 | 0 | 0 | 0 | 0 | 0 | 0 | 0 | 0 | 0 | 0 | 0 | 0 | 0 | 0 | 0 | 0 | 0 | 0
[35 empty] | DNP_ID: 6607. Establish 11kV connections to New Brandy Hill Zone | Raymond Terr NEW 33_11kV Tx3 | Brandy Hill 132_11kV Tx1 | 0 | 0 | 0 | 0 | 0 | 1.5242 | 0 | 3.4485 | 0 | 0 | 0 | 0 | 0 | 0 | 0 | 0 | 0 | 0 | 0 | 0 | 0 | 0 | 0 | 0 | 0 | 0 | 0 | 0 | 0 | 0 | 0 | 0
[35 empty] | DNP_ID: 7149. Transfer from Raymond Terrace (old) to Raymond Terrace (new) - Initial Transfer | Raymond Terrace 33_11kV Tx1 | Raymond Terr NEW 33_11kV Tx1 | 0 | 0 | 0 | 0 | 2.7646 | 0 | 0 | 0 | 0 | 0 | 0 | 0 | 0 | 0 | 0 | 0 | 0 | 0 | 0 | 0 | 0 | 0 | 0 | 0 | 0 | 0 | 0 | 0 | 0 | 0 | 0 | 0
| 0 | [33 empty] | DNP_ID: 7149. Transfer from Raymond Terrace (old) to Raymond Terrace (new) - Initial Transfer | Raymond Terrace 33_11kV Tx1 | Raymond Terr NEW 33_11kV Tx3 | 0 | 0 | 0 | 0 | 5.8091 | 0 | 0 | 0 | 0 | 0 | 0 | 0 | 0 | 0 | 0 | 0 | 0 | 0 | 0 | 0 | 0 | 0 | 0 | 0 | 0 | 0 | 0 | 0 | 0 | 0 | 0 | 0
| Diversity Factor: 0 | [33 empty] | DNP_ID: 7149. Transfer from Raymond Terrace (old) to Raymond Terrace (new) - Initial Transfer | Raymond Terrace 33_11kV Tx2 | Raymond Terr NEW 33_11kV Tx1 | 0 | 0 | 0 | 0 | 2.7646 | 0 | 0 | 0 | 0 | 0 | 0 | 0 | 0 | 0 | 0 | 0 | 0 | 0 | 0 | 0 | 0 | 0 | 0 | 0 | 0 | 0 | 0 | 0 | 0 | 0 | 0 | 0
[35 empty] | DNP_ID: 7149. Transfer from Raymond Terrace (old) to Raymond Terrace (new) - Initial Transfer | Raymond Terrace 33_11kV Tx2 | Raymond Terr NEW 33_11kV Tx3 | 0 | 0 | 0 | 0 | 5.8091 | 0 | 0 | 0 | 0 | 0 | 0 | 0 | 0 | 0 | 0 | 0 | 0 | 0 | 0 | 0 | 0 | 0 | 0 | 0 | 0 | 0 | 0 | 0 | 0 | 0 | 0 | 0
[35 empty] | DNP_ID: 7149. Transfer from Raymond Terrace (old) to Raymond Terrace (new) - Initial Transfer | Raymond Terrace 33_11kV Tx3 | Raymond Terr NEW 33_11kV Tx1 | 0 | 0 | 0 | 0 | 2.7646 | 0 | 0 | 0 | 0 | 0 | 0 | 0 | 0 | 0 | 0 | 0 | 0 | 0 | 0 | 0 | 0 | 0 | 0 | 0 | 0 | 0 | 0 | 0 | 0 | 0 | 0 | 0
| 0 | [33 empty] | DNP_ID: 7149. Transfer from Raymond Terrace (old) to Raymond Terrace (new) - Initial Transfer | Raymond Terrace 33_11kV Tx3 | Raymond Terr NEW 33_11kV Tx3 | 0 | 0 | 0 | 0 | 5.8091 | 0 | 0 | 0 | 0 | 0 | 0 | 0 | 0 | 0 | 0 | 0 | 0 | 0 | 0 | 0 | 0 | 0 | 0 | 0 | 0 | 0 | 0 | 0 | 0 | 0 | 0 | 0
| Diversity Factor: 0 | [33 empty] | Econometric |  | Raymond Terr NEW 33_11kV Tx1 | 0 | 0 | 0 | 0 | 0 | 0 | 0 | 0 | 0 | 0.069459 | 0.1337 | 0.18483 | 0.23495 | 0.25269 | 0.23805 | 0.22465 | 0.22847 | 0.23158 | 0.23473 | 0.23792 | 0.24115 | 0.24442 | 0.24774 | 0.2511 | 0.2545 | 0.25795 | 0.26145 | 0.26498 | 0.26857 | 0.2722 | 0.27588 | 0.27961
[35 empty] | Econometric |  | Raymond Terr NEW 33_11kV Tx3 | 0 | 0 | 0 | 0 | 0 | 0 | 0 | 0 | 0 | 0.14595 | 0.28095 | 0.38837 | 0.49368 | 0.53097 | 0.50021 | 0.47206 | 0.48008 | 0.48661 | 0.49323 | 0.49993 | 0.50672 | 0.5136 | 0.52057 | 0.52763 | 0.53478 | 0.54203 | 0.54937 | 0.5568 | 0.56434 | 0.57197 | 0.5797 | 0.58753
[35 empty] | Energy Efficiency |  | Raymond Terr NEW 33_11kV Tx1 | 0 | 0 | 0 | 0 | 0 | 0 | 0 | -0.016416 | -0.0076331 | -0.04118 | -0.064784 | -0.10028 | -0.10541 | -0.062639 | -0.044629 | -0.052034 | -0.05074 | -0.061942 | -0.045589 | -0.047094 | -0.037679 | -0.03287 | -0.036194 | -0.039885 | -0.039885 | -0.039885 | -0.039885 | -0.039885 | -0.039885 | -0.039885 | -0.039885 | -0.039885
| 0 | [33 empty] | Energy Efficiency |  | Raymond Terr NEW 33_11kV Tx3 | 0 | 0 | 0 | 0 | 0 | 0 | 0 | -0.034495 | -0.016039 | -0.086531 | -0.13613 | -0.21072 | -0.22149 | -0.13162 | -0.093778 | -0.10934 | -0.10662 | -0.13016 | -0.095794 | -0.098956 | -0.079174 | -0.06907 | -0.076054 | -0.08381 | -0.08381 | -0.08381 | -0.08381 | -0.08381 | -0.08381 | -0.08381 | -0.08381 | -0.08381
| Diversity Factor: 0 | [33 empty] | Solar PV |  | Raymond Terr NEW 33_11kV Tx1 | 0 | 0 | 0 | 0 | 0 | -0.0624 | 0.0079999 | -0.031475 | -0.035304 | -0.039872 | -0.04375 | -0.046824 | -0.049328 | -0.051646 | -0.049942 | -0.050736 | -0.038821 | -0.0465 | -0.0465 | -0.0465 | -0.0465 | -0.0465 | -0.0465 | -0.0465 | -0.0465 | -0.0465 | -0.0465 | -0.0465 | -0.0465 | -0.0465 | -0.0465 | -0.0465
[35 empty] | Solar PV |  | Raymond Terr NEW 33_11kV Tx3 | 0 | 0 | 0 | 0 | 0 | -0.13112 | 0.01681 | -0.066138 | -0.074184 | -0.083783 | -0.091931 | -0.098389 | -0.10365 | -0.10852 | -0.10494 | -0.10661 | -0.081573 | -0.097708 | -0.097708 | -0.097708 | -0.097708 | -0.097708 | -0.097708 | -0.097708 | -0.097708 | -0.097708 | -0.097708 | -0.097708 | -0.097708 | -0.097708 | -0.097708 | -0.097708
0
Diversity Factor: 0
0
Diversity Factor: 0
| Weather Correction and Public Holiday Factors | [8 empty] | Forecast ROG
ROG Justification
| Actual loads for season 13/14 have been weather corrected by the following: | [6 empty] | 16.06% |  | 7 year ROG ok | [59 empty] | 7 year ROG ok
1 | 2 | 3 | 4 | 5 | 6 | 7 | 8 | 9 | 10 | 14/15 | 15/16 | 16/17 | 17/18 | 18/19 | 19/20 | 20/21 | 21/22 | 22/23 | 23/24 | 24/25 | 25/26 | 26/27 | 27/28 | 28/29 | 29/30 | 30/31 | 31/32 | 32/33 | 33/34 | 34/35 | 35/36 | 36/37 | 37/38 | 38/39
1.0069 | 1.0138 | 1.0185 | 1.0208 | 1.0208 | 1.0208 | 1.0208 | 1.0208 | 1.0208 | 1.0208 | 0.6893% | 0.6893% | 0.4595% | 0.2297% | 0% | 0% | 0% | 0% | 0% | 0% | 0% | 0% | 0% | 0% | 0% | 0% | 0% | 0% | 0% | 0% | 0% | 0% | 0% | 0% | 0%
Substation Load Detail
[7 empty] | Units | 13/14 |  | 14/15 | 15/16 | 16/17 | 17/18 | 18/19 | 19/20 | 20/21 | 21/22 | 22/23 | 23/24 | 24/25 | 25/26 | 26/27 | 27/28 | 28/29 | 29/30 | 30/31 | 31/32 | 32/33 | 33/34 | 34/35 | 35/36 | 36/37 | 37/38 | 38/39
1 | Raymond Terr NEW 33_11kV | Compensated |  | Load (LV side) |  |  | Amps | 0 |  | 1231.696 | 1226.935 | 1224.35 | 1220.699 | 1219.164 | 1232.22 | 1254.749 | 1278.104 | 1297.943 | 1320.555 | 1340.599 | 1363.817 | 1387.309 | 1412.861 | 1439.727 | 1466.592 | 1493.404 | 1520.77 | 1548.696 | 1577.192 | 1606.263 | 1635.918 | 1666.164 | 1697.009 | 1728.461
|  |  |  | Apparent Power |  |  | MVA | 23.33 | 27.0777 | 23.467 | 23.3763 | 23.327 | 23.2574 | 23.2282 | 23.4769 | 23.9062 | 24.3512 | 24.7292 | 25.1599 | 25.5418 | 25.9842 | 26.4318 | 26.9186 | 27.4305 | 27.9423 | 28.4532 | 28.9746 | 29.5066 | 30.0495 | 30.6034 | 31.1684 | 31.7447 | 32.3324 | 32.9316
|  |  |  | Real Power |  |  | MW | 21.6679 | 25.1486 | 21.7951 | 21.7108 | 21.6651 | 21.6005 | 21.5733 | 21.8044 | 22.203 | 22.6163 | 22.9673 | 23.3675 | 23.7221 | 24.133 | 24.5487 | 25.0008 | 25.4762 | 25.9516 | 26.4261 | 26.9103 | 27.4045 | 27.9087 | 28.4231 | 28.9479 | 29.4831 | 30.0289 | 30.5854
|  |  |  | Reactive Power |  |  | MVAr | 0 |  | 8.699 | 8.6654 | 8.6471 | 8.6213 | 8.6105 | 8.7027 | 8.8618 | 9.0268 | 9.1669 | 9.3266 | 9.4681 | 9.6321 | 9.798 | 9.9785 | 10.1683 | 10.358 | 10.5473 | 10.7406 | 10.9379 | 11.1391 | 11.3444 | 11.5539 | 11.7675 | 11.9853 | 12.2075
|  |  |  | Capacitors In Service |  |  | MVAr | 0 |  | 0 | 0 | 0 | 0 | 0 | 0 | 0 | 0 | 0 | 0 | 0 | 0 | 0 | 0 | 0 | 0 | 0 | 0 | 0 | 0 | 0 | 0 | 0 | 0 | 0
|  |  |  | PF |  |  |  | 0.92876 |  | 0.92876 | 0.92876 | 0.92876 | 0.92876 | 0.92876 | 0.92876 | 0.92876 | 0.92876 | 0.92876 | 0.92876 | 0.92876 | 0.92876 | 0.92876 | 0.92876 | 0.92876 | 0.92876 | 0.92876 | 0.92876 | 0.92876 | 0.92876 | 0.92876 | 0.92876 | 0.92876 | 0.92876 | 0.92876
0.88768 | Diversity Factor: 0.89 | Uncompensated |  | Reactive Power |  |  | MVAr | 0 | 10.0375 | 8.699 | 8.6654 | 8.6471 | 8.6213 | 8.6105 | 8.7027 | 8.8618 | 9.0268 | 9.1669 | 9.3266 | 9.4681 | 9.6321 | 9.798 | 9.9785 | 10.1683 | 10.358 | 10.5473 | 10.7406 | 10.9379 | 11.1391 | 11.3444 | 11.5539 | 11.7675 | 11.9853 | 12.2075
|  |  |  | PF |  |  |  | 0.92876 |  | 0.92876 | 0.92876 | 0.92876 | 0.92876 | 0.92876 | 0.92876 | 0.92876 | 0.92876 | 0.92876 | 0.92876 | 0.92876 | 0.92876 | 0.92876 | 0.92876 | 0.92876 | 0.92876 | 0.92876 | 0.92876 | 0.92876 | 0.92876 | 0.92876 | 0.92876 | 0.92876 | 0.92876 | 0.92876
[10 empty] | 1 | 2 | 3 | 4 | 5 | 6 | 7 | 8 | 9 | 10 | 11 | 12 | 13 | 14 | 15 | 16 | 17 | 18 | 19 | 20 | 21 | 22 | 23 | 24 | 25
Transformer Load Detail
[7 empty] | Units | 13/14 |  | 14/15 | 15/16 | 16/17 | 17/18 | 18/19 | 19/20 | 20/21 | 21/22 | 22/23 | 23/24 | 24/25 | 25/26 | 26/27 | 27/28 | 28/29 | 29/30 | 30/31 | 31/32 | 32/33 | 33/34 | 34/35 | 35/36 | 36/37 | 37/38 | 38/39
| 0 | Compensated |  | Load (LV side) |  |  | Amps
|  |  |  | Apparent Power |  |  | MVA
|  |  |  | Real Power |  |  | MW
|  |  |  | Reactive Power |  |  | MVAr
|  |  |  | Capacitors In Service |  |  | MVAr
PF
| Zone Div: | Uncompensated |  | Reactive Power |  |  | MVAr
PF
| 0 | Compensated |  | Load (LV side) |  |  | Amps
|  |  |  | Apparent Power |  |  | MVA
|  |  |  | Real Power |  |  | MW
|  |  |  | Reactive Power |  |  | MVAr
|  |  |  | Capacitors In Service |  |  | MVAr
PF
| Zone Div: | Uncompensated |  | Reactive Power |  |  | MVAr
PF
| 0 | Compensated |  | Load (LV side) |  |  | Amps
|  |  |  | Apparent Power |  |  | MVA
|  |  |  | Real Power |  |  | MW
|  |  |  | Reactive Power |  |  | MVAr
|  |  |  | Capacitors In Service |  |  | MVAr
PF
| Zone Div: | Uncompensated |  | Reactive Power |  |  | MVAr
PF
| 0 | Compensated |  | Load (LV side) |  |  | Amps
|  |  |  | Apparent Power |  |  | MVA
|  |  |  | Real Power |  |  | MW
|  |  |  | Reactive Power |  |  | MVAr
|  |  |  | Capacitors In Service |  |  | MVAr
PF
| Zone Div: | Uncompensated |  | Reactive Power |  |  | MVAr
PF
| 0 | Compensated |  | Load (LV side) |  |  | Amps
|  |  |  | Apparent Power |  |  | MVA
|  |  |  | Real Power |  |  | MW
|  |  |  | Reactive Power |  |  | MVAr
|  |  |  | Capacitors In Service |  |  | MVAr
PF
| Zone Div: | Uncompensated |  | Reactive Power |  |  | MVAr
PF
| 0 | Compensated |  | Load (LV side) |  |  | Amps
|  |  |  | Apparent Power |  |  | MVA
|  |  |  | Real Power |  |  | MW
|  |  |  | Reactive Power |  |  | MVAr
|  |  |  | Capacitors In Service |  |  | MVAr
PF
| Zone Div: | Uncompensated |  | Reactive Power |  |  | MVAr
PF
| 0 | Compensated |  | Load (LV side) |  |  | Amps
|  |  |  | Apparent Power |  |  | MVA
|  |  |  | Real Power |  |  | MW
|  |  |  | Reactive Power |  |  | MVAr
|  |  |  | Capacitors In Service |  |  | MVAr
PF
| Zone Div: | Uncompensated |  | Reactive Power |  |  | MVAr
PF
| 0 | Compensated |  | Load (LV side) |  |  | Amps
|  |  |  | Apparent Power |  |  | MVA
|  |  |  | Real Power |  |  | MW
|  |  |  | Reactive Power |  |  | MVAr
|  |  |  | Capacitors In Service |  |  | MVAr
PF
| Zone Div: | Uncompensated |  | Reactive Power |  |  | MVAr
PF
| 0 | Compensated |  | Load (LV side) |  |  | Amps
|  |  |  | Apparent Power |  |  | MVA
|  |  |  | Real Power |  |  | MW
|  |  |  | Reactive Power |  |  | MVAr
|  |  |  | Capacitors In Service |  |  | MVAr
PF
| Zone Div: | Uncompensated |  | Reactive Power |  |  | MVAr
PF
| 0 | Compensated |  | Load (LV side) |  |  | Amps
|  |  |  | Apparent Power |  |  | MVA
|  |  |  | Real Power |  |  | MW
|  |  |  | Reactive Power |  |  | MVAr
|  |  |  | Capacitors In Service |  |  | MVAr
PF
| Zone Div: | Uncompensated |  | Reactive Power |  |  | MVAr
PF

## Raymond Terrace 33_11kV
| Raymond Terrace 33_11kV | [16 empty] | 2015 | SUMMER
[6 empty] | Zone decommissioned |  | 2013-06-01
| Substation Total Loads | [33 empty] | Spots & Transfers Detail
| Historical Loads | (11kV MVA) | [7 empty] | Weather Corrected Forecast Loads |  |  |  | (11kV MVA) | [20 empty] | Spots & Transfers Summary | (11kV MVA) |  | Historical Spots & Transfers | [6 empty] | Forecast Spots & Transfers
|  | 07/08 | 08/09 | 09/10 | 10/11 | 11/12 | 12/13 | 13/14 |  | 14/15 | 15/16 | 16/17 | 17/18 | 18/19 | 19/20 | 20/21 | 21/22 | 22/23 | 23/24 | 24/25 | 25/26 | 26/27 | 27/28 | 28/29 | 29/30 | 30/31 | 31/32 | 32/33 | 33/34 | 34/35 | 35/36 | 36/37 | 37/38 | 38/39 |  |  |  | 07/08 | 08/09 | 09/10 | 10/11 | 11/12 | 12/13 | 13/14 | 14/15 | 15/16 | 16/17 | 17/18 | 18/19 | 19/20 | 20/21 | 21/22 | 22/23 | 23/24 | 24/25 | 25/26 | 26/27 | 27/28 | 28/29 | 29/30 | 30/31 | 31/32 | 32/33 | 33/34 | 34/35 | 35/36 | 36/37 | 37/38 | 38/39
| Total | 29.9 | 36.382 | 38 | 39.416 | 15.218 | 15.032 |  |  | 0 | 0 | 0 | 0 | 0 | 0 | 0 | 0 | 0 | 0 | 0 | 0 | 0 | 0 | 0 | 0 | 0 | 0 | 0 | 0 | 0 | 0 | 0 | 0 | 0 |  |  | Total | 0 | 1.8005 | 1.8005 | 0.63283 | -26.0341 | 0.89166 | -17.9475 | 0 | 0 | 0 | 0 | 0 | 0 | 0 | 0 | 0 | 0 | 0 | 0 | 0 | 0 | 0 | 0 | 0 | 0 | 0 | 0 | 0 | 0 | 0 | 0 | 0
| Firm Rating | 0 | 0 | 37.9 | 37.9 | 0 | 35.44 | 0 |  | 0 | 0 | 0 | 0 | 0 | 0 | 0 | 0 | 0 | 0 | 0 | 0 | 0 | 0 | 0 | 0 | 0 | 0 | 0 | 0 | 0 | 0 | 0 | 0 | 0
| Total Capacity | 0 | 0 | 52 | 52 | 0 | 52.01 | 0 |  | 0 | 0 | 0 | 0 | 0 | 0 | 0 | 0 | 0 | 0 | 0 | 0 | 0 | 0 | 0 | 0 | 0 | 0 | 0 | 0 | 0 | 0 | 0 | 0 | 0 |  |  | Raymond Terrace 33_11kV Tx1 | 0 | 0.60016 | 0.60016 | 0.21094 | -8.678 | 0.29722 | -5.811 | 0 | 0 | 0 | 0 | 0 | 0 | 0 | 0 | 0 | 0 | 0 | 0 | 0 | 0 | 0 | 0 | 0 | 0 | 0 | 0 | 0 | 0 | 0 | 0 | 0
|  | -7 | -6 | -5 | -4 | -3 | -2 | -1 |  | 0 | 1 | 2 | 3 | 4 | 5 | 6 | 7 | 8 | 9 | 10 | 11 | 12 | 13 | 14 | 15 | 16 | 17 | 18 | 19 | 20 | 21 | 22 | 23 | 24 |  |  | Raymond Terrace 33_11kV Tx2 | 0 | 0.60016 | 0.60016 | 0.21094 | -8.678 | 0.29722 | -5.811 | 0 | 0 | 0 | 0 | 0 | 0 | 0 | 0 | 0 | 0 | 0 | 0 | 0 | 0 | 0 | 0 | 0 | 0 | 0 | 0 | 0 | 0 | 0 | 0 | 0
| Transformer Loads | [35 empty] | Raymond Terrace 33_11kV Tx3 | 0 | 0.60016 | 0.60016 | 0.21094 | -8.678 | 0.29722 | -6.3254 | 0 | 0 | 0 | 0 | 0 | 0 | 0 | 0 | 0 | 0 | 0 | 0 | 0 | 0 | 0 | 0 | 0 | 0 | 0 | 0 | 0 | 0 | 0 | 0 | 0
| Historical Loads | (11kV MVA) | [7 empty] | Weather Corrected Forecast Loads |  |  |  | (11kV MVA) | [23 empty] | 0 | 0 | 0 | 0 | 0 | 0 | 0 | 0 | 0 | 0 | 0 | 0 | 0 | 0 | 0 | 0 | 0 | 0 | 0 | 0 | 0 | 0 | 0 | 0 | 0 | 0 | 0 | 0 | 0 | 0 | 0 | 0
|  | 07/08 | 08/09 | 09/10 | 10/11 | 11/12 | 12/13 | 13/14 |  | 14/15 | 15/16 | 16/17 | 17/18 | 18/19 | 19/20 | 20/21 | 21/22 | 22/23 | 23/24 | 24/25 | 25/26 | 26/27 | 27/28 | 28/29 | 29/30 | 30/31 | 31/32 | 32/33 | 33/34 | 34/35 | 35/36 | 36/37 | 37/38 | 38/39 |  |  |  | 0 | 0 | 0 | 0 | 0 | 0 | 0 | 0 | 0 | 0 | 0 | 0 | 0 | 0 | 0 | 0 | 0 | 0 | 0 | 0 | 0 | 0 | 0 | 0 | 0 | 0 | 0 | 0 | 0 | 0 | 0 | 0
| 0 | [36 empty] | 0 | 0 | 0 | 0 | 0 | 0 | 0 | 0 | 0 | 0 | 0 | 0 | 0 | 0 | 0 | 0 | 0 | 0 | 0 | 0 | 0 | 0 | 0 | 0 | 0 | 0 | 0 | 0 | 0 | 0 | 0 | 0
| Diversity Factor: 0 | [36 empty] | 0 | 0 | 0 | 0 | 0 | 0 | 0 | 0 | 0 | 0 | 0 | 0 | 0 | 0 | 0 | 0 | 0 | 0 | 0 | 0 | 0 | 0 | 0 | 0 | 0 | 0 | 0 | 0 | 0 | 0 | 0 | 0
[38 empty] | 0 | 0 | 0 | 0 | 0 | 0 | 0 | 0 | 0 | 0 | 0 | 0 | 0 | 0 | 0 | 0 | 0 | 0 | 0 | 0 | 0 | 0 | 0 | 0 | 0 | 0 | 0 | 0 | 0 | 0 | 0 | 0
[38 empty] | 0 | 0 | 0 | 0 | 0 | 0 | 0 | 0 | 0 | 0 | 0 | 0 | 0 | 0 | 0 | 0 | 0 | 0 | 0 | 0 | 0 | 0 | 0 | 0 | 0 | 0 | 0 | 0 | 0 | 0 | 0 | 0
| 0 | [36 empty] | 0 | 0 | 0 | 0 | 0 | 0 | 0 | 0 | 0 | 0 | 0 | 0 | 0 | 0 | 0 | 0 | 0 | 0 | 0 | 0 | 0 | 0 | 0 | 0 | 0 | 0 | 0 | 0 | 0 | 0 | 0 | 0
Diversity Factor: 0
[38 empty] | Historical Spots & Transfers | [6 empty] | Forecast Spots & Transfers
[35 empty] | Project Name | From | To | 07/08 | 08/09 | 09/10 | 10/11 | 11/12 | 12/13 | 13/14 | 14/15 | 15/16 | 16/17 | 17/18 | 18/19 | 19/20 | 20/21 | 21/22 | 22/23 | 23/24 | 24/25 | 25/26 | 26/27 | 27/28 | 28/29 | 29/30 | 30/31 | 31/32 | 32/33 | 33/34 | 34/35 | 35/36 | 36/37 | 37/38 | 38/39
| 0 | [33 empty] | DNP_ID: 2210. To Tomago Zone | Raymond Terrace 33_11kV Tx3 | Tomago 33_11kV Tx1 | 0 | 0 | 0 | 0 | 0 | 0 | 3.6771 | 0 | 0 | 0 | 0 | 0 | 0 | 0 | 0 | 0 | 0 | 0 | 0 | 0 | 0 | 0 | 0 | 0 | 0 | 0 | 0 | 0 | 0 | 0 | 0 | 0
| Diversity Factor: 0 | [33 empty] | DNP_ID: 2210. To Tomago Zone | Raymond Terrace 33_11kV Tx3 | Tomago 33_11kV Tx2 | 0 | 0 | 0 | 0 | 0 | 0 | 1.1241 | 0 | 0 | 0 | 0 | 0 | 0 | 0 | 0 | 0 | 0 | 0 | 0 | 0 | 0 | 0 | 0 | 0 | 0 | 0 | 0 | 0 | 0 | 0 | 0 | 0
[35 empty] | DNP_ID: 2211. to Raymond Terr NEW | Raymond Terrace 33_11kV Tx1 | Raymond Terr NEW 33_11kV Tx1 | 0 | 0 | 0 | 0 | 0 | 0 | 2.7531 | 0 | 0 | 0 | 0 | 0 | 0 | 0 | 0 | 0 | 0 | 0 | 0 | 0 | 0 | 0 | 0 | 0 | 0 | 0 | 0 | 0 | 0 | 0 | 0 | 0
[35 empty] | DNP_ID: 2211. to Raymond Terr NEW | Raymond Terrace 33_11kV Tx1 | Raymond Terr NEW 33_11kV Tx3 | 0 | 0 | 0 | 0 | 0 | 0 | 3.0579 | 0 | 0 | 0 | 0 | 0 | 0 | 0 | 0 | 0 | 0 | 0 | 0 | 0 | 0 | 0 | 0 | 0 | 0 | 0 | 0 | 0 | 0 | 0 | 0 | 0
| 0 | [33 empty] | DNP_ID: 2211. to Raymond Terr NEW | Raymond Terrace 33_11kV Tx2 | Raymond Terr NEW 33_11kV Tx1 | 0 | 0 | 0 | 0 | 0 | 0 | 2.7531 | 0 | 0 | 0 | 0 | 0 | 0 | 0 | 0 | 0 | 0 | 0 | 0 | 0 | 0 | 0 | 0 | 0 | 0 | 0 | 0 | 0 | 0 | 0 | 0 | 0
| Diversity Factor: 0 | [33 empty] | DNP_ID: 2211. to Raymond Terr NEW | Raymond Terrace 33_11kV Tx2 | Raymond Terr NEW 33_11kV Tx3 | 0 | 0 | 0 | 0 | 0 | 0 | 3.0579 | 0 | 0 | 0 | 0 | 0 | 0 | 0 | 0 | 0 | 0 | 0 | 0 | 0 | 0 | 0 | 0 | 0 | 0 | 0 | 0 | 0 | 0 | 0 | 0 | 0
[35 empty] | DNP_ID: 2211. to Raymond Terr NEW | Raymond Terrace 33_11kV Tx3 | Raymond Terr NEW 33_11kV Tx3 | 0 | 0 | 0 | 0 | 0 | 0 | 1.5242 | 0 | 0 | 0 | 0 | 0 | 0 | 0 | 0 | 0 | 0 | 0 | 0 | 0 | 0 | 0 | 0 | 0 | 0 | 0 | 0 | 0 | 0 | 0 | 0 | 0
[35 empty] | DNP_ID: 7149. Transfer from Raymond Terrace (old) to Raymond Terrace (new) - Initial Transfer | Raymond Terrace 33_11kV Tx1 | Raymond Terr NEW 33_11kV Tx1 | 0 | 0 | 0 | 0 | 2.7646 | 0 | 0 | 0 | 0 | 0 | 0 | 0 | 0 | 0 | 0 | 0 | 0 | 0 | 0 | 0 | 0 | 0 | 0 | 0 | 0 | 0 | 0 | 0 | 0 | 0 | 0 | 0
| 0 | [33 empty] | DNP_ID: 7149. Transfer from Raymond Terrace (old) to Raymond Terrace (new) - Initial Transfer | Raymond Terrace 33_11kV Tx1 | Raymond Terr NEW 33_11kV Tx3 | 0 | 0 | 0 | 0 | 5.8091 | 0 | 0 | 0 | 0 | 0 | 0 | 0 | 0 | 0 | 0 | 0 | 0 | 0 | 0 | 0 | 0 | 0 | 0 | 0 | 0 | 0 | 0 | 0 | 0 | 0 | 0 | 0
| Diversity Factor: 0 | [33 empty] | DNP_ID: 7149. Transfer from Raymond Terrace (old) to Raymond Terrace (new) - Initial Transfer | Raymond Terrace 33_11kV Tx2 | Raymond Terr NEW 33_11kV Tx1 | 0 | 0 | 0 | 0 | 2.7646 | 0 | 0 | 0 | 0 | 0 | 0 | 0 | 0 | 0 | 0 | 0 | 0 | 0 | 0 | 0 | 0 | 0 | 0 | 0 | 0 | 0 | 0 | 0 | 0 | 0 | 0 | 0
[35 empty] | DNP_ID: 7149. Transfer from Raymond Terrace (old) to Raymond Terrace (new) - Initial Transfer | Raymond Terrace 33_11kV Tx2 | Raymond Terr NEW 33_11kV Tx3 | 0 | 0 | 0 | 0 | 5.8091 | 0 | 0 | 0 | 0 | 0 | 0 | 0 | 0 | 0 | 0 | 0 | 0 | 0 | 0 | 0 | 0 | 0 | 0 | 0 | 0 | 0 | 0 | 0 | 0 | 0 | 0 | 0
[35 empty] | DNP_ID: 7149. Transfer from Raymond Terrace (old) to Raymond Terrace (new) - Initial Transfer | Raymond Terrace 33_11kV Tx3 | Raymond Terr NEW 33_11kV Tx1 | 0 | 0 | 0 | 0 | 2.7646 | 0 | 0 | 0 | 0 | 0 | 0 | 0 | 0 | 0 | 0 | 0 | 0 | 0 | 0 | 0 | 0 | 0 | 0 | 0 | 0 | 0 | 0 | 0 | 0 | 0 | 0 | 0
| 0 | [33 empty] | DNP_ID: 7149. Transfer from Raymond Terrace (old) to Raymond Terrace (new) - Initial Transfer | Raymond Terrace 33_11kV Tx3 | Raymond Terr NEW 33_11kV Tx3 | 0 | 0 | 0 | 0 | 5.8091 | 0 | 0 | 0 | 0 | 0 | 0 | 0 | 0 | 0 | 0 | 0 | 0 | 0 | 0 | 0 | 0 | 0 | 0 | 0 | 0 | 0 | 0 | 0 | 0 | 0 | 0 | 0
| Diversity Factor: 0 | [33 empty] | HVCON_ID: 2000092. Ampcontrol - Tomago |  | Raymond Terrace 33_11kV Tx1 | 0 | 0.60016 | 0 | 0 | 0 | 0 | 0 | 0 | 0 | 0 | 0 | 0 | 0 | 0 | 0 | 0 | 0 | 0 | 0 | 0 | 0 | 0 | 0 | 0 | 0 | 0 | 0 | 0 | 0 | 0 | 0 | 0
[35 empty] | HVCON_ID: 2000092. Ampcontrol - Tomago |  | Raymond Terrace 33_11kV Tx2 | 0 | 0.60016 | 0 | 0 | 0 | 0 | 0 | 0 | 0 | 0 | 0 | 0 | 0 | 0 | 0 | 0 | 0 | 0 | 0 | 0 | 0 | 0 | 0 | 0 | 0 | 0 | 0 | 0 | 0 | 0 | 0 | 0
[35 empty] | HVCON_ID: 2000092. Ampcontrol - Tomago |  | Raymond Terrace 33_11kV Tx3 | 0 | 0.60016 | 0 | 0 | 0 | 0 | 0 | 0 | 0 | 0 | 0 | 0 | 0 | 0 | 0 | 0 | 0 | 0 | 0 | 0 | 0 | 0 | 0 | 0 | 0 | 0 | 0 | 0 | 0 | 0 | 0 | 0
| 0 | [33 empty] | HVCON_ID: 2000093. Miltec - Tomago |  | Raymond Terrace 33_11kV Tx1 | 0 | 0 | 0.60016 | 0 | 0 | 0 | 0 | 0 | 0 | 0 | 0 | 0 | 0 | 0 | 0 | 0 | 0 | 0 | 0 | 0 | 0 | 0 | 0 | 0 | 0 | 0 | 0 | 0 | 0 | 0 | 0 | 0
| Diversity Factor: 0 | [33 empty] | HVCON_ID: 2000093. Miltec - Tomago |  | Raymond Terrace 33_11kV Tx2 | 0 | 0 | 0.60016 | 0 | 0 | 0 | 0 | 0 | 0 | 0 | 0 | 0 | 0 | 0 | 0 | 0 | 0 | 0 | 0 | 0 | 0 | 0 | 0 | 0 | 0 | 0 | 0 | 0 | 0 | 0 | 0 | 0
[35 empty] | HVCON_ID: 2000093. Miltec - Tomago |  | Raymond Terrace 33_11kV Tx3 | 0 | 0 | 0.60016 | 0 | 0 | 0 | 0 | 0 | 0 | 0 | 0 | 0 | 0 | 0 | 0 | 0 | 0 | 0 | 0 | 0 | 0 | 0 | 0 | 0 | 0 | 0 | 0 | 0 | 0 | 0 | 0 | 0
[35 empty] | HVCON_ID: 2000094. Miltec - Tomago |  | Raymond Terrace 33_11kV Tx1 | 0 | 0 | 0 | 0.29722 | 0 | 0 | 0 | 0 | 0 | 0 | 0 | 0 | 0 | 0 | 0 | 0 | 0 | 0 | 0 | 0 | 0 | 0 | 0 | 0 | 0 | 0 | 0 | 0 | 0 | 0 | 0 | 0
| 0 | [33 empty] | HVCON_ID: 2000094. Miltec - Tomago |  | Raymond Terrace 33_11kV Tx2 | 0 | 0 | 0 | 0.29722 | 0 | 0 | 0 | 0 | 0 | 0 | 0 | 0 | 0 | 0 | 0 | 0 | 0 | 0 | 0 | 0 | 0 | 0 | 0 | 0 | 0 | 0 | 0 | 0 | 0 | 0 | 0 | 0
| Diversity Factor: 0 | [33 empty] | HVCON_ID: 2000094. Miltec - Tomago |  | Raymond Terrace 33_11kV Tx3 | 0 | 0 | 0 | 0.29722 | 0 | 0 | 0 | 0 | 0 | 0 | 0 | 0 | 0 | 0 | 0 | 0 | 0 | 0 | 0 | 0 | 0 | 0 | 0 | 0 | 0 | 0 | 0 | 0 | 0 | 0 | 0 | 0
[35 empty] | HVCON_ID: 2000095. Sandvic - HP239-09 Tomago |  | Raymond Terrace 33_11kV Tx1 | 0 | 0 | 0 | 0 | 0 | 0.29722 | 0 | 0 | 0 | 0 | 0 | 0 | 0 | 0 | 0 | 0 | 0 | 0 | 0 | 0 | 0 | 0 | 0 | 0 | 0 | 0 | 0 | 0 | 0 | 0 | 0 | 0
[35 empty] | HVCON_ID: 2000095. Sandvic - HP239-09 Tomago |  | Raymond Terrace 33_11kV Tx2 | 0 | 0 | 0 | 0 | 0 | 0.29722 | 0 | 0 | 0 | 0 | 0 | 0 | 0 | 0 | 0 | 0 | 0 | 0 | 0 | 0 | 0 | 0 | 0 | 0 | 0 | 0 | 0 | 0 | 0 | 0 | 0 | 0
| 0 | [33 empty] | HVCON_ID: 2000095. Sandvic - HP239-09 Tomago |  | Raymond Terrace 33_11kV Tx3 | 0 | 0 | 0 | 0 | 0 | 0.29722 | 0 | 0 | 0 | 0 | 0 | 0 | 0 | 0 | 0 | 0 | 0 | 0 | 0 | 0 | 0 | 0 | 0 | 0 | 0 | 0 | 0 | 0 | 0 | 0 | 0 | 0
| Diversity Factor: 0 | [33 empty] | Econometric |  | Raymond Terrace 33_11kV Tx1 | 0 | 0 | 0 | 0 | 0 | 0 | 0 | 0 | 0 | 0 | 0 | 0 | 0 | 0 | 0 | 0 | 0 | 0 | 0 | 0 | 0 | 0 | 0 | 0 | 0 | 0 | 0 | 0 | 0 | 0 | 0 | 0
[35 empty] | Econometric |  | Raymond Terrace 33_11kV Tx2 | 0 | 0 | 0 | 0 | 0 | 0 | 0 | 0 | 0 | 0 | 0 | 0 | 0 | 0 | 0 | 0 | 0 | 0 | 0 | 0 | 0 | 0 | 0 | 0 | 0 | 0 | 0 | 0 | 0 | 0 | 0 | 0
[35 empty] | Econometric |  | Raymond Terrace 33_11kV Tx3 | 0 | 0 | 0 | 0 | 0 | 0 | 0 | 0 | 0 | 0 | 0 | 0 | 0 | 0 | 0 | 0 | 0 | 0 | 0 | 0 | 0 | 0 | 0 | 0 | 0 | 0 | 0 | 0 | 0 | 0 | 0 | 0
| 0 | [33 empty] | Energy Efficiency |  | Raymond Terrace 33_11kV Tx1 | 0 | 0 | 0 | 0 | 0 | 0 | 0 | 0 | 0 | 0 | 0 | 0 | 0 | 0 | 0 | 0 | 0 | 0 | 0 | 0 | 0 | 0 | 0 | 0 | 0 | 0 | 0 | 0 | 0 | 0 | 0 | 0
| Diversity Factor: 0 | [33 empty] | Energy Efficiency |  | Raymond Terrace 33_11kV Tx2 | 0 | 0 | 0 | 0 | 0 | 0 | 0 | 0 | 0 | 0 | 0 | 0 | 0 | 0 | 0 | 0 | 0 | 0 | 0 | 0 | 0 | 0 | 0 | 0 | 0 | 0 | 0 | 0 | 0 | 0 | 0 | 0
[35 empty] | Energy Efficiency |  | Raymond Terrace 33_11kV Tx3 | 0 | 0 | 0 | 0 | 0 | 0 | 0 | 0 | 0 | 0 | 0 | 0 | 0 | 0 | 0 | 0 | 0 | 0 | 0 | 0 | 0 | 0 | 0 | 0 | 0 | 0 | 0 | 0 | 0 | 0 | 0 | 0
[35 empty] | Solar PV |  | Raymond Terrace 33_11kV Tx1 | 0 | 0 | 0 | -0.086277 | -0.10438 | 0 | 0 | 0 | 0 | 0 | 0 | 0 | 0 | 0 | 0 | 0 | 0 | 0 | 0 | 0 | 0 | 0 | 0 | 0 | 0 | 0 | 0 | 0 | 0 | 0 | 0 | 0
[35 empty] | Solar PV |  | Raymond Terrace 33_11kV Tx2 | 0 | 0 | 0 | -0.086277 | -0.10438 | 0 | 0 | 0 | 0 | 0 | 0 | 0 | 0 | 0 | 0 | 0 | 0 | 0 | 0 | 0 | 0 | 0 | 0 | 0 | 0 | 0 | 0 | 0 | 0 | 0 | 0 | 0
| Weather Correction and Public Holiday Factors | [8 empty] | Forecast ROG | [24 empty] | Solar PV |  | Raymond Terrace 33_11kV Tx3 | 0 | 0 | 0 | -0.086277 | -0.10438 | 0 | 0 | 0 | 0 | 0 | 0 | 0 | 0 | 0 | 0 | 0 | 0 | 0 | 0 | 0 | 0 | 0 | 0 | 0 | 0 | 0 | 0 | 0 | 0 | 0 | 0 | 0
ROG Justification
| Actual loads for season 13/14 have been weather corrected by the following: | [6 empty] | 0% |  | Decommissioned | [59 empty] | Decommissioned
1 | 2 | 3 | 4 | 5 | 6 | 7 | 8 | 9 | 10 | 14/15 | 15/16 | 16/17 | 17/18 | 18/19 | 19/20 | 20/21 | 21/22 | 22/23 | 23/24 | 24/25 | 25/26 | 26/27 | 27/28 | 28/29 | 29/30 | 30/31 | 31/32 | 32/33 | 33/34 | 34/35 | 35/36 | 36/37 | 37/38 | 38/39
1.0069 | 1.0138 | 1.0185 | 1.0208 | 1.0208 | 1.0208 | 1.0208 | 1.0208 | 1.0208 | 1.0208 | 0.6893% | 0.6893% | 0.4595% | 0.2297% | 0% | 0% | 0% | 0% | 0% | 0% | 0% | 0% | 0% | 0% | 0% | 0% | 0% | 0% | 0% | 0% | 0% | 0% | 0% | 0% | 0%
Substation Load Detail
[7 empty] | Units | 13/14 |  | 14/15 | 15/16 | 16/17 | 17/18 | 18/19 | 19/20 | 20/21 | 21/22 | 22/23 | 23/24 | 24/25 | 25/26 | 26/27 | 27/28 | 28/29 | 29/30 | 30/31 | 31/32 | 32/33 | 33/34 | 34/35 | 35/36 | 36/37 | 37/38 | 38/39
1 | Raymond Terrace 33_11kV | Compensated |  | Load (LV side) |  |  | Amps | 0 |  | 0 | 0 | 0 | 0 | 0 | 0 | 0 | 0 | 0 | 0 | 0 | 0 | 0 | 0 | 0 | 0 | 0 | 0 | 0 | 0 | 0 | 0 | 0 | 0 | 0
|  |  |  | Apparent Power |  |  | MVA | 0 | 0 | 0 | 0 | 0 | 0 | 0 | 0 | 0 | 0 | 0 | 0 | 0 | 0 | 0 | 0 | 0 | 0 | 0 | 0 | 0 | 0 | 0 | 0 | 0 | 0 | 0
|  |  |  | Real Power |  |  | MW | 0 | 0 | 0 | 0 | 0 | 0 | 0 | 0 | 0 | 0 | 0 | 0 | 0 | 0 | 0 | 0 | 0 | 0 | 0 | 0 | 0 | 0 | 0 | 0 | 0 | 0 | 0
|  |  |  | Reactive Power |  |  | MVAr | 0 |  | 0 | 0 | 0 | 0 | 0 | 0 | 0 | 0 | 0 | 0 | 0 | 0 | 0 | 0 | 0 | 0 | 0 | 0 | 0 | 0 | 0 | 0 | 0 | 0 | 0
|  |  |  | Capacitors In Service |  |  | MVAr | 0 |  | 0 | 0 | 0 | 0 | 0 | 0 | 0 | 0 | 0 | 0 | 0 | 0 | 0 | 0 | 0 | 0 | 0 | 0 | 0 | 0 | 0 | 0 | 0 | 0 | 0
|  |  |  | PF |  |  |  | 0 |  | 0 | 0 | 0 | 0 | 0 | 0 | 0 | 0 | 0 | 0 | 0 | 0 | 0 | 0 | 0 | 0 | 0 | 0 | 0 | 0 | 0 | 0 | 0 | 0 | 0
0.84149 | Diversity Factor: 0.84 | Uncompensated |  | Reactive Power |  |  | MVAr | 0 | 0 | 0 | 0 | 0 | 0 | 0 | 0 | 0 | 0 | 0 | 0 | 0 | 0 | 0 | 0 | 0 | 0 | 0 | 0 | 0 | 0 | 0 | 0 | 0 | 0 | 0
|  |  |  | PF |  |  |  | 0 |  | 0 | 0 | 0 | 0 | 0 | 0 | 0 | 0 | 0 | 0 | 0 | 0 | 0 | 0 | 0 | 0 | 0 | 0 | 0 | 0 | 0 | 0 | 0 | 0 | 0
[10 empty] | 1 | 2 | 3 | 4 | 5 | 6 | 7 | 8 | 9 | 10 | 11 | 12 | 13 | 14 | 15 | 16 | 17 | 18 | 19 | 20 | 21 | 22 | 23 | 24 | 25
Transformer Load Detail
[7 empty] | Units | 13/14 |  | 14/15 | 15/16 | 16/17 | 17/18 | 18/19 | 19/20 | 20/21 | 21/22 | 22/23 | 23/24 | 24/25 | 25/26 | 26/27 | 27/28 | 28/29 | 29/30 | 30/31 | 31/32 | 32/33 | 33/34 | 34/35 | 35/36 | 36/37 | 37/38 | 38/39
| 0 | Compensated |  | Load (LV side) |  |  | Amps
|  |  |  | Apparent Power |  |  | MVA
|  |  |  | Real Power |  |  | MW
|  |  |  | Reactive Power |  |  | MVAr
|  |  |  | Capacitors In Service |  |  | MVAr
PF
| Zone Div: | Uncompensated |  | Reactive Power |  |  | MVAr
PF
| 0 | Compensated |  | Load (LV side) |  |  | Amps
|  |  |  | Apparent Power |  |  | MVA
|  |  |  | Real Power |  |  | MW
|  |  |  | Reactive Power |  |  | MVAr
|  |  |  | Capacitors In Service |  |  | MVAr
PF
| Zone Div: | Uncompensated |  | Reactive Power |  |  | MVAr
PF
| 0 | Compensated |  | Load (LV side) |  |  | Amps
|  |  |  | Apparent Power |  |  | MVA
|  |  |  | Real Power |  |  | MW
|  |  |  | Reactive Power |  |  | MVAr
|  |  |  | Capacitors In Service |  |  | MVAr
PF
| Zone Div: | Uncompensated |  | Reactive Power |  |  | MVAr
PF
| 0 | Compensated |  | Load (LV side) |  |  | Amps
|  |  |  | Apparent Power |  |  | MVA
|  |  |  | Real Power |  |  | MW
|  |  |  | Reactive Power |  |  | MVAr
|  |  |  | Capacitors In Service |  |  | MVAr
PF
| Zone Div: | Uncompensated |  | Reactive Power |  |  | MVAr
PF
| 0 | Compensated |  | Load (LV side) |  |  | Amps
|  |  |  | Apparent Power |  |  | MVA
|  |  |  | Real Power |  |  | MW
|  |  |  | Reactive Power |  |  | MVAr
|  |  |  | Capacitors In Service |  |  | MVAr
PF
| Zone Div: | Uncompensated |  | Reactive Power |  |  | MVAr
PF
| 0 | Compensated |  | Load (LV side) |  |  | Amps
|  |  |  | Apparent Power |  |  | MVA
|  |  |  | Real Power |  |  | MW
|  |  |  | Reactive Power |  |  | MVAr
|  |  |  | Capacitors In Service |  |  | MVAr
PF
| Zone Div: | Uncompensated |  | Reactive Power |  |  | MVAr
PF
| 0 | Compensated |  | Load (LV side) |  |  | Amps
|  |  |  | Apparent Power |  |  | MVA
|  |  |  | Real Power |  |  | MW
|  |  |  | Reactive Power |  |  | MVAr
|  |  |  | Capacitors In Service |  |  | MVAr
PF
| Zone Div: | Uncompensated |  | Reactive Power |  |  | MVAr
PF
| 0 | Compensated |  | Load (LV side) |  |  | Amps
|  |  |  | Apparent Power |  |  | MVA
|  |  |  | Real Power |  |  | MW
|  |  |  | Reactive Power |  |  | MVAr
|  |  |  | Capacitors In Service |  |  | MVAr
PF
| Zone Div: | Uncompensated |  | Reactive Power |  |  | MVAr
PF
| 0 | Compensated |  | Load (LV side) |  |  | Amps
|  |  |  | Apparent Power |  |  | MVA
|  |  |  | Real Power |  |  | MW
|  |  |  | Reactive Power |  |  | MVAr
|  |  |  | Capacitors In Service |  |  | MVAr
PF
| Zone Div: | Uncompensated |  | Reactive Power |  |  | MVAr
PF
| 0 | Compensated |  | Load (LV side) |  |  | Amps
|  |  |  | Apparent Power |  |  | MVA
|  |  |  | Real Power |  |  | MW
|  |  |  | Reactive Power |  |  | MVAr
|  |  |  | Capacitors In Service |  |  | MVAr
PF
| Zone Div: | Uncompensated |  | Reactive Power |  |  | MVAr
PF

## Salt Ash 33_11kV
| Salt Ash 33_11kV | [16 empty] | 2015 | SUMMER
[6 empty] | Zone decommissioned |  | 2013-08-31
| Substation Total Loads | [33 empty] | Spots & Transfers Detail
| Historical Loads | (11kV MVA) | [7 empty] | Weather Corrected Forecast Loads |  |  |  | (11kV MVA) | [20 empty] | Spots & Transfers Summary | (11kV MVA) |  | Historical Spots & Transfers | [6 empty] | Forecast Spots & Transfers
|  | 07/08 | 08/09 | 09/10 | 10/11 | 11/12 | 12/13 | 13/14 |  | 14/15 | 15/16 | 16/17 | 17/18 | 18/19 | 19/20 | 20/21 | 21/22 | 22/23 | 23/24 | 24/25 | 25/26 | 26/27 | 27/28 | 28/29 | 29/30 | 30/31 | 31/32 | 32/33 | 33/34 | 34/35 | 35/36 | 36/37 | 37/38 | 38/39 |  |  |  | 07/08 | 08/09 | 09/10 | 10/11 | 11/12 | 12/13 | 13/14 | 14/15 | 15/16 | 16/17 | 17/18 | 18/19 | 19/20 | 20/21 | 21/22 | 22/23 | 23/24 | 24/25 | 25/26 | 26/27 | 27/28 | 28/29 | 29/30 | 30/31 | 31/32 | 32/33 | 33/34 | 34/35 | 35/36 | 36/37 | 37/38 | 38/39
| Total | 4.1 | 2.804 | 2.377 | 2.28 | 1.861 | 2.653 | 0 |  | 0 | 0 | 0 | 0 | 0 | 0 | 0 | 0 | 0 | 0 | 0 | 0 | 0 | 0 | 0 | 0 | 0 | 0 | 0 | 0 | 0 | 0 | 0 | 0 | 0 |  |  | Total | 0 | 0 | 0 | -1e-05 | -0.0158 | -0.01241 | -2.4768 | 0 | 0 | 0 | 0 | 0 | 0 | 0 | 0 | 0 | 0 | 0 | 0 | 0 | 0 | 0 | 0 | 0 | 0 | 0 | 0 | 0 | 0 | 0 | 0 | 0
| Firm Rating | 0 | 0 | 0 | 0 | 0 | 0 | 0 |  | 0 | 0 | 0 | 0 | 0 | 0 | 0 | 0 | 0 | 0 | 0 | 0 | 0 | 0 | 0 | 0 | 0 | 0 | 0 | 0 | 0 | 0 | 0 | 0 | 0
| Total Capacity | 0 | 0 | 11.55 | 11.55 | 11.55 | 11.55 | 0 |  | 0 | 0 | 0 | 0 | 0 | 0 | 0 | 0 | 0 | 0 | 0 | 0 | 0 | 0 | 0 | 0 | 0 | 0 | 0 | 0 | 0 | 0 | 0 | 0 | 0 |  |  | Salt Ash 33_11kV Tx1 | 0 | 0 | 0 | -5e-06 | -0.0079 | -0.006205 | -1.2384 | 0 | 0 | 0 | 0 | 0 | 0 | 0 | 0 | 0 | 0 | 0 | 0 | 0 | 0 | 0 | 0 | 0 | 0 | 0 | 0 | 0 | 0 | 0 | 0 | 0
|  | -7 | -6 | -5 | -4 | -3 | -2 | -1 |  | 0 | 1 | 2 | 3 | 4 | 5 | 6 | 7 | 8 | 9 | 10 | 11 | 12 | 13 | 14 | 15 | 16 | 17 | 18 | 19 | 20 | 21 | 22 | 23 | 24 |  |  | Salt Ash 33_11kV Tx2 | 0 | 0 | 0 | -5e-06 | -0.0079 | -0.006205 | -1.2384 | 0 | 0 | 0 | 0 | 0 | 0 | 0 | 0 | 0 | 0 | 0 | 0 | 0 | 0 | 0 | 0 | 0 | 0 | 0 | 0 | 0 | 0 | 0 | 0 | 0
| Transformer Loads | [36 empty] | 0 | 0 | 0 | 0 | 0 | 0 | 0 | 0 | 0 | 0 | 0 | 0 | 0 | 0 | 0 | 0 | 0 | 0 | 0 | 0 | 0 | 0 | 0 | 0 | 0 | 0 | 0 | 0 | 0 | 0 | 0 | 0
| Historical Loads | (11kV MVA) | [7 empty] | Weather Corrected Forecast Loads |  |  |  | (11kV MVA) | [23 empty] | 0 | 0 | 0 | 0 | 0 | 0 | 0 | 0 | 0 | 0 | 0 | 0 | 0 | 0 | 0 | 0 | 0 | 0 | 0 | 0 | 0 | 0 | 0 | 0 | 0 | 0 | 0 | 0 | 0 | 0 | 0 | 0
|  | 07/08 | 08/09 | 09/10 | 10/11 | 11/12 | 12/13 | 13/14 |  | 14/15 | 15/16 | 16/17 | 17/18 | 18/19 | 19/20 | 20/21 | 21/22 | 22/23 | 23/24 | 24/25 | 25/26 | 26/27 | 27/28 | 28/29 | 29/30 | 30/31 | 31/32 | 32/33 | 33/34 | 34/35 | 35/36 | 36/37 | 37/38 | 38/39 |  |  |  | 0 | 0 | 0 | 0 | 0 | 0 | 0 | 0 | 0 | 0 | 0 | 0 | 0 | 0 | 0 | 0 | 0 | 0 | 0 | 0 | 0 | 0 | 0 | 0 | 0 | 0 | 0 | 0 | 0 | 0 | 0 | 0
| 0 | [36 empty] | 0 | 0 | 0 | 0 | 0 | 0 | 0 | 0 | 0 | 0 | 0 | 0 | 0 | 0 | 0 | 0 | 0 | 0 | 0 | 0 | 0 | 0 | 0 | 0 | 0 | 0 | 0 | 0 | 0 | 0 | 0 | 0
| Diversity Factor: 0 | [36 empty] | 0 | 0 | 0 | 0 | 0 | 0 | 0 | 0 | 0 | 0 | 0 | 0 | 0 | 0 | 0 | 0 | 0 | 0 | 0 | 0 | 0 | 0 | 0 | 0 | 0 | 0 | 0 | 0 | 0 | 0 | 0 | 0
[38 empty] | 0 | 0 | 0 | 0 | 0 | 0 | 0 | 0 | 0 | 0 | 0 | 0 | 0 | 0 | 0 | 0 | 0 | 0 | 0 | 0 | 0 | 0 | 0 | 0 | 0 | 0 | 0 | 0 | 0 | 0 | 0 | 0
[38 empty] | 0 | 0 | 0 | 0 | 0 | 0 | 0 | 0 | 0 | 0 | 0 | 0 | 0 | 0 | 0 | 0 | 0 | 0 | 0 | 0 | 0 | 0 | 0 | 0 | 0 | 0 | 0 | 0 | 0 | 0 | 0 | 0
| 0 | [36 empty] | 0 | 0 | 0 | 0 | 0 | 0 | 0 | 0 | 0 | 0 | 0 | 0 | 0 | 0 | 0 | 0 | 0 | 0 | 0 | 0 | 0 | 0 | 0 | 0 | 0 | 0 | 0 | 0 | 0 | 0 | 0 | 0
Diversity Factor: 0
[38 empty] | Historical Spots & Transfers | [6 empty] | Forecast Spots & Transfers
[35 empty] | Project Name | From | To | 07/08 | 08/09 | 09/10 | 10/11 | 11/12 | 12/13 | 13/14 | 14/15 | 15/16 | 16/17 | 17/18 | 18/19 | 19/20 | 20/21 | 21/22 | 22/23 | 23/24 | 24/25 | 25/26 | 26/27 | 27/28 | 28/29 | 29/30 | 30/31 | 31/32 | 32/33 | 33/34 | 34/35 | 35/36 | 36/37 | 37/38 | 38/39
| 0 | [33 empty] | DNP_ID: 6581. Establish 11kV connections to Tanilba Bay Zone ( HZ00230 ) - STAGE 2 | Salt Ash 33_11kV Tx1 | Tanilba Bay 33_11kV Tx1 | 0 | 0 | 0 | 0 | 0 | 0 | 0.68302 | 0 | 0 | 0 | 0 | 0 | 0 | 0 | 0 | 0 | 0 | 0 | 0 | 0 | 0 | 0 | 0 | 0 | 0 | 0 | 0 | 0 | 0 | 0 | 0 | 0
| Diversity Factor: 0 | [33 empty] | DNP_ID: 6581. Establish 11kV connections to Tanilba Bay Zone ( HZ00230 ) - STAGE 2 | Salt Ash 33_11kV Tx1 | Tanilba Bay 33_11kV Tx2 | 0 | 0 | 0 | 0 | 0 | 0 | 0.55539 | 0 | 0 | 0 | 0 | 0 | 0 | 0 | 0 | 0 | 0 | 0 | 0 | 0 | 0 | 0 | 0 | 0 | 0 | 0 | 0 | 0 | 0 | 0 | 0 | 0
[35 empty] | DNP_ID: 6581. Establish 11kV connections to Tanilba Bay Zone ( HZ00230 ) - STAGE 2 | Salt Ash 33_11kV Tx2 | Tanilba Bay 33_11kV Tx1 | 0 | 0 | 0 | 0 | 0 | 0 | 0.68302 | 0 | 0 | 0 | 0 | 0 | 0 | 0 | 0 | 0 | 0 | 0 | 0 | 0 | 0 | 0 | 0 | 0 | 0 | 0 | 0 | 0 | 0 | 0 | 0 | 0
[35 empty] | DNP_ID: 6581. Establish 11kV connections to Tanilba Bay Zone ( HZ00230 ) - STAGE 2 | Salt Ash 33_11kV Tx2 | Tanilba Bay 33_11kV Tx2 | 0 | 0 | 0 | 0 | 0 | 0 | 0.55539 | 0 | 0 | 0 | 0 | 0 | 0 | 0 | 0 | 0 | 0 | 0 | 0 | 0 | 0 | 0 | 0 | 0 | 0 | 0 | 0 | 0 | 0 | 0 | 0 | 0
| 0 | [33 empty] | Econometric |  | Salt Ash 33_11kV Tx1 | 0 | 0 | 0 | 0 | 0 | 0 | 0 | 0 | 0 | 0 | 0 | 0 | 0 | 0 | 0 | 0 | 0 | 0 | 0 | 0 | 0 | 0 | 0 | 0 | 0 | 0 | 0 | 0 | 0 | 0 | 0 | 0
| Diversity Factor: 0 | [33 empty] | Econometric |  | Salt Ash 33_11kV Tx2 | 0 | 0 | 0 | 0 | 0 | 0 | 0 | 0 | 0 | 0 | 0 | 0 | 0 | 0 | 0 | 0 | 0 | 0 | 0 | 0 | 0 | 0 | 0 | 0 | 0 | 0 | 0 | 0 | 0 | 0 | 0 | 0
[35 empty] | Energy Efficiency |  | Salt Ash 33_11kV Tx1 | 0 | 0 | 0 | 0 | 0 | 0 | 0 | 0 | 0 | 0 | 0 | 0 | 0 | 0 | 0 | 0 | 0 | 0 | 0 | 0 | 0 | 0 | 0 | 0 | 0 | 0 | 0 | 0 | 0 | 0 | 0 | 0
[35 empty] | Energy Efficiency |  | Salt Ash 33_11kV Tx2 | 0 | 0 | 0 | 0 | 0 | 0 | 0 | 0 | 0 | 0 | 0 | 0 | 0 | 0 | 0 | 0 | 0 | 0 | 0 | 0 | 0 | 0 | 0 | 0 | 0 | 0 | 0 | 0 | 0 | 0 | 0 | 0
| 0 | [33 empty] | Solar PV |  | Salt Ash 33_11kV Tx1 | 0 | 0 | 0 | -5e-06 | -0.0079 | -0.006205 | 0 | 0 | 0 | 0 | 0 | 0 | 0 | 0 | 0 | 0 | 0 | 0 | 0 | 0 | 0 | 0 | 0 | 0 | 0 | 0 | 0 | 0 | 0 | 0 | 0 | 0
| Diversity Factor: 0 | [33 empty] | Solar PV |  | Salt Ash 33_11kV Tx2 | 0 | 0 | 0 | -5e-06 | -0.0079 | -0.006205 | 0 | 0 | 0 | 0 | 0 | 0 | 0 | 0 | 0 | 0 | 0 | 0 | 0 | 0 | 0 | 0 | 0 | 0 | 0 | 0 | 0 | 0 | 0 | 0 | 0 | 0
0
Diversity Factor: 0
0
Diversity Factor: 0
0
Diversity Factor: 0
0
Diversity Factor: 0
0
Diversity Factor: 0
| Weather Correction and Public Holiday Factors | [8 empty] | Forecast ROG
ROG Justification
| Actual loads for season 13/14 have been weather corrected by the following: | [6 empty] | 0% |  | 7 year ROG ok | [59 empty] | 7 year ROG ok
1 | 2 | 3 | 4 | 5 | 6 | 7 | 8 | 9 | 10 | 14/15 | 15/16 | 16/17 | 17/18 | 18/19 | 19/20 | 20/21 | 21/22 | 22/23 | 23/24 | 24/25 | 25/26 | 26/27 | 27/28 | 28/29 | 29/30 | 30/31 | 31/32 | 32/33 | 33/34 | 34/35 | 35/36 | 36/37 | 37/38 | 38/39
0.99676 | 0.99353 | 0.99138 | 0.99031 | 0.99031 | 0.99031 | 0.99031 | 0.99031 | 0.99031 | 0.99031 | -0.324% | -0.324% | -0.216% | -0.108% | 0% | 0% | 0% | 0% | 0% | 0% | 0% | 0% | 0% | 0% | 0% | 0% | 0% | 0% | 0% | 0% | 0% | 0% | 0% | 0% | 0%
Substation Load Detail
[7 empty] | Units | 13/14 |  | 14/15 | 15/16 | 16/17 | 17/18 | 18/19 | 19/20 | 20/21 | 21/22 | 22/23 | 23/24 | 24/25 | 25/26 | 26/27 | 27/28 | 28/29 | 29/30 | 30/31 | 31/32 | 32/33 | 33/34 | 34/35 | 35/36 | 36/37 | 37/38 | 38/39
1 | Salt Ash 33_11kV | Compensated |  | Load (LV side) |  |  | Amps | 0 |  | 0 | 0 | 0 | 0 | 0 | 0 | 0 | 0 | 0 | 0 | 0 | 0 | 0 | 0 | 0 | 0 | 0 | 0 | 0 | 0 | 0 | 0 | 0 | 0 | 0
|  |  |  | Apparent Power |  |  | MVA | 0 | 0.17 | 0 | 0 | 0 | 0 | 0 | 0 | 0 | 0 | 0 | 0 | 0 | 0 | 0 | 0 | 0 | 0 | 0 | 0 | 0 | 0 | 0 | 0 | 0 | 0 | 0
|  |  |  | Real Power |  |  | MW | 0 | 0.153 | 0 | 0 | 0 | 0 | 0 | 0 | 0 | 0 | 0 | 0 | 0 | 0 | 0 | 0 | 0 | 0 | 0 | 0 | 0 | 0 | 0 | 0 | 0 | 0 | 0
|  |  |  | Reactive Power |  |  | MVAr | 0 |  | 0 | 0 | 0 | 0 | 0 | 0 | 0 | 0 | 0 | 0 | 0 | 0 | 0 | 0 | 0 | 0 | 0 | 0 | 0 | 0 | 0 | 0 | 0 | 0 | 0
|  |  |  | Capacitors In Service |  |  | MVAr | 0 |  | 0 | 0 | 0 | 0 | 0 | 0 | 0 | 0 | 0 | 0 | 0 | 0 | 0 | 0 | 0 | 0 | 0 | 0 | 0 | 0 | 0 | 0 | 0 | 0 | 0
|  |  |  | PF |  |  |  | 0 |  | 0 | 0 | 0 | 0 | 0 | 0 | 0 | 0 | 0 | 0 | 0 | 0 | 0 | 0 | 0 | 0 | 0 | 0 | 0 | 0 | 0 | 0 | 0 | 0 | 0
0.88044 | Diversity Factor: 0.88 | Uncompensated |  | Reactive Power |  |  | MVAr | 0 | 0.074101 | 0 | 0 | 0 | 0 | 0 | 0 | 0 | 0 | 0 | 0 | 0 | 0 | 0 | 0 | 0 | 0 | 0 | 0 | 0 | 0 | 0 | 0 | 0 | 0 | 0
|  |  |  | PF |  |  |  | 0 |  | 0 | 0 | 0 | 0 | 0 | 0 | 0 | 0 | 0 | 0 | 0 | 0 | 0 | 0 | 0 | 0 | 0 | 0 | 0 | 0 | 0 | 0 | 0 | 0 | 0
[10 empty] | 1 | 2 | 3 | 4 | 5 | 6 | 7 | 8 | 9 | 10 | 11 | 12 | 13 | 14 | 15 | 16 | 17 | 18 | 19 | 20 | 21 | 22 | 23 | 24 | 25
Transformer Load Detail
[7 empty] | Units | 13/14 |  | 14/15 | 15/16 | 16/17 | 17/18 | 18/19 | 19/20 | 20/21 | 21/22 | 22/23 | 23/24 | 24/25 | 25/26 | 26/27 | 27/28 | 28/29 | 29/30 | 30/31 | 31/32 | 32/33 | 33/34 | 34/35 | 35/36 | 36/37 | 37/38 | 38/39
| 0 | Compensated |  | Load (LV side) |  |  | Amps
|  |  |  | Apparent Power |  |  | MVA
|  |  |  | Real Power |  |  | MW
|  |  |  | Reactive Power |  |  | MVAr
|  |  |  | Capacitors In Service |  |  | MVAr
PF
| Zone Div: | Uncompensated |  | Reactive Power |  |  | MVAr
PF
| 0 | Compensated |  | Load (LV side) |  |  | Amps
|  |  |  | Apparent Power |  |  | MVA
|  |  |  | Real Power |  |  | MW
|  |  |  | Reactive Power |  |  | MVAr
|  |  |  | Capacitors In Service |  |  | MVAr
PF
| Zone Div: | Uncompensated |  | Reactive Power |  |  | MVAr
PF
| 0 | Compensated |  | Load (LV side) |  |  | Amps
|  |  |  | Apparent Power |  |  | MVA
|  |  |  | Real Power |  |  | MW
|  |  |  | Reactive Power |  |  | MVAr
|  |  |  | Capacitors In Service |  |  | MVAr
PF
| Zone Div: | Uncompensated |  | Reactive Power |  |  | MVAr
PF
| 0 | Compensated |  | Load (LV side) |  |  | Amps
|  |  |  | Apparent Power |  |  | MVA
|  |  |  | Real Power |  |  | MW
|  |  |  | Reactive Power |  |  | MVAr
|  |  |  | Capacitors In Service |  |  | MVAr
PF
| Zone Div: | Uncompensated |  | Reactive Power |  |  | MVAr
PF
| 0 | Compensated |  | Load (LV side) |  |  | Amps
|  |  |  | Apparent Power |  |  | MVA
|  |  |  | Real Power |  |  | MW
|  |  |  | Reactive Power |  |  | MVAr
|  |  |  | Capacitors In Service |  |  | MVAr
PF
| Zone Div: | Uncompensated |  | Reactive Power |  |  | MVAr
PF
| 0 | Compensated |  | Load (LV side) |  |  | Amps
|  |  |  | Apparent Power |  |  | MVA
|  |  |  | Real Power |  |  | MW
|  |  |  | Reactive Power |  |  | MVAr
|  |  |  | Capacitors In Service |  |  | MVAr
PF
| Zone Div: | Uncompensated |  | Reactive Power |  |  | MVAr
PF
| 0 | Compensated |  | Load (LV side) |  |  | Amps
|  |  |  | Apparent Power |  |  | MVA
|  |  |  | Real Power |  |  | MW
|  |  |  | Reactive Power |  |  | MVAr
|  |  |  | Capacitors In Service |  |  | MVAr
PF
| Zone Div: | Uncompensated |  | Reactive Power |  |  | MVAr
PF
| 0 | Compensated |  | Load (LV side) |  |  | Amps
|  |  |  | Apparent Power |  |  | MVA
|  |  |  | Real Power |  |  | MW
|  |  |  | Reactive Power |  |  | MVAr
|  |  |  | Capacitors In Service |  |  | MVAr
PF
| Zone Div: | Uncompensated |  | Reactive Power |  |  | MVAr
PF
| 0 | Compensated |  | Load (LV side) |  |  | Amps
|  |  |  | Apparent Power |  |  | MVA
|  |  |  | Real Power |  |  | MW
|  |  |  | Reactive Power |  |  | MVAr
|  |  |  | Capacitors In Service |  |  | MVAr
PF
| Zone Div: | Uncompensated |  | Reactive Power |  |  | MVAr
PF
| 0 | Compensated |  | Load (LV side) |  |  | Amps
|  |  |  | Apparent Power |  |  | MVA
|  |  |  | Real Power |  |  | MW
|  |  |  | Reactive Power |  |  | MVAr
|  |  |  | Capacitors In Service |  |  | MVAr
PF
| Zone Div: | Uncompensated |  | Reactive Power |  |  | MVAr
PF

## Stockton 33_11kV
| Stockton 33_11kV | [16 empty] | 2015 | SUMMER
| Substation Total Loads | [33 empty] | Spots & Transfers Detail
| Historical Loads | (11kV MVA) | [7 empty] | Weather Corrected Forecast Loads |  |  |  | (11kV MVA) | [20 empty] | Spots & Transfers Summary | (11kV MVA) |  | Historical Spots & Transfers | [6 empty] | Forecast Spots & Transfers
|  | 07/08 | 08/09 | 09/10 | 10/11 | 11/12 | 12/13 | 13/14 |  | 14/15 | 15/16 | 16/17 | 17/18 | 18/19 | 19/20 | 20/21 | 21/22 | 22/23 | 23/24 | 24/25 | 25/26 | 26/27 | 27/28 | 28/29 | 29/30 | 30/31 | 31/32 | 32/33 | 33/34 | 34/35 | 35/36 | 36/37 | 37/38 | 38/39 |  |  |  | 07/08 | 08/09 | 09/10 | 10/11 | 11/12 | 12/13 | 13/14 | 14/15 | 15/16 | 16/17 | 17/18 | 18/19 | 19/20 | 20/21 | 21/22 | 22/23 | 23/24 | 24/25 | 25/26 | 26/27 | 27/28 | 28/29 | 29/30 | 30/31 | 31/32 | 32/33 | 33/34 | 34/35 | 35/36 | 36/37 | 37/38 | 38/39
| Total | 5.411 | 7.469 | 7.6 | 7.777 | 6.092 | 8.17 | 5.981 |  | 6.9105 | 6.8215 | 6.7837 | 6.7773 | 6.8196 | 6.9244 | 7.0811 | 7.2333 | 7.3658 | 7.5097 | 7.6476 | 7.7991 | 7.953 | 8.1144 | 8.2815 | 8.4497 | 8.6195 | 8.7925 | 8.9688 | 9.1484 | 9.3313 | 9.5176 | 9.7074 | 9.9007 | 10.0975 |  |  | Total | 0 | 0 | 0 | -0.02531 | -0.02099 | -0.02272 | -0.04476 | -0.073764 | -0.034187 | -0.0017602 | 0.011527 | 0.042246 | 0.1048 | 0.15673 | 0.1522 | 0.13249 | 0.14392 | 0.13787 | 0.15155 | 0.1539 | 0.16138 | 0.16712 | 0.16817 | 0.1698 | 0.17302 | 0.17628 | 0.17959 | 0.18294 | 0.18633 | 0.18977 | 0.19325 | 0.19678
| Firm Rating | 0 | 0 | 8.4 | 8.4 | 18 | 20.01 | 18.3 |  | 18.3 | 18.3 | 18.3 | 18.3 | 18.3 | 18.3 | 18.3 | 18.3 | 18.3 | 18.3 | 18.3 | 18.3 | 18.3 | 18.3 | 18.3 | 18.3 | 18.3 | 18.3 | 18.3 | 18.3 | 18.3 | 18.3 | 18.3 | 18.3 | 18.3
| Total Capacity | 0 | 0 | 16.9 | 16.9 | 27 | 40.01 | 36.6 |  | 36.6 | 36.6 | 36.6 | 36.6 | 36.6 | 36.6 | 36.6 | 36.6 | 36.6 | 36.6 | 36.6 | 36.6 | 36.6 | 36.6 | 36.6 | 36.6 | 36.6 | 36.6 | 36.6 | 36.6 | 36.6 | 36.6 | 36.6 | 36.6 | 36.6 |  |  | Stockton 33_11kV Tx1 | 0 | 0 | 0 | -0.012655 | -0.010495 | -0.01136 | -0.02238 | -0.036882 | -0.017093 | -0.00088012 | 0.0057634 | 0.021123 | 0.052402 | 0.078364 | 0.076102 | 0.066246 | 0.071961 | 0.068937 | 0.075773 | 0.076948 | 0.080692 | 0.083559 | 0.084085 | 0.084898 | 0.086508 | 0.08814 | 0.089793 | 0.091468 | 0.093166 | 0.094885 | 0.096627 | 0.098392
|  | -7 | -6 | -5 | -4 | -3 | -2 | -1 |  | 0 | 1 | 2 | 3 | 4 | 5 | 6 | 7 | 8 | 9 | 10 | 11 | 12 | 13 | 14 | 15 | 16 | 17 | 18 | 19 | 20 | 21 | 22 | 23 | 24 |  |  | Stockton 33_11kV Tx2 | 0 | 0 | 0 | -0.012655 | -0.010495 | -0.01136 | -0.02238 | -0.036882 | -0.017093 | -0.00088012 | 0.0057634 | 0.021123 | 0.052402 | 0.078364 | 0.076102 | 0.066246 | 0.071961 | 0.068937 | 0.075773 | 0.076948 | 0.080692 | 0.083559 | 0.084085 | 0.084898 | 0.086508 | 0.08814 | 0.089793 | 0.091468 | 0.093166 | 0.094885 | 0.096627 | 0.098392
| Transformer Loads | [36 empty] | 0 | 0 | 0 | 0 | 0 | 0 | 0 | 0 | 0 | 0 | 0 | 0 | 0 | 0 | 0 | 0 | 0 | 0 | 0 | 0 | 0 | 0 | 0 | 0 | 0 | 0 | 0 | 0 | 0 | 0 | 0 | 0
| Historical Loads | (11kV MVA) | [7 empty] | 0: Weather Corrected Forecast Loads; 4: (11kV MVA) |  |  |  | 0 | 0 | 0 | 0 | 0 | 0 | 0 | 0 | 0 | 0 | 0 | 0 | 0 | 0 | 0 | 0 | 0 | 0 | 0 | 0 | 0 | 0 | 0 | 0 | 0 | 0 | 0 | 0 | 0 | 0 | 0 | 0
|  | 07/08 | 08/09 | 09/10 | 10/11 | 11/12 | 12/13 | 13/14 |  | 14/15 | 15/16 | 16/17 | 17/18 | 18/19 | 19/20 | 20/21 | 21/22 | 22/23 | 23/24 | 24/25 | 25/26 | 26/27 | 27/28 | 28/29 | 29/30 | 30/31 | 31/32 | 32/33 | 33/34 | 34/35 | 35/36 | 36/37 | 37/38 | 38/39 |  |  |  | 0 | 0 | 0 | 0 | 0 | 0 | 0 | 0 | 0 | 0 | 0 | 0 | 0 | 0 | 0 | 0 | 0 | 0 | 0 | 0 | 0 | 0 | 0 | 0 | 0 | 0 | 0 | 0 | 0 | 0 | 0 | 0
| 0 | [36 empty] | 0 | 0 | 0 | 0 | 0 | 0 | 0 | 0 | 0 | 0 | 0 | 0 | 0 | 0 | 0 | 0 | 0 | 0 | 0 | 0 | 0 | 0 | 0 | 0 | 0 | 0 | 0 | 0 | 0 | 0 | 0 | 0
| Diversity Factor: 0 | [36 empty] | 0 | 0 | 0 | 0 | 0 | 0 | 0 | 0 | 0 | 0 | 0 | 0 | 0 | 0 | 0 | 0 | 0 | 0 | 0 | 0 | 0 | 0 | 0 | 0 | 0 | 0 | 0 | 0 | 0 | 0 | 0 | 0
[38 empty] | 0 | 0 | 0 | 0 | 0 | 0 | 0 | 0 | 0 | 0 | 0 | 0 | 0 | 0 | 0 | 0 | 0 | 0 | 0 | 0 | 0 | 0 | 0 | 0 | 0 | 0 | 0 | 0 | 0 | 0 | 0 | 0
[38 empty] | 0 | 0 | 0 | 0 | 0 | 0 | 0 | 0 | 0 | 0 | 0 | 0 | 0 | 0 | 0 | 0 | 0 | 0 | 0 | 0 | 0 | 0 | 0 | 0 | 0 | 0 | 0 | 0 | 0 | 0 | 0 | 0
| 0 | [36 empty] | 0 | 0 | 0 | 0 | 0 | 0 | 0 | 0 | 0 | 0 | 0 | 0 | 0 | 0 | 0 | 0 | 0 | 0 | 0 | 0 | 0 | 0 | 0 | 0 | 0 | 0 | 0 | 0 | 0 | 0 | 0 | 0
Diversity Factor: 0
[38 empty] | Historical Spots & Transfers | [6 empty] | Forecast Spots & Transfers
[35 empty] | Project Name | From | To | 07/08 | 08/09 | 09/10 | 10/11 | 11/12 | 12/13 | 13/14 | 14/15 | 15/16 | 16/17 | 17/18 | 18/19 | 19/20 | 20/21 | 21/22 | 22/23 | 23/24 | 24/25 | 25/26 | 26/27 | 27/28 | 28/29 | 29/30 | 30/31 | 31/32 | 32/33 | 33/34 | 34/35 | 35/36 | 36/37 | 37/38 | 38/39
| 0 | [33 empty] | Broad based demand management |  | Stockton 33_11kV Tx1 | 0 | 0 | 0 | 0 | 0 | 0 | 0 | -0.025577 | -0.0055036 | -0.0070281 | -0.019231 | -0.011879 | 0 | 0 | 0 | 0 | 0 | 0 | 0 | 0 | 0 | 0 | 0 | 0 | 0 | 0 | 0 | 0 | 0 | 0 | 0 | 0
| Diversity Factor: 0 | [33 empty] | Broad based demand management |  | Stockton 33_11kV Tx2 | 0 | 0 | 0 | 0 | 0 | 0 | 0 | -0.025577 | -0.0055036 | -0.0070281 | -0.019231 | -0.011879 | 0 | 0 | 0 | 0 | 0 | 0 | 0 | 0 | 0 | 0 | 0 | 0 | 0 | 0 | 0 | 0 | 0 | 0 | 0 | 0
[35 empty] | Econometric |  | Stockton 33_11kV Tx1 | 0 | 0 | 0 | 0 | 0 | 0 | 0 | 0 | 0 | 0.032189 | 0.0615 | 0.083776 | 0.10699 | 0.11893 | 0.11191 | 0.10469 | 0.10614 | 0.10761 | 0.1091 | 0.11061 | 0.11213 | 0.11368 | 0.11525 | 0.11684 | 0.11845 | 0.12008 | 0.12174 | 0.12341 | 0.12511 | 0.12683 | 0.12857 | 0.13034
[35 empty] | Econometric |  | Stockton 33_11kV Tx2 | 0 | 0 | 0 | 0 | 0 | 0 | 0 | 0 | 0 | 0.032189 | 0.0615 | 0.083776 | 0.10699 | 0.11893 | 0.11191 | 0.10469 | 0.10614 | 0.10761 | 0.1091 | 0.11061 | 0.11213 | 0.11368 | 0.11525 | 0.11684 | 0.11845 | 0.12008 | 0.12174 | 0.12341 | 0.12511 | 0.12683 | 0.12857 | 0.13034
| 0 | [33 empty] | Energy Efficiency |  | Stockton 33_11kV Tx1 | 0 | 0 | 0 | 0 | 0 | 0 | 0 | -0.0021261 | -0.0012942 | -0.014413 | -0.023746 | -0.037119 | -0.040201 | -0.025505 | -0.021247 | -0.02365 | -0.022859 | -0.025112 | -0.019765 | -0.020099 | -0.017882 | -0.016564 | -0.017607 | -0.018383 | -0.018383 | -0.018383 | -0.018383 | -0.018383 | -0.018383 | -0.018383 | -0.018383 | -0.018383
| Diversity Factor: 0 | [33 empty] | Energy Efficiency |  | Stockton 33_11kV Tx2 | 0 | 0 | 0 | 0 | 0 | 0 | 0 | -0.0021261 | -0.0012942 | -0.014413 | -0.023746 | -0.037119 | -0.040201 | -0.025505 | -0.021247 | -0.02365 | -0.022859 | -0.025112 | -0.019765 | -0.020099 | -0.017882 | -0.016564 | -0.017607 | -0.018383 | -0.018383 | -0.018383 | -0.018383 | -0.018383 | -0.018383 | -0.018383 | -0.018383 | -0.018383
[35 empty] | Solar PV |  | Stockton 33_11kV Tx1 | 0 | 0 | 0 | -0.012655 | -0.010495 | -0.01136 | -0.02238 | -0.0091789 | -0.010296 | -0.011628 | -0.012759 | -0.013655 | -0.014385 | -0.015061 | -0.014564 | -0.014796 | -0.011321 | -0.01356 | -0.01356 | -0.01356 | -0.01356 | -0.01356 | -0.01356 | -0.01356 | -0.01356 | -0.01356 | -0.01356 | -0.01356 | -0.01356 | -0.01356 | -0.01356 | -0.01356
[35 empty] | Solar PV |  | Stockton 33_11kV Tx2 | 0 | 0 | 0 | -0.012655 | -0.010495 | -0.01136 | -0.02238 | -0.0091789 | -0.010296 | -0.011628 | -0.012759 | -0.013655 | -0.014385 | -0.015061 | -0.014564 | -0.014796 | -0.011321 | -0.01356 | -0.01356 | -0.01356 | -0.01356 | -0.01356 | -0.01356 | -0.01356 | -0.01356 | -0.01356 | -0.01356 | -0.01356 | -0.01356 | -0.01356 | -0.01356 | -0.01356
0
Diversity Factor: 0
0
Diversity Factor: 0
0
Diversity Factor: 0
0
Diversity Factor: 0
0
Diversity Factor: 0
0
Diversity Factor: 0
| Weather Correction and Public Holiday Factors | [8 empty] | Forecast ROG
ROG Justification
| Actual loads for season 13/14 have been weather corrected by the following: | [6 empty] | 14.89% |  | 7 year ROG ok | [59 empty] | 7 year ROG ok
1 | 2 | 3 | 4 | 5 | 6 | 7 | 8 | 9 | 10 | 14/15 | 15/16 | 16/17 | 17/18 | 18/19 | 19/20 | 20/21 | 21/22 | 22/23 | 23/24 | 24/25 | 25/26 | 26/27 | 27/28 | 28/29 | 29/30 | 30/31 | 31/32 | 32/33 | 33/34 | 34/35 | 35/36 | 36/37 | 37/38 | 38/39
0.99208 | 0.98422 | 0.97903 | 0.97644 | 0.97644 | 0.97644 | 0.97644 | 0.97644 | 0.97644 | 0.97644 | -0.792% | -0.792% | -0.528% | -0.264% | 0% | 0% | 0% | 0% | 0% | 0% | 0% | 0% | 0% | 0% | 0% | 0% | 0% | 0% | 0% | 0% | 0% | 0% | 0% | 0% | 0%
Substation Load Detail
[7 empty] | Units | 13/14 |  | 14/15 | 15/16 | 16/17 | 17/18 | 18/19 | 19/20 | 20/21 | 21/22 | 22/23 | 23/24 | 24/25 | 25/26 | 26/27 | 27/28 | 28/29 | 29/30 | 30/31 | 31/32 | 32/33 | 33/34 | 34/35 | 35/36 | 36/37 | 37/38 | 38/39
1 | Stockton 33_11kV | Compensated |  | Load (LV side) |  |  | Amps | 0 |  | 362.7046 | 358.0362 | 356.0525 | 355.717 | 357.9344 | 363.4352 | 371.6612 | 379.6498 | 386.6038 | 394.1578 | 401.3943 | 409.3484 | 417.4258 | 425.8963 | 434.6677 | 443.4943 | 452.4063 | 461.4873 | 470.7396 | 480.1655 | 489.7672 | 499.547 | 509.5074 | 519.6506 | 529.9792
|  |  |  | Apparent Power |  |  | MVA | 5.981 | 7.04 | 6.9105 | 6.8215 | 6.7837 | 6.7773 | 6.8196 | 6.9244 | 7.0811 | 7.2333 | 7.3658 | 7.5097 | 7.6476 | 7.7991 | 7.953 | 8.1144 | 8.2815 | 8.4497 | 8.6195 | 8.7925 | 8.9688 | 9.1484 | 9.3313 | 9.5176 | 9.7074 | 9.9007 | 10.0975
|  |  |  | Real Power |  |  | MW | 5.7657 | 6.7866 | 6.6617 | 6.5759 | 6.5395 | 6.5333 | 6.5741 | 6.6751 | 6.8262 | 6.9729 | 7.1006 | 7.2394 | 7.3723 | 7.5184 | 7.6667 | 7.8223 | 7.9834 | 8.1455 | 8.3092 | 8.476 | 8.6459 | 8.819 | 8.9954 | 9.175 | 9.358 | 9.5443 | 9.734
|  |  |  | Reactive Power |  |  | MVAr | 0 |  | 1.8375 | 1.8139 | 1.8038 | 1.8021 | 1.8133 | 1.8412 | 1.8829 | 1.9234 | 1.9586 | 1.9968 | 2.0335 | 2.0738 | 2.1147 | 2.1576 | 2.2021 | 2.2468 | 2.2919 | 2.3379 | 2.3848 | 2.4326 | 2.4812 | 2.5308 | 2.5812 | 2.6326 | 2.6849
|  |  |  | Capacitors In Service |  |  | MVAr | 0 |  | 0 | 0 | 0 | 0 | 0 | 0 | 0 | 0 | 0 | 0 | 0 | 0 | 0 | 0 | 0 | 0 | 0 | 0 | 0 | 0 | 0 | 0 | 0 | 0 | 0
|  |  |  | PF |  |  |  | 0.964 |  | 0.964 | 0.964 | 0.964 | 0.964 | 0.964 | 0.964 | 0.964 | 0.964 | 0.964 | 0.964 | 0.964 | 0.964 | 0.964 | 0.964 | 0.964 | 0.964 | 0.964 | 0.964 | 0.964 | 0.964 | 0.964 | 0.964 | 0.964 | 0.964 | 0.964
0.89182 | Diversity Factor: 0.89 | Uncompensated |  | Reactive Power |  |  | MVAr | 0 | 1.872 | 1.8375 | 1.8139 | 1.8038 | 1.8021 | 1.8133 | 1.8412 | 1.8829 | 1.9234 | 1.9586 | 1.9968 | 2.0335 | 2.0738 | 2.1147 | 2.1576 | 2.2021 | 2.2468 | 2.2919 | 2.3379 | 2.3848 | 2.4326 | 2.4812 | 2.5308 | 2.5812 | 2.6326 | 2.6849
|  |  |  | PF |  |  |  | 0.964 |  | 0.964 | 0.964 | 0.964 | 0.964 | 0.964 | 0.964 | 0.964 | 0.964 | 0.964 | 0.964 | 0.964 | 0.964 | 0.964 | 0.964 | 0.964 | 0.964 | 0.964 | 0.964 | 0.964 | 0.964 | 0.964 | 0.964 | 0.964 | 0.964 | 0.964
[10 empty] | 1 | 2 | 3 | 4 | 5 | 6 | 7 | 8 | 9 | 10 | 11 | 12 | 13 | 14 | 15 | 16 | 17 | 18 | 19 | 20 | 21 | 22 | 23 | 24 | 25
Transformer Load Detail
[7 empty] | Units | 13/14 |  | 14/15 | 15/16 | 16/17 | 17/18 | 18/19 | 19/20 | 20/21 | 21/22 | 22/23 | 23/24 | 24/25 | 25/26 | 26/27 | 27/28 | 28/29 | 29/30 | 30/31 | 31/32 | 32/33 | 33/34 | 34/35 | 35/36 | 36/37 | 37/38 | 38/39
| 0 | Compensated |  | Load (LV side) |  |  | Amps
|  |  |  | Apparent Power |  |  | MVA
|  |  |  | Real Power |  |  | MW
|  |  |  | Reactive Power |  |  | MVAr
|  |  |  | Capacitors In Service |  |  | MVAr
PF
| Zone Div: | Uncompensated |  | Reactive Power |  |  | MVAr
PF
| 0 | Compensated |  | Load (LV side) |  |  | Amps
|  |  |  | Apparent Power |  |  | MVA
|  |  |  | Real Power |  |  | MW
|  |  |  | Reactive Power |  |  | MVAr
|  |  |  | Capacitors In Service |  |  | MVAr
PF
| Zone Div: | Uncompensated |  | Reactive Power |  |  | MVAr
PF
| 0 | Compensated |  | Load (LV side) |  |  | Amps
|  |  |  | Apparent Power |  |  | MVA
|  |  |  | Real Power |  |  | MW
|  |  |  | Reactive Power |  |  | MVAr
|  |  |  | Capacitors In Service |  |  | MVAr
PF
| Zone Div: | Uncompensated |  | Reactive Power |  |  | MVAr
PF
| 0 | Compensated |  | Load (LV side) |  |  | Amps
|  |  |  | Apparent Power |  |  | MVA
|  |  |  | Real Power |  |  | MW
|  |  |  | Reactive Power |  |  | MVAr
|  |  |  | Capacitors In Service |  |  | MVAr
PF
| Zone Div: | Uncompensated |  | Reactive Power |  |  | MVAr
PF
| 0 | Compensated |  | Load (LV side) |  |  | Amps
|  |  |  | Apparent Power |  |  | MVA
|  |  |  | Real Power |  |  | MW
|  |  |  | Reactive Power |  |  | MVAr
|  |  |  | Capacitors In Service |  |  | MVAr
PF
| Zone Div: | Uncompensated |  | Reactive Power |  |  | MVAr
PF
| 0 | Compensated |  | Load (LV side) |  |  | Amps
|  |  |  | Apparent Power |  |  | MVA
|  |  |  | Real Power |  |  | MW
|  |  |  | Reactive Power |  |  | MVAr
|  |  |  | Capacitors In Service |  |  | MVAr
PF
| Zone Div: | Uncompensated |  | Reactive Power |  |  | MVAr
PF
| 0 | Compensated |  | Load (LV side) |  |  | Amps
|  |  |  | Apparent Power |  |  | MVA
|  |  |  | Real Power |  |  | MW
|  |  |  | Reactive Power |  |  | MVAr
|  |  |  | Capacitors In Service |  |  | MVAr
PF
| Zone Div: | Uncompensated |  | Reactive Power |  |  | MVAr
PF
| 0 | Compensated |  | Load (LV side) |  |  | Amps
|  |  |  | Apparent Power |  |  | MVA
|  |  |  | Real Power |  |  | MW
|  |  |  | Reactive Power |  |  | MVAr
|  |  |  | Capacitors In Service |  |  | MVAr
PF
| Zone Div: | Uncompensated |  | Reactive Power |  |  | MVAr
PF
| 0 | Compensated |  | Load (LV side) |  |  | Amps
|  |  |  | Apparent Power |  |  | MVA
|  |  |  | Real Power |  |  | MW
|  |  |  | Reactive Power |  |  | MVAr
|  |  |  | Capacitors In Service |  |  | MVAr
PF
| Zone Div: | Uncompensated |  | Reactive Power |  |  | MVAr
PF
| 0 | Compensated |  | Load (LV side) |  |  | Amps
|  |  |  | Apparent Power |  |  | MVA
|  |  |  | Real Power |  |  | MW
|  |  |  | Reactive Power |  |  | MVAr
|  |  |  | Capacitors In Service |  |  | MVAr
PF
| Zone Div: | Uncompensated |  | Reactive Power |  |  | MVAr
PF

## Tanilba Bay 33_11kV
| Tanilba Bay 33_11kV | [16 empty] | 2015 | SUMMER
| Substation Total Loads | [33 empty] | Spots & Transfers Detail
| Historical Loads | (11kV MVA) | [7 empty] | Weather Corrected Forecast Loads |  |  |  | (11kV MVA) | [20 empty] | Spots & Transfers Summary | (11kV MVA) |  | Historical Spots & Transfers | [6 empty] | Forecast Spots & Transfers
|  | 07/08 | 08/09 | 09/10 | 10/11 | 11/12 | 12/13 | 13/14 |  | 14/15 | 15/16 | 16/17 | 17/18 | 18/19 | 19/20 | 20/21 | 21/22 | 22/23 | 23/24 | 24/25 | 25/26 | 26/27 | 27/28 | 28/29 | 29/30 | 30/31 | 31/32 | 32/33 | 33/34 | 34/35 | 35/36 | 36/37 | 37/38 | 38/39 |  |  |  | 07/08 | 08/09 | 09/10 | 10/11 | 11/12 | 12/13 | 13/14 | 14/15 | 15/16 | 16/17 | 17/18 | 18/19 | 19/20 | 20/21 | 21/22 | 22/23 | 23/24 | 24/25 | 25/26 | 26/27 | 27/28 | 28/29 | 29/30 | 30/31 | 31/32 | 32/33 | 33/34 | 34/35 | 35/36 | 36/37 | 37/38 | 38/39
| Total | 6.78 | 7.741 | 8.384 | 8.949 | 6.195 | 8.5927 | 8.45 |  | 8.2328 | 7.8406 | 7.5827 | 7.4351 | 7.3722 | 7.3828 | 7.4502 | 7.5275 | 7.5917 | 7.6709 | 7.74 | 7.8288 | 7.9197 | 8.0206 | 8.1287 | 8.2368 | 8.3457 | 8.4579 | 8.5735 | 8.6924 | 8.8148 | 8.9407 | 9.0701 | 8.2827 | 8.406 |  |  | Total | 0 | 0 | 0 | -0.0473 | -0.03699 | -0.0116 | 2.3866 | -0.048975 | -0.069134 | -0.052807 | -0.048434 | -0.06283 | 0.010572 | 0.067347 | 0.077287 | 0.064199 | 0.079236 | 0.069063 | 0.088856 | 0.090884 | 0.10088 | 0.10815 | 0.10808 | 0.10892 | 0.11221 | 0.11555 | 0.11894 | 0.12237 | 0.12586 | 0.1294 | 0.13298 | 0.13662
| Firm Rating | 0 | 0 | 0 | 0 | 0 | 18.73 | 15 |  | 15 | 15 | 15 | 15 | 15 | 15 | 15 | 15 | 15 | 15 | 15 | 15 | 15 | 15 | 15 | 15 | 15 | 15 | 15 | 15 | 15 | 15 | 15 | 15 | 15
| Total Capacity | 0 | 0 | 14.04 | 14.04 | 14.04 | 38.75 | 31 |  | 31 | 31 | 31 | 31 | 31 | 31 | 31 | 31 | 31 | 31 | 31 | 31 | 31 | 31 | 31 | 31 | 31 | 31 | 31 | 31 | 31 | 31 | 31 | 31 | 31 |  |  | Tanilba Bay 33_11kV Tx1 | 0 | 0 | 0 | -0.026087 | -0.020401 | -0.0063977 | 1.3163 | -0.027011 | -0.038129 | -0.029124 | -0.026713 | -0.034653 | 0.0058309 | 0.037144 | 0.042626 | 0.035408 | 0.043701 | 0.03809 | 0.049006 | 0.050125 | 0.055639 | 0.059648 | 0.05961 | 0.060073 | 0.061888 | 0.06373 | 0.065598 | 0.067493 | 0.069416 | 0.071366 | 0.073344 | 0.07535
|  | -7 | -6 | -5 | -4 | -3 | -2 | -1 |  | 0 | 1 | 2 | 3 | 4 | 5 | 6 | 7 | 8 | 9 | 10 | 11 | 12 | 13 | 14 | 15 | 16 | 17 | 18 | 19 | 20 | 21 | 22 | 23 | 24 |  |  | Tanilba Bay 33_11kV Tx2 | 0 | 0 | 0 | -0.021213 | -0.016589 | -0.0052023 | 1.0703 | -0.021964 | -0.031005 | -0.023682 | -0.021721 | -0.028177 | 0.0047414 | 0.030203 | 0.034661 | 0.028791 | 0.035535 | 0.030973 | 0.039849 | 0.040759 | 0.045242 | 0.048502 | 0.048471 | 0.048848 | 0.050324 | 0.051822 | 0.053341 | 0.054882 | 0.056445 | 0.05803 | 0.059639 | 0.061271
| Transformer Loads | [36 empty] | 0 | 0 | 0 | 0 | 0 | 0 | 0 | 0 | 0 | 0 | 0 | 0 | 0 | 0 | 0 | 0 | 0 | 0 | 0 | 0 | 0 | 0 | 0 | 0 | 0 | 0 | 0 | 0 | 0 | 0 | 0 | 0
| Historical Loads | (11kV MVA) | [7 empty] | 0: Weather Corrected Forecast Loads; 4: (11kV MVA) |  |  |  | 0 | 0 | 0 | 0 | 0 | 0 | 0 | 0 | 0 | 0 | 0 | 0 | 0 | 0 | 0 | 0 | 0 | 0 | 0 | 0 | 0 | 0 | 0 | 0 | 0 | 0 | 0 | 0 | 0 | 0 | 0 | 0
|  | 07/08 | 08/09 | 09/10 | 10/11 | 11/12 | 12/13 | 13/14 |  | 14/15 | 15/16 | 16/17 | 17/18 | 18/19 | 19/20 | 20/21 | 21/22 | 22/23 | 23/24 | 24/25 | 25/26 | 26/27 | 27/28 | 28/29 | 29/30 | 30/31 | 31/32 | 32/33 | 33/34 | 34/35 | 35/36 | 36/37 | 37/38 | 38/39 |  |  |  | 0 | 0 | 0 | 0 | 0 | 0 | 0 | 0 | 0 | 0 | 0 | 0 | 0 | 0 | 0 | 0 | 0 | 0 | 0 | 0 | 0 | 0 | 0 | 0 | 0 | 0 | 0 | 0 | 0 | 0 | 0 | 0
| 0 | [36 empty] | 0 | 0 | 0 | 0 | 0 | 0 | 0 | 0 | 0 | 0 | 0 | 0 | 0 | 0 | 0 | 0 | 0 | 0 | 0 | 0 | 0 | 0 | 0 | 0 | 0 | 0 | 0 | 0 | 0 | 0 | 0 | 0
| Diversity Factor: 0 | [36 empty] | 0 | 0 | 0 | 0 | 0 | 0 | 0 | 0 | 0 | 0 | 0 | 0 | 0 | 0 | 0 | 0 | 0 | 0 | 0 | 0 | 0 | 0 | 0 | 0 | 0 | 0 | 0 | 0 | 0 | 0 | 0 | 0
[38 empty] | 0 | 0 | 0 | 0 | 0 | 0 | 0 | 0 | 0 | 0 | 0 | 0 | 0 | 0 | 0 | 0 | 0 | 0 | 0 | 0 | 0 | 0 | 0 | 0 | 0 | 0 | 0 | 0 | 0 | 0 | 0 | 0
[38 empty] | 0 | 0 | 0 | 0 | 0 | 0 | 0 | 0 | 0 | 0 | 0 | 0 | 0 | 0 | 0 | 0 | 0 | 0 | 0 | 0 | 0 | 0 | 0 | 0 | 0 | 0 | 0 | 0 | 0 | 0 | 0 | 0
| 0 | [36 empty] | 0 | 0 | 0 | 0 | 0 | 0 | 0 | 0 | 0 | 0 | 0 | 0 | 0 | 0 | 0 | 0 | 0 | 0 | 0 | 0 | 0 | 0 | 0 | 0 | 0 | 0 | 0 | 0 | 0 | 0 | 0 | 0
Diversity Factor: 0
[38 empty] | Historical Spots & Transfers | [6 empty] | Forecast Spots & Transfers
[35 empty] | Project Name | From | To | 07/08 | 08/09 | 09/10 | 10/11 | 11/12 | 12/13 | 13/14 | 14/15 | 15/16 | 16/17 | 17/18 | 18/19 | 19/20 | 20/21 | 21/22 | 22/23 | 23/24 | 24/25 | 25/26 | 26/27 | 27/28 | 28/29 | 29/30 | 30/31 | 31/32 | 32/33 | 33/34 | 34/35 | 35/36 | 36/37 | 37/38 | 38/39
| 0 | [33 empty] | Broad based demand management |  | Tanilba Bay 33_11kV Tx1 | 0 | 0 | 0 | 0 | 0 | 0 | 0 | -0.0094845 | -0.020259 | -0.023276 | -0.031722 | -0.033506 | 0 | 0 | 0 | 0 | 0 | 0 | 0 | 0 | 0 | 0 | 0 | 0 | 0 | 0 | 0 | 0 | 0 | 0 | 0 | 0
| Diversity Factor: 0 | [33 empty] | Broad based demand management |  | Tanilba Bay 33_11kV Tx2 | 0 | 0 | 0 | 0 | 0 | 0 | 0 | -0.0077123 | -0.016473 | -0.018927 | -0.025794 | -0.027245 | 0 | 0 | 0 | 0 | 0 | 0 | 0 | 0 | 0 | 0 | 0 | 0 | 0 | 0 | 0 | 0 | 0 | 0 | 0 | 0
[35 empty] | DNP_ID: 6581. Establish 11kV connections to Tanilba Bay Zone ( HZ00230 ) - STAGE 2 | Salt Ash 33_11kV Tx1 | Tanilba Bay 33_11kV Tx1 | 0 | 0 | 0 | 0 | 0 | 0 | 0.68302 | 0 | 0 | 0 | 0 | 0 | 0 | 0 | 0 | 0 | 0 | 0 | 0 | 0 | 0 | 0 | 0 | 0 | 0 | 0 | 0 | 0 | 0 | 0 | 0 | 0
[35 empty] | DNP_ID: 6581. Establish 11kV connections to Tanilba Bay Zone ( HZ00230 ) - STAGE 2 | Salt Ash 33_11kV Tx1 | Tanilba Bay 33_11kV Tx2 | 0 | 0 | 0 | 0 | 0 | 0 | 0.55539 | 0 | 0 | 0 | 0 | 0 | 0 | 0 | 0 | 0 | 0 | 0 | 0 | 0 | 0 | 0 | 0 | 0 | 0 | 0 | 0 | 0 | 0 | 0 | 0 | 0
| 0 | [33 empty] | DNP_ID: 6581. Establish 11kV connections to Tanilba Bay Zone ( HZ00230 ) - STAGE 2 | Salt Ash 33_11kV Tx2 | Tanilba Bay 33_11kV Tx1 | 0 | 0 | 0 | 0 | 0 | 0 | 0.68302 | 0 | 0 | 0 | 0 | 0 | 0 | 0 | 0 | 0 | 0 | 0 | 0 | 0 | 0 | 0 | 0 | 0 | 0 | 0 | 0 | 0 | 0 | 0 | 0 | 0
| Diversity Factor: 0 | [33 empty] | DNP_ID: 6581. Establish 11kV connections to Tanilba Bay Zone ( HZ00230 ) - STAGE 2 | Salt Ash 33_11kV Tx2 | Tanilba Bay 33_11kV Tx2 | 0 | 0 | 0 | 0 | 0 | 0 | 0.55539 | 0 | 0 | 0 | 0 | 0 | 0 | 0 | 0 | 0 | 0 | 0 | 0 | 0 | 0 | 0 | 0 | 0 | 0 | 0 | 0 | 0 | 0 | 0 | 0 | 0
[35 empty] | Econometric |  | Tanilba Bay 33_11kV Tx1 | 0 | 0 | 0 | 0 | 0 | 0 | 0 | 0 | 0 | 0.036836 | 0.065629 | 0.084045 | 0.097524 | 0.10441 | 0.10184 | 0.099128 | 0.10075 | 0.10239 | 0.10405 | 0.10574 | 0.10746 | 0.10919 | 0.11096 | 0.11275 | 0.11456 | 0.11641 | 0.11827 | 0.12017 | 0.12209 | 0.12404 | 0.12602 | 0.12803
[35 empty] | Econometric |  | Tanilba Bay 33_11kV Tx2 | 0 | 0 | 0 | 0 | 0 | 0 | 0 | 0 | 0 | 0.029953 | 0.053365 | 0.068341 | 0.079301 | 0.084902 | 0.082809 | 0.080605 | 0.08192 | 0.083255 | 0.084609 | 0.085983 | 0.087377 | 0.088791 | 0.090225 | 0.09168 | 0.093156 | 0.094654 | 0.096173 | 0.097714 | 0.099277 | 0.10086 | 0.10247 | 0.1041
| 0 | [33 empty] | Energy Efficiency |  | Tanilba Bay 33_11kV Tx1 | 0 | 0 | 0 | 0 | 0 | 0 | 0 | -0.0035466 | -0.0021902 | -0.024974 | -0.041187 | -0.064395 | -0.069784 | -0.04433 | -0.037029 | -0.041185 | -0.039802 | -0.043644 | -0.034393 | -0.034963 | -0.031164 | -0.028893 | -0.030696 | -0.032022 | -0.032022 | -0.032022 | -0.032022 | -0.032022 | -0.032022 | -0.032022 | -0.032022 | -0.032022
| Diversity Factor: 0 | [33 empty] | Energy Efficiency |  | Tanilba Bay 33_11kV Tx2 | 0 | 0 | 0 | 0 | 0 | 0 | 0 | -0.0028839 | -0.0017809 | -0.020308 | -0.033491 | -0.052362 | -0.056744 | -0.036046 | -0.03011 | -0.03349 | -0.032365 | -0.035488 | -0.027966 | -0.02843 | -0.025341 | -0.023494 | -0.02496 | -0.026038 | -0.026038 | -0.026038 | -0.026038 | -0.026038 | -0.026038 | -0.026038 | -0.026038 | -0.026038
[35 empty] | Solar PV |  | Tanilba Bay 33_11kV Tx1 | 0 | 0 | 0 | -0.026087 | -0.020401 | -0.0063977 | -0.04977 | -0.01398 | -0.015681 | -0.01771 | -0.019432 | -0.020797 | -0.021909 | -0.022939 | -0.022182 | -0.022535 | -0.017242 | -0.020653 | -0.020653 | -0.020653 | -0.020653 | -0.020653 | -0.020653 | -0.020653 | -0.020653 | -0.020653 | -0.020653 | -0.020653 | -0.020653 | -0.020653 | -0.020653 | -0.020653
[35 empty] | Solar PV |  | Tanilba Bay 33_11kV Tx2 | 0 | 0 | 0 | -0.021213 | -0.016589 | -0.0052023 | -0.04047 | -0.011368 | -0.012751 | -0.0144 | -0.015801 | -0.016911 | -0.017816 | -0.018652 | -0.018037 | -0.018324 | -0.014021 | -0.016794 | -0.016794 | -0.016794 | -0.016794 | -0.016794 | -0.016794 | -0.016794 | -0.016794 | -0.016794 | -0.016794 | -0.016794 | -0.016794 | -0.016794 | -0.016794 | -0.016794
0
Diversity Factor: 0
0
Diversity Factor: 0
0
Diversity Factor: 0
0
Diversity Factor: 0
0
Diversity Factor: 0
| Weather Correction and Public Holiday Factors | [8 empty] | Forecast ROG
ROG Justification
| Actual loads for season 13/14 have been weather corrected by the following: | [6 empty] | 8.341% |  | 7 year ROG ok | [59 empty] | 7 year ROG ok
1 | 2 | 3 | 4 | 5 | 6 | 7 | 8 | 9 | 10 | 14/15 | 15/16 | 16/17 | 17/18 | 18/19 | 19/20 | 20/21 | 21/22 | 22/23 | 23/24 | 24/25 | 25/26 | 26/27 | 27/28 | 28/29 | 29/30 | 30/31 | 31/32 | 32/33 | 33/34 | 34/35 | 35/36 | 36/37 | 37/38 | 38/39
0.96077 | 0.92308 | 0.89894 | 0.88719 | 0.88719 | 0.88719 | 0.88719 | 0.88719 | 0.88719 | 0.88719 | -3.923% | -3.923% | -2.615% | -1.307% | 0% | 0% | 0% | 0% | 0% | 0% | 0% | 0% | 0% | 0% | 0% | 0% | 0% | 0% | 0% | 0% | 0% | 0% | 0% | 0% | 0%
Substation Load Detail
[7 empty] | Units | 13/14 |  | 14/15 | 15/16 | 16/17 | 17/18 | 18/19 | 19/20 | 20/21 | 21/22 | 22/23 | 23/24 | 24/25 | 25/26 | 26/27 | 27/28 | 28/29 | 29/30 | 30/31 | 31/32 | 32/33 | 33/34 | 34/35 | 35/36 | 36/37 | 37/38 | 38/39
1 | Tanilba Bay 33_11kV | Compensated |  | Load (LV side) |  |  | Amps | 0 |  | 432.1091 | 411.5249 | 397.9881 | 390.2404 | 386.9427 | 387.4976 | 391.0324 | 395.089 | 398.4585 | 402.6173 | 406.2422 | 410.9059 | 415.6761 | 420.971 | 426.6474 | 432.3202 | 438.0371 | 443.9267 | 449.9916 | 456.2342 | 462.6572 | 469.2632 | 476.0547 | 434.7315 | 441.2005
|  |  |  | Apparent Power |  |  | MVA | 8.45 | 8.62 | 8.2328 | 7.8406 | 7.5827 | 7.4351 | 7.3722 | 7.3828 | 7.4502 | 7.5275 | 7.5917 | 7.6709 | 7.74 | 7.8288 | 7.9197 | 8.0206 | 8.1287 | 8.2368 | 8.3457 | 8.4579 | 8.5735 | 8.6924 | 8.8148 | 8.9407 | 9.0701 | 8.2827 | 8.406
|  |  |  | Real Power |  |  | MW | 7.605 | 7.758 | 7.4095 | 7.0565 | 6.8244 | 6.6916 | 6.635 | 6.6445 | 6.7052 | 6.7747 | 6.8325 | 6.9038 | 6.966 | 7.0459 | 7.1277 | 7.2185 | 7.3159 | 7.4131 | 7.5112 | 7.6121 | 7.7161 | 7.8232 | 7.9333 | 8.0466 | 8.1631 | 8.2827 | 8.4057
|  |  |  | Reactive Power |  |  | MVAr | 0 |  | 3.5886 | 3.4176 | 3.3052 | 3.2409 | 3.2135 | 3.2181 | 3.2475 | 3.2811 | 3.3091 | 3.3437 | 3.3738 | 3.4125 | 3.4521 | 3.4961 | 3.5432 | 3.5903 | 3.6378 | 3.6867 | 3.7371 | 3.7889 | 3.8423 | 3.8971 | 3.9535 | 0.011514 | 0.071065
|  |  |  | Capacitors In Service |  |  | MVAr | 0 |  | 0 | 0 | 0 | 0 | 0 | 0 | 0 | 0 | 0 | 0 | 0 | 0 | 0 | 0 | 0 | 0 | 0 | 0 | 0 | 0 | 0 | 0 | 0 | 4 | 4
|  |  |  | PF |  |  |  | 0.9 |  | 0.9 | 0.9 | 0.9 | 0.9 | 0.9 | 0.9 | 0.9 | 0.9 | 0.9 | 0.9 | 0.9 | 0.9 | 0.9 | 0.9 | 0.9 | 0.9 | 0.9 | 0.9 | 0.9 | 0.9 | 0.9 | 0.9 | 0.9 | 1 | 0.99996
0.88864 | Diversity Factor: 0.89 | Uncompensated |  | Reactive Power |  |  | MVAr | 0 | 3.7574 | 3.5886 | 3.4176 | 3.3052 | 3.2409 | 3.2135 | 3.2181 | 3.2475 | 3.2811 | 3.3091 | 3.3437 | 3.3738 | 3.4125 | 3.4521 | 3.4961 | 3.5432 | 3.5903 | 3.6378 | 3.6867 | 3.7371 | 3.7889 | 3.8423 | 3.8971 | 3.9535 | 4.0115 | 4.0711
|  |  |  | PF |  |  |  | 0.9 |  | 0.9 | 0.9 | 0.9 | 0.9 | 0.9 | 0.9 | 0.9 | 0.9 | 0.9 | 0.9 | 0.9 | 0.9 | 0.9 | 0.9 | 0.9 | 0.9 | 0.9 | 0.9 | 0.9 | 0.9 | 0.9 | 0.9 | 0.9 | 0.9 | 0.9
[10 empty] | 1 | 2 | 3 | 4 | 5 | 6 | 7 | 8 | 9 | 10 | 11 | 12 | 13 | 14 | 15 | 16 | 17 | 18 | 19 | 20 | 21 | 22 | 23 | 24 | 25
Transformer Load Detail
[7 empty] | Units | 13/14 |  | 14/15 | 15/16 | 16/17 | 17/18 | 18/19 | 19/20 | 20/21 | 21/22 | 22/23 | 23/24 | 24/25 | 25/26 | 26/27 | 27/28 | 28/29 | 29/30 | 30/31 | 31/32 | 32/33 | 33/34 | 34/35 | 35/36 | 36/37 | 37/38 | 38/39
| 0 | Compensated |  | Load (LV side) |  |  | Amps
|  |  |  | Apparent Power |  |  | MVA
|  |  |  | Real Power |  |  | MW
|  |  |  | Reactive Power |  |  | MVAr
|  |  |  | Capacitors In Service |  |  | MVAr
PF
| Zone Div: | Uncompensated |  | Reactive Power |  |  | MVAr
PF
| 0 | Compensated |  | Load (LV side) |  |  | Amps
|  |  |  | Apparent Power |  |  | MVA
|  |  |  | Real Power |  |  | MW
|  |  |  | Reactive Power |  |  | MVAr
|  |  |  | Capacitors In Service |  |  | MVAr
PF
| Zone Div: | Uncompensated |  | Reactive Power |  |  | MVAr
PF
| 0 | Compensated |  | Load (LV side) |  |  | Amps
|  |  |  | Apparent Power |  |  | MVA
|  |  |  | Real Power |  |  | MW
|  |  |  | Reactive Power |  |  | MVAr
|  |  |  | Capacitors In Service |  |  | MVAr
PF
| Zone Div: | Uncompensated |  | Reactive Power |  |  | MVAr
PF
| 0 | Compensated |  | Load (LV side) |  |  | Amps
|  |  |  | Apparent Power |  |  | MVA
|  |  |  | Real Power |  |  | MW
|  |  |  | Reactive Power |  |  | MVAr
|  |  |  | Capacitors In Service |  |  | MVAr
PF
| Zone Div: | Uncompensated |  | Reactive Power |  |  | MVAr
PF
| 0 | Compensated |  | Load (LV side) |  |  | Amps
|  |  |  | Apparent Power |  |  | MVA
|  |  |  | Real Power |  |  | MW
|  |  |  | Reactive Power |  |  | MVAr
|  |  |  | Capacitors In Service |  |  | MVAr
PF
| Zone Div: | Uncompensated |  | Reactive Power |  |  | MVAr
PF
| 0 | Compensated |  | Load (LV side) |  |  | Amps
|  |  |  | Apparent Power |  |  | MVA
|  |  |  | Real Power |  |  | MW
|  |  |  | Reactive Power |  |  | MVAr
|  |  |  | Capacitors In Service |  |  | MVAr
PF
| Zone Div: | Uncompensated |  | Reactive Power |  |  | MVAr
PF
| 0 | Compensated |  | Load (LV side) |  |  | Amps
|  |  |  | Apparent Power |  |  | MVA
|  |  |  | Real Power |  |  | MW
|  |  |  | Reactive Power |  |  | MVAr
|  |  |  | Capacitors In Service |  |  | MVAr
PF
| Zone Div: | Uncompensated |  | Reactive Power |  |  | MVAr
PF
| 0 | Compensated |  | Load (LV side) |  |  | Amps
|  |  |  | Apparent Power |  |  | MVA
|  |  |  | Real Power |  |  | MW
|  |  |  | Reactive Power |  |  | MVAr
|  |  |  | Capacitors In Service |  |  | MVAr
PF
| Zone Div: | Uncompensated |  | Reactive Power |  |  | MVAr
PF
| 0 | Compensated |  | Load (LV side) |  |  | Amps
|  |  |  | Apparent Power |  |  | MVA
|  |  |  | Real Power |  |  | MW
|  |  |  | Reactive Power |  |  | MVAr
|  |  |  | Capacitors In Service |  |  | MVAr
PF
| Zone Div: | Uncompensated |  | Reactive Power |  |  | MVAr
PF
| 0 | Compensated |  | Load (LV side) |  |  | Amps
|  |  |  | Apparent Power |  |  | MVA
|  |  |  | Real Power |  |  | MW
|  |  |  | Reactive Power |  |  | MVAr
|  |  |  | Capacitors In Service |  |  | MVAr
PF
| Zone Div: | Uncompensated |  | Reactive Power |  |  | MVAr
PF

## Customer52
| Customer52 | [16 empty] | 2015 | SUMMER
| Substation Total Loads | [33 empty] | Spots & Transfers Detail
| Historical Loads | MVA | [7 empty] | Weather Corrected Forecast Loads |  |  |  | MVA | [20 empty] | Spots & Transfers Summary | MVA |  | Historical Spots & Transfers | [6 empty] | Forecast Spots & Transfers
|  | 07/08 | 08/09 | 09/10 | 10/11 | 11/12 | 12/13 | 13/14 |  | 14/15 | 15/16 | 16/17 | 17/18 | 18/19 | 19/20 | 20/21 | 21/22 | 22/23 | 23/24 | 24/25 | 25/26 | 26/27 | 27/28 | 28/29 | 29/30 | 30/31 | 31/32 | 32/33 | 33/34 | 34/35 | 35/36 | 36/37 | 37/38 | 38/39 |  |  |  | 07/08 | 08/09 | 09/10 | 10/11 | 11/12 | 12/13 | 13/14 | 14/15 | 15/16 | 16/17 | 17/18 | 18/19 | 19/20 | 20/21 | 21/22 | 22/23 | 23/24 | 24/25 | 25/26 | 26/27 | 27/28 | 28/29 | 29/30 | 30/31 | 31/32 | 32/33 | 33/34 | 34/35 | 35/36 | 36/37 | 37/38 | 38/39
| Total |  |  |  | 8.41 | 6.676 | 0 | 0 |  | 0 | 0 | 0 | 0 | 0 | 0 | 0 | 0 | 0 | 0 | 0 | 0 | 0 | 0 | 0 | 0 | 0 | 0 | 0 | 0 | 0 | 0 | 0 | 0 | 0 |  |  | Total | Historical Spots & Transfers 12/13: -6.7
Firm Rating
| Total Capacity | [36 empty] | 0 | 0 | 0 | 0 | 0 | 0 | 0 | 0 | 0 | 0 | 0 | 0 | 0 | 0 | 0 | 0 | 0 | 0 | 0 | 0 | 0 | 0 | 0 | 0 | 0 | 0 | 0 | 0 | 0 | 0 | 0 | 0
|  | -7 | -6 | -5 | -4 | -3 | -2 | -1 |  | 0 | 1 | 2 | 3 | 4 | 5 | 6 | 7 | 8 | 9 | 10 | 11 | 12 | 13 | 14 | 15 | 16 | 17 | 18 | 19 | 20 | 21 | 22 | 23 | 24 |  |  |  | 0 | 0 | 0 | 0 | 0 | 0 | 0 | 0 | 0 | 0 | 0 | 0 | 0 | 0 | 0 | 0 | 0 | 0 | 0 | 0 | 0 | 0 | 0 | 0 | 0 | 0 | 0 | 0 | 0 | 0 | 0 | 0
| Transformer Loads | [36 empty] | 0 | 0 | 0 | 0 | 0 | 0 | 0 | 0 | 0 | 0 | 0 | 0 | 0 | 0 | 0 | 0 | 0 | 0 | 0 | 0 | 0 | 0 | 0 | 0 | 0 | 0 | 0 | 0 | 0 | 0 | 0 | 0
| Historical Loads | MVA | [7 empty] | Weather Corrected Forecast Loads |  |  |  | MVA | [23 empty] | 0 | 0 | 0 | 0 | 0 | 0 | 0 | 0 | 0 | 0 | 0 | 0 | 0 | 0 | 0 | 0 | 0 | 0 | 0 | 0 | 0 | 0 | 0 | 0 | 0 | 0 | 0 | 0 | 0 | 0 | 0 | 0
|  | 07/08 | 08/09 | 09/10 | 10/11 | 11/12 | 12/13 | 13/14 |  | 14/15 | 15/16 | 16/17 | 17/18 | 18/19 | 19/20 | 20/21 | 21/22 | 22/23 | 23/24 | 24/25 | 25/26 | 26/27 | 27/28 | 28/29 | 29/30 | 30/31 | 31/32 | 32/33 | 33/34 | 34/35 | 35/36 | 36/37 | 37/38 | 38/39 |  |  |  | 0 | 0 | 0 | 0 | 0 | 0 | 0 | 0 | 0 | 0 | 0 | 0 | 0 | 0 | 0 | 0 | 0 | 0 | 0 | 0 | 0 | 0 | 0 | 0 | 0 | 0 | 0 | 0 | 0 | 0 | 0 | 0
| 0 | [36 empty] | 0 | 0 | 0 | 0 | 0 | 0 | 0 | 0 | 0 | 0 | 0 | 0 | 0 | 0 | 0 | 0 | 0 | 0 | 0 | 0 | 0 | 0 | 0 | 0 | 0 | 0 | 0 | 0 | 0 | 0 | 0 | 0
| Diversity Factor: 0 | [36 empty] | 0 | 0 | 0 | 0 | 0 | 0 | 0 | 0 | 0 | 0 | 0 | 0 | 0 | 0 | 0 | 0 | 0 | 0 | 0 | 0 | 0 | 0 | 0 | 0 | 0 | 0 | 0 | 0 | 0 | 0 | 0 | 0
[38 empty] | 0 | 0 | 0 | 0 | 0 | 0 | 0 | 0 | 0 | 0 | 0 | 0 | 0 | 0 | 0 | 0 | 0 | 0 | 0 | 0 | 0 | 0 | 0 | 0 | 0 | 0 | 0 | 0 | 0 | 0 | 0 | 0
[38 empty] | 0 | 0 | 0 | 0 | 0 | 0 | 0 | 0 | 0 | 0 | 0 | 0 | 0 | 0 | 0 | 0 | 0 | 0 | 0 | 0 | 0 | 0 | 0 | 0 | 0 | 0 | 0 | 0 | 0 | 0 | 0 | 0
| 0 | [36 empty] | 0 | 0 | 0 | 0 | 0 | 0 | 0 | 0 | 0 | 0 | 0 | 0 | 0 | 0 | 0 | 0 | 0 | 0 | 0 | 0 | 0 | 0 | 0 | 0 | 0 | 0 | 0 | 0 | 0 | 0 | 0 | 0
Diversity Factor: 0
[38 empty] | Historical Spots & Transfers | [6 empty] | Forecast Spots & Transfers
[35 empty] | Project Name | From | To | 07/08 | 08/09 | 09/10 | 10/11 | 11/12 | 12/13 | 13/14 | 14/15 | 15/16 | 16/17 | 17/18 | 18/19 | 19/20 | 20/21 | 21/22 | 22/23 | 23/24 | 24/25 | 25/26 | 26/27 | 27/28 | 28/29 | 29/30 | 30/31 | 31/32 | 32/33 | 33/34 | 34/35 | 35/36 | 36/37 | 37/38 | 38/39
| 0 | [33 empty] | Major Customer Connection |  | Tea Gardens Spur 33kV | Historical Spots & Transfers 12/13: -6.7
Diversity Factor: 0
0
Diversity Factor: 0
0
Diversity Factor: 0
0
Diversity Factor: 0
0
Diversity Factor: 0
0
Diversity Factor: 0
0
Diversity Factor: 0
0
Diversity Factor: 0
| Weather Correction and Public Holiday Factors | [8 empty] | Forecast ROG
ROG Justification
| Actual loads for season 13/14 have been weather corrected by the following: | [6 empty] | 0% |  | N/A | [59 empty] | N/A
1 | 2 | 3 | 4 | 5 | 6 | 7 | 8 | 9 | 10 | 14/15 | 15/16 | 16/17 | 17/18 | 18/19 | 19/20 | 20/21 | 21/22 | 22/23 | 23/24 | 24/25 | 25/26 | 26/27 | 27/28 | 28/29 | 29/30 | 30/31 | 31/32 | 32/33 | 33/34 | 34/35 | 35/36 | 36/37 | 37/38 | 38/39
1 | 1 | 1 | 1 | 1 | 1 | 1 | 1 | 1 | 1 | 0% | 0% | 0% | 0% | 0% | 0% | 0% | 0% | 0% | 0% | 0% | 0% | 0% | 0% | 0% | 0% | 0% | 0% | 0% | 0% | 0% | 0% | 0% | 0% | 0%
Substation Load Detail
[7 empty] | Units | 13/14 |  | 14/15 | 15/16 | 16/17 | 17/18 | 18/19 | 19/20 | 20/21 | 21/22 | 22/23 | 23/24 | 24/25 | 25/26 | 26/27 | 27/28 | 28/29 | 29/30 | 30/31 | 31/32 | 32/33 | 33/34 | 34/35 | 35/36 | 36/37 | 37/38 | 38/39
1 | Customer52 | Compensated |  | Load (LV side) |  |  | Amps | 0 |  | 0 | 0 | 0 | 0 | 0 | 0 | 0 | 0 | 0 | 0 | 0 | 0 | 0 | 0 | 0 | 0 | 0 | 0 | 0 | 0 | 0 | 0 | 0 | 0 | 0
|  |  |  | Apparent Power |  |  | MVA | 0 |  | 0 | 0 | 0 | 0 | 0 | 0 | 0 | 0 | 0 | 0 | 0 | 0 | 0 | 0 | 0 | 0 | 0 | 0 | 0 | 0 | 0 | 0 | 0 | 0 | 0
|  |  |  | Real Power |  |  | MW | 0 |  | 0 | 0 | 0 | 0 | 0 | 0 | 0 | 0 | 0 | 0 | 0 | 0 | 0 | 0 | 0 | 0 | 0 | 0 | 0 | 0 | 0 | 0 | 0 | 0 | 0
|  |  |  | Reactive Power |  |  | MVAr | 0 |  | 0 | 0 | 0 | 0 | 0 | 0 | 0 | 0 | 0 | 0 | 0 | 0 | 0 | 0 | 0 | 0 | 0 | 0 | 0 | 0 | 0 | 0 | 0 | 0 | 0
|  |  |  | Capacitors In Service |  |  | MVAr | 0 |  | 0 | 0 | 0 | 0 | 0 | 0 | 0 | 0 | 0 | 0 | 0 | 0 | 0 | 0 | 0 | 0 | 0 | 0 | 0 | 0 | 0 | 0 | 0 | 0 | 0
|  |  |  | PF |  |  |  | 0 |  | 0 | 0 | 0 | 0 | 0 | 0 | 0 | 0 | 0 | 0 | 0 | 0 | 0 | 0 | 0 | 0 | 0 | 0 | 0 | 0 | 0 | 0 | 0 | 0 | 0
0.53812 | Diversity Factor: 0.54 | Uncompensated |  | Reactive Power |  |  | MVAr | 0 |  | 0 | 0 | 0 | 0 | 0 | 0 | 0 | 0 | 0 | 0 | 0 | 0 | 0 | 0 | 0 | 0 | 0 | 0 | 0 | 0 | 0 | 0 | 0 | 0 | 0
|  |  |  | PF |  |  |  | 0 |  | 0 | 0 | 0 | 0 | 0 | 0 | 0 | 0 | 0 | 0 | 0 | 0 | 0 | 0 | 0 | 0 | 0 | 0 | 0 | 0 | 0 | 0 | 0 | 0 | 0
[10 empty] | 1 | 2 | 3 | 4 | 5 | 6 | 7 | 8 | 9 | 10 | 11 | 12 | 13 | 14 | 15 | 16 | 17 | 18 | 19 | 20 | 21 | 22 | 23 | 24 | 25
Transformer Load Detail
[7 empty] | Units | 13/14 |  | 14/15 | 15/16 | 16/17 | 17/18 | 18/19 | 19/20 | 20/21 | 21/22 | 22/23 | 23/24 | 24/25 | 25/26 | 26/27 | 27/28 | 28/29 | 29/30 | 30/31 | 31/32 | 32/33 | 33/34 | 34/35 | 35/36 | 36/37 | 37/38 | 38/39
| 0 | Compensated |  | Load (LV side) |  |  | Amps
|  |  |  | Apparent Power |  |  | MVA
|  |  |  | Real Power |  |  | MW
|  |  |  | Reactive Power |  |  | MVAr
|  |  |  | Capacitors In Service |  |  | MVAr
PF
| Zone Div: | Uncompensated |  | Reactive Power |  |  | MVAr
PF
| 0 | Compensated |  | Load (LV side) |  |  | Amps
|  |  |  | Apparent Power |  |  | MVA
|  |  |  | Real Power |  |  | MW
|  |  |  | Reactive Power |  |  | MVAr
|  |  |  | Capacitors In Service |  |  | MVAr
PF
| Zone Div: | Uncompensated |  | Reactive Power |  |  | MVAr
PF
| 0 | Compensated |  | Load (LV side) |  |  | Amps
|  |  |  | Apparent Power |  |  | MVA
|  |  |  | Real Power |  |  | MW
|  |  |  | Reactive Power |  |  | MVAr
|  |  |  | Capacitors In Service |  |  | MVAr
PF
| Zone Div: | Uncompensated |  | Reactive Power |  |  | MVAr
PF
| 0 | Compensated |  | Load (LV side) |  |  | Amps
|  |  |  | Apparent Power |  |  | MVA
|  |  |  | Real Power |  |  | MW
|  |  |  | Reactive Power |  |  | MVAr
|  |  |  | Capacitors In Service |  |  | MVAr
PF
| Zone Div: | Uncompensated |  | Reactive Power |  |  | MVAr
PF
| 0 | Compensated |  | Load (LV side) |  |  | Amps
|  |  |  | Apparent Power |  |  | MVA
|  |  |  | Real Power |  |  | MW
|  |  |  | Reactive Power |  |  | MVAr
|  |  |  | Capacitors In Service |  |  | MVAr
PF
| Zone Div: | Uncompensated |  | Reactive Power |  |  | MVAr
PF
| 0 | Compensated |  | Load (LV side) |  |  | Amps
|  |  |  | Apparent Power |  |  | MVA
|  |  |  | Real Power |  |  | MW
|  |  |  | Reactive Power |  |  | MVAr
|  |  |  | Capacitors In Service |  |  | MVAr
PF
| Zone Div: | Uncompensated |  | Reactive Power |  |  | MVAr
PF
| 0 | Compensated |  | Load (LV side) |  |  | Amps
|  |  |  | Apparent Power |  |  | MVA
|  |  |  | Real Power |  |  | MW
|  |  |  | Reactive Power |  |  | MVAr
|  |  |  | Capacitors In Service |  |  | MVAr
PF
| Zone Div: | Uncompensated |  | Reactive Power |  |  | MVAr
PF
| 0 | Compensated |  | Load (LV side) |  |  | Amps
|  |  |  | Apparent Power |  |  | MVA
|  |  |  | Real Power |  |  | MW
|  |  |  | Reactive Power |  |  | MVAr
|  |  |  | Capacitors In Service |  |  | MVAr
PF
| Zone Div: | Uncompensated |  | Reactive Power |  |  | MVAr
PF
| 0 | Compensated |  | Load (LV side) |  |  | Amps
|  |  |  | Apparent Power |  |  | MVA
|  |  |  | Real Power |  |  | MW
|  |  |  | Reactive Power |  |  | MVAr
|  |  |  | Capacitors In Service |  |  | MVAr
PF
| Zone Div: | Uncompensated |  | Reactive Power |  |  | MVAr
PF
| 0 | Compensated |  | Load (LV side) |  |  | Amps
|  |  |  | Apparent Power |  |  | MVA
|  |  |  | Real Power |  |  | MW
|  |  |  | Reactive Power |  |  | MVAr
|  |  |  | Capacitors In Service |  |  | MVAr
PF
| Zone Div: | Uncompensated |  | Reactive Power |  |  | MVAr
PF

## Tomago 33_11kV
| Tomago 33_11kV | [16 empty] | 2015 | SUMMER
[6 empty] | Zone commissioned |  | 2012-05-20
| Substation Total Loads | [33 empty] | Spots & Transfers Detail
| Historical Loads | (11kV MVA) | [7 empty] | Weather Corrected Forecast Loads |  |  |  | (11kV MVA) | [20 empty] | Spots & Transfers Summary | (11kV MVA) |  | Historical Spots & Transfers | [6 empty] | Forecast Spots & Transfers
|  | 07/08 | 08/09 | 09/10 | 10/11 | 11/12 | 12/13 | 13/14 |  | 14/15 | 15/16 | 16/17 | 17/18 | 18/19 | 19/20 | 20/21 | 21/22 | 22/23 | 23/24 | 24/25 | 25/26 | 26/27 | 27/28 | 28/29 | 29/30 | 30/31 | 31/32 | 32/33 | 33/34 | 34/35 | 35/36 | 36/37 | 37/38 | 38/39 |  |  |  | 07/08 | 08/09 | 09/10 | 10/11 | 11/12 | 12/13 | 13/14 | 14/15 | 15/16 | 16/17 | 17/18 | 18/19 | 19/20 | 20/21 | 21/22 | 22/23 | 23/24 | 24/25 | 25/26 | 26/27 | 27/28 | 28/29 | 29/30 | 30/31 | 31/32 | 32/33 | 33/34 | 34/35 | 35/36 | 36/37 | 37/38 | 38/39
| Total | [5 empty] | 4.1 | 13.01 |  | 15.8237 | 16.3754 | 16.9004 | 16.887 | 16.8334 | 16.8187 | 16.8681 | 16.9565 | 17.0322 | 17.114 | 17.1671 | 17.2468 | 17.3249 | 17.425 | 17.536 | 17.6434 | 17.7438 | 17.8459 | 17.9498 | 18.0555 | 18.1631 | 18.2724 | 18.3837 | 18.4968 | 18.6118 |  |  | Total | 0 | 0 | 0 | 0 | 0 | 5.4871 | 12.903 | 2.018 | 0.44262 | 0.44973 | -0.052193 | -0.053613 | -0.014705 | 0.049397 | 0.088401 | 0.075734 | 0.081788 | 0.05306 | 0.079778 | 0.078007 | 0.10018 | 0.11103 | 0.10733 | 0.10038 | 0.10214 | 0.10391 | 0.10571 | 0.10753 | 0.10937 | 0.11123 | 0.11312 | 0.11503
| Firm Rating | 0 | 0 | 0 | 0 | 0 | 38 | 38.11 |  | 38.11 | 38.11 | 38.11 | 38.11 | 38.11 | 38.11 | 38.11 | 38.11 | 38.11 | 38.11 | 38.11 | 38.11 | 38.11 | 38.11 | 38.11 | 38.11 | 38.11 | 38.11 | 38.11 | 38.11 | 38.11 | 38.11 | 38.11 | 38.11 | 38.11
| Total Capacity | 0 | 0 | 0 | 0 | 0 | 66 | 74.3 |  | 74.3 | 74.3 | 74.3 | 74.3 | 74.3 | 74.3 | 74.3 | 74.3 | 74.3 | 74.3 | 74.3 | 74.3 | 74.3 | 74.3 | 74.3 | 74.3 | 74.3 | 74.3 | 74.3 | 74.3 | 74.3 | 74.3 | 74.3 | 74.3 | 74.3 |  |  | Tomago 33_11kV Tx1 | 0 | 0 | 0 | 0 | 0 | 0 | 6.0335 | -0.029857 | -0.031224 | -0.028495 | -0.02004 | -0.020585 | -0.0056461 | 0.018966 | 0.033942 | 0.029079 | 0.031403 | 0.020372 | 0.030631 | 0.029951 | 0.038463 | 0.042629 | 0.041211 | 0.038542 | 0.039216 | 0.039898 | 0.040588 | 0.041286 | 0.041993 | 0.042709 | 0.043433 | 0.044166
|  | -7 | -6 | -5 | -4 | -3 | -2 | -1 |  | 0 | 1 | 2 | 3 | 4 | 5 | 6 | 7 | 8 | 9 | 10 | 11 | 12 | 13 | 14 | 15 | 16 | 17 | 18 | 19 | 20 | 21 | 22 | 23 | 24 |  |  | Tomago 33_11kV Tx2 | 0 | 0 | 0 | 0 | 0 | 5.4871 | 6.8696 | 2.0479 | 0.47385 | 0.47823 | -0.032153 | -0.033028 | -0.009059 | 0.030431 | 0.054459 | 0.046656 | 0.050385 | 0.032687 | 0.049147 | 0.048056 | 0.061713 | 0.068397 | 0.066121 | 0.06184 | 0.062921 | 0.064015 | 0.065122 | 0.066243 | 0.067378 | 0.068526 | 0.069688 | 0.070864
| Transformer Loads | [36 empty] | 0 | 0 | 0 | 0 | 0 | 0 | 0 | 0 | 0 | 0 | 0 | 0 | 0 | 0 | 0 | 0 | 0 | 0 | 0 | 0 | 0 | 0 | 0 | 0 | 0 | 0 | 0 | 0 | 0 | 0 | 0 | 0
| Historical Loads | (11kV MVA) | [7 empty] | 0: Weather Corrected Forecast Loads; 4: (11kV MVA) |  |  |  | 0 | 0 | 0 | 0 | 0 | 0 | 0 | 0 | 0 | 0 | 0 | 0 | 0 | 0 | 0 | 0 | 0 | 0 | 0 | 0 | 0 | 0 | 0 | 0 | 0 | 0 | 0 | 0 | 0 | 0 | 0 | 0
|  | 07/08 | 08/09 | 09/10 | 10/11 | 11/12 | 12/13 | 13/14 |  | 14/15 | 15/16 | 16/17 | 17/18 | 18/19 | 19/20 | 20/21 | 21/22 | 22/23 | 23/24 | 24/25 | 25/26 | 26/27 | 27/28 | 28/29 | 29/30 | 30/31 | 31/32 | 32/33 | 33/34 | 34/35 | 35/36 | 36/37 | 37/38 | 38/39 |  |  |  | 0 | 0 | 0 | 0 | 0 | 0 | 0 | 0 | 0 | 0 | 0 | 0 | 0 | 0 | 0 | 0 | 0 | 0 | 0 | 0 | 0 | 0 | 0 | 0 | 0 | 0 | 0 | 0 | 0 | 0 | 0 | 0
| 0 | [36 empty] | 0 | 0 | 0 | 0 | 0 | 0 | 0 | 0 | 0 | 0 | 0 | 0 | 0 | 0 | 0 | 0 | 0 | 0 | 0 | 0 | 0 | 0 | 0 | 0 | 0 | 0 | 0 | 0 | 0 | 0 | 0 | 0
| Diversity Factor: 0 | [36 empty] | 0 | 0 | 0 | 0 | 0 | 0 | 0 | 0 | 0 | 0 | 0 | 0 | 0 | 0 | 0 | 0 | 0 | 0 | 0 | 0 | 0 | 0 | 0 | 0 | 0 | 0 | 0 | 0 | 0 | 0 | 0 | 0
[38 empty] | 0 | 0 | 0 | 0 | 0 | 0 | 0 | 0 | 0 | 0 | 0 | 0 | 0 | 0 | 0 | 0 | 0 | 0 | 0 | 0 | 0 | 0 | 0 | 0 | 0 | 0 | 0 | 0 | 0 | 0 | 0 | 0
[38 empty] | 0 | 0 | 0 | 0 | 0 | 0 | 0 | 0 | 0 | 0 | 0 | 0 | 0 | 0 | 0 | 0 | 0 | 0 | 0 | 0 | 0 | 0 | 0 | 0 | 0 | 0 | 0 | 0 | 0 | 0 | 0 | 0
| 0 | [36 empty] | 0 | 0 | 0 | 0 | 0 | 0 | 0 | 0 | 0 | 0 | 0 | 0 | 0 | 0 | 0 | 0 | 0 | 0 | 0 | 0 | 0 | 0 | 0 | 0 | 0 | 0 | 0 | 0 | 0 | 0 | 0 | 0
Diversity Factor: 0
[38 empty] | Historical Spots & Transfers | [6 empty] | Forecast Spots & Transfers
[35 empty] | Project Name | From | To | 07/08 | 08/09 | 09/10 | 10/11 | 11/12 | 12/13 | 13/14 | 14/15 | 15/16 | 16/17 | 17/18 | 18/19 | 19/20 | 20/21 | 21/22 | 22/23 | 23/24 | 24/25 | 25/26 | 26/27 | 27/28 | 28/29 | 29/30 | 30/31 | 31/32 | 32/33 | 33/34 | 34/35 | 35/36 | 36/37 | 37/38 | 38/39
| 0 | [33 empty] | Broad based demand management |  | Tomago 33_11kV Tx1 | 0 | 0 | 0 | 0 | 0 | 0 | 0 | -0.0063152 | -0.017733 | -0.015639 | -0.01244 | -0.011446 | 0 | 0 | 0 | 0 | 0 | 0 | 0 | 0 | 0 | 0 | 0 | 0 | 0 | 0 | 0 | 0 | 0 | 0 | 0 | 0
| Diversity Factor: 0 | [33 empty] | Broad based demand management |  | Tomago 33_11kV Tx2 | 0 | 0 | 0 | 0 | 0 | 0 | 0 | -0.010133 | -0.028452 | -0.025093 | -0.01996 | -0.018364 | 0 | 0 | 0 | 0 | 0 | 0 | 0 | 0 | 0 | 0 | 0 | 0 | 0 | 0 | 0 | 0 | 0 | 0 | 0 | 0
[35 empty] | DNP_ID: 2210. To Tomago Zone | Raymond Terr NEW 33_11kV Tx1 | Tomago 33_11kV Tx2 | 0 | 0 | 0 | 0 | 0 | 0 | 3.8105 | 0 | 0 | 0 | 0 | 0 | 0 | 0 | 0 | 0 | 0 | 0 | 0 | 0 | 0 | 0 | 0 | 0 | 0 | 0 | 0 | 0 | 0 | 0 | 0 | 0
[35 empty] | DNP_ID: 2210. To Tomago Zone | Raymond Terr NEW 33_11kV Tx3 | Tomago 33_11kV Tx1 | 0 | 0 | 0 | 0 | 0 | 0 | 1.9243 | 0 | 0 | 0 | 0 | 0 | 0 | 0 | 0 | 0 | 0 | 0 | 0 | 0 | 0 | 0 | 0 | 0 | 0 | 0 | 0 | 0 | 0 | 0 | 0 | 0
| 0 | [33 empty] | DNP_ID: 2210. To Tomago Zone | Raymond Terr NEW 33_11kV Tx3 | Tomago 33_11kV Tx2 | 0 | 0 | 0 | 0 | 0 | 4.6298 | 1.81 | 0 | 0 | 0 | 0 | 0 | 0 | 0 | 0 | 0 | 0 | 0 | 0 | 0 | 0 | 0 | 0 | 0 | 0 | 0 | 0 | 0 | 0 | 0 | 0 | 0
| Diversity Factor: 0 | [33 empty] | DNP_ID: 2210. To Tomago Zone | Raymond Terrace 33_11kV Tx3 | Tomago 33_11kV Tx1 | 0 | 0 | 0 | 0 | 0 | 0 | 3.6771 | 0 | 0 | 0 | 0 | 0 | 0 | 0 | 0 | 0 | 0 | 0 | 0 | 0 | 0 | 0 | 0 | 0 | 0 | 0 | 0 | 0 | 0 | 0 | 0 | 0
[35 empty] | DNP_ID: 2210. To Tomago Zone | Raymond Terrace 33_11kV Tx3 | Tomago 33_11kV Tx2 | 0 | 0 | 0 | 0 | 0 | 0 | 1.1241 | 0 | 0 | 0 | 0 | 0 | 0 | 0 | 0 | 0 | 0 | 0 | 0 | 0 | 0 | 0 | 0 | 0 | 0 | 0 | 0 | 0 | 0 | 0 | 0 | 0
[35 empty] | HVCON_ID: 2000099. Westrac HP101/10 - to Tomago 5MVA |  | Tomago 33_11kV Tx2 | 0 | 0 | 0 | 0 | 0 | 0.85737 | 0.25721 | 0 | 0.52395 | 0.52395 | 0 | 0 | 0 | 0 | 0 | 0 | 0 | 0 | 0 | 0 | 0 | 0 | 0 | 0 | 0 | 0 | 0 | 0 | 0 | 0 | 0 | 0
| 0 | [33 empty] | HVCON_ID: 2000100. HP224/11 Midal Cables Tomago |  | Tomago 33_11kV Tx2 | 0 | 0 | 0 | 0 | 0 | 0 | 0 | 2.0958 | 0 | 0 | 0 | 0 | 0 | 0 | 0 | 0 | 0 | 0 | 0 | 0 | 0 | 0 | 0 | 0 | 0 | 0 | 0 | 0 | 0 | 0 | 0 | 0
| Diversity Factor: 0 | [33 empty] | HVCON_ID: 2013027. DPH104-12 CMC Kiosk Upgrade SC03752 |  | Tomago 33_11kV Tx1 | 0 | 0 | 0 | 0 | 0 | 0 | 0.51442 | 0 | 0 | 0 | 0 | 0 | 0 | 0 | 0 | 0 | 0 | 0 | 0 | 0 | 0 | 0 | 0 | 0 | 0 | 0 | 0 | 0 | 0 | 0 | 0 | 0
[35 empty] | Econometric |  | Tomago 33_11kV Tx1 | 0 | 0 | 0 | 0 | 0 | 0 | 0 | 0 | 0 | 0.015342 | 0.030776 | 0.045883 | 0.049013 | 0.050732 | 0.050425 | 0.050102 | 0.050714 | 0.051333 | 0.05196 | 0.052594 | 0.053236 | 0.053886 | 0.054543 | 0.055209 | 0.055883 | 0.056565 | 0.057255 | 0.057953 | 0.05866 | 0.059376 | 0.0601 | 0.060833
[35 empty] | Econometric |  | Tomago 33_11kV Tx2 | 0 | 0 | 0 | 0 | 0 | 0 | 0 | 0 | 0 | 0.024616 | 0.049379 | 0.073618 | 0.078641 | 0.081398 | 0.080906 | 0.080388 | 0.081369 | 0.082363 | 0.083368 | 0.084386 | 0.085416 | 0.086458 | 0.087514 | 0.088582 | 0.089663 | 0.090757 | 0.091864 | 0.092985 | 0.094119 | 0.095267 | 0.096429 | 0.097605
| 0 | [33 empty] | Energy Efficiency |  | Tomago 33_11kV Tx1 | 0 | 0 | 0 | 0 | 0 | 0 | 0 | -0.01841 | -0.007736 | -0.021697 | -0.031242 | -0.047389 | -0.046618 | -0.023346 | -0.0083413 | -0.012752 | -0.012982 | -0.02338 | -0.013748 | -0.015062 | -0.0071926 | -0.0036761 | -0.0057523 | -0.0090863 | -0.0090863 | -0.0090863 | -0.0090863 | -0.0090863 | -0.0090863 | -0.0090863 | -0.0090863 | -0.0090863
| Diversity Factor: 0 | [33 empty] | Energy Efficiency |  | Tomago 33_11kV Tx2 | 0 | 0 | 0 | 0 | 0 | 0 | 0 | -0.029539 | -0.012412 | -0.034813 | -0.050128 | -0.076035 | -0.074797 | -0.037459 | -0.013383 | -0.020461 | -0.020829 | -0.037513 | -0.022059 | -0.024167 | -0.01154 | -0.0058983 | -0.0092295 | -0.014579 | -0.014579 | -0.014579 | -0.014579 | -0.014579 | -0.014579 | -0.014579 | -0.014579 | -0.014579
[35 empty] | Solar PV |  | Tomago 33_11kV Tx1 | 0 | 0 | 0 | 0 | 0 | 0 | -0.08242 | -0.0051312 | -0.0057554 | -0.0065001 | -0.0071323 | -0.0076333 | -0.0080416 | -0.0084194 | -0.0081417 | -0.0082711 | -0.0063287 | -0.0075805 | -0.0075805 | -0.0075805 | -0.0075805 | -0.0075805 | -0.0075805 | -0.0075805 | -0.0075805 | -0.0075805 | -0.0075805 | -0.0075805 | -0.0075805 | -0.0075805 | -0.0075805 | -0.0075805
[35 empty] | Solar PV |  | Tomago 33_11kV Tx2 | 0 | 0 | 0 | 0 | 0 | 0 | -0.13224 | -0.0082329 | -0.0092344 | -0.010429 | -0.011444 | -0.012247 | -0.012903 | -0.013509 | -0.013063 | -0.013271 | -0.010154 | -0.012163 | -0.012163 | -0.012163 | -0.012163 | -0.012163 | -0.012163 | -0.012163 | -0.012163 | -0.012163 | -0.012163 | -0.012163 | -0.012163 | -0.012163 | -0.012163 | -0.012163
0
Diversity Factor: 0
0
Diversity Factor: 0
0
Diversity Factor: 0
0
Diversity Factor: 0
| Weather Correction and Public Holiday Factors | [8 empty] | Forecast ROG
ROG Justification
| Actual loads for season 13/14 have been weather corrected by the following: | [6 empty] | 5.389% |  | weighted ROG calc | [59 empty] | weighted ROG calc
1 | 2 | 3 | 4 | 5 | 6 | 7 | 8 | 9 | 10 | 14/15 | 15/16 | 16/17 | 17/18 | 18/19 | 19/20 | 20/21 | 21/22 | 22/23 | 23/24 | 24/25 | 25/26 | 26/27 | 27/28 | 28/29 | 29/30 | 30/31 | 31/32 | 32/33 | 33/34 | 34/35 | 35/36 | 36/37 | 37/38 | 38/39
1.0069 | 1.0138 | 1.0185 | 1.0208 | 1.0208 | 1.0208 | 1.0208 | 1.0208 | 1.0208 | 1.0208 | 0.6893% | 0.6893% | 0.4595% | 0.2297% | 0% | 0% | 0% | 0% | 0% | 0% | 0% | 0% | 0% | 0% | 0% | 0% | 0% | 0% | 0% | 0% | 0% | 0% | 0% | 0% | 0%
Substation Load Detail
[7 empty] | Units | 13/14 |  | 14/15 | 15/16 | 16/17 | 17/18 | 18/19 | 19/20 | 20/21 | 21/22 | 22/23 | 23/24 | 24/25 | 25/26 | 26/27 | 27/28 | 28/29 | 29/30 | 30/31 | 31/32 | 32/33 | 33/34 | 34/35 | 35/36 | 36/37 | 37/38 | 38/39
1 | Tomago 33_11kV | Compensated |  | Load (LV side) |  |  | Amps | 0 |  | 830.5274 | 859.4845 | 887.0393 | 886.3382 | 883.5242 | 882.7524 | 885.3451 | 889.9849 | 893.9599 | 898.2527 | 901.0376 | 905.2248 | 909.3192 | 914.577 | 920.4044 | 926.0378 | 931.3065 | 936.6673 | 942.1214 | 947.6697 | 953.3136 | 959.0541 | 964.8924 | 970.8297 | 976.8672
|  |  |  | Apparent Power |  |  | MVA | 13.01 | 13.7111 | 15.8237 | 16.3754 | 16.9004 | 16.887 | 16.8334 | 16.8187 | 16.8681 | 16.9565 | 17.0322 | 17.114 | 17.1671 | 17.2468 | 17.3249 | 17.425 | 17.536 | 17.6434 | 17.7438 | 17.8459 | 17.9498 | 18.0555 | 18.1631 | 18.2724 | 18.3837 | 18.4968 | 18.6118
|  |  |  | Real Power |  |  | MW | 11.737 | 12.3696 | 14.2754 | 14.7731 | 15.2467 | 15.2347 | 15.1863 | 15.1731 | 15.2176 | 15.2974 | 15.3657 | 15.4395 | 15.4873 | 15.5593 | 15.6297 | 15.7201 | 15.8202 | 15.9171 | 16.0076 | 16.0998 | 16.1935 | 16.2889 | 16.3859 | 16.4846 | 16.5849 | 16.687 | 16.7907
|  |  |  | Reactive Power |  |  | MVAr | 0 |  | 6.8265 | 7.0645 | 7.291 | 7.2853 | 7.2621 | 7.2558 | 7.2771 | 7.3152 | 7.3479 | 7.3832 | 7.4061 | 7.4405 | 7.4742 | 7.5174 | 7.5653 | 7.6116 | 7.6549 | 7.699 | 7.7438 | 7.7894 | 7.8358 | 7.883 | 7.9309 | 7.9798 | 8.0294
|  |  |  | Capacitors In Service |  |  | MVAr | 0 |  | 0 | 0 | 0 | 0 | 0 | 0 | 0 | 0 | 0 | 0 | 0 | 0 | 0 | 0 | 0 | 0 | 0 | 0 | 0 | 0 | 0 | 0 | 0 | 0 | 0
|  |  |  | PF |  |  |  | 0.90215 |  | 0.90215 | 0.90215 | 0.90215 | 0.90215 | 0.90215 | 0.90215 | 0.90215 | 0.90215 | 0.90215 | 0.90215 | 0.90215 | 0.90215 | 0.90215 | 0.90215 | 0.90215 | 0.90215 | 0.90215 | 0.90215 | 0.90215 | 0.90215 | 0.90215 | 0.90215 | 0.90215 | 0.90215 | 0.90215
0.41712 | Diversity Factor: 0.42 | Uncompensated |  | Reactive Power |  |  | MVAr | 0 | 5.9152 | 6.8265 | 7.0645 | 7.291 | 7.2853 | 7.2621 | 7.2558 | 7.2771 | 7.3152 | 7.3479 | 7.3832 | 7.4061 | 7.4405 | 7.4742 | 7.5174 | 7.5653 | 7.6116 | 7.6549 | 7.699 | 7.7438 | 7.7894 | 7.8358 | 7.883 | 7.9309 | 7.9798 | 8.0294
|  |  |  | PF |  |  |  | 0.90215 |  | 0.90215 | 0.90215 | 0.90215 | 0.90215 | 0.90215 | 0.90215 | 0.90215 | 0.90215 | 0.90215 | 0.90215 | 0.90215 | 0.90215 | 0.90215 | 0.90215 | 0.90215 | 0.90215 | 0.90215 | 0.90215 | 0.90215 | 0.90215 | 0.90215 | 0.90215 | 0.90215 | 0.90215 | 0.90215
[10 empty] | 1 | 2 | 3 | 4 | 5 | 6 | 7 | 8 | 9 | 10 | 11 | 12 | 13 | 14 | 15 | 16 | 17 | 18 | 19 | 20 | 21 | 22 | 23 | 24 | 25
Transformer Load Detail
[7 empty] | Units | 13/14 |  | 14/15 | 15/16 | 16/17 | 17/18 | 18/19 | 19/20 | 20/21 | 21/22 | 22/23 | 23/24 | 24/25 | 25/26 | 26/27 | 27/28 | 28/29 | 29/30 | 30/31 | 31/32 | 32/33 | 33/34 | 34/35 | 35/36 | 36/37 | 37/38 | 38/39
| 0 | Compensated |  | Load (LV side) |  |  | Amps
|  |  |  | Apparent Power |  |  | MVA
|  |  |  | Real Power |  |  | MW
|  |  |  | Reactive Power |  |  | MVAr
|  |  |  | Capacitors In Service |  |  | MVAr
PF
| Zone Div: | Uncompensated |  | Reactive Power |  |  | MVAr
PF
| 0 | Compensated |  | Load (LV side) |  |  | Amps
|  |  |  | Apparent Power |  |  | MVA
|  |  |  | Real Power |  |  | MW
|  |  |  | Reactive Power |  |  | MVAr
|  |  |  | Capacitors In Service |  |  | MVAr
PF
| Zone Div: | Uncompensated |  | Reactive Power |  |  | MVAr
PF
| 0 | Compensated |  | Load (LV side) |  |  | Amps
|  |  |  | Apparent Power |  |  | MVA
|  |  |  | Real Power |  |  | MW
|  |  |  | Reactive Power |  |  | MVAr
|  |  |  | Capacitors In Service |  |  | MVAr
PF
| Zone Div: | Uncompensated |  | Reactive Power |  |  | MVAr
PF
| 0 | Compensated |  | Load (LV side) |  |  | Amps
|  |  |  | Apparent Power |  |  | MVA
|  |  |  | Real Power |  |  | MW
|  |  |  | Reactive Power |  |  | MVAr
|  |  |  | Capacitors In Service |  |  | MVAr
PF
| Zone Div: | Uncompensated |  | Reactive Power |  |  | MVAr
PF
| 0 | Compensated |  | Load (LV side) |  |  | Amps
|  |  |  | Apparent Power |  |  | MVA
|  |  |  | Real Power |  |  | MW
|  |  |  | Reactive Power |  |  | MVAr
|  |  |  | Capacitors In Service |  |  | MVAr
PF
| Zone Div: | Uncompensated |  | Reactive Power |  |  | MVAr
PF
| 0 | Compensated |  | Load (LV side) |  |  | Amps
|  |  |  | Apparent Power |  |  | MVA
|  |  |  | Real Power |  |  | MW
|  |  |  | Reactive Power |  |  | MVAr
|  |  |  | Capacitors In Service |  |  | MVAr
PF
| Zone Div: | Uncompensated |  | Reactive Power |  |  | MVAr
PF
| 0 | Compensated |  | Load (LV side) |  |  | Amps
|  |  |  | Apparent Power |  |  | MVA
|  |  |  | Real Power |  |  | MW
|  |  |  | Reactive Power |  |  | MVAr
|  |  |  | Capacitors In Service |  |  | MVAr
PF
| Zone Div: | Uncompensated |  | Reactive Power |  |  | MVAr
PF
| 0 | Compensated |  | Load (LV side) |  |  | Amps
|  |  |  | Apparent Power |  |  | MVA
|  |  |  | Real Power |  |  | MW
|  |  |  | Reactive Power |  |  | MVAr
|  |  |  | Capacitors In Service |  |  | MVAr
PF
| Zone Div: | Uncompensated |  | Reactive Power |  |  | MVAr
PF
| 0 | Compensated |  | Load (LV side) |  |  | Amps
|  |  |  | Apparent Power |  |  | MVA
|  |  |  | Real Power |  |  | MW
|  |  |  | Reactive Power |  |  | MVAr
|  |  |  | Capacitors In Service |  |  | MVAr
PF
| Zone Div: | Uncompensated |  | Reactive Power |  |  | MVAr
PF
| 0 | Compensated |  | Load (LV side) |  |  | Amps
|  |  |  | Apparent Power |  |  | MVA
|  |  |  | Real Power |  |  | MW
|  |  |  | Reactive Power |  |  | MVAr
|  |  |  | Capacitors In Service |  |  | MVAr
PF
| Zone Div: | Uncompensated |  | Reactive Power |  |  | MVAr
PF

## Tomaree 33_11kV
| Tomaree 33_11kV | [16 empty] | 2015 | SUMMER
[6 empty] | Zone commissioned |  | 2012-12-07
| Substation Total Loads | [33 empty] | Spots & Transfers Detail
| Historical Loads | (11kV MVA) | [7 empty] | Weather Corrected Forecast Loads |  |  |  | (11kV MVA) | [20 empty] | Spots & Transfers Summary | (11kV MVA) |  | Historical Spots & Transfers | [6 empty] | Forecast Spots & Transfers
|  | 07/08 | 08/09 | 09/10 | 10/11 | 11/12 | 12/13 | 13/14 |  | 14/15 | 15/16 | 16/17 | 17/18 | 18/19 | 19/20 | 20/21 | 21/22 | 22/23 | 23/24 | 24/25 | 25/26 | 26/27 | 27/28 | 28/29 | 29/30 | 30/31 | 31/32 | 32/33 | 33/34 | 34/35 | 35/36 | 36/37 | 37/38 | 38/39 |  |  |  | 07/08 | 08/09 | 09/10 | 10/11 | 11/12 | 12/13 | 13/14 | 14/15 | 15/16 | 16/17 | 17/18 | 18/19 | 19/20 | 20/21 | 21/22 | 22/23 | 23/24 | 24/25 | 25/26 | 26/27 | 27/28 | 28/29 | 29/30 | 30/31 | 31/32 | 32/33 | 33/34 | 34/35 | 35/36 | 36/37 | 37/38 | 38/39
| Total | [5 empty] | 15.41 | 15.55 |  | 13.0119 | 12.7246 | 12.5375 | 12.3559 | 12.2928 | 12.3275 | 12.468 | 12.6358 | 12.7812 | 12.9435 | 13.0858 | 13.2663 | 13.4492 | 13.6541 | 13.8734 | 14.0912 | 14.3079 | 14.53 | 14.7576 | 14.9907 | 15.2294 | 15.4739 | 15.7241 | 15.9802 | 16.2422 |  |  | Total | 0 | 0 | 0 | 0 | 0 | 15.4707 | 2.6293 | -0.25262 | -0.075302 | -0.048925 | -0.11355 | -0.063043 | 0.034676 | 0.14047 | 0.16779 | 0.14542 | 0.16228 | 0.14238 | 0.1805 | 0.18285 | 0.20494 | 0.21924 | 0.21784 | 0.21671 | 0.2221 | 0.22757 | 0.23311 | 0.23873 | 0.24443 | 0.25021 | 0.25608 | 0.26203
| Firm Rating | 0 | 0 | 0 | 0 | 0 | 0 | 38.11 |  | 38.11 | 38.11 | 38.11 | 38.11 | 38.11 | 38.11 | 38.11 | 38.11 | 38.11 | 38.11 | 38.11 | 38.11 | 38.11 | 38.11 | 38.11 | 38.11 | 38.11 | 38.11 | 38.11 | 38.11 | 38.11 | 38.11 | 38.11 | 38.11 | 38.11
| Total Capacity | 0 | 0 | 0 | 0 | 0 | 0 | 73.3 |  | 73.3 | 73.3 | 73.3 | 73.3 | 73.3 | 73.3 | 73.3 | 73.3 | 73.3 | 73.3 | 73.3 | 73.3 | 73.3 | 73.3 | 73.3 | 73.3 | 73.3 | 73.3 | 73.3 | 73.3 | 73.3 | 73.3 | 73.3 | 73.3 | 73.3 |  |  | Tomaree 33_11kV Tx1 | 0 | 0 | 0 | 0 | 0 | 4.5917 | 2.6293 | -0.092831 | -0.027671 | -0.017978 | -0.041724 | -0.023166 | 0.012742 | 0.051619 | 0.061656 | 0.053436 | 0.059633 | 0.052318 | 0.066327 | 0.067192 | 0.075308 | 0.080563 | 0.080049 | 0.079635 | 0.081615 | 0.083623 | 0.08566 | 0.087726 | 0.089821 | 0.091945 | 0.0941 | 0.096286
|  | -7 | -6 | -5 | -4 | -3 | -2 | -1 |  | 0 | 1 | 2 | 3 | 4 | 5 | 6 | 7 | 8 | 9 | 10 | 11 | 12 | 13 | 14 | 15 | 16 | 17 | 18 | 19 | 20 | 21 | 22 | 23 | 24 |  |  | Tomaree 33_11kV Tx2 | 0 | 0 | 0 | 0 | 0 | 10.879 | 0 | -0.15979 | -0.047631 | -0.030947 | -0.071822 | -0.039877 | 0.021934 | 0.088854 | 0.10613 | 0.091982 | 0.10265 | 0.090058 | 0.11417 | 0.11566 | 0.12963 | 0.13868 | 0.13779 | 0.13708 | 0.14049 | 0.14394 | 0.14745 | 0.15101 | 0.15461 | 0.15827 | 0.16198 | 0.16574
| Transformer Loads | [36 empty] | 0 | 0 | 0 | 0 | 0 | 0 | 0 | 0 | 0 | 0 | 0 | 0 | 0 | 0 | 0 | 0 | 0 | 0 | 0 | 0 | 0 | 0 | 0 | 0 | 0 | 0 | 0 | 0 | 0 | 0 | 0 | 0
| Historical Loads | (11kV MVA) | [7 empty] | 0: Weather Corrected Forecast Loads; 4: (11kV MVA) |  |  |  | 0 | 0 | 0 | 0 | 0 | 0 | 0 | 0 | 0 | 0 | 0 | 0 | 0 | 0 | 0 | 0 | 0 | 0 | 0 | 0 | 0 | 0 | 0 | 0 | 0 | 0 | 0 | 0 | 0 | 0 | 0 | 0
|  | 07/08 | 08/09 | 09/10 | 10/11 | 11/12 | 12/13 | 13/14 |  | 14/15 | 15/16 | 16/17 | 17/18 | 18/19 | 19/20 | 20/21 | 21/22 | 22/23 | 23/24 | 24/25 | 25/26 | 26/27 | 27/28 | 28/29 | 29/30 | 30/31 | 31/32 | 32/33 | 33/34 | 34/35 | 35/36 | 36/37 | 37/38 | 38/39 |  |  |  | 0 | 0 | 0 | 0 | 0 | 0 | 0 | 0 | 0 | 0 | 0 | 0 | 0 | 0 | 0 | 0 | 0 | 0 | 0 | 0 | 0 | 0 | 0 | 0 | 0 | 0 | 0 | 0 | 0 | 0 | 0 | 0
| 0 | [36 empty] | 0 | 0 | 0 | 0 | 0 | 0 | 0 | 0 | 0 | 0 | 0 | 0 | 0 | 0 | 0 | 0 | 0 | 0 | 0 | 0 | 0 | 0 | 0 | 0 | 0 | 0 | 0 | 0 | 0 | 0 | 0 | 0
| Diversity Factor: 0 | [36 empty] | 0 | 0 | 0 | 0 | 0 | 0 | 0 | 0 | 0 | 0 | 0 | 0 | 0 | 0 | 0 | 0 | 0 | 0 | 0 | 0 | 0 | 0 | 0 | 0 | 0 | 0 | 0 | 0 | 0 | 0 | 0 | 0
[38 empty] | 0 | 0 | 0 | 0 | 0 | 0 | 0 | 0 | 0 | 0 | 0 | 0 | 0 | 0 | 0 | 0 | 0 | 0 | 0 | 0 | 0 | 0 | 0 | 0 | 0 | 0 | 0 | 0 | 0 | 0 | 0 | 0
[38 empty] | 0 | 0 | 0 | 0 | 0 | 0 | 0 | 0 | 0 | 0 | 0 | 0 | 0 | 0 | 0 | 0 | 0 | 0 | 0 | 0 | 0 | 0 | 0 | 0 | 0 | 0 | 0 | 0 | 0 | 0 | 0 | 0
| 0 | [36 empty] | 0 | 0 | 0 | 0 | 0 | 0 | 0 | 0 | 0 | 0 | 0 | 0 | 0 | 0 | 0 | 0 | 0 | 0 | 0 | 0 | 0 | 0 | 0 | 0 | 0 | 0 | 0 | 0 | 0 | 0 | 0 | 0
Diversity Factor: 0
[38 empty] | Historical Spots & Transfers | [6 empty] | Forecast Spots & Transfers
[35 empty] | Project Name | From | To | 07/08 | 08/09 | 09/10 | 10/11 | 11/12 | 12/13 | 13/14 | 14/15 | 15/16 | 16/17 | 17/18 | 18/19 | 19/20 | 20/21 | 21/22 | 22/23 | 23/24 | 24/25 | 25/26 | 26/27 | 27/28 | 28/29 | 29/30 | 30/31 | 31/32 | 32/33 | 33/34 | 34/35 | 35/36 | 36/37 | 37/38 | 38/39
| 0 | [33 empty] | Broad based demand management |  | Tomaree 33_11kV Tx1 | 0 | 0 | 0 | 0 | 0 | 0 | 0 | -0.075216 | -0.013768 | -0.016695 | -0.053137 | -0.028176 | 0 | 0 | 0 | 0 | 0 | 0 | 0 | 0 | 0 | 0 | 0 | 0 | 0 | 0 | 0 | 0 | 0 | 0 | 0 | 0
| Diversity Factor: 0 | [33 empty] | Broad based demand management |  | Tomaree 33_11kV Tx2 | 0 | 0 | 0 | 0 | 0 | 0 | 0 | -0.12947 | -0.023699 | -0.028738 | -0.091466 | -0.048501 | 0 | 0 | 0 | 0 | 0 | 0 | 0 | 0 | 0 | 0 | 0 | 0 | 0 | 0 | 0 | 0 | 0 | 0 | 0 | 0
[35 empty] | DNP_ID: 6590. Establish 11kV connections to New Tomaree Zone (HZ00242) | Nelson Bay 33_11kV Tx1 | Tomaree 33_11kV Tx1 | 0 | 0 | 0 | 0 | 0 | 0 | 2.6293 | 0 | 0 | 0 | 0 | 0 | 0 | 0 | 0 | 0 | 0 | 0 | 0 | 0 | 0 | 0 | 0 | 0 | 0 | 0 | 0 | 0 | 0 | 0 | 0 | 0
[35 empty] | DNP_ID: 6590. Establish 11kV connections to New Tomaree Zone (HZ00242) | Nelson Bay 33_11kV Tx1 | Tomaree 33_11kV Tx2 | 0 | 0 | 0 | 0 | 0 | 6.173 | 0 | 0 | 0 | 0 | 0 | 0 | 0 | 0 | 0 | 0 | 0 | 0 | 0 | 0 | 0 | 0 | 0 | 0 | 0 | 0 | 0 | 0 | 0 | 0 | 0 | 0
| 0 | [33 empty] | DNP_ID: 6590. Establish 11kV connections to New Tomaree Zone (HZ00242) | Nelson Bay 33_11kV Tx3 | Tomaree 33_11kV Tx1 | 0 | 0 | 0 | 0 | 0 | 4.5917 | 0 | 0 | 0 | 0 | 0 | 0 | 0 | 0 | 0 | 0 | 0 | 0 | 0 | 0 | 0 | 0 | 0 | 0 | 0 | 0 | 0 | 0 | 0 | 0 | 0 | 0
| Diversity Factor: 0 | [33 empty] | DNP_ID: 6590. Establish 11kV connections to New Tomaree Zone (HZ00242) | Nelson Bay 33_11kV Tx3 | Tomaree 33_11kV Tx2 | 0 | 0 | 0 | 0 | 0 | 4.706 | 0 | 0 | 0 | 0 | 0 | 0 | 0 | 0 | 0 | 0 | 0 | 0 | 0 | 0 | 0 | 0 | 0 | 0 | 0 | 0 | 0 | 0 | 0 | 0 | 0 | 0
[35 empty] | Econometric |  | Tomaree 33_11kV Tx1 | 0 | 0 | 0 | 0 | 0 | 0 | 0 | 0 | 0 | 0.040757 | 0.073516 | 0.095967 | 0.10944 | 0.11641 | 0.11403 | 0.11152 | 0.11329 | 0.11508 | 0.1169 | 0.11875 | 0.12062 | 0.12252 | 0.12444 | 0.12639 | 0.12837 | 0.13038 | 0.13242 | 0.13448 | 0.13658 | 0.1387 | 0.14086 | 0.14304
[35 empty] | Econometric |  | Tomaree 33_11kV Tx2 | 0 | 0 | 0 | 0 | 0 | 0 | 0 | 0 | 0 | 0.070156 | 0.12655 | 0.16519 | 0.18838 | 0.20037 | 0.19629 | 0.19197 | 0.19501 | 0.1981 | 0.20123 | 0.2044 | 0.20762 | 0.21089 | 0.2142 | 0.21756 | 0.22097 | 0.22443 | 0.22793 | 0.23149 | 0.2351 | 0.23875 | 0.24246 | 0.24622
| 0 | [33 empty] | Energy Efficiency |  | Tomaree 33_11kV Tx1 | 0 | 0 | 0 | 0 | 0 | 0 | 0 | -0.0093321 | -0.004613 | -0.031548 | -0.050591 | -0.078635 | -0.083717 | -0.051197 | -0.039233 | -0.044736 | -0.043442 | -0.050529 | -0.038339 | -0.039319 | -0.033073 | -0.029716 | -0.032155 | -0.03452 | -0.03452 | -0.03452 | -0.03452 | -0.03452 | -0.03452 | -0.03452 | -0.03452 | -0.03452
| Diversity Factor: 0 | [33 empty] | Energy Efficiency |  | Tomaree 33_11kV Tx2 | 0 | 0 | 0 | 0 | 0 | 0 | 0 | -0.016064 | -0.0079405 | -0.054304 | -0.087084 | -0.13536 | -0.1441 | -0.088127 | -0.067533 | -0.077006 | -0.074779 | -0.086978 | -0.065994 | -0.067681 | -0.05693 | -0.051152 | -0.055349 | -0.059421 | -0.059421 | -0.059421 | -0.059421 | -0.059421 | -0.059421 | -0.059421 | -0.059421 | -0.059421
[35 empty] | Solar PV |  | Tomaree 33_11kV Tx1 | 0 | 0 | 0 | 0 | 0 | 0 | 0 | -0.0082826 | -0.0092902 | -0.010492 | -0.011513 | -0.012321 | -0.012981 | -0.01359 | -0.013142 | -0.013351 | -0.010216 | -0.012236 | -0.012236 | -0.012236 | -0.012236 | -0.012236 | -0.012236 | -0.012236 | -0.012236 | -0.012236 | -0.012236 | -0.012236 | -0.012236 | -0.012236 | -0.012236 | -0.012236
[35 empty] | Solar PV |  | Tomaree 33_11kV Tx2 | 0 | 0 | 0 | 0 | 0 | 0 | 0 | -0.014257 | -0.015992 | -0.018061 | -0.019817 | -0.021209 | -0.022344 | -0.023394 | -0.022622 | -0.022982 | -0.017584 | -0.021063 | -0.021063 | -0.021063 | -0.021063 | -0.021063 | -0.021063 | -0.021063 | -0.021063 | -0.021063 | -0.021063 | -0.021063 | -0.021063 | -0.021063 | -0.021063 | -0.021063
0
Diversity Factor: 0
0
Diversity Factor: 0
0
Diversity Factor: 0
0
Diversity Factor: 0
0
Diversity Factor: 0
| Weather Correction and Public Holiday Factors | [8 empty] | Forecast ROG
ROG Justification
| Actual loads for season 13/14 have been weather corrected by the following: | [6 empty] | -13.28% |  | Same as Nelson Bay 33/11kV | [59 empty] | Same as Nelson Bay 33/11kV
1 | 2 | 3 | 4 | 5 | 6 | 7 | 8 | 9 | 10 | 14/15 | 15/16 | 16/17 | 17/18 | 18/19 | 19/20 | 20/21 | 21/22 | 22/23 | 23/24 | 24/25 | 25/26 | 26/27 | 27/28 | 28/29 | 29/30 | 30/31 | 31/32 | 32/33 | 33/34 | 34/35 | 35/36 | 36/37 | 37/38 | 38/39
0.98371 | 0.96769 | 0.95718 | 0.95198 | 0.95198 | 0.95198 | 0.95198 | 0.95198 | 0.95198 | 0.95198 | -1.629% | -1.629% | -1.086% | -0.543% | 0% | 0% | 0% | 0% | 0% | 0% | 0% | 0% | 0% | 0% | 0% | 0% | 0% | 0% | 0% | 0% | 0% | 0% | 0% | 0% | 0%
Substation Load Detail
[7 empty] | Units | 13/14 |  | 14/15 | 15/16 | 16/17 | 17/18 | 18/19 | 19/20 | 20/21 | 21/22 | 22/23 | 23/24 | 24/25 | 25/26 | 26/27 | 27/28 | 28/29 | 29/30 | 30/31 | 31/32 | 32/33 | 33/34 | 34/35 | 35/36 | 36/37 | 37/38 | 38/39
1 | Tomaree 33_11kV | Compensated |  | Load (LV side) |  |  | Amps | 0 |  | 682.9487 | 667.8701 | 658.0485 | 648.5153 | 645.2064 | 647.0264 | 654.3993 | 663.2059 | 670.8384 | 679.356 | 686.8288 | 696.3026 | 705.8998 | 716.6563 | 728.1633 | 739.597 | 750.9715 | 762.6289 | 774.5731 | 786.8081 | 799.3383 | 812.1676 | 825.3005 | 838.7411 | 852.4939
|  |  |  | Apparent Power |  |  | MVA | 15.55 | 13.4842 | 13.0119 | 12.7246 | 12.5375 | 12.3559 | 12.2928 | 12.3275 | 12.468 | 12.6358 | 12.7812 | 12.9435 | 13.0858 | 13.2663 | 13.4492 | 13.6541 | 13.8734 | 14.0912 | 14.3079 | 14.53 | 14.7576 | 14.9907 | 15.2294 | 15.4739 | 15.7241 | 15.9802 | 16.2422
|  |  |  | Real Power |  |  | MW | 14.971 | 12.9821 | 12.5274 | 12.2508 | 12.0707 | 11.8958 | 11.8351 | 11.8685 | 12.0037 | 12.1653 | 12.3053 | 12.4615 | 12.5986 | 12.7723 | 12.9484 | 13.1457 | 13.3568 | 13.5665 | 13.7752 | 13.989 | 14.2081 | 14.4325 | 14.6623 | 14.8977 | 15.1386 | 15.3851 | 15.6374
|  |  |  | Reactive Power |  |  | MVAr | 0 |  | 3.5177 | 3.44 | 3.3894 | 3.3403 | 3.3233 | 3.3327 | 3.3707 | 3.416 | 3.4553 | 3.4992 | 3.5377 | 3.5865 | 3.6359 | 3.6913 | 3.7506 | 3.8095 | 3.8681 | 3.9281 | 3.9896 | 4.0527 | 4.1172 | 4.1833 | 4.2509 | 4.3202 | 4.391
|  |  |  | Capacitors In Service |  |  | MVAr | 0 |  | 0 | 0 | 0 | 0 | 0 | 0 | 0 | 0 | 0 | 0 | 0 | 0 | 0 | 0 | 0 | 0 | 0 | 0 | 0 | 0 | 0 | 0 | 0 | 0 | 0
|  |  |  | PF |  |  |  | 0.96276 |  | 0.96276 | 0.96276 | 0.96276 | 0.96276 | 0.96276 | 0.96276 | 0.96276 | 0.96276 | 0.96276 | 0.96276 | 0.96276 | 0.96276 | 0.96276 | 0.96276 | 0.96276 | 0.96276 | 0.96276 | 0.96276 | 0.96276 | 0.96276 | 0.96276 | 0.96276 | 0.96276 | 0.96276 | 0.96276
0.97222 | Diversity Factor: 0.97 | Uncompensated |  | Reactive Power |  |  | MVAr | 0 | 3.6454 | 3.5177 | 3.44 | 3.3894 | 3.3403 | 3.3233 | 3.3327 | 3.3707 | 3.416 | 3.4553 | 3.4992 | 3.5377 | 3.5865 | 3.6359 | 3.6913 | 3.7506 | 3.8095 | 3.8681 | 3.9281 | 3.9896 | 4.0527 | 4.1172 | 4.1833 | 4.2509 | 4.3202 | 4.391
|  |  |  | PF |  |  |  | 0.96276 |  | 0.96276 | 0.96276 | 0.96276 | 0.96276 | 0.96276 | 0.96276 | 0.96276 | 0.96276 | 0.96276 | 0.96276 | 0.96276 | 0.96276 | 0.96276 | 0.96276 | 0.96276 | 0.96276 | 0.96276 | 0.96276 | 0.96276 | 0.96276 | 0.96276 | 0.96276 | 0.96276 | 0.96276 | 0.96276
[10 empty] | 1 | 2 | 3 | 4 | 5 | 6 | 7 | 8 | 9 | 10 | 11 | 12 | 13 | 14 | 15 | 16 | 17 | 18 | 19 | 20 | 21 | 22 | 23 | 24 | 25
Transformer Load Detail
[7 empty] | Units | 13/14 |  | 14/15 | 15/16 | 16/17 | 17/18 | 18/19 | 19/20 | 20/21 | 21/22 | 22/23 | 23/24 | 24/25 | 25/26 | 26/27 | 27/28 | 28/29 | 29/30 | 30/31 | 31/32 | 32/33 | 33/34 | 34/35 | 35/36 | 36/37 | 37/38 | 38/39
| 0 | Compensated |  | Load (LV side) |  |  | Amps
|  |  |  | Apparent Power |  |  | MVA
|  |  |  | Real Power |  |  | MW
|  |  |  | Reactive Power |  |  | MVAr
|  |  |  | Capacitors In Service |  |  | MVAr
PF
| Zone Div: | Uncompensated |  | Reactive Power |  |  | MVAr
PF
| 0 | Compensated |  | Load (LV side) |  |  | Amps
|  |  |  | Apparent Power |  |  | MVA
|  |  |  | Real Power |  |  | MW
|  |  |  | Reactive Power |  |  | MVAr
|  |  |  | Capacitors In Service |  |  | MVAr
PF
| Zone Div: | Uncompensated |  | Reactive Power |  |  | MVAr
PF
| 0 | Compensated |  | Load (LV side) |  |  | Amps
|  |  |  | Apparent Power |  |  | MVA
|  |  |  | Real Power |  |  | MW
|  |  |  | Reactive Power |  |  | MVAr
|  |  |  | Capacitors In Service |  |  | MVAr
PF
| Zone Div: | Uncompensated |  | Reactive Power |  |  | MVAr
PF
| 0 | Compensated |  | Load (LV side) |  |  | Amps
|  |  |  | Apparent Power |  |  | MVA
|  |  |  | Real Power |  |  | MW
|  |  |  | Reactive Power |  |  | MVAr
|  |  |  | Capacitors In Service |  |  | MVAr
PF
| Zone Div: | Uncompensated |  | Reactive Power |  |  | MVAr
PF
| 0 | Compensated |  | Load (LV side) |  |  | Amps
|  |  |  | Apparent Power |  |  | MVA
|  |  |  | Real Power |  |  | MW
|  |  |  | Reactive Power |  |  | MVAr
|  |  |  | Capacitors In Service |  |  | MVAr
PF
| Zone Div: | Uncompensated |  | Reactive Power |  |  | MVAr
PF
| 0 | Compensated |  | Load (LV side) |  |  | Amps
|  |  |  | Apparent Power |  |  | MVA
|  |  |  | Real Power |  |  | MW
|  |  |  | Reactive Power |  |  | MVAr
|  |  |  | Capacitors In Service |  |  | MVAr
PF
| Zone Div: | Uncompensated |  | Reactive Power |  |  | MVAr
PF
| 0 | Compensated |  | Load (LV side) |  |  | Amps
|  |  |  | Apparent Power |  |  | MVA
|  |  |  | Real Power |  |  | MW
|  |  |  | Reactive Power |  |  | MVAr
|  |  |  | Capacitors In Service |  |  | MVAr
PF
| Zone Div: | Uncompensated |  | Reactive Power |  |  | MVAr
PF
| 0 | Compensated |  | Load (LV side) |  |  | Amps
|  |  |  | Apparent Power |  |  | MVA
|  |  |  | Real Power |  |  | MW
|  |  |  | Reactive Power |  |  | MVAr
|  |  |  | Capacitors In Service |  |  | MVAr
PF
| Zone Div: | Uncompensated |  | Reactive Power |  |  | MVAr
PF
| 0 | Compensated |  | Load (LV side) |  |  | Amps
|  |  |  | Apparent Power |  |  | MVA
|  |  |  | Real Power |  |  | MW
|  |  |  | Reactive Power |  |  | MVAr
|  |  |  | Capacitors In Service |  |  | MVAr
PF
| Zone Div: | Uncompensated |  | Reactive Power |  |  | MVAr
PF
| 0 | Compensated |  | Load (LV side) |  |  | Amps
|  |  |  | Apparent Power |  |  | MVA
|  |  |  | Real Power |  |  | MW
|  |  |  | Reactive Power |  |  | MVAr
|  |  |  | Capacitors In Service |  |  | MVAr
PF
| Zone Div: | Uncompensated |  | Reactive Power |  |  | MVAr
PF

## Williamtown 33_11kV
| Williamtown 33_11kV | [16 empty] | 2015 | SUMMER
| Substation Total Loads | [33 empty] | Spots & Transfers Detail
| Historical Loads | (11kV MVA) | [7 empty] | Weather Corrected Forecast Loads |  |  |  | (11kV MVA) | [20 empty] | Spots & Transfers Summary | (11kV MVA) |  | Historical Spots & Transfers | [6 empty] | Forecast Spots & Transfers
|  | 07/08 | 08/09 | 09/10 | 10/11 | 11/12 | 12/13 | 13/14 |  | 14/15 | 15/16 | 16/17 | 17/18 | 18/19 | 19/20 | 20/21 | 21/22 | 22/23 | 23/24 | 24/25 | 25/26 | 26/27 | 27/28 | 28/29 | 29/30 | 30/31 | 31/32 | 32/33 | 33/34 | 34/35 | 35/36 | 36/37 | 37/38 | 38/39 |  |  |  | 07/08 | 08/09 | 09/10 | 10/11 | 11/12 | 12/13 | 13/14 | 14/15 | 15/16 | 16/17 | 17/18 | 18/19 | 19/20 | 20/21 | 21/22 | 22/23 | 23/24 | 24/25 | 25/26 | 26/27 | 27/28 | 28/29 | 29/30 | 30/31 | 31/32 | 32/33 | 33/34 | 34/35 | 35/36 | 36/37 | 37/38 | 38/39
| Total | 13.723 | 17.358 | 17.012 | 19.563 | 13.298 | 16.173 | 13.553 |  | 6.7564 | 4.6799 | 4.5126 | 4.4374 | 4.4264 | 4.4202 | 4.4552 | 4.5007 | 4.538 | 4.5857 | 4.6247 | 4.679 | 4.7344 | 4.7979 | 4.8669 | 4.9355 | 5.0042 | 5.0751 | 5.1484 | 5.2239 | 5.3018 | 5.382 | 5.4647 | 5.5499 | 5.6375 |  |  | Total | 0 | 0 | 0 | -0.05771 | -0.10146 | -0.08951 | -0.01215 | -7.4556 | -1.7387 | -0.011342 | 3.0776e-05 | -0.010934 | -0.0062256 | 0.034978 | 0.045545 | 0.03722 | 0.047736 | 0.039032 | 0.054229 | 0.05541 | 0.063484 | 0.069027 | 0.068626 | 0.068685 | 0.070936 | 0.073219 | 0.075536 | 0.077887 | 0.080272 | 0.082692 | 0.085147 | 0.087637
| Firm Rating | 0 | 0 | 24 | 24 | 24 | 24.75 | 24.75 |  | 24.75 | 24.75 | 24.75 | 24.75 | 24.75 | 24.75 | 24.75 | 24.75 | 24.75 | 24.75 | 24.75 | 24.75 | 24.75 | 24.75 | 24.75 | 24.75 | 24.75 | 24.75 | 24.75 | 24.75 | 24.75 | 24.75 | 24.75 | 24.75 | 24.75
| Total Capacity | 0 | 0 | 45.82 | 45.82 | 45.82 | 45.27 | 45.27 |  | 45.27 | 45.27 | 45.27 | 45.27 | 45.27 | 45.27 | 45.27 | 45.27 | 45.27 | 45.27 | 45.27 | 45.27 | 45.27 | 45.27 | 45.27 | 45.27 | 45.27 | 45.27 | 45.27 | 45.27 | 45.27 | 45.27 | 45.27 | 45.27 | 45.27 |  |  | Williamtown 33_11kV Tx1 | 0 | 0 | 0 | -0.028855 | -0.05073 | -0.044755 | -0.006075 | -3.7278 | -0.86936 | -0.0056709 | 1.5388e-05 | -0.005467 | -0.0031128 | 0.017489 | 0.022773 | 0.01861 | 0.023868 | 0.019516 | 0.027114 | 0.027705 | 0.031742 | 0.034514 | 0.034313 | 0.034342 | 0.035468 | 0.03661 | 0.037768 | 0.038944 | 0.040136 | 0.041346 | 0.042573 | 0.043818
|  | -7 | -6 | -5 | -4 | -3 | -2 | -1 |  | 0 | 1 | 2 | 3 | 4 | 5 | 6 | 7 | 8 | 9 | 10 | 11 | 12 | 13 | 14 | 15 | 16 | 17 | 18 | 19 | 20 | 21 | 22 | 23 | 24 |  |  | Williamtown 33_11kV Tx2 | 0 | 0 | 0 | -0.028855 | -0.05073 | -0.044755 | -0.006075 | -3.7278 | -0.86936 | -0.0056709 | 1.5388e-05 | -0.005467 | -0.0031128 | 0.017489 | 0.022773 | 0.01861 | 0.023868 | 0.019516 | 0.027114 | 0.027705 | 0.031742 | 0.034514 | 0.034313 | 0.034342 | 0.035468 | 0.03661 | 0.037768 | 0.038944 | 0.040136 | 0.041346 | 0.042573 | 0.043818
| Transformer Loads | [36 empty] | 0 | 0 | 0 | 0 | 0 | 0 | 0 | 0 | 0 | 0 | 0 | 0 | 0 | 0 | 0 | 0 | 0 | 0 | 0 | 0 | 0 | 0 | 0 | 0 | 0 | 0 | 0 | 0 | 0 | 0 | 0 | 0
| Historical Loads | (11kV MVA) | [7 empty] | 0: Weather Corrected Forecast Loads; 4: (11kV MVA) |  |  |  | 0 | 0 | 0 | 0 | 0 | 0 | 0 | 0 | 0 | 0 | 0 | 0 | 0 | 0 | 0 | 0 | 0 | 0 | 0 | 0 | 0 | 0 | 0 | 0 | 0 | 0 | 0 | 0 | 0 | 0 | 0 | 0
|  | 07/08 | 08/09 | 09/10 | 10/11 | 11/12 | 12/13 | 13/14 |  | 14/15 | 15/16 | 16/17 | 17/18 | 18/19 | 19/20 | 20/21 | 21/22 | 22/23 | 23/24 | 24/25 | 25/26 | 26/27 | 27/28 | 28/29 | 29/30 | 30/31 | 31/32 | 32/33 | 33/34 | 34/35 | 35/36 | 36/37 | 37/38 | 38/39 |  |  |  | 0 | 0 | 0 | 0 | 0 | 0 | 0 | 0 | 0 | 0 | 0 | 0 | 0 | 0 | 0 | 0 | 0 | 0 | 0 | 0 | 0 | 0 | 0 | 0 | 0 | 0 | 0 | 0 | 0 | 0 | 0 | 0
| 0 | [36 empty] | 0 | 0 | 0 | 0 | 0 | 0 | 0 | 0 | 0 | 0 | 0 | 0 | 0 | 0 | 0 | 0 | 0 | 0 | 0 | 0 | 0 | 0 | 0 | 0 | 0 | 0 | 0 | 0 | 0 | 0 | 0 | 0
| Diversity Factor: 0 | [36 empty] | 0 | 0 | 0 | 0 | 0 | 0 | 0 | 0 | 0 | 0 | 0 | 0 | 0 | 0 | 0 | 0 | 0 | 0 | 0 | 0 | 0 | 0 | 0 | 0 | 0 | 0 | 0 | 0 | 0 | 0 | 0 | 0
[38 empty] | 0 | 0 | 0 | 0 | 0 | 0 | 0 | 0 | 0 | 0 | 0 | 0 | 0 | 0 | 0 | 0 | 0 | 0 | 0 | 0 | 0 | 0 | 0 | 0 | 0 | 0 | 0 | 0 | 0 | 0 | 0 | 0
[38 empty] | 0 | 0 | 0 | 0 | 0 | 0 | 0 | 0 | 0 | 0 | 0 | 0 | 0 | 0 | 0 | 0 | 0 | 0 | 0 | 0 | 0 | 0 | 0 | 0 | 0 | 0 | 0 | 0 | 0 | 0 | 0 | 0
| 0 | [36 empty] | 0 | 0 | 0 | 0 | 0 | 0 | 0 | 0 | 0 | 0 | 0 | 0 | 0 | 0 | 0 | 0 | 0 | 0 | 0 | 0 | 0 | 0 | 0 | 0 | 0 | 0 | 0 | 0 | 0 | 0 | 0 | 0
Diversity Factor: 0
[38 empty] | Historical Spots & Transfers | [6 empty] | Forecast Spots & Transfers
[35 empty] | Project Name | From | To | 07/08 | 08/09 | 09/10 | 10/11 | 11/12 | 12/13 | 13/14 | 14/15 | 15/16 | 16/17 | 17/18 | 18/19 | 19/20 | 20/21 | 21/22 | 22/23 | 23/24 | 24/25 | 25/26 | 26/27 | 27/28 | 28/29 | 29/30 | 30/31 | 31/32 | 32/33 | 33/34 | 34/35 | 35/36 | 36/37 | 37/38 | 38/39
| 0 | [33 empty] | Broad based demand management |  | Williamtown 33_11kV Tx1 | 0 | 0 | 0 | 0 | 0 | 0 | 0 | 0 | 0 | 0 | 0 | 0 | 0 | 0 | 0 | 0 | 0 | 0 | 0 | 0 | 0 | 0 | 0 | 0 | 0 | 0 | 0 | 0 | 0 | 0 | 0 | 0
| Diversity Factor: 0 | [33 empty] | Broad based demand management |  | Williamtown 33_11kV Tx2 | 0 | 0 | 0 | 0 | 0 | 0 | 0 | 0 | 0 | 0 | 0 | 0 | 0 | 0 | 0 | 0 | 0 | 0 | 0 | 0 | 0 | 0 | 0 | 0 | 0 | 0 | 0 | 0 | 0 | 0 | 0 | 0
[35 empty] | DNP_ID: 6983. Medowie Zone 11kV Feeder Connections | Williamtown 33_11kV Tx1 | Medowie 33_11kV Tx1 | 0 | 0 | 0 | 0 | 0 | 0 | 0 | 3.1437 | 0 | 0 | 0 | 0 | 0 | 0 | 0 | 0 | 0 | 0 | 0 | 0 | 0 | 0 | 0 | 0 | 0 | 0 | 0 | 0 | 0 | 0 | 0 | 0
[35 empty] | DNP_ID: 6983. Medowie Zone 11kV Feeder Connections | Williamtown 33_11kV Tx1 | Medowie 33_11kV Tx2 | 0 | 0 | 0 | 0 | 0 | 0 | 0 | 0.57158 | 0.85737 | 0 | 0 | 0 | 0 | 0 | 0 | 0 | 0 | 0 | 0 | 0 | 0 | 0 | 0 | 0 | 0 | 0 | 0 | 0 | 0 | 0 | 0 | 0
| 0 | [33 empty] | DNP_ID: 6983. Medowie Zone 11kV Feeder Connections | Williamtown 33_11kV Tx2 | Medowie 33_11kV Tx1 | 0 | 0 | 0 | 0 | 0 | 0 | 0 | 3.1437 | 0 | 0 | 0 | 0 | 0 | 0 | 0 | 0 | 0 | 0 | 0 | 0 | 0 | 0 | 0 | 0 | 0 | 0 | 0 | 0 | 0 | 0 | 0 | 0
| Diversity Factor: 0 | [33 empty] | DNP_ID: 6983. Medowie Zone 11kV Feeder Connections | Williamtown 33_11kV Tx2 | Medowie 33_11kV Tx2 | 0 | 0 | 0 | 0 | 0 | 0 | 0 | 0.57158 | 0.85737 | 0 | 0 | 0 | 0 | 0 | 0 | 0 | 0 | 0 | 0 | 0 | 0 | 0 | 0 | 0 | 0 | 0 | 0 | 0 | 0 | 0 | 0 | 0
[35 empty] | Econometric |  | Williamtown 33_11kV Tx1 | 0 | 0 | 0 | 0 | 0 | 0 | 0 | 0 | 0 | 0.023105 | 0.040883 | 0.05218 | 0.058619 | 0.062042 | 0.061131 | 0.060151 | 0.061153 | 0.062169 | 0.063201 | 0.064248 | 0.06531 | 0.066387 | 0.06748 | 0.06859 | 0.069715 | 0.070857 | 0.072016 | 0.073191 | 0.074384 | 0.075593 | 0.076821 | 0.078066
[35 empty] | Econometric |  | Williamtown 33_11kV Tx2 | 0 | 0 | 0 | 0 | 0 | 0 | 0 | 0 | 0 | 0.023105 | 0.040883 | 0.05218 | 0.058619 | 0.062042 | 0.061131 | 0.060151 | 0.061153 | 0.062169 | 0.063201 | 0.064248 | 0.06531 | 0.066387 | 0.06748 | 0.06859 | 0.069715 | 0.070857 | 0.072016 | 0.073191 | 0.074384 | 0.075593 | 0.076821 | 0.078066
| 0 | [33 empty] | Energy Efficiency |  | Williamtown 33_11kV Tx1 | 0 | 0 | 0 | 0 | 0 | 0 | 0 | -0.0035644 | -0.0019428 | -0.017422 | -0.028409 | -0.044313 | -0.047684 | -0.029845 | -0.024137 | -0.027093 | -0.02623 | -0.029412 | -0.022845 | -0.023301 | -0.020326 | -0.018632 | -0.019926 | -0.021006 | -0.021006 | -0.021006 | -0.021006 | -0.021006 | -0.021006 | -0.021006 | -0.021006 | -0.021006
| Diversity Factor: 0 | [33 empty] | Energy Efficiency |  | Williamtown 33_11kV Tx2 | 0 | 0 | 0 | 0 | 0 | 0 | 0 | -0.0035644 | -0.0019428 | -0.017422 | -0.028409 | -0.044313 | -0.047684 | -0.029845 | -0.024137 | -0.027093 | -0.02623 | -0.029412 | -0.022845 | -0.023301 | -0.020326 | -0.018632 | -0.019926 | -0.021006 | -0.021006 | -0.021006 | -0.021006 | -0.021006 | -0.021006 | -0.021006 | -0.021006 | -0.021006
[35 empty] | Solar PV |  | Williamtown 33_11kV Tx1 | 0 | 0 | 0 | -0.028855 | -0.05073 | -0.044755 | -0.006075 | -0.0089632 | -0.010054 | -0.011354 | -0.012459 | -0.013334 | -0.014047 | -0.014707 | -0.014222 | -0.014448 | -0.011055 | -0.013242 | -0.013242 | -0.013242 | -0.013242 | -0.013242 | -0.013242 | -0.013242 | -0.013242 | -0.013242 | -0.013242 | -0.013242 | -0.013242 | -0.013242 | -0.013242 | -0.013242
[35 empty] | Solar PV |  | Williamtown 33_11kV Tx2 | 0 | 0 | 0 | -0.028855 | -0.05073 | -0.044755 | -0.006075 | -0.0089632 | -0.010054 | -0.011354 | -0.012459 | -0.013334 | -0.014047 | -0.014707 | -0.014222 | -0.014448 | -0.011055 | -0.013242 | -0.013242 | -0.013242 | -0.013242 | -0.013242 | -0.013242 | -0.013242 | -0.013242 | -0.013242 | -0.013242 | -0.013242 | -0.013242 | -0.013242 | -0.013242 | -0.013242
0
Diversity Factor: 0
0
Diversity Factor: 0
0
Diversity Factor: 0
0
Diversity Factor: 0
0
Diversity Factor: 0
| Weather Correction and Public Holiday Factors | [8 empty] | Forecast ROG
ROG Justification
| Actual loads for season 13/14 have been weather corrected by the following: | [6 empty] | 10.32% |  | Rog Capped +/-5% | [59 empty] | Rog Capped +/-5%
1 | 2 | 3 | 4 | 5 | 6 | 7 | 8 | 9 | 10 | 14/15 | 15/16 | 16/17 | 17/18 | 18/19 | 19/20 | 20/21 | 21/22 | 22/23 | 23/24 | 24/25 | 25/26 | 26/27 | 27/28 | 28/29 | 29/30 | 30/31 | 31/32 | 32/33 | 33/34 | 34/35 | 35/36 | 36/37 | 37/38 | 38/39
0.95 | 0.9025 | 0.87242 | 0.85789 | 0.85789 | 0.85789 | 0.85789 | 0.85789 | 0.85789 | 0.85789 | -5% | -5% | -3.333% | -1.666% | 0% | 0% | 0% | 0% | 0% | 0% | 0% | 0% | 0% | 0% | 0% | 0% | 0% | 0% | 0% | 0% | 0% | 0% | 0% | 0% | 0%
Substation Load Detail
[7 empty] | Units | 13/14 |  | 14/15 | 15/16 | 16/17 | 17/18 | 18/19 | 19/20 | 20/21 | 21/22 | 22/23 | 23/24 | 24/25 | 25/26 | 26/27 | 27/28 | 28/29 | 29/30 | 30/31 | 31/32 | 32/33 | 33/34 | 34/35 | 35/36 | 36/37 | 37/38 | 38/39
1 | Williamtown 33_11kV | Compensated |  | Load (LV side) |  |  | Amps | 0 |  | 354.6214 | 245.6311 | 236.8481 | 232.9022 | 232.3283 | 232.0016 | 233.8375 | 236.228 | 238.1815 | 240.687 | 242.7357 | 245.582 | 248.4902 | 251.8223 | 255.4453 | 259.0472 | 262.6522 | 266.3754 | 270.2184 | 274.183 | 278.2711 | 282.4843 | 286.8244 | 291.2935 | 295.8932
|  |  |  | Apparent Power |  |  | MVA | 13.553 | 14.96 | 6.7564 | 4.6799 | 4.5126 | 4.4374 | 4.4264 | 4.4202 | 4.4552 | 4.5007 | 4.538 | 4.5857 | 4.6247 | 4.679 | 4.7344 | 4.7979 | 4.8669 | 4.9355 | 5.0042 | 5.0751 | 5.1484 | 5.2239 | 5.3018 | 5.382 | 5.4647 | 5.5499 | 5.6375
|  |  |  | Real Power |  |  | MW | 12.6992 | 14.0175 | 6.3308 | 4.3851 | 4.2283 | 4.1578 | 4.1476 | 4.1418 | 4.1745 | 4.2172 | 4.2521 | 4.2968 | 4.3334 | 4.3842 | 4.4361 | 4.4956 | 4.5603 | 4.6246 | 4.6889 | 4.7554 | 4.824 | 4.8948 | 4.9678 | 5.043 | 5.1205 | 5.2002 | 5.2824
|  |  |  | Reactive Power |  |  | MVAr | 0 |  | 2.3602 | 1.6348 | 1.5764 | 1.5501 | 1.5463 | 1.5441 | 1.5563 | 1.5722 | 1.5852 | 1.6019 | 1.6156 | 1.6345 | 1.6539 | 1.676 | 1.7001 | 1.7241 | 1.7481 | 1.7729 | 1.7985 | 1.8249 | 1.8521 | 1.8801 | 1.909 | 1.9387 | 1.9694
|  |  |  | Capacitors In Service |  |  | MVAr | 0 |  | 0 | 0 | 0 | 0 | 0 | 0 | 0 | 0 | 0 | 0 | 0 | 0 | 0 | 0 | 0 | 0 | 0 | 0 | 0 | 0 | 0 | 0 | 0 | 0 | 0
|  |  |  | PF |  |  |  | 0.937 |  | 0.937 | 0.937 | 0.937 | 0.937 | 0.937 | 0.937 | 0.937 | 0.937 | 0.937 | 0.937 | 0.937 | 0.937 | 0.937 | 0.937 | 0.937 | 0.937 | 0.937 | 0.937 | 0.937 | 0.937 | 0.937 | 0.937 | 0.937 | 0.937 | 0.937
0.92209 | Diversity Factor: 0.92 | Uncompensated |  | Reactive Power |  |  | MVAr | 0 | 5.226 | 2.3602 | 1.6348 | 1.5764 | 1.5501 | 1.5463 | 1.5441 | 1.5563 | 1.5722 | 1.5852 | 1.6019 | 1.6156 | 1.6345 | 1.6539 | 1.676 | 1.7001 | 1.7241 | 1.7481 | 1.7729 | 1.7985 | 1.8249 | 1.8521 | 1.8801 | 1.909 | 1.9387 | 1.9694
|  |  |  | PF |  |  |  | 0.937 |  | 0.937 | 0.937 | 0.937 | 0.937 | 0.937 | 0.937 | 0.937 | 0.937 | 0.937 | 0.937 | 0.937 | 0.937 | 0.937 | 0.937 | 0.937 | 0.937 | 0.937 | 0.937 | 0.937 | 0.937 | 0.937 | 0.937 | 0.937 | 0.937 | 0.937
[10 empty] | 1 | 2 | 3 | 4 | 5 | 6 | 7 | 8 | 9 | 10 | 11 | 12 | 13 | 14 | 15 | 16 | 17 | 18 | 19 | 20 | 21 | 22 | 23 | 24 | 25
Transformer Load Detail
[7 empty] | Units | 13/14 |  | 14/15 | 15/16 | 16/17 | 17/18 | 18/19 | 19/20 | 20/21 | 21/22 | 22/23 | 23/24 | 24/25 | 25/26 | 26/27 | 27/28 | 28/29 | 29/30 | 30/31 | 31/32 | 32/33 | 33/34 | 34/35 | 35/36 | 36/37 | 37/38 | 38/39
| 0 | Compensated |  | Load (LV side) |  |  | Amps
|  |  |  | Apparent Power |  |  | MVA
|  |  |  | Real Power |  |  | MW
|  |  |  | Reactive Power |  |  | MVAr
|  |  |  | Capacitors In Service |  |  | MVAr
PF
| Zone Div: | Uncompensated |  | Reactive Power |  |  | MVAr
PF
| 0 | Compensated |  | Load (LV side) |  |  | Amps
|  |  |  | Apparent Power |  |  | MVA
|  |  |  | Real Power |  |  | MW
|  |  |  | Reactive Power |  |  | MVAr
|  |  |  | Capacitors In Service |  |  | MVAr
PF
| Zone Div: | Uncompensated |  | Reactive Power |  |  | MVAr
PF
| 0 | Compensated |  | Load (LV side) |  |  | Amps
|  |  |  | Apparent Power |  |  | MVA
|  |  |  | Real Power |  |  | MW
|  |  |  | Reactive Power |  |  | MVAr
|  |  |  | Capacitors In Service |  |  | MVAr
PF
| Zone Div: | Uncompensated |  | Reactive Power |  |  | MVAr
PF
| 0 | Compensated |  | Load (LV side) |  |  | Amps
|  |  |  | Apparent Power |  |  | MVA
|  |  |  | Real Power |  |  | MW
|  |  |  | Reactive Power |  |  | MVAr
|  |  |  | Capacitors In Service |  |  | MVAr
PF
| Zone Div: | Uncompensated |  | Reactive Power |  |  | MVAr
PF
| 0 | Compensated |  | Load (LV side) |  |  | Amps
|  |  |  | Apparent Power |  |  | MVA
|  |  |  | Real Power |  |  | MW
|  |  |  | Reactive Power |  |  | MVAr
|  |  |  | Capacitors In Service |  |  | MVAr
PF
| Zone Div: | Uncompensated |  | Reactive Power |  |  | MVAr
PF
| 0 | Compensated |  | Load (LV side) |  |  | Amps
|  |  |  | Apparent Power |  |  | MVA
|  |  |  | Real Power |  |  | MW
|  |  |  | Reactive Power |  |  | MVAr
|  |  |  | Capacitors In Service |  |  | MVAr
PF
| Zone Div: | Uncompensated |  | Reactive Power |  |  | MVAr
PF
| 0 | Compensated |  | Load (LV side) |  |  | Amps
|  |  |  | Apparent Power |  |  | MVA
|  |  |  | Real Power |  |  | MW
|  |  |  | Reactive Power |  |  | MVAr
|  |  |  | Capacitors In Service |  |  | MVAr
PF
| Zone Div: | Uncompensated |  | Reactive Power |  |  | MVAr
PF
| 0 | Compensated |  | Load (LV side) |  |  | Amps
|  |  |  | Apparent Power |  |  | MVA
|  |  |  | Real Power |  |  | MW
|  |  |  | Reactive Power |  |  | MVAr
|  |  |  | Capacitors In Service |  |  | MVAr
PF
| Zone Div: | Uncompensated |  | Reactive Power |  |  | MVAr
PF
| 0 | Compensated |  | Load (LV side) |  |  | Amps
|  |  |  | Apparent Power |  |  | MVA
|  |  |  | Real Power |  |  | MW
|  |  |  | Reactive Power |  |  | MVAr
|  |  |  | Capacitors In Service |  |  | MVAr
PF
| Zone Div: | Uncompensated |  | Reactive Power |  |  | MVAr
PF
| 0 | Compensated |  | Load (LV side) |  |  | Amps
|  |  |  | Apparent Power |  |  | MVA
|  |  |  | Real Power |  |  | MW
|  |  |  | Reactive Power |  |  | MVAr
|  |  |  | Capacitors In Service |  |  | MVAr
PF
| Zone Div: | Uncompensated |  | Reactive Power |  |  | MVAr
PF

## Customer53
| Customer53 | [16 empty] | 2015 | SUMMER
| Substation Total Loads | [33 empty] | Spots & Transfers Detail
| Historical Loads | MVA | [7 empty] | Weather Corrected Forecast Loads |  |  |  | MVA | [20 empty] | Spots & Transfers Summary | MVA |  | Historical Spots & Transfers | [6 empty] | Forecast Spots & Transfers
|  | 07/08 | 08/09 | 09/10 | 10/11 | 11/12 | 12/13 | 13/14 |  | 14/15 | 15/16 | 16/17 | 17/18 | 18/19 | 19/20 | 20/21 | 21/22 | 22/23 | 23/24 | 24/25 | 25/26 | 26/27 | 27/28 | 28/29 | 29/30 | 30/31 | 31/32 | 32/33 | 33/34 | 34/35 | 35/36 | 36/37 | 37/38 | 38/39 |  |  |  | 07/08 | 08/09 | 09/10 | 10/11 | 11/12 | 12/13 | 13/14 | 14/15 | 15/16 | 16/17 | 17/18 | 18/19 | 19/20 | 20/21 | 21/22 | 22/23 | 23/24 | 24/25 | 25/26 | 26/27 | 27/28 | 28/29 | 29/30 | 30/31 | 31/32 | 32/33 | 33/34 | 34/35 | 35/36 | 36/37 | 37/38 | 38/39
| Total |  |  |  | 8.231 | 7.6475 | 7.197 | 6.9801 |  | 6.9801 | 6.9801 | 6.9801 | 6.9801 | 6.9801 | 6.9801 | 6.9801 | 6.9801 | 6.9801 | 6.9801 | 6.9801 | 6.9801 | 6.9801 | 6.9801 | 6.9801 | 6.9801 | 6.9801 | 6.9801 | 6.9801 | 6.9801 | 6.9801 | 6.9801 | 6.9801 | 6.9801 | 6.9801 |  |  | Total
Firm Rating
| Total Capacity | [36 empty] | 0 | 0 | 0 | 0 | 0 | 0 | 0 | 0 | 0 | 0 | 0 | 0 | 0 | 0 | 0 | 0 | 0 | 0 | 0 | 0 | 0 | 0 | 0 | 0 | 0 | 0 | 0 | 0 | 0 | 0 | 0 | 0
|  | -7 | -6 | -5 | -4 | -3 | -2 | -1 |  | 0 | 1 | 2 | 3 | 4 | 5 | 6 | 7 | 8 | 9 | 10 | 11 | 12 | 13 | 14 | 15 | 16 | 17 | 18 | 19 | 20 | 21 | 22 | 23 | 24 |  |  |  | 0 | 0 | 0 | 0 | 0 | 0 | 0 | 0 | 0 | 0 | 0 | 0 | 0 | 0 | 0 | 0 | 0 | 0 | 0 | 0 | 0 | 0 | 0 | 0 | 0 | 0 | 0 | 0 | 0 | 0 | 0 | 0
| Transformer Loads | [36 empty] | 0 | 0 | 0 | 0 | 0 | 0 | 0 | 0 | 0 | 0 | 0 | 0 | 0 | 0 | 0 | 0 | 0 | 0 | 0 | 0 | 0 | 0 | 0 | 0 | 0 | 0 | 0 | 0 | 0 | 0 | 0 | 0
| Historical Loads | MVA | [7 empty] | Weather Corrected Forecast Loads |  |  |  | MVA | [23 empty] | 0 | 0 | 0 | 0 | 0 | 0 | 0 | 0 | 0 | 0 | 0 | 0 | 0 | 0 | 0 | 0 | 0 | 0 | 0 | 0 | 0 | 0 | 0 | 0 | 0 | 0 | 0 | 0 | 0 | 0 | 0 | 0
|  | 07/08 | 08/09 | 09/10 | 10/11 | 11/12 | 12/13 | 13/14 |  | 14/15 | 15/16 | 16/17 | 17/18 | 18/19 | 19/20 | 20/21 | 21/22 | 22/23 | 23/24 | 24/25 | 25/26 | 26/27 | 27/28 | 28/29 | 29/30 | 30/31 | 31/32 | 32/33 | 33/34 | 34/35 | 35/36 | 36/37 | 37/38 | 38/39 |  |  |  | 0 | 0 | 0 | 0 | 0 | 0 | 0 | 0 | 0 | 0 | 0 | 0 | 0 | 0 | 0 | 0 | 0 | 0 | 0 | 0 | 0 | 0 | 0 | 0 | 0 | 0 | 0 | 0 | 0 | 0 | 0 | 0
| 0 | [36 empty] | 0 | 0 | 0 | 0 | 0 | 0 | 0 | 0 | 0 | 0 | 0 | 0 | 0 | 0 | 0 | 0 | 0 | 0 | 0 | 0 | 0 | 0 | 0 | 0 | 0 | 0 | 0 | 0 | 0 | 0 | 0 | 0
| Diversity Factor: 0 | [36 empty] | 0 | 0 | 0 | 0 | 0 | 0 | 0 | 0 | 0 | 0 | 0 | 0 | 0 | 0 | 0 | 0 | 0 | 0 | 0 | 0 | 0 | 0 | 0 | 0 | 0 | 0 | 0 | 0 | 0 | 0 | 0 | 0
[38 empty] | 0 | 0 | 0 | 0 | 0 | 0 | 0 | 0 | 0 | 0 | 0 | 0 | 0 | 0 | 0 | 0 | 0 | 0 | 0 | 0 | 0 | 0 | 0 | 0 | 0 | 0 | 0 | 0 | 0 | 0 | 0 | 0
[38 empty] | 0 | 0 | 0 | 0 | 0 | 0 | 0 | 0 | 0 | 0 | 0 | 0 | 0 | 0 | 0 | 0 | 0 | 0 | 0 | 0 | 0 | 0 | 0 | 0 | 0 | 0 | 0 | 0 | 0 | 0 | 0 | 0
| 0 | [36 empty] | 0 | 0 | 0 | 0 | 0 | 0 | 0 | 0 | 0 | 0 | 0 | 0 | 0 | 0 | 0 | 0 | 0 | 0 | 0 | 0 | 0 | 0 | 0 | 0 | 0 | 0 | 0 | 0 | 0 | 0 | 0 | 0
Diversity Factor: 0
[38 empty] | Historical Spots & Transfers | [6 empty] | Forecast Spots & Transfers
[35 empty] | Project Name | From | To | 07/08 | 08/09 | 09/10 | 10/11 | 11/12 | 12/13 | 13/14 | 14/15 | 15/16 | 16/17 | 17/18 | 18/19 | 19/20 | 20/21 | 21/22 | 22/23 | 23/24 | 24/25 | 25/26 | 26/27 | 27/28 | 28/29 | 29/30 | 30/31 | 31/32 | 32/33 | 33/34 | 34/35 | 35/36 | 36/37 | 37/38 | 38/39
0
Diversity Factor: 0
0
Diversity Factor: 0
0
Diversity Factor: 0
0
Diversity Factor: 0
0
Diversity Factor: 0
0
Diversity Factor: 0
0
Diversity Factor: 0
0
Diversity Factor: 0
| Weather Correction and Public Holiday Factors | [8 empty] | Forecast ROG
ROG Justification
| Actual loads for season 13/14 have been weather corrected by the following: | [6 empty] | 0% |  | N/A | [59 empty] | N/A
1 | 2 | 3 | 4 | 5 | 6 | 7 | 8 | 9 | 10 | 14/15 | 15/16 | 16/17 | 17/18 | 18/19 | 19/20 | 20/21 | 21/22 | 22/23 | 23/24 | 24/25 | 25/26 | 26/27 | 27/28 | 28/29 | 29/30 | 30/31 | 31/32 | 32/33 | 33/34 | 34/35 | 35/36 | 36/37 | 37/38 | 38/39
1 | 1 | 1 | 1 | 1 | 1 | 1 | 1 | 1 | 1 | 0% | 0% | 0% | 0% | 0% | 0% | 0% | 0% | 0% | 0% | 0% | 0% | 0% | 0% | 0% | 0% | 0% | 0% | 0% | 0% | 0% | 0% | 0% | 0% | 0%
Substation Load Detail
[7 empty] | Units | 13/14 |  | 14/15 | 15/16 | 16/17 | 17/18 | 18/19 | 19/20 | 20/21 | 21/22 | 22/23 | 23/24 | 24/25 | 25/26 | 26/27 | 27/28 | 28/29 | 29/30 | 30/31 | 31/32 | 32/33 | 33/34 | 34/35 | 35/36 | 36/37 | 37/38 | 38/39
1 | Customer53 | Compensated |  | Load (LV side) |  |  | Amps | 122 |  | 122 | 122 | 122 | 122 | 122 | 122 | 122 | 122 | 122 | 122 | 122 | 122 | 122 | 122 | 122 | 122 | 122 | 122 | 122 | 122 | 122 | 122 | 122 | 122 | 122
|  |  |  | Apparent Power |  |  | MVA | 6.9801 |  | 6.9801 | 6.9801 | 6.9801 | 6.9801 | 6.9801 | 6.9801 | 6.9801 | 6.9801 | 6.9801 | 6.9801 | 6.9801 | 6.9801 | 6.9801 | 6.9801 | 6.9801 | 6.9801 | 6.9801 | 6.9801 | 6.9801 | 6.9801 | 6.9801 | 6.9801 | 6.9801 | 6.9801 | 6.9801
|  |  |  | Real Power |  |  | MW | 6.2821 |  | 6.2821 | 6.2821 | 6.2821 | 6.2821 | 6.2821 | 6.2821 | 6.2821 | 6.2821 | 6.2821 | 6.2821 | 6.2821 | 6.2821 | 6.2821 | 6.2821 | 6.2821 | 6.2821 | 6.2821 | 6.2821 | 6.2821 | 6.2821 | 6.2821 | 6.2821 | 6.2821 | 6.2821 | 6.2821
|  |  |  | Reactive Power |  |  | MVAr | 3.0426 |  | 3.0426 | 3.0426 | 3.0426 | 3.0426 | 3.0426 | 3.0426 | 3.0426 | 3.0426 | 3.0426 | 3.0426 | 3.0426 | 3.0426 | 3.0426 | 3.0426 | 3.0426 | 3.0426 | 3.0426 | 3.0426 | 3.0426 | 3.0426 | 3.0426 | 3.0426 | 3.0426 | 3.0426 | 3.0426
|  |  |  | Capacitors In Service |  |  | MVAr | 0 |  | 0 | 0 | 0 | 0 | 0 | 0 | 0 | 0 | 0 | 0 | 0 | 0 | 0 | 0 | 0 | 0 | 0 | 0 | 0 | 0 | 0 | 0 | 0 | 0 | 0
|  |  |  | PF |  |  |  | 0.9 |  | 0.9 | 0.9 | 0.9 | 0.9 | 0.9 | 0.9 | 0.9 | 0.9 | 0.9 | 0.9 | 0.9 | 0.9 | 0.9 | 0.9 | 0.9 | 0.9 | 0.9 | 0.9 | 0.9 | 0.9 | 0.9 | 0.9 | 0.9 | 0.9 | 0.9
0.74712 | Diversity Factor: 0.75 | Uncompensated |  | Reactive Power |  |  | MVAr | 3.0426 |  | 3.0426 | 3.0426 | 3.0426 | 3.0426 | 3.0426 | 3.0426 | 3.0426 | 3.0426 | 3.0426 | 3.0426 | 3.0426 | 3.0426 | 3.0426 | 3.0426 | 3.0426 | 3.0426 | 3.0426 | 3.0426 | 3.0426 | 3.0426 | 3.0426 | 3.0426 | 3.0426 | 3.0426 | 3.0426
|  |  |  | PF |  |  |  | 0.9 |  | 0.9 | 0.9 | 0.9 | 0.9 | 0.9 | 0.9 | 0.9 | 0.9 | 0.9 | 0.9 | 0.9 | 0.9 | 0.9 | 0.9 | 0.9 | 0.9 | 0.9 | 0.9 | 0.9 | 0.9 | 0.9 | 0.9 | 0.9 | 0.9 | 0.9
[10 empty] | 1 | 2 | 3 | 4 | 5 | 6 | 7 | 8 | 9 | 10 | 11 | 12 | 13 | 14 | 15 | 16 | 17 | 18 | 19 | 20 | 21 | 22 | 23 | 24 | 25
Transformer Load Detail
[7 empty] | Units | 13/14 |  | 14/15 | 15/16 | 16/17 | 17/18 | 18/19 | 19/20 | 20/21 | 21/22 | 22/23 | 23/24 | 24/25 | 25/26 | 26/27 | 27/28 | 28/29 | 29/30 | 30/31 | 31/32 | 32/33 | 33/34 | 34/35 | 35/36 | 36/37 | 37/38 | 38/39
| 0 | Compensated |  | Load (LV side) |  |  | Amps
|  |  |  | Apparent Power |  |  | MVA
|  |  |  | Real Power |  |  | MW
|  |  |  | Reactive Power |  |  | MVAr
|  |  |  | Capacitors In Service |  |  | MVAr
PF
| Zone Div: | Uncompensated |  | Reactive Power |  |  | MVAr
PF
| 0 | Compensated |  | Load (LV side) |  |  | Amps
|  |  |  | Apparent Power |  |  | MVA
|  |  |  | Real Power |  |  | MW
|  |  |  | Reactive Power |  |  | MVAr
|  |  |  | Capacitors In Service |  |  | MVAr
PF
| Zone Div: | Uncompensated |  | Reactive Power |  |  | MVAr
PF
| 0 | Compensated |  | Load (LV side) |  |  | Amps
|  |  |  | Apparent Power |  |  | MVA
|  |  |  | Real Power |  |  | MW
|  |  |  | Reactive Power |  |  | MVAr
|  |  |  | Capacitors In Service |  |  | MVAr
PF
| Zone Div: | Uncompensated |  | Reactive Power |  |  | MVAr
PF
| 0 | Compensated |  | Load (LV side) |  |  | Amps
|  |  |  | Apparent Power |  |  | MVA
|  |  |  | Real Power |  |  | MW
|  |  |  | Reactive Power |  |  | MVAr
|  |  |  | Capacitors In Service |  |  | MVAr
PF
| Zone Div: | Uncompensated |  | Reactive Power |  |  | MVAr
PF
| 0 | Compensated |  | Load (LV side) |  |  | Amps
|  |  |  | Apparent Power |  |  | MVA
|  |  |  | Real Power |  |  | MW
|  |  |  | Reactive Power |  |  | MVAr
|  |  |  | Capacitors In Service |  |  | MVAr
PF
| Zone Div: | Uncompensated |  | Reactive Power |  |  | MVAr
PF
| 0 | Compensated |  | Load (LV side) |  |  | Amps
|  |  |  | Apparent Power |  |  | MVA
|  |  |  | Real Power |  |  | MW
|  |  |  | Reactive Power |  |  | MVAr
|  |  |  | Capacitors In Service |  |  | MVAr
PF
| Zone Div: | Uncompensated |  | Reactive Power |  |  | MVAr
PF
| 0 | Compensated |  | Load (LV side) |  |  | Amps
|  |  |  | Apparent Power |  |  | MVA
|  |  |  | Real Power |  |  | MW
|  |  |  | Reactive Power |  |  | MVAr
|  |  |  | Capacitors In Service |  |  | MVAr
PF
| Zone Div: | Uncompensated |  | Reactive Power |  |  | MVAr
PF
| 0 | Compensated |  | Load (LV side) |  |  | Amps
|  |  |  | Apparent Power |  |  | MVA
|  |  |  | Real Power |  |  | MW
|  |  |  | Reactive Power |  |  | MVAr
|  |  |  | Capacitors In Service |  |  | MVAr
PF
| Zone Div: | Uncompensated |  | Reactive Power |  |  | MVAr
PF
| 0 | Compensated |  | Load (LV side) |  |  | Amps
|  |  |  | Apparent Power |  |  | MVA
|  |  |  | Real Power |  |  | MW
|  |  |  | Reactive Power |  |  | MVAr
|  |  |  | Capacitors In Service |  |  | MVAr
PF
| Zone Div: | Uncompensated |  | Reactive Power |  |  | MVAr
PF
| 0 | Compensated |  | Load (LV side) |  |  | Amps
|  |  |  | Apparent Power |  |  | MVA
|  |  |  | Real Power |  |  | MW
|  |  |  | Reactive Power |  |  | MVAr
|  |  |  | Capacitors In Service |  |  | MVAr
PF
| Zone Div: | Uncompensated |  | Reactive Power |  |  | MVAr
PF