## Inclusions and Exclusions
Sydney Forecast Inclusions and Exclusions
Date Printed |  | 08JUL14:11:21:24
| Description | Value
Season |  | Winter | Winter
Either Summer or Winter
Year |  | 2014 | 2014
Year that the forecast starts
POE |  | 50% | 0.5
10%, 50%, 90%
Spots and Transfers |  | Y | Y
Are Spots and Transfers Included?
BBDM Spots |  | Y | Y
Is BBDM included?
Spots Coefficient |  | 55% | 0.55
Scaling factor applied to spot loads in the future
Aligned ROGs |  | Capped | Capped
Have ROGs been aligned to econometric forecast?
Committed Projects |  | Y | Y
Are Committed Projects Included?
Major Customers Scaling Factor |  | 100% | 1
Scaling factor applied to major customer connections in the future
Future Transfers |  | Y | Y
Are future transfers included?
Future Spots |  | 4 | 4
Future spots are cleared from the following forecast year

## Alexandria 33_5kV
| Alexandria 33_5kV | [16 empty] | 2014 | WINTER
[6 empty] | Zone decommissioned |  | 2011-05-03
| Substation Total Loads | [33 empty] | Spots & Transfers Detail
| Historical Loads | (5kV Amps) | [7 empty] | Weather Corrected Forecast Loads |  |  |  | (5kV Amps) | [20 empty] | Spots & Transfers Summary | (5kV Amps) |  | Historical Spots & Transfers | [6 empty] | Forecast Spots & Transfers
|  | 2007 | 2008 | 2009 | 2010 | 2011 | 2012 | 2013 |  | 2014 | 2015 | 2016 | 2017 | 2018 | 2019 | 2020 | 2021 | 2022 | 2023 | 2024 | 2025 | 2026 | 2027 | 2028 | 2029 | 2030 | 2031 | 2032 | 2033 | 2034 | 2035 | 2036 | 2037 | 2038 |  |  |  | 2007 | 2008 | 2009 | 2010 | 2011 | 2012 | 2013 | 2014 | 2015 | 2016 | 2017 | 2018 | 2019 | 2020 | 2021 | 2022 | 2023 | 2024 | 2025 | 2026 | 2027 | 2028 | 2029 | 2030 | 2031 | 2032 | 2033 | 2034 | 2035 | 2036 | 2037 | 2038
| Total | 742 | 652 | 364 | 0 |  |  |  |  | 0 | 0 | 0 | 0 | 0 | 0 | 0 | 0 | 0 | 0 | 0 | 0 | 0 | 0 | 0 | 0 | 0 | 0 | 0 | 0 | 0 | 0 | 0 | 0 | 0 |  |  | Total | 0 | 0 | 0 | -374 | 0 | 0 | 0 | 0 | 0 | 0 | 0 | 0 | 0 | 0 | 0 | 0 | 0 | 0 | 0 | 0 | 0 | 0 | 0 | 0 | 0 | 0 | 0 | 0 | 0 | 0 | 0 | 0
| Firm Rating | 0 | 0 | 0 | 0 | 0 | 0 | 0 |  | 0 | 0 | 0 | 0 | 0 | 0 | 0 | 0 | 0 | 0 | 0 | 0 | 0 | 0 | 0 | 0 | 0 | 0 | 0 | 0 | 0 | 0 | 0 | 0 | 0
| Total Capacity | 0 | 0 | 0 | 0 | 0 | 0 | 0 |  | 0 | 0 | 0 | 0 | 0 | 0 | 0 | 0 | 0 | 0 | 0 | 0 | 0 | 0 | 0 | 0 | 0 | 0 | 0 | 0 | 0 | 0 | 0 | 0 | 0 |  |  | Alexandria 33_5kV Tx1 | 0 | 0 | 0 | 0 | 0 | 0 | 0 | 0 | 0 | 0 | 0 | 0 | 0 | 0 | 0 | 0 | 0 | 0 | 0 | 0 | 0 | 0 | 0 | 0 | 0 | 0 | 0 | 0 | 0 | 0 | 0 | 0
|  | -7 | -6 | -5 | -4 | -3 | -2 | -1 |  | 0 | 1 | 2 | 3 | 4 | 5 | 6 | 7 | 8 | 9 | 10 | 11 | 12 | 13 | 14 | 15 | 16 | 17 | 18 | 19 | 20 | 21 | 22 | 23 | 24 |  |  | Alexandria 33_5kV Tx2 | 0 | 0 | 0 | -374 | 0 | 0 | 0 | 0 | 0 | 0 | 0 | 0 | 0 | 0 | 0 | 0 | 0 | 0 | 0 | 0 | 0 | 0 | 0 | 0 | 0 | 0 | 0 | 0 | 0 | 0 | 0 | 0
| Transformer Loads | [36 empty] | 0 | 0 | 0 | 0 | 0 | 0 | 0 | 0 | 0 | 0 | 0 | 0 | 0 | 0 | 0 | 0 | 0 | 0 | 0 | 0 | 0 | 0 | 0 | 0 | 0 | 0 | 0 | 0 | 0 | 0 | 0 | 0
| Historical Loads | (5kV Amps) | [7 empty] | Weather Corrected Forecast Loads |  |  |  | (5kV Amps) | [23 empty] | 0 | 0 | 0 | 0 | 0 | 0 | 0 | 0 | 0 | 0 | 0 | 0 | 0 | 0 | 0 | 0 | 0 | 0 | 0 | 0 | 0 | 0 | 0 | 0 | 0 | 0 | 0 | 0 | 0 | 0 | 0 | 0
|  | 2007 | 2008 | 2009 | 2010 | 2011 | 2012 | 2013 |  | 2014 | 2015 | 2016 | 2017 | 2018 | 2019 | 2020 | 2021 | 2022 | 2023 | 2024 | 2025 | 2026 | 2027 | 2028 | 2029 | 2030 | 2031 | 2032 | 2033 | 2034 | 2035 | 2036 | 2037 | 2038 |  |  |  | 0 | 0 | 0 | 0 | 0 | 0 | 0 | 0 | 0 | 0 | 0 | 0 | 0 | 0 | 0 | 0 | 0 | 0 | 0 | 0 | 0 | 0 | 0 | 0 | 0 | 0 | 0 | 0 | 0 | 0 | 0 | 0
| 0 | [36 empty] | 0 | 0 | 0 | 0 | 0 | 0 | 0 | 0 | 0 | 0 | 0 | 0 | 0 | 0 | 0 | 0 | 0 | 0 | 0 | 0 | 0 | 0 | 0 | 0 | 0 | 0 | 0 | 0 | 0 | 0 | 0 | 0
| Diversity Factor: 0 | [36 empty] | 0 | 0 | 0 | 0 | 0 | 0 | 0 | 0 | 0 | 0 | 0 | 0 | 0 | 0 | 0 | 0 | 0 | 0 | 0 | 0 | 0 | 0 | 0 | 0 | 0 | 0 | 0 | 0 | 0 | 0 | 0 | 0
[38 empty] | 0 | 0 | 0 | 0 | 0 | 0 | 0 | 0 | 0 | 0 | 0 | 0 | 0 | 0 | 0 | 0 | 0 | 0 | 0 | 0 | 0 | 0 | 0 | 0 | 0 | 0 | 0 | 0 | 0 | 0 | 0 | 0
[38 empty] | 0 | 0 | 0 | 0 | 0 | 0 | 0 | 0 | 0 | 0 | 0 | 0 | 0 | 0 | 0 | 0 | 0 | 0 | 0 | 0 | 0 | 0 | 0 | 0 | 0 | 0 | 0 | 0 | 0 | 0 | 0 | 0
| 0 | [36 empty] | 0 | 0 | 0 | 0 | 0 | 0 | 0 | 0 | 0 | 0 | 0 | 0 | 0 | 0 | 0 | 0 | 0 | 0 | 0 | 0 | 0 | 0 | 0 | 0 | 0 | 0 | 0 | 0 | 0 | 0 | 0 | 0
Diversity Factor: 0
[38 empty] | Historical Spots & Transfers | [6 empty] | Forecast Spots & Transfers
[35 empty] | Project Name | From | To | 2007 | 2008 | 2009 | 2010 | 2011 | 2012 | 2013 | 2014 | 2015 | 2016 | 2017 | 2018 | 2019 | 2020 | 2021 | 2022 | 2023 | 2024 | 2025 | 2026 | 2027 | 2028 | 2029 | 2030 | 2031 | 2032 | 2033 | 2034 | 2035 | 2036 | 2037 | 2038
| 0 | [33 empty] | DNP_ID: 6273. 11kV Work for the retirement of Alexandria Zone Substation - Stage 2 | Alexandria 33_5kV Tx2 | Green Square 132_11kV Tx1 | 0 | 0 | 0 | 264 | 0 | 0 | 0 | 0 | 0 | 0 | 0 | 0 | 0 | 0 | 0 | 0 | 0 | 0 | 0 | 0 | 0 | 0 | 0 | 0 | 0 | 0 | 0 | 0 | 0 | 0 | 0 | 0
| Diversity Factor: 0 | [33 empty] | DNP_ID: 6273. 11kV Work for the retirement of Alexandria Zone Substation - Stage 2 | Alexandria 33_5kV Tx2 | Green Square 132_11kV Tx2 | 0 | 0 | 0 | 110 | 0 | 0 | 0 | 0 | 0 | 0 | 0 | 0 | 0 | 0 | 0 | 0 | 0 | 0 | 0 | 0 | 0 | 0 | 0 | 0 | 0 | 0 | 0 | 0 | 0 | 0 | 0 | 0
0
Diversity Factor: 0
0
Diversity Factor: 0
0
Diversity Factor: 0
0
Diversity Factor: 0
0
Diversity Factor: 0
0
Diversity Factor: 0
0
Diversity Factor: 0
| Weather Correction and Public Holiday Factors | [8 empty] | Forecast ROG
ROG Justification
| Actual loads for season 2013 have been weather corrected by the following: | [6 empty] | 0% |  | 0
1 | 2 | 3 | 4 | 5 | 6 | 7 | 8 | 9 | 10 | 2014 | 2015 | 2016 | 2017 | 2018 | 2019 | 2020 | 2021 | 2022 | 2023 | 2024 | 2025 | 2026 | 2027 | 2028 | 2029 | 2030 | 2031 | 2032 | 2033 | 2034 | 2035 | 2036 | 2037 | 2038
1 | 1 | 1 | 1 | 1 | 1 | 1 | 1 | 1 | 1 | 0% | 0% | 0% | 0% | 0% | 0% | 0% | 0% | 0% | 0% | 0% | 0% | 0% | 0% | 0% | 0% | 0% | 0% | 0% | 0% | 0% | 0% | 0% | 0% | 0%
Substation Load Detail
[7 empty] | Units | 2013 |  | 2014 | 2015 | 2016 | 2017 | 2018 | 2019 | 2020 | 2021 | 2022 | 2023 | 2024 | 2025 | 2026 | 2027 | 2028 | 2029 | 2030 | 2031 | 2032 | 2033 | 2034 | 2035 | 2036 | 2037 | 2038
1 | Alexandria 33_5kV | Compensated |  | Load (LV side) |  |  | Amps | 0 | 0 | 0 | 0 | 0 | 0 | 0 | 0 | 0 | 0 | 0 | 0 | 0 | 0 | 0 | 0 | 0 | 0 | 0 | 0 | 0 | 0 | 0 | 0 | 0 | 0 | 0
|  |  |  | Apparent Power |  |  | MVA | 0 |  | 0 | 0 | 0 | 0 | 0 | 0 | 0 | 0 | 0 | 0 | 0 | 0 | 0 | 0 | 0 | 0 | 0 | 0 | 0 | 0 | 0 | 0 | 0 | 0 | 0
|  |  |  | Real Power |  |  | MW | 0 | 0 | 0 | 0 | 0 | 0 | 0 | 0 | 0 | 0 | 0 | 0 | 0 | 0 | 0 | 0 | 0 | 0 | 0 | 0 | 0 | 0 | 0 | 0 | 0 | 0 | 0
|  |  |  | Reactive Power |  |  | MVAr | 0 |  | 0 | 0 | 0 | 0 | 0 | 0 | 0 | 0 | 0 | 0 | 0 | 0 | 0 | 0 | 0 | 0 | 0 | 0 | 0 | 0 | 0 | 0 | 0 | 0 | 0
|  |  |  | Capacitors In Service |  |  | MVAr | 0 |  | 0 | 0 | 0 | 0 | 0 | 0 | 0 | 0 | 0 | 0 | 0 | 0 | 0 | 0 | 0 | 0 | 0 | 0 | 0 | 0 | 0 | 0 | 0 | 0 | 0
|  |  |  | PF |  |  |  | 0 |  | 0 | 0 | 0 | 0 | 0 | 0 | 0 | 0 | 0 | 0 | 0 | 0 | 0 | 0 | 0 | 0 | 0 | 0 | 0 | 0 | 0 | 0 | 0 | 0 | 0
0.55495 | Diversity Factor: 0.55 | Uncompensated |  | Reactive Power |  |  | MVAr | 0 | 0 | 0 | 0 | 0 | 0 | 0 | 0 | 0 | 0 | 0 | 0 | 0 | 0 | 0 | 0 | 0 | 0 | 0 | 0 | 0 | 0 | 0 | 0 | 0 | 0 | 0
|  |  |  | PF |  |  |  | 0 |  | 0 | 0 | 0 | 0 | 0 | 0 | 0 | 0 | 0 | 0 | 0 | 0 | 0 | 0 | 0 | 0 | 0 | 0 | 0 | 0 | 0 | 0 | 0 | 0 | 0
[10 empty] | 1 | 2 | 3 | 4 | 5 | 6 | 7 | 8 | 9 | 10 | 11 | 12 | 13 | 14 | 15 | 16 | 17 | 18 | 19 | 20 | 21 | 22 | 23 | 24 | 25
Transformer Load Detail
[7 empty] | Units | 2013 |  | 2014 | 2015 | 2016 | 2017 | 2018 | 2019 | 2020 | 2021 | 2022 | 2023 | 2024 | 2025 | 2026 | 2027 | 2028 | 2029 | 2030 | 2031 | 2032 | 2033 | 2034 | 2035 | 2036 | 2037 | 2038
| 0 | Compensated |  | Load (LV side) |  |  | Amps
|  |  |  | Apparent Power |  |  | MVA
|  |  |  | Real Power |  |  | MW
|  |  |  | Reactive Power |  |  | MVAr
|  |  |  | Capacitors In Service |  |  | MVAr
PF
| Zone Div: | Uncompensated |  | Reactive Power |  |  | MVAr
PF
| 0 | Compensated |  | Load (LV side) |  |  | Amps
|  |  |  | Apparent Power |  |  | MVA
|  |  |  | Real Power |  |  | MW
|  |  |  | Reactive Power |  |  | MVAr
|  |  |  | Capacitors In Service |  |  | MVAr
PF
| Zone Div: | Uncompensated |  | Reactive Power |  |  | MVAr
PF
| 0 | Compensated |  | Load (LV side) |  |  | Amps
|  |  |  | Apparent Power |  |  | MVA
|  |  |  | Real Power |  |  | MW
|  |  |  | Reactive Power |  |  | MVAr
|  |  |  | Capacitors In Service |  |  | MVAr
PF
| Zone Div: | Uncompensated |  | Reactive Power |  |  | MVAr
PF
| 0 | Compensated |  | Load (LV side) |  |  | Amps
|  |  |  | Apparent Power |  |  | MVA
|  |  |  | Real Power |  |  | MW
|  |  |  | Reactive Power |  |  | MVAr
|  |  |  | Capacitors In Service |  |  | MVAr
PF
| Zone Div: | Uncompensated |  | Reactive Power |  |  | MVAr
PF
| 0 | Compensated |  | Load (LV side) |  |  | Amps
|  |  |  | Apparent Power |  |  | MVA
|  |  |  | Real Power |  |  | MW
|  |  |  | Reactive Power |  |  | MVAr
|  |  |  | Capacitors In Service |  |  | MVAr
PF
| Zone Div: | Uncompensated |  | Reactive Power |  |  | MVAr
PF
| 0 | Compensated |  | Load (LV side) |  |  | Amps
|  |  |  | Apparent Power |  |  | MVA
|  |  |  | Real Power |  |  | MW
|  |  |  | Reactive Power |  |  | MVAr
|  |  |  | Capacitors In Service |  |  | MVAr
PF
| Zone Div: | Uncompensated |  | Reactive Power |  |  | MVAr
PF
| 0 | Compensated |  | Load (LV side) |  |  | Amps
|  |  |  | Apparent Power |  |  | MVA
|  |  |  | Real Power |  |  | MW
|  |  |  | Reactive Power |  |  | MVAr
|  |  |  | Capacitors In Service |  |  | MVAr
PF
| Zone Div: | Uncompensated |  | Reactive Power |  |  | MVAr
PF
| 0 | Compensated |  | Load (LV side) |  |  | Amps
|  |  |  | Apparent Power |  |  | MVA
|  |  |  | Real Power |  |  | MW
|  |  |  | Reactive Power |  |  | MVAr
|  |  |  | Capacitors In Service |  |  | MVAr
PF
| Zone Div: | Uncompensated |  | Reactive Power |  |  | MVAr
PF
| 0 | Compensated |  | Load (LV side) |  |  | Amps
|  |  |  | Apparent Power |  |  | MVA
|  |  |  | Real Power |  |  | MW
|  |  |  | Reactive Power |  |  | MVAr
|  |  |  | Capacitors In Service |  |  | MVAr
PF
| Zone Div: | Uncompensated |  | Reactive Power |  |  | MVAr
PF
| 0 | Compensated |  | Load (LV side) |  |  | Amps
|  |  |  | Apparent Power |  |  | MVA
|  |  |  | Real Power |  |  | MW
|  |  |  | Reactive Power |  |  | MVAr
|  |  |  | Capacitors In Service |  |  | MVAr
PF
| Zone Div: | Uncompensated |  | Reactive Power |  |  | MVAr
PF

## Customer19
| Customer19 | [16 empty] | 2014 | WINTER
| Substation Total Loads | [33 empty] | Spots & Transfers Detail
| Historical Loads | (33kV Amps) | [7 empty] | Weather Corrected Forecast Loads |  |  |  | (33kV Amps) | [20 empty] | Spots & Transfers Summary | (33kV Amps) |  | Historical Spots & Transfers | [6 empty] | Forecast Spots & Transfers
|  | 2007 | 2008 | 2009 | 2010 | 2011 | 2012 | 2013 |  | 2014 | 2015 | 2016 | 2017 | 2018 | 2019 | 2020 | 2021 | 2022 | 2023 | 2024 | 2025 | 2026 | 2027 | 2028 | 2029 | 2030 | 2031 | 2032 | 2033 | 2034 | 2035 | 2036 | 2037 | 2038 |  |  |  | 2007 | 2008 | 2009 | 2010 | 2011 | 2012 | 2013 | 2014 | 2015 | 2016 | 2017 | 2018 | 2019 | 2020 | 2021 | 2022 | 2023 | 2024 | 2025 | 2026 | 2027 | 2028 | 2029 | 2030 | 2031 | 2032 | 2033 | 2034 | 2035 | 2036 | 2037 | 2038
| Total | [5 empty] | 159 | 213 |  | 213 | 213 | 213 | 213 | 213 | 213 | 213 | 213 | 213 | 213 | 213 | 213 | 213 | 213 | 213 | 213 | 213 | 213 | 213 | 213 | 213 | 213 | 213 | 213 | 213 |  |  | Total | Historical Spots & Transfers 2013: 227
Firm Rating
| Total Capacity | [36 empty] | 0 | 0 | 0 | 0 | 0 | 0 | 0 | 0 | 0 | 0 | 0 | 0 | 0 | 0 | 0 | 0 | 0 | 0 | 0 | 0 | 0 | 0 | 0 | 0 | 0 | 0 | 0 | 0 | 0 | 0 | 0 | 0
|  | -7 | -6 | -5 | -4 | -3 | -2 | -1 |  | 0 | 1 | 2 | 3 | 4 | 5 | 6 | 7 | 8 | 9 | 10 | 11 | 12 | 13 | 14 | 15 | 16 | 17 | 18 | 19 | 20 | 21 | 22 | 23 | 24 |  |  |  | 0 | 0 | 0 | 0 | 0 | 0 | 0 | 0 | 0 | 0 | 0 | 0 | 0 | 0 | 0 | 0 | 0 | 0 | 0 | 0 | 0 | 0 | 0 | 0 | 0 | 0 | 0 | 0 | 0 | 0 | 0 | 0
| Transformer Loads | [36 empty] | 0 | 0 | 0 | 0 | 0 | 0 | 0 | 0 | 0 | 0 | 0 | 0 | 0 | 0 | 0 | 0 | 0 | 0 | 0 | 0 | 0 | 0 | 0 | 0 | 0 | 0 | 0 | 0 | 0 | 0 | 0 | 0
| Historical Loads | (33kV Amps) | [7 empty] | Weather Corrected Forecast Loads |  |  |  | (33kV Amps) | [23 empty] | 0 | 0 | 0 | 0 | 0 | 0 | 0 | 0 | 0 | 0 | 0 | 0 | 0 | 0 | 0 | 0 | 0 | 0 | 0 | 0 | 0 | 0 | 0 | 0 | 0 | 0 | 0 | 0 | 0 | 0 | 0 | 0
|  | 2007 | 2008 | 2009 | 2010 | 2011 | 2012 | 2013 |  | 2014 | 2015 | 2016 | 2017 | 2018 | 2019 | 2020 | 2021 | 2022 | 2023 | 2024 | 2025 | 2026 | 2027 | 2028 | 2029 | 2030 | 2031 | 2032 | 2033 | 2034 | 2035 | 2036 | 2037 | 2038 |  |  |  | 0 | 0 | 0 | 0 | 0 | 0 | 0 | 0 | 0 | 0 | 0 | 0 | 0 | 0 | 0 | 0 | 0 | 0 | 0 | 0 | 0 | 0 | 0 | 0 | 0 | 0 | 0 | 0 | 0 | 0 | 0 | 0
| 0 | [36 empty] | 0 | 0 | 0 | 0 | 0 | 0 | 0 | 0 | 0 | 0 | 0 | 0 | 0 | 0 | 0 | 0 | 0 | 0 | 0 | 0 | 0 | 0 | 0 | 0 | 0 | 0 | 0 | 0 | 0 | 0 | 0 | 0
| Diversity Factor: 0 | [36 empty] | 0 | 0 | 0 | 0 | 0 | 0 | 0 | 0 | 0 | 0 | 0 | 0 | 0 | 0 | 0 | 0 | 0 | 0 | 0 | 0 | 0 | 0 | 0 | 0 | 0 | 0 | 0 | 0 | 0 | 0 | 0 | 0
[38 empty] | 0 | 0 | 0 | 0 | 0 | 0 | 0 | 0 | 0 | 0 | 0 | 0 | 0 | 0 | 0 | 0 | 0 | 0 | 0 | 0 | 0 | 0 | 0 | 0 | 0 | 0 | 0 | 0 | 0 | 0 | 0 | 0
[38 empty] | 0 | 0 | 0 | 0 | 0 | 0 | 0 | 0 | 0 | 0 | 0 | 0 | 0 | 0 | 0 | 0 | 0 | 0 | 0 | 0 | 0 | 0 | 0 | 0 | 0 | 0 | 0 | 0 | 0 | 0 | 0 | 0
| 0 | [36 empty] | 0 | 0 | 0 | 0 | 0 | 0 | 0 | 0 | 0 | 0 | 0 | 0 | 0 | 0 | 0 | 0 | 0 | 0 | 0 | 0 | 0 | 0 | 0 | 0 | 0 | 0 | 0 | 0 | 0 | 0 | 0 | 0
Diversity Factor: 0
[38 empty] | Historical Spots & Transfers | [6 empty] | Forecast Spots & Transfers
[35 empty] | Project Name | From | To | 2007 | 2008 | 2009 | 2010 | 2011 | 2012 | 2013 | 2014 | 2015 | 2016 | 2017 | 2018 | 2019 | 2020 | 2021 | 2022 | 2023 | 2024 | 2025 | 2026 | 2027 | 2028 | 2029 | 2030 | 2031 | 2032 | 2033 | 2034 | 2035 | 2036 | 2037 | 2038
| 0 | [33 empty] | Major Customer Connection |  | Amcor Botany Road 33kV APM | Historical Spots & Transfers 2013: 13
Diversity Factor: 0
0
Diversity Factor: 0
0
Diversity Factor: 0
0
Diversity Factor: 0
0
Diversity Factor: 0
0
Diversity Factor: 0
0
Diversity Factor: 0
0
Diversity Factor: 0
| Weather Correction and Public Holiday Factors | [8 empty] | Forecast ROG
ROG Justification
| Actual loads for season 2013 have been weather corrected by the following: | [6 empty] | 0% |  | N/A | [59 empty] | N/A
1 | 2 | 3 | 4 | 5 | 6 | 7 | 8 | 9 | 10 | 2014 | 2015 | 2016 | 2017 | 2018 | 2019 | 2020 | 2021 | 2022 | 2023 | 2024 | 2025 | 2026 | 2027 | 2028 | 2029 | 2030 | 2031 | 2032 | 2033 | 2034 | 2035 | 2036 | 2037 | 2038
1 | 1 | 1 | 1 | 1 | 1 | 1 | 1 | 1 | 1 | 0% | 0% | 0% | 0% | 0% | 0% | 0% | 0% | 0% | 0% | 0% | 0% | 0% | 0% | 0% | 0% | 0% | 0% | 0% | 0% | 0% | 0% | 0% | 0% | 0%
Substation Load Detail
[7 empty] | Units | 2013 |  | 2014 | 2015 | 2016 | 2017 | 2018 | 2019 | 2020 | 2021 | 2022 | 2023 | 2024 | 2025 | 2026 | 2027 | 2028 | 2029 | 2030 | 2031 | 2032 | 2033 | 2034 | 2035 | 2036 | 2037 | 2038
1 | Customer19 | Compensated |  | Load (LV side) |  |  | Amps | 213 |  | 213 | 213 | 213 | 213 | 213 | 213 | 213 | 213 | 213 | 213 | 213 | 213 | 213 | 213 | 213 | 213 | 213 | 213 | 213 | 213 | 213 | 213 | 213 | 213 | 213
|  |  |  | Apparent Power |  |  | MVA | 12.1746 |  | 12.1746 | 12.1746 | 12.1746 | 12.1746 | 12.1746 | 12.1746 | 12.1746 | 12.1746 | 12.1746 | 12.1746 | 12.1746 | 12.1746 | 12.1746 | 12.1746 | 12.1746 | 12.1746 | 12.1746 | 12.1746 | 12.1746 | 12.1746 | 12.1746 | 12.1746 | 12.1746 | 12.1746 | 12.1746
|  |  |  | Real Power |  |  | MW | 10.9571 |  | 10.9571 | 10.9571 | 10.9571 | 10.9571 | 10.9571 | 10.9571 | 10.9571 | 10.9571 | 10.9571 | 10.9571 | 10.9571 | 10.9571 | 10.9571 | 10.9571 | 10.9571 | 10.9571 | 10.9571 | 10.9571 | 10.9571 | 10.9571 | 10.9571 | 10.9571 | 10.9571 | 10.9571 | 10.9571
|  |  |  | Reactive Power |  |  | MVAr | 5.3068 |  | 5.3068 | 5.3068 | 5.3068 | 5.3068 | 5.3068 | 5.3068 | 5.3068 | 5.3068 | 5.3068 | 5.3068 | 5.3068 | 5.3068 | 5.3068 | 5.3068 | 5.3068 | 5.3068 | 5.3068 | 5.3068 | 5.3068 | 5.3068 | 5.3068 | 5.3068 | 5.3068 | 5.3068 | 5.3068
|  |  |  | Capacitors In Service |  |  | MVAr | 0 |  | 0 | 0 | 0 | 0 | 0 | 0 | 0 | 0 | 0 | 0 | 0 | 0 | 0 | 0 | 0 | 0 | 0 | 0 | 0 | 0 | 0 | 0 | 0 | 0 | 0
|  |  |  | PF |  |  |  | 0.9 |  | 0.9 | 0.9 | 0.9 | 0.9 | 0.9 | 0.9 | 0.9 | 0.9 | 0.9 | 0.9 | 0.9 | 0.9 | 0.9 | 0.9 | 0.9 | 0.9 | 0.9 | 0.9 | 0.9 | 0.9 | 0.9 | 0.9 | 0.9 | 0.9 | 0.9
0.69839 | Diversity Factor: 0.7 | Uncompensated |  | Reactive Power |  |  | MVAr | 5.3068 |  | 5.3068 | 5.3068 | 5.3068 | 5.3068 | 5.3068 | 5.3068 | 5.3068 | 5.3068 | 5.3068 | 5.3068 | 5.3068 | 5.3068 | 5.3068 | 5.3068 | 5.3068 | 5.3068 | 5.3068 | 5.3068 | 5.3068 | 5.3068 | 5.3068 | 5.3068 | 5.3068 | 5.3068 | 5.3068
|  |  |  | PF |  |  |  | 0.9 |  | 0.9 | 0.9 | 0.9 | 0.9 | 0.9 | 0.9 | 0.9 | 0.9 | 0.9 | 0.9 | 0.9 | 0.9 | 0.9 | 0.9 | 0.9 | 0.9 | 0.9 | 0.9 | 0.9 | 0.9 | 0.9 | 0.9 | 0.9 | 0.9 | 0.9
[10 empty] | 1 | 2 | 3 | 4 | 5 | 6 | 7 | 8 | 9 | 10 | 11 | 12 | 13 | 14 | 15 | 16 | 17 | 18 | 19 | 20 | 21 | 22 | 23 | 24 | 25
Transformer Load Detail
[7 empty] | Units | 2013 |  | 2014 | 2015 | 2016 | 2017 | 2018 | 2019 | 2020 | 2021 | 2022 | 2023 | 2024 | 2025 | 2026 | 2027 | 2028 | 2029 | 2030 | 2031 | 2032 | 2033 | 2034 | 2035 | 2036 | 2037 | 2038
| 0 | Compensated |  | Load (LV side) |  |  | Amps
|  |  |  | Apparent Power |  |  | MVA
|  |  |  | Real Power |  |  | MW
|  |  |  | Reactive Power |  |  | MVAr
|  |  |  | Capacitors In Service |  |  | MVAr
PF
| Zone Div: | Uncompensated |  | Reactive Power |  |  | MVAr
PF
| 0 | Compensated |  | Load (LV side) |  |  | Amps
|  |  |  | Apparent Power |  |  | MVA
|  |  |  | Real Power |  |  | MW
|  |  |  | Reactive Power |  |  | MVAr
|  |  |  | Capacitors In Service |  |  | MVAr
PF
| Zone Div: | Uncompensated |  | Reactive Power |  |  | MVAr
PF
| 0 | Compensated |  | Load (LV side) |  |  | Amps
|  |  |  | Apparent Power |  |  | MVA
|  |  |  | Real Power |  |  | MW
|  |  |  | Reactive Power |  |  | MVAr
|  |  |  | Capacitors In Service |  |  | MVAr
PF
| Zone Div: | Uncompensated |  | Reactive Power |  |  | MVAr
PF
| 0 | Compensated |  | Load (LV side) |  |  | Amps
|  |  |  | Apparent Power |  |  | MVA
|  |  |  | Real Power |  |  | MW
|  |  |  | Reactive Power |  |  | MVAr
|  |  |  | Capacitors In Service |  |  | MVAr
PF
| Zone Div: | Uncompensated |  | Reactive Power |  |  | MVAr
PF
| 0 | Compensated |  | Load (LV side) |  |  | Amps
|  |  |  | Apparent Power |  |  | MVA
|  |  |  | Real Power |  |  | MW
|  |  |  | Reactive Power |  |  | MVAr
|  |  |  | Capacitors In Service |  |  | MVAr
PF
| Zone Div: | Uncompensated |  | Reactive Power |  |  | MVAr
PF
| 0 | Compensated |  | Load (LV side) |  |  | Amps
|  |  |  | Apparent Power |  |  | MVA
|  |  |  | Real Power |  |  | MW
|  |  |  | Reactive Power |  |  | MVAr
|  |  |  | Capacitors In Service |  |  | MVAr
PF
| Zone Div: | Uncompensated |  | Reactive Power |  |  | MVAr
PF
| 0 | Compensated |  | Load (LV side) |  |  | Amps
|  |  |  | Apparent Power |  |  | MVA
|  |  |  | Real Power |  |  | MW
|  |  |  | Reactive Power |  |  | MVAr
|  |  |  | Capacitors In Service |  |  | MVAr
PF
| Zone Div: | Uncompensated |  | Reactive Power |  |  | MVAr
PF
| 0 | Compensated |  | Load (LV side) |  |  | Amps
|  |  |  | Apparent Power |  |  | MVA
|  |  |  | Real Power |  |  | MW
|  |  |  | Reactive Power |  |  | MVAr
|  |  |  | Capacitors In Service |  |  | MVAr
PF
| Zone Div: | Uncompensated |  | Reactive Power |  |  | MVAr
PF
| 0 | Compensated |  | Load (LV side) |  |  | Amps
|  |  |  | Apparent Power |  |  | MVA
|  |  |  | Real Power |  |  | MW
|  |  |  | Reactive Power |  |  | MVAr
|  |  |  | Capacitors In Service |  |  | MVAr
PF
| Zone Div: | Uncompensated |  | Reactive Power |  |  | MVAr
PF
| 0 | Compensated |  | Load (LV side) |  |  | Amps
|  |  |  | Apparent Power |  |  | MVA
|  |  |  | Real Power |  |  | MW
|  |  |  | Reactive Power |  |  | MVAr
|  |  |  | Capacitors In Service |  |  | MVAr
PF
| Zone Div: | Uncompensated |  | Reactive Power |  |  | MVAr
PF

## Botany 33_11kV
| Botany 33_11kV | [16 empty] | 2014 | WINTER
| Substation Total Loads | [33 empty] | Spots & Transfers Detail
| Historical Loads | (11kV Amps) | [7 empty] | Weather Corrected Forecast Loads |  |  |  | (11kV Amps) | [20 empty] | Spots & Transfers Summary | (11kV Amps) |  | Historical Spots & Transfers | [6 empty] | Forecast Spots & Transfers
|  | 2007 | 2008 | 2009 | 2010 | 2011 | 2012 | 2013 |  | 2014 | 2015 | 2016 | 2017 | 2018 | 2019 | 2020 | 2021 | 2022 | 2023 | 2024 | 2025 | 2026 | 2027 | 2028 | 2029 | 2030 | 2031 | 2032 | 2033 | 2034 | 2035 | 2036 | 2037 | 2038 |  |  |  | 2007 | 2008 | 2009 | 2010 | 2011 | 2012 | 2013 | 2014 | 2015 | 2016 | 2017 | 2018 | 2019 | 2020 | 2021 | 2022 | 2023 | 2024 | 2025 | 2026 | 2027 | 2028 | 2029 | 2030 | 2031 | 2032 | 2033 | 2034 | 2035 | 2036 | 2037 | 2038
| Total | 1881 | 1889 | 1737 | 1530 | 1570 | 1403 | 1441 |  | 1237.482 | 1211.082 | 1198.349 | 1201.585 | 1217.657 | 1228.579 | 1250.285 | 1273.155 | 1294.888 | 1317.181 | 1337.016 | 1360.728 | 1384.51 | 1411.055 | 1439.167 | 1467.03 | 1494.425 | 1522.299 | 1550.658 | 1579.509 | 1608.859 | 1638.713 | 1669.079 | 1699.964 | 1731.375 |  |  | Total | 0 | 0 | -211 | -58 | 0 | 0 | -60 | -155.6928 | -4.7361 | 1.4009 | 10.2298 | 16.0718 | 10.922 | 21.7053 | 22.8704 | 21.7326 | 22.2932 | 19.8354 | 23.7116 | 23.7824 | 26.5446 | 28.1118 | 27.8631 | 27.3952 | 27.874 | 28.3592 | 28.851 | 29.3494 | 29.8545 | 30.3664 | 30.8851 | 31.4108
| Firm Rating | 0 | 0 | 0 | 0 | 0 | 0 | 2788 |  | 2788 | 2788 | 2788 | 2788 | 2788 | 2788 | 2788 | 2788 | 2788 | 2788 | 2788 | 2788 | 2788 | 2788 | 2788 | 2788 | 2788 | 2788 | 2788 | 2788 | 2788 | 2788 | 2788 | 2788 | 2788
| Total Capacity | 0 | 0 | 0 | 0 | 0 | 0 | 4320 |  | 4320 | 4320 | 4320 | 4320 | 4320 | 4320 | 4320 | 4320 | 4320 | 4320 | 4320 | 4320 | 4320 | 4320 | 4320 | 4320 | 4320 | 4320 | 4320 | 4320 | 4320 | 4320 | 4320 | 4320 | 4320 |  |  | Botany 33_11kV Tx1 | 0 | 0 | 0 | 0 | 0 | 0 | 0 | 0 | 0 | 0 | 0 | 0 | 0 | 0 | 0 | 0 | 0 | 0 | 0 | 0 | 0 | 0 | 0 | 0 | 0 | 0 | 0 | 0 | 0 | 0 | 0 | 0
|  | -7 | -6 | -5 | -4 | -3 | -2 | -1 |  | 0 | 1 | 2 | 3 | 4 | 5 | 6 | 7 | 8 | 9 | 10 | 11 | 12 | 13 | 14 | 15 | 16 | 17 | 18 | 19 | 20 | 21 | 22 | 23 | 24 |  |  | Botany 33_11kV Tx2 | 0 | 0 | -70 | 0 | 0 | 0 | -60 | -1.5514 | -1.5657 | 0.46314 | 3.3819 | 5.3133 | 3.6108 | 7.1757 | 7.5608 | 7.1847 | 7.37 | 6.5575 | 7.8389 | 7.8624 | 8.7755 | 9.2936 | 9.2114 | 9.0567 | 9.215 | 9.3754 | 9.538 | 9.7028 | 9.8698 | 10.039 | 10.2105 | 10.3843
| Transformer Loads | [35 empty] | Botany 33_11kV Tx3 | 0 | 0 | 0 | -148 | 0 | 0 | 0 | -152.5803 | -1.5949 | 0.47177 | 3.4449 | 5.4123 | 3.6781 | 7.3094 | 7.7017 | 7.3186 | 7.5074 | 6.6797 | 7.985 | 8.0089 | 8.939 | 9.4668 | 9.3831 | 9.2255 | 9.3867 | 9.5501 | 9.7157 | 9.8836 | 10.0537 | 10.226 | 10.4007 | 10.5778
| Historical Loads | (11kV Amps) | [7 empty] | 0: Weather Corrected Forecast Loads; 4: (11kV Amps) |  |  | Botany 33_11kV Tx4 | 0 | 0 | -141 | 90 | 0 | 0 | 0 | -1.561 | -1.5755 | 0.46602 | 3.4029 | 5.3463 | 3.6332 | 7.2202 | 7.6078 | 7.2293 | 7.4158 | 6.5982 | 7.8876 | 7.9112 | 8.83 | 9.3514 | 9.2686 | 9.113 | 9.2722 | 9.4337 | 9.5973 | 9.763 | 9.9311 | 10.1013 | 10.2739 | 10.4488
|  | 2007 | 2008 | 2009 | 2010 | 2011 | 2012 | 2013 |  | 2014 | 2015 | 2016 | 2017 | 2018 | 2019 | 2020 | 2021 | 2022 | 2023 | 2024 | 2025 | 2026 | 2027 | 2028 | 2029 | 2030 | 2031 | 2032 | 2033 | 2034 | 2035 | 2036 | 2037 | 2038 |  |  |  | 0 | 0 | 0 | 0 | 0 | 0 | 0 | 0 | 0 | 0 | 0 | 0 | 0 | 0 | 0 | 0 | 0 | 0 | 0 | 0 | 0 | 0 | 0 | 0 | 0 | 0 | 0 | 0 | 0 | 0 | 0 | 0
| 0 | [36 empty] | 0 | 0 | 0 | 0 | 0 | 0 | 0 | 0 | 0 | 0 | 0 | 0 | 0 | 0 | 0 | 0 | 0 | 0 | 0 | 0 | 0 | 0 | 0 | 0 | 0 | 0 | 0 | 0 | 0 | 0 | 0 | 0
| Diversity Factor: 0 | [36 empty] | 0 | 0 | 0 | 0 | 0 | 0 | 0 | 0 | 0 | 0 | 0 | 0 | 0 | 0 | 0 | 0 | 0 | 0 | 0 | 0 | 0 | 0 | 0 | 0 | 0 | 0 | 0 | 0 | 0 | 0 | 0 | 0
[38 empty] | 0 | 0 | 0 | 0 | 0 | 0 | 0 | 0 | 0 | 0 | 0 | 0 | 0 | 0 | 0 | 0 | 0 | 0 | 0 | 0 | 0 | 0 | 0 | 0 | 0 | 0 | 0 | 0 | 0 | 0 | 0 | 0
[38 empty] | 0 | 0 | 0 | 0 | 0 | 0 | 0 | 0 | 0 | 0 | 0 | 0 | 0 | 0 | 0 | 0 | 0 | 0 | 0 | 0 | 0 | 0 | 0 | 0 | 0 | 0 | 0 | 0 | 0 | 0 | 0 | 0
| 0 | [36 empty] | 0 | 0 | 0 | 0 | 0 | 0 | 0 | 0 | 0 | 0 | 0 | 0 | 0 | 0 | 0 | 0 | 0 | 0 | 0 | 0 | 0 | 0 | 0 | 0 | 0 | 0 | 0 | 0 | 0 | 0 | 0 | 0
Diversity Factor: 0
[38 empty] | Historical Spots & Transfers | [6 empty] | Forecast Spots & Transfers
[35 empty] | Project Name | From | To | 2007 | 2008 | 2009 | 2010 | 2011 | 2012 | 2013 | 2014 | 2015 | 2016 | 2017 | 2018 | 2019 | 2020 | 2021 | 2022 | 2023 | 2024 | 2025 | 2026 | 2027 | 2028 | 2029 | 2030 | 2031 | 2032 | 2033 | 2034 | 2035 | 2036 | 2037 | 2038
| 0 | [33 empty] | Broad based demand management |  | Botany 33_11kV Tx2 | 0 | 0 | 0 | 0 | 0 | 0 | 0 | 0 | -0.88319 | -1.0919 | -0.82252 | -0.51954 | -0.5284 | 0 | 0 | 0 | 0 | 0 | 0 | 0 | 0 | 0 | 0 | 0 | 0 | 0 | 0 | 0 | 0 | 0 | 0 | 0
| Diversity Factor: 0 | [33 empty] | Broad based demand management |  | Botany 33_11kV Tx3 | 0 | 0 | 0 | 0 | 0 | 0 | 0 | 0 | -0.89965 | -1.1122 | -0.83785 | -0.52922 | -0.53824 | 0 | 0 | 0 | 0 | 0 | 0 | 0 | 0 | 0 | 0 | 0 | 0 | 0 | 0 | 0 | 0 | 0 | 0 | 0
[35 empty] | Broad based demand management |  | Botany 33_11kV Tx4 | 0 | 0 | 0 | 0 | 0 | 0 | 0 | 0 | -0.88868 | -1.0987 | -0.82763 | -0.52277 | -0.53168 | 0 | 0 | 0 | 0 | 0 | 0 | 0 | 0 | 0 | 0 | 0 | 0 | 0 | 0 | 0 | 0 | 0 | 0 | 0
[35 empty] | DNP_ID: 6375. Transfer 7MVA from Botany Zone to Mascot Zone | Botany 33_11kV Tx2 | Mascot 33_11kV Tx2 | 0 | 0 | 70 | 0 | 0 | 0 | 0 | 0 | 0 | 0 | 0 | 0 | 0 | 0 | 0 | 0 | 0 | 0 | 0 | 0 | 0 | 0 | 0 | 0 | 0 | 0 | 0 | 0 | 0 | 0 | 0 | 0
| 0 | [33 empty] | DNP_ID: 6375. Transfer 7MVA from Botany Zone to Mascot Zone | Botany 33_11kV Tx3 | Mascot 33_11kV Tx6 | 0 | 0 | 0 | 18 | 0 | 0 | 0 | 0 | 0 | 0 | 0 | 0 | 0 | 0 | 0 | 0 | 0 | 0 | 0 | 0 | 0 | 0 | 0 | 0 | 0 | 0 | 0 | 0 | 0 | 0 | 0 | 0
| Diversity Factor: 0 | [33 empty] | DNP_ID: 6375. Transfer 7MVA from Botany Zone to Mascot Zone | Botany 33_11kV Tx4 | Mascot 33_11kV Tx2 | 0 | 0 | 0 | 40 | 0 | 0 | 0 | 0 | 0 | 0 | 0 | 0 | 0 | 0 | 0 | 0 | 0 | 0 | 0 | 0 | 0 | 0 | 0 | 0 | 0 | 0 | 0 | 0 | 0 | 0 | 0 | 0
[35 empty] | DNP_ID: 6375. Transfer 7MVA from Botany Zone to Mascot Zone | Botany 33_11kV Tx4 | Mascot 33_11kV Tx6 | 0 | 0 | 141 | 0 | 0 | 0 | 0 | 0 | 0 | 0 | 0 | 0 | 0 | 0 | 0 | 0 | 0 | 0 | 0 | 0 | 0 | 0 | 0 | 0 | 0 | 0 | 0 | 0 | 0 | 0 | 0 | 0
[35 empty] | DNP_ID: 6442. Botany Zone Development 2008 | Botany 33_11kV Tx3 | Botany 33_11kV Tx4 | 0 | 0 | 0 | 130 | 0 | 0 | 0 | 0 | 0 | 0 | 0 | 0 | 0 | 0 | 0 | 0 | 0 | 0 | 0 | 0 | 0 | 0 | 0 | 0 | 0 | 0 | 0 | 0 | 0 | 0 | 0 | 0
| 0 | [33 empty] | DNP_ID: 6550. Port Botany Load Transfers | Botany 33_11kV Tx3 | Port Botany 33_11kV Tx1 | 0 | 0 | 0 | 0 | 0 | 0 | 0 | 151 | 0 | 0 | 0 | 0 | 0 | 0 | 0 | 0 | 0 | 0 | 0 | 0 | 0 | 0 | 0 | 0 | 0 | 0 | 0 | 0 | 0 | 0 | 0 | 0
| Diversity Factor: 0 | [33 empty] | DNP_ID: 7127. Botany TX 2 offload to Mascot TX 2 - Control Room summer readiness | Botany 33_11kV Tx2 | Mascot 33_11kV Tx2 | 0 | 0 | 0 | 0 | 0 | 0 | 60 | 0 | 0 | 0 | 0 | 0 | 0 | 0 | 0 | 0 | 0 | 0 | 0 | 0 | 0 | 0 | 0 | 0 | 0 | 0 | 0 | 0 | 0 | 0 | 0 | 0
[35 empty] | Econometric |  | Botany 33_11kV Tx2 | 0 | 0 | 0 | 0 | 0 | 0 | 0 | 0 | 0 | 4.2937 | 8.3767 | 12.2454 | 10.7292 | 10.8866 | 9.8143 | 9.9546 | 10.0968 | 10.241 | 10.387 | 10.5351 | 10.6851 | 10.8372 | 10.9913 | 11.1475 | 11.3058 | 11.4662 | 11.6288 | 11.7936 | 11.9605 | 12.1298 | 12.3013 | 12.4751
[35 empty] | Econometric |  | Botany 33_11kV Tx3 | 0 | 0 | 0 | 0 | 0 | 0 | 0 | 0 | 0 | 4.3737 | 8.5328 | 12.4736 | 10.9291 | 11.0895 | 9.9972 | 10.1401 | 10.285 | 10.4318 | 10.5806 | 10.7314 | 10.8842 | 11.0391 | 11.1961 | 11.3552 | 11.5165 | 11.6799 | 11.8455 | 12.0133 | 12.1834 | 12.3558 | 12.5305 | 12.7075
| 0 | [33 empty] | Econometric |  | Botany 33_11kV Tx4 | 0 | 0 | 0 | 0 | 0 | 0 | 0 | 0 | 0 | 4.3203 | 8.4287 | 12.3215 | 10.7958 | 10.9543 | 9.8753 | 10.0165 | 10.1596 | 10.3046 | 10.4516 | 10.6005 | 10.7515 | 10.9045 | 11.0596 | 11.2167 | 11.376 | 11.5374 | 11.701 | 11.8668 | 12.0348 | 12.2051 | 12.3777 | 12.5525
| Diversity Factor: 0 | [33 empty] | Energy Efficiency |  | Botany 33_11kV Tx2 | 0 | 0 | 0 | 0 | 0 | 0 | 0 | -1.5514 | -0.68254 | -2.7386 | -4.1722 | -6.4126 | -6.59 | -3.711 | -2.2535 | -2.7699 | -2.7268 | -3.6835 | -2.5481 | -2.6727 | -1.9096 | -1.5435 | -1.7799 | -2.0908 | -2.0908 | -2.0908 | -2.0908 | -2.0908 | -2.0908 | -2.0908 | -2.0908 | -2.0908
[35 empty] | Energy Efficiency |  | Botany 33_11kV Tx3 | 0 | 0 | 0 | 0 | 0 | 0 | 0 | -1.5803 | -0.69526 | -2.7897 | -4.25 | -6.5321 | -6.7128 | -3.7801 | -2.2955 | -2.8215 | -2.7776 | -3.7521 | -2.5956 | -2.7225 | -1.9452 | -1.5723 | -1.8131 | -2.1297 | -2.1297 | -2.1297 | -2.1297 | -2.1297 | -2.1297 | -2.1297 | -2.1297 | -2.1297
[35 empty] | Energy Efficiency |  | Botany 33_11kV Tx4 | 0 | 0 | 0 | 0 | 0 | 0 | 0 | -1.561 | -0.68678 | -2.7557 | -4.1981 | -6.4524 | -6.6309 | -3.734 | -2.2675 | -2.7871 | -2.7437 | -3.7064 | -2.5639 | -2.6893 | -1.9215 | -1.5531 | -1.791 | -2.1038 | -2.1038 | -2.1038 | -2.1038 | -2.1038 | -2.1038 | -2.1038 | -2.1038 | -2.1038
| 0 | [33 empty] | Solar PV |  | Botany 33_11kV Tx2 | 0 | 0 | 0 | 0 | 0 | 0 | 0 | 0 | 0 | 0 | 0 | 0 | 0 | 0 | 0 | 0 | 0 | 0 | 0 | 0 | 0 | 0 | 0 | 0 | 0 | 0 | 0 | 0 | 0 | 0 | 0 | 0
| Diversity Factor: 0 | [33 empty] | Solar PV |  | Botany 33_11kV Tx3 | 0 | 0 | 0 | 0 | 0 | 0 | 0 | 0 | 0 | 0 | 0 | 0 | 0 | 0 | 0 | 0 | 0 | 0 | 0 | 0 | 0 | 0 | 0 | 0 | 0 | 0 | 0 | 0 | 0 | 0 | 0 | 0
[35 empty] | Solar PV |  | Botany 33_11kV Tx4 | 0 | 0 | 0 | 0 | 0 | 0 | 0 | 0 | 0 | 0 | 0 | 0 | 0 | 0 | 0 | 0 | 0 | 0 | 0 | 0 | 0 | 0 | 0 | 0 | 0 | 0 | 0 | 0 | 0 | 0 | 0 | 0
0
Diversity Factor: 0
0
Diversity Factor: 0
0
Diversity Factor: 0
| Weather Correction and Public Holiday Factors | [8 empty] | Forecast ROG
ROG Justification
| Actual loads for season 2013 have been weather corrected by the following: | [6 empty] | -0.7225% |  | 7 year ROG ok | [59 empty] | 7 year ROG ok
1 | 2 | 3 | 4 | 5 | 6 | 7 | 8 | 9 | 10 | 2014 | 2015 | 2016 | 2017 | 2018 | 2019 | 2020 | 2021 | 2022 | 2023 | 2024 | 2025 | 2026 | 2027 | 2028 | 2029 | 2030 | 2031 | 2032 | 2033 | 2034 | 2035 | 2036 | 2037 | 2038
0.9825 | 0.96531 | 0.95404 | 0.94848 | 0.94848 | 0.94848 | 0.94848 | 0.94848 | 0.94848 | 0.94848 | -1.75% | -1.75% | -1.167% | -0.583% | 0% | 0% | 0% | 0% | 0% | 0% | 0% | 0% | 0% | 0% | 0% | 0% | 0% | 0% | 0% | 0% | 0% | 0% | 0% | 0% | 0%
Substation Load Detail
[7 empty] | Units | 2013 |  | 2014 | 2015 | 2016 | 2017 | 2018 | 2019 | 2020 | 2021 | 2022 | 2023 | 2024 | 2025 | 2026 | 2027 | 2028 | 2029 | 2030 | 2031 | 2032 | 2033 | 2034 | 2035 | 2036 | 2037 | 2038
1 | Botany 33_11kV | Compensated |  | Load (LV side) |  |  | Amps | 1441 | 1418 | 1237.482 | 1211.082 | 1198.349 | 1201.585 | 1217.657 | 1228.579 | 1250.285 | 1273.155 | 1294.888 | 1317.181 | 1337.016 | 1360.728 | 1384.51 | 1411.055 | 1439.167 | 1467.03 | 1494.425 | 1522.299 | 1550.658 | 1579.509 | 1608.859 | 1638.713 | 1669.079 | 1699.964 | 1731.375
|  |  |  | Apparent Power |  |  | MVA | 27.4547 |  | 23.5772 | 23.0742 | 22.8316 | 22.8933 | 23.1995 | 23.4076 | 23.8211 | 24.2569 | 24.6709 | 25.0957 | 25.4736 | 25.9254 | 26.3785 | 26.8842 | 27.4198 | 27.9507 | 28.4726 | 29.0037 | 29.544 | 30.0937 | 30.6529 | 31.2217 | 31.8002 | 32.3887 | 32.9871
|  |  |  | Real Power |  |  | MW | 25.2903 | 24.8866 | 21.7185 | 21.2551 | 21.0316 | 21.0885 | 21.3705 | 21.5622 | 21.9431 | 22.3445 | 22.726 | 23.1172 | 23.4653 | 23.8815 | 24.2989 | 24.7647 | 25.2581 | 25.7471 | 26.2279 | 26.7171 | 27.2149 | 27.7212 | 28.2363 | 28.7603 | 29.2932 | 29.8353 | 30.3865
|  |  |  | Reactive Power |  |  | MVAr | 10.6847 |  | 9.1757 | 8.9799 | 8.8855 | 8.9095 | 9.0287 | 9.1097 | 9.2706 | 9.4402 | 9.6013 | 9.7666 | 9.9137 | 10.0895 | 10.2659 | 10.4627 | 10.6711 | 10.8777 | 11.0809 | 11.2875 | 11.4978 | 11.7117 | 11.9294 | 12.1507 | 12.3759 | 12.6049 | 12.8378
|  |  |  | Capacitors In Service |  |  | MVAr | 0 |  | 0 | 0 | 0 | 0 | 0 | 0 | 0 | 0 | 0 | 0 | 0 | 0 | 0 | 0 | 0 | 0 | 0 | 0 | 0 | 0 | 0 | 0 | 0 | 0 | 0
|  |  |  | PF |  |  |  | 0.92116 |  | 0.92116 | 0.92116 | 0.92116 | 0.92116 | 0.92116 | 0.92116 | 0.92116 | 0.92116 | 0.92116 | 0.92116 | 0.92116 | 0.92116 | 0.92116 | 0.92116 | 0.92116 | 0.92116 | 0.92116 | 0.92116 | 0.92116 | 0.92116 | 0.92116 | 0.92116 | 0.92116 | 0.92116 | 0.92116
0.9402 | Diversity Factor: 0.94 | Uncompensated |  | Reactive Power |  |  | MVAr | 10.6847 | 10.5142 | 9.1757 | 8.9799 | 8.8855 | 8.9095 | 9.0287 | 9.1097 | 9.2706 | 9.4402 | 9.6013 | 9.7666 | 9.9137 | 10.0895 | 10.2659 | 10.4627 | 10.6711 | 10.8777 | 11.0809 | 11.2875 | 11.4978 | 11.7117 | 11.9294 | 12.1507 | 12.3759 | 12.6049 | 12.8378
|  |  |  | PF |  |  |  | 0.92116 |  | 0.92116 | 0.92116 | 0.92116 | 0.92116 | 0.92116 | 0.92116 | 0.92116 | 0.92116 | 0.92116 | 0.92116 | 0.92116 | 0.92116 | 0.92116 | 0.92116 | 0.92116 | 0.92116 | 0.92116 | 0.92116 | 0.92116 | 0.92116 | 0.92116 | 0.92116 | 0.92116 | 0.92116 | 0.92116
[10 empty] | 1 | 2 | 3 | 4 | 5 | 6 | 7 | 8 | 9 | 10 | 11 | 12 | 13 | 14 | 15 | 16 | 17 | 18 | 19 | 20 | 21 | 22 | 23 | 24 | 25
Transformer Load Detail
[7 empty] | Units | 2013 |  | 2014 | 2015 | 2016 | 2017 | 2018 | 2019 | 2020 | 2021 | 2022 | 2023 | 2024 | 2025 | 2026 | 2027 | 2028 | 2029 | 2030 | 2031 | 2032 | 2033 | 2034 | 2035 | 2036 | 2037 | 2038
| 0 | Compensated |  | Load (LV side) |  |  | Amps
|  |  |  | Apparent Power |  |  | MVA
|  |  |  | Real Power |  |  | MW
|  |  |  | Reactive Power |  |  | MVAr
|  |  |  | Capacitors In Service |  |  | MVAr
PF
| Zone Div: | Uncompensated |  | Reactive Power |  |  | MVAr
PF
| 0 | Compensated |  | Load (LV side) |  |  | Amps
|  |  |  | Apparent Power |  |  | MVA
|  |  |  | Real Power |  |  | MW
|  |  |  | Reactive Power |  |  | MVAr
|  |  |  | Capacitors In Service |  |  | MVAr
PF
| Zone Div: | Uncompensated |  | Reactive Power |  |  | MVAr
PF
| 0 | Compensated |  | Load (LV side) |  |  | Amps
|  |  |  | Apparent Power |  |  | MVA
|  |  |  | Real Power |  |  | MW
|  |  |  | Reactive Power |  |  | MVAr
|  |  |  | Capacitors In Service |  |  | MVAr
PF
| Zone Div: | Uncompensated |  | Reactive Power |  |  | MVAr
PF
| 0 | Compensated |  | Load (LV side) |  |  | Amps
|  |  |  | Apparent Power |  |  | MVA
|  |  |  | Real Power |  |  | MW
|  |  |  | Reactive Power |  |  | MVAr
|  |  |  | Capacitors In Service |  |  | MVAr
PF
| Zone Div: | Uncompensated |  | Reactive Power |  |  | MVAr
PF
| 0 | Compensated |  | Load (LV side) |  |  | Amps
|  |  |  | Apparent Power |  |  | MVA
|  |  |  | Real Power |  |  | MW
|  |  |  | Reactive Power |  |  | MVAr
|  |  |  | Capacitors In Service |  |  | MVAr
PF
| Zone Div: | Uncompensated |  | Reactive Power |  |  | MVAr
PF
| 0 | Compensated |  | Load (LV side) |  |  | Amps
|  |  |  | Apparent Power |  |  | MVA
|  |  |  | Real Power |  |  | MW
|  |  |  | Reactive Power |  |  | MVAr
|  |  |  | Capacitors In Service |  |  | MVAr
PF
| Zone Div: | Uncompensated |  | Reactive Power |  |  | MVAr
PF
| 0 | Compensated |  | Load (LV side) |  |  | Amps
|  |  |  | Apparent Power |  |  | MVA
|  |  |  | Real Power |  |  | MW
|  |  |  | Reactive Power |  |  | MVAr
|  |  |  | Capacitors In Service |  |  | MVAr
PF
| Zone Div: | Uncompensated |  | Reactive Power |  |  | MVAr
PF
| 0 | Compensated |  | Load (LV side) |  |  | Amps
|  |  |  | Apparent Power |  |  | MVA
|  |  |  | Real Power |  |  | MW
|  |  |  | Reactive Power |  |  | MVAr
|  |  |  | Capacitors In Service |  |  | MVAr
PF
| Zone Div: | Uncompensated |  | Reactive Power |  |  | MVAr
PF
| 0 | Compensated |  | Load (LV side) |  |  | Amps
|  |  |  | Apparent Power |  |  | MVA
|  |  |  | Real Power |  |  | MW
|  |  |  | Reactive Power |  |  | MVAr
|  |  |  | Capacitors In Service |  |  | MVAr
PF
| Zone Div: | Uncompensated |  | Reactive Power |  |  | MVAr
PF
| 0 | Compensated |  | Load (LV side) |  |  | Amps
|  |  |  | Apparent Power |  |  | MVA
|  |  |  | Real Power |  |  | MW
|  |  |  | Reactive Power |  |  | MVAr
|  |  |  | Capacitors In Service |  |  | MVAr
PF
| Zone Div: | Uncompensated |  | Reactive Power |  |  | MVAr
PF

## Campbell St 132_11kV
| Campbell St 132_11kV | [16 empty] | 2014 | WINTER
| Substation Total Loads | [33 empty] | Spots & Transfers Detail
| Historical Loads | (11kV Amps) | [7 empty] | Weather Corrected Forecast Loads |  |  |  | (11kV Amps) | [20 empty] | Spots & Transfers Summary | (11kV Amps) |  | Historical Spots & Transfers | [6 empty] | Forecast Spots & Transfers
|  | 2007 | 2008 | 2009 | 2010 | 2011 | 2012 | 2013 |  | 2014 | 2015 | 2016 | 2017 | 2018 | 2019 | 2020 | 2021 | 2022 | 2023 | 2024 | 2025 | 2026 | 2027 | 2028 | 2029 | 2030 | 2031 | 2032 | 2033 | 2034 | 2035 | 2036 | 2037 | 2038 |  |  |  | 2007 | 2008 | 2009 | 2010 | 2011 | 2012 | 2013 | 2014 | 2015 | 2016 | 2017 | 2018 | 2019 | 2020 | 2021 | 2022 | 2023 | 2024 | 2025 | 2026 | 2027 | 2028 | 2029 | 2030 | 2031 | 2032 | 2033 | 2034 | 2035 | 2036 | 2037 | 2038
| Total | 1276 | 1390 | 1322 | 1297 | 1265 | 1737 | 1760 |  | 1726.476 | 1702.567 | 1683.274 | 1672.822 | 1666.495 | 1663.263 | 1680.768 | 1706.85 | 1730.079 | 1753.853 | 1770.964 | 1795.976 | 1820.61 | 1851.342 | 1885.181 | 1918.018 | 1949.109 | 1980.777 | 2013.03 | 2045.877 | 2079.324 | 2113.381 | 2148.055 | 2183.355 | 2219.289 |  |  | Total | 0 | 0 | 0 | 0 | 0 | 530 | 0 | -12.3207 | -7.9706 | -8.8142 | -5.2722 | -6.3267 | -3.2321 | 17.5051 | 26.0818 | 23.2299 | 23.7731 | 17.1114 | 25.0122 | 24.6335 | 30.7322 | 33.839 | 32.8371 | 31.0906 | 31.6681 | 32.2534 | 32.8466 | 33.4477 | 34.0568 | 34.6742 | 35.2997 | 35.9337
| Firm Rating | 0 | 0 | 0 | 0 | 0 | 0 | 3412 |  | 3412 | 3412 | 3412 | 3412 | 3412 | 3412 | 3412 | 3412 | 3412 | 3412 | 3412 | 3412 | 3412 | 3412 | 3412 | 3412 | 3412 | 3412 | 3412 | 3412 | 3412 | 3412 | 3412 | 3412 | 3412
| Total Capacity | 0 | 0 | 0 | 0 | 0 | 0 | 6667 |  | 6667 | 6667 | 6667 | 6667 | 6667 | 6667 | 6667 | 6667 | 6667 | 6667 | 6667 | 6667 | 6667 | 6667 | 6667 | 6667 | 6667 | 6667 | 6667 | 6667 | 6667 | 6667 | 6667 | 6667 | 6667 |  |  | Campbell St 132_11kV Tx1 | 0 | 0 | 0 | 0 | 0 | 250 | 0 | -6.0622 | -3.9218 | -4.3369 | -2.5941 | -3.113 | -1.5903 | 8.6132 | 12.8332 | 11.43 | 11.6972 | 8.4195 | 12.3069 | 12.1206 | 15.1214 | 16.6501 | 16.1571 | 15.2977 | 15.5819 | 15.8699 | 16.1617 | 16.4575 | 16.7572 | 17.061 | 17.3688 | 17.6807
|  | -7 | -6 | -5 | -4 | -3 | -2 | -1 |  | 0 | 1 | 2 | 3 | 4 | 5 | 6 | 7 | 8 | 9 | 10 | 11 | 12 | 13 | 14 | 15 | 16 | 17 | 18 | 19 | 20 | 21 | 22 | 23 | 24 |  |  | Campbell St 132_11kV Tx2 | 0 | 0 | 0 | 0 | 0 | 280 | 0 | -6.2584 | -4.0487 | -4.4773 | -2.6781 | -3.2137 | -1.6418 | 8.892 | 13.2486 | 11.7999 | 12.0758 | 8.692 | 12.7053 | 12.5129 | 15.6108 | 17.189 | 16.68 | 15.7929 | 16.0862 | 16.3835 | 16.6848 | 16.9902 | 17.2996 | 17.6132 | 17.9309 | 18.253
| Transformer Loads | [36 empty] | 0 | 0 | 0 | 0 | 0 | 0 | 0 | 0 | 0 | 0 | 0 | 0 | 0 | 0 | 0 | 0 | 0 | 0 | 0 | 0 | 0 | 0 | 0 | 0 | 0 | 0 | 0 | 0 | 0 | 0 | 0 | 0
| Historical Loads | (11kV Amps) | [7 empty] | Weather Corrected Forecast Loads |  |  |  | (11kV Amps) | [23 empty] | 0 | 0 | 0 | 0 | 0 | 0 | 0 | 0 | 0 | 0 | 0 | 0 | 0 | 0 | 0 | 0 | 0 | 0 | 0 | 0 | 0 | 0 | 0 | 0 | 0 | 0 | 0 | 0 | 0 | 0 | 0 | 0
|  | 2007 | 2008 | 2009 | 2010 | 2011 | 2012 | 2013 |  | 2014 | 2015 | 2016 | 2017 | 2018 | 2019 | 2020 | 2021 | 2022 | 2023 | 2024 | 2025 | 2026 | 2027 | 2028 | 2029 | 2030 | 2031 | 2032 | 2033 | 2034 | 2035 | 2036 | 2037 | 2038 |  |  |  | 0 | 0 | 0 | 0 | 0 | 0 | 0 | 0 | 0 | 0 | 0 | 0 | 0 | 0 | 0 | 0 | 0 | 0 | 0 | 0 | 0 | 0 | 0 | 0 | 0 | 0 | 0 | 0 | 0 | 0 | 0 | 0
| 0 | [36 empty] | 0 | 0 | 0 | 0 | 0 | 0 | 0 | 0 | 0 | 0 | 0 | 0 | 0 | 0 | 0 | 0 | 0 | 0 | 0 | 0 | 0 | 0 | 0 | 0 | 0 | 0 | 0 | 0 | 0 | 0 | 0 | 0
| Diversity Factor: 0 | [36 empty] | 0 | 0 | 0 | 0 | 0 | 0 | 0 | 0 | 0 | 0 | 0 | 0 | 0 | 0 | 0 | 0 | 0 | 0 | 0 | 0 | 0 | 0 | 0 | 0 | 0 | 0 | 0 | 0 | 0 | 0 | 0 | 0
[38 empty] | 0 | 0 | 0 | 0 | 0 | 0 | 0 | 0 | 0 | 0 | 0 | 0 | 0 | 0 | 0 | 0 | 0 | 0 | 0 | 0 | 0 | 0 | 0 | 0 | 0 | 0 | 0 | 0 | 0 | 0 | 0 | 0
[38 empty] | 0 | 0 | 0 | 0 | 0 | 0 | 0 | 0 | 0 | 0 | 0 | 0 | 0 | 0 | 0 | 0 | 0 | 0 | 0 | 0 | 0 | 0 | 0 | 0 | 0 | 0 | 0 | 0 | 0 | 0 | 0 | 0
| 0 | [36 empty] | 0 | 0 | 0 | 0 | 0 | 0 | 0 | 0 | 0 | 0 | 0 | 0 | 0 | 0 | 0 | 0 | 0 | 0 | 0 | 0 | 0 | 0 | 0 | 0 | 0 | 0 | 0 | 0 | 0 | 0 | 0 | 0
Diversity Factor: 0
[38 empty] | Historical Spots & Transfers | [6 empty] | Forecast Spots & Transfers
[35 empty] | Project Name | From | To | 2007 | 2008 | 2009 | 2010 | 2011 | 2012 | 2013 | 2014 | 2015 | 2016 | 2017 | 2018 | 2019 | 2020 | 2021 | 2022 | 2023 | 2024 | 2025 | 2026 | 2027 | 2028 | 2029 | 2030 | 2031 | 2032 | 2033 | 2034 | 2035 | 2036 | 2037 | 2038
| 0 | [33 empty] | Broad based demand management |  | Campbell St 132_11kV Tx1 | 0 | 0 | 0 | 0 | 0 | 0 | 0 | 0 | -1.3315 | -1.8062 | -1.4193 | -0.96518 | -0.9831 | 0 | 0 | 0 | 0 | 0 | 0 | 0 | 0 | 0 | 0 | 0 | 0 | 0 | 0 | 0 | 0 | 0 | 0 | 0
| Diversity Factor: 0 | [33 empty] | Broad based demand management |  | Campbell St 132_11kV Tx2 | 0 | 0 | 0 | 0 | 0 | 0 | 0 | 0 | -1.3746 | -1.8647 | -1.4653 | -0.99642 | -1.0149 | 0 | 0 | 0 | 0 | 0 | 0 | 0 | 0 | 0 | 0 | 0 | 0 | 0 | 0 | 0 | 0 | 0 | 0 | 0
[35 empty] | DNP_ID: 6865. Surry Hills to Campbell Street Load Transfer | Surry Hills 33_11kV Tx2 | Campbell St 132_11kV Tx1 | 0 | 0 | 0 | 0 | 0 | 250 | 0 | 0 | 0 | 0 | 0 | 0 | 0 | 0 | 0 | 0 | 0 | 0 | 0 | 0 | 0 | 0 | 0 | 0 | 0 | 0 | 0 | 0 | 0 | 0 | 0 | 0
[35 empty] | DNP_ID: 6865. Surry Hills to Campbell Street Load Transfer | Surry Hills 33_11kV Tx2 | Campbell St 132_11kV Tx2 | 0 | 0 | 0 | 0 | 0 | 280 | 0 | 0 | 0 | 0 | 0 | 0 | 0 | 0 | 0 | 0 | 0 | 0 | 0 | 0 | 0 | 0 | 0 | 0 | 0 | 0 | 0 | 0 | 0 | 0 | 0 | 0
| 0 | [33 empty] | Econometric |  | Campbell St 132_11kV Tx1 | 0 | 0 | 0 | 0 | 0 | 0 | 0 | 0 | 0 | 5.8892 | 11.2698 | 16.8463 | 18.4724 | 18.7438 | 17.7524 | 18.0044 | 18.2598 | 18.5186 | 18.7809 | 19.0467 | 19.3161 | 19.5892 | 19.8659 | 20.1463 | 20.4305 | 20.7184 | 21.0103 | 21.3061 | 21.6058 | 21.9095 | 22.2173 | 22.5293
| Diversity Factor: 0 | [33 empty] | Econometric |  | Campbell St 132_11kV Tx2 | 0 | 0 | 0 | 0 | 0 | 0 | 0 | 0 | 0 | 6.0798 | 11.6345 | 17.3915 | 19.0702 | 19.3504 | 18.327 | 18.5871 | 18.8508 | 19.118 | 19.3888 | 19.6632 | 19.9413 | 20.2232 | 20.5088 | 20.7983 | 21.0917 | 21.389 | 21.6903 | 21.9957 | 22.3051 | 22.6186 | 22.9364 | 23.2584
[35 empty] | Energy Efficiency |  | Campbell St 132_11kV Tx1 | 0 | 0 | 0 | 0 | 0 | 0 | 0 | -6.0622 | -2.5903 | -8.4199 | -12.4446 | -18.9941 | -19.0796 | -10.1306 | -4.9192 | -6.5744 | -6.5625 | -10.0991 | -6.474 | -6.9261 | -4.1947 | -2.9391 | -3.7088 | -4.8485 | -4.8485 | -4.8485 | -4.8485 | -4.8485 | -4.8485 | -4.8485 | -4.8485 | -4.8485
[35 empty] | Energy Efficiency |  | Campbell St 132_11kV Tx2 | 0 | 0 | 0 | 0 | 0 | 0 | 0 | -6.2584 | -2.6741 | -8.6924 | -12.8473 | -19.6088 | -19.6971 | -10.4585 | -5.0784 | -6.7872 | -6.7749 | -10.426 | -6.6835 | -7.1503 | -4.3305 | -3.0342 | -3.8288 | -5.0055 | -5.0055 | -5.0055 | -5.0055 | -5.0055 | -5.0055 | -5.0055 | -5.0055 | -5.0055
| 0 | [33 empty] | Solar PV |  | Campbell St 132_11kV Tx1 | 0 | 0 | 0 | 0 | 0 | 0 | 0 | 0 | 0 | 0 | 0 | 0 | 0 | 0 | 0 | 0 | 0 | 0 | 0 | 0 | 0 | 0 | 0 | 0 | 0 | 0 | 0 | 0 | 0 | 0 | 0 | 0
| Diversity Factor: 0 | [33 empty] | Solar PV |  | Campbell St 132_11kV Tx2 | 0 | 0 | 0 | 0 | 0 | 0 | 0 | 0 | 0 | 0 | 0 | 0 | 0 | 0 | 0 | 0 | 0 | 0 | 0 | 0 | 0 | 0 | 0 | 0 | 0 | 0 | 0 | 0 | 0 | 0 | 0 | 0
0
Diversity Factor: 0
0
Diversity Factor: 0
0
Diversity Factor: 0
0
Diversity Factor: 0
0
Diversity Factor: 0
| Weather Correction and Public Holiday Factors | [8 empty] | Forecast ROG
ROG Justification
| Actual loads for season 2013 have been weather corrected by the following: | [6 empty] | -2.276% |  | 7 year ROG ok | [59 empty] | 7 year ROG ok
1 | 2 | 3 | 4 | 5 | 6 | 7 | 8 | 9 | 10 | 2014 | 2015 | 2016 | 2017 | 2018 | 2019 | 2020 | 2021 | 2022 | 2023 | 2024 | 2025 | 2026 | 2027 | 2028 | 2029 | 2030 | 2031 | 2032 | 2033 | 2034 | 2035 | 2036 | 2037 | 2038
0.99077 | 0.98163 | 0.97559 | 0.97259 | 0.97259 | 0.97259 | 0.97259 | 0.97259 | 0.97259 | 0.97259 | -0.923% | -0.923% | -0.615% | -0.307% | 0% | 0% | 0% | 0% | 0% | 0% | 0% | 0% | 0% | 0% | 0% | 0% | 0% | 0% | 0% | 0% | 0% | 0% | 0% | 0% | 0%
Substation Load Detail
[7 empty] | Units | 2013 |  | 2014 | 2015 | 2016 | 2017 | 2018 | 2019 | 2020 | 2021 | 2022 | 2023 | 2024 | 2025 | 2026 | 2027 | 2028 | 2029 | 2030 | 2031 | 2032 | 2033 | 2034 | 2035 | 2036 | 2037 | 2038
1 | Campbell St 132_11kV | Compensated |  | Load (LV side) |  |  | Amps | 1760 | 1755 | 1726.476 | 1702.567 | 1683.274 | 1672.822 | 1666.495 | 1663.263 | 1680.768 | 1706.85 | 1730.079 | 1753.853 | 1770.964 | 1795.976 | 1820.61 | 1851.342 | 1885.181 | 1918.018 | 1949.109 | 1980.777 | 2013.03 | 2045.877 | 2079.324 | 2113.381 | 2148.055 | 2183.355 | 2219.289
|  |  |  | Apparent Power |  |  | MVA | 33.5325 |  | 32.8938 | 32.4383 | 32.0707 | 31.8715 | 31.751 | 31.6894 | 32.0229 | 32.5199 | 32.9624 | 33.4154 | 33.7414 | 34.218 | 34.6873 | 35.2728 | 35.9175 | 36.5432 | 37.1355 | 37.7389 | 38.3534 | 38.9792 | 39.6165 | 40.2653 | 40.926 | 41.5985 | 42.2831
|  |  |  | Real Power |  |  | MW | 32.1994 | 32.1079 | 31.5861 | 31.1486 | 30.7957 | 30.6044 | 30.4887 | 30.4296 | 30.7498 | 31.227 | 31.652 | 32.0869 | 32.4 | 32.8576 | 33.3083 | 33.8705 | 34.4896 | 35.0903 | 35.6591 | 36.2385 | 36.8286 | 37.4295 | 38.0415 | 38.6645 | 39.2989 | 39.9447 | 40.6021
|  |  |  | Reactive Power |  |  | MVAr | 9.361 |  | 9.1827 | 9.0555 | 8.9529 | 8.8973 | 8.8637 | 8.8465 | 8.9396 | 9.0783 | 9.2019 | 9.3283 | 9.4193 | 9.5524 | 9.6834 | 9.8468 | 10.0268 | 10.2015 | 10.3668 | 10.5353 | 10.7068 | 10.8815 | 11.0594 | 11.2406 | 11.425 | 11.6127 | 11.8039
|  |  |  | Capacitors In Service |  |  | MVAr | 0 |  | 0 | 0 | 0 | 0 | 0 | 0 | 0 | 0 | 0 | 0 | 0 | 0 | 0 | 0 | 0 | 0 | 0 | 0 | 0 | 0 | 0 | 0 | 0 | 0 | 0
|  |  |  | PF |  |  |  | 0.96024 |  | 0.96024 | 0.96024 | 0.96024 | 0.96024 | 0.96024 | 0.96024 | 0.96024 | 0.96024 | 0.96024 | 0.96024 | 0.96024 | 0.96024 | 0.96024 | 0.96024 | 0.96024 | 0.96024 | 0.96024 | 0.96024 | 0.96024 | 0.96024 | 0.96024 | 0.96024 | 0.96024 | 0.96024 | 0.96024
0.94879 | Diversity Factor: 0.95 | Uncompensated |  | Reactive Power |  |  | MVAr | 9.361 | 9.3344 | 9.1827 | 9.0555 | 8.9529 | 8.8973 | 8.8637 | 8.8465 | 8.9396 | 9.0783 | 9.2019 | 9.3283 | 9.4193 | 9.5524 | 9.6834 | 9.8468 | 10.0268 | 10.2015 | 10.3668 | 10.5353 | 10.7068 | 10.8815 | 11.0594 | 11.2406 | 11.425 | 11.6127 | 11.8039
|  |  |  | PF |  |  |  | 0.96024 |  | 0.96024 | 0.96024 | 0.96024 | 0.96024 | 0.96024 | 0.96024 | 0.96024 | 0.96024 | 0.96024 | 0.96024 | 0.96024 | 0.96024 | 0.96024 | 0.96024 | 0.96024 | 0.96024 | 0.96024 | 0.96024 | 0.96024 | 0.96024 | 0.96024 | 0.96024 | 0.96024 | 0.96024 | 0.96024
[10 empty] | 1 | 2 | 3 | 4 | 5 | 6 | 7 | 8 | 9 | 10 | 11 | 12 | 13 | 14 | 15 | 16 | 17 | 18 | 19 | 20 | 21 | 22 | 23 | 24 | 25
Transformer Load Detail
[7 empty] | Units | 2013 |  | 2014 | 2015 | 2016 | 2017 | 2018 | 2019 | 2020 | 2021 | 2022 | 2023 | 2024 | 2025 | 2026 | 2027 | 2028 | 2029 | 2030 | 2031 | 2032 | 2033 | 2034 | 2035 | 2036 | 2037 | 2038
| 0 | Compensated |  | Load (LV side) |  |  | Amps
|  |  |  | Apparent Power |  |  | MVA
|  |  |  | Real Power |  |  | MW
|  |  |  | Reactive Power |  |  | MVAr
|  |  |  | Capacitors In Service |  |  | MVAr
PF
| Zone Div: | Uncompensated |  | Reactive Power |  |  | MVAr
PF
| 0 | Compensated |  | Load (LV side) |  |  | Amps
|  |  |  | Apparent Power |  |  | MVA
|  |  |  | Real Power |  |  | MW
|  |  |  | Reactive Power |  |  | MVAr
|  |  |  | Capacitors In Service |  |  | MVAr
PF
| Zone Div: | Uncompensated |  | Reactive Power |  |  | MVAr
PF
| 0 | Compensated |  | Load (LV side) |  |  | Amps
|  |  |  | Apparent Power |  |  | MVA
|  |  |  | Real Power |  |  | MW
|  |  |  | Reactive Power |  |  | MVAr
|  |  |  | Capacitors In Service |  |  | MVAr
PF
| Zone Div: | Uncompensated |  | Reactive Power |  |  | MVAr
PF
| 0 | Compensated |  | Load (LV side) |  |  | Amps
|  |  |  | Apparent Power |  |  | MVA
|  |  |  | Real Power |  |  | MW
|  |  |  | Reactive Power |  |  | MVAr
|  |  |  | Capacitors In Service |  |  | MVAr
PF
| Zone Div: | Uncompensated |  | Reactive Power |  |  | MVAr
PF
| 0 | Compensated |  | Load (LV side) |  |  | Amps
|  |  |  | Apparent Power |  |  | MVA
|  |  |  | Real Power |  |  | MW
|  |  |  | Reactive Power |  |  | MVAr
|  |  |  | Capacitors In Service |  |  | MVAr
PF
| Zone Div: | Uncompensated |  | Reactive Power |  |  | MVAr
PF
| 0 | Compensated |  | Load (LV side) |  |  | Amps
|  |  |  | Apparent Power |  |  | MVA
|  |  |  | Real Power |  |  | MW
|  |  |  | Reactive Power |  |  | MVAr
|  |  |  | Capacitors In Service |  |  | MVAr
PF
| Zone Div: | Uncompensated |  | Reactive Power |  |  | MVAr
PF
| 0 | Compensated |  | Load (LV side) |  |  | Amps
|  |  |  | Apparent Power |  |  | MVA
|  |  |  | Real Power |  |  | MW
|  |  |  | Reactive Power |  |  | MVAr
|  |  |  | Capacitors In Service |  |  | MVAr
PF
| Zone Div: | Uncompensated |  | Reactive Power |  |  | MVAr
PF
| 0 | Compensated |  | Load (LV side) |  |  | Amps
|  |  |  | Apparent Power |  |  | MVA
|  |  |  | Real Power |  |  | MW
|  |  |  | Reactive Power |  |  | MVAr
|  |  |  | Capacitors In Service |  |  | MVAr
PF
| Zone Div: | Uncompensated |  | Reactive Power |  |  | MVAr
PF
| 0 | Compensated |  | Load (LV side) |  |  | Amps
|  |  |  | Apparent Power |  |  | MVA
|  |  |  | Real Power |  |  | MW
|  |  |  | Reactive Power |  |  | MVAr
|  |  |  | Capacitors In Service |  |  | MVAr
PF
| Zone Div: | Uncompensated |  | Reactive Power |  |  | MVAr
PF
| 0 | Compensated |  | Load (LV side) |  |  | Amps
|  |  |  | Apparent Power |  |  | MVA
|  |  |  | Real Power |  |  | MW
|  |  |  | Reactive Power |  |  | MVAr
|  |  |  | Capacitors In Service |  |  | MVAr
PF
| Zone Div: | Uncompensated |  | Reactive Power |  |  | MVAr
PF

## Clovelly 132_11kV
| Clovelly 132_11kV | [16 empty] | 2014 | WINTER
| Substation Total Loads | [33 empty] | Spots & Transfers Detail
| Historical Loads | (11kV Amps) | [7 empty] | Weather Corrected Forecast Loads |  |  |  | (11kV Amps) | [20 empty] | Spots & Transfers Summary | (11kV Amps) |  | Historical Spots & Transfers | [6 empty] | Forecast Spots & Transfers
|  | 2007 | 2008 | 2009 | 2010 | 2011 | 2012 | 2013 |  | 2014 | 2015 | 2016 | 2017 | 2018 | 2019 | 2020 | 2021 | 2022 | 2023 | 2024 | 2025 | 2026 | 2027 | 2028 | 2029 | 2030 | 2031 | 2032 | 2033 | 2034 | 2035 | 2036 | 2037 | 2038 |  |  |  | 2007 | 2008 | 2009 | 2010 | 2011 | 2012 | 2013 | 2014 | 2015 | 2016 | 2017 | 2018 | 2019 | 2020 | 2021 | 2022 | 2023 | 2024 | 2025 | 2026 | 2027 | 2028 | 2029 | 2030 | 2031 | 2032 | 2033 | 2034 | 2035 | 2036 | 2037 | 2038
| Total | 5251 | 5134 | 4566 | 4610 | 4592 | 4190 | 3837 |  | 3785.345 | 3686.127 | 3608.836 | 3582.171 | 3599.794 | 3620.018 | 3672.271 | 3729.266 | 3783.231 | 3839.538 | 3891.009 | 3953.821 | 4017.286 | 4087.683 | 4162.45 | 4236.805 | 4310.673 | 4386.165 | 4463.303 | 4542.111 | 4622.615 | 4704.838 | 4788.806 | 4874.543 | 4962.076 |  |  | Total | 0 | 0 | 0 | 0 | 0 | -80 | -325 | -8.8624 | 19.4463 | -0.25535 | 11.0458 | 17.6226 | 20.2245 | 52.2527 | 56.9953 | 53.9648 | 56.3064 | 51.4714 | 62.812 | 63.4655 | 70.3962 | 74.767 | 74.3554 | 73.8681 | 75.4913 | 77.1381 | 78.8088 | 80.5037 | 82.2232 | 83.9676 | 85.7373 | 87.5325
| Firm Rating | 0 | 0 | 0 | 0 | 0 | 0 | 4880 |  | 4880 | 4880 | 4880 | 4880 | 4880 | 4880 | 4880 | 4880 | 4880 | 4880 | 4880 | 4880 | 4880 | 4880 | 4880 | 4880 | 4880 | 4880 | 4880 | 4880 | 4880 | 4880 | 4880 | 4880 | 4880
| Total Capacity | 0 | 0 | 0 | 0 | 0 | 0 | 6720 |  | 6720 | 6720 | 6720 | 6720 | 6720 | 6720 | 6720 | 6720 | 6720 | 6720 | 6720 | 6720 | 6720 | 6720 | 6720 | 6720 | 6720 | 6720 | 6720 | 6720 | 6720 | 6720 | 6720 | 6720 | 6720 |  |  | Clovelly 132_11kV Tx1 | 0 | 167 | 0 | 0 | 0 | -160 | -55 | -1.6291 | -1.4804 | -0.046937 | 2.0304 | 3.2394 | 3.7176 | 9.605 | 10.4768 | 9.9197 | 10.3501 | 9.4614 | 11.546 | 11.6661 | 12.9401 | 13.7435 | 13.6679 | 13.5783 | 13.8767 | 14.1794 | 14.4865 | 14.798 | 15.1141 | 15.4348 | 15.7601 | 16.0901
|  | -7 | -6 | -5 | -4 | -3 | -2 | -1 |  | 0 | 1 | 2 | 3 | 4 | 5 | 6 | 7 | 8 | 9 | 10 | 11 | 12 | 13 | 14 | 15 | 16 | 17 | 18 | 19 | 20 | 21 | 22 | 23 | 24 |  |  | Clovelly 132_11kV Tx2 | 0 | -120 | 0 | 0 | 0 | 0 | -85 | -2.4891 | -2.262 | -0.071717 | 3.1023 | 4.9495 | 5.6803 | 14.6757 | 16.0077 | 15.1566 | 15.8142 | 14.4563 | 17.6414 | 17.8249 | 19.7715 | 20.9991 | 20.8835 | 20.7466 | 21.2025 | 21.665 | 22.1343 | 22.6103 | 23.0932 | 23.5832 | 24.0802 | 24.5844
| Transformer Loads | [35 empty] | Clovelly 132_11kV Tx3 | 0 | -167 | 0 | 0 | 0 | 80 | -210 | -2.8812 | -2.6183 | -0.083014 | 3.591 | 5.7292 | 6.5751 | 16.9876 | 18.5294 | 17.5442 | 18.3054 | 16.7336 | 20.4204 | 20.6329 | 22.8861 | 24.3071 | 24.1732 | 24.0148 | 24.5425 | 25.0779 | 25.621 | 26.1721 | 26.7311 | 27.2982 | 27.8735 | 28.4571
| Historical Loads | (11kV Amps) | [7 empty] | 0: Weather Corrected Forecast Loads; 4: (11kV Amps) |  |  | Clovelly 132_11kV Tx4 | 0 | 120 | 0 | 0 | 0 | 0 | 25 | -1.863 | 25.807 | -0.053678 | 2.322 | 3.7046 | 4.2516 | 10.9844 | 11.9814 | 11.3443 | 11.8366 | 10.8202 | 13.2042 | 13.3416 | 14.7985 | 15.7173 | 15.6308 | 15.5284 | 15.8696 | 16.2158 | 16.567 | 16.9233 | 17.2848 | 17.6515 | 18.0235 | 18.4009
|  | 2007 | 2008 | 2009 | 2010 | 2011 | 2012 | 2013 |  | 2014 | 2015 | 2016 | 2017 | 2018 | 2019 | 2020 | 2021 | 2022 | 2023 | 2024 | 2025 | 2026 | 2027 | 2028 | 2029 | 2030 | 2031 | 2032 | 2033 | 2034 | 2035 | 2036 | 2037 | 2038 |  |  |  | 0 | 0 | 0 | 0 | 0 | 0 | 0 | 0 | 0 | 0 | 0 | 0 | 0 | 0 | 0 | 0 | 0 | 0 | 0 | 0 | 0 | 0 | 0 | 0 | 0 | 0 | 0 | 0 | 0 | 0 | 0 | 0
| 0 | [36 empty] | 0 | 0 | 0 | 0 | 0 | 0 | 0 | 0 | 0 | 0 | 0 | 0 | 0 | 0 | 0 | 0 | 0 | 0 | 0 | 0 | 0 | 0 | 0 | 0 | 0 | 0 | 0 | 0 | 0 | 0 | 0 | 0
| Diversity Factor: 0 | [36 empty] | 0 | 0 | 0 | 0 | 0 | 0 | 0 | 0 | 0 | 0 | 0 | 0 | 0 | 0 | 0 | 0 | 0 | 0 | 0 | 0 | 0 | 0 | 0 | 0 | 0 | 0 | 0 | 0 | 0 | 0 | 0 | 0
[38 empty] | 0 | 0 | 0 | 0 | 0 | 0 | 0 | 0 | 0 | 0 | 0 | 0 | 0 | 0 | 0 | 0 | 0 | 0 | 0 | 0 | 0 | 0 | 0 | 0 | 0 | 0 | 0 | 0 | 0 | 0 | 0 | 0
[38 empty] | 0 | 0 | 0 | 0 | 0 | 0 | 0 | 0 | 0 | 0 | 0 | 0 | 0 | 0 | 0 | 0 | 0 | 0 | 0 | 0 | 0 | 0 | 0 | 0 | 0 | 0 | 0 | 0 | 0 | 0 | 0 | 0
| 0 | [36 empty] | 0 | 0 | 0 | 0 | 0 | 0 | 0 | 0 | 0 | 0 | 0 | 0 | 0 | 0 | 0 | 0 | 0 | 0 | 0 | 0 | 0 | 0 | 0 | 0 | 0 | 0 | 0 | 0 | 0 | 0 | 0 | 0
Diversity Factor: 0
[38 empty] | Historical Spots & Transfers | [6 empty] | Forecast Spots & Transfers
[35 empty] | Project Name | From | To | 2007 | 2008 | 2009 | 2010 | 2011 | 2012 | 2013 | 2014 | 2015 | 2016 | 2017 | 2018 | 2019 | 2020 | 2021 | 2022 | 2023 | 2024 | 2025 | 2026 | 2027 | 2028 | 2029 | 2030 | 2031 | 2032 | 2033 | 2034 | 2035 | 2036 | 2037 | 2038
| 0 | [33 empty] | Broad based demand management |  | Clovelly 132_11kV Tx1 | 0 | 0 | 0 | 0 | 0 | 0 | 0 | 0 | -0.70514 | -1.0883 | -0.92278 | -0.72908 | -0.81921 | 0 | 0 | 0 | 0 | 0 | 0 | 0 | 0 | 0 | 0 | 0 | 0 | 0 | 0 | 0 | 0 | 0 | 0 | 0
| Diversity Factor: 0 | [33 empty] | Broad based demand management |  | Clovelly 132_11kV Tx2 | 0 | 0 | 0 | 0 | 0 | 0 | 0 | 0 | -1.0774 | -1.6629 | -1.4099 | -1.114 | -1.2517 | 0 | 0 | 0 | 0 | 0 | 0 | 0 | 0 | 0 | 0 | 0 | 0 | 0 | 0 | 0 | 0 | 0 | 0 | 0
[35 empty] | Broad based demand management |  | Clovelly 132_11kV Tx3 | 0 | 0 | 0 | 0 | 0 | 0 | 0 | 0 | -1.2471 | -1.9248 | -1.632 | -1.2895 | -1.4489 | 0 | 0 | 0 | 0 | 0 | 0 | 0 | 0 | 0 | 0 | 0 | 0 | 0 | 0 | 0 | 0 | 0 | 0 | 0
[35 empty] | Broad based demand management |  | Clovelly 132_11kV Tx4 | 0 | 0 | 0 | 0 | 0 | 0 | 0 | 0 | -0.80641 | -1.2446 | -1.0553 | -0.83379 | -0.93686 | 0 | 0 | 0 | 0 | 0 | 0 | 0 | 0 | 0 | 0 | 0 | 0 | 0 | 0 | 0 | 0 | 0 | 0 | 0
| 0 | [33 empty] | DNP_ID: 6141. Clovelly Zone Development 2006 | Clovelly 132_11kV Tx2 | Clovelly 132_11kV Tx4 | 0 | 120 | 0 | 0 | 0 | 0 | 0 | 0 | 0 | 0 | 0 | 0 | 0 | 0 | 0 | 0 | 0 | 0 | 0 | 0 | 0 | 0 | 0 | 0 | 0 | 0 | 0 | 0 | 0 | 0 | 0 | 0
| Diversity Factor: 0 | [33 empty] | DNP_ID: 6141. Clovelly Zone Development 2006 | Clovelly 132_11kV Tx3 | Clovelly 132_11kV Tx1 | 0 | 167 | 0 | 0 | 0 | 0 | 0 | 0 | 0 | 0 | 0 | 0 | 0 | 0 | 0 | 0 | 0 | 0 | 0 | 0 | 0 | 0 | 0 | 0 | 0 | 0 | 0 | 0 | 0 | 0 | 0 | 0
[35 empty] | DNP_ID: 6999. Northern Clovelly Zone Development | Clovelly 132_11kV Tx1 | Double Bay 132_11kV Tx3 | 0 | 0 | 0 | 0 | 0 | 0 | 55 | 0 | 0 | 0 | 0 | 0 | 0 | 0 | 0 | 0 | 0 | 0 | 0 | 0 | 0 | 0 | 0 | 0 | 0 | 0 | 0 | 0 | 0 | 0 | 0 | 0
[35 empty] | DNP_ID: 6999. Northern Clovelly Zone Development | Clovelly 132_11kV Tx2 | Double Bay 132_11kV Tx3 | 0 | 0 | 0 | 0 | 0 | 0 | 60 | 0 | 0 | 0 | 0 | 0 | 0 | 0 | 0 | 0 | 0 | 0 | 0 | 0 | 0 | 0 | 0 | 0 | 0 | 0 | 0 | 0 | 0 | 0 | 0 | 0
| 0 | [33 empty] | DNP_ID: 7059. Clovelly operational open point change | Clovelly 132_11kV Tx1 | Clovelly 132_11kV Tx3 | 0 | 0 | 0 | 0 | 0 | 80 | 0 | 0 | 0 | 0 | 0 | 0 | 0 | 0 | 0 | 0 | 0 | 0 | 0 | 0 | 0 | 0 | 0 | 0 | 0 | 0 | 0 | 0 | 0 | 0 | 0 | 0
| Diversity Factor: 0 | [33 empty] | DNP_ID: 7059. Clovelly operational open point change | Clovelly 132_11kV Tx1 | Kingsford 132_11kV Tx2 | 0 | 0 | 0 | 0 | 0 | 80 | 0 | 0 | 0 | 0 | 0 | 0 | 0 | 0 | 0 | 0 | 0 | 0 | 0 | 0 | 0 | 0 | 0 | 0 | 0 | 0 | 0 | 0 | 0 | 0 | 0 | 0
[35 empty] | DNP_ID: 7156. Load transfers from Clovelly to Kingsford and Double Bay - Control room switching | Clovelly 132_11kV Tx3 | Kingsford 132_11kV Tx2 | 0 | 0 | 0 | 0 | 0 | 0 | 210 | 0 | 0 | 0 | 0 | 0 | 0 | 0 | 0 | 0 | 0 | 0 | 0 | 0 | 0 | 0 | 0 | 0 | 0 | 0 | 0 | 0 | 0 | 0 | 0 | 0
[35 empty] | HVCON_ID: 2011393. Establishment of S.50119 Randwick Doncaster, Randwick Racecourse |  | Clovelly 132_11kV Tx4 | 0 | 0 | 0 | 0 | 0 | 0 | 0 | 0 | 27.5 | 0 | 0 | 0 | 0 | 0 | 0 | 0 | 0 | 0 | 0 | 0 | 0 | 0 | 0 | 0 | 0 | 0 | 0 | 0 | 0 | 0 | 0 | 0
| 0 | [33 empty] | HVCON_ID: 2011393. Establishment of S.50119 Randwick Doncaster, Randwick Racecourse | Clovelly 132_11kV Tx2 | Clovelly 132_11kV Tx4 | 0 | 0 | 0 | 0 | 0 | 0 | 50 | 0 | 0 | 0 | 0 | 0 | 0 | 0 | 0 | 0 | 0 | 0 | 0 | 0 | 0 | 0 | 0 | 0 | 0 | 0 | 0 | 0 | 0 | 0 | 0 | 0
| Diversity Factor: 0 | [33 empty] | HVCON_ID: 2011393. Establishment of S.50119 Randwick Doncaster, Randwick Racecourse | Clovelly 132_11kV Tx4 | Clovelly 132_11kV Tx2 | 0 | 0 | 0 | 0 | 0 | 0 | 25 | 0 | 0 | 0 | 0 | 0 | 0 | 0 | 0 | 0 | 0 | 0 | 0 | 0 | 0 | 0 | 0 | 0 | 0 | 0 | 0 | 0 | 0 | 0 | 0 | 0
[35 empty] | Econometric |  | Clovelly 132_11kV Tx1 | 0 | 0 | 0 | 0 | 0 | 0 | 0 | 0 | 0 | 5.6572 | 10.2772 | 15.3268 | 16.5448 | 16.8349 | 15.8072 | 16.0691 | 16.3349 | 16.6045 | 16.878 | 17.1556 | 17.4372 | 17.7229 | 18.0128 | 18.3069 | 18.6053 | 18.908 | 19.2151 | 19.5266 | 19.8427 | 20.1634 | 20.4886 | 20.8186
[35 empty] | Econometric |  | Clovelly 132_11kV Tx2 | 0 | 0 | 0 | 0 | 0 | 0 | 0 | 0 | 0 | 8.6438 | 15.7029 | 23.4181 | 25.2792 | 25.7225 | 24.1523 | 24.5524 | 24.9585 | 25.3704 | 25.7884 | 26.2125 | 26.6427 | 27.0793 | 27.5222 | 27.9716 | 28.4274 | 28.89 | 29.3592 | 29.8352 | 30.3182 | 30.8081 | 31.3051 | 31.8093
| 0 | [33 empty] | Econometric |  | Clovelly 132_11kV Tx3 | 0 | 0 | 0 | 0 | 0 | 0 | 0 | 0 | 0 | 10.0055 | 18.1765 | 27.1072 | 29.2614 | 29.7745 | 27.957 | 28.4201 | 28.8901 | 29.367 | 29.8508 | 30.3417 | 30.8397 | 31.345 | 31.8577 | 32.3779 | 32.9056 | 33.4409 | 33.9841 | 34.5351 | 35.0941 | 35.6612 | 36.2366 | 36.8202
| Diversity Factor: 0 | [33 empty] | Econometric |  | Clovelly 132_11kV Tx4 | 0 | 0 | 0 | 0 | 0 | 0 | 0 | 0 | 0 | 6.4697 | 11.7532 | 17.5279 | 18.9209 | 19.2527 | 18.0774 | 18.3769 | 18.6808 | 18.9892 | 19.302 | 19.6194 | 19.9415 | 20.2682 | 20.5997 | 20.9361 | 21.2773 | 21.6235 | 21.9747 | 22.331 | 22.6925 | 23.0592 | 23.4312 | 23.8085
[35 empty] | Energy Efficiency |  | Clovelly 132_11kV Tx1 | 0 | 0 | 0 | 0 | 0 | 0 | 0 | -1.6291 | -0.77528 | -4.6158 | -7.324 | -11.3583 | -12.0079 | -7.2299 | -5.3305 | -6.1494 | -5.9847 | -7.1431 | -5.332 | -5.4895 | -4.4971 | -3.9794 | -4.3449 | -4.7286 | -4.7286 | -4.7286 | -4.7286 | -4.7286 | -4.7286 | -4.7286 | -4.7286 | -4.7286
[35 empty] | Energy Efficiency |  | Clovelly 132_11kV Tx2 | 0 | 0 | 0 | 0 | 0 | 0 | 0 | -2.4891 | -1.1846 | -7.0527 | -11.1906 | -17.3547 | -18.3472 | -11.0468 | -8.1446 | -9.3959 | -9.1442 | -10.9141 | -8.147 | -8.3875 | -6.8712 | -6.0802 | -6.6387 | -7.2249 | -7.2249 | -7.2249 | -7.2249 | -7.2249 | -7.2249 | -7.2249 | -7.2249 | -7.2249
| 0 | [33 empty] | Energy Efficiency |  | Clovelly 132_11kV Tx3 | 0 | 0 | 0 | 0 | 0 | 0 | 0 | -2.8812 | -1.3712 | -8.1637 | -12.9534 | -20.0885 | -21.2374 | -12.787 | -9.4276 | -10.876 | -10.5847 | -12.6334 | -9.4303 | -9.7088 | -7.9536 | -7.038 | -7.6845 | -8.3631 | -8.3631 | -8.3631 | -8.3631 | -8.3631 | -8.3631 | -8.3631 | -8.3631 | -8.3631
| Diversity Factor: 0 | [33 empty] | Energy Efficiency |  | Clovelly 132_11kV Tx4 | 0 | 0 | 0 | 0 | 0 | 0 | 0 | -1.863 | -0.88662 | -5.2788 | -8.3759 | -12.9896 | -13.7325 | -8.2683 | -6.096 | -7.0326 | -6.8442 | -8.169 | -6.0978 | -6.2779 | -5.143 | -4.5509 | -4.9689 | -5.4077 | -5.4077 | -5.4077 | -5.4077 | -5.4077 | -5.4077 | -5.4077 | -5.4077 | -5.4077
[35 empty] | Solar PV |  | Clovelly 132_11kV Tx1 | 0 | 0 | 0 | 0 | 0 | 0 | 0 | 0 | 0 | 0 | 0 | 0 | 0 | 0 | 0 | 0 | 0 | 0 | 0 | 0 | 0 | 0 | 0 | 0 | 0 | 0 | 0 | 0 | 0 | 0 | 0 | 0
[35 empty] | Solar PV |  | Clovelly 132_11kV Tx2 | 0 | 0 | 0 | 0 | 0 | 0 | 0 | 0 | 0 | 0 | 0 | 0 | 0 | 0 | 0 | 0 | 0 | 0 | 0 | 0 | 0 | 0 | 0 | 0 | 0 | 0 | 0 | 0 | 0 | 0 | 0 | 0
| 0 | [33 empty] | Solar PV |  | Clovelly 132_11kV Tx3 | 0 | 0 | 0 | 0 | 0 | 0 | 0 | 0 | 0 | 0 | 0 | 0 | 0 | 0 | 0 | 0 | 0 | 0 | 0 | 0 | 0 | 0 | 0 | 0 | 0 | 0 | 0 | 0 | 0 | 0 | 0 | 0
| Diversity Factor: 0 | [33 empty] | Solar PV |  | Clovelly 132_11kV Tx4 | 0 | 0 | 0 | 0 | 0 | 0 | 0 | 0 | 0 | 0 | 0 | 0 | 0 | 0 | 0 | 0 | 0 | 0 | 0 | 0 | 0 | 0 | 0 | 0 | 0 | 0 | 0 | 0 | 0 | 0 | 0 | 0
0
Diversity Factor: 0
| Weather Correction and Public Holiday Factors | [8 empty] | Forecast ROG
ROG Justification
| Actual loads for season 2013 have been weather corrected by the following: | [6 empty] | 1.734% |  | 7 year ROG ok | [59 empty] | 7 year ROG ok
1 | 2 | 3 | 4 | 5 | 6 | 7 | 8 | 9 | 10 | 2014 | 2015 | 2016 | 2017 | 2018 | 2019 | 2020 | 2021 | 2022 | 2023 | 2024 | 2025 | 2026 | 2027 | 2028 | 2029 | 2030 | 2031 | 2032 | 2033 | 2034 | 2035 | 2036 | 2037 | 2038
0.96866 | 0.9383 | 0.9187 | 0.90911 | 0.90911 | 0.90911 | 0.90911 | 0.90911 | 0.90911 | 0.90911 | -3.134% | -3.134% | -2.089% | -1.044% | 0% | 0% | 0% | 0% | 0% | 0% | 0% | 0% | 0% | 0% | 0% | 0% | 0% | 0% | 0% | 0% | 0% | 0% | 0% | 0% | 0%
Substation Load Detail
[7 empty] | Units | 2013 |  | 2014 | 2015 | 2016 | 2017 | 2018 | 2019 | 2020 | 2021 | 2022 | 2023 | 2024 | 2025 | 2026 | 2027 | 2028 | 2029 | 2030 | 2031 | 2032 | 2033 | 2034 | 2035 | 2036 | 2037 | 2038
1 | Clovelly 132_11kV | Compensated |  | Load (LV side) |  |  | Amps | 3837 | 3917 | 3785.345 | 3686.127 | 3608.836 | 3582.171 | 3599.794 | 3620.018 | 3672.271 | 3729.266 | 3783.231 | 3839.538 | 3891.009 | 3953.821 | 4017.286 | 4087.683 | 4162.45 | 4236.805 | 4310.673 | 4386.165 | 4463.303 | 4542.111 | 4622.615 | 4704.838 | 4788.806 | 4874.543 | 4962.076
|  |  |  | Apparent Power |  |  | MVA | 73.1047 |  | 72.1205 | 70.2302 | 68.7576 | 68.2495 | 68.5853 | 68.9706 | 69.9662 | 71.0521 | 72.0802 | 73.153 | 74.1337 | 75.3304 | 76.5396 | 77.8808 | 79.3053 | 80.722 | 82.1294 | 83.5677 | 85.0373 | 86.5388 | 88.0726 | 89.6392 | 91.239 | 92.8725 | 94.5402
|  |  |  | Real Power |  |  | MW | 72.3185 | 73.8263 | 71.3449 | 69.4749 | 68.0181 | 67.5155 | 67.8477 | 68.2289 | 69.2137 | 70.2879 | 71.305 | 72.3663 | 73.3364 | 74.5203 | 75.7164 | 77.0432 | 78.4524 | 79.8538 | 81.2461 | 82.6689 | 84.1228 | 85.6081 | 87.1255 | 88.6752 | 90.2578 | 91.8737 | 93.5235
|  |  |  | Reactive Power |  |  | MVAr | 10.6927 |  | 10.5488 | 10.2723 | 10.0569 | 9.9826 | 10.0317 | 10.088 | 10.2337 | 10.3925 | 10.5429 | 10.6998 | 10.8432 | 11.0183 | 11.1951 | 11.3913 | 11.5997 | 11.8069 | 12.0127 | 12.2231 | 12.4381 | 12.6577 | 12.882 | 13.1112 | 13.3452 | 13.5841 | 13.828
|  |  |  | Capacitors In Service |  |  | MVAr | 0 |  | 0 | 0 | 0 | 0 | 0 | 0 | 0 | 0 | 0 | 0 | 0 | 0 | 0 | 0 | 0 | 0 | 0 | 0 | 0 | 0 | 0 | 0 | 0 | 0 | 0
|  |  |  | PF |  |  |  | 0.98925 |  | 0.98925 | 0.98925 | 0.98925 | 0.98925 | 0.98925 | 0.98925 | 0.98925 | 0.98925 | 0.98925 | 0.98925 | 0.98925 | 0.98925 | 0.98925 | 0.98925 | 0.98925 | 0.98925 | 0.98925 | 0.98925 | 0.98925 | 0.98925 | 0.98925 | 0.98925 | 0.98925 | 0.98925 | 0.98925
0.89379 | Diversity Factor: 0.89 | Uncompensated |  | Reactive Power |  |  | MVAr | 10.6927 | 10.9157 | 10.5488 | 10.2723 | 10.0569 | 9.9826 | 10.0317 | 10.088 | 10.2337 | 10.3925 | 10.5429 | 10.6998 | 10.8432 | 11.0183 | 11.1951 | 11.3913 | 11.5997 | 11.8069 | 12.0127 | 12.2231 | 12.4381 | 12.6577 | 12.882 | 13.1112 | 13.3452 | 13.5841 | 13.828
|  |  |  | PF |  |  |  | 0.98925 |  | 0.98925 | 0.98925 | 0.98925 | 0.98925 | 0.98925 | 0.98925 | 0.98925 | 0.98925 | 0.98925 | 0.98925 | 0.98925 | 0.98925 | 0.98925 | 0.98925 | 0.98925 | 0.98925 | 0.98925 | 0.98925 | 0.98925 | 0.98925 | 0.98925 | 0.98925 | 0.98925 | 0.98925 | 0.98925
[10 empty] | 1 | 2 | 3 | 4 | 5 | 6 | 7 | 8 | 9 | 10 | 11 | 12 | 13 | 14 | 15 | 16 | 17 | 18 | 19 | 20 | 21 | 22 | 23 | 24 | 25
Transformer Load Detail
[7 empty] | Units | 2013 |  | 2014 | 2015 | 2016 | 2017 | 2018 | 2019 | 2020 | 2021 | 2022 | 2023 | 2024 | 2025 | 2026 | 2027 | 2028 | 2029 | 2030 | 2031 | 2032 | 2033 | 2034 | 2035 | 2036 | 2037 | 2038
| 0 | Compensated |  | Load (LV side) |  |  | Amps
|  |  |  | Apparent Power |  |  | MVA
|  |  |  | Real Power |  |  | MW
|  |  |  | Reactive Power |  |  | MVAr
|  |  |  | Capacitors In Service |  |  | MVAr
PF
| Zone Div: | Uncompensated |  | Reactive Power |  |  | MVAr
PF
| 0 | Compensated |  | Load (LV side) |  |  | Amps
|  |  |  | Apparent Power |  |  | MVA
|  |  |  | Real Power |  |  | MW
|  |  |  | Reactive Power |  |  | MVAr
|  |  |  | Capacitors In Service |  |  | MVAr
PF
| Zone Div: | Uncompensated |  | Reactive Power |  |  | MVAr
PF
| 0 | Compensated |  | Load (LV side) |  |  | Amps
|  |  |  | Apparent Power |  |  | MVA
|  |  |  | Real Power |  |  | MW
|  |  |  | Reactive Power |  |  | MVAr
|  |  |  | Capacitors In Service |  |  | MVAr
PF
| Zone Div: | Uncompensated |  | Reactive Power |  |  | MVAr
PF
| 0 | Compensated |  | Load (LV side) |  |  | Amps
|  |  |  | Apparent Power |  |  | MVA
|  |  |  | Real Power |  |  | MW
|  |  |  | Reactive Power |  |  | MVAr
|  |  |  | Capacitors In Service |  |  | MVAr
PF
| Zone Div: | Uncompensated |  | Reactive Power |  |  | MVAr
PF
| 0 | Compensated |  | Load (LV side) |  |  | Amps
|  |  |  | Apparent Power |  |  | MVA
|  |  |  | Real Power |  |  | MW
|  |  |  | Reactive Power |  |  | MVAr
|  |  |  | Capacitors In Service |  |  | MVAr
PF
| Zone Div: | Uncompensated |  | Reactive Power |  |  | MVAr
PF
| 0 | Compensated |  | Load (LV side) |  |  | Amps
|  |  |  | Apparent Power |  |  | MVA
|  |  |  | Real Power |  |  | MW
|  |  |  | Reactive Power |  |  | MVAr
|  |  |  | Capacitors In Service |  |  | MVAr
PF
| Zone Div: | Uncompensated |  | Reactive Power |  |  | MVAr
PF
| 0 | Compensated |  | Load (LV side) |  |  | Amps
|  |  |  | Apparent Power |  |  | MVA
|  |  |  | Real Power |  |  | MW
|  |  |  | Reactive Power |  |  | MVAr
|  |  |  | Capacitors In Service |  |  | MVAr
PF
| Zone Div: | Uncompensated |  | Reactive Power |  |  | MVAr
PF
| 0 | Compensated |  | Load (LV side) |  |  | Amps
|  |  |  | Apparent Power |  |  | MVA
|  |  |  | Real Power |  |  | MW
|  |  |  | Reactive Power |  |  | MVAr
|  |  |  | Capacitors In Service |  |  | MVAr
PF
| Zone Div: | Uncompensated |  | Reactive Power |  |  | MVAr
PF
| 0 | Compensated |  | Load (LV side) |  |  | Amps
|  |  |  | Apparent Power |  |  | MVA
|  |  |  | Real Power |  |  | MW
|  |  |  | Reactive Power |  |  | MVAr
|  |  |  | Capacitors In Service |  |  | MVAr
PF
| Zone Div: | Uncompensated |  | Reactive Power |  |  | MVAr
PF
| 0 | Compensated |  | Load (LV side) |  |  | Amps
|  |  |  | Apparent Power |  |  | MVA
|  |  |  | Real Power |  |  | MW
|  |  |  | Reactive Power |  |  | MVAr
|  |  |  | Capacitors In Service |  |  | MVAr
PF
| Zone Div: | Uncompensated |  | Reactive Power |  |  | MVAr
PF

## Darlinghurst 33_11kV
| Darlinghurst 33_11kV | [16 empty] | 2014 | WINTER
| Substation Total Loads | [33 empty] | Spots & Transfers Detail
| Historical Loads | (11kV Amps) | [7 empty] | Weather Corrected Forecast Loads |  |  |  | (11kV Amps) | [20 empty] | Spots & Transfers Summary | (11kV Amps) |  | Historical Spots & Transfers | [6 empty] | Forecast Spots & Transfers
|  | 2007 | 2008 | 2009 | 2010 | 2011 | 2012 | 2013 |  | 2014 | 2015 | 2016 | 2017 | 2018 | 2019 | 2020 | 2021 | 2022 | 2023 | 2024 | 2025 | 2026 | 2027 | 2028 | 2029 | 2030 | 2031 | 2032 | 2033 | 2034 | 2035 | 2036 | 2037 | 2038 |  |  |  | 2007 | 2008 | 2009 | 2010 | 2011 | 2012 | 2013 | 2014 | 2015 | 2016 | 2017 | 2018 | 2019 | 2020 | 2021 | 2022 | 2023 | 2024 | 2025 | 2026 | 2027 | 2028 | 2029 | 2030 | 2031 | 2032 | 2033 | 2034 | 2035 | 2036 | 2037 | 2038
| Total | 2460 | 2472 | 2285 | 2344 | 2397 | 2047 | 2027 |  | 1994.037 | 1912.186 | 1854.664 | 1826.125 | 1819.316 | 1816.642 | 1842.981 | 1880.013 | 1913.329 | 1947.506 | 1973.179 | 2009.416 | 2045.252 | 2089.092 | 2137.083 | 2183.826 | 2228.41 | 2273.838 | 2320.122 | 2367.273 | 2415.303 | 2464.224 | 2514.048 | 2564.787 | 2616.454 |  |  | Total | 0 | 0 | 0 | 0 | 0 | 0 | 0 | 33.7684 | -12.408 | -13.1267 | -7.0093 | -6.8095 | -2.6738 | 26.3393 | 37.032 | 33.3156 | 34.1769 | 25.6737 | 36.2365 | 35.836 | 43.8402 | 47.9905 | 46.7435 | 44.5838 | 45.428 | 46.2837 | 47.151 | 48.03 | 48.921 | 49.824 | 50.7393 | 51.6669
| Firm Rating | 0 | 0 | 0 | 0 | 0 | 0 | 4728 |  | 4728 | 4728 | 4728 | 4728 | 4728 | 4728 | 4728 | 4728 | 4728 | 4728 | 4728 | 4728 | 4728 | 4728 | 4728 | 4728 | 4728 | 4728 | 4728 | 4728 | 4728 | 4728 | 4728 | 4728 | 4728
| Total Capacity | 0 | 0 | 0 | 0 | 0 | 0 | 6400 |  | 6400 | 6400 | 6400 | 6400 | 6400 | 6400 | 6400 | 6400 | 6400 | 6400 | 6400 | 6400 | 6400 | 6400 | 6400 | 6400 | 6400 | 6400 | 6400 | 6400 | 6400 | 6400 | 6400 | 6400 | 6400 |  |  | Darlinghurst 33_11kV Tx1 | 0 | 0 | 0 | 0 | 0 | 0 | 0 | 0 | 0 | 0 | 0 | 0 | 0 | 0 | 0 | 0 | 0 | 0 | 0 | 0 | 0 | 0 | 0 | 0 | 0 | 0 | 0 | 0 | 0 | 0 | 0 | 0
|  | -7 | -6 | -5 | -4 | -3 | -2 | -1 |  | 0 | 1 | 2 | 3 | 4 | 5 | 6 | 7 | 8 | 9 | 10 | 11 | 12 | 13 | 14 | 15 | 16 | 17 | 18 | 19 | 20 | 21 | 22 | 23 | 24 |  |  | Darlinghurst 33_11kV Tx2 | 0 | 0 | 0 | 0 | 0 | 0 | 0 | 44.2885 | -4.1105 | -4.3486 | -2.322 | -2.2558 | -0.88576 | 8.7256 | 12.2678 | 11.0367 | 11.322 | 8.5051 | 12.0043 | 11.8716 | 14.5232 | 15.8981 | 15.485 | 14.7696 | 15.0493 | 15.3327 | 15.62 | 15.9112 | 16.2064 | 16.5055 | 16.8087 | 17.116
| Transformer Loads | [35 empty] | Darlinghurst 33_11kV Tx3 | 0 | 0 | 0 | 0 | 0 | 0 | 0 | -4.3454 | -3.4274 | -3.6259 | -1.9361 | -1.8809 | -0.73856 | 7.2755 | 10.229 | 9.2025 | 9.4404 | 7.0916 | 10.0093 | 9.8987 | 12.1096 | 13.256 | 12.9116 | 12.315 | 12.5482 | 12.7846 | 13.0241 | 13.267 | 13.5131 | 13.7625 | 14.0153 | 14.2715
| Historical Loads | (11kV Amps) | [7 empty] | 0: Weather Corrected Forecast Loads; 4: (11kV Amps) |  |  | Darlinghurst 33_11kV Tx4 | 0 | 0 | 0 | 0 | 0 | 0 | 0 | -6.1747 | -4.8702 | -5.1522 | -2.7512 | -2.6727 | -1.0495 | 10.3382 | 14.5351 | 13.0764 | 13.4145 | 10.077 | 14.2229 | 14.0657 | 17.2073 | 18.8363 | 18.3469 | 17.4992 | 17.8306 | 18.1664 | 18.5068 | 18.8518 | 19.2016 | 19.556 | 19.9152 | 20.2793
|  | 2007 | 2008 | 2009 | 2010 | 2011 | 2012 | 2013 |  | 2014 | 2015 | 2016 | 2017 | 2018 | 2019 | 2020 | 2021 | 2022 | 2023 | 2024 | 2025 | 2026 | 2027 | 2028 | 2029 | 2030 | 2031 | 2032 | 2033 | 2034 | 2035 | 2036 | 2037 | 2038 |  |  |  | 0 | 0 | 0 | 0 | 0 | 0 | 0 | 0 | 0 | 0 | 0 | 0 | 0 | 0 | 0 | 0 | 0 | 0 | 0 | 0 | 0 | 0 | 0 | 0 | 0 | 0 | 0 | 0 | 0 | 0 | 0 | 0
| 0 | [36 empty] | 0 | 0 | 0 | 0 | 0 | 0 | 0 | 0 | 0 | 0 | 0 | 0 | 0 | 0 | 0 | 0 | 0 | 0 | 0 | 0 | 0 | 0 | 0 | 0 | 0 | 0 | 0 | 0 | 0 | 0 | 0 | 0
| Diversity Factor: 0 | [36 empty] | 0 | 0 | 0 | 0 | 0 | 0 | 0 | 0 | 0 | 0 | 0 | 0 | 0 | 0 | 0 | 0 | 0 | 0 | 0 | 0 | 0 | 0 | 0 | 0 | 0 | 0 | 0 | 0 | 0 | 0 | 0 | 0
[38 empty] | 0 | 0 | 0 | 0 | 0 | 0 | 0 | 0 | 0 | 0 | 0 | 0 | 0 | 0 | 0 | 0 | 0 | 0 | 0 | 0 | 0 | 0 | 0 | 0 | 0 | 0 | 0 | 0 | 0 | 0 | 0 | 0
[38 empty] | 0 | 0 | 0 | 0 | 0 | 0 | 0 | 0 | 0 | 0 | 0 | 0 | 0 | 0 | 0 | 0 | 0 | 0 | 0 | 0 | 0 | 0 | 0 | 0 | 0 | 0 | 0 | 0 | 0 | 0 | 0 | 0
| 0 | [36 empty] | 0 | 0 | 0 | 0 | 0 | 0 | 0 | 0 | 0 | 0 | 0 | 0 | 0 | 0 | 0 | 0 | 0 | 0 | 0 | 0 | 0 | 0 | 0 | 0 | 0 | 0 | 0 | 0 | 0 | 0 | 0 | 0
Diversity Factor: 0
[38 empty] | Historical Spots & Transfers | [6 empty] | Forecast Spots & Transfers
[35 empty] | Project Name | From | To | 2007 | 2008 | 2009 | 2010 | 2011 | 2012 | 2013 | 2014 | 2015 | 2016 | 2017 | 2018 | 2019 | 2020 | 2021 | 2022 | 2023 | 2024 | 2025 | 2026 | 2027 | 2028 | 2029 | 2030 | 2031 | 2032 | 2033 | 2034 | 2035 | 2036 | 2037 | 2038
| 0 | [33 empty] | Broad based demand management |  | Darlinghurst 33_11kV Tx1 | 0 | 0 | 0 | 0 | 0 | 0 | 0 | 0 | 0 | 0 | 0 | 0 | 0 | 0 | 0 | 0 | 0 | 0 | 0 | 0 | 0 | 0 | 0 | 0 | 0 | 0 | 0 | 0 | 0 | 0 | 0 | 0
| Diversity Factor: 0 | [33 empty] | Broad based demand management |  | Darlinghurst 33_11kV Tx2 | 0 | 0 | 0 | 0 | 0 | 0 | 0 | 0 | -1.8719 | -2.4992 | -1.944 | -1.2927 | -1.2959 | 0 | 0 | 0 | 0 | 0 | 0 | 0 | 0 | 0 | 0 | 0 | 0 | 0 | 0 | 0 | 0 | 0 | 0 | 0
[35 empty] | Broad based demand management |  | Darlinghurst 33_11kV Tx3 | 0 | 0 | 0 | 0 | 0 | 0 | 0 | 0 | -1.5608 | -2.0838 | -1.6209 | -1.0779 | -1.0805 | 0 | 0 | 0 | 0 | 0 | 0 | 0 | 0 | 0 | 0 | 0 | 0 | 0 | 0 | 0 | 0 | 0 | 0 | 0
[35 empty] | Broad based demand management |  | Darlinghurst 33_11kV Tx4 | 0 | 0 | 0 | 0 | 0 | 0 | 0 | 0 | -2.2178 | -2.961 | -2.3033 | -1.5317 | -1.5354 | 0 | 0 | 0 | 0 | 0 | 0 | 0 | 0 | 0 | 0 | 0 | 0 | 0 | 0 | 0 | 0 | 0 | 0 | 0
| 0 | [33 empty] | HVCON_ID: 2013068. Establishment of S.63504 Victoria Burton, St Vincents Private Hospital, Victoria Street, Darlinghurst |  | Darlinghurst 33_11kV Tx2 | 0 | 0 | 0 | 0 | 0 | 0 | 0 | 49.5 | 0 | 0 | 0 | 0 | 0 | 0 | 0 | 0 | 0 | 0 | 0 | 0 | 0 | 0 | 0 | 0 | 0 | 0 | 0 | 0 | 0 | 0 | 0 | 0
| Diversity Factor: 0 | [33 empty] | Econometric |  | Darlinghurst 33_11kV Tx1 | 0 | 0 | 0 | 0 | 0 | 0 | 0 | 0 | 0 | 0 | 0 | 0 | 0 | 0 | 0 | 0 | 0 | 0 | 0 | 0 | 0 | 0 | 0 | 0 | 0 | 0 | 0 | 0 | 0 | 0 | 0 | 0
[35 empty] | Econometric |  | Darlinghurst 33_11kV Tx2 | 0 | 0 | 0 | 0 | 0 | 0 | 0 | 0 | 0 | 5.74 | 10.9139 | 16.2986 | 17.8388 | 18.107 | 17.0947 | 17.3424 | 17.5934 | 17.8478 | 18.1057 | 18.3671 | 18.6321 | 18.9007 | 19.1729 | 19.4488 | 19.7285 | 20.0119 | 20.2992 | 20.5905 | 20.8856 | 21.1848 | 21.488 | 21.7953
[35 empty] | Econometric |  | Darlinghurst 33_11kV Tx3 | 0 | 0 | 0 | 0 | 0 | 0 | 0 | 0 | 0 | 4.7861 | 9.1002 | 13.5899 | 14.8742 | 15.0978 | 14.2538 | 14.4602 | 14.6695 | 14.8817 | 15.0967 | 15.3147 | 15.5356 | 15.7596 | 15.9866 | 16.2166 | 16.4498 | 16.6862 | 16.9257 | 17.1685 | 17.4146 | 17.6641 | 17.9169 | 18.1731
| 0 | [33 empty] | Econometric |  | Darlinghurst 33_11kV Tx4 | 0 | 0 | 0 | 0 | 0 | 0 | 0 | 0 | 0 | 6.8008 | 12.931 | 19.3108 | 21.1356 | 21.4534 | 20.254 | 20.5475 | 20.8449 | 21.1463 | 21.4519 | 21.7616 | 22.0755 | 22.3938 | 22.7163 | 23.0432 | 23.3746 | 23.7104 | 24.0508 | 24.3959 | 24.7456 | 25.1 | 25.4592 | 25.8233
| Diversity Factor: 0 | [33 empty] | Energy Efficiency |  | Darlinghurst 33_11kV Tx1 | 0 | 0 | 0 | 0 | 0 | 0 | 0 | 0 | 0 | 0 | 0 | 0 | 0 | 0 | 0 | 0 | 0 | 0 | 0 | 0 | 0 | 0 | 0 | 0 | 0 | 0 | 0 | 0 | 0 | 0 | 0 | 0
[35 empty] | Energy Efficiency |  | Darlinghurst 33_11kV Tx2 | 0 | 0 | 0 | 0 | 0 | 0 | 0 | -5.2115 | -2.2386 | -7.5894 | -11.292 | -17.2617 | -17.4287 | -9.3814 | -4.8269 | -6.3057 | -6.2714 | -9.3427 | -6.1014 | -6.4955 | -4.1088 | -3.0025 | -3.6879 | -4.6792 | -4.6792 | -4.6792 | -4.6792 | -4.6792 | -4.6792 | -4.6792 | -4.6792 | -4.6792
[35 empty] | Energy Efficiency |  | Darlinghurst 33_11kV Tx3 | 0 | 0 | 0 | 0 | 0 | 0 | 0 | -4.3454 | -1.8666 | -6.3281 | -9.4154 | -14.393 | -14.5322 | -7.8223 | -4.0247 | -5.2577 | -5.2291 | -7.79 | -5.0874 | -5.416 | -3.426 | -2.5035 | -3.075 | -3.9016 | -3.9016 | -3.9016 | -3.9016 | -3.9016 | -3.9016 | -3.9016 | -3.9016 | -3.9016
| 0 | [33 empty] | Energy Efficiency |  | Darlinghurst 33_11kV Tx4 | 0 | 0 | 0 | 0 | 0 | 0 | 0 | -6.1747 | -2.6523 | -8.992 | -13.3789 | -20.4519 | -20.6497 | -11.1152 | -5.719 | -7.4711 | -7.4304 | -11.0694 | -7.229 | -7.6959 | -4.8682 | -3.5574 | -4.3694 | -5.544 | -5.544 | -5.544 | -5.544 | -5.544 | -5.544 | -5.544 | -5.544 | -5.544
| Diversity Factor: 0 | [33 empty] | Solar PV |  | Darlinghurst 33_11kV Tx1 | 0 | 0 | 0 | 0 | 0 | 0 | 0 | 0 | 0 | 0 | 0 | 0 | 0 | 0 | 0 | 0 | 0 | 0 | 0 | 0 | 0 | 0 | 0 | 0 | 0 | 0 | 0 | 0 | 0 | 0 | 0 | 0
[35 empty] | Solar PV |  | Darlinghurst 33_11kV Tx2 | 0 | 0 | 0 | 0 | 0 | 0 | 0 | 0 | 0 | 0 | 0 | 0 | 0 | 0 | 0 | 0 | 0 | 0 | 0 | 0 | 0 | 0 | 0 | 0 | 0 | 0 | 0 | 0 | 0 | 0 | 0 | 0
[35 empty] | Solar PV |  | Darlinghurst 33_11kV Tx3 | 0 | 0 | 0 | 0 | 0 | 0 | 0 | 0 | 0 | 0 | 0 | 0 | 0 | 0 | 0 | 0 | 0 | 0 | 0 | 0 | 0 | 0 | 0 | 0 | 0 | 0 | 0 | 0 | 0 | 0 | 0 | 0
| 0 | [33 empty] | Solar PV |  | Darlinghurst 33_11kV Tx4 | 0 | 0 | 0 | 0 | 0 | 0 | 0 | 0 | 0 | 0 | 0 | 0 | 0 | 0 | 0 | 0 | 0 | 0 | 0 | 0 | 0 | 0 | 0 | 0 | 0 | 0 | 0 | 0 | 0 | 0 | 0 | 0
Diversity Factor: 0
0
Diversity Factor: 0
0
Diversity Factor: 0
0
Diversity Factor: 0
| Weather Correction and Public Holiday Factors | [8 empty] | Forecast ROG
ROG Justification
| Actual loads for season 2013 have been weather corrected by the following: | [6 empty] | -0.6681% |  | 7 year ROG ok | [59 empty] | 7 year ROG ok
1 | 2 | 3 | 4 | 5 | 6 | 7 | 8 | 9 | 10 | 2014 | 2015 | 2016 | 2017 | 2018 | 2019 | 2020 | 2021 | 2022 | 2023 | 2024 | 2025 | 2026 | 2027 | 2028 | 2029 | 2030 | 2031 | 2032 | 2033 | 2034 | 2035 | 2036 | 2037 | 2038
0.96518 | 0.93157 | 0.90995 | 0.8994 | 0.8994 | 0.8994 | 0.8994 | 0.8994 | 0.8994 | 0.8994 | -3.482% | -3.482% | -2.321% | -1.16% | 0% | 0% | 0% | 0% | 0% | 0% | 0% | 0% | 0% | 0% | 0% | 0% | 0% | 0% | 0% | 0% | 0% | 0% | 0% | 0% | 0%
Substation Load Detail
[7 empty] | Units | 2013 |  | 2014 | 2015 | 2016 | 2017 | 2018 | 2019 | 2020 | 2021 | 2022 | 2023 | 2024 | 2025 | 2026 | 2027 | 2028 | 2029 | 2030 | 2031 | 2032 | 2033 | 2034 | 2035 | 2036 | 2037 | 2038
1 | Darlinghurst 33_11kV | Compensated |  | Load (LV side) |  |  | Amps | 2027 | 2031 | 1994.037 | 1912.186 | 1854.664 | 1826.125 | 1819.316 | 1816.642 | 1842.981 | 1880.013 | 1913.329 | 1947.506 | 1973.179 | 2009.416 | 2045.252 | 2089.092 | 2137.083 | 2183.826 | 2228.41 | 2273.838 | 2320.122 | 2367.273 | 2415.303 | 2464.224 | 2514.048 | 2564.787 | 2616.454
|  |  |  | Apparent Power |  |  | MVA | 38.6195 |  | 37.9915 | 36.432 | 35.3361 | 34.7924 | 34.6626 | 34.6117 | 35.1135 | 35.8191 | 36.4538 | 37.105 | 37.5941 | 38.2845 | 38.9673 | 39.8025 | 40.7169 | 41.6075 | 42.4569 | 43.3224 | 44.2043 | 45.1026 | 46.0177 | 46.9498 | 47.8991 | 48.8658 | 49.8501
|  |  |  | Real Power |  |  | MW | 37.3032 | 37.3768 | 36.6966 | 35.1902 | 34.1317 | 33.6064 | 33.4811 | 33.4319 | 33.9166 | 34.5981 | 35.2113 | 35.8402 | 36.3127 | 36.9796 | 37.6391 | 38.4459 | 39.329 | 40.1893 | 41.0097 | 41.8458 | 42.6975 | 43.5652 | 44.4492 | 45.3494 | 46.2664 | 47.2001 | 48.151
|  |  |  | Reactive Power |  |  | MVAr | 9.9971 |  | 9.8346 | 9.4309 | 9.1472 | 9.0064 | 8.9728 | 8.9597 | 9.0896 | 9.2722 | 9.4365 | 9.6051 | 9.7317 | 9.9104 | 10.0872 | 10.3034 | 10.5401 | 10.7706 | 10.9905 | 11.2145 | 11.4428 | 11.6754 | 11.9123 | 12.1535 | 12.3993 | 12.6495 | 12.9043
|  |  |  | Capacitors In Service |  |  | MVAr | 0 |  | 0 | 0 | 0 | 0 | 0 | 0 | 0 | 0 | 0 | 0 | 0 | 0 | 0 | 0 | 0 | 0 | 0 | 0 | 0 | 0 | 0 | 0 | 0 | 0 | 0
|  |  |  | PF |  |  |  | 0.96591 |  | 0.96591 | 0.96591 | 0.96591 | 0.96591 | 0.96591 | 0.96591 | 0.96591 | 0.96591 | 0.96591 | 0.96591 | 0.96591 | 0.96591 | 0.96591 | 0.96591 | 0.96591 | 0.96591 | 0.96591 | 0.96591 | 0.96591 | 0.96591 | 0.96591 | 0.96591 | 0.96591 | 0.96591 | 0.96591
0.94419 | Diversity Factor: 0.94 | Uncompensated |  | Reactive Power |  |  | MVAr | 9.9971 | 10.0169 | 9.8346 | 9.4309 | 9.1472 | 9.0064 | 8.9728 | 8.9597 | 9.0896 | 9.2722 | 9.4365 | 9.6051 | 9.7317 | 9.9104 | 10.0872 | 10.3034 | 10.5401 | 10.7706 | 10.9905 | 11.2145 | 11.4428 | 11.6754 | 11.9123 | 12.1535 | 12.3993 | 12.6495 | 12.9043
|  |  |  | PF |  |  |  | 0.96591 |  | 0.96591 | 0.96591 | 0.96591 | 0.96591 | 0.96591 | 0.96591 | 0.96591 | 0.96591 | 0.96591 | 0.96591 | 0.96591 | 0.96591 | 0.96591 | 0.96591 | 0.96591 | 0.96591 | 0.96591 | 0.96591 | 0.96591 | 0.96591 | 0.96591 | 0.96591 | 0.96591 | 0.96591 | 0.96591
[10 empty] | 1 | 2 | 3 | 4 | 5 | 6 | 7 | 8 | 9 | 10 | 11 | 12 | 13 | 14 | 15 | 16 | 17 | 18 | 19 | 20 | 21 | 22 | 23 | 24 | 25
Transformer Load Detail
[7 empty] | Units | 2013 |  | 2014 | 2015 | 2016 | 2017 | 2018 | 2019 | 2020 | 2021 | 2022 | 2023 | 2024 | 2025 | 2026 | 2027 | 2028 | 2029 | 2030 | 2031 | 2032 | 2033 | 2034 | 2035 | 2036 | 2037 | 2038
| 0 | Compensated |  | Load (LV side) |  |  | Amps
|  |  |  | Apparent Power |  |  | MVA
|  |  |  | Real Power |  |  | MW
|  |  |  | Reactive Power |  |  | MVAr
|  |  |  | Capacitors In Service |  |  | MVAr
PF
| Zone Div: | Uncompensated |  | Reactive Power |  |  | MVAr
PF
| 0 | Compensated |  | Load (LV side) |  |  | Amps
|  |  |  | Apparent Power |  |  | MVA
|  |  |  | Real Power |  |  | MW
|  |  |  | Reactive Power |  |  | MVAr
|  |  |  | Capacitors In Service |  |  | MVAr
PF
| Zone Div: | Uncompensated |  | Reactive Power |  |  | MVAr
PF
| 0 | Compensated |  | Load (LV side) |  |  | Amps
|  |  |  | Apparent Power |  |  | MVA
|  |  |  | Real Power |  |  | MW
|  |  |  | Reactive Power |  |  | MVAr
|  |  |  | Capacitors In Service |  |  | MVAr
PF
| Zone Div: | Uncompensated |  | Reactive Power |  |  | MVAr
PF
| 0 | Compensated |  | Load (LV side) |  |  | Amps
|  |  |  | Apparent Power |  |  | MVA
|  |  |  | Real Power |  |  | MW
|  |  |  | Reactive Power |  |  | MVAr
|  |  |  | Capacitors In Service |  |  | MVAr
PF
| Zone Div: | Uncompensated |  | Reactive Power |  |  | MVAr
PF
| 0 | Compensated |  | Load (LV side) |  |  | Amps
|  |  |  | Apparent Power |  |  | MVA
|  |  |  | Real Power |  |  | MW
|  |  |  | Reactive Power |  |  | MVAr
|  |  |  | Capacitors In Service |  |  | MVAr
PF
| Zone Div: | Uncompensated |  | Reactive Power |  |  | MVAr
PF
| 0 | Compensated |  | Load (LV side) |  |  | Amps
|  |  |  | Apparent Power |  |  | MVA
|  |  |  | Real Power |  |  | MW
|  |  |  | Reactive Power |  |  | MVAr
|  |  |  | Capacitors In Service |  |  | MVAr
PF
| Zone Div: | Uncompensated |  | Reactive Power |  |  | MVAr
PF
| 0 | Compensated |  | Load (LV side) |  |  | Amps
|  |  |  | Apparent Power |  |  | MVA
|  |  |  | Real Power |  |  | MW
|  |  |  | Reactive Power |  |  | MVAr
|  |  |  | Capacitors In Service |  |  | MVAr
PF
| Zone Div: | Uncompensated |  | Reactive Power |  |  | MVAr
PF
| 0 | Compensated |  | Load (LV side) |  |  | Amps
|  |  |  | Apparent Power |  |  | MVA
|  |  |  | Real Power |  |  | MW
|  |  |  | Reactive Power |  |  | MVAr
|  |  |  | Capacitors In Service |  |  | MVAr
PF
| Zone Div: | Uncompensated |  | Reactive Power |  |  | MVAr
PF
| 0 | Compensated |  | Load (LV side) |  |  | Amps
|  |  |  | Apparent Power |  |  | MVA
|  |  |  | Real Power |  |  | MW
|  |  |  | Reactive Power |  |  | MVAr
|  |  |  | Capacitors In Service |  |  | MVAr
PF
| Zone Div: | Uncompensated |  | Reactive Power |  |  | MVAr
PF
| 0 | Compensated |  | Load (LV side) |  |  | Amps
|  |  |  | Apparent Power |  |  | MVA
|  |  |  | Real Power |  |  | MW
|  |  |  | Reactive Power |  |  | MVAr
|  |  |  | Capacitors In Service |  |  | MVAr
PF
| Zone Div: | Uncompensated |  | Reactive Power |  |  | MVAr
PF

## Double Bay 132_11kV
| Double Bay 132_11kV | [16 empty] | 2014 | WINTER
| Substation Total Loads | [33 empty] | Spots & Transfers Detail
| Historical Loads | (11kV Amps) | [7 empty] | Weather Corrected Forecast Loads |  |  |  | (11kV Amps) | [20 empty] | Spots & Transfers Summary | (11kV Amps) |  | Historical Spots & Transfers | [6 empty] | Forecast Spots & Transfers
|  | 2007 | 2008 | 2009 | 2010 | 2011 | 2012 | 2013 |  | 2014 | 2015 | 2016 | 2017 | 2018 | 2019 | 2020 | 2021 | 2022 | 2023 | 2024 | 2025 | 2026 | 2027 | 2028 | 2029 | 2030 | 2031 | 2032 | 2033 | 2034 | 2035 | 2036 | 2037 | 2038 |  |  |  | 2007 | 2008 | 2009 | 2010 | 2011 | 2012 | 2013 | 2014 | 2015 | 2016 | 2017 | 2018 | 2019 | 2020 | 2021 | 2022 | 2023 | 2024 | 2025 | 2026 | 2027 | 2028 | 2029 | 2030 | 2031 | 2032 | 2033 | 2034 | 2035 | 2036 | 2037 | 2038
| Total | 4036 | 3996 | 3605 | 3600 | 3570 | 3321 | 3182 |  | 3217.821 | 3092.802 | 3014.028 | 2982.228 | 2990.216 | 2992.632 | 3027.961 | 3072.848 | 3114.132 | 3157.344 | 3194.025 | 3242.566 | 3291.35 | 3347.846 | 3408.865 | 3469.048 | 3528.036 | 3588.398 | 3650.154 | 3713.324 | 3777.929 | 3843.99 | 3911.528 | 3980.564 | 4051.121 |  |  | Total | 218 | -218 | 0 | 0 | 0 | 0 | 115 | -11.8149 | -9.4049 | -4.6919 | 4.2971 | 7.9885 | 2.4158 | 35.3289 | 44.8868 | 41.2843 | 43.2121 | 36.6808 | 48.5405 | 48.7845 | 56.4954 | 61.0192 | 60.1828 | 58.9884 | 60.362 | 61.7558 | 63.1701 | 64.605 | 66.0608 | 67.538 | 69.0367 | 70.5572
| Firm Rating | 0 | 0 | 0 | 0 | 0 | 0 | 4608 |  | 4608 | 4608 | 4608 | 4608 | 4608 | 4608 | 4608 | 4608 | 4608 | 4608 | 4608 | 4608 | 4608 | 4608 | 4608 | 4608 | 4608 | 4608 | 4608 | 4608 | 4608 | 4608 | 4608 | 4608 | 4608
| Total Capacity | 0 | 0 | 0 | 0 | 0 | 0 | 8253 |  | 8253 | 8253 | 8253 | 8253 | 8253 | 8253 | 8253 | 8253 | 8253 | 8253 | 8253 | 8253 | 8253 | 8253 | 8253 | 8253 | 8253 | 8253 | 8253 | 8253 | 8253 | 8253 | 8253 | 8253 | 8253 |  |  | Double Bay 132_11kV Tx1 | 48.6182 | -158.6182 | 0 | 0 | 0 | 0 | 0 | -2.6349 | -2.0975 | -1.0464 | 0.95834 | 1.7816 | 0.53878 | 7.879 | 10.0106 | 9.2072 | 9.6371 | 8.1805 | 10.8255 | 10.8799 | 12.5996 | 13.6085 | 13.4219 | 13.1555 | 13.4619 | 13.7727 | 14.0881 | 14.4082 | 14.7328 | 15.0623 | 15.3965 | 15.7356
|  | -7 | -6 | -5 | -4 | -3 | -2 | -1 |  | 0 | 1 | 2 | 3 | 4 | 5 | 6 | 7 | 8 | 9 | 10 | 11 | 12 | 13 | 14 | 15 | 16 | 17 | 18 | 19 | 20 | 21 | 22 | 23 | 24 |  |  | Double Bay 132_11kV Tx2 | 52.2221 | -52.2221 | 0 | 0 | 0 | 0 | 0 | -2.8303 | -2.2529 | -1.124 | 1.0294 | 1.9137 | 0.57871 | 8.4631 | 10.7527 | 9.8897 | 10.3515 | 8.7869 | 11.6279 | 11.6864 | 13.5335 | 14.6172 | 14.4168 | 14.1307 | 14.4598 | 14.7937 | 15.1324 | 15.4762 | 15.8249 | 16.1788 | 16.5378 | 16.902
| Transformer Loads | [35 empty] | Double Bay 132_11kV Tx3 | 64.6656 | 45.3344 | 0 | -15 | 0 | 0 | 115 | -3.5047 | -82.7898 | -1.3918 | 1.2747 | 2.3696 | 0.71661 | 10.4797 | 13.3148 | 12.2462 | 12.8181 | 10.8807 | 14.3986 | 14.471 | 16.7583 | 18.1002 | 17.8521 | 17.4978 | 17.9053 | 18.3187 | 18.7382 | 19.1639 | 19.5957 | 20.0339 | 20.4784 | 20.9295
| Historical Loads | (11kV Amps) | [7 empty] | 0: Weather Corrected Forecast Loads; 4: (11kV Amps) |  |  | Double Bay 132_11kV Tx4 | 52.4941 | -52.4941 | 0 | 15 | 0 | 0 | 0 | -2.845 | 77.7353 | -1.1298 | 1.0347 | 1.9236 | 0.58173 | 8.5072 | 10.8087 | 9.9412 | 10.4054 | 8.8327 | 11.6885 | 11.7472 | 13.604 | 14.6933 | 14.4919 | 14.2043 | 14.5351 | 14.8707 | 15.2113 | 15.5568 | 15.9074 | 16.263 | 16.6239 | 16.9901
|  | 2007 | 2008 | 2009 | 2010 | 2011 | 2012 | 2013 |  | 2014 | 2015 | 2016 | 2017 | 2018 | 2019 | 2020 | 2021 | 2022 | 2023 | 2024 | 2025 | 2026 | 2027 | 2028 | 2029 | 2030 | 2031 | 2032 | 2033 | 2034 | 2035 | 2036 | 2037 | 2038 |  |  |  | 0 | 0 | 0 | 0 | 0 | 0 | 0 | 0 | 0 | 0 | 0 | 0 | 0 | 0 | 0 | 0 | 0 | 0 | 0 | 0 | 0 | 0 | 0 | 0 | 0 | 0 | 0 | 0 | 0 | 0 | 0 | 0
| 0 | [36 empty] | 0 | 0 | 0 | 0 | 0 | 0 | 0 | 0 | 0 | 0 | 0 | 0 | 0 | 0 | 0 | 0 | 0 | 0 | 0 | 0 | 0 | 0 | 0 | 0 | 0 | 0 | 0 | 0 | 0 | 0 | 0 | 0
| Diversity Factor: 0 | [36 empty] | 0 | 0 | 0 | 0 | 0 | 0 | 0 | 0 | 0 | 0 | 0 | 0 | 0 | 0 | 0 | 0 | 0 | 0 | 0 | 0 | 0 | 0 | 0 | 0 | 0 | 0 | 0 | 0 | 0 | 0 | 0 | 0
[38 empty] | 0 | 0 | 0 | 0 | 0 | 0 | 0 | 0 | 0 | 0 | 0 | 0 | 0 | 0 | 0 | 0 | 0 | 0 | 0 | 0 | 0 | 0 | 0 | 0 | 0 | 0 | 0 | 0 | 0 | 0 | 0 | 0
[38 empty] | 0 | 0 | 0 | 0 | 0 | 0 | 0 | 0 | 0 | 0 | 0 | 0 | 0 | 0 | 0 | 0 | 0 | 0 | 0 | 0 | 0 | 0 | 0 | 0 | 0 | 0 | 0 | 0 | 0 | 0 | 0 | 0
| 0 | [36 empty] | 0 | 0 | 0 | 0 | 0 | 0 | 0 | 0 | 0 | 0 | 0 | 0 | 0 | 0 | 0 | 0 | 0 | 0 | 0 | 0 | 0 | 0 | 0 | 0 | 0 | 0 | 0 | 0 | 0 | 0 | 0 | 0
Diversity Factor: 0
[38 empty] | Historical Spots & Transfers | [6 empty] | Forecast Spots & Transfers
[35 empty] | Project Name | From | To | 2007 | 2008 | 2009 | 2010 | 2011 | 2012 | 2013 | 2014 | 2015 | 2016 | 2017 | 2018 | 2019 | 2020 | 2021 | 2022 | 2023 | 2024 | 2025 | 2026 | 2027 | 2028 | 2029 | 2030 | 2031 | 2032 | 2033 | 2034 | 2035 | 2036 | 2037 | 2038
| 0 | [33 empty] | Broad based demand management |  | Double Bay 132_11kV Tx1 | 0 | 0 | 0 | 0 | 0 | 0 | 0 | 0 | -0.89697 | -1.32 | -1.0943 | -0.83273 | -0.92124 | 0 | 0 | 0 | 0 | 0 | 0 | 0 | 0 | 0 | 0 | 0 | 0 | 0 | 0 | 0 | 0 | 0 | 0 | 0
| Diversity Factor: 0 | [33 empty] | Broad based demand management |  | Double Bay 132_11kV Tx2 | 0 | 0 | 0 | 0 | 0 | 0 | 0 | 0 | -0.96345 | -1.4179 | -1.1754 | -0.89446 | -0.98953 | 0 | 0 | 0 | 0 | 0 | 0 | 0 | 0 | 0 | 0 | 0 | 0 | 0 | 0 | 0 | 0 | 0 | 0 | 0
[35 empty] | Broad based demand management |  | Double Bay 132_11kV Tx3 | 0 | 0 | 0 | 0 | 0 | 0 | 0 | 0 | -1.193 | -1.7557 | -1.4555 | -1.1076 | -1.2253 | 0 | 0 | 0 | 0 | 0 | 0 | 0 | 0 | 0 | 0 | 0 | 0 | 0 | 0 | 0 | 0 | 0 | 0 | 0
[35 empty] | Broad based demand management |  | Double Bay 132_11kV Tx4 | 0 | 0 | 0 | 0 | 0 | 0 | 0 | 0 | -0.96847 | -1.4252 | -1.1815 | -0.89912 | -0.99468 | 0 | 0 | 0 | 0 | 0 | 0 | 0 | 0 | 0 | 0 | 0 | 0 | 0 | 0 | 0 | 0 | 0 | 0 | 0
| 0 | [33 empty] | Commissioning Transfers |  | Double Bay 132_11kV Tx1 | 48.6182 | -48.6182 | 0 | 0 | 0 | 0 | 0 | 0 | 0 | 0 | 0 | 0 | 0 | 0 | 0 | 0 | 0 | 0 | 0 | 0 | 0 | 0 | 0 | 0 | 0 | 0 | 0 | 0 | 0 | 0 | 0 | 0
| Diversity Factor: 0 | [33 empty] | Commissioning Transfers |  | Double Bay 132_11kV Tx2 | 52.2221 | -52.2221 | 0 | 0 | 0 | 0 | 0 | 0 | 0 | 0 | 0 | 0 | 0 | 0 | 0 | 0 | 0 | 0 | 0 | 0 | 0 | 0 | 0 | 0 | 0 | 0 | 0 | 0 | 0 | 0 | 0 | 0
[35 empty] | Commissioning Transfers |  | Double Bay 132_11kV Tx3 | 64.6656 | -64.6656 | 0 | 0 | 0 | 0 | 0 | 0 | 0 | 0 | 0 | 0 | 0 | 0 | 0 | 0 | 0 | 0 | 0 | 0 | 0 | 0 | 0 | 0 | 0 | 0 | 0 | 0 | 0 | 0 | 0 | 0
[35 empty] | Commissioning Transfers |  | Double Bay 132_11kV Tx4 | 52.4941 | -52.4941 | 0 | 0 | 0 | 0 | 0 | 0 | 0 | 0 | 0 | 0 | 0 | 0 | 0 | 0 | 0 | 0 | 0 | 0 | 0 | 0 | 0 | 0 | 0 | 0 | 0 | 0 | 0 | 0 | 0 | 0
| 0 | [33 empty] | DNP_ID: 6183. Double Bay Zone Development - firm supply to Point Piper | Double Bay 132_11kV Tx1 | Double Bay 132_11kV Tx3 | 0 | 110 | 0 | 0 | 0 | 0 | 0 | 0 | 0 | 0 | 0 | 0 | 0 | 0 | 0 | 0 | 0 | 0 | 0 | 0 | 0 | 0 | 0 | 0 | 0 | 0 | 0 | 0 | 0 | 0 | 0 | 0
| Diversity Factor: 0 | [33 empty] | DNP_ID: 6183. Double Bay Zone Development - firm supply to Point Piper | Double Bay 132_11kV Tx3 | Double Bay 132_11kV Tx4 | 0 | 0 | 0 | 15 | 0 | 0 | 0 | 0 | 0 | 0 | 0 | 0 | 0 | 0 | 0 | 0 | 0 | 0 | 0 | 0 | 0 | 0 | 0 | 0 | 0 | 0 | 0 | 0 | 0 | 0 | 0 | 0
[35 empty] | DNP_ID: 6999. Northern Clovelly Zone Development | Clovelly 132_11kV Tx1 | Double Bay 132_11kV Tx3 | 0 | 0 | 0 | 0 | 0 | 0 | 55 | 0 | 0 | 0 | 0 | 0 | 0 | 0 | 0 | 0 | 0 | 0 | 0 | 0 | 0 | 0 | 0 | 0 | 0 | 0 | 0 | 0 | 0 | 0 | 0 | 0
[35 empty] | DNP_ID: 6999. Northern Clovelly Zone Development | Clovelly 132_11kV Tx2 | Double Bay 132_11kV Tx3 | 0 | 0 | 0 | 0 | 0 | 0 | 60 | 0 | 0 | 0 | 0 | 0 | 0 | 0 | 0 | 0 | 0 | 0 | 0 | 0 | 0 | 0 | 0 | 0 | 0 | 0 | 0 | 0 | 0 | 0 | 0 | 0
| 0 | [33 empty] | DNP_ID: 6999. Northern Clovelly Zone Development | Double Bay 132_11kV Tx3 | Double Bay 132_11kV Tx4 | 0 | 0 | 0 | 0 | 0 | 0 | 0 | 0 | 80 | 0 | 0 | 0 | 0 | 0 | 0 | 0 | 0 | 0 | 0 | 0 | 0 | 0 | 0 | 0 | 0 | 0 | 0 | 0 | 0 | 0 | 0 | 0
| Diversity Factor: 0 | [33 empty] | Econometric |  | Double Bay 132_11kV Tx1 | 0 | 0 | 0 | 0 | 0 | 0 | 0 | 0 | 0 | 6.1507 | 11.2118 | 16.7633 | 16.2366 | 16.5297 | 15.926 | 16.1946 | 16.4671 | 16.7437 | 17.0244 | 17.3092 | 17.5982 | 17.8914 | 18.189 | 18.4909 | 18.7973 | 19.1081 | 19.4235 | 19.7435 | 20.0682 | 20.3977 | 20.7319 | 21.071
[35 empty] | Econometric |  | Double Bay 132_11kV Tx2 | 0 | 0 | 0 | 0 | 0 | 0 | 0 | 0 | 0 | 6.6067 | 12.0429 | 18.0059 | 17.4402 | 17.755 | 17.1065 | 17.395 | 17.6878 | 17.9849 | 18.2863 | 18.5922 | 18.9027 | 19.2177 | 19.5373 | 19.8616 | 20.1906 | 20.5245 | 20.8633 | 21.207 | 21.5558 | 21.9096 | 22.2687 | 22.6329
[35 empty] | Econometric |  | Double Bay 132_11kV Tx3 | 0 | 0 | 0 | 0 | 0 | 0 | 0 | 0 | 0 | 8.1809 | 14.9125 | 22.2963 | 21.5959 | 21.9857 | 21.1827 | 21.5399 | 21.9024 | 22.2703 | 22.6436 | 23.0224 | 23.4068 | 23.7969 | 24.1926 | 24.5942 | 25.0017 | 25.4151 | 25.8346 | 26.2603 | 26.6921 | 27.1303 | 27.5749 | 28.0259
| 0 | [33 empty] | Econometric |  | Double Bay 132_11kV Tx4 | 0 | 0 | 0 | 0 | 0 | 0 | 0 | 0 | 0 | 6.6411 | 12.1056 | 18.0997 | 17.531 | 17.8475 | 17.1956 | 17.4856 | 17.7799 | 18.0785 | 18.3816 | 18.6891 | 19.0011 | 19.3177 | 19.639 | 19.965 | 20.2958 | 20.6314 | 20.972 | 21.3175 | 21.6681 | 22.0238 | 22.3846 | 22.7508
| Diversity Factor: 0 | [33 empty] | Energy Efficiency |  | Double Bay 132_11kV Tx1 | 0 | 0 | 0 | 0 | 0 | 0 | 0 | -2.6349 | -1.2005 | -5.8771 | -9.1592 | -14.149 | -14.7766 | -8.6507 | -5.9153 | -6.9874 | -6.83 | -8.5632 | -6.1989 | -6.4293 | -4.9986 | -4.283 | -4.7671 | -5.3354 | -5.3354 | -5.3354 | -5.3354 | -5.3354 | -5.3354 | -5.3354 | -5.3354 | -5.3354
[35 empty] | Energy Efficiency |  | Double Bay 132_11kV Tx2 | 0 | 0 | 0 | 0 | 0 | 0 | 0 | -2.8303 | -1.2895 | -6.3128 | -9.8381 | -15.1978 | -15.8719 | -9.292 | -6.3538 | -7.5053 | -7.3363 | -9.1979 | -6.6584 | -6.9059 | -5.3692 | -4.6004 | -5.1204 | -5.7309 | -5.7309 | -5.7309 | -5.7309 | -5.7309 | -5.7309 | -5.7309 | -5.7309 | -5.7309
[35 empty] | Energy Efficiency |  | Double Bay 132_11kV Tx3 | 0 | 0 | 0 | 0 | 0 | 0 | 0 | -3.5047 | -1.5967 | -7.817 | -12.1824 | -18.8191 | -19.6539 | -11.506 | -7.8678 | -9.2937 | -9.0844 | -11.3896 | -8.245 | -8.5514 | -6.6485 | -5.6966 | -6.3405 | -7.0964 | -7.0964 | -7.0964 | -7.0964 | -7.0964 | -7.0964 | -7.0964 | -7.0964 | -7.0964
| 0 | [33 empty] | Energy Efficiency |  | Double Bay 132_11kV Tx4 | 0 | 0 | 0 | 0 | 0 | 0 | 0 | -2.845 | -1.2962 | -6.3456 | -9.8894 | -15.2769 | -15.9546 | -9.3403 | -6.3869 | -7.5444 | -7.3745 | -9.2458 | -6.6931 | -6.9419 | -5.3971 | -4.6244 | -5.1471 | -5.7607 | -5.7607 | -5.7607 | -5.7607 | -5.7607 | -5.7607 | -5.7607 | -5.7607 | -5.7607
| Diversity Factor: 0 | [33 empty] | Solar PV |  | Double Bay 132_11kV Tx1 | 0 | 0 | 0 | 0 | 0 | 0 | 0 | 0 | 0 | 0 | 0 | 0 | 0 | 0 | 0 | 0 | 0 | 0 | 0 | 0 | 0 | 0 | 0 | 0 | 0 | 0 | 0 | 0 | 0 | 0 | 0 | 0
[35 empty] | Solar PV |  | Double Bay 132_11kV Tx2 | 0 | 0 | 0 | 0 | 0 | 0 | 0 | 0 | 0 | 0 | 0 | 0 | 0 | 0 | 0 | 0 | 0 | 0 | 0 | 0 | 0 | 0 | 0 | 0 | 0 | 0 | 0 | 0 | 0 | 0 | 0 | 0
[35 empty] | Solar PV |  | Double Bay 132_11kV Tx3 | 0 | 0 | 0 | 0 | 0 | 0 | 0 | 0 | 0 | 0 | 0 | 0 | 0 | 0 | 0 | 0 | 0 | 0 | 0 | 0 | 0 | 0 | 0 | 0 | 0 | 0 | 0 | 0 | 0 | 0 | 0 | 0
| 0 | [33 empty] | Solar PV |  | Double Bay 132_11kV Tx4 | 0 | 0 | 0 | 0 | 0 | 0 | 0 | 0 | 0 | 0 | 0 | 0 | 0 | 0 | 0 | 0 | 0 | 0 | 0 | 0 | 0 | 0 | 0 | 0 | 0 | 0 | 0 | 0 | 0 | 0 | 0 | 0
Diversity Factor: 0
0
Diversity Factor: 0
| Weather Correction and Public Holiday Factors | [8 empty] | Forecast ROG
ROG Justification
| Actual loads for season 2013 have been weather corrected by the following: | [6 empty] | 2.598% |  | 5 year ROG ok | [59 empty] | 5 year ROG ok
1 | 2 | 3 | 4 | 5 | 6 | 7 | 8 | 9 | 10 | 2014 | 2015 | 2016 | 2017 | 2018 | 2019 | 2020 | 2021 | 2022 | 2023 | 2024 | 2025 | 2026 | 2027 | 2028 | 2029 | 2030 | 2031 | 2032 | 2033 | 2034 | 2035 | 2036 | 2037 | 2038
0.96408 | 0.92945 | 0.90719 | 0.89633 | 0.89633 | 0.89633 | 0.89633 | 0.89633 | 0.89633 | 0.89633 | -3.592% | -3.592% | -2.395% | -1.197% | 0% | 0% | 0% | 0% | 0% | 0% | 0% | 0% | 0% | 0% | 0% | 0% | 0% | 0% | 0% | 0% | 0% | 0% | 0% | 0% | 0%
Substation Load Detail
[7 empty] | Units | 2013 |  | 2014 | 2015 | 2016 | 2017 | 2018 | 2019 | 2020 | 2021 | 2022 | 2023 | 2024 | 2025 | 2026 | 2027 | 2028 | 2029 | 2030 | 2031 | 2032 | 2033 | 2034 | 2035 | 2036 | 2037 | 2038
1 | Double Bay 132_11kV | Compensated |  | Load (LV side) |  |  | Amps | 3182 | 3350 | 3217.821 | 3092.802 | 3014.028 | 2982.228 | 2990.216 | 2992.632 | 3027.961 | 3072.848 | 3114.132 | 3157.344 | 3194.025 | 3242.566 | 3291.35 | 3347.846 | 3408.865 | 3469.048 | 3528.036 | 3588.398 | 3650.154 | 3713.324 | 3777.929 | 3843.99 | 3911.528 | 3980.564 | 4051.121
|  |  |  | Apparent Power |  |  | MVA | 60.6252 |  | 61.3077 | 58.9258 | 57.425 | 56.8191 | 56.9713 | 57.0173 | 57.6904 | 58.5456 | 59.3322 | 60.1555 | 60.8544 | 61.7792 | 62.7086 | 63.785 | 64.9476 | 66.0942 | 67.2181 | 68.3682 | 69.5448 | 70.7483 | 71.9792 | 73.2378 | 74.5246 | 75.8399 | 77.1842
|  |  |  | Real Power |  |  | MW | 59.215 | 62.3414 | 59.8817 | 57.5551 | 56.0892 | 55.4974 | 55.6461 | 55.691 | 56.3485 | 57.1838 | 57.9521 | 58.7562 | 59.4388 | 60.3421 | 61.25 | 62.3013 | 63.4369 | 64.5568 | 65.6546 | 66.7779 | 67.9271 | 69.1026 | 70.3049 | 71.5343 | 72.7911 | 74.0758 | 75.3889
|  |  |  | Reactive Power |  |  | MVAr | 13 |  | 13.1463 | 12.6355 | 12.3137 | 12.1838 | 12.2164 | 12.2263 | 12.3706 | 12.554 | 12.7227 | 12.8992 | 13.0491 | 13.2474 | 13.4467 | 13.6775 | 13.9268 | 14.1727 | 14.4137 | 14.6603 | 14.9126 | 15.1707 | 15.4346 | 15.7045 | 15.9804 | 16.2625 | 16.5507
|  |  |  | Capacitors In Service |  |  | MVAr | 0 |  | 0 | 0 | 0 | 0 | 0 | 0 | 0 | 0 | 0 | 0 | 0 | 0 | 0 | 0 | 0 | 0 | 0 | 0 | 0 | 0 | 0 | 0 | 0 | 0 | 0
|  |  |  | PF |  |  |  | 0.97674 |  | 0.97674 | 0.97674 | 0.97674 | 0.97674 | 0.97674 | 0.97674 | 0.97674 | 0.97674 | 0.97674 | 0.97674 | 0.97674 | 0.97674 | 0.97674 | 0.97674 | 0.97674 | 0.97674 | 0.97674 | 0.97674 | 0.97674 | 0.97674 | 0.97674 | 0.97674 | 0.97674 | 0.97674 | 0.97674
0.95586 | Diversity Factor: 0.96 | Uncompensated |  | Reactive Power |  |  | MVAr | 13 | 13.6863 | 13.1463 | 12.6355 | 12.3137 | 12.1838 | 12.2164 | 12.2263 | 12.3706 | 12.554 | 12.7227 | 12.8992 | 13.0491 | 13.2474 | 13.4467 | 13.6775 | 13.9268 | 14.1727 | 14.4137 | 14.6603 | 14.9126 | 15.1707 | 15.4346 | 15.7045 | 15.9804 | 16.2625 | 16.5507
|  |  |  | PF |  |  |  | 0.97674 |  | 0.97674 | 0.97674 | 0.97674 | 0.97674 | 0.97674 | 0.97674 | 0.97674 | 0.97674 | 0.97674 | 0.97674 | 0.97674 | 0.97674 | 0.97674 | 0.97674 | 0.97674 | 0.97674 | 0.97674 | 0.97674 | 0.97674 | 0.97674 | 0.97674 | 0.97674 | 0.97674 | 0.97674 | 0.97674
[10 empty] | 1 | 2 | 3 | 4 | 5 | 6 | 7 | 8 | 9 | 10 | 11 | 12 | 13 | 14 | 15 | 16 | 17 | 18 | 19 | 20 | 21 | 22 | 23 | 24 | 25
Transformer Load Detail
[7 empty] | Units | 2013 |  | 2014 | 2015 | 2016 | 2017 | 2018 | 2019 | 2020 | 2021 | 2022 | 2023 | 2024 | 2025 | 2026 | 2027 | 2028 | 2029 | 2030 | 2031 | 2032 | 2033 | 2034 | 2035 | 2036 | 2037 | 2038
| 0 | Compensated |  | Load (LV side) |  |  | Amps
|  |  |  | Apparent Power |  |  | MVA
|  |  |  | Real Power |  |  | MW
|  |  |  | Reactive Power |  |  | MVAr
|  |  |  | Capacitors In Service |  |  | MVAr
PF
| Zone Div: | Uncompensated |  | Reactive Power |  |  | MVAr
PF
| 0 | Compensated |  | Load (LV side) |  |  | Amps
|  |  |  | Apparent Power |  |  | MVA
|  |  |  | Real Power |  |  | MW
|  |  |  | Reactive Power |  |  | MVAr
|  |  |  | Capacitors In Service |  |  | MVAr
PF
| Zone Div: | Uncompensated |  | Reactive Power |  |  | MVAr
PF
| 0 | Compensated |  | Load (LV side) |  |  | Amps
|  |  |  | Apparent Power |  |  | MVA
|  |  |  | Real Power |  |  | MW
|  |  |  | Reactive Power |  |  | MVAr
|  |  |  | Capacitors In Service |  |  | MVAr
PF
| Zone Div: | Uncompensated |  | Reactive Power |  |  | MVAr
PF
| 0 | Compensated |  | Load (LV side) |  |  | Amps
|  |  |  | Apparent Power |  |  | MVA
|  |  |  | Real Power |  |  | MW
|  |  |  | Reactive Power |  |  | MVAr
|  |  |  | Capacitors In Service |  |  | MVAr
PF
| Zone Div: | Uncompensated |  | Reactive Power |  |  | MVAr
PF
| 0 | Compensated |  | Load (LV side) |  |  | Amps
|  |  |  | Apparent Power |  |  | MVA
|  |  |  | Real Power |  |  | MW
|  |  |  | Reactive Power |  |  | MVAr
|  |  |  | Capacitors In Service |  |  | MVAr
PF
| Zone Div: | Uncompensated |  | Reactive Power |  |  | MVAr
PF
| 0 | Compensated |  | Load (LV side) |  |  | Amps
|  |  |  | Apparent Power |  |  | MVA
|  |  |  | Real Power |  |  | MW
|  |  |  | Reactive Power |  |  | MVAr
|  |  |  | Capacitors In Service |  |  | MVAr
PF
| Zone Div: | Uncompensated |  | Reactive Power |  |  | MVAr
PF
| 0 | Compensated |  | Load (LV side) |  |  | Amps
|  |  |  | Apparent Power |  |  | MVA
|  |  |  | Real Power |  |  | MW
|  |  |  | Reactive Power |  |  | MVAr
|  |  |  | Capacitors In Service |  |  | MVAr
PF
| Zone Div: | Uncompensated |  | Reactive Power |  |  | MVAr
PF
| 0 | Compensated |  | Load (LV side) |  |  | Amps
|  |  |  | Apparent Power |  |  | MVA
|  |  |  | Real Power |  |  | MW
|  |  |  | Reactive Power |  |  | MVAr
|  |  |  | Capacitors In Service |  |  | MVAr
PF
| Zone Div: | Uncompensated |  | Reactive Power |  |  | MVAr
PF
| 0 | Compensated |  | Load (LV side) |  |  | Amps
|  |  |  | Apparent Power |  |  | MVA
|  |  |  | Real Power |  |  | MW
|  |  |  | Reactive Power |  |  | MVAr
|  |  |  | Capacitors In Service |  |  | MVAr
PF
| Zone Div: | Uncompensated |  | Reactive Power |  |  | MVAr
PF
| 0 | Compensated |  | Load (LV side) |  |  | Amps
|  |  |  | Apparent Power |  |  | MVA
|  |  |  | Real Power |  |  | MW
|  |  |  | Reactive Power |  |  | MVAr
|  |  |  | Capacitors In Service |  |  | MVAr
PF
| Zone Div: | Uncompensated |  | Reactive Power |  |  | MVAr
PF

## Customer20
| Customer20 | [16 empty] | 2014 | WINTER
| Substation Total Loads | [33 empty] | Spots & Transfers Detail
| Historical Loads | (33kV Amps) | [7 empty] | Weather Corrected Forecast Loads |  |  |  | (33kV Amps) | [20 empty] | Spots & Transfers Summary | (33kV Amps) |  | Historical Spots & Transfers | [6 empty] | Forecast Spots & Transfers
|  | 2007 | 2008 | 2009 | 2010 | 2011 | 2012 | 2013 |  | 2014 | 2015 | 2016 | 2017 | 2018 | 2019 | 2020 | 2021 | 2022 | 2023 | 2024 | 2025 | 2026 | 2027 | 2028 | 2029 | 2030 | 2031 | 2032 | 2033 | 2034 | 2035 | 2036 | 2037 | 2038 |  |  |  | 2007 | 2008 | 2009 | 2010 | 2011 | 2012 | 2013 | 2014 | 2015 | 2016 | 2017 | 2018 | 2019 | 2020 | 2021 | 2022 | 2023 | 2024 | 2025 | 2026 | 2027 | 2028 | 2029 | 2030 | 2031 | 2032 | 2033 | 2034 | 2035 | 2036 | 2037 | 2038
| Total | [8 empty] | 0 | 175 | 245 | 280 | 280 | 280 | 280 | 280 | 280 | 280 | 280 | 280 | 280 | 280 | 280 | 280 | 280 | 280 | 280 | 280 | 280 | 280 | 280 | 280 | 280 |  |  | Total | Forecast Spots & Transfers 2015: 175; Forecast Spots & Transfers 2016: 70; Forecast Spots & Transfers 2017: 35
Firm Rating
| Total Capacity | [36 empty] | 0 | 0 | 0 | 0 | 0 | 0 | 0 | 0 | 0 | 0 | 0 | 0 | 0 | 0 | 0 | 0 | 0 | 0 | 0 | 0 | 0 | 0 | 0 | 0 | 0 | 0 | 0 | 0 | 0 | 0 | 0 | 0
|  | -7 | -6 | -5 | -4 | -3 | -2 | -1 |  | 0 | 1 | 2 | 3 | 4 | 5 | 6 | 7 | 8 | 9 | 10 | 11 | 12 | 13 | 14 | 15 | 16 | 17 | 18 | 19 | 20 | 21 | 22 | 23 | 24 |  |  |  | 0 | 0 | 0 | 0 | 0 | 0 | 0 | 0 | 0 | 0 | 0 | 0 | 0 | 0 | 0 | 0 | 0 | 0 | 0 | 0 | 0 | 0 | 0 | 0 | 0 | 0 | 0 | 0 | 0 | 0 | 0 | 0
| Transformer Loads | [36 empty] | 0 | 0 | 0 | 0 | 0 | 0 | 0 | 0 | 0 | 0 | 0 | 0 | 0 | 0 | 0 | 0 | 0 | 0 | 0 | 0 | 0 | 0 | 0 | 0 | 0 | 0 | 0 | 0 | 0 | 0 | 0 | 0
| Historical Loads | (33kV Amps) | [7 empty] | Weather Corrected Forecast Loads |  |  |  | (33kV Amps) | [23 empty] | 0 | 0 | 0 | 0 | 0 | 0 | 0 | 0 | 0 | 0 | 0 | 0 | 0 | 0 | 0 | 0 | 0 | 0 | 0 | 0 | 0 | 0 | 0 | 0 | 0 | 0 | 0 | 0 | 0 | 0 | 0 | 0
|  | 2007 | 2008 | 2009 | 2010 | 2011 | 2012 | 2013 |  | 2014 | 2015 | 2016 | 2017 | 2018 | 2019 | 2020 | 2021 | 2022 | 2023 | 2024 | 2025 | 2026 | 2027 | 2028 | 2029 | 2030 | 2031 | 2032 | 2033 | 2034 | 2035 | 2036 | 2037 | 2038 |  |  |  | 0 | 0 | 0 | 0 | 0 | 0 | 0 | 0 | 0 | 0 | 0 | 0 | 0 | 0 | 0 | 0 | 0 | 0 | 0 | 0 | 0 | 0 | 0 | 0 | 0 | 0 | 0 | 0 | 0 | 0 | 0 | 0
| 0 | [36 empty] | 0 | 0 | 0 | 0 | 0 | 0 | 0 | 0 | 0 | 0 | 0 | 0 | 0 | 0 | 0 | 0 | 0 | 0 | 0 | 0 | 0 | 0 | 0 | 0 | 0 | 0 | 0 | 0 | 0 | 0 | 0 | 0
| Diversity Factor: 0 | [36 empty] | 0 | 0 | 0 | 0 | 0 | 0 | 0 | 0 | 0 | 0 | 0 | 0 | 0 | 0 | 0 | 0 | 0 | 0 | 0 | 0 | 0 | 0 | 0 | 0 | 0 | 0 | 0 | 0 | 0 | 0 | 0 | 0
[38 empty] | 0 | 0 | 0 | 0 | 0 | 0 | 0 | 0 | 0 | 0 | 0 | 0 | 0 | 0 | 0 | 0 | 0 | 0 | 0 | 0 | 0 | 0 | 0 | 0 | 0 | 0 | 0 | 0 | 0 | 0 | 0 | 0
[38 empty] | 0 | 0 | 0 | 0 | 0 | 0 | 0 | 0 | 0 | 0 | 0 | 0 | 0 | 0 | 0 | 0 | 0 | 0 | 0 | 0 | 0 | 0 | 0 | 0 | 0 | 0 | 0 | 0 | 0 | 0 | 0 | 0
| 0 | [36 empty] | 0 | 0 | 0 | 0 | 0 | 0 | 0 | 0 | 0 | 0 | 0 | 0 | 0 | 0 | 0 | 0 | 0 | 0 | 0 | 0 | 0 | 0 | 0 | 0 | 0 | 0 | 0 | 0 | 0 | 0 | 0 | 0
Diversity Factor: 0
[38 empty] | Historical Spots & Transfers | [6 empty] | Forecast Spots & Transfers
[35 empty] | Project Name | From | To | 2007 | 2008 | 2009 | 2010 | 2011 | 2012 | 2013 | 2014 | 2015 | 2016 | 2017 | 2018 | 2019 | 2020 | 2021 | 2022 | 2023 | 2024 | 2025 | 2026 | 2027 | 2028 | 2029 | 2030 | 2031 | 2032 | 2033 | 2034 | 2035 | 2036 | 2037 | 2038
| 0 | [33 empty] | Major Customer Connection |  | Equinix Datacentre - Alexandria 33kV | Forecast Spots & Transfers 2015: 175; Forecast Spots & Transfers 2016: 70; Forecast Spots & Transfers 2017: 35
Diversity Factor: 0
0
Diversity Factor: 0
0
Diversity Factor: 0
0
Diversity Factor: 0
0
Diversity Factor: 0
0
Diversity Factor: 0
0
Diversity Factor: 0
0
Diversity Factor: 0
| Weather Correction and Public Holiday Factors | [8 empty] | Forecast ROG
ROG Justification
| Actual loads for season 2013 have been weather corrected by the following: | [6 empty] | 0% |  | N/A | [59 empty] | N/A
1 | 2 | 3 | 4 | 5 | 6 | 7 | 8 | 9 | 10 | 2014 | 2015 | 2016 | 2017 | 2018 | 2019 | 2020 | 2021 | 2022 | 2023 | 2024 | 2025 | 2026 | 2027 | 2028 | 2029 | 2030 | 2031 | 2032 | 2033 | 2034 | 2035 | 2036 | 2037 | 2038
1 | 1 | 1 | 1 | 1 | 1 | 1 | 1 | 1 | 1 | 0% | 0% | 0% | 0% | 0% | 0% | 0% | 0% | 0% | 0% | 0% | 0% | 0% | 0% | 0% | 0% | 0% | 0% | 0% | 0% | 0% | 0% | 0% | 0% | 0%
Substation Load Detail
[7 empty] | Units | 2013 |  | 2014 | 2015 | 2016 | 2017 | 2018 | 2019 | 2020 | 2021 | 2022 | 2023 | 2024 | 2025 | 2026 | 2027 | 2028 | 2029 | 2030 | 2031 | 2032 | 2033 | 2034 | 2035 | 2036 | 2037 | 2038
1 | Customer20 | Compensated |  | Load (LV side) |  |  | Amps | 0 |  | 0 | 175 | 245 | 280 | 280 | 280 | 280 | 280 | 280 | 280 | 280 | 280 | 280 | 280 | 280 | 280 | 280 | 280 | 280 | 280 | 280 | 280 | 280 | 280 | 280
|  |  |  | Apparent Power |  |  | MVA | 0 |  | 0 | 10.0026 | 14.0036 | 16.0041 | 16.0041 | 16.0041 | 16.0041 | 16.0041 | 16.0041 | 16.0041 | 16.0041 | 16.0041 | 16.0041 | 16.0041 | 16.0041 | 16.0041 | 16.0041 | 16.0041 | 16.0041 | 16.0041 | 16.0041 | 16.0041 | 16.0041 | 16.0041 | 16.0041
|  |  |  | Real Power |  |  | MW | 0 |  | 0 | 9.0023 | 12.6033 | 14.4037 | 14.4037 | 14.4037 | 14.4037 | 14.4037 | 14.4037 | 14.4037 | 14.4037 | 14.4037 | 14.4037 | 14.4037 | 14.4037 | 14.4037 | 14.4037 | 14.4037 | 14.4037 | 14.4037 | 14.4037 | 14.4037 | 14.4037 | 14.4037 | 14.4037
|  |  |  | Reactive Power |  |  | MVAr | 0 |  | 0 | 4.36 | 6.104 | 6.976 | 6.976 | 6.976 | 6.976 | 6.976 | 6.976 | 6.976 | 6.976 | 6.976 | 6.976 | 6.976 | 6.976 | 6.976 | 6.976 | 6.976 | 6.976 | 6.976 | 6.976 | 6.976 | 6.976 | 6.976 | 6.976
|  |  |  | Capacitors In Service |  |  | MVAr | 0 |  | 0 | 0 | 0 | 0 | 0 | 0 | 0 | 0 | 0 | 0 | 0 | 0 | 0 | 0 | 0 | 0 | 0 | 0 | 0 | 0 | 0 | 0 | 0 | 0 | 0
|  |  |  | PF |  |  |  | 0 |  | 0 | 0.9 | 0.9 | 0.9 | 0.9 | 0.9 | 0.9 | 0.9 | 0.9 | 0.9 | 0.9 | 0.9 | 0.9 | 0.9 | 0.9 | 0.9 | 0.9 | 0.9 | 0.9 | 0.9 | 0.9 | 0.9 | 0.9 | 0.9 | 0.9
| #VALUE! | Uncompensated |  | Reactive Power |  |  | MVAr | 0 |  | 0 | 4.36 | 6.104 | 6.976 | 6.976 | 6.976 | 6.976 | 6.976 | 6.976 | 6.976 | 6.976 | 6.976 | 6.976 | 6.976 | 6.976 | 6.976 | 6.976 | 6.976 | 6.976 | 6.976 | 6.976 | 6.976 | 6.976 | 6.976 | 6.976
|  |  |  | PF |  |  |  | 0 |  | 0 | 0.9 | 0.9 | 0.9 | 0.9 | 0.9 | 0.9 | 0.9 | 0.9 | 0.9 | 0.9 | 0.9 | 0.9 | 0.9 | 0.9 | 0.9 | 0.9 | 0.9 | 0.9 | 0.9 | 0.9 | 0.9 | 0.9 | 0.9 | 0.9
[10 empty] | 1 | 2 | 3 | 4 | 5 | 6 | 7 | 8 | 9 | 10 | 11 | 12 | 13 | 14 | 15 | 16 | 17 | 18 | 19 | 20 | 21 | 22 | 23 | 24 | 25
Transformer Load Detail
[7 empty] | Units | 2013 |  | 2014 | 2015 | 2016 | 2017 | 2018 | 2019 | 2020 | 2021 | 2022 | 2023 | 2024 | 2025 | 2026 | 2027 | 2028 | 2029 | 2030 | 2031 | 2032 | 2033 | 2034 | 2035 | 2036 | 2037 | 2038
| 0 | Compensated |  | Load (LV side) |  |  | Amps
|  |  |  | Apparent Power |  |  | MVA
|  |  |  | Real Power |  |  | MW
|  |  |  | Reactive Power |  |  | MVAr
|  |  |  | Capacitors In Service |  |  | MVAr
PF
| Zone Div: | Uncompensated |  | Reactive Power |  |  | MVAr
PF
| 0 | Compensated |  | Load (LV side) |  |  | Amps
|  |  |  | Apparent Power |  |  | MVA
|  |  |  | Real Power |  |  | MW
|  |  |  | Reactive Power |  |  | MVAr
|  |  |  | Capacitors In Service |  |  | MVAr
PF
| Zone Div: | Uncompensated |  | Reactive Power |  |  | MVAr
PF
| 0 | Compensated |  | Load (LV side) |  |  | Amps
|  |  |  | Apparent Power |  |  | MVA
|  |  |  | Real Power |  |  | MW
|  |  |  | Reactive Power |  |  | MVAr
|  |  |  | Capacitors In Service |  |  | MVAr
PF
| Zone Div: | Uncompensated |  | Reactive Power |  |  | MVAr
PF
| 0 | Compensated |  | Load (LV side) |  |  | Amps
|  |  |  | Apparent Power |  |  | MVA
|  |  |  | Real Power |  |  | MW
|  |  |  | Reactive Power |  |  | MVAr
|  |  |  | Capacitors In Service |  |  | MVAr
PF
| Zone Div: | Uncompensated |  | Reactive Power |  |  | MVAr
PF
| 0 | Compensated |  | Load (LV side) |  |  | Amps
|  |  |  | Apparent Power |  |  | MVA
|  |  |  | Real Power |  |  | MW
|  |  |  | Reactive Power |  |  | MVAr
|  |  |  | Capacitors In Service |  |  | MVAr
PF
| Zone Div: | Uncompensated |  | Reactive Power |  |  | MVAr
PF
| 0 | Compensated |  | Load (LV side) |  |  | Amps
|  |  |  | Apparent Power |  |  | MVA
|  |  |  | Real Power |  |  | MW
|  |  |  | Reactive Power |  |  | MVAr
|  |  |  | Capacitors In Service |  |  | MVAr
PF
| Zone Div: | Uncompensated |  | Reactive Power |  |  | MVAr
PF
| 0 | Compensated |  | Load (LV side) |  |  | Amps
|  |  |  | Apparent Power |  |  | MVA
|  |  |  | Real Power |  |  | MW
|  |  |  | Reactive Power |  |  | MVAr
|  |  |  | Capacitors In Service |  |  | MVAr
PF
| Zone Div: | Uncompensated |  | Reactive Power |  |  | MVAr
PF
| 0 | Compensated |  | Load (LV side) |  |  | Amps
|  |  |  | Apparent Power |  |  | MVA
|  |  |  | Real Power |  |  | MW
|  |  |  | Reactive Power |  |  | MVAr
|  |  |  | Capacitors In Service |  |  | MVAr
PF
| Zone Div: | Uncompensated |  | Reactive Power |  |  | MVAr
PF
| 0 | Compensated |  | Load (LV side) |  |  | Amps
|  |  |  | Apparent Power |  |  | MVA
|  |  |  | Real Power |  |  | MW
|  |  |  | Reactive Power |  |  | MVAr
|  |  |  | Capacitors In Service |  |  | MVAr
PF
| Zone Div: | Uncompensated |  | Reactive Power |  |  | MVAr
PF
| 0 | Compensated |  | Load (LV side) |  |  | Amps
|  |  |  | Apparent Power |  |  | MVA
|  |  |  | Real Power |  |  | MW
|  |  |  | Reactive Power |  |  | MVAr
|  |  |  | Capacitors In Service |  |  | MVAr
PF
| Zone Div: | Uncompensated |  | Reactive Power |  |  | MVAr
PF

## Graving Dock No 1 33_11kV
| Graving Dock No 1 33_11kV | [16 empty] | 2014 | WINTER
| Substation Total Loads | [33 empty] | Spots & Transfers Detail
| Historical Loads | (11kV Amps) | [7 empty] | Weather Corrected Forecast Loads |  |  |  | (11kV Amps) | [20 empty] | Spots & Transfers Summary | (11kV Amps) |  | Historical Spots & Transfers | [6 empty] | Forecast Spots & Transfers
|  | 2007 | 2008 | 2009 | 2010 | 2011 | 2012 | 2013 |  | 2014 | 2015 | 2016 | 2017 | 2018 | 2019 | 2020 | 2021 | 2022 | 2023 | 2024 | 2025 | 2026 | 2027 | 2028 | 2029 | 2030 | 2031 | 2032 | 2033 | 2034 | 2035 | 2036 | 2037 | 2038 |  |  |  | 2007 | 2008 | 2009 | 2010 | 2011 | 2012 | 2013 | 2014 | 2015 | 2016 | 2017 | 2018 | 2019 | 2020 | 2021 | 2022 | 2023 | 2024 | 2025 | 2026 | 2027 | 2028 | 2029 | 2030 | 2031 | 2032 | 2033 | 2034 | 2035 | 2036 | 2037 | 2038
| Total | 286 | 262 | 406 | 230 | 445 | 382 | 222 |  | 324 | 324 | 324 | 324 | 324 | 324 | 324 | 324 | 324 | 324 | 324 | 324 | 324 | 324 | 324 | 324 | 324 | 324 | 324 | 324 | 324 | 324 | 324 | 324 | 324 |  |  | Total | 0 | 0 | 0 | 0 | 0 | 0 | 0 | 0 | 0 | 0 | 0 | 0 | 0 | 0 | 0 | 0 | 0 | 0 | 0 | 0 | 0 | 0 | 0 | 0 | 0 | 0 | 0 | 0 | 0 | 0 | 0 | 0
| Firm Rating | 0 | 0 | 0 | 0 | 0 | 0 | 0 |  | 0 | 0 | 0 | 0 | 0 | 0 | 0 | 0 | 0 | 0 | 0 | 0 | 0 | 0 | 0 | 0 | 0 | 0 | 0 | 0 | 0 | 0 | 0 | 0 | 0
| Total Capacity | 0 | 0 | 0 | 0 | 0 | 0 | 1164 |  | 1164 | 1164 | 1164 | 1164 | 1164 | 1164 | 1164 | 1164 | 1164 | 1164 | 1164 | 1164 | 1164 | 1164 | 1164 | 1164 | 1164 | 1164 | 1164 | 1164 | 1164 | 1164 | 1164 | 1164 | 1164 |  |  | Graving Dock No 1 33_11kV Tx1 | 0 | 0 | 0 | 0 | 0 | 0 | 0 | 0 | 0 | 0 | 0 | 0 | 0 | 0 | 0 | 0 | 0 | 0 | 0 | 0 | 0 | 0 | 0 | 0 | 0 | 0 | 0 | 0 | 0 | 0 | 0 | 0
|  | -7 | -6 | -5 | -4 | -3 | -2 | -1 |  | 0 | 1 | 2 | 3 | 4 | 5 | 6 | 7 | 8 | 9 | 10 | 11 | 12 | 13 | 14 | 15 | 16 | 17 | 18 | 19 | 20 | 21 | 22 | 23 | 24 |  |  |  | 0 | 0 | 0 | 0 | 0 | 0 | 0 | 0 | 0 | 0 | 0 | 0 | 0 | 0 | 0 | 0 | 0 | 0 | 0 | 0 | 0 | 0 | 0 | 0 | 0 | 0 | 0 | 0 | 0 | 0 | 0 | 0
| Transformer Loads | [36 empty] | 0 | 0 | 0 | 0 | 0 | 0 | 0 | 0 | 0 | 0 | 0 | 0 | 0 | 0 | 0 | 0 | 0 | 0 | 0 | 0 | 0 | 0 | 0 | 0 | 0 | 0 | 0 | 0 | 0 | 0 | 0 | 0
| Historical Loads | (11kV Amps) | [7 empty] | Weather Corrected Forecast Loads |  |  |  | (11kV Amps) | [23 empty] | 0 | 0 | 0 | 0 | 0 | 0 | 0 | 0 | 0 | 0 | 0 | 0 | 0 | 0 | 0 | 0 | 0 | 0 | 0 | 0 | 0 | 0 | 0 | 0 | 0 | 0 | 0 | 0 | 0 | 0 | 0 | 0
|  | 2007 | 2008 | 2009 | 2010 | 2011 | 2012 | 2013 |  | 2014 | 2015 | 2016 | 2017 | 2018 | 2019 | 2020 | 2021 | 2022 | 2023 | 2024 | 2025 | 2026 | 2027 | 2028 | 2029 | 2030 | 2031 | 2032 | 2033 | 2034 | 2035 | 2036 | 2037 | 2038 |  |  |  | 0 | 0 | 0 | 0 | 0 | 0 | 0 | 0 | 0 | 0 | 0 | 0 | 0 | 0 | 0 | 0 | 0 | 0 | 0 | 0 | 0 | 0 | 0 | 0 | 0 | 0 | 0 | 0 | 0 | 0 | 0 | 0
| 0 | [36 empty] | 0 | 0 | 0 | 0 | 0 | 0 | 0 | 0 | 0 | 0 | 0 | 0 | 0 | 0 | 0 | 0 | 0 | 0 | 0 | 0 | 0 | 0 | 0 | 0 | 0 | 0 | 0 | 0 | 0 | 0 | 0 | 0
| Diversity Factor: 0 | [36 empty] | 0 | 0 | 0 | 0 | 0 | 0 | 0 | 0 | 0 | 0 | 0 | 0 | 0 | 0 | 0 | 0 | 0 | 0 | 0 | 0 | 0 | 0 | 0 | 0 | 0 | 0 | 0 | 0 | 0 | 0 | 0 | 0
[38 empty] | 0 | 0 | 0 | 0 | 0 | 0 | 0 | 0 | 0 | 0 | 0 | 0 | 0 | 0 | 0 | 0 | 0 | 0 | 0 | 0 | 0 | 0 | 0 | 0 | 0 | 0 | 0 | 0 | 0 | 0 | 0 | 0
[38 empty] | 0 | 0 | 0 | 0 | 0 | 0 | 0 | 0 | 0 | 0 | 0 | 0 | 0 | 0 | 0 | 0 | 0 | 0 | 0 | 0 | 0 | 0 | 0 | 0 | 0 | 0 | 0 | 0 | 0 | 0 | 0 | 0
| 0 | [36 empty] | 0 | 0 | 0 | 0 | 0 | 0 | 0 | 0 | 0 | 0 | 0 | 0 | 0 | 0 | 0 | 0 | 0 | 0 | 0 | 0 | 0 | 0 | 0 | 0 | 0 | 0 | 0 | 0 | 0 | 0 | 0 | 0
Diversity Factor: 0
[38 empty] | Historical Spots & Transfers | [6 empty] | Forecast Spots & Transfers
[35 empty] | Project Name | From | To | 2007 | 2008 | 2009 | 2010 | 2011 | 2012 | 2013 | 2014 | 2015 | 2016 | 2017 | 2018 | 2019 | 2020 | 2021 | 2022 | 2023 | 2024 | 2025 | 2026 | 2027 | 2028 | 2029 | 2030 | 2031 | 2032 | 2033 | 2034 | 2035 | 2036 | 2037 | 2038
| 0 | [33 empty] | Econometric |  | Graving Dock No 1 33_11kV Tx1 | 0 | 0 | 0 | 0 | 0 | 0 | 0 | 0 | 0 | 0 | 0 | 0 | 0 | 0 | 0 | 0 | 0 | 0 | 0 | 0 | 0 | 0 | 0 | 0 | 0 | 0 | 0 | 0 | 0 | 0 | 0 | 0
| Diversity Factor: 0 | [33 empty] | Energy Efficiency |  | Graving Dock No 1 33_11kV Tx1 | 0 | 0 | 0 | 0 | 0 | 0 | 0 | 0 | 0 | 0 | 0 | 0 | 0 | 0 | 0 | 0 | 0 | 0 | 0 | 0 | 0 | 0 | 0 | 0 | 0 | 0 | 0 | 0 | 0 | 0 | 0 | 0
[35 empty] | Solar PV |  | Graving Dock No 1 33_11kV Tx1 | 0 | 0 | 0 | 0 | 0 | 0 | 0 | 0 | 0 | 0 | 0 | 0 | 0 | 0 | 0 | 0 | 0 | 0 | 0 | 0 | 0 | 0 | 0 | 0 | 0 | 0 | 0 | 0 | 0 | 0 | 0 | 0
0
Diversity Factor: 0
0
Diversity Factor: 0
0
Diversity Factor: 0
0
Diversity Factor: 0
0
Diversity Factor: 0
0
Diversity Factor: 0
0
Diversity Factor: 0
| Weather Correction and Public Holiday Factors | [8 empty] | Forecast ROG
ROG Justification
| Actual loads for season 2013 have been weather corrected by the following: | [6 empty] | 0% |  | customer substation | [59 empty] | customer substation
1 | 2 | 3 | 4 | 5 | 6 | 7 | 8 | 9 | 10 | 2014 | 2015 | 2016 | 2017 | 2018 | 2019 | 2020 | 2021 | 2022 | 2023 | 2024 | 2025 | 2026 | 2027 | 2028 | 2029 | 2030 | 2031 | 2032 | 2033 | 2034 | 2035 | 2036 | 2037 | 2038
1 | 1 | 1 | 1 | 1 | 1 | 1 | 1 | 1 | 1 | 0% | 0% | 0% | 0% | 0% | 0% | 0% | 0% | 0% | 0% | 0% | 0% | 0% | 0% | 0% | 0% | 0% | 0% | 0% | 0% | 0% | 0% | 0% | 0% | 0%
Substation Load Detail
[7 empty] | Units | 2013 |  | 2014 | 2015 | 2016 | 2017 | 2018 | 2019 | 2020 | 2021 | 2022 | 2023 | 2024 | 2025 | 2026 | 2027 | 2028 | 2029 | 2030 | 2031 | 2032 | 2033 | 2034 | 2035 | 2036 | 2037 | 2038
1 | Graving Dock No 1 33_11kV | Compensated |  | Load (LV side) |  |  | Amps | 222 | 324 | 324 | 324 | 324 | 324 | 324 | 324 | 324 | 324 | 324 | 324 | 324 | 324 | 324 | 324 | 324 | 324 | 324 | 324 | 324 | 324 | 324 | 324 | 324 | 324 | 324
|  |  |  | Apparent Power |  |  | MVA | 4.2297 |  | 6.173 | 6.173 | 6.173 | 6.173 | 6.173 | 6.173 | 6.173 | 6.173 | 6.173 | 6.173 | 6.173 | 6.173 | 6.173 | 6.173 | 6.173 | 6.173 | 6.173 | 6.173 | 6.173 | 6.173 | 6.173 | 6.173 | 6.173 | 6.173 | 6.173
|  |  |  | Real Power |  |  | MW | 3.4683 | 5.0619 | 5.0619 | 5.0619 | 5.0619 | 5.0619 | 5.0619 | 5.0619 | 5.0619 | 5.0619 | 5.0619 | 5.0619 | 5.0619 | 5.0619 | 5.0619 | 5.0619 | 5.0619 | 5.0619 | 5.0619 | 5.0619 | 5.0619 | 5.0619 | 5.0619 | 5.0619 | 5.0619 | 5.0619 | 5.0619
|  |  |  | Reactive Power |  |  | MVAr | 2.4209 |  | 3.5332 | 3.5332 | 3.5332 | 3.5332 | 3.5332 | 3.5332 | 3.5332 | 3.5332 | 3.5332 | 3.5332 | 3.5332 | 3.5332 | 3.5332 | 3.5332 | 3.5332 | 3.5332 | 3.5332 | 3.5332 | 3.5332 | 3.5332 | 3.5332 | 3.5332 | 3.5332 | 3.5332 | 3.5332
|  |  |  | Capacitors In Service |  |  | MVAr | 0 |  | 0 | 0 | 0 | 0 | 0 | 0 | 0 | 0 | 0 | 0 | 0 | 0 | 0 | 0 | 0 | 0 | 0 | 0 | 0 | 0 | 0 | 0 | 0 | 0 | 0
|  |  |  | PF |  |  |  | 0.82 |  | 0.82 | 0.82 | 0.82 | 0.82 | 0.82 | 0.82 | 0.82 | 0.82 | 0.82 | 0.82 | 0.82 | 0.82 | 0.82 | 0.82 | 0.82 | 0.82 | 0.82 | 0.82 | 0.82 | 0.82 | 0.82 | 0.82 | 0.82 | 0.82 | 0.82
0.5909 | Diversity Factor: 0.59 | Uncompensated |  | Reactive Power |  |  | MVAr | 2.4209 | 3.5332 | 3.5332 | 3.5332 | 3.5332 | 3.5332 | 3.5332 | 3.5332 | 3.5332 | 3.5332 | 3.5332 | 3.5332 | 3.5332 | 3.5332 | 3.5332 | 3.5332 | 3.5332 | 3.5332 | 3.5332 | 3.5332 | 3.5332 | 3.5332 | 3.5332 | 3.5332 | 3.5332 | 3.5332 | 3.5332
|  |  |  | PF |  |  |  | 0.82 |  | 0.82 | 0.82 | 0.82 | 0.82 | 0.82 | 0.82 | 0.82 | 0.82 | 0.82 | 0.82 | 0.82 | 0.82 | 0.82 | 0.82 | 0.82 | 0.82 | 0.82 | 0.82 | 0.82 | 0.82 | 0.82 | 0.82 | 0.82 | 0.82 | 0.82
[10 empty] | 1 | 2 | 3 | 4 | 5 | 6 | 7 | 8 | 9 | 10 | 11 | 12 | 13 | 14 | 15 | 16 | 17 | 18 | 19 | 20 | 21 | 22 | 23 | 24 | 25
Transformer Load Detail
[7 empty] | Units | 2013 |  | 2014 | 2015 | 2016 | 2017 | 2018 | 2019 | 2020 | 2021 | 2022 | 2023 | 2024 | 2025 | 2026 | 2027 | 2028 | 2029 | 2030 | 2031 | 2032 | 2033 | 2034 | 2035 | 2036 | 2037 | 2038
| 0 | Compensated |  | Load (LV side) |  |  | Amps
|  |  |  | Apparent Power |  |  | MVA
|  |  |  | Real Power |  |  | MW
|  |  |  | Reactive Power |  |  | MVAr
|  |  |  | Capacitors In Service |  |  | MVAr
PF
| Zone Div: | Uncompensated |  | Reactive Power |  |  | MVAr
PF
| 0 | Compensated |  | Load (LV side) |  |  | Amps
|  |  |  | Apparent Power |  |  | MVA
|  |  |  | Real Power |  |  | MW
|  |  |  | Reactive Power |  |  | MVAr
|  |  |  | Capacitors In Service |  |  | MVAr
PF
| Zone Div: | Uncompensated |  | Reactive Power |  |  | MVAr
PF
| 0 | Compensated |  | Load (LV side) |  |  | Amps
|  |  |  | Apparent Power |  |  | MVA
|  |  |  | Real Power |  |  | MW
|  |  |  | Reactive Power |  |  | MVAr
|  |  |  | Capacitors In Service |  |  | MVAr
PF
| Zone Div: | Uncompensated |  | Reactive Power |  |  | MVAr
PF
| 0 | Compensated |  | Load (LV side) |  |  | Amps
|  |  |  | Apparent Power |  |  | MVA
|  |  |  | Real Power |  |  | MW
|  |  |  | Reactive Power |  |  | MVAr
|  |  |  | Capacitors In Service |  |  | MVAr
PF
| Zone Div: | Uncompensated |  | Reactive Power |  |  | MVAr
PF
| 0 | Compensated |  | Load (LV side) |  |  | Amps
|  |  |  | Apparent Power |  |  | MVA
|  |  |  | Real Power |  |  | MW
|  |  |  | Reactive Power |  |  | MVAr
|  |  |  | Capacitors In Service |  |  | MVAr
PF
| Zone Div: | Uncompensated |  | Reactive Power |  |  | MVAr
PF
| 0 | Compensated |  | Load (LV side) |  |  | Amps
|  |  |  | Apparent Power |  |  | MVA
|  |  |  | Real Power |  |  | MW
|  |  |  | Reactive Power |  |  | MVAr
|  |  |  | Capacitors In Service |  |  | MVAr
PF
| Zone Div: | Uncompensated |  | Reactive Power |  |  | MVAr
PF
| 0 | Compensated |  | Load (LV side) |  |  | Amps
|  |  |  | Apparent Power |  |  | MVA
|  |  |  | Real Power |  |  | MW
|  |  |  | Reactive Power |  |  | MVAr
|  |  |  | Capacitors In Service |  |  | MVAr
PF
| Zone Div: | Uncompensated |  | Reactive Power |  |  | MVAr
PF
| 0 | Compensated |  | Load (LV side) |  |  | Amps
|  |  |  | Apparent Power |  |  | MVA
|  |  |  | Real Power |  |  | MW
|  |  |  | Reactive Power |  |  | MVAr
|  |  |  | Capacitors In Service |  |  | MVAr
PF
| Zone Div: | Uncompensated |  | Reactive Power |  |  | MVAr
PF
| 0 | Compensated |  | Load (LV side) |  |  | Amps
|  |  |  | Apparent Power |  |  | MVA
|  |  |  | Real Power |  |  | MW
|  |  |  | Reactive Power |  |  | MVAr
|  |  |  | Capacitors In Service |  |  | MVAr
PF
| Zone Div: | Uncompensated |  | Reactive Power |  |  | MVAr
PF
| 0 | Compensated |  | Load (LV side) |  |  | Amps
|  |  |  | Apparent Power |  |  | MVA
|  |  |  | Real Power |  |  | MW
|  |  |  | Reactive Power |  |  | MVAr
|  |  |  | Capacitors In Service |  |  | MVAr
PF
| Zone Div: | Uncompensated |  | Reactive Power |  |  | MVAr
PF

## Graving Dock No 2 33_11kV
| Graving Dock No 2 33_11kV | [16 empty] | 2014 | WINTER
| Substation Total Loads | [33 empty] | Spots & Transfers Detail
| Historical Loads | (11kV Amps) | [7 empty] | Weather Corrected Forecast Loads |  |  |  | (11kV Amps) | [20 empty] | Spots & Transfers Summary | (11kV Amps) |  | Historical Spots & Transfers | [6 empty] | Forecast Spots & Transfers
|  | 2007 | 2008 | 2009 | 2010 | 2011 | 2012 | 2013 |  | 2014 | 2015 | 2016 | 2017 | 2018 | 2019 | 2020 | 2021 | 2022 | 2023 | 2024 | 2025 | 2026 | 2027 | 2028 | 2029 | 2030 | 2031 | 2032 | 2033 | 2034 | 2035 | 2036 | 2037 | 2038 |  |  |  | 2007 | 2008 | 2009 | 2010 | 2011 | 2012 | 2013 | 2014 | 2015 | 2016 | 2017 | 2018 | 2019 | 2020 | 2021 | 2022 | 2023 | 2024 | 2025 | 2026 | 2027 | 2028 | 2029 | 2030 | 2031 | 2032 | 2033 | 2034 | 2035 | 2036 | 2037 | 2038
| Total | 320 | 425 | 172 | 318 | 365 | 456 | 309 |  | 372 | 372 | 372 | 372 | 372 | 372 | 372 | 372 | 372 | 372 | 372 | 372 | 372 | 372 | 372 | 372 | 372 | 372 | 372 | 372 | 372 | 372 | 372 | 372 | 372 |  |  | Total | 0 | 0 | 0 | 0 | 0 | 0 | 0 | 0 | 0 | 0 | 0 | 0 | 0 | 0 | 0 | 0 | 0 | 0 | 0 | 0 | 0 | 0 | 0 | 0 | 0 | 0 | 0 | 0 | 0 | 0 | 0 | 0
| Firm Rating | 0 | 0 | 0 | 0 | 0 | 0 | 0 |  | 0 | 0 | 0 | 0 | 0 | 0 | 0 | 0 | 0 | 0 | 0 | 0 | 0 | 0 | 0 | 0 | 0 | 0 | 0 | 0 | 0 | 0 | 0 | 0 | 0
| Total Capacity | 0 | 0 | 0 | 0 | 0 | 0 | 1089 |  | 1089 | 1089 | 1089 | 1089 | 1089 | 1089 | 1089 | 1089 | 1089 | 1089 | 1089 | 1089 | 1089 | 1089 | 1089 | 1089 | 1089 | 1089 | 1089 | 1089 | 1089 | 1089 | 1089 | 1089 | 1089 |  |  | Graving Dock No 2 33_11kV Tx2 | 0 | 0 | 0 | 0 | 0 | 0 | 0 | 0 | 0 | 0 | 0 | 0 | 0 | 0 | 0 | 0 | 0 | 0 | 0 | 0 | 0 | 0 | 0 | 0 | 0 | 0 | 0 | 0 | 0 | 0 | 0 | 0
|  | -7 | -6 | -5 | -4 | -3 | -2 | -1 |  | 0 | 1 | 2 | 3 | 4 | 5 | 6 | 7 | 8 | 9 | 10 | 11 | 12 | 13 | 14 | 15 | 16 | 17 | 18 | 19 | 20 | 21 | 22 | 23 | 24 |  |  |  | 0 | 0 | 0 | 0 | 0 | 0 | 0 | 0 | 0 | 0 | 0 | 0 | 0 | 0 | 0 | 0 | 0 | 0 | 0 | 0 | 0 | 0 | 0 | 0 | 0 | 0 | 0 | 0 | 0 | 0 | 0 | 0
| Transformer Loads | [36 empty] | 0 | 0 | 0 | 0 | 0 | 0 | 0 | 0 | 0 | 0 | 0 | 0 | 0 | 0 | 0 | 0 | 0 | 0 | 0 | 0 | 0 | 0 | 0 | 0 | 0 | 0 | 0 | 0 | 0 | 0 | 0 | 0
| Historical Loads | (11kV Amps) | [7 empty] | Weather Corrected Forecast Loads |  |  |  | (11kV Amps) | [23 empty] | 0 | 0 | 0 | 0 | 0 | 0 | 0 | 0 | 0 | 0 | 0 | 0 | 0 | 0 | 0 | 0 | 0 | 0 | 0 | 0 | 0 | 0 | 0 | 0 | 0 | 0 | 0 | 0 | 0 | 0 | 0 | 0
|  | 2007 | 2008 | 2009 | 2010 | 2011 | 2012 | 2013 |  | 2014 | 2015 | 2016 | 2017 | 2018 | 2019 | 2020 | 2021 | 2022 | 2023 | 2024 | 2025 | 2026 | 2027 | 2028 | 2029 | 2030 | 2031 | 2032 | 2033 | 2034 | 2035 | 2036 | 2037 | 2038 |  |  |  | 0 | 0 | 0 | 0 | 0 | 0 | 0 | 0 | 0 | 0 | 0 | 0 | 0 | 0 | 0 | 0 | 0 | 0 | 0 | 0 | 0 | 0 | 0 | 0 | 0 | 0 | 0 | 0 | 0 | 0 | 0 | 0
| 0 | [36 empty] | 0 | 0 | 0 | 0 | 0 | 0 | 0 | 0 | 0 | 0 | 0 | 0 | 0 | 0 | 0 | 0 | 0 | 0 | 0 | 0 | 0 | 0 | 0 | 0 | 0 | 0 | 0 | 0 | 0 | 0 | 0 | 0
| Diversity Factor: 0 | [36 empty] | 0 | 0 | 0 | 0 | 0 | 0 | 0 | 0 | 0 | 0 | 0 | 0 | 0 | 0 | 0 | 0 | 0 | 0 | 0 | 0 | 0 | 0 | 0 | 0 | 0 | 0 | 0 | 0 | 0 | 0 | 0 | 0
[38 empty] | 0 | 0 | 0 | 0 | 0 | 0 | 0 | 0 | 0 | 0 | 0 | 0 | 0 | 0 | 0 | 0 | 0 | 0 | 0 | 0 | 0 | 0 | 0 | 0 | 0 | 0 | 0 | 0 | 0 | 0 | 0 | 0
[38 empty] | 0 | 0 | 0 | 0 | 0 | 0 | 0 | 0 | 0 | 0 | 0 | 0 | 0 | 0 | 0 | 0 | 0 | 0 | 0 | 0 | 0 | 0 | 0 | 0 | 0 | 0 | 0 | 0 | 0 | 0 | 0 | 0
| 0 | [36 empty] | 0 | 0 | 0 | 0 | 0 | 0 | 0 | 0 | 0 | 0 | 0 | 0 | 0 | 0 | 0 | 0 | 0 | 0 | 0 | 0 | 0 | 0 | 0 | 0 | 0 | 0 | 0 | 0 | 0 | 0 | 0 | 0
Diversity Factor: 0
[38 empty] | Historical Spots & Transfers | [6 empty] | Forecast Spots & Transfers
[35 empty] | Project Name | From | To | 2007 | 2008 | 2009 | 2010 | 2011 | 2012 | 2013 | 2014 | 2015 | 2016 | 2017 | 2018 | 2019 | 2020 | 2021 | 2022 | 2023 | 2024 | 2025 | 2026 | 2027 | 2028 | 2029 | 2030 | 2031 | 2032 | 2033 | 2034 | 2035 | 2036 | 2037 | 2038
| 0 | [33 empty] | Econometric |  | Graving Dock No 2 33_11kV Tx2 | 0 | 0 | 0 | 0 | 0 | 0 | 0 | 0 | 0 | 0 | 0 | 0 | 0 | 0 | 0 | 0 | 0 | 0 | 0 | 0 | 0 | 0 | 0 | 0 | 0 | 0 | 0 | 0 | 0 | 0 | 0 | 0
| Diversity Factor: 0 | [33 empty] | Energy Efficiency |  | Graving Dock No 2 33_11kV Tx2 | 0 | 0 | 0 | 0 | 0 | 0 | 0 | 0 | 0 | 0 | 0 | 0 | 0 | 0 | 0 | 0 | 0 | 0 | 0 | 0 | 0 | 0 | 0 | 0 | 0 | 0 | 0 | 0 | 0 | 0 | 0 | 0
[35 empty] | Solar PV |  | Graving Dock No 2 33_11kV Tx2 | 0 | 0 | 0 | 0 | 0 | 0 | 0 | 0 | 0 | 0 | 0 | 0 | 0 | 0 | 0 | 0 | 0 | 0 | 0 | 0 | 0 | 0 | 0 | 0 | 0 | 0 | 0 | 0 | 0 | 0 | 0 | 0
0
Diversity Factor: 0
0
Diversity Factor: 0
0
Diversity Factor: 0
0
Diversity Factor: 0
0
Diversity Factor: 0
0
Diversity Factor: 0
0
Diversity Factor: 0
| Weather Correction and Public Holiday Factors | [8 empty] | Forecast ROG
ROG Justification
| Actual loads for season 2013 have been weather corrected by the following: | [6 empty] | 0% |  | customer substation | [59 empty] | customer substation
1 | 2 | 3 | 4 | 5 | 6 | 7 | 8 | 9 | 10 | 2014 | 2015 | 2016 | 2017 | 2018 | 2019 | 2020 | 2021 | 2022 | 2023 | 2024 | 2025 | 2026 | 2027 | 2028 | 2029 | 2030 | 2031 | 2032 | 2033 | 2034 | 2035 | 2036 | 2037 | 2038
1 | 1 | 1 | 1 | 1 | 1 | 1 | 1 | 1 | 1 | 0% | 0% | 0% | 0% | 0% | 0% | 0% | 0% | 0% | 0% | 0% | 0% | 0% | 0% | 0% | 0% | 0% | 0% | 0% | 0% | 0% | 0% | 0% | 0% | 0%
Substation Load Detail
[7 empty] | Units | 2013 |  | 2014 | 2015 | 2016 | 2017 | 2018 | 2019 | 2020 | 2021 | 2022 | 2023 | 2024 | 2025 | 2026 | 2027 | 2028 | 2029 | 2030 | 2031 | 2032 | 2033 | 2034 | 2035 | 2036 | 2037 | 2038
1 | Graving Dock No 2 33_11kV | Compensated |  | Load (LV side) |  |  | Amps | 309 | 372 | 372 | 372 | 372 | 372 | 372 | 372 | 372 | 372 | 372 | 372 | 372 | 372 | 372 | 372 | 372 | 372 | 372 | 372 | 372 | 372 | 372 | 372 | 372 | 372 | 372
|  |  |  | Apparent Power |  |  | MVA | 5.8872 |  | 7.0876 | 7.0876 | 7.0876 | 7.0876 | 7.0876 | 7.0876 | 7.0876 | 7.0876 | 7.0876 | 7.0876 | 7.0876 | 7.0876 | 7.0876 | 7.0876 | 7.0876 | 7.0876 | 7.0876 | 7.0876 | 7.0876 | 7.0876 | 7.0876 | 7.0876 | 7.0876 | 7.0876 | 7.0876
|  |  |  | Real Power |  |  | MW | 5.534 | 6.6623 | 6.6623 | 6.6623 | 6.6623 | 6.6623 | 6.6623 | 6.6623 | 6.6623 | 6.6623 | 6.6623 | 6.6623 | 6.6623 | 6.6623 | 6.6623 | 6.6623 | 6.6623 | 6.6623 | 6.6623 | 6.6623 | 6.6623 | 6.6623 | 6.6623 | 6.6623 | 6.6623 | 6.6623 | 6.6623
|  |  |  | Reactive Power |  |  | MVAr | 2.0086 |  | 2.4181 | 2.4181 | 2.4181 | 2.4181 | 2.4181 | 2.4181 | 2.4181 | 2.4181 | 2.4181 | 2.4181 | 2.4181 | 2.4181 | 2.4181 | 2.4181 | 2.4181 | 2.4181 | 2.4181 | 2.4181 | 2.4181 | 2.4181 | 2.4181 | 2.4181 | 2.4181 | 2.4181 | 2.4181
|  |  |  | Capacitors In Service |  |  | MVAr | 0 |  | 0 | 0 | 0 | 0 | 0 | 0 | 0 | 0 | 0 | 0 | 0 | 0 | 0 | 0 | 0 | 0 | 0 | 0 | 0 | 0 | 0 | 0 | 0 | 0 | 0
|  |  |  | PF |  |  |  | 0.94 |  | 0.94 | 0.94 | 0.94 | 0.94 | 0.94 | 0.94 | 0.94 | 0.94 | 0.94 | 0.94 | 0.94 | 0.94 | 0.94 | 0.94 | 0.94 | 0.94 | 0.94 | 0.94 | 0.94 | 0.94 | 0.94 | 0.94 | 0.94 | 0.94 | 0.94
0.51859 | Diversity Factor: 0.52 | Uncompensated |  | Reactive Power |  |  | MVAr | 2.0086 | 2.4181 | 2.4181 | 2.4181 | 2.4181 | 2.4181 | 2.4181 | 2.4181 | 2.4181 | 2.4181 | 2.4181 | 2.4181 | 2.4181 | 2.4181 | 2.4181 | 2.4181 | 2.4181 | 2.4181 | 2.4181 | 2.4181 | 2.4181 | 2.4181 | 2.4181 | 2.4181 | 2.4181 | 2.4181 | 2.4181
|  |  |  | PF |  |  |  | 0.94 |  | 0.94 | 0.94 | 0.94 | 0.94 | 0.94 | 0.94 | 0.94 | 0.94 | 0.94 | 0.94 | 0.94 | 0.94 | 0.94 | 0.94 | 0.94 | 0.94 | 0.94 | 0.94 | 0.94 | 0.94 | 0.94 | 0.94 | 0.94 | 0.94 | 0.94
[10 empty] | 1 | 2 | 3 | 4 | 5 | 6 | 7 | 8 | 9 | 10 | 11 | 12 | 13 | 14 | 15 | 16 | 17 | 18 | 19 | 20 | 21 | 22 | 23 | 24 | 25
Transformer Load Detail
[7 empty] | Units | 2013 |  | 2014 | 2015 | 2016 | 2017 | 2018 | 2019 | 2020 | 2021 | 2022 | 2023 | 2024 | 2025 | 2026 | 2027 | 2028 | 2029 | 2030 | 2031 | 2032 | 2033 | 2034 | 2035 | 2036 | 2037 | 2038
| 0 | Compensated |  | Load (LV side) |  |  | Amps
|  |  |  | Apparent Power |  |  | MVA
|  |  |  | Real Power |  |  | MW
|  |  |  | Reactive Power |  |  | MVAr
|  |  |  | Capacitors In Service |  |  | MVAr
PF
| Zone Div: | Uncompensated |  | Reactive Power |  |  | MVAr
PF
| 0 | Compensated |  | Load (LV side) |  |  | Amps
|  |  |  | Apparent Power |  |  | MVA
|  |  |  | Real Power |  |  | MW
|  |  |  | Reactive Power |  |  | MVAr
|  |  |  | Capacitors In Service |  |  | MVAr
PF
| Zone Div: | Uncompensated |  | Reactive Power |  |  | MVAr
PF
| 0 | Compensated |  | Load (LV side) |  |  | Amps
|  |  |  | Apparent Power |  |  | MVA
|  |  |  | Real Power |  |  | MW
|  |  |  | Reactive Power |  |  | MVAr
|  |  |  | Capacitors In Service |  |  | MVAr
PF
| Zone Div: | Uncompensated |  | Reactive Power |  |  | MVAr
PF
| 0 | Compensated |  | Load (LV side) |  |  | Amps
|  |  |  | Apparent Power |  |  | MVA
|  |  |  | Real Power |  |  | MW
|  |  |  | Reactive Power |  |  | MVAr
|  |  |  | Capacitors In Service |  |  | MVAr
PF
| Zone Div: | Uncompensated |  | Reactive Power |  |  | MVAr
PF
| 0 | Compensated |  | Load (LV side) |  |  | Amps
|  |  |  | Apparent Power |  |  | MVA
|  |  |  | Real Power |  |  | MW
|  |  |  | Reactive Power |  |  | MVAr
|  |  |  | Capacitors In Service |  |  | MVAr
PF
| Zone Div: | Uncompensated |  | Reactive Power |  |  | MVAr
PF
| 0 | Compensated |  | Load (LV side) |  |  | Amps
|  |  |  | Apparent Power |  |  | MVA
|  |  |  | Real Power |  |  | MW
|  |  |  | Reactive Power |  |  | MVAr
|  |  |  | Capacitors In Service |  |  | MVAr
PF
| Zone Div: | Uncompensated |  | Reactive Power |  |  | MVAr
PF
| 0 | Compensated |  | Load (LV side) |  |  | Amps
|  |  |  | Apparent Power |  |  | MVA
|  |  |  | Real Power |  |  | MW
|  |  |  | Reactive Power |  |  | MVAr
|  |  |  | Capacitors In Service |  |  | MVAr
PF
| Zone Div: | Uncompensated |  | Reactive Power |  |  | MVAr
PF
| 0 | Compensated |  | Load (LV side) |  |  | Amps
|  |  |  | Apparent Power |  |  | MVA
|  |  |  | Real Power |  |  | MW
|  |  |  | Reactive Power |  |  | MVAr
|  |  |  | Capacitors In Service |  |  | MVAr
PF
| Zone Div: | Uncompensated |  | Reactive Power |  |  | MVAr
PF
| 0 | Compensated |  | Load (LV side) |  |  | Amps
|  |  |  | Apparent Power |  |  | MVA
|  |  |  | Real Power |  |  | MW
|  |  |  | Reactive Power |  |  | MVAr
|  |  |  | Capacitors In Service |  |  | MVAr
PF
| Zone Div: | Uncompensated |  | Reactive Power |  |  | MVAr
PF
| 0 | Compensated |  | Load (LV side) |  |  | Amps
|  |  |  | Apparent Power |  |  | MVA
|  |  |  | Real Power |  |  | MW
|  |  |  | Reactive Power |  |  | MVAr
|  |  |  | Capacitors In Service |  |  | MVAr
PF
| Zone Div: | Uncompensated |  | Reactive Power |  |  | MVAr
PF

## Green Square 132_11kV
| Green Square 132_11kV | [16 empty] | 2014 | WINTER
| Substation Total Loads | [33 empty] | Spots & Transfers Detail
| Historical Loads | (11kV Amps) | [7 empty] | Weather Corrected Forecast Loads |  |  |  | (11kV Amps) | [20 empty] | Spots & Transfers Summary | (11kV Amps) |  | Historical Spots & Transfers | [6 empty] | Forecast Spots & Transfers
|  | 2007 | 2008 | 2009 | 2010 | 2011 | 2012 | 2013 |  | 2014 | 2015 | 2016 | 2017 | 2018 | 2019 | 2020 | 2021 | 2022 | 2023 | 2024 | 2025 | 2026 | 2027 | 2028 | 2029 | 2030 | 2031 | 2032 | 2033 | 2034 | 2035 | 2036 | 2037 | 2038 |  |  |  | 2007 | 2008 | 2009 | 2010 | 2011 | 2012 | 2013 | 2014 | 2015 | 2016 | 2017 | 2018 | 2019 | 2020 | 2021 | 2022 | 2023 | 2024 | 2025 | 2026 | 2027 | 2028 | 2029 | 2030 | 2031 | 2032 | 2033 | 2034 | 2035 | 2036 | 2037 | 2038
| Total | 864 | 903 | 945 | 1403 | 1474 | 1492 | 1547 |  | 1652.638 | 1833.743 | 1770.243 | 1829.472 | 1894.47 | 1984.366 | 2088.974 | 2180.706 | 2271.34 | 2363.011 | 2450.782 | 2544.483 | 2638.695 | 2737.893 | 2839.989 | 2942.243 | 3044.085 | 3147.142 | 3251.428 | 3356.956 | 3463.741 | 3571.797 | 3681.138 | 3791.779 | 3903.735 |  |  | Total | 0 | 0 | 210 | 170 | 0 | 18 | 181 | -8.812 | 143.4948 | -94.006 | 44.5041 | 64.9982 | 89.8961 | 104.6072 | 91.7318 | 90.635 | 91.6708 | 87.7703 | 93.7014 | 94.2126 | 99.1979 | 102.0954 | 102.2541 | 101.8423 | 103.0571 | 104.2857 | 105.5283 | 106.7849 | 108.0558 | 109.3412 | 110.6411 | 111.9558
| Firm Rating | 0 | 0 | 0 | 0 | 0 | 0 | 6000 |  | 6000 | 6000 | 6000 | 6000 | 6000 | 6000 | 6000 | 6000 | 6000 | 6000 | 6000 | 6000 | 6000 | 6000 | 6000 | 6000 | 6000 | 6000 | 6000 | 6000 | 6000 | 6000 | 6000 | 6000 | 6000
| Total Capacity | 0 | 0 | 0 | 0 | 0 | 0 | 9000 |  | 9000 | 9000 | 9000 | 9000 | 9000 | 9000 | 9000 | 9000 | 9000 | 9000 | 9000 | 9000 | 9000 | 9000 | 9000 | 9000 | 9000 | 9000 | 9000 | 9000 | 9000 | 9000 | 9000 | 9000 | 9000 |  |  | Green Square 132_11kV Tx1 | 0 | 0 | 160 | 120 | 0 | 0 | -100 | -4.1304 | 71.0837 | 34.9968 | 20.8602 | 30.4663 | 42.1366 | 49.0321 | 42.9971 | 42.4829 | 42.9684 | 41.1402 | 43.9202 | 44.1598 | 46.4966 | 47.8547 | 47.9291 | 47.7361 | 48.3055 | 48.8814 | 49.4638 | 50.0528 | 50.6485 | 51.251 | 51.8603 | 52.4765
|  | -7 | -6 | -5 | -4 | -3 | -2 | -1 |  | 0 | 1 | 2 | 3 | 4 | 5 | 6 | 7 | 8 | 9 | 10 | 11 | 12 | 13 | 14 | 15 | 16 | 17 | 18 | 19 | 20 | 21 | 22 | 23 | 24 |  |  | Green Square 132_11kV Tx2 | 0 | 0 | 50 | 50 | 0 | -72 | -81 | -2.5746 | 113.0263 | 4.673 | 13.0028 | 18.9906 | 26.265 | 30.5631 | 26.8013 | 26.4809 | 26.7835 | 25.6439 | 27.3768 | 27.5261 | 28.9827 | 29.8293 | 29.8756 | 29.7553 | 30.1102 | 30.4692 | 30.8322 | 31.1994 | 31.5707 | 31.9463 | 32.3261 | 32.7102
| Transformer Loads | [35 empty] | Green Square 132_11kV Tx3 | 0 | 0 | 0 | 0 | 0 | 90 | 362 | -2.107 | -40.6152 | -133.6758 | 10.6411 | 15.5413 | 21.4945 | 25.012 | 21.9335 | 21.6712 | 21.9188 | 20.9862 | 22.4044 | 22.5266 | 23.7186 | 24.4114 | 24.4494 | 24.3509 | 24.6414 | 24.9351 | 25.2322 | 25.5327 | 25.8366 | 26.1439 | 26.4547 | 26.7691
| Historical Loads | (11kV Amps) | [7 empty] | Weather Corrected Forecast Loads |  |  |  | (11kV Amps) | [23 empty] | 0 | 0 | 0 | 0 | 0 | 0 | 0 | 0 | 0 | 0 | 0 | 0 | 0 | 0 | 0 | 0 | 0 | 0 | 0 | 0 | 0 | 0 | 0 | 0 | 0 | 0 | 0 | 0 | 0 | 0 | 0 | 0
|  | 2007 | 2008 | 2009 | 2010 | 2011 | 2012 | 2013 |  | 2014 | 2015 | 2016 | 2017 | 2018 | 2019 | 2020 | 2021 | 2022 | 2023 | 2024 | 2025 | 2026 | 2027 | 2028 | 2029 | 2030 | 2031 | 2032 | 2033 | 2034 | 2035 | 2036 | 2037 | 2038 |  |  |  | 0 | 0 | 0 | 0 | 0 | 0 | 0 | 0 | 0 | 0 | 0 | 0 | 0 | 0 | 0 | 0 | 0 | 0 | 0 | 0 | 0 | 0 | 0 | 0 | 0 | 0 | 0 | 0 | 0 | 0 | 0 | 0
| 0 | [36 empty] | 0 | 0 | 0 | 0 | 0 | 0 | 0 | 0 | 0 | 0 | 0 | 0 | 0 | 0 | 0 | 0 | 0 | 0 | 0 | 0 | 0 | 0 | 0 | 0 | 0 | 0 | 0 | 0 | 0 | 0 | 0 | 0
| Diversity Factor: 0 | [36 empty] | 0 | 0 | 0 | 0 | 0 | 0 | 0 | 0 | 0 | 0 | 0 | 0 | 0 | 0 | 0 | 0 | 0 | 0 | 0 | 0 | 0 | 0 | 0 | 0 | 0 | 0 | 0 | 0 | 0 | 0 | 0 | 0
[38 empty] | 0 | 0 | 0 | 0 | 0 | 0 | 0 | 0 | 0 | 0 | 0 | 0 | 0 | 0 | 0 | 0 | 0 | 0 | 0 | 0 | 0 | 0 | 0 | 0 | 0 | 0 | 0 | 0 | 0 | 0 | 0 | 0
[38 empty] | 0 | 0 | 0 | 0 | 0 | 0 | 0 | 0 | 0 | 0 | 0 | 0 | 0 | 0 | 0 | 0 | 0 | 0 | 0 | 0 | 0 | 0 | 0 | 0 | 0 | 0 | 0 | 0 | 0 | 0 | 0 | 0
| 0 | [36 empty] | 0 | 0 | 0 | 0 | 0 | 0 | 0 | 0 | 0 | 0 | 0 | 0 | 0 | 0 | 0 | 0 | 0 | 0 | 0 | 0 | 0 | 0 | 0 | 0 | 0 | 0 | 0 | 0 | 0 | 0 | 0 | 0
Diversity Factor: 0
[38 empty] | Historical Spots & Transfers | [6 empty] | Forecast Spots & Transfers
[35 empty] | Project Name | From | To | 2007 | 2008 | 2009 | 2010 | 2011 | 2012 | 2013 | 2014 | 2015 | 2016 | 2017 | 2018 | 2019 | 2020 | 2021 | 2022 | 2023 | 2024 | 2025 | 2026 | 2027 | 2028 | 2029 | 2030 | 2031 | 2032 | 2033 | 2034 | 2035 | 2036 | 2037 | 2038
| 0 | [33 empty] | Broad based demand management |  | Green Square 132_11kV Tx1 | 0 | 0 | 0 | 0 | 0 | 0 | 0 | 0 | -1.4225 | -1.805 | -1.3618 | -0.8464 | -0.81349 | 0 | 0 | 0 | 0 | 0 | 0 | 0 | 0 | 0 | 0 | 0 | 0 | 0 | 0 | 0 | 0 | 0 | 0 | 0
| Diversity Factor: 0 | [33 empty] | Broad based demand management |  | Green Square 132_11kV Tx2 | 0 | 0 | 0 | 0 | 0 | 0 | 0 | 0 | -0.8867 | -1.1251 | -0.84884 | -0.52759 | -0.50707 | 0 | 0 | 0 | 0 | 0 | 0 | 0 | 0 | 0 | 0 | 0 | 0 | 0 | 0 | 0 | 0 | 0 | 0 | 0
[35 empty] | Broad based demand management |  | Green Square 132_11kV Tx3 | 0 | 0 | 0 | 0 | 0 | 0 | 0 | 0 | -0.72565 | -0.92074 | -0.69467 | -0.43176 | -0.41497 | 0 | 0 | 0 | 0 | 0 | 0 | 0 | 0 | 0 | 0 | 0 | 0 | 0 | 0 | 0 | 0 | 0 | 0 | 0
[35 empty] | DNP_ID: 6196. 11kV works for the retirement of Alexandria Zone substation - Stage 1 | St Peters 132_11kV Tx1 | Green Square 132_11kV Tx1 | 0 | 0 | 160 | 0 | 0 | 0 | 0 | 0 | 0 | 0 | 0 | 0 | 0 | 0 | 0 | 0 | 0 | 0 | 0 | 0 | 0 | 0 | 0 | 0 | 0 | 0 | 0 | 0 | 0 | 0 | 0 | 0
| 0 | [33 empty] | DNP_ID: 6196. 11kV works for the retirement of Alexandria Zone substation - Stage 1 | St Peters 132_11kV Tx3 | Green Square 132_11kV Tx2 | 0 | 0 | 50 | 0 | 0 | 0 | 0 | 0 | 0 | 0 | 0 | 0 | 0 | 0 | 0 | 0 | 0 | 0 | 0 | 0 | 0 | 0 | 0 | 0 | 0 | 0 | 0 | 0 | 0 | 0 | 0 | 0
| Diversity Factor: 0 | [33 empty] | DNP_ID: 6273. 11kV Work for the retirement of Alexandria Zone Substation - Stage 2 | Alexandria 33_5kV Tx2 | Green Square 132_11kV Tx1 | 0 | 0 | 0 | 120 | 0 | 0 | 0 | 0 | 0 | 0 | 0 | 0 | 0 | 0 | 0 | 0 | 0 | 0 | 0 | 0 | 0 | 0 | 0 | 0 | 0 | 0 | 0 | 0 | 0 | 0 | 0 | 0
[35 empty] | DNP_ID: 6273. 11kV Work for the retirement of Alexandria Zone Substation - Stage 2 | Alexandria 33_5kV Tx2 | Green Square 132_11kV Tx2 | 0 | 0 | 0 | 50 | 0 | 0 | 0 | 0 | 0 | 0 | 0 | 0 | 0 | 0 | 0 | 0 | 0 | 0 | 0 | 0 | 0 | 0 | 0 | 0 | 0 | 0 | 0 | 0 | 0 | 0 | 0 | 0
[35 empty] | DNP_ID: 6952. Southern Zetland Zone Development | Green Square 132_11kV Tx1 | Green Square 132_11kV Tx3 | 0 | 0 | 0 | 0 | 0 | 0 | 100 | 0 | 0 | 0 | 0 | 0 | 0 | 0 | 0 | 0 | 0 | 0 | 0 | 0 | 0 | 0 | 0 | 0 | 0 | 0 | 0 | 0 | 0 | 0 | 0 | 0
| 0 | [33 empty] | DNP_ID: 6952. Southern Zetland Zone Development | Green Square 132_11kV Tx3 | Zetland 132_11kV Tx2 | 0 | 0 | 0 | 0 | 0 | 0 | 0 | 0 | 160 | 0 | 0 | 0 | 0 | 0 | 0 | 0 | 0 | 0 | 0 | 0 | 0 | 0 | 0 | 0 | 0 | 0 | 0 | 0 | 0 | 0 | 0 | 0
| Diversity Factor: 0 | [33 empty] | DNP_ID: 6952. Southern Zetland Zone Development | Zetland 132_11kV Tx3 | Green Square 132_11kV Tx2 | 0 | 0 | 0 | 0 | 0 | 0 | 0 | 0 | 60 | 0 | 0 | 0 | 0 | 0 | 0 | 0 | 0 | 0 | 0 | 0 | 0 | 0 | 0 | 0 | 0 | 0 | 0 | 0 | 0 | 0 | 0 | 0
[35 empty] | DNP_ID: 6952. Southern Zetland Zone Development | Zetland 132_11kV Tx4 | Green Square 132_11kV Tx2 | 0 | 0 | 0 | 0 | 0 | 0 | 0 | 0 | 55 | 0 | 0 | 0 | 0 | 0 | 0 | 0 | 0 | 0 | 0 | 0 | 0 | 0 | 0 | 0 | 0 | 0 | 0 | 0 | 0 | 0 | 0 | 0
[35 empty] | DNP_ID: 6952. Southern Zetland Zone Development | Zetland 132_11kV Tx4 | Green Square 132_11kV Tx3 | 0 | 0 | 0 | 0 | 0 | 0 | 145 | 0 | 0 | 0 | 0 | 0 | 0 | 0 | 0 | 0 | 0 | 0 | 0 | 0 | 0 | 0 | 0 | 0 | 0 | 0 | 0 | 0 | 0 | 0 | 0 | 0
| 0 | [33 empty] | HVCON_ID: 2010322. Equinix - SYD 4 - Customer Funded - Equinix, Aurecon Hatch, 47 Bourke Road, Alexandria .S.48417 Equinix Bourk |  | Green Square 132_11kV Tx3 | 0 | 0 | 0 | 0 | 0 | 90 | 117 | 0 | 0 | -137.5 | 0 | 0 | 0 | 0 | 0 | 0 | 0 | 0 | 0 | 0 | 0 | 0 | 0 | 0 | 0 | 0 | 0 | 0 | 0 | 0 | 0 | 0
| Diversity Factor: 0 | [33 empty] | HVCON_ID: 2010423. Customer Funded - Purchase & Installation into our network - S.8956, S.7758 & S.8336 & Decommission EA subs - F Hannan Properties, South Sydney Corp Park (North) - including Data Centre, 55-65 Doody Street, Alexandria -Su |  | Green Square 132_11kV Tx2 | 0 | 0 | 0 | 0 | 0 | -72 | -81 | 0 | 0 | 0 | 0 | 0 | 0 | 0 | 0 | 0 | 0 | 0 | 0 | 0 | 0 | 0 | 0 | 0 | 0 | 0 | 0 | 0 | 0 | 0 | 0 | 0
[35 empty] | HVCON_ID: 2011623. Establishment of 2 x Basement Chamber Substations x S.61182 Cooper South Dowling No 1; S.61183 Cooper South Dowling No 2, 893 Dowling Street, Zetland |  | Green Square 132_11kV Tx1 | 0 | 0 | 0 | 0 | 0 | 0 | 0 | 0 | 52.25 | 0 | 0 | 0 | 0 | 0 | 0 | 0 | 0 | 0 | 0 | 0 | 0 | 0 | 0 | 0 | 0 | 0 | 0 | 0 | 0 | 0 | 0 | 0
[35 empty] | HVCON_ID: 2013194. Establishment of HVC RM6 STAGE 2, CP63767 Bourke Huntley No.4 47 Bourke Rd Alexandria. Equinix Data Center |  | Green Square 132_11kV Tx3 | 0 | 0 | 0 | 0 | 0 | 0 | 0 | 0 | 121 | 0 | 0 | 0 | 0 | 0 | 0 | 0 | 0 | 0 | 0 | 0 | 0 | 0 | 0 | 0 | 0 | 0 | 0 | 0 | 0 | 0 | 0 | 0
| 0 | [33 empty] | HVCON_ID: 2013325. Establishment of 3TX BC S.64185 Wyndham Bourke and Decommission KE S.6181 Bourke O'Riordan, 296-298 Botany Rd, Alexandria (Emerald City) |  | Green Square 132_11kV Tx1 | 0 | 0 | 0 | 0 | 0 | 0 | 0 | 0 | 22 | 0 | 0 | 0 | 0 | 0 | 0 | 0 | 0 | 0 | 0 | 0 | 0 | 0 | 0 | 0 | 0 | 0 | 0 | 0 | 0 | 0 | 0 | 0
| Diversity Factor: 0 | [33 empty] | HVCON_ID: 2014046. Est customer S.64737 O’Riordan Reserve No.2 & S.64738 O’Riordan Reserve No.3 |  | Green Square 132_11kV Tx1 | 0 | 0 | 0 | 0 | 0 | 0 | 0 | 0 | 0 | 27.5 | 0 | 0 | 0 | 0 | 0 | 0 | 0 | 0 | 0 | 0 | 0 | 0 | 0 | 0 | 0 | 0 | 0 | 0 | 0 | 0 | 0 | 0
[35 empty] | Econometric |  | Green Square 132_11kV Tx1 | 0 | 0 | 0 | 0 | 0 | 0 | 0 | 0 | 0 | 14.4143 | 29.6452 | 42.595 | 54.1245 | 54.7387 | 45.2853 | 45.7997 | 46.32 | 46.8461 | 47.3783 | 47.9164 | 48.4607 | 49.0112 | 49.5679 | 50.1309 | 50.7003 | 51.2762 | 51.8586 | 52.4476 | 53.0433 | 53.6458 | 54.2551 | 54.8713
[35 empty] | Econometric |  | Green Square 132_11kV Tx2 | 0 | 0 | 0 | 0 | 0 | 0 | 0 | 0 | 0 | 8.9849 | 18.4787 | 26.5508 | 33.7374 | 34.1202 | 28.2277 | 28.5483 | 28.8726 | 29.2006 | 29.5323 | 29.8677 | 30.207 | 30.5501 | 30.8971 | 31.2481 | 31.603 | 31.962 | 32.325 | 32.6921 | 33.0635 | 33.439 | 33.8188 | 34.2029
| 0 | [33 empty] | Econometric |  | Green Square 132_11kV Tx3 | 0 | 0 | 0 | 0 | 0 | 0 | 0 | 0 | 0 | 7.3529 | 15.1225 | 21.7284 | 27.6097 | 27.923 | 23.1007 | 23.3631 | 23.6285 | 23.8969 | 24.1684 | 24.4429 | 24.7205 | 25.0013 | 25.2853 | 25.5725 | 25.863 | 26.1568 | 26.4539 | 26.7543 | 27.0582 | 27.3655 | 27.6764 | 27.9907
| Diversity Factor: 0 | [33 empty] | Energy Efficiency |  | Green Square 132_11kV Tx1 | 0 | 0 | 0 | 0 | 0 | 0 | 0 | -4.1304 | -1.7438 | -5.1125 | -7.4232 | -11.2823 | -11.1744 | -5.7066 | -2.2883 | -3.3168 | -3.3516 | -5.706 | -3.458 | -3.7566 | -1.9641 | -1.1565 | -1.6388 | -2.3948 | -2.3948 | -2.3948 | -2.3948 | -2.3948 | -2.3948 | -2.3948 | -2.3948 | -2.3948
[35 empty] | Energy Efficiency |  | Green Square 132_11kV Tx2 | 0 | 0 | 0 | 0 | 0 | 0 | 0 | -2.5746 | -1.087 | -3.1868 | -4.6271 | -7.0326 | -6.9653 | -3.5571 | -1.4263 | -2.0675 | -2.0891 | -3.5567 | -2.1555 | -2.3416 | -1.2243 | -0.72085 | -1.0215 | -1.4927 | -1.4927 | -1.4927 | -1.4927 | -1.4927 | -1.4927 | -1.4927 | -1.4927 | -1.4927
[35 empty] | Energy Efficiency |  | Green Square 132_11kV Tx3 | 0 | 0 | 0 | 0 | 0 | 0 | 0 | -2.107 | -0.88955 | -2.608 | -3.7867 | -5.7553 | -5.7002 | -2.911 | -1.1673 | -1.692 | -1.7097 | -2.9107 | -1.764 | -1.9163 | -1.0019 | -0.58992 | -0.83595 | -1.2216 | -1.2216 | -1.2216 | -1.2216 | -1.2216 | -1.2216 | -1.2216 | -1.2216 | -1.2216
| 0 | [33 empty] | Solar PV |  | Green Square 132_11kV Tx1 | 0 | 0 | 0 | 0 | 0 | 0 | 0 | 0 | 0 | 0 | 0 | 0 | 0 | 0 | 0 | 0 | 0 | 0 | 0 | 0 | 0 | 0 | 0 | 0 | 0 | 0 | 0 | 0 | 0 | 0 | 0 | 0
| Diversity Factor: 0 | [33 empty] | Solar PV |  | Green Square 132_11kV Tx2 | 0 | 0 | 0 | 0 | 0 | 0 | 0 | 0 | 0 | 0 | 0 | 0 | 0 | 0 | 0 | 0 | 0 | 0 | 0 | 0 | 0 | 0 | 0 | 0 | 0 | 0 | 0 | 0 | 0 | 0 | 0 | 0
[35 empty] | Solar PV |  | Green Square 132_11kV Tx3 | 0 | 0 | 0 | 0 | 0 | 0 | 0 | 0 | 0 | 0 | 0 | 0 | 0 | 0 | 0 | 0 | 0 | 0 | 0 | 0 | 0 | 0 | 0 | 0 | 0 | 0 | 0 | 0 | 0 | 0 | 0 | 0
0
Diversity Factor: 0
| Weather Correction and Public Holiday Factors | [8 empty] | Forecast ROG
ROG Justification
| Actual loads for season 2013 have been weather corrected by the following: | [6 empty] | -0.02204% |  | 7 year ROG ok | [59 empty] | 7 year ROG ok
1 | 2 | 3 | 4 | 5 | 6 | 7 | 8 | 9 | 10 | 2014 | 2015 | 2016 | 2017 | 2018 | 2019 | 2020 | 2021 | 2022 | 2023 | 2024 | 2025 | 2026 | 2027 | 2028 | 2029 | 2030 | 2031 | 2032 | 2033 | 2034 | 2035 | 2036 | 2037 | 2038
1.025 | 1.0505 | 1.068 | 1.0769 | 1.0769 | 1.0769 | 1.0769 | 1.0769 | 1.0769 | 1.0769 | 2.495% | 2.495% | 1.664% | 0.8318% | 0% | 0% | 0% | 0% | 0% | 0% | 0% | 0% | 0% | 0% | 0% | 0% | 0% | 0% | 0% | 0% | 0% | 0% | 0% | 0% | 0%
Substation Load Detail
[7 empty] | Units | 2013 |  | 2014 | 2015 | 2016 | 2017 | 2018 | 2019 | 2020 | 2021 | 2022 | 2023 | 2024 | 2025 | 2026 | 2027 | 2028 | 2029 | 2030 | 2031 | 2032 | 2033 | 2034 | 2035 | 2036 | 2037 | 2038
1 | Green Square 132_11kV | Compensated |  | Load (LV side) |  |  | Amps | 1547 | 1621 | 1652.638 | 1833.743 | 1770.243 | 1829.472 | 1894.47 | 1984.366 | 2088.974 | 2180.706 | 2271.34 | 2363.011 | 2450.782 | 2544.483 | 2638.695 | 2737.893 | 2839.989 | 2942.243 | 3044.085 | 3147.142 | 3251.428 | 3356.956 | 3463.741 | 3571.797 | 3681.138 | 3791.779 | 3903.735
|  |  |  | Apparent Power |  |  | MVA | 29.4743 |  | 31.487 | 34.9375 | 33.7277 | 34.8561 | 36.0945 | 37.8073 | 39.8003 | 41.548 | 43.2749 | 45.0214 | 46.6937 | 48.4789 | 50.2739 | 52.1639 | 54.1091 | 56.0573 | 57.9976 | 59.9611 | 61.948 | 63.9586 | 65.9931 | 68.0519 | 70.1351 | 72.2431 | 74.3761
|  |  |  | Real Power |  |  | MW | 23.7374 | 24.8728 | 25.3583 | 28.4676 | 27.4818 | 28.4013 | 29.4104 | 30.8059 | 32.4299 | 33.854 | 35.261 | 36.6841 | 38.0467 | 39.5014 | 40.9639 | 42.5039 | 44.0889 | 45.6763 | 47.2574 | 48.8572 | 50.4762 | 52.1145 | 53.7722 | 55.4497 | 57.1472 | 58.8648 | 60.6028
|  |  |  | Reactive Power |  |  | MVAr | 17.4721 |  | 18.6652 | 20.254 | 19.5526 | 20.2068 | 20.9247 | 21.9176 | 23.073 | 24.0862 | 25.0873 | 26.0998 | 27.0693 | 28.1042 | 29.1448 | 30.2405 | 31.3681 | 32.4975 | 33.6224 | 34.7607 | 35.9126 | 37.0781 | 38.2576 | 39.4511 | 40.6588 | 41.8808 | 43.1174
|  |  |  | Capacitors In Service |  |  | MVAr | 0 |  | 0 | 0 | 0 | 0 | 0 | 0 | 0 | 0 | 0 | 0 | 0 | 0 | 0 | 0 | 0 | 0 | 0 | 0 | 0 | 0 | 0 | 0 | 0 | 0 | 0
|  |  |  | PF |  |  |  | 0.80536 |  | 0.80536 | 0.81481 | 0.81481 | 0.81481 | 0.81481 | 0.81481 | 0.81481 | 0.81481 | 0.81481 | 0.81481 | 0.81481 | 0.81481 | 0.81481 | 0.81481 | 0.81481 | 0.81481 | 0.81481 | 0.81481 | 0.81481 | 0.81481 | 0.81481 | 0.81481 | 0.81481 | 0.81481 | 0.81481
0.73094 | Diversity Factor: 0.73 | Uncompensated |  | Reactive Power |  |  | MVAr | 17.4721 | 18.3078 | 18.6652 | 20.254 | 19.5526 | 20.2068 | 20.9247 | 21.9176 | 23.073 | 24.0862 | 25.0873 | 26.0998 | 27.0693 | 28.1042 | 29.1448 | 30.2405 | 31.3681 | 32.4975 | 33.6224 | 34.7607 | 35.9126 | 37.0781 | 38.2576 | 39.4511 | 40.6588 | 41.8808 | 43.1174
|  |  |  | PF |  |  |  | 0.80536 |  | 0.80536 | 0.81481 | 0.81481 | 0.81481 | 0.81481 | 0.81481 | 0.81481 | 0.81481 | 0.81481 | 0.81481 | 0.81481 | 0.81481 | 0.81481 | 0.81481 | 0.81481 | 0.81481 | 0.81481 | 0.81481 | 0.81481 | 0.81481 | 0.81481 | 0.81481 | 0.81481 | 0.81481 | 0.81481
[10 empty] | 1 | 2 | 3 | 4 | 5 | 6 | 7 | 8 | 9 | 10 | 11 | 12 | 13 | 14 | 15 | 16 | 17 | 18 | 19 | 20 | 21 | 22 | 23 | 24 | 25
Transformer Load Detail
[7 empty] | Units | 2013 |  | 2014 | 2015 | 2016 | 2017 | 2018 | 2019 | 2020 | 2021 | 2022 | 2023 | 2024 | 2025 | 2026 | 2027 | 2028 | 2029 | 2030 | 2031 | 2032 | 2033 | 2034 | 2035 | 2036 | 2037 | 2038
| 0 | Compensated |  | Load (LV side) |  |  | Amps
|  |  |  | Apparent Power |  |  | MVA
|  |  |  | Real Power |  |  | MW
|  |  |  | Reactive Power |  |  | MVAr
|  |  |  | Capacitors In Service |  |  | MVAr
PF
| Zone Div: | Uncompensated |  | Reactive Power |  |  | MVAr
PF
| 0 | Compensated |  | Load (LV side) |  |  | Amps
|  |  |  | Apparent Power |  |  | MVA
|  |  |  | Real Power |  |  | MW
|  |  |  | Reactive Power |  |  | MVAr
|  |  |  | Capacitors In Service |  |  | MVAr
PF
| Zone Div: | Uncompensated |  | Reactive Power |  |  | MVAr
PF
| 0 | Compensated |  | Load (LV side) |  |  | Amps
|  |  |  | Apparent Power |  |  | MVA
|  |  |  | Real Power |  |  | MW
|  |  |  | Reactive Power |  |  | MVAr
|  |  |  | Capacitors In Service |  |  | MVAr
PF
| Zone Div: | Uncompensated |  | Reactive Power |  |  | MVAr
PF
| 0 | Compensated |  | Load (LV side) |  |  | Amps
|  |  |  | Apparent Power |  |  | MVA
|  |  |  | Real Power |  |  | MW
|  |  |  | Reactive Power |  |  | MVAr
|  |  |  | Capacitors In Service |  |  | MVAr
PF
| Zone Div: | Uncompensated |  | Reactive Power |  |  | MVAr
PF
| 0 | Compensated |  | Load (LV side) |  |  | Amps
|  |  |  | Apparent Power |  |  | MVA
|  |  |  | Real Power |  |  | MW
|  |  |  | Reactive Power |  |  | MVAr
|  |  |  | Capacitors In Service |  |  | MVAr
PF
| Zone Div: | Uncompensated |  | Reactive Power |  |  | MVAr
PF
| 0 | Compensated |  | Load (LV side) |  |  | Amps
|  |  |  | Apparent Power |  |  | MVA
|  |  |  | Real Power |  |  | MW
|  |  |  | Reactive Power |  |  | MVAr
|  |  |  | Capacitors In Service |  |  | MVAr
PF
| Zone Div: | Uncompensated |  | Reactive Power |  |  | MVAr
PF
| 0 | Compensated |  | Load (LV side) |  |  | Amps
|  |  |  | Apparent Power |  |  | MVA
|  |  |  | Real Power |  |  | MW
|  |  |  | Reactive Power |  |  | MVAr
|  |  |  | Capacitors In Service |  |  | MVAr
PF
| Zone Div: | Uncompensated |  | Reactive Power |  |  | MVAr
PF
| 0 | Compensated |  | Load (LV side) |  |  | Amps
|  |  |  | Apparent Power |  |  | MVA
|  |  |  | Real Power |  |  | MW
|  |  |  | Reactive Power |  |  | MVAr
|  |  |  | Capacitors In Service |  |  | MVAr
PF
| Zone Div: | Uncompensated |  | Reactive Power |  |  | MVAr
PF
| 0 | Compensated |  | Load (LV side) |  |  | Amps
|  |  |  | Apparent Power |  |  | MVA
|  |  |  | Real Power |  |  | MW
|  |  |  | Reactive Power |  |  | MVAr
|  |  |  | Capacitors In Service |  |  | MVAr
PF
| Zone Div: | Uncompensated |  | Reactive Power |  |  | MVAr
PF
| 0 | Compensated |  | Load (LV side) |  |  | Amps
|  |  |  | Apparent Power |  |  | MVA
|  |  |  | Real Power |  |  | MW
|  |  |  | Reactive Power |  |  | MVAr
|  |  |  | Capacitors In Service |  |  | MVAr
PF
| Zone Div: | Uncompensated |  | Reactive Power |  |  | MVAr
PF

## Customer21
| Customer21 | [16 empty] | 2014 | WINTER
| Substation Total Loads | [33 empty] | Spots & Transfers Detail
| Historical Loads | (33kV Amps) | [7 empty] | Weather Corrected Forecast Loads |  |  |  | (33kV Amps) | [20 empty] | Spots & Transfers Summary | (33kV Amps) |  | Historical Spots & Transfers | [6 empty] | Forecast Spots & Transfers
|  | 2007 | 2008 | 2009 | 2010 | 2011 | 2012 | 2013 |  | 2014 | 2015 | 2016 | 2017 | 2018 | 2019 | 2020 | 2021 | 2022 | 2023 | 2024 | 2025 | 2026 | 2027 | 2028 | 2029 | 2030 | 2031 | 2032 | 2033 | 2034 | 2035 | 2036 | 2037 | 2038 |  |  |  | 2007 | 2008 | 2009 | 2010 | 2011 | 2012 | 2013 | 2014 | 2015 | 2016 | 2017 | 2018 | 2019 | 2020 | 2021 | 2022 | 2023 | 2024 | 2025 | 2026 | 2027 | 2028 | 2029 | 2030 | 2031 | 2032 | 2033 | 2034 | 2035 | 2036 | 2037 | 2038
| Total |  |  |  |  | 215 | 188 | 194 |  | 194 | 194 | 194 | 194 | 194 | 194 | 194 | 194 | 194 | 194 | 194 | 194 | 194 | 194 | 194 | 194 | 194 | 194 | 194 | 194 | 194 | 194 | 194 | 194 | 194 |  |  | Total
Firm Rating
| Total Capacity | [36 empty] | 0 | 0 | 0 | 0 | 0 | 0 | 0 | 0 | 0 | 0 | 0 | 0 | 0 | 0 | 0 | 0 | 0 | 0 | 0 | 0 | 0 | 0 | 0 | 0 | 0 | 0 | 0 | 0 | 0 | 0 | 0 | 0
|  | -7 | -6 | -5 | -4 | -3 | -2 | -1 |  | 0 | 1 | 2 | 3 | 4 | 5 | 6 | 7 | 8 | 9 | 10 | 11 | 12 | 13 | 14 | 15 | 16 | 17 | 18 | 19 | 20 | 21 | 22 | 23 | 24 |  |  |  | 0 | 0 | 0 | 0 | 0 | 0 | 0 | 0 | 0 | 0 | 0 | 0 | 0 | 0 | 0 | 0 | 0 | 0 | 0 | 0 | 0 | 0 | 0 | 0 | 0 | 0 | 0 | 0 | 0 | 0 | 0 | 0
| Transformer Loads | [36 empty] | 0 | 0 | 0 | 0 | 0 | 0 | 0 | 0 | 0 | 0 | 0 | 0 | 0 | 0 | 0 | 0 | 0 | 0 | 0 | 0 | 0 | 0 | 0 | 0 | 0 | 0 | 0 | 0 | 0 | 0 | 0 | 0
| Historical Loads | (33kV Amps) | [7 empty] | Weather Corrected Forecast Loads |  |  |  | (33kV Amps) | [23 empty] | 0 | 0 | 0 | 0 | 0 | 0 | 0 | 0 | 0 | 0 | 0 | 0 | 0 | 0 | 0 | 0 | 0 | 0 | 0 | 0 | 0 | 0 | 0 | 0 | 0 | 0 | 0 | 0 | 0 | 0 | 0 | 0
|  | 2007 | 2008 | 2009 | 2010 | 2011 | 2012 | 2013 |  | 2014 | 2015 | 2016 | 2017 | 2018 | 2019 | 2020 | 2021 | 2022 | 2023 | 2024 | 2025 | 2026 | 2027 | 2028 | 2029 | 2030 | 2031 | 2032 | 2033 | 2034 | 2035 | 2036 | 2037 | 2038 |  |  |  | 0 | 0 | 0 | 0 | 0 | 0 | 0 | 0 | 0 | 0 | 0 | 0 | 0 | 0 | 0 | 0 | 0 | 0 | 0 | 0 | 0 | 0 | 0 | 0 | 0 | 0 | 0 | 0 | 0 | 0 | 0 | 0
| 0 | [36 empty] | 0 | 0 | 0 | 0 | 0 | 0 | 0 | 0 | 0 | 0 | 0 | 0 | 0 | 0 | 0 | 0 | 0 | 0 | 0 | 0 | 0 | 0 | 0 | 0 | 0 | 0 | 0 | 0 | 0 | 0 | 0 | 0
| Diversity Factor: 0 | [36 empty] | 0 | 0 | 0 | 0 | 0 | 0 | 0 | 0 | 0 | 0 | 0 | 0 | 0 | 0 | 0 | 0 | 0 | 0 | 0 | 0 | 0 | 0 | 0 | 0 | 0 | 0 | 0 | 0 | 0 | 0 | 0 | 0
[38 empty] | 0 | 0 | 0 | 0 | 0 | 0 | 0 | 0 | 0 | 0 | 0 | 0 | 0 | 0 | 0 | 0 | 0 | 0 | 0 | 0 | 0 | 0 | 0 | 0 | 0 | 0 | 0 | 0 | 0 | 0 | 0 | 0
[38 empty] | 0 | 0 | 0 | 0 | 0 | 0 | 0 | 0 | 0 | 0 | 0 | 0 | 0 | 0 | 0 | 0 | 0 | 0 | 0 | 0 | 0 | 0 | 0 | 0 | 0 | 0 | 0 | 0 | 0 | 0 | 0 | 0
| 0 | [36 empty] | 0 | 0 | 0 | 0 | 0 | 0 | 0 | 0 | 0 | 0 | 0 | 0 | 0 | 0 | 0 | 0 | 0 | 0 | 0 | 0 | 0 | 0 | 0 | 0 | 0 | 0 | 0 | 0 | 0 | 0 | 0 | 0
Diversity Factor: 0
[38 empty] | Historical Spots & Transfers | [6 empty] | Forecast Spots & Transfers
[35 empty] | Project Name | From | To | 2007 | 2008 | 2009 | 2010 | 2011 | 2012 | 2013 | 2014 | 2015 | 2016 | 2017 | 2018 | 2019 | 2020 | 2021 | 2022 | 2023 | 2024 | 2025 | 2026 | 2027 | 2028 | 2029 | 2030 | 2031 | 2032 | 2033 | 2034 | 2035 | 2036 | 2037 | 2038
0
Diversity Factor: 0
0
Diversity Factor: 0
0
Diversity Factor: 0
0
Diversity Factor: 0
0
Diversity Factor: 0
0
Diversity Factor: 0
0
Diversity Factor: 0
0
Diversity Factor: 0
| Weather Correction and Public Holiday Factors | [8 empty] | Forecast ROG
ROG Justification
| Actual loads for season 2013 have been weather corrected by the following: | [6 empty] | 0% |  | N/A | [59 empty] | N/A
1 | 2 | 3 | 4 | 5 | 6 | 7 | 8 | 9 | 10 | 2014 | 2015 | 2016 | 2017 | 2018 | 2019 | 2020 | 2021 | 2022 | 2023 | 2024 | 2025 | 2026 | 2027 | 2028 | 2029 | 2030 | 2031 | 2032 | 2033 | 2034 | 2035 | 2036 | 2037 | 2038
1 | 1 | 1 | 1 | 1 | 1 | 1 | 1 | 1 | 1 | 0% | 0% | 0% | 0% | 0% | 0% | 0% | 0% | 0% | 0% | 0% | 0% | 0% | 0% | 0% | 0% | 0% | 0% | 0% | 0% | 0% | 0% | 0% | 0% | 0%
Substation Load Detail
[7 empty] | Units | 2013 |  | 2014 | 2015 | 2016 | 2017 | 2018 | 2019 | 2020 | 2021 | 2022 | 2023 | 2024 | 2025 | 2026 | 2027 | 2028 | 2029 | 2030 | 2031 | 2032 | 2033 | 2034 | 2035 | 2036 | 2037 | 2038
1 | Customer21 | Compensated |  | Load (LV side) |  |  | Amps | 194 |  | 194 | 194 | 194 | 194 | 194 | 194 | 194 | 194 | 194 | 194 | 194 | 194 | 194 | 194 | 194 | 194 | 194 | 194 | 194 | 194 | 194 | 194 | 194 | 194 | 194
|  |  |  | Apparent Power |  |  | MVA | 11.0886 |  | 11.0886 | 11.0886 | 11.0886 | 11.0886 | 11.0886 | 11.0886 | 11.0886 | 11.0886 | 11.0886 | 11.0886 | 11.0886 | 11.0886 | 11.0886 | 11.0886 | 11.0886 | 11.0886 | 11.0886 | 11.0886 | 11.0886 | 11.0886 | 11.0886 | 11.0886 | 11.0886 | 11.0886 | 11.0886
|  |  |  | Real Power |  |  | MW | 9.9797 |  | 9.9797 | 9.9797 | 9.9797 | 9.9797 | 9.9797 | 9.9797 | 9.9797 | 9.9797 | 9.9797 | 9.9797 | 9.9797 | 9.9797 | 9.9797 | 9.9797 | 9.9797 | 9.9797 | 9.9797 | 9.9797 | 9.9797 | 9.9797 | 9.9797 | 9.9797 | 9.9797 | 9.9797 | 9.9797
|  |  |  | Reactive Power |  |  | MVAr | 4.8334 |  | 4.8334 | 4.8334 | 4.8334 | 4.8334 | 4.8334 | 4.8334 | 4.8334 | 4.8334 | 4.8334 | 4.8334 | 4.8334 | 4.8334 | 4.8334 | 4.8334 | 4.8334 | 4.8334 | 4.8334 | 4.8334 | 4.8334 | 4.8334 | 4.8334 | 4.8334 | 4.8334 | 4.8334 | 4.8334
|  |  |  | Capacitors In Service |  |  | MVAr | 0 |  | 0 | 0 | 0 | 0 | 0 | 0 | 0 | 0 | 0 | 0 | 0 | 0 | 0 | 0 | 0 | 0 | 0 | 0 | 0 | 0 | 0 | 0 | 0 | 0 | 0
|  |  |  | PF |  |  |  | 0.9 |  | 0.9 | 0.9 | 0.9 | 0.9 | 0.9 | 0.9 | 0.9 | 0.9 | 0.9 | 0.9 | 0.9 | 0.9 | 0.9 | 0.9 | 0.9 | 0.9 | 0.9 | 0.9 | 0.9 | 0.9 | 0.9 | 0.9 | 0.9 | 0.9 | 0.9
0.87661 | Diversity Factor: 0.88 | Uncompensated |  | Reactive Power |  |  | MVAr | 4.8334 |  | 4.8334 | 4.8334 | 4.8334 | 4.8334 | 4.8334 | 4.8334 | 4.8334 | 4.8334 | 4.8334 | 4.8334 | 4.8334 | 4.8334 | 4.8334 | 4.8334 | 4.8334 | 4.8334 | 4.8334 | 4.8334 | 4.8334 | 4.8334 | 4.8334 | 4.8334 | 4.8334 | 4.8334 | 4.8334
|  |  |  | PF |  |  |  | 0.9 |  | 0.9 | 0.9 | 0.9 | 0.9 | 0.9 | 0.9 | 0.9 | 0.9 | 0.9 | 0.9 | 0.9 | 0.9 | 0.9 | 0.9 | 0.9 | 0.9 | 0.9 | 0.9 | 0.9 | 0.9 | 0.9 | 0.9 | 0.9 | 0.9 | 0.9
[10 empty] | 1 | 2 | 3 | 4 | 5 | 6 | 7 | 8 | 9 | 10 | 11 | 12 | 13 | 14 | 15 | 16 | 17 | 18 | 19 | 20 | 21 | 22 | 23 | 24 | 25
Transformer Load Detail
[7 empty] | Units | 2013 |  | 2014 | 2015 | 2016 | 2017 | 2018 | 2019 | 2020 | 2021 | 2022 | 2023 | 2024 | 2025 | 2026 | 2027 | 2028 | 2029 | 2030 | 2031 | 2032 | 2033 | 2034 | 2035 | 2036 | 2037 | 2038
| 0 | Compensated |  | Load (LV side) |  |  | Amps
|  |  |  | Apparent Power |  |  | MVA
|  |  |  | Real Power |  |  | MW
|  |  |  | Reactive Power |  |  | MVAr
|  |  |  | Capacitors In Service |  |  | MVAr
PF
| Zone Div: | Uncompensated |  | Reactive Power |  |  | MVAr
PF
| 0 | Compensated |  | Load (LV side) |  |  | Amps
|  |  |  | Apparent Power |  |  | MVA
|  |  |  | Real Power |  |  | MW
|  |  |  | Reactive Power |  |  | MVAr
|  |  |  | Capacitors In Service |  |  | MVAr
PF
| Zone Div: | Uncompensated |  | Reactive Power |  |  | MVAr
PF
| 0 | Compensated |  | Load (LV side) |  |  | Amps
|  |  |  | Apparent Power |  |  | MVA
|  |  |  | Real Power |  |  | MW
|  |  |  | Reactive Power |  |  | MVAr
|  |  |  | Capacitors In Service |  |  | MVAr
PF
| Zone Div: | Uncompensated |  | Reactive Power |  |  | MVAr
PF
| 0 | Compensated |  | Load (LV side) |  |  | Amps
|  |  |  | Apparent Power |  |  | MVA
|  |  |  | Real Power |  |  | MW
|  |  |  | Reactive Power |  |  | MVAr
|  |  |  | Capacitors In Service |  |  | MVAr
PF
| Zone Div: | Uncompensated |  | Reactive Power |  |  | MVAr
PF
| 0 | Compensated |  | Load (LV side) |  |  | Amps
|  |  |  | Apparent Power |  |  | MVA
|  |  |  | Real Power |  |  | MW
|  |  |  | Reactive Power |  |  | MVAr
|  |  |  | Capacitors In Service |  |  | MVAr
PF
| Zone Div: | Uncompensated |  | Reactive Power |  |  | MVAr
PF
| 0 | Compensated |  | Load (LV side) |  |  | Amps
|  |  |  | Apparent Power |  |  | MVA
|  |  |  | Real Power |  |  | MW
|  |  |  | Reactive Power |  |  | MVAr
|  |  |  | Capacitors In Service |  |  | MVAr
PF
| Zone Div: | Uncompensated |  | Reactive Power |  |  | MVAr
PF
| 0 | Compensated |  | Load (LV side) |  |  | Amps
|  |  |  | Apparent Power |  |  | MVA
|  |  |  | Real Power |  |  | MW
|  |  |  | Reactive Power |  |  | MVAr
|  |  |  | Capacitors In Service |  |  | MVAr
PF
| Zone Div: | Uncompensated |  | Reactive Power |  |  | MVAr
PF
| 0 | Compensated |  | Load (LV side) |  |  | Amps
|  |  |  | Apparent Power |  |  | MVA
|  |  |  | Real Power |  |  | MW
|  |  |  | Reactive Power |  |  | MVAr
|  |  |  | Capacitors In Service |  |  | MVAr
PF
| Zone Div: | Uncompensated |  | Reactive Power |  |  | MVAr
PF
| 0 | Compensated |  | Load (LV side) |  |  | Amps
|  |  |  | Apparent Power |  |  | MVA
|  |  |  | Real Power |  |  | MW
|  |  |  | Reactive Power |  |  | MVAr
|  |  |  | Capacitors In Service |  |  | MVAr
PF
| Zone Div: | Uncompensated |  | Reactive Power |  |  | MVAr
PF
| 0 | Compensated |  | Load (LV side) |  |  | Amps
|  |  |  | Apparent Power |  |  | MVA
|  |  |  | Real Power |  |  | MW
|  |  |  | Reactive Power |  |  | MVAr
|  |  |  | Capacitors In Service |  |  | MVAr
PF
| Zone Div: | Uncompensated |  | Reactive Power |  |  | MVAr
PF

## Kingsford 132_11kV
| Kingsford 132_11kV | [16 empty] | 2014 | WINTER
[6 empty] | Zone commissioned |  | 2009-11-03
| Substation Total Loads | [33 empty] | Spots & Transfers Detail
| Historical Loads | (11kV Amps) | [7 empty] | Weather Corrected Forecast Loads |  |  |  | (11kV Amps) | [20 empty] | Spots & Transfers Summary | (11kV Amps) |  | Historical Spots & Transfers | [6 empty] | Forecast Spots & Transfers
|  | 2007 | 2008 | 2009 | 2010 | 2011 | 2012 | 2013 |  | 2014 | 2015 | 2016 | 2017 | 2018 | 2019 | 2020 | 2021 | 2022 | 2023 | 2024 | 2025 | 2026 | 2027 | 2028 | 2029 | 2030 | 2031 | 2032 | 2033 | 2034 | 2035 | 2036 | 2037 | 2038 |  |  |  | 2007 | 2008 | 2009 | 2010 | 2011 | 2012 | 2013 | 2014 | 2015 | 2016 | 2017 | 2018 | 2019 | 2020 | 2021 | 2022 | 2023 | 2024 | 2025 | 2026 | 2027 | 2028 | 2029 | 2030 | 2031 | 2032 | 2033 | 2034 | 2035 | 2036 | 2037 | 2038
| Total |  |  |  | 1866 | 2519 | 2459 | 2678 |  | 2786.334 | 2759.587 | 2751.214 | 2762.093 | 2789.034 | 2816.524 | 2862.623 | 2907.913 | 2951.746 | 2997.354 | 3041.211 | 3091.762 | 3143.031 | 3198.053 | 3255.695 | 3313.403 | 3371.341 | 3430.485 | 3490.852 | 3552.459 | 3615.326 | 3679.469 | 3744.907 | 3811.659 | 3879.743 |  |  | Total | 0 | 0 | 300 | 1700 | 700 | 80 | 327 | 43.4098 | -2.8013 | 7.4371 | 18.7599 | 26.9409 | 27.4901 | 46.0984 | 45.2901 | 43.8333 | 45.6076 | 43.8577 | 50.5504 | 51.2697 | 55.0215 | 57.6417 | 57.7088 | 57.9377 | 59.1436 | 60.3669 | 61.6077 | 62.8664 | 64.1431 | 65.4382 | 66.7518 | 68.0843
| Firm Rating | 0 | 0 | 0 | 0 | 0 | 0 | 3412 |  | 3412 | 3412 | 3412 | 3412 | 3412 | 3412 | 3412 | 3412 | 3412 | 3412 | 3412 | 3412 | 3412 | 3412 | 3412 | 3412 | 3412 | 3412 | 3412 | 3412 | 3412 | 3412 | 3412 | 3412 | 3412
| Total Capacity | 0 | 0 | 0 | 0 | 0 | 0 | 6542 |  | 6542 | 6542 | 6542 | 6542 | 6542 | 6542 | 6542 | 6542 | 6542 | 6542 | 6542 | 6542 | 6542 | 6542 | 6542 | 6542 | 6542 | 6542 | 6542 | 6542 | 6542 | 6542 | 6542 | 6542 | 6542 |  |  | Kingsford 132_11kV Tx1 | 0 | 0 | 153.6803 | 870.855 | 358.5874 | 0 | 85 | -1.7111 | -1.435 | 3.8098 | 9.6101 | 13.801 | 14.0823 | 23.6147 | 23.2007 | 22.4544 | 23.3633 | 22.4669 | 25.8953 | 26.2638 | 28.1857 | 29.528 | 29.5624 | 29.6796 | 30.2974 | 30.924 | 31.5596 | 32.2044 | 32.8584 | 33.5219 | 34.1948 | 34.8774
|  | -7 | -6 | -5 | -4 | -3 | -2 | -1 |  | 0 | 1 | 2 | 3 | 4 | 5 | 6 | 7 | 8 | 9 | 10 | 11 | 12 | 13 | 14 | 15 | 16 | 17 | 18 | 19 | 20 | 21 | 22 | 23 | 24 |  |  | Kingsford 132_11kV Tx2 | 0 | 0 | 146.3197 | 829.145 | 341.4126 | 80 | 242 | 45.1209 | -1.3663 | 3.6273 | 9.1498 | 13.14 | 13.4078 | 22.4837 | 22.0895 | 21.3789 | 22.2443 | 21.3908 | 24.6551 | 25.0059 | 26.8358 | 28.1137 | 28.1465 | 28.2581 | 28.8463 | 29.4429 | 30.0481 | 30.662 | 31.2847 | 31.9163 | 32.557 | 33.2069
| Transformer Loads | [36 empty] | 0 | 0 | 0 | 0 | 0 | 0 | 0 | 0 | 0 | 0 | 0 | 0 | 0 | 0 | 0 | 0 | 0 | 0 | 0 | 0 | 0 | 0 | 0 | 0 | 0 | 0 | 0 | 0 | 0 | 0 | 0 | 0
| Historical Loads | (11kV Amps) | [7 empty] | Weather Corrected Forecast Loads |  |  |  | (11kV Amps) | [23 empty] | 0 | 0 | 0 | 0 | 0 | 0 | 0 | 0 | 0 | 0 | 0 | 0 | 0 | 0 | 0 | 0 | 0 | 0 | 0 | 0 | 0 | 0 | 0 | 0 | 0 | 0 | 0 | 0 | 0 | 0 | 0 | 0
|  | 2007 | 2008 | 2009 | 2010 | 2011 | 2012 | 2013 |  | 2014 | 2015 | 2016 | 2017 | 2018 | 2019 | 2020 | 2021 | 2022 | 2023 | 2024 | 2025 | 2026 | 2027 | 2028 | 2029 | 2030 | 2031 | 2032 | 2033 | 2034 | 2035 | 2036 | 2037 | 2038 |  |  |  | 0 | 0 | 0 | 0 | 0 | 0 | 0 | 0 | 0 | 0 | 0 | 0 | 0 | 0 | 0 | 0 | 0 | 0 | 0 | 0 | 0 | 0 | 0 | 0 | 0 | 0 | 0 | 0 | 0 | 0 | 0 | 0
| 0 | [36 empty] | 0 | 0 | 0 | 0 | 0 | 0 | 0 | 0 | 0 | 0 | 0 | 0 | 0 | 0 | 0 | 0 | 0 | 0 | 0 | 0 | 0 | 0 | 0 | 0 | 0 | 0 | 0 | 0 | 0 | 0 | 0 | 0
| Diversity Factor: 0 | [36 empty] | 0 | 0 | 0 | 0 | 0 | 0 | 0 | 0 | 0 | 0 | 0 | 0 | 0 | 0 | 0 | 0 | 0 | 0 | 0 | 0 | 0 | 0 | 0 | 0 | 0 | 0 | 0 | 0 | 0 | 0 | 0 | 0
[38 empty] | 0 | 0 | 0 | 0 | 0 | 0 | 0 | 0 | 0 | 0 | 0 | 0 | 0 | 0 | 0 | 0 | 0 | 0 | 0 | 0 | 0 | 0 | 0 | 0 | 0 | 0 | 0 | 0 | 0 | 0 | 0 | 0
[38 empty] | 0 | 0 | 0 | 0 | 0 | 0 | 0 | 0 | 0 | 0 | 0 | 0 | 0 | 0 | 0 | 0 | 0 | 0 | 0 | 0 | 0 | 0 | 0 | 0 | 0 | 0 | 0 | 0 | 0 | 0 | 0 | 0
| 0 | [36 empty] | 0 | 0 | 0 | 0 | 0 | 0 | 0 | 0 | 0 | 0 | 0 | 0 | 0 | 0 | 0 | 0 | 0 | 0 | 0 | 0 | 0 | 0 | 0 | 0 | 0 | 0 | 0 | 0 | 0 | 0 | 0 | 0
Diversity Factor: 0
[38 empty] | Historical Spots & Transfers | [6 empty] | Forecast Spots & Transfers
[35 empty] | Project Name | From | To | 2007 | 2008 | 2009 | 2010 | 2011 | 2012 | 2013 | 2014 | 2015 | 2016 | 2017 | 2018 | 2019 | 2020 | 2021 | 2022 | 2023 | 2024 | 2025 | 2026 | 2027 | 2028 | 2029 | 2030 | 2031 | 2032 | 2033 | 2034 | 2035 | 2036 | 2037 | 2038
| 0 | [33 empty] | Broad based demand management |  | Kingsford 132_11kV Tx1 | 0 | 0 | 0 | 0 | 0 | 0 | 0 | 0 | -0.52991 | -1.0788 | -1.0286 | -0.96854 | -1.1836 | 0 | 0 | 0 | 0 | 0 | 0 | 0 | 0 | 0 | 0 | 0 | 0 | 0 | 0 | 0 | 0 | 0 | 0 | 0
| Diversity Factor: 0 | [33 empty] | Broad based demand management |  | Kingsford 132_11kV Tx2 | 0 | 0 | 0 | 0 | 0 | 0 | 0 | 0 | -0.50453 | -1.0272 | -0.97935 | -0.92215 | -1.1269 | 0 | 0 | 0 | 0 | 0 | 0 | 0 | 0 | 0 | 0 | 0 | 0 | 0 | 0 | 0 | 0 | 0 | 0 | 0
[35 empty] | Commissioning Transfers | Randwick 33_11kV Tx1 | Kingsford 132_11kV Tx1 | 0 | 0 | 76.8401 | 435.4275 | 179.2937 | 0 | 0 | 0 | 0 | 0 | 0 | 0 | 0 | 0 | 0 | 0 | 0 | 0 | 0 | 0 | 0 | 0 | 0 | 0 | 0 | 0 | 0 | 0 | 0 | 0 | 0 | 0
[35 empty] | Commissioning Transfers | Randwick 33_11kV Tx1 | Kingsford 132_11kV Tx2 | 0 | 0 | 73.1599 | 414.5725 | 170.7063 | 0 | 0 | 0 | 0 | 0 | 0 | 0 | 0 | 0 | 0 | 0 | 0 | 0 | 0 | 0 | 0 | 0 | 0 | 0 | 0 | 0 | 0 | 0 | 0 | 0 | 0 | 0
| 0 | [33 empty] | Commissioning Transfers | Randwick 33_11kV Tx4 | Kingsford 132_11kV Tx1 | 0 | 0 | 76.8401 | 435.4275 | 179.2937 | 0 | 0 | 0 | 0 | 0 | 0 | 0 | 0 | 0 | 0 | 0 | 0 | 0 | 0 | 0 | 0 | 0 | 0 | 0 | 0 | 0 | 0 | 0 | 0 | 0 | 0 | 0
| Diversity Factor: 0 | [33 empty] | Commissioning Transfers | Randwick 33_11kV Tx4 | Kingsford 132_11kV Tx2 | 0 | 0 | 73.1599 | 414.5725 | 170.7063 | 0 | 0 | 0 | 0 | 0 | 0 | 0 | 0 | 0 | 0 | 0 | 0 | 0 | 0 | 0 | 0 | 0 | 0 | 0 | 0 | 0 | 0 | 0 | 0 | 0 | 0 | 0
[35 empty] | DNP_ID: 7059. Clovelly operational open point change | Clovelly 132_11kV Tx1 | Kingsford 132_11kV Tx2 | 0 | 0 | 0 | 0 | 0 | 80 | 0 | 0 | 0 | 0 | 0 | 0 | 0 | 0 | 0 | 0 | 0 | 0 | 0 | 0 | 0 | 0 | 0 | 0 | 0 | 0 | 0 | 0 | 0 | 0 | 0 | 0
[35 empty] | DNP_ID: 7156. Load transfers from Clovelly to Kingsford and Double Bay - Control room switching | Clovelly 132_11kV Tx3 | Kingsford 132_11kV Tx2 | 0 | 0 | 0 | 0 | 0 | 0 | 210 | 0 | 0 | 0 | 0 | 0 | 0 | 0 | 0 | 0 | 0 | 0 | 0 | 0 | 0 | 0 | 0 | 0 | 0 | 0 | 0 | 0 | 0 | 0 | 0 | 0
| 0 | [33 empty] | DNP_ID: 7156. Load transfers from Clovelly to Kingsford and Double Bay - Control room switching | Kingsford 132_11kV Tx2 | Kingsford 132_11kV Tx1 | 0 | 0 | 0 | 0 | 0 | 0 | 85 | 0 | 0 | 0 | 0 | 0 | 0 | 0 | 0 | 0 | 0 | 0 | 0 | 0 | 0 | 0 | 0 | 0 | 0 | 0 | 0 | 0 | 0 | 0 | 0 | 0
| Diversity Factor: 0 | [33 empty] | HVCON_ID: 2010205. Establishment of S.48092 Barker Anzac No 1 and S.48093 Barker Anzac No 2, UNSW (Kensington Campus), Barker Street, Kingsford - HVCON2014_479 superceedes all previouse load applications and will cataer for all future loa |  | Kingsford 132_11kV Tx2 | 0 | 0 | 0 | 0 | 0 | 0 | 117 | 19.25 | 0 | 0 | 0 | 0 | 0 | 0 | 0 | 0 | 0 | 0 | 0 | 0 | 0 | 0 | 0 | 0 | 0 | 0 | 0 | 0 | 0 | 0 | 0 | 0
[35 empty] | HVCON_ID: 2011596. Establish S.61081 Avoca High and S62666 AVOCA HIGH NO.2, Prince of Wales hospital Randwick. For Cancer Care Centre |  | Kingsford 132_11kV Tx2 | 0 | 0 | 0 | 0 | 0 | 0 | 0 | 27.5 | 0 | 0 | 0 | 0 | 0 | 0 | 0 | 0 | 0 | 0 | 0 | 0 | 0 | 0 | 0 | 0 | 0 | 0 | 0 | 0 | 0 | 0 | 0 | 0
[35 empty] | HVCON_ID: 2013479. UNSW Application for Connection of additional load, UNSW Kensington Campus, S.1792 Botany High, S.1074 Unitec, S.48092 Barker Anzac No 1, S.48093 Barker Anzac No 2 |  | Kingsford 132_11kV Tx2 | 0 | 0 | 0 | 0 | 0 | 0 | 0 | 0 | 0 | 0 | 0 | 0 | 0 | 0 | 0 | 0 | 0 | 0 | 0 | 0 | 0 | 0 | 0 | 0 | 0 | 0 | 0 | 0 | 0 | 0 | 0 | 0
| 0 | [33 empty] | Econometric |  | Kingsford 132_11kV Tx1 | 0 | 0 | 0 | 0 | 0 | 0 | 0 | 0 | 0 | 12.4347 | 22.8942 | 33.8697 | 35.7668 | 36.3764 | 33.3952 | 33.938 | 34.4888 | 35.0475 | 35.6143 | 36.1893 | 36.7726 | 37.3644 | 37.9647 | 38.5736 | 39.1914 | 39.818 | 40.4536 | 41.0984 | 41.7525 | 42.4159 | 43.0888 | 43.7714
| Diversity Factor: 0 | [33 empty] | Econometric |  | Kingsford 132_11kV Tx2 | 0 | 0 | 0 | 0 | 0 | 0 | 0 | 0 | 0 | 11.8392 | 21.7977 | 32.2475 | 34.0538 | 34.6341 | 31.7957 | 32.3125 | 32.8369 | 33.3689 | 33.9085 | 34.456 | 35.0114 | 35.5748 | 36.1464 | 36.7261 | 37.3143 | 37.9109 | 38.5161 | 39.13 | 39.7527 | 40.3844 | 41.0251 | 41.6749
[35 empty] | Energy Efficiency |  | Kingsford 132_11kV Tx1 | 0 | 0 | 0 | 0 | 0 | 0 | 0 | -1.7111 | -0.90512 | -7.5461 | -12.2555 | -19.1002 | -20.501 | -12.7617 | -10.1945 | -11.4836 | -11.1255 | -12.5806 | -9.7189 | -9.9255 | -8.5869 | -7.8364 | -8.4023 | -8.894 | -8.894 | -8.894 | -8.894 | -8.894 | -8.894 | -8.894 | -8.894 | -8.894
[35 empty] | Energy Efficiency |  | Kingsford 132_11kV Tx2 | 0 | 0 | 0 | 0 | 0 | 0 | 0 | -1.6291 | -0.86177 | -7.1847 | -11.6685 | -18.1854 | -19.5191 | -12.1505 | -9.7062 | -10.9336 | -10.5926 | -11.9781 | -9.2535 | -9.4501 | -8.1756 | -7.4611 | -7.9999 | -8.468 | -8.468 | -8.468 | -8.468 | -8.468 | -8.468 | -8.468 | -8.468 | -8.468
| 0 | [33 empty] | Solar PV |  | Kingsford 132_11kV Tx1 | 0 | 0 | 0 | 0 | 0 | 0 | 0 | 0 | 0 | 0 | 0 | 0 | 0 | 0 | 0 | 0 | 0 | 0 | 0 | 0 | 0 | 0 | 0 | 0 | 0 | 0 | 0 | 0 | 0 | 0 | 0 | 0
| Diversity Factor: 0 | [33 empty] | Solar PV |  | Kingsford 132_11kV Tx2 | 0 | 0 | 0 | 0 | 0 | 0 | 0 | 0 | 0 | 0 | 0 | 0 | 0 | 0 | 0 | 0 | 0 | 0 | 0 | 0 | 0 | 0 | 0 | 0 | 0 | 0 | 0 | 0 | 0 | 0 | 0 | 0
0
Diversity Factor: 0
0
Diversity Factor: 0
0
Diversity Factor: 0
| Weather Correction and Public Holiday Factors | [8 empty] | Forecast ROG
ROG Justification
| Actual loads for season 2013 have been weather corrected by the following: | [6 empty] | 3.312% |  | 7 year ROG ok, after copying over Randwick in 1st 3 yrs | [59 empty] | 7 year ROG ok, after copying over Randwick in 1st 3 yrs
1 | 2 | 3 | 4 | 5 | 6 | 7 | 8 | 9 | 10 | 2014 | 2015 | 2016 | 2017 | 2018 | 2019 | 2020 | 2021 | 2022 | 2023 | 2024 | 2025 | 2026 | 2027 | 2028 | 2029 | 2030 | 2031 | 2032 | 2033 | 2034 | 2035 | 2036 | 2037 | 2038
0.99141 | 0.98289 | 0.97727 | 0.97448 | 0.97448 | 0.97448 | 0.97448 | 0.97448 | 0.97448 | 0.97448 | -0.859% | -0.859% | -0.572% | -0.286% | 0% | 0% | 0% | 0% | 0% | 0% | 0% | 0% | 0% | 0% | 0% | 0% | 0% | 0% | 0% | 0% | 0% | 0% | 0% | 0% | 0%
Substation Load Detail
[7 empty] | Units | 2013 |  | 2014 | 2015 | 2016 | 2017 | 2018 | 2019 | 2020 | 2021 | 2022 | 2023 | 2024 | 2025 | 2026 | 2027 | 2028 | 2029 | 2030 | 2031 | 2032 | 2033 | 2034 | 2035 | 2036 | 2037 | 2038
1 | Kingsford 132_11kV | Compensated |  | Load (LV side) |  |  | Amps | 2678 | 2766.7006 | 2786.334 | 2759.587 | 2751.214 | 2762.093 | 2789.034 | 2816.524 | 2862.623 | 2907.913 | 2951.746 | 2997.354 | 3041.211 | 3091.762 | 3143.031 | 3198.053 | 3255.695 | 3313.403 | 3371.341 | 3430.485 | 3490.852 | 3552.459 | 3615.326 | 3679.469 | 3744.907 | 3811.659 | 3879.743
|  |  |  | Apparent Power |  |  | MVA | 51.0228 |  | 53.0868 | 52.5772 | 52.4177 | 52.6249 | 53.1382 | 53.662 | 54.5403 | 55.4032 | 56.2383 | 57.1073 | 57.9429 | 58.906 | 59.8828 | 60.9311 | 62.0293 | 63.1288 | 64.2327 | 65.3595 | 66.5097 | 67.6834 | 68.8812 | 70.1033 | 71.3501 | 72.6219 | 73.919
|  |  |  | Real Power |  |  | MW | 45.9205 | 47.4415 | 47.7781 | 47.3195 | 47.1759 | 47.3625 | 47.8244 | 48.2958 | 49.0863 | 49.8629 | 50.6145 | 51.3965 | 52.1486 | 53.0154 | 53.8945 | 54.838 | 55.8264 | 56.8159 | 57.8094 | 58.8236 | 59.8587 | 60.9151 | 61.9931 | 63.093 | 64.2151 | 65.3597 | 66.5271
|  |  |  | Reactive Power |  |  | MVAr | 22.2403 |  | 23.14 | 22.9179 | 22.8483 | 22.9387 | 23.1624 | 23.3907 | 23.7736 | 24.1497 | 24.5137 | 24.8925 | 25.2567 | 25.6765 | 26.1023 | 26.5592 | 27.0379 | 27.5172 | 27.9984 | 28.4896 | 28.9909 | 29.5025 | 30.0246 | 30.5573 | 31.1008 | 31.6551 | 32.2206
|  |  |  | Capacitors In Service |  |  | MVAr | 0 |  | 0 | 0 | 0 | 0 | 0 | 0 | 0 | 0 | 0 | 0 | 0 | 0 | 0 | 0 | 0 | 0 | 0 | 0 | 0 | 0 | 0 | 0 | 0 | 0 | 0
|  |  |  | PF |  |  |  | 0.9 |  | 0.9 | 0.9 | 0.9 | 0.9 | 0.9 | 0.9 | 0.9 | 0.9 | 0.9 | 0.9 | 0.9 | 0.9 | 0.9 | 0.9 | 0.9 | 0.9 | 0.9 | 0.9 | 0.9 | 0.9 | 0.9 | 0.9 | 0.9 | 0.9 | 0.9
0.89976 | Diversity Factor: 0.9 | Uncompensated |  | Reactive Power |  |  | MVAr | 22.2403 | 22.9769 | 23.14 | 22.9179 | 22.8483 | 22.9387 | 23.1624 | 23.3907 | 23.7736 | 24.1497 | 24.5137 | 24.8925 | 25.2567 | 25.6765 | 26.1023 | 26.5592 | 27.0379 | 27.5172 | 27.9984 | 28.4896 | 28.9909 | 29.5025 | 30.0246 | 30.5573 | 31.1008 | 31.6551 | 32.2206
|  |  |  | PF |  |  |  | 0.9 |  | 0.9 | 0.9 | 0.9 | 0.9 | 0.9 | 0.9 | 0.9 | 0.9 | 0.9 | 0.9 | 0.9 | 0.9 | 0.9 | 0.9 | 0.9 | 0.9 | 0.9 | 0.9 | 0.9 | 0.9 | 0.9 | 0.9 | 0.9 | 0.9 | 0.9
[10 empty] | 1 | 2 | 3 | 4 | 5 | 6 | 7 | 8 | 9 | 10 | 11 | 12 | 13 | 14 | 15 | 16 | 17 | 18 | 19 | 20 | 21 | 22 | 23 | 24 | 25
Transformer Load Detail
[7 empty] | Units | 2013 |  | 2014 | 2015 | 2016 | 2017 | 2018 | 2019 | 2020 | 2021 | 2022 | 2023 | 2024 | 2025 | 2026 | 2027 | 2028 | 2029 | 2030 | 2031 | 2032 | 2033 | 2034 | 2035 | 2036 | 2037 | 2038
| 0 | Compensated |  | Load (LV side) |  |  | Amps
|  |  |  | Apparent Power |  |  | MVA
|  |  |  | Real Power |  |  | MW
|  |  |  | Reactive Power |  |  | MVAr
|  |  |  | Capacitors In Service |  |  | MVAr
PF
| Zone Div: | Uncompensated |  | Reactive Power |  |  | MVAr
PF
| 0 | Compensated |  | Load (LV side) |  |  | Amps
|  |  |  | Apparent Power |  |  | MVA
|  |  |  | Real Power |  |  | MW
|  |  |  | Reactive Power |  |  | MVAr
|  |  |  | Capacitors In Service |  |  | MVAr
PF
| Zone Div: | Uncompensated |  | Reactive Power |  |  | MVAr
PF
| 0 | Compensated |  | Load (LV side) |  |  | Amps
|  |  |  | Apparent Power |  |  | MVA
|  |  |  | Real Power |  |  | MW
|  |  |  | Reactive Power |  |  | MVAr
|  |  |  | Capacitors In Service |  |  | MVAr
PF
| Zone Div: | Uncompensated |  | Reactive Power |  |  | MVAr
PF
| 0 | Compensated |  | Load (LV side) |  |  | Amps
|  |  |  | Apparent Power |  |  | MVA
|  |  |  | Real Power |  |  | MW
|  |  |  | Reactive Power |  |  | MVAr
|  |  |  | Capacitors In Service |  |  | MVAr
PF
| Zone Div: | Uncompensated |  | Reactive Power |  |  | MVAr
PF
| 0 | Compensated |  | Load (LV side) |  |  | Amps
|  |  |  | Apparent Power |  |  | MVA
|  |  |  | Real Power |  |  | MW
|  |  |  | Reactive Power |  |  | MVAr
|  |  |  | Capacitors In Service |  |  | MVAr
PF
| Zone Div: | Uncompensated |  | Reactive Power |  |  | MVAr
PF
| 0 | Compensated |  | Load (LV side) |  |  | Amps
|  |  |  | Apparent Power |  |  | MVA
|  |  |  | Real Power |  |  | MW
|  |  |  | Reactive Power |  |  | MVAr
|  |  |  | Capacitors In Service |  |  | MVAr
PF
| Zone Div: | Uncompensated |  | Reactive Power |  |  | MVAr
PF
| 0 | Compensated |  | Load (LV side) |  |  | Amps
|  |  |  | Apparent Power |  |  | MVA
|  |  |  | Real Power |  |  | MW
|  |  |  | Reactive Power |  |  | MVAr
|  |  |  | Capacitors In Service |  |  | MVAr
PF
| Zone Div: | Uncompensated |  | Reactive Power |  |  | MVAr
PF
| 0 | Compensated |  | Load (LV side) |  |  | Amps
|  |  |  | Apparent Power |  |  | MVA
|  |  |  | Real Power |  |  | MW
|  |  |  | Reactive Power |  |  | MVAr
|  |  |  | Capacitors In Service |  |  | MVAr
PF
| Zone Div: | Uncompensated |  | Reactive Power |  |  | MVAr
PF
| 0 | Compensated |  | Load (LV side) |  |  | Amps
|  |  |  | Apparent Power |  |  | MVA
|  |  |  | Real Power |  |  | MW
|  |  |  | Reactive Power |  |  | MVAr
|  |  |  | Capacitors In Service |  |  | MVAr
PF
| Zone Div: | Uncompensated |  | Reactive Power |  |  | MVAr
PF
| 0 | Compensated |  | Load (LV side) |  |  | Amps
|  |  |  | Apparent Power |  |  | MVA
|  |  |  | Real Power |  |  | MW
|  |  |  | Reactive Power |  |  | MVAr
|  |  |  | Capacitors In Service |  |  | MVAr
PF
| Zone Div: | Uncompensated |  | Reactive Power |  |  | MVAr
PF

## Maroubra 132_11kV
| Maroubra 132_11kV | [16 empty] | 2014 | WINTER
| Substation Total Loads | [33 empty] | Spots & Transfers Detail
| Historical Loads | (11kV Amps) | [7 empty] | Weather Corrected Forecast Loads |  |  |  | (11kV Amps) | [20 empty] | Spots & Transfers Summary | (11kV Amps) |  | Historical Spots & Transfers | [6 empty] | Forecast Spots & Transfers
|  | 2007 | 2008 | 2009 | 2010 | 2011 | 2012 | 2013 |  | 2014 | 2015 | 2016 | 2017 | 2018 | 2019 | 2020 | 2021 | 2022 | 2023 | 2024 | 2025 | 2026 | 2027 | 2028 | 2029 | 2030 | 2031 | 2032 | 2033 | 2034 | 2035 | 2036 | 2037 | 2038 |  |  |  | 2007 | 2008 | 2009 | 2010 | 2011 | 2012 | 2013 | 2014 | 2015 | 2016 | 2017 | 2018 | 2019 | 2020 | 2021 | 2022 | 2023 | 2024 | 2025 | 2026 | 2027 | 2028 | 2029 | 2030 | 2031 | 2032 | 2033 | 2034 | 2035 | 2036 | 2037 | 2038
| Total | 2962 | 3046 | 3087 | 2988 | 2882 | 2600 | 2345 |  | 2667.869 | 2580.328 | 2525.276 | 2504.875 | 2514.747 | 2525.067 | 2553.767 | 2585.443 | 2615.304 | 2646.183 | 2673.538 | 2707.129 | 2740.89 | 2778.845 | 2819.253 | 2859.286 | 2898.706 | 2938.908 | 2979.903 | 3021.702 | 3064.316 | 3107.757 | 3152.036 | 3197.165 | 3243.156 |  |  | Total | 0 | 140 | 0 | 0 | -145 | 0 | -36 | 191.4189 | -8.5796 | -4.1387 | 4.5132 | 9.8718 | 10.3205 | 28.6993 | 31.6762 | 29.8613 | 30.8785 | 27.3549 | 33.5913 | 33.7615 | 37.9545 | 40.4082 | 40.0329 | 39.4203 | 40.2021 | 40.9949 | 41.7989 | 42.6141 | 43.4408 | 44.279 | 45.129 | 45.9909
| Firm Rating | 0 | 0 | 0 | 0 | 0 | 0 | 5394 |  | 5394 | 5394 | 5394 | 5394 | 5394 | 5394 | 5394 | 5394 | 5394 | 5394 | 5394 | 5394 | 5394 | 5394 | 5394 | 5394 | 5394 | 5394 | 5394 | 5394 | 5394 | 5394 | 5394 | 5394 | 5394
| Total Capacity | 0 | 0 | 0 | 0 | 0 | 0 | 7782 |  | 7782 | 7782 | 7782 | 7782 | 7782 | 7782 | 7782 | 7782 | 7782 | 7782 | 7782 | 7782 | 7782 | 7782 | 7782 | 7782 | 7782 | 7782 | 7782 | 7782 | 7782 | 7782 | 7782 | 7782 | 7782 |  |  | Maroubra 132_11kV Tx1 | 240 | 0 | 0 | 0 | -190 | 0 | 0 | -89.305 | -1.7013 | -0.82067 | 0.89495 | 1.9575 | 2.0465 | 5.6909 | 6.2812 | 5.9213 | 6.123 | 5.4243 | 6.6609 | 6.6947 | 7.5261 | 8.0127 | 7.9383 | 7.8168 | 7.9718 | 8.129 | 8.2884 | 8.4501 | 8.614 | 8.7802 | 8.9488 | 9.1197
|  | -7 | -6 | -5 | -4 | -3 | -2 | -1 |  | 0 | 1 | 2 | 3 | 4 | 5 | 6 | 7 | 8 | 9 | 10 | 11 | 12 | 13 | 14 | 15 | 16 | 17 | 18 | 19 | 20 | 21 | 22 | 23 | 24 |  |  | Maroubra 132_11kV Tx2 | 0 | 0 | 0 | 0 | 190 | 0 | -36 | -25.1047 | -4.0475 | -1.9524 | 2.1292 | 4.6571 | 4.8688 | 13.5392 | 14.9436 | 14.0873 | 14.5672 | 12.9049 | 15.847 | 15.9273 | 17.9054 | 19.0629 | 18.8859 | 18.5969 | 18.9657 | 19.3398 | 19.719 | 20.1036 | 20.4936 | 20.889 | 21.29 | 21.6966
| Transformer Loads | [35 empty] | Maroubra 132_11kV Tx3 | -240 | 140 | 0 | 0 | -145 | 0 | 0 | 305.8286 | -2.8308 | -1.3655 | 1.4891 | 3.2572 | 3.4052 | 9.4693 | 10.4515 | 9.8526 | 10.1883 | 9.0257 | 11.0833 | 11.1395 | 12.523 | 13.3326 | 13.2087 | 13.0066 | 13.2646 | 13.5262 | 13.7914 | 14.0604 | 14.3332 | 14.6097 | 14.8902 | 15.1746
| Historical Loads | (11kV Amps) | [7 empty] | Weather Corrected Forecast Loads |  |  |  | (11kV Amps) | [23 empty] | 0 | 0 | 0 | 0 | 0 | 0 | 0 | 0 | 0 | 0 | 0 | 0 | 0 | 0 | 0 | 0 | 0 | 0 | 0 | 0 | 0 | 0 | 0 | 0 | 0 | 0 | 0 | 0 | 0 | 0 | 0 | 0
|  | 2007 | 2008 | 2009 | 2010 | 2011 | 2012 | 2013 |  | 2014 | 2015 | 2016 | 2017 | 2018 | 2019 | 2020 | 2021 | 2022 | 2023 | 2024 | 2025 | 2026 | 2027 | 2028 | 2029 | 2030 | 2031 | 2032 | 2033 | 2034 | 2035 | 2036 | 2037 | 2038 |  |  |  | 0 | 0 | 0 | 0 | 0 | 0 | 0 | 0 | 0 | 0 | 0 | 0 | 0 | 0 | 0 | 0 | 0 | 0 | 0 | 0 | 0 | 0 | 0 | 0 | 0 | 0 | 0 | 0 | 0 | 0 | 0 | 0
| 0 | [36 empty] | 0 | 0 | 0 | 0 | 0 | 0 | 0 | 0 | 0 | 0 | 0 | 0 | 0 | 0 | 0 | 0 | 0 | 0 | 0 | 0 | 0 | 0 | 0 | 0 | 0 | 0 | 0 | 0 | 0 | 0 | 0 | 0
| Diversity Factor: 0 | [36 empty] | 0 | 0 | 0 | 0 | 0 | 0 | 0 | 0 | 0 | 0 | 0 | 0 | 0 | 0 | 0 | 0 | 0 | 0 | 0 | 0 | 0 | 0 | 0 | 0 | 0 | 0 | 0 | 0 | 0 | 0 | 0 | 0
[38 empty] | 0 | 0 | 0 | 0 | 0 | 0 | 0 | 0 | 0 | 0 | 0 | 0 | 0 | 0 | 0 | 0 | 0 | 0 | 0 | 0 | 0 | 0 | 0 | 0 | 0 | 0 | 0 | 0 | 0 | 0 | 0 | 0
[38 empty] | 0 | 0 | 0 | 0 | 0 | 0 | 0 | 0 | 0 | 0 | 0 | 0 | 0 | 0 | 0 | 0 | 0 | 0 | 0 | 0 | 0 | 0 | 0 | 0 | 0 | 0 | 0 | 0 | 0 | 0 | 0 | 0
| 0 | [36 empty] | 0 | 0 | 0 | 0 | 0 | 0 | 0 | 0 | 0 | 0 | 0 | 0 | 0 | 0 | 0 | 0 | 0 | 0 | 0 | 0 | 0 | 0 | 0 | 0 | 0 | 0 | 0 | 0 | 0 | 0 | 0 | 0
Diversity Factor: 0
[38 empty] | Historical Spots & Transfers | [6 empty] | Forecast Spots & Transfers
[35 empty] | Project Name | From | To | 2007 | 2008 | 2009 | 2010 | 2011 | 2012 | 2013 | 2014 | 2015 | 2016 | 2017 | 2018 | 2019 | 2020 | 2021 | 2022 | 2023 | 2024 | 2025 | 2026 | 2027 | 2028 | 2029 | 2030 | 2031 | 2032 | 2033 | 2034 | 2035 | 2036 | 2037 | 2038
| 0 | [33 empty] | Broad based demand management |  | Maroubra 132_11kV Tx1 | 0 | 0 | 0 | 0 | 0 | 0 | 0 | 0 | -1.114 | -1.3884 | -1.0495 | -0.66664 | -0.67666 | 0 | 0 | 0 | 0 | 0 | 0 | 0 | 0 | 0 | 0 | 0 | 0 | 0 | 0 | 0 | 0 | 0 | 0 | 0
| Diversity Factor: 0 | [33 empty] | Broad based demand management |  | Maroubra 132_11kV Tx2 | 0 | 0 | 0 | 0 | 0 | 0 | 0 | 0 | -2.6503 | -3.303 | -2.4968 | -1.586 | -1.6098 | 0 | 0 | 0 | 0 | 0 | 0 | 0 | 0 | 0 | 0 | 0 | 0 | 0 | 0 | 0 | 0 | 0 | 0 | 0
[35 empty] | Broad based demand management |  | Maroubra 132_11kV Tx3 | 0 | 0 | 0 | 0 | 0 | 0 | 0 | 0 | -1.8536 | -2.3101 | -1.7463 | -1.1093 | -1.1259 | 0 | 0 | 0 | 0 | 0 | 0 | 0 | 0 | 0 | 0 | 0 | 0 | 0 | 0 | 0 | 0 | 0 | 0 | 0
[35 empty] | DNP_ID: 6001. Populating the new 11 kV Switchgear Group at Maroubra Zone Substation | Maroubra 132_11kV Tx1 | Maroubra 132_11kV Tx3 | 171 | 0 | 0 | 0 | 0 | 0 | 0 | 0 | 0 | 0 | 0 | 0 | 0 | 0 | 0 | 0 | 0 | 0 | 0 | 0 | 0 | 0 | 0 | 0 | 0 | 0 | 0 | 0 | 0 | 0 | 0 | 0
| 0 | [33 empty] | DNP_ID: 6001. Populating the new 11 kV Switchgear Group at Maroubra Zone Substation | Maroubra 132_11kV Tx3 | Maroubra 132_11kV Tx1 | 411 | 0 | 0 | 0 | 0 | 0 | 0 | 0 | 0 | 0 | 0 | 0 | 0 | 0 | 0 | 0 | 0 | 0 | 0 | 0 | 0 | 0 | 0 | 0 | 0 | 0 | 0 | 0 | 0 | 0 | 0 | 0
| Diversity Factor: 0 | [33 empty] | DNP_ID: 6550. Port Botany Load Transfers | Maroubra 132_11kV Tx1 | Maroubra 132_11kV Tx3 | 0 | 0 | 0 | 0 | 0 | 0 | 0 | 188 | 0 | 0 | 0 | 0 | 0 | 0 | 0 | 0 | 0 | 0 | 0 | 0 | 0 | 0 | 0 | 0 | 0 | 0 | 0 | 0 | 0 | 0 | 0 | 0
[35 empty] | DNP_ID: 6550. Port Botany Load Transfers | Matraville 33_11kV Tx5 | Maroubra 132_11kV Tx1 | 0 | 0 | 0 | 0 | 0 | 0 | 0 | 100 | 0 | 0 | 0 | 0 | 0 | 0 | 0 | 0 | 0 | 0 | 0 | 0 | 0 | 0 | 0 | 0 | 0 | 0 | 0 | 0 | 0 | 0 | 0 | 0
[35 empty] | DNP_ID: 6676. Maroubra Zone Development 2010 | Maroubra 132_11kV Tx1 | Maroubra 132_11kV Tx3 | 0 | 0 | 0 | 0 | 0 | 0 | 0 | 120 | 0 | 0 | 0 | 0 | 0 | 0 | 0 | 0 | 0 | 0 | 0 | 0 | 0 | 0 | 0 | 0 | 0 | 0 | 0 | 0 | 0 | 0 | 0 | 0
| 0 | [33 empty] | DNP_ID: 6741. Transfer of Pa11 to Pa23 Maroubra Zone | Maroubra 132_11kV Tx1 | Maroubra 132_11kV Tx2 | 0 | 0 | 0 | 0 | 190 | 0 | 0 | 0 | 0 | 0 | 0 | 0 | 0 | 0 | 0 | 0 | 0 | 0 | 0 | 0 | 0 | 0 | 0 | 0 | 0 | 0 | 0 | 0 | 0 | 0 | 0 | 0
| Diversity Factor: 0 | [33 empty] | DNP_ID: 7179. Load transfer (system control request) open point change to reduce load on Tx5 Matraville. | Matraville 33_11kV Tx5 | Maroubra 132_11kV Tx1 | 0 | 0 | 0 | 0 | 0 | 0 | 0 | 120 | 0 | 0 | 0 | 0 | 0 | 0 | 0 | 0 | 0 | 0 | 0 | 0 | 0 | 0 | 0 | 0 | 0 | 0 | 0 | 0 | 0 | 0 | 0 | 0
[35 empty] | HVCON_ID: 2006075. Long Bay Penitentiary. Establish customer substation S.35265, S.35266, S.35267 & S.35274. Decommission S.6765 Penitentiary Hospital 2 | Matraville 33_11kV Tx5 | Maroubra 132_11kV Tx3 | 0 | 140 | 0 | 0 | 0 | 0 | 0 | 0 | 0 | 0 | 0 | 0 | 0 | 0 | 0 | 0 | 0 | 0 | 0 | 0 | 0 | 0 | 0 | 0 | 0 | 0 | 0 | 0 | 0 | 0 | 0 | 0
[35 empty] | HVCON_ID: 2010644. Establishment of Patricks Port Botany terminal Sydney and the decommissioning of S.8335 Penrhyn Botany HVC | Maroubra 132_11kV Tx3 | Port Botany 33_11kV Tx1 | 0 | 0 | 0 | 0 | 100 | 0 | 0 | 0 | 0 | 0 | 0 | 0 | 0 | 0 | 0 | 0 | 0 | 0 | 0 | 0 | 0 | 0 | 0 | 0 | 0 | 0 | 0 | 0 | 0 | 0 | 0 | 0
| 0 | [33 empty] | HVCON_ID: 2010644. Establishment of Patricks Port Botany terminal Sydney and the decommissioning of S.8335 Penrhyn Botany HVC | Maroubra 132_11kV Tx3 | Port Botany 33_11kV Tx3 | 0 | 0 | 0 | 0 | 45 | 0 | 0 | 0 | 0 | 0 | 0 | 0 | 0 | 0 | 0 | 0 | 0 | 0 | 0 | 0 | 0 | 0 | 0 | 0 | 0 | 0 | 0 | 0 | 0 | 0 | 0 | 0
| Diversity Factor: 0 | [33 empty] | HVCON_ID: 2012446. Load reduction at S.562 Bunnerong Hefron, british american tabaco. Site will be converted to residential development at later stage. 3 MVA load reduction from 350Amps to 225 Amps |  | Maroubra 132_11kV Tx2 | 0 | 0 | 0 | 0 | 0 | 0 | -36 | -22 | 0 | 0 | 0 | 0 | 0 | 0 | 0 | 0 | 0 | 0 | 0 | 0 | 0 | 0 | 0 | 0 | 0 | 0 | 0 | 0 | 0 | 0 | 0 | 0
[35 empty] | Econometric |  | Maroubra 132_11kV Tx1 | 0 | 0 | 0 | 0 | 0 | 0 | 0 | 0 | 0 | 3.2623 | 6.1151 | 9.0572 | 9.4095 | 9.5613 | 8.8427 | 8.9794 | 9.118 | 9.2585 | 9.4011 | 9.5457 | 9.6923 | 9.8409 | 9.9917 | 10.1446 | 10.2996 | 10.4568 | 10.6162 | 10.7779 | 10.9418 | 11.108 | 11.2766 | 11.4475
[35 empty] | Econometric |  | Maroubra 132_11kV Tx2 | 0 | 0 | 0 | 0 | 0 | 0 | 0 | 0 | 0 | 7.7613 | 14.5485 | 21.5481 | 22.3862 | 22.7472 | 21.0376 | 21.3628 | 21.6926 | 22.027 | 22.3661 | 22.7101 | 23.0589 | 23.4126 | 23.7712 | 24.135 | 24.5038 | 24.8778 | 25.2571 | 25.6417 | 26.0317 | 26.4271 | 26.8281 | 27.2347
| 0 | [33 empty] | Econometric |  | Maroubra 132_11kV Tx3 | 0 | 0 | 0 | 0 | 0 | 0 | 0 | 0 | 0 | 5.4282 | 10.1752 | 15.0707 | 15.6568 | 15.9093 | 14.7136 | 14.9411 | 15.1717 | 15.4056 | 15.6428 | 15.8834 | 16.1273 | 16.3747 | 16.6255 | 16.8799 | 17.1379 | 17.3995 | 17.6647 | 17.9337 | 18.2065 | 18.483 | 18.7635 | 19.0479
| Diversity Factor: 0 | [33 empty] | Energy Efficiency |  | Maroubra 132_11kV Tx1 | 0 | 0 | 0 | 0 | 0 | 0 | 0 | -1.305 | -0.58729 | -2.6946 | -4.1707 | -6.4331 | -6.6864 | -3.8704 | -2.5615 | -3.0581 | -2.995 | -3.8342 | -2.7402 | -2.851 | -2.1661 | -1.8283 | -2.0534 | -2.3278 | -2.3278 | -2.3278 | -2.3278 | -2.3278 | -2.3278 | -2.3278 | -2.3278 | -2.3278
[35 empty] | Energy Efficiency |  | Maroubra 132_11kV Tx2 | 0 | 0 | 0 | 0 | 0 | 0 | 0 | -3.1047 | -1.3972 | -6.4107 | -9.9225 | -15.3049 | -15.9076 | -9.2081 | -6.0941 | -7.2754 | -7.1253 | -9.122 | -6.5191 | -6.7828 | -5.1535 | -4.3496 | -4.8853 | -5.5381 | -5.5381 | -5.5381 | -5.5381 | -5.5381 | -5.5381 | -5.5381 | -5.5381 | -5.5381
[35 empty] | Energy Efficiency |  | Maroubra 132_11kV Tx3 | 0 | 0 | 0 | 0 | 0 | 0 | 0 | -2.1714 | -0.97721 | -4.4836 | -6.9398 | -10.7042 | -11.1257 | -6.4401 | -4.2622 | -5.0884 | -4.9834 | -6.3799 | -4.5595 | -4.7438 | -3.6043 | -3.0421 | -3.4168 | -3.8733 | -3.8733 | -3.8733 | -3.8733 | -3.8733 | -3.8733 | -3.8733 | -3.8733 | -3.8733
| 0 | [33 empty] | Solar PV |  | Maroubra 132_11kV Tx1 | 0 | 0 | 0 | 0 | 0 | 0 | 0 | 0 | 0 | 0 | 0 | 0 | 0 | 0 | 0 | 0 | 0 | 0 | 0 | 0 | 0 | 0 | 0 | 0 | 0 | 0 | 0 | 0 | 0 | 0 | 0 | 0
| Diversity Factor: 0 | [33 empty] | Solar PV |  | Maroubra 132_11kV Tx2 | 0 | 0 | 0 | 0 | 0 | 0 | 0 | 0 | 0 | 0 | 0 | 0 | 0 | 0 | 0 | 0 | 0 | 0 | 0 | 0 | 0 | 0 | 0 | 0 | 0 | 0 | 0 | 0 | 0 | 0 | 0 | 0
[35 empty] | Solar PV |  | Maroubra 132_11kV Tx3 | 0 | 0 | 0 | 0 | 0 | 0 | 0 | 0 | 0 | 0 | 0 | 0 | 0 | 0 | 0 | 0 | 0 | 0 | 0 | 0 | 0 | 0 | 0 | 0 | 0 | 0 | 0 | 0 | 0 | 0 | 0 | 0
0
Diversity Factor: 0
0
Diversity Factor: 0
| Weather Correction and Public Holiday Factors | [8 empty] | Forecast ROG
ROG Justification
| Actual loads for season 2013 have been weather corrected by the following: | [6 empty] | 2.986% |  | 7 year ROG ok | [59 empty] | 7 year ROG ok
1 | 2 | 3 | 4 | 5 | 6 | 7 | 8 | 9 | 10 | 2014 | 2015 | 2016 | 2017 | 2018 | 2019 | 2020 | 2021 | 2022 | 2023 | 2024 | 2025 | 2026 | 2027 | 2028 | 2029 | 2030 | 2031 | 2032 | 2033 | 2034 | 2035 | 2036 | 2037 | 2038
0.97041 | 0.9417 | 0.92312 | 0.91401 | 0.91401 | 0.91401 | 0.91401 | 0.91401 | 0.91401 | 0.91401 | -2.959% | -2.959% | -1.973% | -0.986% | 0% | 0% | 0% | 0% | 0% | 0% | 0% | 0% | 0% | 0% | 0% | 0% | 0% | 0% | 0% | 0% | 0% | 0% | 0% | 0% | 0%
Substation Load Detail
[7 empty] | Units | 2013 |  | 2014 | 2015 | 2016 | 2017 | 2018 | 2019 | 2020 | 2021 | 2022 | 2023 | 2024 | 2025 | 2026 | 2027 | 2028 | 2029 | 2030 | 2031 | 2032 | 2033 | 2034 | 2035 | 2036 | 2037 | 2038
1 | Maroubra 132_11kV | Compensated |  | Load (LV side) |  |  | Amps | 2345 | 2552 | 2667.869 | 2580.328 | 2525.276 | 2504.875 | 2514.747 | 2525.067 | 2553.767 | 2585.443 | 2615.304 | 2646.183 | 2673.538 | 2707.129 | 2740.89 | 2778.845 | 2819.253 | 2859.286 | 2898.706 | 2938.908 | 2979.903 | 3021.702 | 3064.316 | 3107.757 | 3152.036 | 3197.165 | 3243.156
|  |  |  | Apparent Power |  |  | MVA | 44.6783 |  | 50.8297 | 49.1619 | 48.113 | 47.7243 | 47.9124 | 48.109 | 48.6558 | 49.2593 | 49.8282 | 50.4166 | 50.9377 | 51.5777 | 52.221 | 52.9441 | 53.714 | 54.4767 | 55.2278 | 55.9937 | 56.7748 | 57.5712 | 58.3831 | 59.2107 | 60.0544 | 60.9142 | 61.7904
|  |  |  | Real Power |  |  | MW | 43.1365 | 46.9443 | 49.0617 | 47.4518 | 46.4394 | 46.0643 | 46.2458 | 46.4356 | 46.9634 | 47.5459 | 48.095 | 48.6629 | 49.1659 | 49.7837 | 50.4046 | 51.1025 | 51.8456 | 52.5818 | 53.3068 | 54.0461 | 54.8 | 55.5686 | 56.3523 | 57.1512 | 57.9654 | 58.7954 | 59.6411
|  |  |  | Reactive Power |  |  | MVAr | 11.6356 |  | 13.2896 | 12.8535 | 12.5792 | 12.4776 | 12.5268 | 12.5782 | 12.7212 | 12.879 | 13.0277 | 13.1815 | 13.3178 | 13.4851 | 13.6533 | 13.8424 | 14.0436 | 14.2431 | 14.4394 | 14.6397 | 14.8439 | 15.0521 | 15.2644 | 15.4808 | 15.7013 | 15.9261 | 16.1552
|  |  |  | Capacitors In Service |  |  | MVAr | 0 |  | 0 | 0 | 0 | 0 | 0 | 0 | 0 | 0 | 0 | 0 | 0 | 0 | 0 | 0 | 0 | 0 | 0 | 0 | 0 | 0 | 0 | 0 | 0 | 0 | 0
|  |  |  | PF |  |  |  | 0.96549 |  | 0.96522 | 0.96522 | 0.96522 | 0.96522 | 0.96522 | 0.96522 | 0.96522 | 0.96522 | 0.96522 | 0.96522 | 0.96522 | 0.96522 | 0.96522 | 0.96522 | 0.96522 | 0.96522 | 0.96522 | 0.96522 | 0.96522 | 0.96522 | 0.96522 | 0.96522 | 0.96522 | 0.96522 | 0.96522
0.95117 | Diversity Factor: 0.95 | Uncompensated |  | Reactive Power |  |  | MVAr | 11.6356 | 12.6628 | 13.2896 | 12.8535 | 12.5792 | 12.4776 | 12.5268 | 12.5782 | 12.7212 | 12.879 | 13.0277 | 13.1815 | 13.3178 | 13.4851 | 13.6533 | 13.8424 | 14.0436 | 14.2431 | 14.4394 | 14.6397 | 14.8439 | 15.0521 | 15.2644 | 15.4808 | 15.7013 | 15.9261 | 16.1552
|  |  |  | PF |  |  |  | 0.96549 |  | 0.96522 | 0.96522 | 0.96522 | 0.96522 | 0.96522 | 0.96522 | 0.96522 | 0.96522 | 0.96522 | 0.96522 | 0.96522 | 0.96522 | 0.96522 | 0.96522 | 0.96522 | 0.96522 | 0.96522 | 0.96522 | 0.96522 | 0.96522 | 0.96522 | 0.96522 | 0.96522 | 0.96522 | 0.96522
[10 empty] | 1 | 2 | 3 | 4 | 5 | 6 | 7 | 8 | 9 | 10 | 11 | 12 | 13 | 14 | 15 | 16 | 17 | 18 | 19 | 20 | 21 | 22 | 23 | 24 | 25
Transformer Load Detail
[7 empty] | Units | 2013 |  | 2014 | 2015 | 2016 | 2017 | 2018 | 2019 | 2020 | 2021 | 2022 | 2023 | 2024 | 2025 | 2026 | 2027 | 2028 | 2029 | 2030 | 2031 | 2032 | 2033 | 2034 | 2035 | 2036 | 2037 | 2038
| 0 | Compensated |  | Load (LV side) |  |  | Amps
|  |  |  | Apparent Power |  |  | MVA
|  |  |  | Real Power |  |  | MW
|  |  |  | Reactive Power |  |  | MVAr
|  |  |  | Capacitors In Service |  |  | MVAr
PF
| Zone Div: | Uncompensated |  | Reactive Power |  |  | MVAr
PF
| 0 | Compensated |  | Load (LV side) |  |  | Amps
|  |  |  | Apparent Power |  |  | MVA
|  |  |  | Real Power |  |  | MW
|  |  |  | Reactive Power |  |  | MVAr
|  |  |  | Capacitors In Service |  |  | MVAr
PF
| Zone Div: | Uncompensated |  | Reactive Power |  |  | MVAr
PF
| 0 | Compensated |  | Load (LV side) |  |  | Amps
|  |  |  | Apparent Power |  |  | MVA
|  |  |  | Real Power |  |  | MW
|  |  |  | Reactive Power |  |  | MVAr
|  |  |  | Capacitors In Service |  |  | MVAr
PF
| Zone Div: | Uncompensated |  | Reactive Power |  |  | MVAr
PF
| 0 | Compensated |  | Load (LV side) |  |  | Amps
|  |  |  | Apparent Power |  |  | MVA
|  |  |  | Real Power |  |  | MW
|  |  |  | Reactive Power |  |  | MVAr
|  |  |  | Capacitors In Service |  |  | MVAr
PF
| Zone Div: | Uncompensated |  | Reactive Power |  |  | MVAr
PF
| 0 | Compensated |  | Load (LV side) |  |  | Amps
|  |  |  | Apparent Power |  |  | MVA
|  |  |  | Real Power |  |  | MW
|  |  |  | Reactive Power |  |  | MVAr
|  |  |  | Capacitors In Service |  |  | MVAr
PF
| Zone Div: | Uncompensated |  | Reactive Power |  |  | MVAr
PF
| 0 | Compensated |  | Load (LV side) |  |  | Amps
|  |  |  | Apparent Power |  |  | MVA
|  |  |  | Real Power |  |  | MW
|  |  |  | Reactive Power |  |  | MVAr
|  |  |  | Capacitors In Service |  |  | MVAr
PF
| Zone Div: | Uncompensated |  | Reactive Power |  |  | MVAr
PF
| 0 | Compensated |  | Load (LV side) |  |  | Amps
|  |  |  | Apparent Power |  |  | MVA
|  |  |  | Real Power |  |  | MW
|  |  |  | Reactive Power |  |  | MVAr
|  |  |  | Capacitors In Service |  |  | MVAr
PF
| Zone Div: | Uncompensated |  | Reactive Power |  |  | MVAr
PF
| 0 | Compensated |  | Load (LV side) |  |  | Amps
|  |  |  | Apparent Power |  |  | MVA
|  |  |  | Real Power |  |  | MW
|  |  |  | Reactive Power |  |  | MVAr
|  |  |  | Capacitors In Service |  |  | MVAr
PF
| Zone Div: | Uncompensated |  | Reactive Power |  |  | MVAr
PF
| 0 | Compensated |  | Load (LV side) |  |  | Amps
|  |  |  | Apparent Power |  |  | MVA
|  |  |  | Real Power |  |  | MW
|  |  |  | Reactive Power |  |  | MVAr
|  |  |  | Capacitors In Service |  |  | MVAr
PF
| Zone Div: | Uncompensated |  | Reactive Power |  |  | MVAr
PF
| 0 | Compensated |  | Load (LV side) |  |  | Amps
|  |  |  | Apparent Power |  |  | MVA
|  |  |  | Real Power |  |  | MW
|  |  |  | Reactive Power |  |  | MVAr
|  |  |  | Capacitors In Service |  |  | MVAr
PF
| Zone Div: | Uncompensated |  | Reactive Power |  |  | MVAr
PF

## Marrickville 132_11kV
| Marrickville 132_11kV | [16 empty] | 2014 | WINTER
| Substation Total Loads | [33 empty] | Spots & Transfers Detail
| Historical Loads | (11kV Amps) | [7 empty] | Weather Corrected Forecast Loads |  |  |  | (11kV Amps) | [20 empty] | Spots & Transfers Summary | (11kV Amps) |  | Historical Spots & Transfers | [6 empty] | Forecast Spots & Transfers
|  | 2007 | 2008 | 2009 | 2010 | 2011 | 2012 | 2013 |  | 2014 | 2015 | 2016 | 2017 | 2018 | 2019 | 2020 | 2021 | 2022 | 2023 | 2024 | 2025 | 2026 | 2027 | 2028 | 2029 | 2030 | 2031 | 2032 | 2033 | 2034 | 2035 | 2036 | 2037 | 2038 |  |  |  | 2007 | 2008 | 2009 | 2010 | 2011 | 2012 | 2013 | 2014 | 2015 | 2016 | 2017 | 2018 | 2019 | 2020 | 2021 | 2022 | 2023 | 2024 | 2025 | 2026 | 2027 | 2028 | 2029 | 2030 | 2031 | 2032 | 2033 | 2034 | 2035 | 2036 | 2037 | 2038
| Total | 3373 | 3329 | 2911 | 2987 | 2798 | 2717 | 2583 |  | 2570.324 | 2458.574 | 2388.388 | 2360.764 | 2369.429 | 2379.729 | 2417.145 | 2460.421 | 2500.883 | 2542.954 | 2579.826 | 2626.279 | 2673 | 2726.003 | 2782.718 | 2838.839 | 2894.072 | 2950.486 | 3008.099 | 3066.928 | 3126.99 | 3188.304 | 3250.886 | 3314.756 | 3379.931 |  |  | Total | 0 | 0 | 0 | 0 | 0 | 0 | 0 | -9.5608 | -10.2053 | -5.4322 | 3.8281 | 8.6652 | 10.2998 | 37.4161 | 43.2761 | 40.462 | 42.0711 | 36.8719 | 46.4531 | 46.721 | 53.003 | 56.7143 | 56.1219 | 55.2324 | 56.4142 | 57.613 | 58.829 | 60.0624 | 61.3134 | 62.5824 | 63.8695 | 65.1751
| Firm Rating | 0 | 0 | 0 | 0 | 0 | 0 | 3814 |  | 3814 | 3814 | 3814 | 3814 | 3814 | 3814 | 3814 | 3814 | 3814 | 3814 | 3814 | 3814 | 3814 | 3814 | 3814 | 3814 | 3814 | 3814 | 3814 | 3814 | 3814 | 3814 | 3814 | 3814 | 3814
| Total Capacity | 0 | 0 | 0 | 0 | 0 | 0 | 4008 |  | 4008 | 4008 | 4008 | 4008 | 4008 | 4008 | 4008 | 4008 | 4008 | 4008 | 4008 | 4008 | 4008 | 4008 | 4008 | 4008 | 4008 | 4008 | 4008 | 4008 | 4008 | 4008 | 4008 | 4008 | 4008 |  |  | Marrickville 132_11kV Tx1 | 0 | 0 | 0 | 0 | 0 | 0 | -100 | -4.4104 | -4.7077 | -2.5059 | 1.7659 | 3.9973 | 4.7513 | 17.2601 | 19.9633 | 18.6652 | 19.4075 | 17.0091 | 21.4289 | 21.5525 | 24.4504 | 26.1624 | 25.8891 | 25.4788 | 26.024 | 26.577 | 27.1379 | 27.7069 | 28.284 | 28.8694 | 29.4631 | 30.0654
|  | -7 | -6 | -5 | -4 | -3 | -2 | -1 |  | 0 | 1 | 2 | 3 | 4 | 5 | 6 | 7 | 8 | 9 | 10 | 11 | 12 | 13 | 14 | 15 | 16 | 17 | 18 | 19 | 20 | 21 | 22 | 23 | 24 |  |  | Marrickville 132_11kV Tx3 | 0 | 0 | 0 | 0 | 0 | 0 | 0 | 0 | 0 | 0 | 0 | 0 | 0 | 0 | 0 | 0 | 0 | 0 | 0 | 0 | 0 | 0 | 0 | 0 | 0 | 0 | 0 | 0 | 0 | 0 | 0 | 0
| Transformer Loads | [35 empty] | Marrickville 132_11kV Tx4 | 0 | 0 | 0 | 0 | 0 | 0 | 100 | -5.1504 | -5.4976 | -2.9263 | 2.0622 | 4.668 | 5.5485 | 20.156 | 23.3128 | 21.7968 | 22.6637 | 19.8629 | 25.0242 | 25.1685 | 28.5526 | 30.5519 | 30.2328 | 29.7536 | 30.3902 | 31.036 | 31.6911 | 32.3555 | 33.0295 | 33.713 | 34.4064 | 35.1097
| Historical Loads | (11kV Amps) | [7 empty] | Weather Corrected Forecast Loads |  |  |  | (11kV Amps) | [23 empty] | 0 | 0 | 0 | 0 | 0 | 0 | 0 | 0 | 0 | 0 | 0 | 0 | 0 | 0 | 0 | 0 | 0 | 0 | 0 | 0 | 0 | 0 | 0 | 0 | 0 | 0 | 0 | 0 | 0 | 0 | 0 | 0
|  | 2007 | 2008 | 2009 | 2010 | 2011 | 2012 | 2013 |  | 2014 | 2015 | 2016 | 2017 | 2018 | 2019 | 2020 | 2021 | 2022 | 2023 | 2024 | 2025 | 2026 | 2027 | 2028 | 2029 | 2030 | 2031 | 2032 | 2033 | 2034 | 2035 | 2036 | 2037 | 2038 |  |  |  | 0 | 0 | 0 | 0 | 0 | 0 | 0 | 0 | 0 | 0 | 0 | 0 | 0 | 0 | 0 | 0 | 0 | 0 | 0 | 0 | 0 | 0 | 0 | 0 | 0 | 0 | 0 | 0 | 0 | 0 | 0 | 0
| 0 | [36 empty] | 0 | 0 | 0 | 0 | 0 | 0 | 0 | 0 | 0 | 0 | 0 | 0 | 0 | 0 | 0 | 0 | 0 | 0 | 0 | 0 | 0 | 0 | 0 | 0 | 0 | 0 | 0 | 0 | 0 | 0 | 0 | 0
| Diversity Factor: 0 | [36 empty] | 0 | 0 | 0 | 0 | 0 | 0 | 0 | 0 | 0 | 0 | 0 | 0 | 0 | 0 | 0 | 0 | 0 | 0 | 0 | 0 | 0 | 0 | 0 | 0 | 0 | 0 | 0 | 0 | 0 | 0 | 0 | 0
[38 empty] | 0 | 0 | 0 | 0 | 0 | 0 | 0 | 0 | 0 | 0 | 0 | 0 | 0 | 0 | 0 | 0 | 0 | 0 | 0 | 0 | 0 | 0 | 0 | 0 | 0 | 0 | 0 | 0 | 0 | 0 | 0 | 0
[38 empty] | 0 | 0 | 0 | 0 | 0 | 0 | 0 | 0 | 0 | 0 | 0 | 0 | 0 | 0 | 0 | 0 | 0 | 0 | 0 | 0 | 0 | 0 | 0 | 0 | 0 | 0 | 0 | 0 | 0 | 0 | 0 | 0
| 0 | [36 empty] | 0 | 0 | 0 | 0 | 0 | 0 | 0 | 0 | 0 | 0 | 0 | 0 | 0 | 0 | 0 | 0 | 0 | 0 | 0 | 0 | 0 | 0 | 0 | 0 | 0 | 0 | 0 | 0 | 0 | 0 | 0 | 0
Diversity Factor: 0
[38 empty] | Historical Spots & Transfers | [6 empty] | Forecast Spots & Transfers
[35 empty] | Project Name | From | To | 2007 | 2008 | 2009 | 2010 | 2011 | 2012 | 2013 | 2014 | 2015 | 2016 | 2017 | 2018 | 2019 | 2020 | 2021 | 2022 | 2023 | 2024 | 2025 | 2026 | 2027 | 2028 | 2029 | 2030 | 2031 | 2032 | 2033 | 2034 | 2035 | 2036 | 2037 | 2038
| 0 | [33 empty] | Broad based demand management |  | Marrickville 132_11kV Tx1 | 0 | 0 | 0 | 0 | 0 | 0 | 0 | 0 | -2.7019 | -3.4138 | -2.62 | -1.735 | -1.8342 | 0 | 0 | 0 | 0 | 0 | 0 | 0 | 0 | 0 | 0 | 0 | 0 | 0 | 0 | 0 | 0 | 0 | 0 | 0
| Diversity Factor: 0 | [33 empty] | Broad based demand management |  | Marrickville 132_11kV Tx4 | 0 | 0 | 0 | 0 | 0 | 0 | 0 | 0 | -3.1552 | -3.9866 | -3.0596 | -2.0261 | -2.142 | 0 | 0 | 0 | 0 | 0 | 0 | 0 | 0 | 0 | 0 | 0 | 0 | 0 | 0 | 0 | 0 | 0 | 0 | 0
[35 empty] | DNP_ID: 6424. North Marrickville Zone Development - 2009. | Marrickville 132_11kV Tx1 | Marrickville 132_11kV Tx4 | 0 | 0 | 0 | 0 | 0 | 0 | 100 | 0 | 0 | 0 | 0 | 0 | 0 | 0 | 0 | 0 | 0 | 0 | 0 | 0 | 0 | 0 | 0 | 0 | 0 | 0 | 0 | 0 | 0 | 0 | 0 | 0
[35 empty] | Econometric |  | Marrickville 132_11kV Tx1 | 0 | 0 | 0 | 0 | 0 | 0 | 0 | 0 | 0 | 10.6386 | 19.5367 | 29.132 | 31.0075 | 31.5358 | 29.6831 | 30.1624 | 30.6486 | 31.1418 | 31.6422 | 32.1497 | 32.6646 | 33.1869 | 33.7167 | 34.2542 | 34.7994 | 35.3524 | 35.9133 | 36.4823 | 37.0594 | 37.6448 | 38.2385 | 38.8408
| 0 | [33 empty] | Econometric |  | Marrickville 132_11kV Tx4 | 0 | 0 | 0 | 0 | 0 | 0 | 0 | 0 | 0 | 12.4236 | 22.8145 | 34.0198 | 36.2099 | 36.8269 | 34.6633 | 35.223 | 35.7908 | 36.3668 | 36.9511 | 37.5438 | 38.1451 | 38.755 | 39.3737 | 40.0013 | 40.638 | 41.2838 | 41.9388 | 42.6032 | 43.2772 | 43.9608 | 44.6542 | 45.3574
| Diversity Factor: 0 | [33 empty] | Energy Efficiency |  | Marrickville 132_11kV Tx1 | 0 | 0 | 0 | 0 | 0 | 0 | 0 | -4.4104 | -2.0058 | -9.7307 | -15.1507 | -23.3997 | -24.4219 | -14.2757 | -9.7198 | -11.4972 | -11.2411 | -14.1327 | -10.2133 | -10.5973 | -8.2143 | -7.0245 | -7.8277 | -8.7754 | -8.7754 | -8.7754 | -8.7754 | -8.7754 | -8.7754 | -8.7754 | -8.7754 | -8.7754
[35 empty] | Energy Efficiency |  | Marrickville 132_11kV Tx4 | 0 | 0 | 0 | 0 | 0 | 0 | 0 | -5.1504 | -2.3424 | -11.3633 | -17.6927 | -27.3257 | -28.5194 | -16.6709 | -11.3506 | -13.4262 | -13.1271 | -16.5039 | -11.9268 | -12.3753 | -9.5925 | -8.2031 | -9.141 | -10.2477 | -10.2477 | -10.2477 | -10.2477 | -10.2477 | -10.2477 | -10.2477 | -10.2477 | -10.2477
[35 empty] | Solar PV |  | Marrickville 132_11kV Tx1 | 0 | 0 | 0 | 0 | 0 | 0 | 0 | 0 | 0 | 0 | 0 | 0 | 0 | 0 | 0 | 0 | 0 | 0 | 0 | 0 | 0 | 0 | 0 | 0 | 0 | 0 | 0 | 0 | 0 | 0 | 0 | 0
| 0 | [33 empty] | Solar PV |  | Marrickville 132_11kV Tx4 | 0 | 0 | 0 | 0 | 0 | 0 | 0 | 0 | 0 | 0 | 0 | 0 | 0 | 0 | 0 | 0 | 0 | 0 | 0 | 0 | 0 | 0 | 0 | 0 | 0 | 0 | 0 | 0 | 0 | 0 | 0 | 0
Diversity Factor: 0
0
Diversity Factor: 0
0
Diversity Factor: 0
0
Diversity Factor: 0
0
Diversity Factor: 0
0
Diversity Factor: 0
| Weather Correction and Public Holiday Factors | [8 empty] | Forecast ROG
ROG Justification
| Actual loads for season 2013 have been weather corrected by the following: | [6 empty] | 1.955% |  | 7 year ROG ok | [59 empty] | 7 year ROG ok
1 | 2 | 3 | 4 | 5 | 6 | 7 | 8 | 9 | 10 | 2014 | 2015 | 2016 | 2017 | 2018 | 2019 | 2020 | 2021 | 2022 | 2023 | 2024 | 2025 | 2026 | 2027 | 2028 | 2029 | 2030 | 2031 | 2032 | 2033 | 2034 | 2035 | 2036 | 2037 | 2038
0.9605 | 0.92256 | 0.89827 | 0.88645 | 0.88645 | 0.88645 | 0.88645 | 0.88645 | 0.88645 | 0.88645 | -3.95% | -3.95% | -2.633% | -1.316% | 0% | 0% | 0% | 0% | 0% | 0% | 0% | 0% | 0% | 0% | 0% | 0% | 0% | 0% | 0% | 0% | 0% | 0% | 0% | 0% | 0%
Substation Load Detail
[7 empty] | Units | 2013 |  | 2014 | 2015 | 2016 | 2017 | 2018 | 2019 | 2020 | 2021 | 2022 | 2023 | 2024 | 2025 | 2026 | 2027 | 2028 | 2029 | 2030 | 2031 | 2032 | 2033 | 2034 | 2035 | 2036 | 2037 | 2038
1 | Marrickville 132_11kV | Compensated |  | Load (LV side) |  |  | Amps | 2583 | 2686 | 2570.324 | 2458.574 | 2388.388 | 2360.764 | 2369.429 | 2379.729 | 2417.145 | 2460.421 | 2500.883 | 2542.954 | 2579.826 | 2626.279 | 2673 | 2726.003 | 2782.718 | 2838.839 | 2894.072 | 2950.486 | 3008.099 | 3066.928 | 3126.99 | 3188.304 | 3250.886 | 3314.756 | 3379.931
|  |  |  | Apparent Power |  |  | MVA | 49.2128 |  | 48.9712 | 46.8421 | 45.5049 | 44.9786 | 45.1437 | 45.3399 | 46.0528 | 46.8773 | 47.6482 | 48.4498 | 49.1523 | 50.0374 | 50.9275 | 51.9373 | 53.0179 | 54.0872 | 55.1395 | 56.2143 | 57.312 | 58.4328 | 59.5772 | 60.7454 | 61.9377 | 63.1546 | 64.3963
|  |  |  | Real Power |  |  | MW | 48.0825 | 49.9999 | 47.8466 | 45.7663 | 44.4598 | 43.9456 | 44.1069 | 44.2986 | 44.9951 | 45.8007 | 46.5539 | 47.3371 | 48.0234 | 48.8882 | 49.7579 | 50.7445 | 51.8003 | 52.845 | 53.8731 | 54.9233 | 55.9957 | 57.0908 | 58.2089 | 59.3503 | 60.5152 | 61.7041 | 62.9174
|  |  |  | Reactive Power |  |  | MVAr | 10.4865 |  | 10.4351 | 9.9814 | 9.6964 | 9.5843 | 9.6195 | 9.6613 | 9.8132 | 9.9889 | 10.1531 | 10.3239 | 10.4736 | 10.6622 | 10.8519 | 11.0671 | 11.2973 | 11.5252 | 11.7494 | 11.9785 | 12.2124 | 12.4512 | 12.695 | 12.9439 | 13.198 | 13.4573 | 13.7219
|  |  |  | Capacitors In Service |  |  | MVAr | 0 |  | 0 | 0 | 0 | 0 | 0 | 0 | 0 | 0 | 0 | 0 | 0 | 0 | 0 | 0 | 0 | 0 | 0 | 0 | 0 | 0 | 0 | 0 | 0 | 0 | 0
|  |  |  | PF |  |  |  | 0.97703 |  | 0.97703 | 0.97703 | 0.97703 | 0.97703 | 0.97703 | 0.97703 | 0.97703 | 0.97703 | 0.97703 | 0.97703 | 0.97703 | 0.97703 | 0.97703 | 0.97703 | 0.97703 | 0.97703 | 0.97703 | 0.97703 | 0.97703 | 0.97703 | 0.97703 | 0.97703 | 0.97703 | 0.97703 | 0.97703
0.9445 | Diversity Factor: 0.94 | Uncompensated |  | Reactive Power |  |  | MVAr | 10.4865 | 10.9047 | 10.4351 | 9.9814 | 9.6964 | 9.5843 | 9.6195 | 9.6613 | 9.8132 | 9.9889 | 10.1531 | 10.3239 | 10.4736 | 10.6622 | 10.8519 | 11.0671 | 11.2973 | 11.5252 | 11.7494 | 11.9785 | 12.2124 | 12.4512 | 12.695 | 12.9439 | 13.198 | 13.4573 | 13.7219
|  |  |  | PF |  |  |  | 0.97703 |  | 0.97703 | 0.97703 | 0.97703 | 0.97703 | 0.97703 | 0.97703 | 0.97703 | 0.97703 | 0.97703 | 0.97703 | 0.97703 | 0.97703 | 0.97703 | 0.97703 | 0.97703 | 0.97703 | 0.97703 | 0.97703 | 0.97703 | 0.97703 | 0.97703 | 0.97703 | 0.97703 | 0.97703 | 0.97703
[10 empty] | 1 | 2 | 3 | 4 | 5 | 6 | 7 | 8 | 9 | 10 | 11 | 12 | 13 | 14 | 15 | 16 | 17 | 18 | 19 | 20 | 21 | 22 | 23 | 24 | 25
Transformer Load Detail
[7 empty] | Units | 2013 |  | 2014 | 2015 | 2016 | 2017 | 2018 | 2019 | 2020 | 2021 | 2022 | 2023 | 2024 | 2025 | 2026 | 2027 | 2028 | 2029 | 2030 | 2031 | 2032 | 2033 | 2034 | 2035 | 2036 | 2037 | 2038
| 0 | Compensated |  | Load (LV side) |  |  | Amps
|  |  |  | Apparent Power |  |  | MVA
|  |  |  | Real Power |  |  | MW
|  |  |  | Reactive Power |  |  | MVAr
|  |  |  | Capacitors In Service |  |  | MVAr
PF
| Zone Div: | Uncompensated |  | Reactive Power |  |  | MVAr
PF
| 0 | Compensated |  | Load (LV side) |  |  | Amps
|  |  |  | Apparent Power |  |  | MVA
|  |  |  | Real Power |  |  | MW
|  |  |  | Reactive Power |  |  | MVAr
|  |  |  | Capacitors In Service |  |  | MVAr
PF
| Zone Div: | Uncompensated |  | Reactive Power |  |  | MVAr
PF
| 0 | Compensated |  | Load (LV side) |  |  | Amps
|  |  |  | Apparent Power |  |  | MVA
|  |  |  | Real Power |  |  | MW
|  |  |  | Reactive Power |  |  | MVAr
|  |  |  | Capacitors In Service |  |  | MVAr
PF
| Zone Div: | Uncompensated |  | Reactive Power |  |  | MVAr
PF
| 0 | Compensated |  | Load (LV side) |  |  | Amps
|  |  |  | Apparent Power |  |  | MVA
|  |  |  | Real Power |  |  | MW
|  |  |  | Reactive Power |  |  | MVAr
|  |  |  | Capacitors In Service |  |  | MVAr
PF
| Zone Div: | Uncompensated |  | Reactive Power |  |  | MVAr
PF
| 0 | Compensated |  | Load (LV side) |  |  | Amps
|  |  |  | Apparent Power |  |  | MVA
|  |  |  | Real Power |  |  | MW
|  |  |  | Reactive Power |  |  | MVAr
|  |  |  | Capacitors In Service |  |  | MVAr
PF
| Zone Div: | Uncompensated |  | Reactive Power |  |  | MVAr
PF
| 0 | Compensated |  | Load (LV side) |  |  | Amps
|  |  |  | Apparent Power |  |  | MVA
|  |  |  | Real Power |  |  | MW
|  |  |  | Reactive Power |  |  | MVAr
|  |  |  | Capacitors In Service |  |  | MVAr
PF
| Zone Div: | Uncompensated |  | Reactive Power |  |  | MVAr
PF
| 0 | Compensated |  | Load (LV side) |  |  | Amps
|  |  |  | Apparent Power |  |  | MVA
|  |  |  | Real Power |  |  | MW
|  |  |  | Reactive Power |  |  | MVAr
|  |  |  | Capacitors In Service |  |  | MVAr
PF
| Zone Div: | Uncompensated |  | Reactive Power |  |  | MVAr
PF
| 0 | Compensated |  | Load (LV side) |  |  | Amps
|  |  |  | Apparent Power |  |  | MVA
|  |  |  | Real Power |  |  | MW
|  |  |  | Reactive Power |  |  | MVAr
|  |  |  | Capacitors In Service |  |  | MVAr
PF
| Zone Div: | Uncompensated |  | Reactive Power |  |  | MVAr
PF
| 0 | Compensated |  | Load (LV side) |  |  | Amps
|  |  |  | Apparent Power |  |  | MVA
|  |  |  | Real Power |  |  | MW
|  |  |  | Reactive Power |  |  | MVAr
|  |  |  | Capacitors In Service |  |  | MVAr
PF
| Zone Div: | Uncompensated |  | Reactive Power |  |  | MVAr
PF
| 0 | Compensated |  | Load (LV side) |  |  | Amps
|  |  |  | Apparent Power |  |  | MVA
|  |  |  | Real Power |  |  | MW
|  |  |  | Reactive Power |  |  | MVAr
|  |  |  | Capacitors In Service |  |  | MVAr
PF
| Zone Div: | Uncompensated |  | Reactive Power |  |  | MVAr
PF

## Mascot 33_11kV
| Mascot 33_11kV | [16 empty] | 2014 | WINTER
| Substation Total Loads | [33 empty] | Spots & Transfers Detail
| Historical Loads | (11kV Amps) | [7 empty] | Weather Corrected Forecast Loads |  |  |  | (11kV Amps) | [20 empty] | Spots & Transfers Summary | (11kV Amps) |  | Historical Spots & Transfers | [6 empty] | Forecast Spots & Transfers
|  | 2007 | 2008 | 2009 | 2010 | 2011 | 2012 | 2013 |  | 2014 | 2015 | 2016 | 2017 | 2018 | 2019 | 2020 | 2021 | 2022 | 2023 | 2024 | 2025 | 2026 | 2027 | 2028 | 2029 | 2030 | 2031 | 2032 | 2033 | 2034 | 2035 | 2036 | 2037 | 2038 |  |  |  | 2007 | 2008 | 2009 | 2010 | 2011 | 2012 | 2013 | 2014 | 2015 | 2016 | 2017 | 2018 | 2019 | 2020 | 2021 | 2022 | 2023 | 2024 | 2025 | 2026 | 2027 | 2028 | 2029 | 2030 | 2031 | 2032 | 2033 | 2034 | 2035 | 2036 | 2037 | 2038
| Total | 2315 | 2211 | 2043 | 2300 | 2234 | 2087 | 2062 |  | 1966.828 | 1868.499 | 1805.767 | 1782.443 | 1791.143 | 1795.129 | 1821.987 | 1855.575 | 1886.39 | 1917.836 | 1942.707 | 1975.577 | 2008.156 | 2046.924 | 2088.89 | 2129.943 | 2169.341 | 2209.41 | 2250.158 | 2291.594 | 2333.726 | 2376.566 | 2420.12 | 2464.399 | 2509.412 |  |  | Total | 0 | 0 | 211 | 58 | 0 | 0 | 60 | -12.3125 | -12.907 | -8.6305 | 2.8174 | 8.7 | 3.986 | 26.8585 | 33.5877 | 30.8148 | 31.4461 | 24.8711 | 32.8699 | 32.579 | 38.7678 | 41.9662 | 41.0531 | 39.3984 | 40.0687 | 40.7478 | 41.4359 | 42.1329 | 42.839 | 43.5544 | 44.2791 | 45.0133
| Firm Rating | 0 | 0 | 0 | 0 | 0 | 0 | 4138 |  | 4138 | 4138 | 4138 | 4138 | 4138 | 4138 | 4138 | 4138 | 4138 | 4138 | 4138 | 4138 | 4138 | 4138 | 4138 | 4138 | 4138 | 4138 | 4138 | 4138 | 4138 | 4138 | 4138 | 4138 | 4138
| Total Capacity | 0 | 0 | 0 | 0 | 0 | 0 | 5509 |  | 5509 | 5509 | 5509 | 5509 | 5509 | 5509 | 5509 | 5509 | 5509 | 5509 | 5509 | 5509 | 5509 | 5509 | 5509 | 5509 | 5509 | 5509 | 5509 | 5509 | 5509 | 5509 | 5509 | 5509 | 5509 |  |  | Mascot 33_11kV Tx1 | 0 | 0 | 0 | 0 | 0 | 0 | 0 | 0 | 0 | 0 | 0 | 0 | 0 | 0 | 0 | 0 | 0 | 0 | 0 | 0 | 0 | 0 | 0 | 0 | 0 | 0 | 0 | 0 | 0 | 0 | 0 | 0
|  | -7 | -6 | -5 | -4 | -3 | -2 | -1 |  | 0 | 1 | 2 | 3 | 4 | 5 | 6 | 7 | 8 | 9 | 10 | 11 | 12 | 13 | 14 | 15 | 16 | 17 | 18 | 19 | 20 | 21 | 22 | 23 | 24 |  |  | Mascot 33_11kV Tx2 | 0 | 0 | 70 | 40 | 0 | 0 | 60 | -2.0866 | -2.1874 | -1.4626 | 0.47747 | 1.4744 | 0.67552 | 4.5518 | 5.6922 | 5.2222 | 5.3292 | 4.2149 | 5.5705 | 5.5212 | 6.5701 | 7.1121 | 6.9573 | 6.6769 | 6.7905 | 6.9056 | 7.0222 | 7.1403 | 7.26 | 7.3812 | 7.5041 | 7.6285
| Transformer Loads | [35 empty] | Mascot 33_11kV Tx3 | 0 | 0 | 0 | 0 | 0 | 0 | 0 | -2.9823 | -3.1263 | -2.0905 | 0.68243 | 2.1073 | 0.96549 | 6.5056 | 8.1355 | 7.4639 | 7.6168 | 6.0242 | 7.9617 | 7.8912 | 9.3903 | 10.165 | 9.9438 | 9.543 | 9.7054 | 9.8699 | 10.0365 | 10.2053 | 10.3764 | 10.5497 | 10.7252 | 10.903
| Historical Loads | (11kV Amps) | [7 empty] | 0: Weather Corrected Forecast Loads; 4: (11kV Amps) |  |  | Mascot 33_11kV Tx4 | 0 | 0 | 0 | 0 | 0 | 0 | 0 | -2.2731 | -2.3828 | -1.5933 | 0.52014 | 1.6061 | 0.73588 | 4.9585 | 6.2008 | 5.6889 | 5.8054 | 4.5916 | 6.0683 | 6.0145 | 7.1571 | 7.7476 | 7.579 | 7.2735 | 7.3973 | 7.5226 | 7.6497 | 7.7783 | 7.9087 | 8.0408 | 8.1746 | 8.3101
|  | 2007 | 2008 | 2009 | 2010 | 2011 | 2012 | 2013 |  | 2014 | 2015 | 2016 | 2017 | 2018 | 2019 | 2020 | 2021 | 2022 | 2023 | 2024 | 2025 | 2026 | 2027 | 2028 | 2029 | 2030 | 2031 | 2032 | 2033 | 2034 | 2035 | 2036 | 2037 | 2038 |  |  | Mascot 33_11kV Tx5 | 0 | 0 | 165 | 0 | 0 | 0 | 0 | -2.0289 | -2.1269 | -1.4222 | 0.46427 | 1.4336 | 0.65683 | 4.4258 | 5.5347 | 5.0778 | 5.1818 | 4.0983 | 5.4164 | 5.3685 | 6.3883 | 6.9153 | 6.7649 | 6.4922 | 6.6027 | 6.7146 | 6.828 | 6.9428 | 7.0592 | 7.1771 | 7.2965 | 7.4175
| 0 | [35 empty] | Mascot 33_11kV Tx6 | 0 | 0 | -24 | 18 | 0 | 0 | 0 | -2.9416 | -3.0837 | -2.0619 | 0.67312 | 2.0785 | 0.95232 | 6.4168 | 8.0245 | 7.362 | 7.5129 | 5.942 | 7.853 | 7.7835 | 9.2621 | 10.0263 | 9.8081 | 9.4128 | 9.5729 | 9.7352 | 9.8996 | 10.0661 | 10.2348 | 10.4057 | 10.5788 | 10.7543
| Diversity Factor: 0 | [36 empty] | 0 | 0 | 0 | 0 | 0 | 0 | 0 | 0 | 0 | 0 | 0 | 0 | 0 | 0 | 0 | 0 | 0 | 0 | 0 | 0 | 0 | 0 | 0 | 0 | 0 | 0 | 0 | 0 | 0 | 0 | 0 | 0
[38 empty] | 0 | 0 | 0 | 0 | 0 | 0 | 0 | 0 | 0 | 0 | 0 | 0 | 0 | 0 | 0 | 0 | 0 | 0 | 0 | 0 | 0 | 0 | 0 | 0 | 0 | 0 | 0 | 0 | 0 | 0 | 0 | 0
[38 empty] | 0 | 0 | 0 | 0 | 0 | 0 | 0 | 0 | 0 | 0 | 0 | 0 | 0 | 0 | 0 | 0 | 0 | 0 | 0 | 0 | 0 | 0 | 0 | 0 | 0 | 0 | 0 | 0 | 0 | 0 | 0 | 0
| 0 | [36 empty] | 0 | 0 | 0 | 0 | 0 | 0 | 0 | 0 | 0 | 0 | 0 | 0 | 0 | 0 | 0 | 0 | 0 | 0 | 0 | 0 | 0 | 0 | 0 | 0 | 0 | 0 | 0 | 0 | 0 | 0 | 0 | 0
Diversity Factor: 0
[38 empty] | Historical Spots & Transfers | [6 empty] | Forecast Spots & Transfers
[35 empty] | Project Name | From | To | 2007 | 2008 | 2009 | 2010 | 2011 | 2012 | 2013 | 2014 | 2015 | 2016 | 2017 | 2018 | 2019 | 2020 | 2021 | 2022 | 2023 | 2024 | 2025 | 2026 | 2027 | 2028 | 2029 | 2030 | 2031 | 2032 | 2033 | 2034 | 2035 | 2036 | 2037 | 2038
| 0 | [33 empty] | Broad based demand management |  | Mascot 33_11kV Tx1 | 0 | 0 | 0 | 0 | 0 | 0 | 0 | 0 | 0 | 0 | 0 | 0 | 0 | 0 | 0 | 0 | 0 | 0 | 0 | 0 | 0 | 0 | 0 | 0 | 0 | 0 | 0 | 0 | 0 | 0 | 0 | 0
| Diversity Factor: 0 | [33 empty] | Broad based demand management |  | Mascot 33_11kV Tx2 | 0 | 0 | 0 | 0 | 0 | 0 | 0 | 0 | -1.2955 | -1.5773 | -1.168 | -0.70175 | -0.67723 | 0 | 0 | 0 | 0 | 0 | 0 | 0 | 0 | 0 | 0 | 0 | 0 | 0 | 0 | 0 | 0 | 0 | 0 | 0
[35 empty] | Broad based demand management |  | Mascot 33_11kV Tx3 | 0 | 0 | 0 | 0 | 0 | 0 | 0 | 0 | -1.8517 | -2.2544 | -1.6693 | -1.003 | -0.96793 | 0 | 0 | 0 | 0 | 0 | 0 | 0 | 0 | 0 | 0 | 0 | 0 | 0 | 0 | 0 | 0 | 0 | 0 | 0
[35 empty] | Broad based demand management |  | Mascot 33_11kV Tx4 | 0 | 0 | 0 | 0 | 0 | 0 | 0 | 0 | -1.4113 | -1.7182 | -1.2723 | -0.76445 | -0.73774 | 0 | 0 | 0 | 0 | 0 | 0 | 0 | 0 | 0 | 0 | 0 | 0 | 0 | 0 | 0 | 0 | 0 | 0 | 0
| 0 | [33 empty] | Broad based demand management |  | Mascot 33_11kV Tx5 | 0 | 0 | 0 | 0 | 0 | 0 | 0 | 0 | -1.2597 | -1.5337 | -1.1357 | -0.68234 | -0.6585 | 0 | 0 | 0 | 0 | 0 | 0 | 0 | 0 | 0 | 0 | 0 | 0 | 0 | 0 | 0 | 0 | 0 | 0 | 0
| Diversity Factor: 0 | [33 empty] | Broad based demand management |  | Mascot 33_11kV Tx6 | 0 | 0 | 0 | 0 | 0 | 0 | 0 | 0 | -1.8264 | -2.2236 | -1.6465 | -0.98929 | -0.95473 | 0 | 0 | 0 | 0 | 0 | 0 | 0 | 0 | 0 | 0 | 0 | 0 | 0 | 0 | 0 | 0 | 0 | 0 | 0
[35 empty] | DNP_ID: 6375. Transfer 7MVA from Botany Zone to Mascot Zone | Botany 33_11kV Tx2 | Mascot 33_11kV Tx2 | 0 | 0 | 70 | 0 | 0 | 0 | 0 | 0 | 0 | 0 | 0 | 0 | 0 | 0 | 0 | 0 | 0 | 0 | 0 | 0 | 0 | 0 | 0 | 0 | 0 | 0 | 0 | 0 | 0 | 0 | 0 | 0
[35 empty] | DNP_ID: 6375. Transfer 7MVA from Botany Zone to Mascot Zone | Botany 33_11kV Tx3 | Mascot 33_11kV Tx6 | 0 | 0 | 0 | 18 | 0 | 0 | 0 | 0 | 0 | 0 | 0 | 0 | 0 | 0 | 0 | 0 | 0 | 0 | 0 | 0 | 0 | 0 | 0 | 0 | 0 | 0 | 0 | 0 | 0 | 0 | 0 | 0
| 0 | [33 empty] | DNP_ID: 6375. Transfer 7MVA from Botany Zone to Mascot Zone | Botany 33_11kV Tx4 | Mascot 33_11kV Tx2 | 0 | 0 | 0 | 40 | 0 | 0 | 0 | 0 | 0 | 0 | 0 | 0 | 0 | 0 | 0 | 0 | 0 | 0 | 0 | 0 | 0 | 0 | 0 | 0 | 0 | 0 | 0 | 0 | 0 | 0 | 0 | 0
| Diversity Factor: 0 | [33 empty] | DNP_ID: 6375. Transfer 7MVA from Botany Zone to Mascot Zone | Botany 33_11kV Tx4 | Mascot 33_11kV Tx6 | 0 | 0 | 141 | 0 | 0 | 0 | 0 | 0 | 0 | 0 | 0 | 0 | 0 | 0 | 0 | 0 | 0 | 0 | 0 | 0 | 0 | 0 | 0 | 0 | 0 | 0 | 0 | 0 | 0 | 0 | 0 | 0
[35 empty] | DNP_ID: 6375. Transfer 7MVA from Botany Zone to Mascot Zone | Mascot 33_11kV Tx6 | Mascot 33_11kV Tx5 | 0 | 0 | 165 | 0 | 0 | 0 | 0 | 0 | 0 | 0 | 0 | 0 | 0 | 0 | 0 | 0 | 0 | 0 | 0 | 0 | 0 | 0 | 0 | 0 | 0 | 0 | 0 | 0 | 0 | 0 | 0 | 0
[35 empty] | DNP_ID: 7127. Botany TX 2 offload to Mascot TX 2 - Control Room summer readiness | Botany 33_11kV Tx2 | Mascot 33_11kV Tx2 | 0 | 0 | 0 | 0 | 0 | 0 | 60 | 0 | 0 | 0 | 0 | 0 | 0 | 0 | 0 | 0 | 0 | 0 | 0 | 0 | 0 | 0 | 0 | 0 | 0 | 0 | 0 | 0 | 0 | 0 | 0 | 0
| 0 | [33 empty] | Econometric |  | Mascot 33_11kV Tx1 | 0 | 0 | 0 | 0 | 0 | 0 | 0 | 0 | 0 | 0 | 0 | 0 | 0 | 0 | 0 | 0 | 0 | 0 | 0 | 0 | 0 | 0 | 0 | 0 | 0 | 0 | 0 | 0 | 0 | 0 | 0 | 0
| Diversity Factor: 0 | [33 empty] | Econometric |  | Mascot 33_11kV Tx2 | 0 | 0 | 0 | 0 | 0 | 0 | 0 | 0 | 0 | 3.0205 | 5.9419 | 8.7343 | 7.9424 | 8.0534 | 7.3984 | 7.4995 | 7.6018 | 7.7055 | 7.8106 | 7.917 | 8.0249 | 8.1341 | 8.2448 | 8.357 | 8.4706 | 8.5857 | 8.7023 | 8.8204 | 8.9401 | 9.0613 | 9.1841 | 9.3085
[35 empty] | Econometric |  | Mascot 33_11kV Tx3 | 0 | 0 | 0 | 0 | 0 | 0 | 0 | 0 | 0 | 4.317 | 8.4924 | 12.4836 | 11.3517 | 11.5104 | 10.5742 | 10.7186 | 10.8649 | 11.0131 | 11.1633 | 11.3154 | 11.4696 | 11.6257 | 11.7839 | 11.9442 | 12.1066 | 12.2711 | 12.4377 | 12.6066 | 12.7776 | 12.9509 | 13.1264 | 13.3042
[35 empty] | Econometric |  | Mascot 33_11kV Tx4 | 0 | 0 | 0 | 0 | 0 | 0 | 0 | 0 | 0 | 3.2904 | 6.4728 | 9.5148 | 8.6521 | 8.773 | 8.0595 | 8.1695 | 8.2811 | 8.394 | 8.5085 | 8.6244 | 8.7419 | 8.8609 | 8.9815 | 9.1037 | 9.2274 | 9.3528 | 9.4798 | 9.6085 | 9.7389 | 9.8709 | 10.0047 | 10.1403
| 0 | [33 empty] | Econometric |  | Mascot 33_11kV Tx5 | 0 | 0 | 0 | 0 | 0 | 0 | 0 | 0 | 0 | 2.9369 | 5.7775 | 8.4927 | 7.7227 | 7.8306 | 7.1938 | 7.292 | 7.3915 | 7.4924 | 7.5945 | 7.698 | 7.8029 | 7.9091 | 8.0167 | 8.1258 | 8.2362 | 8.3482 | 8.4615 | 8.5764 | 8.6927 | 8.8106 | 8.9301 | 9.051
| Diversity Factor: 0 | [33 empty] | Econometric |  | Mascot 33_11kV Tx6 | 0 | 0 | 0 | 0 | 0 | 0 | 0 | 0 | 0 | 4.2581 | 8.3765 | 12.3132 | 11.1968 | 11.3533 | 10.4299 | 10.5724 | 10.7167 | 10.8629 | 11.011 | 11.161 | 11.3131 | 11.4671 | 11.6231 | 11.7812 | 11.9414 | 12.1036 | 12.268 | 12.4345 | 12.6032 | 12.7742 | 12.9473 | 13.1227
[35 empty] | Energy Efficiency |  | Mascot 33_11kV Tx1 | 0 | 0 | 0 | 0 | 0 | 0 | 0 | 0 | 0 | 0 | 0 | 0 | 0 | 0 | 0 | 0 | 0 | 0 | 0 | 0 | 0 | 0 | 0 | 0 | 0 | 0 | 0 | 0 | 0 | 0 | 0 | 0
[35 empty] | Energy Efficiency |  | Mascot 33_11kV Tx2 | 0 | 0 | 0 | 0 | 0 | 0 | 0 | -2.0866 | -0.89184 | -2.9058 | -4.2964 | -6.5582 | -6.5897 | -3.5017 | -1.7063 | -2.2772 | -2.2726 | -3.4906 | -2.2401 | -2.3958 | -1.4548 | -1.022 | -1.2875 | -1.68 | -1.68 | -1.68 | -1.68 | -1.68 | -1.68 | -1.68 | -1.68 | -1.68
| 0 | [33 empty] | Energy Efficiency |  | Mascot 33_11kV Tx3 | 0 | 0 | 0 | 0 | 0 | 0 | 0 | -2.9823 | -1.2747 | -4.1531 | -6.1407 | -9.3733 | -9.4183 | -5.0048 | -2.4387 | -3.2547 | -3.2481 | -4.9889 | -3.2016 | -3.4242 | -2.0793 | -1.4608 | -1.8401 | -2.4012 | -2.4012 | -2.4012 | -2.4012 | -2.4012 | -2.4012 | -2.4012 | -2.4012 | -2.4012
| Diversity Factor: 0 | [33 empty] | Energy Efficiency |  | Mascot 33_11kV Tx4 | 0 | 0 | 0 | 0 | 0 | 0 | 0 | -2.2731 | -0.97152 | -3.1655 | -4.6803 | -7.1442 | -7.1785 | -3.8145 | -1.8587 | -2.4807 | -2.4757 | -3.8025 | -2.4402 | -2.6099 | -1.5848 | -1.1134 | -1.4025 | -1.8302 | -1.8302 | -1.8302 | -1.8302 | -1.8302 | -1.8302 | -1.8302 | -1.8302 | -1.8302
[35 empty] | Energy Efficiency |  | Mascot 33_11kV Tx5 | 0 | 0 | 0 | 0 | 0 | 0 | 0 | -2.0289 | -0.86716 | -2.8254 | -4.1776 | -6.3768 | -6.4074 | -3.4048 | -1.6591 | -2.2142 | -2.2097 | -3.394 | -2.1781 | -2.3295 | -1.4146 | -0.99378 | -1.2519 | -1.6336 | -1.6336 | -1.6336 | -1.6336 | -1.6336 | -1.6336 | -1.6336 | -1.6336 | -1.6336
[35 empty] | Energy Efficiency |  | Mascot 33_11kV Tx6 | 0 | 0 | 0 | 0 | 0 | 0 | 0 | -2.9416 | -1.2573 | -4.0965 | -6.0569 | -9.2454 | -9.2898 | -4.9365 | -2.4054 | -3.2103 | -3.2038 | -4.9208 | -3.1579 | -3.3775 | -2.0509 | -1.4408 | -1.815 | -2.3684 | -2.3684 | -2.3684 | -2.3684 | -2.3684 | -2.3684 | -2.3684 | -2.3684 | -2.3684
| 0 | [33 empty] | Solar PV |  | Mascot 33_11kV Tx1 | 0 | 0 | 0 | 0 | 0 | 0 | 0 | 0 | 0 | 0 | 0 | 0 | 0 | 0 | 0 | 0 | 0 | 0 | 0 | 0 | 0 | 0 | 0 | 0 | 0 | 0 | 0 | 0 | 0 | 0 | 0 | 0
| Diversity Factor: 0 | [33 empty] | Solar PV |  | Mascot 33_11kV Tx2 | 0 | 0 | 0 | 0 | 0 | 0 | 0 | 0 | 0 | 0 | 0 | 0 | 0 | 0 | 0 | 0 | 0 | 0 | 0 | 0 | 0 | 0 | 0 | 0 | 0 | 0 | 0 | 0 | 0 | 0 | 0 | 0
[35 empty] | Solar PV |  | Mascot 33_11kV Tx3 | 0 | 0 | 0 | 0 | 0 | 0 | 0 | 0 | 0 | 0 | 0 | 0 | 0 | 0 | 0 | 0 | 0 | 0 | 0 | 0 | 0 | 0 | 0 | 0 | 0 | 0 | 0 | 0 | 0 | 0 | 0 | 0
[35 empty] | Solar PV |  | Mascot 33_11kV Tx4 | 0 | 0 | 0 | 0 | 0 | 0 | 0 | 0 | 0 | 0 | 0 | 0 | 0 | 0 | 0 | 0 | 0 | 0 | 0 | 0 | 0 | 0 | 0 | 0 | 0 | 0 | 0 | 0 | 0 | 0 | 0 | 0
| 0 | [33 empty] | Solar PV |  | Mascot 33_11kV Tx5 | 0 | 0 | 0 | 0 | 0 | 0 | 0 | 0 | 0 | 0 | 0 | 0 | 0 | 0 | 0 | 0 | 0 | 0 | 0 | 0 | 0 | 0 | 0 | 0 | 0 | 0 | 0 | 0 | 0 | 0 | 0 | 0
| Diversity Factor: 0 | [33 empty] | Solar PV |  | Mascot 33_11kV Tx6 | 0 | 0 | 0 | 0 | 0 | 0 | 0 | 0 | 0 | 0 | 0 | 0 | 0 | 0 | 0 | 0 | 0 | 0 | 0 | 0 | 0 | 0 | 0 | 0 | 0 | 0 | 0 | 0 | 0 | 0 | 0 | 0
| Weather Correction and Public Holiday Factors | [8 empty] | Forecast ROG
ROG Justification
| Actual loads for season 2013 have been weather corrected by the following: | [6 empty] | -1.45% |  | 7 year ROG ok | [59 empty] | 7 year ROG ok
1 | 2 | 3 | 4 | 5 | 6 | 7 | 8 | 9 | 10 | 2014 | 2015 | 2016 | 2017 | 2018 | 2019 | 2020 | 2021 | 2022 | 2023 | 2024 | 2025 | 2026 | 2027 | 2028 | 2029 | 2030 | 2031 | 2032 | 2033 | 2034 | 2035 | 2036 | 2037 | 2038
0.95657 | 0.91503 | 0.88854 | 0.87568 | 0.87568 | 0.87568 | 0.87568 | 0.87568 | 0.87568 | 0.87568 | -4.343% | -4.343% | -2.895% | -1.447% | 0% | 0% | 0% | 0% | 0% | 0% | 0% | 0% | 0% | 0% | 0% | 0% | 0% | 0% | 0% | 0% | 0% | 0% | 0% | 0% | 0%
Substation Load Detail
[7 empty] | Units | 2013 |  | 2014 | 2015 | 2016 | 2017 | 2018 | 2019 | 2020 | 2021 | 2022 | 2023 | 2024 | 2025 | 2026 | 2027 | 2028 | 2029 | 2030 | 2031 | 2032 | 2033 | 2034 | 2035 | 2036 | 2037 | 2038
1 | Mascot 33_11kV | Compensated |  | Load (LV side) |  |  | Amps | 2062 | 2069 | 1966.828 | 1868.499 | 1805.767 | 1782.443 | 1791.143 | 1795.129 | 1821.987 | 1855.575 | 1886.39 | 1917.836 | 1942.707 | 1975.577 | 2008.156 | 2046.924 | 2088.89 | 2129.943 | 2169.341 | 2209.41 | 2250.158 | 2291.594 | 2333.726 | 2376.566 | 2420.12 | 2464.399 | 2509.412
|  |  |  | Apparent Power |  |  | MVA | 39.2864 |  | 37.4731 | 35.5997 | 34.4045 | 33.9601 | 34.1258 | 34.2018 | 34.7135 | 35.3535 | 35.9406 | 36.5397 | 37.0135 | 37.6398 | 38.2605 | 38.9991 | 39.7987 | 40.5809 | 41.3315 | 42.0949 | 42.8713 | 43.6607 | 44.4635 | 45.2797 | 46.1095 | 46.9531 | 47.8107
|  |  |  | Real Power |  |  | MW | 36.3352 | 36.4585 | 34.6581 | 32.9254 | 31.82 | 31.409 | 31.5623 | 31.6325 | 32.1058 | 32.6977 | 33.2407 | 33.7948 | 34.2331 | 34.8123 | 35.3864 | 36.0695 | 36.809 | 37.5324 | 38.2267 | 38.9327 | 39.6508 | 40.3809 | 41.1234 | 41.8782 | 42.6457 | 43.426 | 44.2192
|  |  |  | Reactive Power |  |  | MVAr | 14.939 |  | 14.2495 | 13.5371 | 13.0826 | 12.9137 | 12.9767 | 13.0056 | 13.2001 | 13.4435 | 13.6667 | 13.8946 | 14.0747 | 14.3129 | 14.5489 | 14.8298 | 15.1338 | 15.4313 | 15.7167 | 16.007 | 16.3022 | 16.6024 | 16.9077 | 17.218 | 17.5336 | 17.8544 | 18.1805
|  |  |  | Capacitors In Service |  |  | MVAr | 0 |  | 0 | 0 | 0 | 0 | 0 | 0 | 0 | 0 | 0 | 0 | 0 | 0 | 0 | 0 | 0 | 0 | 0 | 0 | 0 | 0 | 0 | 0 | 0 | 0 | 0
|  |  |  | PF |  |  |  | 0.92488 |  | 0.92488 | 0.92488 | 0.92488 | 0.92488 | 0.92488 | 0.92488 | 0.92488 | 0.92488 | 0.92488 | 0.92488 | 0.92488 | 0.92488 | 0.92488 | 0.92488 | 0.92488 | 0.92488 | 0.92488 | 0.92488 | 0.92488 | 0.92488 | 0.92488 | 0.92488 | 0.92488 | 0.92488 | 0.92488
0.86078 | Diversity Factor: 0.86 | Uncompensated |  | Reactive Power |  |  | MVAr | 14.939 | 14.9897 | 14.2495 | 13.5371 | 13.0826 | 12.9137 | 12.9767 | 13.0056 | 13.2001 | 13.4435 | 13.6667 | 13.8946 | 14.0747 | 14.3129 | 14.5489 | 14.8298 | 15.1338 | 15.4313 | 15.7167 | 16.007 | 16.3022 | 16.6024 | 16.9077 | 17.218 | 17.5336 | 17.8544 | 18.1805
|  |  |  | PF |  |  |  | 0.92488 |  | 0.92488 | 0.92488 | 0.92488 | 0.92488 | 0.92488 | 0.92488 | 0.92488 | 0.92488 | 0.92488 | 0.92488 | 0.92488 | 0.92488 | 0.92488 | 0.92488 | 0.92488 | 0.92488 | 0.92488 | 0.92488 | 0.92488 | 0.92488 | 0.92488 | 0.92488 | 0.92488 | 0.92488 | 0.92488
[10 empty] | 1 | 2 | 3 | 4 | 5 | 6 | 7 | 8 | 9 | 10 | 11 | 12 | 13 | 14 | 15 | 16 | 17 | 18 | 19 | 20 | 21 | 22 | 23 | 24 | 25
Transformer Load Detail
[7 empty] | Units | 2013 |  | 2014 | 2015 | 2016 | 2017 | 2018 | 2019 | 2020 | 2021 | 2022 | 2023 | 2024 | 2025 | 2026 | 2027 | 2028 | 2029 | 2030 | 2031 | 2032 | 2033 | 2034 | 2035 | 2036 | 2037 | 2038
| 0 | Compensated |  | Load (LV side) |  |  | Amps
|  |  |  | Apparent Power |  |  | MVA
|  |  |  | Real Power |  |  | MW
|  |  |  | Reactive Power |  |  | MVAr
|  |  |  | Capacitors In Service |  |  | MVAr
PF
| Zone Div: | Uncompensated |  | Reactive Power |  |  | MVAr
PF
| 0 | Compensated |  | Load (LV side) |  |  | Amps
|  |  |  | Apparent Power |  |  | MVA
|  |  |  | Real Power |  |  | MW
|  |  |  | Reactive Power |  |  | MVAr
|  |  |  | Capacitors In Service |  |  | MVAr
PF
| Zone Div: | Uncompensated |  | Reactive Power |  |  | MVAr
PF
| 0 | Compensated |  | Load (LV side) |  |  | Amps
|  |  |  | Apparent Power |  |  | MVA
|  |  |  | Real Power |  |  | MW
|  |  |  | Reactive Power |  |  | MVAr
|  |  |  | Capacitors In Service |  |  | MVAr
PF
| Zone Div: | Uncompensated |  | Reactive Power |  |  | MVAr
PF
| 0 | Compensated |  | Load (LV side) |  |  | Amps
|  |  |  | Apparent Power |  |  | MVA
|  |  |  | Real Power |  |  | MW
|  |  |  | Reactive Power |  |  | MVAr
|  |  |  | Capacitors In Service |  |  | MVAr
PF
| Zone Div: | Uncompensated |  | Reactive Power |  |  | MVAr
PF
| 0 | Compensated |  | Load (LV side) |  |  | Amps
|  |  |  | Apparent Power |  |  | MVA
|  |  |  | Real Power |  |  | MW
|  |  |  | Reactive Power |  |  | MVAr
|  |  |  | Capacitors In Service |  |  | MVAr
PF
| Zone Div: | Uncompensated |  | Reactive Power |  |  | MVAr
PF
| 0 | Compensated |  | Load (LV side) |  |  | Amps
|  |  |  | Apparent Power |  |  | MVA
|  |  |  | Real Power |  |  | MW
|  |  |  | Reactive Power |  |  | MVAr
|  |  |  | Capacitors In Service |  |  | MVAr
PF
| Zone Div: | Uncompensated |  | Reactive Power |  |  | MVAr
PF
| 0 | Compensated |  | Load (LV side) |  |  | Amps
|  |  |  | Apparent Power |  |  | MVA
|  |  |  | Real Power |  |  | MW
|  |  |  | Reactive Power |  |  | MVAr
|  |  |  | Capacitors In Service |  |  | MVAr
PF
| Zone Div: | Uncompensated |  | Reactive Power |  |  | MVAr
PF
| 0 | Compensated |  | Load (LV side) |  |  | Amps
|  |  |  | Apparent Power |  |  | MVA
|  |  |  | Real Power |  |  | MW
|  |  |  | Reactive Power |  |  | MVAr
|  |  |  | Capacitors In Service |  |  | MVAr
PF
| Zone Div: | Uncompensated |  | Reactive Power |  |  | MVAr
PF
| 0 | Compensated |  | Load (LV side) |  |  | Amps
|  |  |  | Apparent Power |  |  | MVA
|  |  |  | Real Power |  |  | MW
|  |  |  | Reactive Power |  |  | MVAr
|  |  |  | Capacitors In Service |  |  | MVAr
PF
| Zone Div: | Uncompensated |  | Reactive Power |  |  | MVAr
PF
| 0 | Compensated |  | Load (LV side) |  |  | Amps
|  |  |  | Apparent Power |  |  | MVA
|  |  |  | Real Power |  |  | MW
|  |  |  | Reactive Power |  |  | MVAr
|  |  |  | Capacitors In Service |  |  | MVAr
PF
| Zone Div: | Uncompensated |  | Reactive Power |  |  | MVAr
PF

## Matraville 33_11kV
| Matraville 33_11kV | [16 empty] | 2014 | WINTER
| Substation Total Loads | [33 empty] | Spots & Transfers Detail
| Historical Loads | (11kV Amps) | [7 empty] | Weather Corrected Forecast Loads |  |  |  | (11kV Amps) | [20 empty] | Spots & Transfers Summary | (11kV Amps) |  | Historical Spots & Transfers | [6 empty] | Forecast Spots & Transfers
|  | 2007 | 2008 | 2009 | 2010 | 2011 | 2012 | 2013 |  | 2014 | 2015 | 2016 | 2017 | 2018 | 2019 | 2020 | 2021 | 2022 | 2023 | 2024 | 2025 | 2026 | 2027 | 2028 | 2029 | 2030 | 2031 | 2032 | 2033 | 2034 | 2035 | 2036 | 2037 | 2038 |  |  |  | 2007 | 2008 | 2009 | 2010 | 2011 | 2012 | 2013 | 2014 | 2015 | 2016 | 2017 | 2018 | 2019 | 2020 | 2021 | 2022 | 2023 | 2024 | 2025 | 2026 | 2027 | 2028 | 2029 | 2030 | 2031 | 2032 | 2033 | 2034 | 2035 | 2036 | 2037 | 2038
| Total | 2874 | 2693 | 2338 | 2405 | 2527 | 2266 | 2322 |  | 2012.926 | 1292.267 | 1266.555 | 1260.713 | 1271.019 | 1280.535 | 1309.915 | 1342.321 | 1372.875 | 1404.472 | 1432.48 | 1466.86 | 1501.417 | 1540.254 | 1581.597 | 1622.56 | 1662.901 | 1704.043 | 1745.997 | 1788.775 | 1832.387 | 1876.846 | 1922.164 | 1968.352 | 2015.422 |  |  | Total | 0 | -140 | 0 | 0 | 0 | 0 | 0 | -226.7031 | -676.3831 | -6.762 | 3.4439 | 10.3066 | 9.5156 | 29.3803 | 32.4058 | 30.5538 | 31.5969 | 28.0079 | 34.3801 | 34.5569 | 38.8367 | 41.3436 | 40.9625 | 40.3414 | 41.1421 | 41.9541 | 42.7774 | 43.6124 | 44.459 | 45.3175 | 46.188 | 47.0707
| Firm Rating | 0 | 0 | 0 | 0 | 0 | 0 | 3814 |  | 3814 | 3814 | 3814 | 3814 | 3814 | 3814 | 3814 | 3814 | 3814 | 3814 | 3814 | 3814 | 3814 | 3814 | 3814 | 3814 | 3814 | 3814 | 3814 | 3814 | 3814 | 3814 | 3814 | 3814 | 3814
| Total Capacity | 0 | 0 | 0 | 0 | 0 | 0 | 5548 |  | 5548 | 5548 | 5548 | 5548 | 5548 | 5548 | 5548 | 5548 | 5548 | 5548 | 5548 | 5548 | 5548 | 5548 | 5548 | 5548 | 5548 | 5548 | 5548 | 5548 | 5548 | 5548 | 5548 | 5548 | 5548 |  |  | Matraville 33_11kV Tx1 | 0 | 0 | 0 | 0 | 0 | 0 | 0 | 0 | 0 | 0 | 0 | 0 | 0 | 0 | 0 | 0 | 0 | 0 | 0 | 0 | 0 | 0 | 0 | 0 | 0 | 0 | 0 | 0 | 0 | 0 | 0 | 0
|  | -7 | -6 | -5 | -4 | -3 | -2 | -1 |  | 0 | 1 | 2 | 3 | 4 | 5 | 6 | 7 | 8 | 9 | 10 | 11 | 12 | 13 | 14 | 15 | 16 | 17 | 18 | 19 | 20 | 21 | 22 | 23 | 24 |  |  | Matraville 33_11kV Tx2 | 0 | 0 | 0 | 0 | -30 | 0 | -145 | -1.561 | -2.6509 | -1.5747 | 0.80203 | 2.4002 | 2.216 | 6.8422 | 7.5467 | 7.1154 | 7.3584 | 6.5226 | 8.0065 | 8.0477 | 9.0444 | 9.6282 | 9.5395 | 9.3948 | 9.5813 | 9.7704 | 9.9621 | 10.1566 | 10.3537 | 10.5536 | 10.7564 | 10.9619
| Transformer Loads | [35 empty] | Matraville 33_11kV Tx3 | 0 | 0 | 0 | 0 | 0 | 0 | 0 | -1.1077 | -198.8811 | -1.1175 | 0.56913 | 1.7032 | 1.5725 | 4.8553 | 5.3553 | 5.0493 | 5.2216 | 4.6285 | 5.6816 | 5.7108 | 6.4181 | 6.8324 | 6.7694 | 6.6667 | 6.7991 | 6.9332 | 7.0693 | 7.2073 | 7.3472 | 7.4891 | 7.6329 | 7.7788
| Historical Loads | (11kV Amps) | [7 empty] | 0: Weather Corrected Forecast Loads; 4: (11kV Amps) |  |  | Matraville 33_11kV Tx4 | 0 | 0 | 0 | 0 | -100 | 0 | -77 | -1.9038 | 124.7669 | -1.9206 | 0.97815 | 2.9273 | 2.7027 | 8.3447 | 9.204 | 8.678 | 8.9743 | 7.9549 | 9.7648 | 9.815 | 11.0306 | 11.7426 | 11.6343 | 11.4579 | 11.6853 | 11.9159 | 12.1498 | 12.3869 | 12.6274 | 12.8712 | 13.1185 | 13.3692
|  | 2007 | 2008 | 2009 | 2010 | 2011 | 2012 | 2013 |  | 2014 | 2015 | 2016 | 2017 | 2018 | 2019 | 2020 | 2021 | 2022 | 2023 | 2024 | 2025 | 2026 | 2027 | 2028 | 2029 | 2030 | 2031 | 2032 | 2033 | 2034 | 2035 | 2036 | 2037 | 2038 |  |  | Matraville 33_11kV Tx5 | 0 | -140 | 0 | 0 | 130 | 0 | 222 | -222.1305 | -599.618 | -2.1492 | 1.0946 | 3.2758 | 3.0244 | 9.3381 | 10.2997 | 9.7111 | 10.0426 | 8.9019 | 10.9272 | 10.9834 | 12.3437 | 13.1405 | 13.0194 | 12.8219 | 13.0764 | 13.3345 | 13.5962 | 13.8616 | 14.1307 | 14.4035 | 14.6802 | 14.9608
| 0 | [36 empty] | 0 | 0 | 0 | 0 | 0 | 0 | 0 | 0 | 0 | 0 | 0 | 0 | 0 | 0 | 0 | 0 | 0 | 0 | 0 | 0 | 0 | 0 | 0 | 0 | 0 | 0 | 0 | 0 | 0 | 0 | 0 | 0
| Diversity Factor: 0 | [36 empty] | 0 | 0 | 0 | 0 | 0 | 0 | 0 | 0 | 0 | 0 | 0 | 0 | 0 | 0 | 0 | 0 | 0 | 0 | 0 | 0 | 0 | 0 | 0 | 0 | 0 | 0 | 0 | 0 | 0 | 0 | 0 | 0
[38 empty] | 0 | 0 | 0 | 0 | 0 | 0 | 0 | 0 | 0 | 0 | 0 | 0 | 0 | 0 | 0 | 0 | 0 | 0 | 0 | 0 | 0 | 0 | 0 | 0 | 0 | 0 | 0 | 0 | 0 | 0 | 0 | 0
[38 empty] | 0 | 0 | 0 | 0 | 0 | 0 | 0 | 0 | 0 | 0 | 0 | 0 | 0 | 0 | 0 | 0 | 0 | 0 | 0 | 0 | 0 | 0 | 0 | 0 | 0 | 0 | 0 | 0 | 0 | 0 | 0 | 0
| 0 | [36 empty] | 0 | 0 | 0 | 0 | 0 | 0 | 0 | 0 | 0 | 0 | 0 | 0 | 0 | 0 | 0 | 0 | 0 | 0 | 0 | 0 | 0 | 0 | 0 | 0 | 0 | 0 | 0 | 0 | 0 | 0 | 0 | 0
Diversity Factor: 0
[38 empty] | Historical Spots & Transfers | [6 empty] | Forecast Spots & Transfers
[35 empty] | Project Name | From | To | 2007 | 2008 | 2009 | 2010 | 2011 | 2012 | 2013 | 2014 | 2015 | 2016 | 2017 | 2018 | 2019 | 2020 | 2021 | 2022 | 2023 | 2024 | 2025 | 2026 | 2027 | 2028 | 2029 | 2030 | 2031 | 2032 | 2033 | 2034 | 2035 | 2036 | 2037 | 2038
| 0 | [33 empty] | Broad based demand management |  | Matraville 33_11kV Tx1 | 0 | 0 | 0 | 0 | 0 | 0 | 0 | 0 | 0 | 0 | 0 | 0 | 0 | 0 | 0 | 0 | 0 | 0 | 0 | 0 | 0 | 0 | 0 | 0 | 0 | 0 | 0 | 0 | 0 | 0 | 0 | 0
| Diversity Factor: 0 | [33 empty] | Broad based demand management |  | Matraville 33_11kV Tx2 | 0 | 0 | 0 | 0 | 0 | 0 | 0 | 0 | -1.948 | -2.3682 | -1.7604 | -1.0748 | -1.0644 | 0 | 0 | 0 | 0 | 0 | 0 | 0 | 0 | 0 | 0 | 0 | 0 | 0 | 0 | 0 | 0 | 0 | 0 | 0
[35 empty] | Broad based demand management |  | Matraville 33_11kV Tx3 | 0 | 0 | 0 | 0 | 0 | 0 | 0 | 0 | -1.3824 | -1.6805 | -1.2492 | -0.76267 | -0.75531 | 0 | 0 | 0 | 0 | 0 | 0 | 0 | 0 | 0 | 0 | 0 | 0 | 0 | 0 | 0 | 0 | 0 | 0 | 0
[35 empty] | Broad based demand management |  | Matraville 33_11kV Tx4 | 0 | 0 | 0 | 0 | 0 | 0 | 0 | 0 | -2.3758 | -2.8882 | -2.147 | -1.3108 | -1.2981 | 0 | 0 | 0 | 0 | 0 | 0 | 0 | 0 | 0 | 0 | 0 | 0 | 0 | 0 | 0 | 0 | 0 | 0 | 0
| 0 | [33 empty] | Broad based demand management |  | Matraville 33_11kV Tx5 | 0 | 0 | 0 | 0 | 0 | 0 | 0 | 0 | -2.6587 | -3.2321 | -2.4026 | -1.4668 | -1.4527 | 0 | 0 | 0 | 0 | 0 | 0 | 0 | 0 | 0 | 0 | 0 | 0 | 0 | 0 | 0 | 0 | 0 | 0 | 0
| Diversity Factor: 0 | [33 empty] | DNP_ID: 6462. Matraville Panel 11 Remedial feeder & Panel 15 switching constraints | Matraville 33_11kV Tx2 | Matraville 33_11kV Tx5 | 0 | 0 | 0 | 0 | 30 | 0 | 0 | 0 | 0 | 0 | 0 | 0 | 0 | 0 | 0 | 0 | 0 | 0 | 0 | 0 | 0 | 0 | 0 | 0 | 0 | 0 | 0 | 0 | 0 | 0 | 0 | 0
[35 empty] | DNP_ID: 6462. Matraville Panel 11 Remedial feeder & Panel 15 switching constraints | Matraville 33_11kV Tx4 | Matraville 33_11kV Tx5 | 0 | 0 | 0 | 0 | 100 | 0 | 0 | 0 | 0 | 0 | 0 | 0 | 0 | 0 | 0 | 0 | 0 | 0 | 0 | 0 | 0 | 0 | 0 | 0 | 0 | 0 | 0 | 0 | 0 | 0 | 0 | 0
[35 empty] | DNP_ID: 6550. Port Botany Load Transfers | Matraville 33_11kV Tx5 | Maroubra 132_11kV Tx1 | 0 | 0 | 0 | 0 | 0 | 0 | 0 | 100 | 0 | 0 | 0 | 0 | 0 | 0 | 0 | 0 | 0 | 0 | 0 | 0 | 0 | 0 | 0 | 0 | 0 | 0 | 0 | 0 | 0 | 0 | 0 | 0
| 0 | [33 empty] | DNP_ID: 6573. Matraville Zone 11kV Load Transfers | Matraville 33_11kV Tx3 | Port Botany 33_11kV Tx1 | 0 | 0 | 0 | 0 | 0 | 0 | 0 | 0 | 210 | 0 | 0 | 0 | 0 | 0 | 0 | 0 | 0 | 0 | 0 | 0 | 0 | 0 | 0 | 0 | 0 | 0 | 0 | 0 | 0 | 0 | 0 | 0
| Diversity Factor: 0 | [33 empty] | DNP_ID: 6573. Matraville Zone 11kV Load Transfers | Matraville 33_11kV Tx3 | Port Botany 33_11kV Tx3 | 0 | 0 | 0 | 0 | 0 | 0 | 0 | 0 | 160 | 0 | 0 | 0 | 0 | 0 | 0 | 0 | 0 | 0 | 0 | 0 | 0 | 0 | 0 | 0 | 0 | 0 | 0 | 0 | 0 | 0 | 0 | 0
[35 empty] | DNP_ID: 6573. Matraville Zone 11kV Load Transfers | Matraville 33_11kV Tx4 | Port Botany 33_11kV Tx1 | 0 | 0 | 0 | 0 | 0 | 0 | 0 | 0 | 180 | 0 | 0 | 0 | 0 | 0 | 0 | 0 | 0 | 0 | 0 | 0 | 0 | 0 | 0 | 0 | 0 | 0 | 0 | 0 | 0 | 0 | 0 | 0
[35 empty] | DNP_ID: 6573. Matraville Zone 11kV Load Transfers | Matraville 33_11kV Tx4 | Port Botany 33_11kV Tx3 | 0 | 0 | 0 | 0 | 0 | 0 | 0 | 0 | 115 | 0 | 0 | 0 | 0 | 0 | 0 | 0 | 0 | 0 | 0 | 0 | 0 | 0 | 0 | 0 | 0 | 0 | 0 | 0 | 0 | 0 | 0 | 0
| 0 | [33 empty] | DNP_ID: 6573. Matraville Zone 11kV Load Transfers | Matraville 33_11kV Tx5 | Matraville 33_11kV Tx3 | 0 | 0 | 0 | 0 | 0 | 0 | 0 | 0 | 173 | 0 | 0 | 0 | 0 | 0 | 0 | 0 | 0 | 0 | 0 | 0 | 0 | 0 | 0 | 0 | 0 | 0 | 0 | 0 | 0 | 0 | 0 | 0
| Diversity Factor: 0 | [33 empty] | DNP_ID: 6573. Matraville Zone 11kV Load Transfers | Matraville 33_11kV Tx5 | Matraville 33_11kV Tx4 | 0 | 0 | 0 | 0 | 0 | 0 | 0 | 0 | 423 | 0 | 0 | 0 | 0 | 0 | 0 | 0 | 0 | 0 | 0 | 0 | 0 | 0 | 0 | 0 | 0 | 0 | 0 | 0 | 0 | 0 | 0 | 0
[35 empty] | DNP_ID: 7138. Matraville Zone Tx4 Load Relief (Control Room Request) | Matraville 33_11kV Tx4 | Matraville 33_11kV Tx5 | 0 | 0 | 0 | 0 | 0 | 0 | 77 | 0 | 0 | 0 | 0 | 0 | 0 | 0 | 0 | 0 | 0 | 0 | 0 | 0 | 0 | 0 | 0 | 0 | 0 | 0 | 0 | 0 | 0 | 0 | 0 | 0
[35 empty] | DNP_ID: 7179. Load transfer (system control request) open point change to reduce load on Tx5 Matraville. | Matraville 33_11kV Tx5 | Maroubra 132_11kV Tx1 | 0 | 0 | 0 | 0 | 0 | 0 | 0 | 120 | 0 | 0 | 0 | 0 | 0 | 0 | 0 | 0 | 0 | 0 | 0 | 0 | 0 | 0 | 0 | 0 | 0 | 0 | 0 | 0 | 0 | 0 | 0 | 0
| 0 | [33 empty] | HVCON_ID: 2006075. Long Bay Penitentiary. Establish customer substation S.35265, S.35266, S.35267 & S.35274. Decommission S.6765 Penitentiary Hospital 2 | Matraville 33_11kV Tx5 | Maroubra 132_11kV Tx3 | 0 | 140 | 0 | 0 | 0 | 0 | 0 | 0 | 0 | 0 | 0 | 0 | 0 | 0 | 0 | 0 | 0 | 0 | 0 | 0 | 0 | 0 | 0 | 0 | 0 | 0 | 0 | 0 | 0 | 0 | 0 | 0
| Diversity Factor: 0 | [33 empty] | HVCON_ID: 2013107. Change of Open Points to transfer HVC S.2874 McPherson EX and S.4678 Brighton Stephen from Panel 32 to Panel 7 at Matraville Zone substation | Matraville 33_11kV Tx2 | Matraville 33_11kV Tx5 | 0 | 0 | 0 | 0 | 0 | 0 | 145 | 0 | 0 | 0 | 0 | 0 | 0 | 0 | 0 | 0 | 0 | 0 | 0 | 0 | 0 | 0 | 0 | 0 | 0 | 0 | 0 | 0 | 0 | 0 | 0 | 0
[35 empty] | Econometric |  | Matraville 33_11kV Tx1 | 0 | 0 | 0 | 0 | 0 | 0 | 0 | 0 | 0 | 0 | 0 | 0 | 0 | 0 | 0 | 0 | 0 | 0 | 0 | 0 | 0 | 0 | 0 | 0 | 0 | 0 | 0 | 0 | 0 | 0 | 0 | 0
[35 empty] | Econometric |  | Matraville 33_11kV Tx2 | 0 | 0 | 0 | 0 | 0 | 0 | 0 | 0 | 0 | 4.0274 | 7.5694 | 11.1985 | 11.3098 | 11.4923 | 10.6289 | 10.7933 | 10.96 | 11.1291 | 11.3006 | 11.4745 | 11.6508 | 11.8296 | 12.0109 | 12.1948 | 12.3813 | 12.5704 | 12.7621 | 12.9566 | 13.1537 | 13.3537 | 13.5564 | 13.762
| 0 | [33 empty] | Econometric |  | Matraville 33_11kV Tx3 | 0 | 0 | 0 | 0 | 0 | 0 | 0 | 0 | 0 | 2.8579 | 5.3714 | 7.9467 | 8.0256 | 8.1552 | 7.5425 | 7.6592 | 7.7775 | 7.8974 | 8.0191 | 8.1425 | 8.2676 | 8.3945 | 8.5232 | 8.6537 | 8.786 | 8.9202 | 9.0562 | 9.1942 | 9.3341 | 9.476 | 9.6199 | 9.7657
| Diversity Factor: 0 | [33 empty] | Econometric |  | Matraville 33_11kV Tx4 | 0 | 0 | 0 | 0 | 0 | 0 | 0 | 0 | 0 | 4.9118 | 9.2317 | 13.6577 | 13.7934 | 14.016 | 12.9631 | 13.1636 | 13.3669 | 13.5731 | 13.7822 | 13.9943 | 14.2093 | 14.4274 | 14.6485 | 14.8728 | 15.1002 | 15.3308 | 15.5647 | 15.8018 | 16.0423 | 16.2861 | 16.5334 | 16.7841
[35 empty] | Econometric |  | Matraville 33_11kV Tx5 | 0 | 0 | 0 | 0 | 0 | 0 | 0 | 0 | 0 | 5.4965 | 10.3307 | 15.2836 | 15.4355 | 15.6846 | 14.5063 | 14.7306 | 14.9582 | 15.1889 | 15.4229 | 15.6602 | 15.9009 | 16.1449 | 16.3924 | 16.6434 | 16.8979 | 17.1559 | 17.4176 | 17.683 | 17.9521 | 18.225 | 18.5016 | 18.7822
[35 empty] | Energy Efficiency |  | Matraville 33_11kV Tx1 | 0 | 0 | 0 | 0 | 0 | 0 | 0 | 0 | 0 | 0 | 0 | 0 | 0 | 0 | 0 | 0 | 0 | 0 | 0 | 0 | 0 | 0 | 0 | 0 | 0 | 0 | 0 | 0 | 0 | 0 | 0 | 0
| 0 | [33 empty] | Energy Efficiency |  | Matraville 33_11kV Tx2 | 0 | 0 | 0 | 0 | 0 | 0 | 0 | -1.561 | -0.70287 | -3.2339 | -5.007 | -7.7235 | -8.0294 | -4.6502 | -3.0822 | -3.6779 | -3.6017 | -4.6066 | -3.294 | -3.4268 | -2.6064 | -2.2014 | -2.4715 | -2.8 | -2.8 | -2.8 | -2.8 | -2.8 | -2.8 | -2.8 | -2.8 | -2.8
| Diversity Factor: 0 | [33 empty] | Energy Efficiency |  | Matraville 33_11kV Tx3 | 0 | 0 | 0 | 0 | 0 | 0 | 0 | -1.1077 | -0.49877 | -2.2949 | -3.5531 | -5.4808 | -5.6978 | -3.2998 | -2.1872 | -2.6099 | -2.5558 | -3.2689 | -2.3375 | -2.4317 | -1.8495 | -1.5622 | -1.7538 | -1.9869 | -1.9869 | -1.9869 | -1.9869 | -1.9869 | -1.9869 | -1.9869 | -1.9869 | -1.9869
[35 empty] | Energy Efficiency |  | Matraville 33_11kV Tx4 | 0 | 0 | 0 | 0 | 0 | 0 | 0 | -1.9038 | -0.85722 | -3.9441 | -6.1065 | -9.4196 | -9.7926 | -5.6713 | -3.7591 | -4.4856 | -4.3926 | -5.6182 | -4.0174 | -4.1793 | -3.1788 | -2.6848 | -3.0142 | -3.4149 | -3.4149 | -3.4149 | -3.4149 | -3.4149 | -3.4149 | -3.4149 | -3.4149 | -3.4149
[35 empty] | Energy Efficiency |  | Matraville 33_11kV Tx5 | 0 | 0 | 0 | 0 | 0 | 0 | 0 | -2.1305 | -0.95927 | -4.4136 | -6.8335 | -10.541 | -10.9584 | -6.3465 | -4.2066 | -5.0196 | -4.9155 | -6.287 | -4.4957 | -4.6768 | -3.5572 | -3.0045 | -3.3731 | -3.8214 | -3.8214 | -3.8214 | -3.8214 | -3.8214 | -3.8214 | -3.8214 | -3.8214 | -3.8214
| 0 | [33 empty] | Solar PV |  | Matraville 33_11kV Tx1 | 0 | 0 | 0 | 0 | 0 | 0 | 0 | 0 | 0 | 0 | 0 | 0 | 0 | 0 | 0 | 0 | 0 | 0 | 0 | 0 | 0 | 0 | 0 | 0 | 0 | 0 | 0 | 0 | 0 | 0 | 0 | 0
| Diversity Factor: 0 | [33 empty] | Solar PV |  | Matraville 33_11kV Tx2 | 0 | 0 | 0 | 0 | 0 | 0 | 0 | 0 | 0 | 0 | 0 | 0 | 0 | 0 | 0 | 0 | 0 | 0 | 0 | 0 | 0 | 0 | 0 | 0 | 0 | 0 | 0 | 0 | 0 | 0 | 0 | 0
[35 empty] | Solar PV |  | Matraville 33_11kV Tx3 | 0 | 0 | 0 | 0 | 0 | 0 | 0 | 0 | 0 | 0 | 0 | 0 | 0 | 0 | 0 | 0 | 0 | 0 | 0 | 0 | 0 | 0 | 0 | 0 | 0 | 0 | 0 | 0 | 0 | 0 | 0 | 0
[35 empty] | Solar PV |  | Matraville 33_11kV Tx4 | 0 | 0 | 0 | 0 | 0 | 0 | 0 | 0 | 0 | 0 | 0 | 0 | 0 | 0 | 0 | 0 | 0 | 0 | 0 | 0 | 0 | 0 | 0 | 0 | 0 | 0 | 0 | 0 | 0 | 0 | 0 | 0
[35 empty] | Solar PV |  | Matraville 33_11kV Tx5 | 0 | 0 | 0 | 0 | 0 | 0 | 0 | 0 | 0 | 0 | 0 | 0 | 0 | 0 | 0 | 0 | 0 | 0 | 0 | 0 | 0 | 0 | 0 | 0 | 0 | 0 | 0 | 0 | 0 | 0 | 0 | 0
| Weather Correction and Public Holiday Factors | [8 empty] | Forecast ROG
ROG Justification
| Actual loads for season 2013 have been weather corrected by the following: | [6 empty] | -2.028% |  | 7 year ROG ok | [59 empty] | 7 year ROG ok
1 | 2 | 3 | 4 | 5 | 6 | 7 | 8 | 9 | 10 | 2014 | 2015 | 2016 | 2017 | 2018 | 2019 | 2020 | 2021 | 2022 | 2023 | 2024 | 2025 | 2026 | 2027 | 2028 | 2029 | 2030 | 2031 | 2032 | 2033 | 2034 | 2035 | 2036 | 2037 | 2038
0.97801 | 0.9565 | 0.94248 | 0.93557 | 0.93557 | 0.93557 | 0.93557 | 0.93557 | 0.93557 | 0.93557 | -2.199% | -2.199% | -1.466% | -0.733% | 0% | 0% | 0% | 0% | 0% | 0% | 0% | 0% | 0% | 0% | 0% | 0% | 0% | 0% | 0% | 0% | 0% | 0% | 0% | 0% | 0%
Substation Load Detail
[7 empty] | Units | 2013 |  | 2014 | 2015 | 2016 | 2017 | 2018 | 2019 | 2020 | 2021 | 2022 | 2023 | 2024 | 2025 | 2026 | 2027 | 2028 | 2029 | 2030 | 2031 | 2032 | 2033 | 2034 | 2035 | 2036 | 2037 | 2038
1 | Matraville 33_11kV | Compensated |  | Load (LV side) |  |  | Amps | 2322 | 2290 | 2012.926 | 1292.267 | 1266.555 | 1260.713 | 1271.019 | 1280.535 | 1309.915 | 1342.321 | 1372.875 | 1404.472 | 1432.48 | 1466.86 | 1501.417 | 1540.254 | 1581.597 | 1622.56 | 1662.901 | 1704.043 | 1745.997 | 1788.775 | 1832.387 | 1876.846 | 1922.164 | 1968.352 | 2015.422
|  |  |  | Apparent Power |  |  | MVA | 44.24 |  | 38.3514 | 24.621 | 24.1311 | 24.0198 | 24.2162 | 24.3975 | 24.9572 | 25.5747 | 26.1568 | 26.7588 | 27.2924 | 27.9474 | 28.6058 | 29.3458 | 30.1335 | 30.9139 | 31.6825 | 32.4664 | 33.2657 | 34.0807 | 34.9117 | 35.7587 | 36.6221 | 37.5021 | 38.399
|  |  |  | Real Power |  |  | MW | 42.5622 | 41.9757 | 36.8969 | 23.6872 | 23.2159 | 23.1089 | 23.2978 | 23.4722 | 24.0107 | 24.6047 | 25.1648 | 25.744 | 26.2573 | 26.8875 | 27.5209 | 28.2328 | 28.9907 | 29.7415 | 30.481 | 31.2351 | 32.0041 | 32.7882 | 33.5876 | 34.4026 | 35.2332 | 36.0799 | 36.9427
|  |  |  | Reactive Power |  |  | MVAr | 12.0681 |  | 10.4617 | 6.7163 | 6.5826 | 6.5523 | 6.6058 | 6.6553 | 6.808 | 6.9764 | 7.1352 | 7.2994 | 7.445 | 7.6237 | 7.8033 | 8.0051 | 8.22 | 8.4329 | 8.6426 | 8.8564 | 9.0744 | 9.2968 | 9.5234 | 9.7545 | 9.99 | 10.2301 | 10.4747
|  |  |  | Capacitors In Service |  |  | MVAr | 0 |  | 0 | 0 | 0 | 0 | 0 | 0 | 0 | 0 | 0 | 0 | 0 | 0 | 0 | 0 | 0 | 0 | 0 | 0 | 0 | 0 | 0 | 0 | 0 | 0 | 0
|  |  |  | PF |  |  |  | 0.96207 |  | 0.96207 | 0.96207 | 0.96207 | 0.96207 | 0.96207 | 0.96207 | 0.96207 | 0.96207 | 0.96207 | 0.96207 | 0.96207 | 0.96207 | 0.96207 | 0.96207 | 0.96207 | 0.96207 | 0.96207 | 0.96207 | 0.96207 | 0.96207 | 0.96207 | 0.96207 | 0.96207 | 0.96207 | 0.96207
0.94403 | Diversity Factor: 0.94 | Uncompensated |  | Reactive Power |  |  | MVAr | 12.0681 | 11.9018 | 10.4617 | 6.7163 | 6.5826 | 6.5523 | 6.6058 | 6.6553 | 6.808 | 6.9764 | 7.1352 | 7.2994 | 7.445 | 7.6237 | 7.8033 | 8.0051 | 8.22 | 8.4329 | 8.6426 | 8.8564 | 9.0744 | 9.2968 | 9.5234 | 9.7545 | 9.99 | 10.2301 | 10.4747
|  |  |  | PF |  |  |  | 0.96207 |  | 0.96207 | 0.96207 | 0.96207 | 0.96207 | 0.96207 | 0.96207 | 0.96207 | 0.96207 | 0.96207 | 0.96207 | 0.96207 | 0.96207 | 0.96207 | 0.96207 | 0.96207 | 0.96207 | 0.96207 | 0.96207 | 0.96207 | 0.96207 | 0.96207 | 0.96207 | 0.96207 | 0.96207 | 0.96207
[10 empty] | 1 | 2 | 3 | 4 | 5 | 6 | 7 | 8 | 9 | 10 | 11 | 12 | 13 | 14 | 15 | 16 | 17 | 18 | 19 | 20 | 21 | 22 | 23 | 24 | 25
Transformer Load Detail
[7 empty] | Units | 2013 |  | 2014 | 2015 | 2016 | 2017 | 2018 | 2019 | 2020 | 2021 | 2022 | 2023 | 2024 | 2025 | 2026 | 2027 | 2028 | 2029 | 2030 | 2031 | 2032 | 2033 | 2034 | 2035 | 2036 | 2037 | 2038
| 0 | Compensated |  | Load (LV side) |  |  | Amps
|  |  |  | Apparent Power |  |  | MVA
|  |  |  | Real Power |  |  | MW
|  |  |  | Reactive Power |  |  | MVAr
|  |  |  | Capacitors In Service |  |  | MVAr
PF
| Zone Div: | Uncompensated |  | Reactive Power |  |  | MVAr
PF
| 0 | Compensated |  | Load (LV side) |  |  | Amps
|  |  |  | Apparent Power |  |  | MVA
|  |  |  | Real Power |  |  | MW
|  |  |  | Reactive Power |  |  | MVAr
|  |  |  | Capacitors In Service |  |  | MVAr
PF
| Zone Div: | Uncompensated |  | Reactive Power |  |  | MVAr
PF
| 0 | Compensated |  | Load (LV side) |  |  | Amps
|  |  |  | Apparent Power |  |  | MVA
|  |  |  | Real Power |  |  | MW
|  |  |  | Reactive Power |  |  | MVAr
|  |  |  | Capacitors In Service |  |  | MVAr
PF
| Zone Div: | Uncompensated |  | Reactive Power |  |  | MVAr
PF
| 0 | Compensated |  | Load (LV side) |  |  | Amps
|  |  |  | Apparent Power |  |  | MVA
|  |  |  | Real Power |  |  | MW
|  |  |  | Reactive Power |  |  | MVAr
|  |  |  | Capacitors In Service |  |  | MVAr
PF
| Zone Div: | Uncompensated |  | Reactive Power |  |  | MVAr
PF
| 0 | Compensated |  | Load (LV side) |  |  | Amps
|  |  |  | Apparent Power |  |  | MVA
|  |  |  | Real Power |  |  | MW
|  |  |  | Reactive Power |  |  | MVAr
|  |  |  | Capacitors In Service |  |  | MVAr
PF
| Zone Div: | Uncompensated |  | Reactive Power |  |  | MVAr
PF
| 0 | Compensated |  | Load (LV side) |  |  | Amps
|  |  |  | Apparent Power |  |  | MVA
|  |  |  | Real Power |  |  | MW
|  |  |  | Reactive Power |  |  | MVAr
|  |  |  | Capacitors In Service |  |  | MVAr
PF
| Zone Div: | Uncompensated |  | Reactive Power |  |  | MVAr
PF
| 0 | Compensated |  | Load (LV side) |  |  | Amps
|  |  |  | Apparent Power |  |  | MVA
|  |  |  | Real Power |  |  | MW
|  |  |  | Reactive Power |  |  | MVAr
|  |  |  | Capacitors In Service |  |  | MVAr
PF
| Zone Div: | Uncompensated |  | Reactive Power |  |  | MVAr
PF
| 0 | Compensated |  | Load (LV side) |  |  | Amps
|  |  |  | Apparent Power |  |  | MVA
|  |  |  | Real Power |  |  | MW
|  |  |  | Reactive Power |  |  | MVAr
|  |  |  | Capacitors In Service |  |  | MVAr
PF
| Zone Div: | Uncompensated |  | Reactive Power |  |  | MVAr
PF
| 0 | Compensated |  | Load (LV side) |  |  | Amps
|  |  |  | Apparent Power |  |  | MVA
|  |  |  | Real Power |  |  | MW
|  |  |  | Reactive Power |  |  | MVAr
|  |  |  | Capacitors In Service |  |  | MVAr
PF
| Zone Div: | Uncompensated |  | Reactive Power |  |  | MVAr
PF
| 0 | Compensated |  | Load (LV side) |  |  | Amps
|  |  |  | Apparent Power |  |  | MVA
|  |  |  | Real Power |  |  | MW
|  |  |  | Reactive Power |  |  | MVAr
|  |  |  | Capacitors In Service |  |  | MVAr
PF
| Zone Div: | Uncompensated |  | Reactive Power |  |  | MVAr
PF

## Paddington 33_11kV
| Paddington 33_11kV | [16 empty] | 2014 | WINTER
| Substation Total Loads | [33 empty] | Spots & Transfers Detail
| Historical Loads | (11kV Amps) | [7 empty] | Weather Corrected Forecast Loads |  |  |  | (11kV Amps) | [20 empty] | Spots & Transfers Summary | (11kV Amps) |  | Historical Spots & Transfers | [6 empty] | Forecast Spots & Transfers
|  | 2007 | 2008 | 2009 | 2010 | 2011 | 2012 | 2013 |  | 2014 | 2015 | 2016 | 2017 | 2018 | 2019 | 2020 | 2021 | 2022 | 2023 | 2024 | 2025 | 2026 | 2027 | 2028 | 2029 | 2030 | 2031 | 2032 | 2033 | 2034 | 2035 | 2036 | 2037 | 2038 |  |  |  | 2007 | 2008 | 2009 | 2010 | 2011 | 2012 | 2013 | 2014 | 2015 | 2016 | 2017 | 2018 | 2019 | 2020 | 2021 | 2022 | 2023 | 2024 | 2025 | 2026 | 2027 | 2028 | 2029 | 2030 | 2031 | 2032 | 2033 | 2034 | 2035 | 2036 | 2037 | 2038
| Total | 1861 | 1668 | 1627 | 1612 | 1697 | 1649 | 1550 |  | 1567.505 | 1569.839 | 1542.734 | 1533.692 | 1538.716 | 1546.301 | 1572.006 | 1602.109 | 1630.139 | 1659.061 | 1683.673 | 1714.921 | 1746.197 | 1782.136 | 1820.684 | 1858.699 | 1895.814 | 1933.655 | 1972.233 | 2011.557 | 2051.638 | 2092.487 | 2134.114 | 2176.53 | 2219.746 |  |  | Total | 0 | 0 | 0 | 0 | 0 | 0 | 0 | -8.0185 | 37.8037 | -3.4237 | 2.5933 | 5.0245 | 7.5847 | 25.7053 | 30.1025 | 28.0303 | 28.9222 | 24.6123 | 31.2473 | 31.2766 | 35.9384 | 38.5484 | 38.0146 | 37.115 | 37.8413 | 38.5777 | 39.3243 | 40.0813 | 40.8489 | 41.6271 | 42.4161 | 43.216
| Firm Rating | 0 | 0 | 0 | 0 | 0 | 0 | 3665 |  | 3665 | 3665 | 3665 | 3665 | 3665 | 3665 | 3665 | 3665 | 3665 | 3665 | 3665 | 3665 | 3665 | 3665 | 3665 | 3665 | 3665 | 3665 | 3665 | 3665 | 3665 | 3665 | 3665 | 3665 | 3665
| Total Capacity | 0 | 0 | 0 | 0 | 0 | 0 | 6000 |  | 6000 | 6000 | 6000 | 6000 | 6000 | 6000 | 6000 | 6000 | 6000 | 6000 | 6000 | 6000 | 6000 | 6000 | 6000 | 6000 | 6000 | 6000 | 6000 | 6000 | 6000 | 6000 | 6000 | 6000 | 6000 |  |  | Paddington 33_11kV Tx2 | 0 | 0 | 0 | 0 | 0 | 0 | 0 | -4.7656 | -3.6827 | -2.0348 | 1.5413 | 2.9863 | 4.5079 | 15.2775 | 17.8909 | 16.6593 | 17.1894 | 14.6279 | 18.5713 | 18.5888 | 21.3594 | 22.9106 | 22.5933 | 22.0587 | 22.4903 | 22.928 | 23.3718 | 23.8217 | 24.2779 | 24.7404 | 25.2093 | 25.6847
|  | -7 | -6 | -5 | -4 | -3 | -2 | -1 |  | 0 | 1 | 2 | 3 | 4 | 5 | 6 | 7 | 8 | 9 | 10 | 11 | 12 | 13 | 14 | 15 | 16 | 17 | 18 | 19 | 20 | 21 | 22 | 23 | 24 |  |  | Paddington 33_11kV Tx3 | 0 | 0 | 0 | 0 | 0 | 0 | 0 | -0.98101 | -0.75808 | -0.41887 | 0.31728 | 0.61472 | 0.92794 | 3.1449 | 3.6829 | 3.4293 | 3.5385 | 3.0112 | 3.8229 | 3.8265 | 4.3968 | 4.7162 | 4.6508 | 4.5408 | 4.6296 | 4.7197 | 4.8111 | 4.9037 | 4.9976 | 5.0928 | 5.1893 | 5.2872
| Transformer Loads | [35 empty] | Paddington 33_11kV Tx4 | 0 | 0 | 0 | 0 | 0 | 0 | 0 | -2.2718 | 42.2444 | -0.97001 | 0.73475 | 1.4236 | 2.1489 | 7.2829 | 8.5287 | 7.9416 | 8.1943 | 6.9732 | 8.8531 | 8.8614 | 10.1822 | 10.9216 | 10.7704 | 10.5155 | 10.7213 | 10.9299 | 11.1415 | 11.3559 | 11.5734 | 11.7939 | 12.0174 | 12.2441
| Historical Loads | (11kV Amps) | [7 empty] | 0: Weather Corrected Forecast Loads; 4: (11kV Amps) |  |  |  | 0 | 0 | 0 | 0 | 0 | 0 | 0 | 0 | 0 | 0 | 0 | 0 | 0 | 0 | 0 | 0 | 0 | 0 | 0 | 0 | 0 | 0 | 0 | 0 | 0 | 0 | 0 | 0 | 0 | 0 | 0 | 0
|  | 2007 | 2008 | 2009 | 2010 | 2011 | 2012 | 2013 |  | 2014 | 2015 | 2016 | 2017 | 2018 | 2019 | 2020 | 2021 | 2022 | 2023 | 2024 | 2025 | 2026 | 2027 | 2028 | 2029 | 2030 | 2031 | 2032 | 2033 | 2034 | 2035 | 2036 | 2037 | 2038 |  |  |  | 0 | 0 | 0 | 0 | 0 | 0 | 0 | 0 | 0 | 0 | 0 | 0 | 0 | 0 | 0 | 0 | 0 | 0 | 0 | 0 | 0 | 0 | 0 | 0 | 0 | 0 | 0 | 0 | 0 | 0 | 0 | 0
| 0 | [36 empty] | 0 | 0 | 0 | 0 | 0 | 0 | 0 | 0 | 0 | 0 | 0 | 0 | 0 | 0 | 0 | 0 | 0 | 0 | 0 | 0 | 0 | 0 | 0 | 0 | 0 | 0 | 0 | 0 | 0 | 0 | 0 | 0
| Diversity Factor: 0 | [36 empty] | 0 | 0 | 0 | 0 | 0 | 0 | 0 | 0 | 0 | 0 | 0 | 0 | 0 | 0 | 0 | 0 | 0 | 0 | 0 | 0 | 0 | 0 | 0 | 0 | 0 | 0 | 0 | 0 | 0 | 0 | 0 | 0
[38 empty] | 0 | 0 | 0 | 0 | 0 | 0 | 0 | 0 | 0 | 0 | 0 | 0 | 0 | 0 | 0 | 0 | 0 | 0 | 0 | 0 | 0 | 0 | 0 | 0 | 0 | 0 | 0 | 0 | 0 | 0 | 0 | 0
[38 empty] | 0 | 0 | 0 | 0 | 0 | 0 | 0 | 0 | 0 | 0 | 0 | 0 | 0 | 0 | 0 | 0 | 0 | 0 | 0 | 0 | 0 | 0 | 0 | 0 | 0 | 0 | 0 | 0 | 0 | 0 | 0 | 0
| 0 | [36 empty] | 0 | 0 | 0 | 0 | 0 | 0 | 0 | 0 | 0 | 0 | 0 | 0 | 0 | 0 | 0 | 0 | 0 | 0 | 0 | 0 | 0 | 0 | 0 | 0 | 0 | 0 | 0 | 0 | 0 | 0 | 0 | 0
Diversity Factor: 0
[38 empty] | Historical Spots & Transfers | [6 empty] | Forecast Spots & Transfers
[35 empty] | Project Name | From | To | 2007 | 2008 | 2009 | 2010 | 2011 | 2012 | 2013 | 2014 | 2015 | 2016 | 2017 | 2018 | 2019 | 2020 | 2021 | 2022 | 2023 | 2024 | 2025 | 2026 | 2027 | 2028 | 2029 | 2030 | 2031 | 2032 | 2033 | 2034 | 2035 | 2036 | 2037 | 2038
| 0 | [33 empty] | Broad based demand management |  | Paddington 33_11kV Tx2 | 0 | 0 | 0 | 0 | 0 | 0 | 0 | 0 | -1.5805 | -2.2062 | -1.7706 | -1.2634 | -1.3394 | 0 | 0 | 0 | 0 | 0 | 0 | 0 | 0 | 0 | 0 | 0 | 0 | 0 | 0 | 0 | 0 | 0 | 0 | 0
| Diversity Factor: 0 | [33 empty] | Broad based demand management |  | Paddington 33_11kV Tx3 | 0 | 0 | 0 | 0 | 0 | 0 | 0 | 0 | -0.32535 | -0.45415 | -0.36449 | -0.26006 | -0.27571 | 0 | 0 | 0 | 0 | 0 | 0 | 0 | 0 | 0 | 0 | 0 | 0 | 0 | 0 | 0 | 0 | 0 | 0 | 0
[35 empty] | Broad based demand management |  | Paddington 33_11kV Tx4 | 0 | 0 | 0 | 0 | 0 | 0 | 0 | 0 | -0.75344 | -1.0517 | -0.84408 | -0.60225 | -0.63849 | 0 | 0 | 0 | 0 | 0 | 0 | 0 | 0 | 0 | 0 | 0 | 0 | 0 | 0 | 0 | 0 | 0 | 0 | 0
[35 empty] | HVCON_ID: 2011589. Stage 1 - Decommission S.5201 Sydney Cricket Ground and removal of HV Mains between 5.01 and Moore Park Road, Sydney Cricket Ground, Driver Ave, Moore Park. 2nd stage est S36093 to replace S.5201 |  | Paddington 33_11kV Tx4 | 0 | 0 | 0 | 0 | 0 | 0 | 0 | 0 | 44 | 0 | 0 | 0 | 0 | 0 | 0 | 0 | 0 | 0 | 0 | 0 | 0 | 0 | 0 | 0 | 0 | 0 | 0 | 0 | 0 | 0 | 0 | 0
| 0 | [33 empty] | Econometric |  | Paddington 33_11kV Tx2 | 0 | 0 | 0 | 0 | 0 | 0 | 0 | 0 | 0 | 8.7486 | 16.4067 | 24.3856 | 26.5719 | 26.9923 | 25.0937 | 25.4747 | 25.861 | 26.2528 | 26.65 | 27.0528 | 27.4612 | 27.8753 | 28.2951 | 28.7209 | 29.1525 | 29.5902 | 30.0339 | 30.4839 | 30.94 | 31.4026 | 31.8715 | 32.3469
| Diversity Factor: 0 | [33 empty] | Econometric |  | Paddington 33_11kV Tx3 | 0 | 0 | 0 | 0 | 0 | 0 | 0 | 0 | 0 | 1.8009 | 3.3773 | 5.0198 | 5.4698 | 5.5564 | 5.1655 | 5.244 | 5.3235 | 5.4041 | 5.4859 | 5.5688 | 5.6529 | 5.7381 | 5.8246 | 5.9122 | 6.0011 | 6.0912 | 6.1825 | 6.2751 | 6.369 | 6.4642 | 6.5608 | 6.6586
[35 empty] | Econometric |  | Paddington 33_11kV Tx4 | 0 | 0 | 0 | 0 | 0 | 0 | 0 | 0 | 0 | 4.1705 | 7.8212 | 11.6248 | 12.667 | 12.8674 | 11.9623 | 12.1439 | 12.3281 | 12.5149 | 12.7042 | 12.8962 | 13.0909 | 13.2883 | 13.4885 | 13.6914 | 13.8972 | 14.1058 | 14.3174 | 14.5319 | 14.7493 | 14.9698 | 15.1933 | 15.42
[35 empty] | Energy Efficiency |  | Paddington 33_11kV Tx2 | 0 | 0 | 0 | 0 | 0 | 0 | 0 | -4.7656 | -2.1022 | -8.5773 | -13.0948 | -20.136 | -20.7247 | -11.7148 | -7.2028 | -8.8153 | -8.6716 | -11.6249 | -8.0787 | -8.464 | -6.1018 | -4.9647 | -5.7018 | -6.6622 | -6.6622 | -6.6622 | -6.6622 | -6.6622 | -6.6622 | -6.6622 | -6.6622 | -6.6622
| 0 | [33 empty] | Energy Efficiency |  | Paddington 33_11kV Tx3 | 0 | 0 | 0 | 0 | 0 | 0 | 0 | -0.98101 | -0.43273 | -1.7656 | -2.6956 | -4.145 | -4.2662 | -2.4115 | -1.4827 | -1.8146 | -1.7851 | -2.393 | -1.663 | -1.7423 | -1.2561 | -1.022 | -1.1737 | -1.3714 | -1.3714 | -1.3714 | -1.3714 | -1.3714 | -1.3714 | -1.3714 | -1.3714 | -1.3714
| Diversity Factor: 0 | [33 empty] | Energy Efficiency |  | Paddington 33_11kV Tx4 | 0 | 0 | 0 | 0 | 0 | 0 | 0 | -2.2718 | -1.0021 | -4.0888 | -6.2424 | -9.5989 | -9.8796 | -5.5845 | -3.4336 | -4.2023 | -4.1338 | -5.5417 | -3.8511 | -4.0349 | -2.9088 | -2.3667 | -2.7181 | -3.1759 | -3.1759 | -3.1759 | -3.1759 | -3.1759 | -3.1759 | -3.1759 | -3.1759 | -3.1759
[35 empty] | Solar PV |  | Paddington 33_11kV Tx2 | 0 | 0 | 0 | 0 | 0 | 0 | 0 | 0 | 0 | 0 | 0 | 0 | 0 | 0 | 0 | 0 | 0 | 0 | 0 | 0 | 0 | 0 | 0 | 0 | 0 | 0 | 0 | 0 | 0 | 0 | 0 | 0
[35 empty] | Solar PV |  | Paddington 33_11kV Tx3 | 0 | 0 | 0 | 0 | 0 | 0 | 0 | 0 | 0 | 0 | 0 | 0 | 0 | 0 | 0 | 0 | 0 | 0 | 0 | 0 | 0 | 0 | 0 | 0 | 0 | 0 | 0 | 0 | 0 | 0 | 0 | 0
| 0 | [33 empty] | Solar PV |  | Paddington 33_11kV Tx4 | 0 | 0 | 0 | 0 | 0 | 0 | 0 | 0 | 0 | 0 | 0 | 0 | 0 | 0 | 0 | 0 | 0 | 0 | 0 | 0 | 0 | 0 | 0 | 0 | 0 | 0 | 0 | 0 | 0 | 0 | 0 | 0
Diversity Factor: 0
0
Diversity Factor: 0
0
Diversity Factor: 0
0
Diversity Factor: 0
0
Diversity Factor: 0
| Weather Correction and Public Holiday Factors | [8 empty] | Forecast ROG
ROG Justification
| Actual loads for season 2013 have been weather corrected by the following: | [6 empty] | -0.438% |  | 7 year ROG ok | [59 empty] | 7 year ROG ok
1 | 2 | 3 | 4 | 5 | 6 | 7 | 8 | 9 | 10 | 2014 | 2015 | 2016 | 2017 | 2018 | 2019 | 2020 | 2021 | 2022 | 2023 | 2024 | 2025 | 2026 | 2027 | 2028 | 2029 | 2030 | 2031 | 2032 | 2033 | 2034 | 2035 | 2036 | 2037 | 2038
0.97738 | 0.95527 | 0.94087 | 0.93377 | 0.93377 | 0.93377 | 0.93377 | 0.93377 | 0.93377 | 0.93377 | -2.262% | -2.262% | -1.508% | -0.754% | 0% | 0% | 0% | 0% | 0% | 0% | 0% | 0% | 0% | 0% | 0% | 0% | 0% | 0% | 0% | 0% | 0% | 0% | 0% | 0% | 0%
Substation Load Detail
[7 empty] | Units | 2013 |  | 2014 | 2015 | 2016 | 2017 | 2018 | 2019 | 2020 | 2021 | 2022 | 2023 | 2024 | 2025 | 2026 | 2027 | 2028 | 2029 | 2030 | 2031 | 2032 | 2033 | 2034 | 2035 | 2036 | 2037 | 2038
1 | Paddington 33_11kV | Compensated |  | Load (LV side) |  |  | Amps | 1550 | 1612 | 1567.505 | 1569.839 | 1542.734 | 1533.692 | 1538.716 | 1546.301 | 1572.006 | 1602.109 | 1630.139 | 1659.061 | 1683.673 | 1714.921 | 1746.197 | 1782.136 | 1820.684 | 1858.699 | 1895.814 | 1933.655 | 1972.233 | 2011.557 | 2051.638 | 2092.487 | 2134.114 | 2176.53 | 2219.746
|  |  |  | Apparent Power |  |  | MVA | 29.5315 |  | 29.865 | 29.9095 | 29.393 | 29.2207 | 29.3165 | 29.461 | 29.9507 | 30.5243 | 31.0583 | 31.6094 | 32.0783 | 32.6736 | 33.2695 | 33.9543 | 34.6887 | 35.413 | 36.1201 | 36.8411 | 37.5761 | 38.3253 | 39.089 | 39.8672 | 40.6603 | 41.4685 | 42.2918
|  |  |  | Real Power |  |  | MW | 28.4606 | 29.599 | 28.782 | 28.8249 | 28.3272 | 28.1612 | 28.2534 | 28.3927 | 28.8647 | 29.4174 | 29.9321 | 30.4632 | 30.9151 | 31.4888 | 32.0631 | 32.723 | 33.4308 | 34.1288 | 34.8103 | 35.5052 | 36.2135 | 36.9356 | 37.6715 | 38.4216 | 39.1859 | 39.9648 | 40.7583
|  |  |  | Reactive Power |  |  | MVAr | 7.8804 |  | 7.9694 | 7.9813 | 7.8435 | 7.7975 | 7.8231 | 7.8616 | 7.9923 | 8.1454 | 8.2879 | 8.4349 | 8.56 | 8.7189 | 8.8779 | 9.0606 | 9.2566 | 9.4499 | 9.6386 | 9.831 | 10.0271 | 10.227 | 10.4308 | 10.6385 | 10.8501 | 11.0658 | 11.2855
|  |  |  | Capacitors In Service |  |  | MVAr | 0 |  | 0 | 0 | 0 | 0 | 0 | 0 | 0 | 0 | 0 | 0 | 0 | 0 | 0 | 0 | 0 | 0 | 0 | 0 | 0 | 0 | 0 | 0 | 0 | 0 | 0
|  |  |  | PF |  |  |  | 0.96374 |  | 0.96374 | 0.96374 | 0.96374 | 0.96374 | 0.96374 | 0.96374 | 0.96374 | 0.96374 | 0.96374 | 0.96374 | 0.96374 | 0.96374 | 0.96374 | 0.96374 | 0.96374 | 0.96374 | 0.96374 | 0.96374 | 0.96374 | 0.96374 | 0.96374 | 0.96374 | 0.96374 | 0.96374 | 0.96374
0.95034 | Diversity Factor: 0.95 | Uncompensated |  | Reactive Power |  |  | MVAr | 7.8804 | 8.1956 | 7.9694 | 7.9813 | 7.8435 | 7.7975 | 7.8231 | 7.8616 | 7.9923 | 8.1454 | 8.2879 | 8.4349 | 8.56 | 8.7189 | 8.8779 | 9.0606 | 9.2566 | 9.4499 | 9.6386 | 9.831 | 10.0271 | 10.227 | 10.4308 | 10.6385 | 10.8501 | 11.0658 | 11.2855
|  |  |  | PF |  |  |  | 0.96374 |  | 0.96374 | 0.96374 | 0.96374 | 0.96374 | 0.96374 | 0.96374 | 0.96374 | 0.96374 | 0.96374 | 0.96374 | 0.96374 | 0.96374 | 0.96374 | 0.96374 | 0.96374 | 0.96374 | 0.96374 | 0.96374 | 0.96374 | 0.96374 | 0.96374 | 0.96374 | 0.96374 | 0.96374 | 0.96374
[10 empty] | 1 | 2 | 3 | 4 | 5 | 6 | 7 | 8 | 9 | 10 | 11 | 12 | 13 | 14 | 15 | 16 | 17 | 18 | 19 | 20 | 21 | 22 | 23 | 24 | 25
Transformer Load Detail
[7 empty] | Units | 2013 |  | 2014 | 2015 | 2016 | 2017 | 2018 | 2019 | 2020 | 2021 | 2022 | 2023 | 2024 | 2025 | 2026 | 2027 | 2028 | 2029 | 2030 | 2031 | 2032 | 2033 | 2034 | 2035 | 2036 | 2037 | 2038
| 0 | Compensated |  | Load (LV side) |  |  | Amps
|  |  |  | Apparent Power |  |  | MVA
|  |  |  | Real Power |  |  | MW
|  |  |  | Reactive Power |  |  | MVAr
|  |  |  | Capacitors In Service |  |  | MVAr
PF
| Zone Div: | Uncompensated |  | Reactive Power |  |  | MVAr
PF
| 0 | Compensated |  | Load (LV side) |  |  | Amps
|  |  |  | Apparent Power |  |  | MVA
|  |  |  | Real Power |  |  | MW
|  |  |  | Reactive Power |  |  | MVAr
|  |  |  | Capacitors In Service |  |  | MVAr
PF
| Zone Div: | Uncompensated |  | Reactive Power |  |  | MVAr
PF
| 0 | Compensated |  | Load (LV side) |  |  | Amps
|  |  |  | Apparent Power |  |  | MVA
|  |  |  | Real Power |  |  | MW
|  |  |  | Reactive Power |  |  | MVAr
|  |  |  | Capacitors In Service |  |  | MVAr
PF
| Zone Div: | Uncompensated |  | Reactive Power |  |  | MVAr
PF
| 0 | Compensated |  | Load (LV side) |  |  | Amps
|  |  |  | Apparent Power |  |  | MVA
|  |  |  | Real Power |  |  | MW
|  |  |  | Reactive Power |  |  | MVAr
|  |  |  | Capacitors In Service |  |  | MVAr
PF
| Zone Div: | Uncompensated |  | Reactive Power |  |  | MVAr
PF
| 0 | Compensated |  | Load (LV side) |  |  | Amps
|  |  |  | Apparent Power |  |  | MVA
|  |  |  | Real Power |  |  | MW
|  |  |  | Reactive Power |  |  | MVAr
|  |  |  | Capacitors In Service |  |  | MVAr
PF
| Zone Div: | Uncompensated |  | Reactive Power |  |  | MVAr
PF
| 0 | Compensated |  | Load (LV side) |  |  | Amps
|  |  |  | Apparent Power |  |  | MVA
|  |  |  | Real Power |  |  | MW
|  |  |  | Reactive Power |  |  | MVAr
|  |  |  | Capacitors In Service |  |  | MVAr
PF
| Zone Div: | Uncompensated |  | Reactive Power |  |  | MVAr
PF
| 0 | Compensated |  | Load (LV side) |  |  | Amps
|  |  |  | Apparent Power |  |  | MVA
|  |  |  | Real Power |  |  | MW
|  |  |  | Reactive Power |  |  | MVAr
|  |  |  | Capacitors In Service |  |  | MVAr
PF
| Zone Div: | Uncompensated |  | Reactive Power |  |  | MVAr
PF
| 0 | Compensated |  | Load (LV side) |  |  | Amps
|  |  |  | Apparent Power |  |  | MVA
|  |  |  | Real Power |  |  | MW
|  |  |  | Reactive Power |  |  | MVAr
|  |  |  | Capacitors In Service |  |  | MVAr
PF
| Zone Div: | Uncompensated |  | Reactive Power |  |  | MVAr
PF
| 0 | Compensated |  | Load (LV side) |  |  | Amps
|  |  |  | Apparent Power |  |  | MVA
|  |  |  | Real Power |  |  | MW
|  |  |  | Reactive Power |  |  | MVAr
|  |  |  | Capacitors In Service |  |  | MVAr
PF
| Zone Div: | Uncompensated |  | Reactive Power |  |  | MVAr
PF
| 0 | Compensated |  | Load (LV side) |  |  | Amps
|  |  |  | Apparent Power |  |  | MVA
|  |  |  | Real Power |  |  | MW
|  |  |  | Reactive Power |  |  | MVAr
|  |  |  | Capacitors In Service |  |  | MVAr
PF
| Zone Div: | Uncompensated |  | Reactive Power |  |  | MVAr
PF

## Port Botany 33_11kV
| Port Botany 33_11kV | [16 empty] | 2014 | WINTER
[6 empty] | Zone commissioned |  | 2010-12-23
| Substation Total Loads | [33 empty] | Spots & Transfers Detail
| Historical Loads | (11kV Amps) | [7 empty] | Weather Corrected Forecast Loads |  |  |  | (11kV Amps) | [20 empty] | Spots & Transfers Summary | (11kV Amps) |  | Historical Spots & Transfers | [6 empty] | Forecast Spots & Transfers
|  | 2007 | 2008 | 2009 | 2010 | 2011 | 2012 | 2013 |  | 2014 | 2015 | 2016 | 2017 | 2018 | 2019 | 2020 | 2021 | 2022 | 2023 | 2024 | 2025 | 2026 | 2027 | 2028 | 2029 | 2030 | 2031 | 2032 | 2033 | 2034 | 2035 | 2036 | 2037 | 2038 |  |  |  | 2007 | 2008 | 2009 | 2010 | 2011 | 2012 | 2013 | 2014 | 2015 | 2016 | 2017 | 2018 | 2019 | 2020 | 2021 | 2022 | 2023 | 2024 | 2025 | 2026 | 2027 | 2028 | 2029 | 2030 | 2031 | 2032 | 2033 | 2034 | 2035 | 2036 | 2037 | 2038
| Total |  |  |  |  | 149 | 131 | 133 |  | 605.1017 | 1551.867 | 1551.715 | 1551.55 | 1551.307 | 1551.079 | 1551.104 | 1551.293 | 1551.439 | 1551.584 | 1551.622 | 1551.763 | 1551.893 | 1552.11 | 1552.367 | 1552.606 | 1552.813 | 1553.024 | 1553.237 | 1553.455 | 1553.675 | 1553.9 | 1554.128 | 1554.36 | 1554.595 |  |  | Total | 0 | 0 | 0 | 0 | 145 | 0 | 0 | 472.5514 | 953.6669 | -0.15195 | -0.16492 | -0.24292 | -0.22868 | 0.025936 | 0.1885 | 0.14576 | 0.14565 | 0.037635 | 0.1408 | 0.13004 | 0.21698 | 0.25738 | 0.23909 | 0.20688 | 0.21032 | 0.2138 | 0.21731 | 0.22087 | 0.22447 | 0.22812 | 0.2318 | 0.23553
| Firm Rating | 0 | 0 | 0 | 0 | 0 | 0 | 3105 |  | 3105 | 3105 | 3105 | 3105 | 3105 | 3105 | 3105 | 3105 | 3105 | 3105 | 3105 | 3105 | 3105 | 3105 | 3105 | 3105 | 3105 | 3105 | 3105 | 3105 | 3105 | 3105 | 3105 | 3105 | 3105
| Total Capacity | 0 | 0 | 0 | 0 | 0 | 0 | 5895 |  | 5895 | 5895 | 5895 | 5895 | 5895 | 5895 | 5895 | 5895 | 5895 | 5895 | 5895 | 5895 | 5895 | 5895 | 5895 | 5895 | 5895 | 5895 | 5895 | 5895 | 5895 | 5895 | 5895 | 5895 | 5895 |  |  | Port Botany 33_11kV Tx1 | 0 | 0 | 0 | 0 | 100 | 0 | 0 | 326.8871 | 422.9528 | -0.086402 | -0.093777 | -0.13813 | -0.13003 | 0.014748 | 0.10718 | 0.082883 | 0.082821 | 0.0214 | 0.080065 | 0.073942 | 0.12338 | 0.14636 | 0.13595 | 0.11764 | 0.11959 | 0.12157 | 0.12357 | 0.12559 | 0.12764 | 0.12971 | 0.13181 | 0.13393
|  | -7 | -6 | -5 | -4 | -3 | -2 | -1 |  | 0 | 1 | 2 | 3 | 4 | 5 | 6 | 7 | 8 | 9 | 10 | 11 | 12 | 13 | 14 | 15 | 16 | 17 | 18 | 19 | 20 | 21 | 22 | 23 | 24 |  |  | Port Botany 33_11kV Tx2 | 0 | 0 | 0 | 0 | 0 | 0 | 0 | 0 | 0 | 0 | 0 | 0 | 0 | 0 | 0 | 0 | 0 | 0 | 0 | 0 | 0 | 0 | 0 | 0 | 0 | 0 | 0 | 0 | 0 | 0 | 0 | 0
| Transformer Loads | [35 empty] | Port Botany 33_11kV Tx3 | 0 | 0 | 0 | 0 | 45 | 0 | 0 | 145.6643 | 530.7142 | -0.065546 | -0.071141 | -0.10479 | -0.098646 | 0.011188 | 0.081312 | 0.062877 | 0.062829 | 0.016235 | 0.060739 | 0.056094 | 0.093601 | 0.11103 | 0.10314 | 0.089244 | 0.090726 | 0.092225 | 0.093743 | 0.095278 | 0.096831 | 0.098403 | 0.099994 | 0.1016
| Historical Loads | (11kV Amps) | [7 empty] | Weather Corrected Forecast Loads |  |  |  | (11kV Amps) | [23 empty] | 0 | 0 | 0 | 0 | 0 | 0 | 0 | 0 | 0 | 0 | 0 | 0 | 0 | 0 | 0 | 0 | 0 | 0 | 0 | 0 | 0 | 0 | 0 | 0 | 0 | 0 | 0 | 0 | 0 | 0 | 0 | 0
|  | 2007 | 2008 | 2009 | 2010 | 2011 | 2012 | 2013 |  | 2014 | 2015 | 2016 | 2017 | 2018 | 2019 | 2020 | 2021 | 2022 | 2023 | 2024 | 2025 | 2026 | 2027 | 2028 | 2029 | 2030 | 2031 | 2032 | 2033 | 2034 | 2035 | 2036 | 2037 | 2038 |  |  |  | 0 | 0 | 0 | 0 | 0 | 0 | 0 | 0 | 0 | 0 | 0 | 0 | 0 | 0 | 0 | 0 | 0 | 0 | 0 | 0 | 0 | 0 | 0 | 0 | 0 | 0 | 0 | 0 | 0 | 0 | 0 | 0
| 0 | [36 empty] | 0 | 0 | 0 | 0 | 0 | 0 | 0 | 0 | 0 | 0 | 0 | 0 | 0 | 0 | 0 | 0 | 0 | 0 | 0 | 0 | 0 | 0 | 0 | 0 | 0 | 0 | 0 | 0 | 0 | 0 | 0 | 0
| Diversity Factor: 0 | [36 empty] | 0 | 0 | 0 | 0 | 0 | 0 | 0 | 0 | 0 | 0 | 0 | 0 | 0 | 0 | 0 | 0 | 0 | 0 | 0 | 0 | 0 | 0 | 0 | 0 | 0 | 0 | 0 | 0 | 0 | 0 | 0 | 0
[38 empty] | 0 | 0 | 0 | 0 | 0 | 0 | 0 | 0 | 0 | 0 | 0 | 0 | 0 | 0 | 0 | 0 | 0 | 0 | 0 | 0 | 0 | 0 | 0 | 0 | 0 | 0 | 0 | 0 | 0 | 0 | 0 | 0
[38 empty] | 0 | 0 | 0 | 0 | 0 | 0 | 0 | 0 | 0 | 0 | 0 | 0 | 0 | 0 | 0 | 0 | 0 | 0 | 0 | 0 | 0 | 0 | 0 | 0 | 0 | 0 | 0 | 0 | 0 | 0 | 0 | 0
| 0 | [36 empty] | 0 | 0 | 0 | 0 | 0 | 0 | 0 | 0 | 0 | 0 | 0 | 0 | 0 | 0 | 0 | 0 | 0 | 0 | 0 | 0 | 0 | 0 | 0 | 0 | 0 | 0 | 0 | 0 | 0 | 0 | 0 | 0
Diversity Factor: 0
[38 empty] | Historical Spots & Transfers | [6 empty] | Forecast Spots & Transfers
[35 empty] | Project Name | From | To | 2007 | 2008 | 2009 | 2010 | 2011 | 2012 | 2013 | 2014 | 2015 | 2016 | 2017 | 2018 | 2019 | 2020 | 2021 | 2022 | 2023 | 2024 | 2025 | 2026 | 2027 | 2028 | 2029 | 2030 | 2031 | 2032 | 2033 | 2034 | 2035 | 2036 | 2037 | 2038
| 0 | [33 empty] | Broad based demand management |  | Port Botany 33_11kV Tx1 | 0 | 0 | 0 | 0 | 0 | 0 | 0 | 0 | 0 | -0.0059921 | -0.0066579 | -0.0066579 | -0.0066579 | 0 | 0 | 0 | 0 | 0 | 0 | 0 | 0 | 0 | 0 | 0 | 0 | 0 | 0 | 0 | 0 | 0 | 0 | 0
| Diversity Factor: 0 | [33 empty] | Broad based demand management |  | Port Botany 33_11kV Tx2 | 0 | 0 | 0 | 0 | 0 | 0 | 0 | 0 | 0 | 0 | 0 | 0 | 0 | 0 | 0 | 0 | 0 | 0 | 0 | 0 | 0 | 0 | 0 | 0 | 0 | 0 | 0 | 0 | 0 | 0 | 0 | 0
[35 empty] | Broad based demand management |  | Port Botany 33_11kV Tx3 | 0 | 0 | 0 | 0 | 0 | 0 | 0 | 0 | 0 | -0.0045458 | -0.0050508 | -0.0050508 | -0.0050508 | 0 | 0 | 0 | 0 | 0 | 0 | 0 | 0 | 0 | 0 | 0 | 0 | 0 | 0 | 0 | 0 | 0 | 0 | 0
[35 empty] | DNP_ID: 6550. Port Botany Load Transfers | Botany 33_11kV Tx3 | Port Botany 33_11kV Tx1 | 0 | 0 | 0 | 0 | 0 | 0 | 0 | 151 | 0 | 0 | 0 | 0 | 0 | 0 | 0 | 0 | 0 | 0 | 0 | 0 | 0 | 0 | 0 | 0 | 0 | 0 | 0 | 0 | 0 | 0 | 0 | 0
| 0 | [33 empty] | DNP_ID: 6573. Matraville Zone 11kV Load Transfers | Matraville 33_11kV Tx3 | Port Botany 33_11kV Tx1 | 0 | 0 | 0 | 0 | 0 | 0 | 0 | 0 | 210 | 0 | 0 | 0 | 0 | 0 | 0 | 0 | 0 | 0 | 0 | 0 | 0 | 0 | 0 | 0 | 0 | 0 | 0 | 0 | 0 | 0 | 0 | 0
| Diversity Factor: 0 | [33 empty] | DNP_ID: 6573. Matraville Zone 11kV Load Transfers | Matraville 33_11kV Tx3 | Port Botany 33_11kV Tx3 | 0 | 0 | 0 | 0 | 0 | 0 | 0 | 0 | 160 | 0 | 0 | 0 | 0 | 0 | 0 | 0 | 0 | 0 | 0 | 0 | 0 | 0 | 0 | 0 | 0 | 0 | 0 | 0 | 0 | 0 | 0 | 0
[35 empty] | DNP_ID: 6573. Matraville Zone 11kV Load Transfers | Matraville 33_11kV Tx4 | Port Botany 33_11kV Tx1 | 0 | 0 | 0 | 0 | 0 | 0 | 0 | 0 | 180 | 0 | 0 | 0 | 0 | 0 | 0 | 0 | 0 | 0 | 0 | 0 | 0 | 0 | 0 | 0 | 0 | 0 | 0 | 0 | 0 | 0 | 0 | 0
[35 empty] | DNP_ID: 6573. Matraville Zone 11kV Load Transfers | Matraville 33_11kV Tx4 | Port Botany 33_11kV Tx3 | 0 | 0 | 0 | 0 | 0 | 0 | 0 | 0 | 115 | 0 | 0 | 0 | 0 | 0 | 0 | 0 | 0 | 0 | 0 | 0 | 0 | 0 | 0 | 0 | 0 | 0 | 0 | 0 | 0 | 0 | 0 | 0
| 0 | [33 empty] | HVCON_ID: 2010644. Establishment of Patricks Port Botany terminal Sydney and the decommissioning of S.8335 Penrhyn Botany HVC | Maroubra 132_11kV Tx3 | Port Botany 33_11kV Tx1 | 0 | 0 | 0 | 0 | 100 | 0 | 0 | 0 | 0 | 0 | 0 | 0 | 0 | 0 | 0 | 0 | 0 | 0 | 0 | 0 | 0 | 0 | 0 | 0 | 0 | 0 | 0 | 0 | 0 | 0 | 0 | 0
| Diversity Factor: 0 | [33 empty] | HVCON_ID: 2010644. Establishment of Patricks Port Botany terminal Sydney and the decommissioning of S.8335 Penrhyn Botany HVC | Maroubra 132_11kV Tx3 | Port Botany 33_11kV Tx3 | 0 | 0 | 0 | 0 | 45 | 0 | 0 | 0 | 0 | 0 | 0 | 0 | 0 | 0 | 0 | 0 | 0 | 0 | 0 | 0 | 0 | 0 | 0 | 0 | 0 | 0 | 0 | 0 | 0 | 0 | 0 | 0
[35 empty] | HVCON_ID: 2011639. HV Connection of Consumer Mains for the Establishment of HVC Hutchison Substation |  | Port Botany 33_11kV Tx1 | 0 | 0 | 0 | 0 | 0 | 0 | 0 | 110 | 33 | 0 | 0 | 0 | 0 | 0 | 0 | 0 | 0 | 0 | 0 | 0 | 0 | 0 | 0 | 0 | 0 | 0 | 0 | 0 | 0 | 0 | 0 | 0
[35 empty] | HVCON_ID: 2011639. HV Connection of Consumer Mains for the Establishment of HVC Hutchison Substation |  | Port Botany 33_11kV Tx3 | 0 | 0 | 0 | 0 | 0 | 0 | 0 | 79.75 | 63.25 | 0 | 0 | 0 | 0 | 0 | 0 | 0 | 0 | 0 | 0 | 0 | 0 | 0 | 0 | 0 | 0 | 0 | 0 | 0 | 0 | 0 | 0 | 0
| 0 | [33 empty] | HVCON_ID: 2013102. Upgrade existing HV supply to 42 Friendship Rd, Port Botany - Establishment of S.63517 Friendship Charlotte No 2 and Decommission S.5382 CTAL Friendship Rd. AMD_B : Establish 2 feeders from Port Botany ZS for the connecti |  | Port Botany 33_11kV Tx3 | 0 | 0 | 0 | 0 | 0 | 0 | 0 | 0 | 192.5 | 0 | 0 | 0 | 0 | 0 | 0 | 0 | 0 | 0 | 0 | 0 | 0 | 0 | 0 | 0 | 0 | 0 | 0 | 0 | 0 | 0 | 0 | 0
| Diversity Factor: 0 | [33 empty] | HVCON_ID: 2013278. Patrick Container Terminal, customer feed from Port Botany Zone, Penhryn Rd, Port Botany - ZN35700 Port Botany |  | Port Botany 33_11kV Tx1 | 0 | 0 | 0 | 0 | 0 | 0 | 0 | 66 | 0 | 0 | 0 | 0 | 0 | 0 | 0 | 0 | 0 | 0 | 0 | 0 | 0 | 0 | 0 | 0 | 0 | 0 | 0 | 0 | 0 | 0 | 0 | 0
[35 empty] | HVCON_ID: 2013278. Patrick Container Terminal, customer feed from Port Botany Zone, Penhryn Rd, Port Botany - ZN35700 Port Botany |  | Port Botany 33_11kV Tx3 | 0 | 0 | 0 | 0 | 0 | 0 | 0 | 66 | 0 | 0 | 0 | 0 | 0 | 0 | 0 | 0 | 0 | 0 | 0 | 0 | 0 | 0 | 0 | 0 | 0 | 0 | 0 | 0 | 0 | 0 | 0 | 0
[35 empty] | Econometric |  | Port Botany 33_11kV Tx1 | 0 | 0 | 0 | 0 | 0 | 0 | 0 | 0 | 0 | 0.046398 | 0.0939 | 0.14253 | 0.14422 | 0.14593 | 0.14767 | 0.14943 | 0.1512 | 0.153 | 0.15482 | 0.15666 | 0.15852 | 0.16041 | 0.16232 | 0.16425 | 0.1662 | 0.16818 | 0.17018 | 0.1722 | 0.17425 | 0.17632 | 0.17842 | 0.18054
| 0 | [33 empty] | Econometric |  | Port Botany 33_11kV Tx2 | 0 | 0 | 0 | 0 | 0 | 0 | 0 | 0 | 0 | 0 | 0 | 0 | 0 | 0 | 0 | 0 | 0 | 0 | 0 | 0 | 0 | 0 | 0 | 0 | 0 | 0 | 0 | 0 | 0 | 0 | 0 | 0
| Diversity Factor: 0 | [33 empty] | Econometric |  | Port Botany 33_11kV Tx3 | 0 | 0 | 0 | 0 | 0 | 0 | 0 | 0 | 0 | 0.035199 | 0.071235 | 0.10812 | 0.10941 | 0.11071 | 0.11203 | 0.11336 | 0.11471 | 0.11607 | 0.11745 | 0.11885 | 0.12026 | 0.12169 | 0.12314 | 0.1246 | 0.12608 | 0.12758 | 0.1291 | 0.13063 | 0.13219 | 0.13376 | 0.13535 | 0.13696
[35 empty] | Energy Efficiency |  | Port Botany 33_11kV Tx1 | 0 | 0 | 0 | 0 | 0 | 0 | 0 | -0.11291 | -0.047236 | -0.12681 | -0.18102 | -0.274 | -0.2676 | -0.13119 | -0.040486 | -0.066543 | -0.068383 | -0.1316 | -0.074756 | -0.08272 | -0.035141 | -0.014054 | -0.026365 | -0.046607 | -0.046607 | -0.046607 | -0.046607 | -0.046607 | -0.046607 | -0.046607 | -0.046607 | -0.046607
[35 empty] | Energy Efficiency |  | Port Botany 33_11kV Tx2 | 0 | 0 | 0 | 0 | 0 | 0 | 0 | 0 | 0 | 0 | 0 | 0 | 0 | 0 | 0 | 0 | 0 | 0 | 0 | 0 | 0 | 0 | 0 | 0 | 0 | 0 | 0 | 0 | 0 | 0 | 0 | 0
| 0 | [33 empty] | Energy Efficiency |  | Port Botany 33_11kV Tx3 | 0 | 0 | 0 | 0 | 0 | 0 | 0 | -0.085659 | -0.035834 | -0.096199 | -0.13732 | -0.20786 | -0.203 | -0.099521 | -0.030714 | -0.050481 | -0.051876 | -0.099835 | -0.056711 | -0.062753 | -0.026659 | -0.010662 | -0.020001 | -0.035357 | -0.035357 | -0.035357 | -0.035357 | -0.035357 | -0.035357 | -0.035357 | -0.035357 | -0.035357
| Diversity Factor: 0 | [33 empty] | Solar PV |  | Port Botany 33_11kV Tx1 | 0 | 0 | 0 | 0 | 0 | 0 | 0 | 0 | 0 | 0 | 0 | 0 | 0 | 0 | 0 | 0 | 0 | 0 | 0 | 0 | 0 | 0 | 0 | 0 | 0 | 0 | 0 | 0 | 0 | 0 | 0 | 0
[35 empty] | Solar PV |  | Port Botany 33_11kV Tx2 | 0 | 0 | 0 | 0 | 0 | 0 | 0 | 0 | 0 | 0 | 0 | 0 | 0 | 0 | 0 | 0 | 0 | 0 | 0 | 0 | 0 | 0 | 0 | 0 | 0 | 0 | 0 | 0 | 0 | 0 | 0 | 0
[35 empty] | Solar PV |  | Port Botany 33_11kV Tx3 | 0 | 0 | 0 | 0 | 0 | 0 | 0 | 0 | 0 | 0 | 0 | 0 | 0 | 0 | 0 | 0 | 0 | 0 | 0 | 0 | 0 | 0 | 0 | 0 | 0 | 0 | 0 | 0 | 0 | 0 | 0 | 0
0
Diversity Factor: 0
0
Diversity Factor: 0
| Weather Correction and Public Holiday Factors | [8 empty] | Forecast ROG
ROG Justification
| Actual loads for season 2013 have been weather corrected by the following: | [6 empty] | 0% |  | customer substation | [59 empty] | customer substation
1 | 2 | 3 | 4 | 5 | 6 | 7 | 8 | 9 | 10 | 2014 | 2015 | 2016 | 2017 | 2018 | 2019 | 2020 | 2021 | 2022 | 2023 | 2024 | 2025 | 2026 | 2027 | 2028 | 2029 | 2030 | 2031 | 2032 | 2033 | 2034 | 2035 | 2036 | 2037 | 2038
1 | 1 | 1 | 1 | 1 | 1 | 1 | 1 | 1 | 1 | 0% | 0% | 0% | 0% | 0% | 0% | 0% | 0% | 0% | 0% | 0% | 0% | 0% | 0% | 0% | 0% | 0% | 0% | 0% | 0% | 0% | 0% | 0% | 0% | 0%
Substation Load Detail
[7 empty] | Units | 2013 |  | 2014 | 2015 | 2016 | 2017 | 2018 | 2019 | 2020 | 2021 | 2022 | 2023 | 2024 | 2025 | 2026 | 2027 | 2028 | 2029 | 2030 | 2031 | 2032 | 2033 | 2034 | 2035 | 2036 | 2037 | 2038
1 | Port Botany 33_11kV | Compensated |  | Load (LV side) |  |  | Amps | 133 | 133 | 605.1017 | 1551.867 | 1551.715 | 1551.55 | 1551.307 | 1551.079 | 1551.104 | 1551.293 | 1551.439 | 1551.584 | 1551.622 | 1551.763 | 1551.893 | 1552.11 | 1552.367 | 1552.606 | 1552.813 | 1553.024 | 1553.237 | 1553.455 | 1553.675 | 1553.9 | 1554.128 | 1554.36 | 1554.595
|  |  |  | Apparent Power |  |  | MVA | 2.534 |  | 11.5287 | 29.567 | 29.5642 | 29.561 | 29.5564 | 29.552 | 29.5525 | 29.5561 | 29.5589 | 29.5617 | 29.5624 | 29.5651 | 29.5675 | 29.5717 | 29.5766 | 29.5811 | 29.5851 | 29.5891 | 29.5932 | 29.5973 | 29.6015 | 29.6058 | 29.6101 | 29.6145 | 29.619
|  |  |  | Real Power |  |  | MW | 2.2372 | 2.2372 | 10.2962 | 27.3975 | 27.3949 | 27.3919 | 27.3877 | 27.3836 | 27.3841 | 27.3874 | 27.39 | 27.3925 | 27.3932 | 27.3957 | 27.398 | 27.4018 | 27.4064 | 27.4106 | 27.4142 | 27.418 | 27.4217 | 27.4256 | 27.4295 | 27.4334 | 27.4375 | 27.4415 | 27.4457
|  |  |  | Reactive Power |  |  | MVAr | 1.1899 |  | 5.1865 | 11.1169 | 11.1158 | 11.1146 | 11.1129 | 11.1112 | 11.1114 | 11.1128 | 11.1138 | 11.1149 | 11.1151 | 11.1161 | 11.1171 | 11.1186 | 11.1205 | 11.1222 | 11.1236 | 11.1252 | 11.1267 | 11.1282 | 11.1298 | 11.1314 | 11.1331 | 11.1347 | 11.1364
|  |  |  | Capacitors In Service |  |  | MVAr | 0 |  | 0 | 0 | 0 | 0 | 0 | 0 | 0 | 0 | 0 | 0 | 0 | 0 | 0 | 0 | 0 | 0 | 0 | 0 | 0 | 0 | 0 | 0 | 0 | 0 | 0
|  |  |  | PF |  |  |  | 0.88288 |  | 0.89309 | 0.92662 | 0.92662 | 0.92662 | 0.92662 | 0.92662 | 0.92662 | 0.92662 | 0.92662 | 0.92662 | 0.92662 | 0.92662 | 0.92662 | 0.92662 | 0.92662 | 0.92662 | 0.92662 | 0.92662 | 0.92662 | 0.92662 | 0.92662 | 0.92662 | 0.92662 | 0.92662 | 0.92662
0.61743 | Diversity Factor: 0.62 | Uncompensated |  | Reactive Power |  |  | MVAr | 1.1899 | 1.1899 | 5.1865 | 11.1169 | 11.1158 | 11.1146 | 11.1129 | 11.1112 | 11.1114 | 11.1128 | 11.1138 | 11.1149 | 11.1151 | 11.1161 | 11.1171 | 11.1186 | 11.1205 | 11.1222 | 11.1236 | 11.1252 | 11.1267 | 11.1282 | 11.1298 | 11.1314 | 11.1331 | 11.1347 | 11.1364
|  |  |  | PF |  |  |  | 0.88288 |  | 0.89309 | 0.92662 | 0.92662 | 0.92662 | 0.92662 | 0.92662 | 0.92662 | 0.92662 | 0.92662 | 0.92662 | 0.92662 | 0.92662 | 0.92662 | 0.92662 | 0.92662 | 0.92662 | 0.92662 | 0.92662 | 0.92662 | 0.92662 | 0.92662 | 0.92662 | 0.92662 | 0.92662 | 0.92662
[10 empty] | 1 | 2 | 3 | 4 | 5 | 6 | 7 | 8 | 9 | 10 | 11 | 12 | 13 | 14 | 15 | 16 | 17 | 18 | 19 | 20 | 21 | 22 | 23 | 24 | 25
Transformer Load Detail
[7 empty] | Units | 2013 |  | 2014 | 2015 | 2016 | 2017 | 2018 | 2019 | 2020 | 2021 | 2022 | 2023 | 2024 | 2025 | 2026 | 2027 | 2028 | 2029 | 2030 | 2031 | 2032 | 2033 | 2034 | 2035 | 2036 | 2037 | 2038
| 0 | Compensated |  | Load (LV side) |  |  | Amps
|  |  |  | Apparent Power |  |  | MVA
|  |  |  | Real Power |  |  | MW
|  |  |  | Reactive Power |  |  | MVAr
|  |  |  | Capacitors In Service |  |  | MVAr
PF
| Zone Div: | Uncompensated |  | Reactive Power |  |  | MVAr
PF
| 0 | Compensated |  | Load (LV side) |  |  | Amps
|  |  |  | Apparent Power |  |  | MVA
|  |  |  | Real Power |  |  | MW
|  |  |  | Reactive Power |  |  | MVAr
|  |  |  | Capacitors In Service |  |  | MVAr
PF
| Zone Div: | Uncompensated |  | Reactive Power |  |  | MVAr
PF
| 0 | Compensated |  | Load (LV side) |  |  | Amps
|  |  |  | Apparent Power |  |  | MVA
|  |  |  | Real Power |  |  | MW
|  |  |  | Reactive Power |  |  | MVAr
|  |  |  | Capacitors In Service |  |  | MVAr
PF
| Zone Div: | Uncompensated |  | Reactive Power |  |  | MVAr
PF
| 0 | Compensated |  | Load (LV side) |  |  | Amps
|  |  |  | Apparent Power |  |  | MVA
|  |  |  | Real Power |  |  | MW
|  |  |  | Reactive Power |  |  | MVAr
|  |  |  | Capacitors In Service |  |  | MVAr
PF
| Zone Div: | Uncompensated |  | Reactive Power |  |  | MVAr
PF
| 0 | Compensated |  | Load (LV side) |  |  | Amps
|  |  |  | Apparent Power |  |  | MVA
|  |  |  | Real Power |  |  | MW
|  |  |  | Reactive Power |  |  | MVAr
|  |  |  | Capacitors In Service |  |  | MVAr
PF
| Zone Div: | Uncompensated |  | Reactive Power |  |  | MVAr
PF
| 0 | Compensated |  | Load (LV side) |  |  | Amps
|  |  |  | Apparent Power |  |  | MVA
|  |  |  | Real Power |  |  | MW
|  |  |  | Reactive Power |  |  | MVAr
|  |  |  | Capacitors In Service |  |  | MVAr
PF
| Zone Div: | Uncompensated |  | Reactive Power |  |  | MVAr
PF
| 0 | Compensated |  | Load (LV side) |  |  | Amps
|  |  |  | Apparent Power |  |  | MVA
|  |  |  | Real Power |  |  | MW
|  |  |  | Reactive Power |  |  | MVAr
|  |  |  | Capacitors In Service |  |  | MVAr
PF
| Zone Div: | Uncompensated |  | Reactive Power |  |  | MVAr
PF
| 0 | Compensated |  | Load (LV side) |  |  | Amps
|  |  |  | Apparent Power |  |  | MVA
|  |  |  | Real Power |  |  | MW
|  |  |  | Reactive Power |  |  | MVAr
|  |  |  | Capacitors In Service |  |  | MVAr
PF
| Zone Div: | Uncompensated |  | Reactive Power |  |  | MVAr
PF
| 0 | Compensated |  | Load (LV side) |  |  | Amps
|  |  |  | Apparent Power |  |  | MVA
|  |  |  | Real Power |  |  | MW
|  |  |  | Reactive Power |  |  | MVAr
|  |  |  | Capacitors In Service |  |  | MVAr
PF
| Zone Div: | Uncompensated |  | Reactive Power |  |  | MVAr
PF
| 0 | Compensated |  | Load (LV side) |  |  | Amps
|  |  |  | Apparent Power |  |  | MVA
|  |  |  | Real Power |  |  | MW
|  |  |  | Reactive Power |  |  | MVAr
|  |  |  | Capacitors In Service |  |  | MVAr
PF
| Zone Div: | Uncompensated |  | Reactive Power |  |  | MVAr
PF

## Randwick 33_11kV
| Randwick 33_11kV | [16 empty] | 2014 | WINTER
[6 empty] | Zone decommissioned |  | 2013-03-01
| Substation Total Loads | [33 empty] | Spots & Transfers Detail
| Historical Loads | (11kV Amps) | [7 empty] | Weather Corrected Forecast Loads |  |  |  | (11kV Amps) | [20 empty] | Spots & Transfers Summary | (11kV Amps) |  | Historical Spots & Transfers | [6 empty] | Forecast Spots & Transfers
|  | 2007 | 2008 | 2009 | 2010 | 2011 | 2012 | 2013 |  | 2014 | 2015 | 2016 | 2017 | 2018 | 2019 | 2020 | 2021 | 2022 | 2023 | 2024 | 2025 | 2026 | 2027 | 2028 | 2029 | 2030 | 2031 | 2032 | 2033 | 2034 | 2035 | 2036 | 2037 | 2038 |  |  |  | 2007 | 2008 | 2009 | 2010 | 2011 | 2012 | 2013 | 2014 | 2015 | 2016 | 2017 | 2018 | 2019 | 2020 | 2021 | 2022 | 2023 | 2024 | 2025 | 2026 | 2027 | 2028 | 2029 | 2030 | 2031 | 2032 | 2033 | 2034 | 2035 | 2036 | 2037 | 2038
| Total | 2605 | 2602 | 2343 | 677 | 0 |  |  |  | 0 | 0 | 0 | 0 | 0 | 0 | 0 | 0 | 0 | 0 | 0 | 0 | 0 | 0 | 0 | 0 | 0 | 0 | 0 | 0 | 0 | 0 | 0 | 0 | 0 |  |  | Total | 90 | 0 | -300 | -1700 | -700 | 0 | 0 | 0 | 0 | 0 | 0 | 0 | 0 | 0 | 0 | 0 | 0 | 0 | 0 | 0 | 0 | 0 | 0 | 0 | 0 | 0 | 0 | 0 | 0 | 0 | 0 | 0
| Firm Rating | 0 | 0 | 0 | 0 | 0 | 0 | 0 |  | 0 | 0 | 0 | 0 | 0 | 0 | 0 | 0 | 0 | 0 | 0 | 0 | 0 | 0 | 0 | 0 | 0 | 0 | 0 | 0 | 0 | 0 | 0 | 0 | 0
| Total Capacity | 0 | 0 | 0 | 0 | 0 | 0 | 0 |  | 0 | 0 | 0 | 0 | 0 | 0 | 0 | 0 | 0 | 0 | 0 | 0 | 0 | 0 | 0 | 0 | 0 | 0 | 0 | 0 | 0 | 0 | 0 | 0 | 0 |  |  | Randwick 33_11kV Tx1 | 0 | 0 | -150 | -850 | -350 | 0 | 0 | 0 | 0 | 0 | 0 | 0 | 0 | 0 | 0 | 0 | 0 | 0 | 0 | 0 | 0 | 0 | 0 | 0 | 0 | 0 | 0 | 0 | 0 | 0 | 0 | 0
|  | -7 | -6 | -5 | -4 | -3 | -2 | -1 |  | 0 | 1 | 2 | 3 | 4 | 5 | 6 | 7 | 8 | 9 | 10 | 11 | 12 | 13 | 14 | 15 | 16 | 17 | 18 | 19 | 20 | 21 | 22 | 23 | 24 |  |  | Randwick 33_11kV Tx3 | 0 | 0 | 0 | 0 | 0 | 0 | 0 | 0 | 0 | 0 | 0 | 0 | 0 | 0 | 0 | 0 | 0 | 0 | 0 | 0 | 0 | 0 | 0 | 0 | 0 | 0 | 0 | 0 | 0 | 0 | 0 | 0
| Transformer Loads | [35 empty] | Randwick 33_11kV Tx4 | -50 | 0 | -150 | -850 | -350 | 0 | 0 | 0 | 0 | 0 | 0 | 0 | 0 | 0 | 0 | 0 | 0 | 0 | 0 | 0 | 0 | 0 | 0 | 0 | 0 | 0 | 0 | 0 | 0 | 0 | 0 | 0
| Historical Loads | (11kV Amps) | [7 empty] | Weather Corrected Forecast Loads |  |  |  | (11kV Amps) | [22 empty] | Randwick 33_11kV Tx5 | 140 | 0 | 0 | 0 | 0 | 0 | 0 | 0 | 0 | 0 | 0 | 0 | 0 | 0 | 0 | 0 | 0 | 0 | 0 | 0 | 0 | 0 | 0 | 0 | 0 | 0 | 0 | 0 | 0 | 0 | 0 | 0
|  | 2007 | 2008 | 2009 | 2010 | 2011 | 2012 | 2013 |  | 2014 | 2015 | 2016 | 2017 | 2018 | 2019 | 2020 | 2021 | 2022 | 2023 | 2024 | 2025 | 2026 | 2027 | 2028 | 2029 | 2030 | 2031 | 2032 | 2033 | 2034 | 2035 | 2036 | 2037 | 2038 |  |  |  | 0 | 0 | 0 | 0 | 0 | 0 | 0 | 0 | 0 | 0 | 0 | 0 | 0 | 0 | 0 | 0 | 0 | 0 | 0 | 0 | 0 | 0 | 0 | 0 | 0 | 0 | 0 | 0 | 0 | 0 | 0 | 0
| 0 | [36 empty] | 0 | 0 | 0 | 0 | 0 | 0 | 0 | 0 | 0 | 0 | 0 | 0 | 0 | 0 | 0 | 0 | 0 | 0 | 0 | 0 | 0 | 0 | 0 | 0 | 0 | 0 | 0 | 0 | 0 | 0 | 0 | 0
| Diversity Factor: 0 | [36 empty] | 0 | 0 | 0 | 0 | 0 | 0 | 0 | 0 | 0 | 0 | 0 | 0 | 0 | 0 | 0 | 0 | 0 | 0 | 0 | 0 | 0 | 0 | 0 | 0 | 0 | 0 | 0 | 0 | 0 | 0 | 0 | 0
[38 empty] | 0 | 0 | 0 | 0 | 0 | 0 | 0 | 0 | 0 | 0 | 0 | 0 | 0 | 0 | 0 | 0 | 0 | 0 | 0 | 0 | 0 | 0 | 0 | 0 | 0 | 0 | 0 | 0 | 0 | 0 | 0 | 0
[38 empty] | 0 | 0 | 0 | 0 | 0 | 0 | 0 | 0 | 0 | 0 | 0 | 0 | 0 | 0 | 0 | 0 | 0 | 0 | 0 | 0 | 0 | 0 | 0 | 0 | 0 | 0 | 0 | 0 | 0 | 0 | 0 | 0
| 0 | [36 empty] | 0 | 0 | 0 | 0 | 0 | 0 | 0 | 0 | 0 | 0 | 0 | 0 | 0 | 0 | 0 | 0 | 0 | 0 | 0 | 0 | 0 | 0 | 0 | 0 | 0 | 0 | 0 | 0 | 0 | 0 | 0 | 0
Diversity Factor: 0
[38 empty] | Historical Spots & Transfers | [6 empty] | Forecast Spots & Transfers
[35 empty] | Project Name | From | To | 2007 | 2008 | 2009 | 2010 | 2011 | 2012 | 2013 | 2014 | 2015 | 2016 | 2017 | 2018 | 2019 | 2020 | 2021 | 2022 | 2023 | 2024 | 2025 | 2026 | 2027 | 2028 | 2029 | 2030 | 2031 | 2032 | 2033 | 2034 | 2035 | 2036 | 2037 | 2038
| 0 | [33 empty] | Commissioning Transfers | Randwick 33_11kV Tx1 | Kingsford 132_11kV Tx1 | 0 | 0 | 76.8401 | 435.4275 | 179.2937 | 0 | 0 | 0 | 0 | 0 | 0 | 0 | 0 | 0 | 0 | 0 | 0 | 0 | 0 | 0 | 0 | 0 | 0 | 0 | 0 | 0 | 0 | 0 | 0 | 0 | 0 | 0
| Diversity Factor: 0 | [33 empty] | Commissioning Transfers | Randwick 33_11kV Tx1 | Kingsford 132_11kV Tx2 | 0 | 0 | 73.1599 | 414.5725 | 170.7063 | 0 | 0 | 0 | 0 | 0 | 0 | 0 | 0 | 0 | 0 | 0 | 0 | 0 | 0 | 0 | 0 | 0 | 0 | 0 | 0 | 0 | 0 | 0 | 0 | 0 | 0 | 0
[35 empty] | Commissioning Transfers | Randwick 33_11kV Tx4 | Kingsford 132_11kV Tx1 | 0 | 0 | 76.8401 | 435.4275 | 179.2937 | 0 | 0 | 0 | 0 | 0 | 0 | 0 | 0 | 0 | 0 | 0 | 0 | 0 | 0 | 0 | 0 | 0 | 0 | 0 | 0 | 0 | 0 | 0 | 0 | 0 | 0 | 0
[35 empty] | Commissioning Transfers | Randwick 33_11kV Tx4 | Kingsford 132_11kV Tx2 | 0 | 0 | 73.1599 | 414.5725 | 170.7063 | 0 | 0 | 0 | 0 | 0 | 0 | 0 | 0 | 0 | 0 | 0 | 0 | 0 | 0 | 0 | 0 | 0 | 0 | 0 | 0 | 0 | 0 | 0 | 0 | 0 | 0 | 0
| 0 | [33 empty] | DNP_ID: 6229. Transfer of Panel 10 feeder from Randwick Group 4 for increased UNSW loads |  | Randwick 33_11kV Tx4 | 90 | 0 | 0 | 0 | 0 | 0 | 0 | 0 | 0 | 0 | 0 | 0 | 0 | 0 | 0 | 0 | 0 | 0 | 0 | 0 | 0 | 0 | 0 | 0 | 0 | 0 | 0 | 0 | 0 | 0 | 0 | 0
| Diversity Factor: 0 | [33 empty] | DNP_ID: 6229. Transfer of Panel 10 feeder from Randwick Group 4 for increased UNSW loads | Randwick 33_11kV Tx4 | Randwick 33_11kV Tx5 | 140 | 0 | 0 | 0 | 0 | 0 | 0 | 0 | 0 | 0 | 0 | 0 | 0 | 0 | 0 | 0 | 0 | 0 | 0 | 0 | 0 | 0 | 0 | 0 | 0 | 0 | 0 | 0 | 0 | 0 | 0 | 0
[35 empty] | Econometric |  | Randwick 33_11kV Tx1 | 0 | 0 | 0 | 0 | 0 | 0 | 0 | 0 | 0 | 0 | 0 | 0 | 0 | 0 | 0 | 0 | 0 | 0 | 0 | 0 | 0 | 0 | 0 | 0 | 0 | 0 | 0 | 0 | 0 | 0 | 0 | 0
[35 empty] | Econometric |  | Randwick 33_11kV Tx4 | 0 | 0 | 0 | 0 | 0 | 0 | 0 | 0 | 0 | 0 | 0 | 0 | 0 | 0 | 0 | 0 | 0 | 0 | 0 | 0 | 0 | 0 | 0 | 0 | 0 | 0 | 0 | 0 | 0 | 0 | 0 | 0
| 0 | [33 empty] | Energy Efficiency |  | Randwick 33_11kV Tx1 | 0 | 0 | 0 | 0 | 0 | 0 | 0 | 0 | 0 | 0 | 0 | 0 | 0 | 0 | 0 | 0 | 0 | 0 | 0 | 0 | 0 | 0 | 0 | 0 | 0 | 0 | 0 | 0 | 0 | 0 | 0 | 0
| Diversity Factor: 0 | [33 empty] | Energy Efficiency |  | Randwick 33_11kV Tx4 | 0 | 0 | 0 | 0 | 0 | 0 | 0 | 0 | 0 | 0 | 0 | 0 | 0 | 0 | 0 | 0 | 0 | 0 | 0 | 0 | 0 | 0 | 0 | 0 | 0 | 0 | 0 | 0 | 0 | 0 | 0 | 0
[35 empty] | Solar PV |  | Randwick 33_11kV Tx1 | 0 | 0 | 0 | 0 | 0 | 0 | 0 | 0 | 0 | 0 | 0 | 0 | 0 | 0 | 0 | 0 | 0 | 0 | 0 | 0 | 0 | 0 | 0 | 0 | 0 | 0 | 0 | 0 | 0 | 0 | 0 | 0
[35 empty] | Solar PV |  | Randwick 33_11kV Tx4 | 0 | 0 | 0 | 0 | 0 | 0 | 0 | 0 | 0 | 0 | 0 | 0 | 0 | 0 | 0 | 0 | 0 | 0 | 0 | 0 | 0 | 0 | 0 | 0 | 0 | 0 | 0 | 0 | 0 | 0 | 0 | 0
0
Diversity Factor: 0
0
Diversity Factor: 0
0
Diversity Factor: 0
0
Diversity Factor: 0
0
Diversity Factor: 0
| Weather Correction and Public Holiday Factors | [8 empty] | Forecast ROG
ROG Justification
| Actual loads for season 2013 have been weather corrected by the following: | [6 empty] | 0% |  | 0 | [59 empty] | 0%
1 | 2 | 3 | 4 | 5 | 6 | 7 | 8 | 9 | 10 | 2014 | 2015 | 2016 | 2017 | 2018 | 2019 | 2020 | 2021 | 2022 | 2023 | 2024 | 2025 | 2026 | 2027 | 2028 | 2029 | 2030 | 2031 | 2032 | 2033 | 2034 | 2035 | 2036 | 2037 | 2038
1 | 1 | 1 | 1 | 1 | 1 | 1 | 1 | 1 | 1 | 0% | 0% | 0% | 0% | 0% | 0% | 0% | 0% | 0% | 0% | 0% | 0% | 0% | 0% | 0% | 0% | 0% | 0% | 0% | 0% | 0% | 0% | 0% | 0% | 0%
Substation Load Detail
[7 empty] | Units | 2013 |  | 2014 | 2015 | 2016 | 2017 | 2018 | 2019 | 2020 | 2021 | 2022 | 2023 | 2024 | 2025 | 2026 | 2027 | 2028 | 2029 | 2030 | 2031 | 2032 | 2033 | 2034 | 2035 | 2036 | 2037 | 2038
1 | Randwick 33_11kV | Compensated |  | Load (LV side) |  |  | Amps | 0 | 0 | 0 | 0 | 0 | 0 | 0 | 0 | 0 | 0 | 0 | 0 | 0 | 0 | 0 | 0 | 0 | 0 | 0 | 0 | 0 | 0 | 0 | 0 | 0 | 0 | 0
|  |  |  | Apparent Power |  |  | MVA | 0 |  | 0 | 0 | 0 | 0 | 0 | 0 | 0 | 0 | 0 | 0 | 0 | 0 | 0 | 0 | 0 | 0 | 0 | 0 | 0 | 0 | 0 | 0 | 0 | 0 | 0
|  |  |  | Real Power |  |  | MW | 0 | 0 | 0 | 0 | 0 | 0 | 0 | 0 | 0 | 0 | 0 | 0 | 0 | 0 | 0 | 0 | 0 | 0 | 0 | 0 | 0 | 0 | 0 | 0 | 0 | 0 | 0
|  |  |  | Reactive Power |  |  | MVAr | 0 |  | 0 | 0 | 0 | 0 | 0 | 0 | 0 | 0 | 0 | 0 | 0 | 0 | 0 | 0 | 0 | 0 | 0 | 0 | 0 | 0 | 0 | 0 | 0 | 0 | 0
|  |  |  | Capacitors In Service |  |  | MVAr | 0 |  | 0 | 0 | 0 | 0 | 0 | 0 | 0 | 0 | 0 | 0 | 0 | 0 | 0 | 0 | 0 | 0 | 0 | 0 | 0 | 0 | 0 | 0 | 0 | 0 | 0
|  |  |  | PF |  |  |  | 0 |  | 0 | 0 | 0 | 0 | 0 | 0 | 0 | 0 | 0 | 0 | 0 | 0 | 0 | 0 | 0 | 0 | 0 | 0 | 0 | 0 | 0 | 0 | 0 | 0 | 0
1 | Diversity Factor: 1 | Uncompensated |  | Reactive Power |  |  | MVAr | 0 | 0 | 0 | 0 | 0 | 0 | 0 | 0 | 0 | 0 | 0 | 0 | 0 | 0 | 0 | 0 | 0 | 0 | 0 | 0 | 0 | 0 | 0 | 0 | 0 | 0 | 0
|  |  |  | PF |  |  |  | 0 |  | 0 | 0 | 0 | 0 | 0 | 0 | 0 | 0 | 0 | 0 | 0 | 0 | 0 | 0 | 0 | 0 | 0 | 0 | 0 | 0 | 0 | 0 | 0 | 0 | 0
[10 empty] | 1 | 2 | 3 | 4 | 5 | 6 | 7 | 8 | 9 | 10 | 11 | 12 | 13 | 14 | 15 | 16 | 17 | 18 | 19 | 20 | 21 | 22 | 23 | 24 | 25
Transformer Load Detail
[7 empty] | Units | 2013 |  | 2014 | 2015 | 2016 | 2017 | 2018 | 2019 | 2020 | 2021 | 2022 | 2023 | 2024 | 2025 | 2026 | 2027 | 2028 | 2029 | 2030 | 2031 | 2032 | 2033 | 2034 | 2035 | 2036 | 2037 | 2038
| 0 | Compensated |  | Load (LV side) |  |  | Amps
|  |  |  | Apparent Power |  |  | MVA
|  |  |  | Real Power |  |  | MW
|  |  |  | Reactive Power |  |  | MVAr
|  |  |  | Capacitors In Service |  |  | MVAr
PF
| Zone Div: | Uncompensated |  | Reactive Power |  |  | MVAr
PF
| 0 | Compensated |  | Load (LV side) |  |  | Amps
|  |  |  | Apparent Power |  |  | MVA
|  |  |  | Real Power |  |  | MW
|  |  |  | Reactive Power |  |  | MVAr
|  |  |  | Capacitors In Service |  |  | MVAr
PF
| Zone Div: | Uncompensated |  | Reactive Power |  |  | MVAr
PF
| 0 | Compensated |  | Load (LV side) |  |  | Amps
|  |  |  | Apparent Power |  |  | MVA
|  |  |  | Real Power |  |  | MW
|  |  |  | Reactive Power |  |  | MVAr
|  |  |  | Capacitors In Service |  |  | MVAr
PF
| Zone Div: | Uncompensated |  | Reactive Power |  |  | MVAr
PF
| 0 | Compensated |  | Load (LV side) |  |  | Amps
|  |  |  | Apparent Power |  |  | MVA
|  |  |  | Real Power |  |  | MW
|  |  |  | Reactive Power |  |  | MVAr
|  |  |  | Capacitors In Service |  |  | MVAr
PF
| Zone Div: | Uncompensated |  | Reactive Power |  |  | MVAr
PF
| 0 | Compensated |  | Load (LV side) |  |  | Amps
|  |  |  | Apparent Power |  |  | MVA
|  |  |  | Real Power |  |  | MW
|  |  |  | Reactive Power |  |  | MVAr
|  |  |  | Capacitors In Service |  |  | MVAr
PF
| Zone Div: | Uncompensated |  | Reactive Power |  |  | MVAr
PF
| 0 | Compensated |  | Load (LV side) |  |  | Amps
|  |  |  | Apparent Power |  |  | MVA
|  |  |  | Real Power |  |  | MW
|  |  |  | Reactive Power |  |  | MVAr
|  |  |  | Capacitors In Service |  |  | MVAr
PF
| Zone Div: | Uncompensated |  | Reactive Power |  |  | MVAr
PF
| 0 | Compensated |  | Load (LV side) |  |  | Amps
|  |  |  | Apparent Power |  |  | MVA
|  |  |  | Real Power |  |  | MW
|  |  |  | Reactive Power |  |  | MVAr
|  |  |  | Capacitors In Service |  |  | MVAr
PF
| Zone Div: | Uncompensated |  | Reactive Power |  |  | MVAr
PF
| 0 | Compensated |  | Load (LV side) |  |  | Amps
|  |  |  | Apparent Power |  |  | MVA
|  |  |  | Real Power |  |  | MW
|  |  |  | Reactive Power |  |  | MVAr
|  |  |  | Capacitors In Service |  |  | MVAr
PF
| Zone Div: | Uncompensated |  | Reactive Power |  |  | MVAr
PF
| 0 | Compensated |  | Load (LV side) |  |  | Amps
|  |  |  | Apparent Power |  |  | MVA
|  |  |  | Real Power |  |  | MW
|  |  |  | Reactive Power |  |  | MVAr
|  |  |  | Capacitors In Service |  |  | MVAr
PF
| Zone Div: | Uncompensated |  | Reactive Power |  |  | MVAr
PF
| 0 | Compensated |  | Load (LV side) |  |  | Amps
|  |  |  | Apparent Power |  |  | MVA
|  |  |  | Real Power |  |  | MW
|  |  |  | Reactive Power |  |  | MVAr
|  |  |  | Capacitors In Service |  |  | MVAr
PF
| Zone Div: | Uncompensated |  | Reactive Power |  |  | MVAr
PF

## Rose Bay 132_11kV
| Rose Bay 132_11kV | [16 empty] | 2014 | WINTER
[6 empty] | Zone commissioned |  | 2014-10-01
| Substation Total Loads | [33 empty] | Spots & Transfers Detail
| Historical Loads | (11kV Amps) | [7 empty] | Weather Corrected Forecast Loads |  |  |  | (11kV Amps) | [20 empty] | Spots & Transfers Summary | (11kV Amps) |  | Historical Spots & Transfers | [6 empty] | Forecast Spots & Transfers
|  | 2007 | 2008 | 2009 | 2010 | 2011 | 2012 | 2013 |  | 2014 | 2015 | 2016 | 2017 | 2018 | 2019 | 2020 | 2021 | 2022 | 2023 | 2024 | 2025 | 2026 | 2027 | 2028 | 2029 | 2030 | 2031 | 2032 | 2033 | 2034 | 2035 | 2036 | 2037 | 2038 |  |  |  | 2007 | 2008 | 2009 | 2010 | 2011 | 2012 | 2013 | 2014 | 2015 | 2016 | 2017 | 2018 | 2019 | 2020 | 2021 | 2022 | 2023 | 2024 | 2025 | 2026 | 2027 | 2028 | 2029 | 2030 | 2031 | 2032 | 2033 | 2034 | 2035 | 2036 | 2037 | 2038
| Total | [8 empty] | 0 | 2075.562 | 2029.246 | 2012.899 | 2024.656 | 2034.119 | 2058.473 | 2083.716 | 2108.001 | 2133.896 | 2159.588 | 2190.183 | 2221.495 | 2255.003 | 2290.318 | 2325.808 | 2361.858 | 2398.879 | 2436.884 | 2475.89 | 2515.912 | 2556.965 | 2599.066 | 2642.23 | 2686.473 |  |  | Total | 0 | 0 | 0 | 0 | 0 | 0 | 0 | 0 | 2075.5096 | 2.118 | 7.4445 | 11.9684 | 9.6321 | 24.7807 | 25.6745 | 24.6899 | 26.3164 | 26.0999 | 31.0688 | 31.782 | 33.9969 | 35.8141 | 35.9755 | 36.5292 | 37.4967 | 38.4791 | 39.4764 | 40.489 | 41.5171 | 42.5608 | 43.6204 | 44.6961
| Firm Rating | 0 | 0 | 0 | 0 | 0 | 0 | 0 |  | 0 | 4094 | 4094 | 4094 | 4094 | 4094 | 4094 | 4094 | 4094 | 4094 | 4094 | 4094 | 4094 | 4094 | 4094 | 4094 | 4094 | 4094 | 4094 | 4094 | 4094 | 4094 | 4094 | 4094 | 4094
| Total Capacity | 0 | 0 | 0 | 0 | 0 | 0 | 0 |  | 0 | 5249 | 5249 | 5249 | 5249 | 5249 | 5249 | 5249 | 5249 | 5249 | 5249 | 5249 | 5249 | 5249 | 5249 | 5249 | 5249 | 5249 | 5249 | 5249 | 5249 | 5249 | 5249 | 5249 | 5249 |  |  | Rose Bay 132_11kV Tx1 | 0 | 0 | 0 | 0 | 0 | 0 | 0 | 0 | 1037.7548 | 1.059 | 3.7222 | 5.9842 | 4.816 | 12.3904 | 12.8372 | 12.345 | 13.1582 | 13.05 | 15.5344 | 15.891 | 16.9984 | 17.9071 | 17.9878 | 18.2646 | 18.7484 | 19.2395 | 19.7382 | 20.2445 | 20.7585 | 21.2804 | 21.8102 | 22.348
|  | -7 | -6 | -5 | -4 | -3 | -2 | -1 |  | 0 | 1 | 2 | 3 | 4 | 5 | 6 | 7 | 8 | 9 | 10 | 11 | 12 | 13 | 14 | 15 | 16 | 17 | 18 | 19 | 20 | 21 | 22 | 23 | 24 |  |  | Rose Bay 132_11kV Tx2 | 0 | 0 | 0 | 0 | 0 | 0 | 0 | 0 | 1037.7548 | 1.059 | 3.7222 | 5.9842 | 4.816 | 12.3904 | 12.8372 | 12.345 | 13.1582 | 13.05 | 15.5344 | 15.891 | 16.9984 | 17.9071 | 17.9878 | 18.2646 | 18.7484 | 19.2395 | 19.7382 | 20.2445 | 20.7585 | 21.2804 | 21.8102 | 22.348
| Transformer Loads | [36 empty] | 0 | 0 | 0 | 0 | 0 | 0 | 0 | 0 | 0 | 0 | 0 | 0 | 0 | 0 | 0 | 0 | 0 | 0 | 0 | 0 | 0 | 0 | 0 | 0 | 0 | 0 | 0 | 0 | 0 | 0 | 0 | 0
| Historical Loads | (11kV Amps) | [7 empty] | Weather Corrected Forecast Loads |  |  |  | (11kV Amps) | [23 empty] | 0 | 0 | 0 | 0 | 0 | 0 | 0 | 0 | 0 | 0 | 0 | 0 | 0 | 0 | 0 | 0 | 0 | 0 | 0 | 0 | 0 | 0 | 0 | 0 | 0 | 0 | 0 | 0 | 0 | 0 | 0 | 0
|  | 2007 | 2008 | 2009 | 2010 | 2011 | 2012 | 2013 |  | 2014 | 2015 | 2016 | 2017 | 2018 | 2019 | 2020 | 2021 | 2022 | 2023 | 2024 | 2025 | 2026 | 2027 | 2028 | 2029 | 2030 | 2031 | 2032 | 2033 | 2034 | 2035 | 2036 | 2037 | 2038 |  |  |  | 0 | 0 | 0 | 0 | 0 | 0 | 0 | 0 | 0 | 0 | 0 | 0 | 0 | 0 | 0 | 0 | 0 | 0 | 0 | 0 | 0 | 0 | 0 | 0 | 0 | 0 | 0 | 0 | 0 | 0 | 0 | 0
| 0 | [36 empty] | 0 | 0 | 0 | 0 | 0 | 0 | 0 | 0 | 0 | 0 | 0 | 0 | 0 | 0 | 0 | 0 | 0 | 0 | 0 | 0 | 0 | 0 | 0 | 0 | 0 | 0 | 0 | 0 | 0 | 0 | 0 | 0
| Diversity Factor: 0 | [36 empty] | 0 | 0 | 0 | 0 | 0 | 0 | 0 | 0 | 0 | 0 | 0 | 0 | 0 | 0 | 0 | 0 | 0 | 0 | 0 | 0 | 0 | 0 | 0 | 0 | 0 | 0 | 0 | 0 | 0 | 0 | 0 | 0
[38 empty] | 0 | 0 | 0 | 0 | 0 | 0 | 0 | 0 | 0 | 0 | 0 | 0 | 0 | 0 | 0 | 0 | 0 | 0 | 0 | 0 | 0 | 0 | 0 | 0 | 0 | 0 | 0 | 0 | 0 | 0 | 0 | 0
[38 empty] | 0 | 0 | 0 | 0 | 0 | 0 | 0 | 0 | 0 | 0 | 0 | 0 | 0 | 0 | 0 | 0 | 0 | 0 | 0 | 0 | 0 | 0 | 0 | 0 | 0 | 0 | 0 | 0 | 0 | 0 | 0 | 0
| 0 | [36 empty] | 0 | 0 | 0 | 0 | 0 | 0 | 0 | 0 | 0 | 0 | 0 | 0 | 0 | 0 | 0 | 0 | 0 | 0 | 0 | 0 | 0 | 0 | 0 | 0 | 0 | 0 | 0 | 0 | 0 | 0 | 0 | 0
Diversity Factor: 0
[38 empty] | Historical Spots & Transfers | [6 empty] | Forecast Spots & Transfers
[35 empty] | Project Name | From | To | 2007 | 2008 | 2009 | 2010 | 2011 | 2012 | 2013 | 2014 | 2015 | 2016 | 2017 | 2018 | 2019 | 2020 | 2021 | 2022 | 2023 | 2024 | 2025 | 2026 | 2027 | 2028 | 2029 | 2030 | 2031 | 2032 | 2033 | 2034 | 2035 | 2036 | 2037 | 2038
| 0 | [33 empty] | Broad based demand management |  | Rose Bay 132_11kV Tx1 | 0 | 0 | 0 | 0 | 0 | 0 | 0 | 0 | -1.2435 | -1.7675 | -1.4679 | -1.1436 | -1.3324 | 0 | 0 | 0 | 0 | 0 | 0 | 0 | 0 | 0 | 0 | 0 | 0 | 0 | 0 | 0 | 0 | 0 | 0 | 0
| Diversity Factor: 0 | [33 empty] | Broad based demand management |  | Rose Bay 132_11kV Tx2 | 0 | 0 | 0 | 0 | 0 | 0 | 0 | 0 | -1.2435 | -1.7675 | -1.4679 | -1.1436 | -1.3324 | 0 | 0 | 0 | 0 | 0 | 0 | 0 | 0 | 0 | 0 | 0 | 0 | 0 | 0 | 0 | 0 | 0 | 0 | 0
[35 empty] | Decommission: Commissioning Transfers | Rose Bay 33_11kV Tx1 | Rose Bay 132_11kV Tx1 | 0 | 0 | 0 | 0 | 0 | 0 | 0 | 0 | 0 | 0 | 0 | 0 | 0 | 0 | 0 | 0 | 0 | 0 | 0 | 0 | 0 | 0 | 0 | 0 | 0 | 0 | 0 | 0 | 0 | 0 | 0 | 0
[35 empty] | Decommission: Commissioning Transfers | Rose Bay 33_11kV Tx1 | Rose Bay 132_11kV Tx2 | 0 | 0 | 0 | 0 | 0 | 0 | 0 | 0 | 0 | 0 | 0 | 0 | 0 | 0 | 0 | 0 | 0 | 0 | 0 | 0 | 0 | 0 | 0 | 0 | 0 | 0 | 0 | 0 | 0 | 0 | 0 | 0
| 0 | [33 empty] | Decommission: Commissioning Transfers | Rose Bay 33_11kV Tx2 | Rose Bay 132_11kV Tx1 | 0 | 0 | 0 | 0 | 0 | 0 | 0 | 0 | 352.311 | 0 | 0 | 0 | 0 | 0 | 0 | 0 | 0 | 0 | 0 | 0 | 0 | 0 | 0 | 0 | 0 | 0 | 0 | 0 | 0 | 0 | 0 | 0
| Diversity Factor: 0 | [33 empty] | Decommission: Commissioning Transfers | Rose Bay 33_11kV Tx2 | Rose Bay 132_11kV Tx2 | 0 | 0 | 0 | 0 | 0 | 0 | 0 | 0 | 352.311 | 0 | 0 | 0 | 0 | 0 | 0 | 0 | 0 | 0 | 0 | 0 | 0 | 0 | 0 | 0 | 0 | 0 | 0 | 0 | 0 | 0 | 0 | 0
[35 empty] | Decommission: Commissioning Transfers | Rose Bay 33_11kV Tx3 | Rose Bay 132_11kV Tx1 | 0 | 0 | 0 | 0 | 0 | 0 | 0 | 0 | 383.4254 | 0 | 0 | 0 | 0 | 0 | 0 | 0 | 0 | 0 | 0 | 0 | 0 | 0 | 0 | 0 | 0 | 0 | 0 | 0 | 0 | 0 | 0 | 0
[35 empty] | Decommission: Commissioning Transfers | Rose Bay 33_11kV Tx3 | Rose Bay 132_11kV Tx2 | 0 | 0 | 0 | 0 | 0 | 0 | 0 | 0 | 383.4254 | 0 | 0 | 0 | 0 | 0 | 0 | 0 | 0 | 0 | 0 | 0 | 0 | 0 | 0 | 0 | 0 | 0 | 0 | 0 | 0 | 0 | 0 | 0
| 0 | [33 empty] | Decommission: Commissioning Transfers | Rose Bay 33_11kV Tx4 | Rose Bay 132_11kV Tx1 | 0 | 0 | 0 | 0 | 0 | 0 | 0 | 0 | 303.4853 | 0 | 0 | 0 | 0 | 0 | 0 | 0 | 0 | 0 | 0 | 0 | 0 | 0 | 0 | 0 | 0 | 0 | 0 | 0 | 0 | 0 | 0 | 0
| Diversity Factor: 0 | [33 empty] | Decommission: Commissioning Transfers | Rose Bay 33_11kV Tx4 | Rose Bay 132_11kV Tx2 | 0 | 0 | 0 | 0 | 0 | 0 | 0 | 0 | 303.4853 | 0 | 0 | 0 | 0 | 0 | 0 | 0 | 0 | 0 | 0 | 0 | 0 | 0 | 0 | 0 | 0 | 0 | 0 | 0 | 0 | 0 | 0 | 0
[35 empty] | Econometric |  | Rose Bay 132_11kV Tx1 | 0 | 0 | 0 | 0 | 0 | 0 | 0 | 0 | 0 | 8.5474 | 14.8418 | 22.2873 | 22.8027 | 23.269 | 22.457 | 22.8785 | 23.3066 | 23.7413 | 24.1828 | 24.631 | 25.0862 | 25.5483 | 26.0176 | 26.494 | 26.9778 | 27.469 | 27.9677 | 28.474 | 28.988 | 29.5098 | 30.0396 | 30.5775
[35 empty] | Econometric |  | Rose Bay 132_11kV Tx2 | 0 | 0 | 0 | 0 | 0 | 0 | 0 | 0 | 0 | 8.5474 | 14.8418 | 22.2873 | 22.8027 | 23.269 | 22.457 | 22.8785 | 23.3066 | 23.7413 | 24.1828 | 24.631 | 25.0862 | 25.5483 | 26.0176 | 26.494 | 26.9778 | 27.469 | 27.9677 | 28.474 | 28.988 | 29.5098 | 30.0396 | 30.5775
| 0 | [33 empty] | Energy Efficiency |  | Rose Bay 132_11kV Tx1 | 0 | 0 | 0 | 0 | 0 | 0 | 0 | 0 | -0.22333 | -5.721 | -9.6517 | -15.1595 | -16.6542 | -10.8786 | -9.6197 | -10.5336 | -10.1484 | -10.6914 | -8.6484 | -8.74 | -8.0877 | -7.6413 | -8.0298 | -8.2294 | -8.2294 | -8.2294 | -8.2294 | -8.2294 | -8.2294 | -8.2294 | -8.2294 | -8.2294
| Diversity Factor: 0 | [33 empty] | Energy Efficiency |  | Rose Bay 132_11kV Tx2 | 0 | 0 | 0 | 0 | 0 | 0 | 0 | 0 | -0.22333 | -5.721 | -9.6517 | -15.1595 | -16.6542 | -10.8786 | -9.6197 | -10.5336 | -10.1484 | -10.6914 | -8.6484 | -8.74 | -8.0877 | -7.6413 | -8.0298 | -8.2294 | -8.2294 | -8.2294 | -8.2294 | -8.2294 | -8.2294 | -8.2294 | -8.2294 | -8.2294
[35 empty] | Solar PV |  | Rose Bay 132_11kV Tx1 | 0 | 0 | 0 | 0 | 0 | 0 | 0 | 0 | 0 | 0 | 0 | 0 | 0 | 0 | 0 | 0 | 0 | 0 | 0 | 0 | 0 | 0 | 0 | 0 | 0 | 0 | 0 | 0 | 0 | 0 | 0 | 0
[35 empty] | Solar PV |  | Rose Bay 132_11kV Tx2 | 0 | 0 | 0 | 0 | 0 | 0 | 0 | 0 | 0 | 0 | 0 | 0 | 0 | 0 | 0 | 0 | 0 | 0 | 0 | 0 | 0 | 0 | 0 | 0 | 0 | 0 | 0 | 0 | 0 | 0 | 0 | 0
0
Diversity Factor: 0
0
Diversity Factor: 0
0
Diversity Factor: 0
0
Diversity Factor: 0
| Weather Correction and Public Holiday Factors | [8 empty] | Forecast ROG
ROG Justification
| Actual loads for season 2013 have been weather corrected by the following: | [8 empty] | 0 | [59 empty] | 0%
1 | 2 | 3 | 4 | 5 | 6 | 7 | 8 | 9 | 10 | 2014 | 2015 | 2016 | 2017 | 2018 | 2019 | 2020 | 2021 | 2022 | 2023 | 2024 | 2025 | 2026 | 2027 | 2028 | 2029 | 2030 | 2031 | 2032 | 2033 | 2034 | 2035 | 2036 | 2037 | 2038
0.96503 | 0.93128 | 0.90957 | 0.89898 | 0.89898 | 0.89898 | 0.89898 | 0.89898 | 0.89898 | 0.89898 | -3.497% | -3.497% | -2.331% | -1.165% | 0% | 0% | 0% | 0% | 0% | 0% | 0% | 0% | 0% | 0% | 0% | 0% | 0% | 0% | 0% | 0% | 0% | 0% | 0% | 0% | 0%
Substation Load Detail
[7 empty] | Units | 2013 |  | 2014 | 2015 | 2016 | 2017 | 2018 | 2019 | 2020 | 2021 | 2022 | 2023 | 2024 | 2025 | 2026 | 2027 | 2028 | 2029 | 2030 | 2031 | 2032 | 2033 | 2034 | 2035 | 2036 | 2037 | 2038
1 | Rose Bay 132_11kV | Compensated |  | Load (LV side) |  |  | Amps | 0 | 0 | 0 | 2075.562 | 2029.246 | 2012.899 | 2024.656 | 2034.119 | 2058.473 | 2083.716 | 2108.001 | 2133.896 | 2159.588 | 2190.183 | 2221.495 | 2255.003 | 2290.318 | 2325.808 | 2361.858 | 2398.879 | 2436.884 | 2475.89 | 2515.912 | 2556.965 | 2599.066 | 2642.23 | 2686.473
|  |  |  | Apparent Power |  |  | MVA | 0 |  | 0 | 39.5448 | 38.6623 | 38.3509 | 38.5749 | 38.7552 | 39.2192 | 39.7001 | 40.1628 | 40.6562 | 41.1457 | 41.7286 | 42.3252 | 42.9636 | 43.6364 | 44.3126 | 44.9995 | 45.7048 | 46.4289 | 47.172 | 47.9346 | 48.7167 | 49.5189 | 50.3412 | 51.1842
|  |  |  | Real Power |  |  | MW | 0 | 0 | 0 | 38.2038 | 37.3493 | 37.0415 | 37.2467 | 37.4119 | 37.8368 | 38.2771 | 38.7004 | 39.1517 | 39.5992 | 40.132 | 40.6769 | 41.2599 | 41.874 | 42.4909 | 43.1173 | 43.7602 | 44.4201 | 45.097 | 45.7912 | 46.5031 | 47.233 | 47.9809 | 48.7473
|  |  |  | Reactive Power |  |  | MVAr | 0 |  | 0 | 10.2108 | 9.9903 | 9.9357 | 10.0351 | 10.1151 | 10.3209 | 10.5341 | 10.7391 | 10.9577 | 11.1744 | 11.4324 | 11.6964 | 11.9787 | 12.2762 | 12.5749 | 12.8783 | 13.1897 | 13.5093 | 13.8371 | 14.1734 | 14.5182 | 14.8716 | 15.2339 | 15.6051
|  |  |  | Capacitors In Service |  |  | MVAr | 0 |  | 0 | 0 | 0 | 0 | 0 | 0 | 0 | 0 | 0 | 0 | 0 | 0 | 0 | 0 | 0 | 0 | 0 | 0 | 0 | 0 | 0 | 0 | 0 | 0 | 0
|  |  |  | PF |  |  |  | 0 |  | 0 | 0.96609 | 0.96604 | 0.96586 | 0.96557 | 0.96534 | 0.96475 | 0.96415 | 0.96359 | 0.96299 | 0.96242 | 0.96174 | 0.96106 | 0.96035 | 0.95961 | 0.95889 | 0.95817 | 0.95745 | 0.95673 | 0.95601 | 0.95529 | 0.95456 | 0.95384 | 0.95311 | 0.95239
0.88184 | Diversity Factor: 0.88 | Uncompensated |  | Reactive Power |  |  | MVAr | 0 | 0 | 0 | 10.2108 | 9.9903 | 9.9357 | 10.0351 | 10.1151 | 10.3209 | 10.5341 | 10.7391 | 10.9577 | 11.1744 | 11.4324 | 11.6964 | 11.9787 | 12.2762 | 12.5749 | 12.8783 | 13.1897 | 13.5093 | 13.8371 | 14.1734 | 14.5182 | 14.8716 | 15.2339 | 15.6051
|  |  |  | PF |  |  |  | 0 |  | 0 | 0.96609 | 0.96604 | 0.96586 | 0.96557 | 0.96534 | 0.96475 | 0.96415 | 0.96359 | 0.96299 | 0.96242 | 0.96174 | 0.96106 | 0.96035 | 0.95961 | 0.95889 | 0.95817 | 0.95745 | 0.95673 | 0.95601 | 0.95529 | 0.95456 | 0.95384 | 0.95311 | 0.95239
[10 empty] | 1 | 2 | 3 | 4 | 5 | 6 | 7 | 8 | 9 | 10 | 11 | 12 | 13 | 14 | 15 | 16 | 17 | 18 | 19 | 20 | 21 | 22 | 23 | 24 | 25
Transformer Load Detail
[7 empty] | Units | 2013 |  | 2014 | 2015 | 2016 | 2017 | 2018 | 2019 | 2020 | 2021 | 2022 | 2023 | 2024 | 2025 | 2026 | 2027 | 2028 | 2029 | 2030 | 2031 | 2032 | 2033 | 2034 | 2035 | 2036 | 2037 | 2038
| 0 | Compensated |  | Load (LV side) |  |  | Amps
|  |  |  | Apparent Power |  |  | MVA
|  |  |  | Real Power |  |  | MW
|  |  |  | Reactive Power |  |  | MVAr
|  |  |  | Capacitors In Service |  |  | MVAr
PF
| Zone Div: | Uncompensated |  | Reactive Power |  |  | MVAr
PF
| 0 | Compensated |  | Load (LV side) |  |  | Amps
|  |  |  | Apparent Power |  |  | MVA
|  |  |  | Real Power |  |  | MW
|  |  |  | Reactive Power |  |  | MVAr
|  |  |  | Capacitors In Service |  |  | MVAr
PF
| Zone Div: | Uncompensated |  | Reactive Power |  |  | MVAr
PF
| 0 | Compensated |  | Load (LV side) |  |  | Amps
|  |  |  | Apparent Power |  |  | MVA
|  |  |  | Real Power |  |  | MW
|  |  |  | Reactive Power |  |  | MVAr
|  |  |  | Capacitors In Service |  |  | MVAr
PF
| Zone Div: | Uncompensated |  | Reactive Power |  |  | MVAr
PF
| 0 | Compensated |  | Load (LV side) |  |  | Amps
|  |  |  | Apparent Power |  |  | MVA
|  |  |  | Real Power |  |  | MW
|  |  |  | Reactive Power |  |  | MVAr
|  |  |  | Capacitors In Service |  |  | MVAr
PF
| Zone Div: | Uncompensated |  | Reactive Power |  |  | MVAr
PF
| 0 | Compensated |  | Load (LV side) |  |  | Amps
|  |  |  | Apparent Power |  |  | MVA
|  |  |  | Real Power |  |  | MW
|  |  |  | Reactive Power |  |  | MVAr
|  |  |  | Capacitors In Service |  |  | MVAr
PF
| Zone Div: | Uncompensated |  | Reactive Power |  |  | MVAr
PF
| 0 | Compensated |  | Load (LV side) |  |  | Amps
|  |  |  | Apparent Power |  |  | MVA
|  |  |  | Real Power |  |  | MW
|  |  |  | Reactive Power |  |  | MVAr
|  |  |  | Capacitors In Service |  |  | MVAr
PF
| Zone Div: | Uncompensated |  | Reactive Power |  |  | MVAr
PF
| 0 | Compensated |  | Load (LV side) |  |  | Amps
|  |  |  | Apparent Power |  |  | MVA
|  |  |  | Real Power |  |  | MW
|  |  |  | Reactive Power |  |  | MVAr
|  |  |  | Capacitors In Service |  |  | MVAr
PF
| Zone Div: | Uncompensated |  | Reactive Power |  |  | MVAr
PF
| 0 | Compensated |  | Load (LV side) |  |  | Amps
|  |  |  | Apparent Power |  |  | MVA
|  |  |  | Real Power |  |  | MW
|  |  |  | Reactive Power |  |  | MVAr
|  |  |  | Capacitors In Service |  |  | MVAr
PF
| Zone Div: | Uncompensated |  | Reactive Power |  |  | MVAr
PF
| 0 | Compensated |  | Load (LV side) |  |  | Amps
|  |  |  | Apparent Power |  |  | MVA
|  |  |  | Real Power |  |  | MW
|  |  |  | Reactive Power |  |  | MVAr
|  |  |  | Capacitors In Service |  |  | MVAr
PF
| Zone Div: | Uncompensated |  | Reactive Power |  |  | MVAr
PF
| 0 | Compensated |  | Load (LV side) |  |  | Amps
|  |  |  | Apparent Power |  |  | MVA
|  |  |  | Real Power |  |  | MW
|  |  |  | Reactive Power |  |  | MVAr
|  |  |  | Capacitors In Service |  |  | MVAr
PF
| Zone Div: | Uncompensated |  | Reactive Power |  |  | MVAr
PF

## Rose Bay 33_11kV
| Rose Bay 33_11kV | [16 empty] | 2014 | WINTER
[6 empty] | Zone decommissioned |  | 2014-10-01
| Substation Total Loads | [33 empty] | Spots & Transfers Detail
| Historical Loads | (11kV Amps) | [7 empty] | Weather Corrected Forecast Loads |  |  |  | (11kV Amps) | [20 empty] | Spots & Transfers Summary | (11kV Amps) |  | Historical Spots & Transfers | [6 empty] | Forecast Spots & Transfers
|  | 2007 | 2008 | 2009 | 2010 | 2011 | 2012 | 2013 |  | 2014 | 2015 | 2016 | 2017 | 2018 | 2019 | 2020 | 2021 | 2022 | 2023 | 2024 | 2025 | 2026 | 2027 | 2028 | 2029 | 2030 | 2031 | 2032 | 2033 | 2034 | 2035 | 2036 | 2037 | 2038 |  |  |  | 2007 | 2008 | 2009 | 2010 | 2011 | 2012 | 2013 | 2014 | 2015 | 2016 | 2017 | 2018 | 2019 | 2020 | 2021 | 2022 | 2023 | 2024 | 2025 | 2026 | 2027 | 2028 | 2029 | 2030 | 2031 | 2032 | 2033 | 2034 | 2035 | 2036 | 2037 | 2038
| Total | 2736 | 2842 | 2423 | 2337 | 2426 | 2243 | 2100 |  | 2153.772 | 0 | 0 | 0 | 0 | 0 | 0 | 0 | 0 | 0 | 0 | 0 | 0 | 0 | 0 | 0 | 0 | 0 | 0 | 0 | 0 | 0 | 0 | 0 | 0 |  |  | Total | 0 | 0 | 0 | 0 | 0 | 0 | 0 | -0.16171 | -2078.4432 | 0 | 0 | 0 | 0 | 0 | 0 | 0 | 0 | 0 | 0 | 0 | 0 | 0 | 0 | 0 | 0 | 0 | 0 | 0 | 0 | 0 | 0 | 0
| Firm Rating | 0 | 0 | 0 | 0 | 0 | 0 | 2643 |  | 2643 | 0 | 0 | 0 | 0 | 0 | 0 | 0 | 0 | 0 | 0 | 0 | 0 | 0 | 0 | 0 | 0 | 0 | 0 | 0 | 0 | 0 | 0 | 0 | 0
| Total Capacity | 0 | 0 | 0 | 0 | 0 | 0 | 3739 |  | 3739 | 0 | 0 | 0 | 0 | 0 | 0 | 0 | 0 | 0 | 0 | 0 | 0 | 0 | 0 | 0 | 0 | 0 | 0 | 0 | 0 | 0 | 0 | 0 | 0 |  |  | Rose Bay 33_11kV Tx1 | 80 | 0 | 0 | 0 | 0 | -210 | 0 | 0 | 0 | 0 | 0 | 0 | 0 | 0 | 0 | 0 | 0 | 0 | 0 | 0 | 0 | 0 | 0 | 0 | 0 | 0 | 0 | 0 | 0 | 0 | 0 | 0
|  | -7 | -6 | -5 | -4 | -3 | -2 | -1 |  | 0 | 1 | 2 | 3 | 4 | 5 | 6 | 7 | 8 | 9 | 10 | 11 | 12 | 13 | 14 | 15 | 16 | 17 | 18 | 19 | 20 | 21 | 22 | 23 | 24 |  |  | Rose Bay 33_11kV Tx2 | 0 | 0 | 0 | 0 | 0 | -40 | 0 | -0.054823 | -704.6219 | 0 | 0 | 0 | 0 | 0 | 0 | 0 | 0 | 0 | 0 | 0 | 0 | 0 | 0 | 0 | 0 | 0 | 0 | 0 | 0 | 0 | 0 | 0
| Transformer Loads | [35 empty] | Rose Bay 33_11kV Tx3 | -80 | 0 | 0 | 0 | 0 | 150 | 0 | -0.059665 | -766.8508 | 0 | 0 | 0 | 0 | 0 | 0 | 0 | 0 | 0 | 0 | 0 | 0 | 0 | 0 | 0 | 0 | 0 | 0 | 0 | 0 | 0 | 0 | 0
| Historical Loads | (11kV Amps) | [7 empty] | 0: Weather Corrected Forecast Loads; 4: (11kV Amps) |  |  | Rose Bay 33_11kV Tx4 | 0 | 0 | 0 | 0 | 0 | 100 | 0 | -0.047225 | -606.9705 | 0 | 0 | 0 | 0 | 0 | 0 | 0 | 0 | 0 | 0 | 0 | 0 | 0 | 0 | 0 | 0 | 0 | 0 | 0 | 0 | 0 | 0 | 0
|  | 2007 | 2008 | 2009 | 2010 | 2011 | 2012 | 2013 |  | 2014 | 2015 | 2016 | 2017 | 2018 | 2019 | 2020 | 2021 | 2022 | 2023 | 2024 | 2025 | 2026 | 2027 | 2028 | 2029 | 2030 | 2031 | 2032 | 2033 | 2034 | 2035 | 2036 | 2037 | 2038 |  |  |  | 0 | 0 | 0 | 0 | 0 | 0 | 0 | 0 | 0 | 0 | 0 | 0 | 0 | 0 | 0 | 0 | 0 | 0 | 0 | 0 | 0 | 0 | 0 | 0 | 0 | 0 | 0 | 0 | 0 | 0 | 0 | 0
| 0 | [36 empty] | 0 | 0 | 0 | 0 | 0 | 0 | 0 | 0 | 0 | 0 | 0 | 0 | 0 | 0 | 0 | 0 | 0 | 0 | 0 | 0 | 0 | 0 | 0 | 0 | 0 | 0 | 0 | 0 | 0 | 0 | 0 | 0
| Diversity Factor: 0 | [36 empty] | 0 | 0 | 0 | 0 | 0 | 0 | 0 | 0 | 0 | 0 | 0 | 0 | 0 | 0 | 0 | 0 | 0 | 0 | 0 | 0 | 0 | 0 | 0 | 0 | 0 | 0 | 0 | 0 | 0 | 0 | 0 | 0
[38 empty] | 0 | 0 | 0 | 0 | 0 | 0 | 0 | 0 | 0 | 0 | 0 | 0 | 0 | 0 | 0 | 0 | 0 | 0 | 0 | 0 | 0 | 0 | 0 | 0 | 0 | 0 | 0 | 0 | 0 | 0 | 0 | 0
[38 empty] | 0 | 0 | 0 | 0 | 0 | 0 | 0 | 0 | 0 | 0 | 0 | 0 | 0 | 0 | 0 | 0 | 0 | 0 | 0 | 0 | 0 | 0 | 0 | 0 | 0 | 0 | 0 | 0 | 0 | 0 | 0 | 0
| 0 | [36 empty] | 0 | 0 | 0 | 0 | 0 | 0 | 0 | 0 | 0 | 0 | 0 | 0 | 0 | 0 | 0 | 0 | 0 | 0 | 0 | 0 | 0 | 0 | 0 | 0 | 0 | 0 | 0 | 0 | 0 | 0 | 0 | 0
Diversity Factor: 0
[38 empty] | Historical Spots & Transfers | [6 empty] | Forecast Spots & Transfers
[35 empty] | Project Name | From | To | 2007 | 2008 | 2009 | 2010 | 2011 | 2012 | 2013 | 2014 | 2015 | 2016 | 2017 | 2018 | 2019 | 2020 | 2021 | 2022 | 2023 | 2024 | 2025 | 2026 | 2027 | 2028 | 2029 | 2030 | 2031 | 2032 | 2033 | 2034 | 2035 | 2036 | 2037 | 2038
| 0 | [33 empty] | Broad based demand management |  | Rose Bay 33_11kV Tx1 | 0 | 0 | 0 | 0 | 0 | 0 | 0 | 0 | 0 | 0 | 0 | 0 | 0 | 0 | 0 | 0 | 0 | 0 | 0 | 0 | 0 | 0 | 0 | 0 | 0 | 0 | 0 | 0 | 0 | 0 | 0 | 0
| Diversity Factor: 0 | [33 empty] | Broad based demand management |  | Rose Bay 33_11kV Tx2 | 0 | 0 | 0 | 0 | 0 | 0 | 0 | 0 | 0 | 0 | 0 | 0 | 0 | 0 | 0 | 0 | 0 | 0 | 0 | 0 | 0 | 0 | 0 | 0 | 0 | 0 | 0 | 0 | 0 | 0 | 0 | 0
[35 empty] | Broad based demand management |  | Rose Bay 33_11kV Tx3 | 0 | 0 | 0 | 0 | 0 | 0 | 0 | 0 | 0 | 0 | 0 | 0 | 0 | 0 | 0 | 0 | 0 | 0 | 0 | 0 | 0 | 0 | 0 | 0 | 0 | 0 | 0 | 0 | 0 | 0 | 0 | 0
[35 empty] | Broad based demand management |  | Rose Bay 33_11kV Tx4 | 0 | 0 | 0 | 0 | 0 | 0 | 0 | 0 | 0 | 0 | 0 | 0 | 0 | 0 | 0 | 0 | 0 | 0 | 0 | 0 | 0 | 0 | 0 | 0 | 0 | 0 | 0 | 0 | 0 | 0 | 0 | 0
| 0 | [33 empty] | DNP_ID: 6251. RELIEVE ROSE BAY ZONE TX NO.3 (C/B Re-Plug Only) | Rose Bay 33_11kV Tx3 | Rose Bay 33_11kV Tx1 | 80 | 0 | 0 | 0 | 0 | 0 | 0 | 0 | 0 | 0 | 0 | 0 | 0 | 0 | 0 | 0 | 0 | 0 | 0 | 0 | 0 | 0 | 0 | 0 | 0 | 0 | 0 | 0 | 0 | 0 | 0 | 0
| Diversity Factor: 0 | [33 empty] | DNP_ID: 7048. Rose Bay Load Relief Tx1 & Tx2 (Open Points Only) | Rose Bay 33_11kV Tx1 | Rose Bay 33_11kV Tx3 | 0 | 0 | 0 | 0 | 0 | 110 | 0 | 0 | 0 | 0 | 0 | 0 | 0 | 0 | 0 | 0 | 0 | 0 | 0 | 0 | 0 | 0 | 0 | 0 | 0 | 0 | 0 | 0 | 0 | 0 | 0 | 0
[35 empty] | DNP_ID: 7048. Rose Bay Load Relief Tx1 & Tx2 (Open Points Only) | Rose Bay 33_11kV Tx1 | Rose Bay 33_11kV Tx4 | 0 | 0 | 0 | 0 | 0 | 100 | 0 | 0 | 0 | 0 | 0 | 0 | 0 | 0 | 0 | 0 | 0 | 0 | 0 | 0 | 0 | 0 | 0 | 0 | 0 | 0 | 0 | 0 | 0 | 0 | 0 | 0
[35 empty] | DNP_ID: 7048. Rose Bay Load Relief Tx1 & Tx2 (Open Points Only) | Rose Bay 33_11kV Tx2 | Rose Bay 33_11kV Tx3 | 0 | 0 | 0 | 0 | 0 | 40 | 0 | 0 | 0 | 0 | 0 | 0 | 0 | 0 | 0 | 0 | 0 | 0 | 0 | 0 | 0 | 0 | 0 | 0 | 0 | 0 | 0 | 0 | 0 | 0 | 0 | 0
| 0 | [33 empty] | Decommission: Commissioning Transfers | Rose Bay 33_11kV Tx1 | Rose Bay 132_11kV Tx1 | 0 | 0 | 0 | 0 | 0 | 0 | 0 | 0 | 0 | 0 | 0 | 0 | 0 | 0 | 0 | 0 | 0 | 0 | 0 | 0 | 0 | 0 | 0 | 0 | 0 | 0 | 0 | 0 | 0 | 0 | 0 | 0
| Diversity Factor: 0 | [33 empty] | Decommission: Commissioning Transfers | Rose Bay 33_11kV Tx1 | Rose Bay 132_11kV Tx2 | 0 | 0 | 0 | 0 | 0 | 0 | 0 | 0 | 0 | 0 | 0 | 0 | 0 | 0 | 0 | 0 | 0 | 0 | 0 | 0 | 0 | 0 | 0 | 0 | 0 | 0 | 0 | 0 | 0 | 0 | 0 | 0
[35 empty] | Decommission: Commissioning Transfers | Rose Bay 33_11kV Tx2 | Rose Bay 132_11kV Tx1 | 0 | 0 | 0 | 0 | 0 | 0 | 0 | 0 | 352.311 | 0 | 0 | 0 | 0 | 0 | 0 | 0 | 0 | 0 | 0 | 0 | 0 | 0 | 0 | 0 | 0 | 0 | 0 | 0 | 0 | 0 | 0 | 0
[35 empty] | Decommission: Commissioning Transfers | Rose Bay 33_11kV Tx2 | Rose Bay 132_11kV Tx2 | 0 | 0 | 0 | 0 | 0 | 0 | 0 | 0 | 352.311 | 0 | 0 | 0 | 0 | 0 | 0 | 0 | 0 | 0 | 0 | 0 | 0 | 0 | 0 | 0 | 0 | 0 | 0 | 0 | 0 | 0 | 0 | 0
| 0 | [33 empty] | Decommission: Commissioning Transfers | Rose Bay 33_11kV Tx3 | Rose Bay 132_11kV Tx1 | 0 | 0 | 0 | 0 | 0 | 0 | 0 | 0 | 383.4254 | 0 | 0 | 0 | 0 | 0 | 0 | 0 | 0 | 0 | 0 | 0 | 0 | 0 | 0 | 0 | 0 | 0 | 0 | 0 | 0 | 0 | 0 | 0
| Diversity Factor: 0 | [33 empty] | Decommission: Commissioning Transfers | Rose Bay 33_11kV Tx3 | Rose Bay 132_11kV Tx2 | 0 | 0 | 0 | 0 | 0 | 0 | 0 | 0 | 383.4254 | 0 | 0 | 0 | 0 | 0 | 0 | 0 | 0 | 0 | 0 | 0 | 0 | 0 | 0 | 0 | 0 | 0 | 0 | 0 | 0 | 0 | 0 | 0
[35 empty] | Decommission: Commissioning Transfers | Rose Bay 33_11kV Tx4 | Rose Bay 132_11kV Tx1 | 0 | 0 | 0 | 0 | 0 | 0 | 0 | 0 | 303.4853 | 0 | 0 | 0 | 0 | 0 | 0 | 0 | 0 | 0 | 0 | 0 | 0 | 0 | 0 | 0 | 0 | 0 | 0 | 0 | 0 | 0 | 0 | 0
[35 empty] | Decommission: Commissioning Transfers | Rose Bay 33_11kV Tx4 | Rose Bay 132_11kV Tx2 | 0 | 0 | 0 | 0 | 0 | 0 | 0 | 0 | 303.4853 | 0 | 0 | 0 | 0 | 0 | 0 | 0 | 0 | 0 | 0 | 0 | 0 | 0 | 0 | 0 | 0 | 0 | 0 | 0 | 0 | 0 | 0 | 0
| 0 | [33 empty] | Econometric |  | Rose Bay 33_11kV Tx1 | 0 | 0 | 0 | 0 | 0 | 0 | 0 | 0 | 0 | 0 | 0 | 0 | 0 | 0 | 0 | 0 | 0 | 0 | 0 | 0 | 0 | 0 | 0 | 0 | 0 | 0 | 0 | 0 | 0 | 0 | 0 | 0
| Diversity Factor: 0 | [33 empty] | Econometric |  | Rose Bay 33_11kV Tx2 | 0 | 0 | 0 | 0 | 0 | 0 | 0 | 0 | 0 | 0 | 0 | 0 | 0 | 0 | 0 | 0 | 0 | 0 | 0 | 0 | 0 | 0 | 0 | 0 | 0 | 0 | 0 | 0 | 0 | 0 | 0 | 0
[35 empty] | Econometric |  | Rose Bay 33_11kV Tx3 | 0 | 0 | 0 | 0 | 0 | 0 | 0 | 0 | 0 | 0 | 0 | 0 | 0 | 0 | 0 | 0 | 0 | 0 | 0 | 0 | 0 | 0 | 0 | 0 | 0 | 0 | 0 | 0 | 0 | 0 | 0 | 0
[35 empty] | Econometric |  | Rose Bay 33_11kV Tx4 | 0 | 0 | 0 | 0 | 0 | 0 | 0 | 0 | 0 | 0 | 0 | 0 | 0 | 0 | 0 | 0 | 0 | 0 | 0 | 0 | 0 | 0 | 0 | 0 | 0 | 0 | 0 | 0 | 0 | 0 | 0 | 0
| 0 | [33 empty] | Energy Efficiency |  | Rose Bay 33_11kV Tx1 | 0 | 0 | 0 | 0 | 0 | 0 | 0 | 0 | 0 | 0 | 0 | 0 | 0 | 0 | 0 | 0 | 0 | 0 | 0 | 0 | 0 | 0 | 0 | 0 | 0 | 0 | 0 | 0 | 0 | 0 | 0 | 0
| Diversity Factor: 0 | [33 empty] | Energy Efficiency |  | Rose Bay 33_11kV Tx2 | 0 | 0 | 0 | 0 | 0 | 0 | 0 | -0.054823 | 0 | 0 | 0 | 0 | 0 | 0 | 0 | 0 | 0 | 0 | 0 | 0 | 0 | 0 | 0 | 0 | 0 | 0 | 0 | 0 | 0 | 0 | 0 | 0
[35 empty] | Energy Efficiency |  | Rose Bay 33_11kV Tx3 | 0 | 0 | 0 | 0 | 0 | 0 | 0 | -0.059665 | 0 | 0 | 0 | 0 | 0 | 0 | 0 | 0 | 0 | 0 | 0 | 0 | 0 | 0 | 0 | 0 | 0 | 0 | 0 | 0 | 0 | 0 | 0 | 0
[35 empty] | Energy Efficiency |  | Rose Bay 33_11kV Tx4 | 0 | 0 | 0 | 0 | 0 | 0 | 0 | -0.047225 | 0 | 0 | 0 | 0 | 0 | 0 | 0 | 0 | 0 | 0 | 0 | 0 | 0 | 0 | 0 | 0 | 0 | 0 | 0 | 0 | 0 | 0 | 0 | 0
| 0 | [33 empty] | Solar PV |  | Rose Bay 33_11kV Tx1 | 0 | 0 | 0 | 0 | 0 | 0 | 0 | 0 | 0 | 0 | 0 | 0 | 0 | 0 | 0 | 0 | 0 | 0 | 0 | 0 | 0 | 0 | 0 | 0 | 0 | 0 | 0 | 0 | 0 | 0 | 0 | 0
| Diversity Factor: 0 | [33 empty] | Solar PV |  | Rose Bay 33_11kV Tx2 | 0 | 0 | 0 | 0 | 0 | 0 | 0 | 0 | 0 | 0 | 0 | 0 | 0 | 0 | 0 | 0 | 0 | 0 | 0 | 0 | 0 | 0 | 0 | 0 | 0 | 0 | 0 | 0 | 0 | 0 | 0 | 0
[35 empty] | Solar PV |  | Rose Bay 33_11kV Tx3 | 0 | 0 | 0 | 0 | 0 | 0 | 0 | 0 | 0 | 0 | 0 | 0 | 0 | 0 | 0 | 0 | 0 | 0 | 0 | 0 | 0 | 0 | 0 | 0 | 0 | 0 | 0 | 0 | 0 | 0 | 0 | 0
[35 empty] | Solar PV |  | Rose Bay 33_11kV Tx4 | 0 | 0 | 0 | 0 | 0 | 0 | 0 | 0 | 0 | 0 | 0 | 0 | 0 | 0 | 0 | 0 | 0 | 0 | 0 | 0 | 0 | 0 | 0 | 0 | 0 | 0 | 0 | 0 | 0 | 0 | 0 | 0
0
Diversity Factor: 0
| Weather Correction and Public Holiday Factors | [8 empty] | Forecast ROG
ROG Justification
| Actual loads for season 2013 have been weather corrected by the following: | [6 empty] | 3.831% |  | 7 year ROG ok | [59 empty] | 7 year ROG ok
1 | 2 | 3 | 4 | 5 | 6 | 7 | 8 | 9 | 10 | 2014 | 2015 | 2016 | 2017 | 2018 | 2019 | 2020 | 2021 | 2022 | 2023 | 2024 | 2025 | 2026 | 2027 | 2028 | 2029 | 2030 | 2031 | 2032 | 2033 | 2034 | 2035 | 2036 | 2037 | 2038
0.96503 | 0.93128 | 0.90957 | 0.89898 | 0.89898 | 0.89898 | 0.89898 | 0.89898 | 0.89898 | 0.89898 | -3.497% | -3.497% | -2.331% | -1.165% | 0% | 0% | 0% | 0% | 0% | 0% | 0% | 0% | 0% | 0% | 0% | 0% | 0% | 0% | 0% | 0% | 0% | 0% | 0% | 0% | 0%
Substation Load Detail
[7 empty] | Units | 2013 |  | 2014 | 2015 | 2016 | 2017 | 2018 | 2019 | 2020 | 2021 | 2022 | 2023 | 2024 | 2025 | 2026 | 2027 | 2028 | 2029 | 2030 | 2031 | 2032 | 2033 | 2034 | 2035 | 2036 | 2037 | 2038
1 | Rose Bay 33_11kV | Compensated |  | Load (LV side) |  |  | Amps | 2100 | 2232 | 2153.772 | 0 | 0 | 0 | 0 | 0 | 0 | 0 | 0 | 0 | 0 | 0 | 0 | 0 | 0 | 0 | 0 | 0 | 0 | 0 | 0 | 0 | 0 | 0 | 0
|  |  |  | Apparent Power |  |  | MVA | 40.0104 |  | 41.0349 | 0 | 0 | 0 | 0 | 0 | 0 | 0 | 0 | 0 | 0 | 0 | 0 | 0 | 0 | 0 | 0 | 0 | 0 | 0 | 0 | 0 | 0 | 0 | 0
|  |  |  | Real Power |  |  | MW | 38.6508 | 41.0803 | 39.6405 | 0 | 0 | 0 | 0 | 0 | 0 | 0 | 0 | 0 | 0 | 0 | 0 | 0 | 0 | 0 | 0 | 0 | 0 | 0 | 0 | 0 | 0 | 0 | 0
|  |  |  | Reactive Power |  |  | MVAr | 10.3413 |  | 10.6061 | 0 | 0 | 0 | 0 | 0 | 0 | 0 | 0 | 0 | 0 | 0 | 0 | 0 | 0 | 0 | 0 | 0 | 0 | 0 | 0 | 0 | 0 | 0 | 0
|  |  |  | Capacitors In Service |  |  | MVAr | 0 |  | 0 | 0 | 0 | 0 | 0 | 0 | 0 | 0 | 0 | 0 | 0 | 0 | 0 | 0 | 0 | 0 | 0 | 0 | 0 | 0 | 0 | 0 | 0 | 0 | 0
|  |  |  | PF |  |  |  | 0.96602 |  | 0.96602 | 0 | 0 | 0 | 0 | 0 | 0 | 0 | 0 | 0 | 0 | 0 | 0 | 0 | 0 | 0 | 0 | 0 | 0 | 0 | 0 | 0 | 0 | 0 | 0
0.97191 | Diversity Factor: 0.97 | Uncompensated |  | Reactive Power |  |  | MVAr | 10.3413 | 10.9914 | 10.6061 | 0 | 0 | 0 | 0 | 0 | 0 | 0 | 0 | 0 | 0 | 0 | 0 | 0 | 0 | 0 | 0 | 0 | 0 | 0 | 0 | 0 | 0 | 0 | 0
|  |  |  | PF |  |  |  | 0.96602 |  | 0.96602 | 0 | 0 | 0 | 0 | 0 | 0 | 0 | 0 | 0 | 0 | 0 | 0 | 0 | 0 | 0 | 0 | 0 | 0 | 0 | 0 | 0 | 0 | 0 | 0
[10 empty] | 1 | 2 | 3 | 4 | 5 | 6 | 7 | 8 | 9 | 10 | 11 | 12 | 13 | 14 | 15 | 16 | 17 | 18 | 19 | 20 | 21 | 22 | 23 | 24 | 25
Transformer Load Detail
[7 empty] | Units | 2013 |  | 2014 | 2015 | 2016 | 2017 | 2018 | 2019 | 2020 | 2021 | 2022 | 2023 | 2024 | 2025 | 2026 | 2027 | 2028 | 2029 | 2030 | 2031 | 2032 | 2033 | 2034 | 2035 | 2036 | 2037 | 2038
| 0 | Compensated |  | Load (LV side) |  |  | Amps
|  |  |  | Apparent Power |  |  | MVA
|  |  |  | Real Power |  |  | MW
|  |  |  | Reactive Power |  |  | MVAr
|  |  |  | Capacitors In Service |  |  | MVAr
PF
| Zone Div: | Uncompensated |  | Reactive Power |  |  | MVAr
PF
| 0 | Compensated |  | Load (LV side) |  |  | Amps
|  |  |  | Apparent Power |  |  | MVA
|  |  |  | Real Power |  |  | MW
|  |  |  | Reactive Power |  |  | MVAr
|  |  |  | Capacitors In Service |  |  | MVAr
PF
| Zone Div: | Uncompensated |  | Reactive Power |  |  | MVAr
PF
| 0 | Compensated |  | Load (LV side) |  |  | Amps
|  |  |  | Apparent Power |  |  | MVA
|  |  |  | Real Power |  |  | MW
|  |  |  | Reactive Power |  |  | MVAr
|  |  |  | Capacitors In Service |  |  | MVAr
PF
| Zone Div: | Uncompensated |  | Reactive Power |  |  | MVAr
PF
| 0 | Compensated |  | Load (LV side) |  |  | Amps
|  |  |  | Apparent Power |  |  | MVA
|  |  |  | Real Power |  |  | MW
|  |  |  | Reactive Power |  |  | MVAr
|  |  |  | Capacitors In Service |  |  | MVAr
PF
| Zone Div: | Uncompensated |  | Reactive Power |  |  | MVAr
PF
| 0 | Compensated |  | Load (LV side) |  |  | Amps
|  |  |  | Apparent Power |  |  | MVA
|  |  |  | Real Power |  |  | MW
|  |  |  | Reactive Power |  |  | MVAr
|  |  |  | Capacitors In Service |  |  | MVAr
PF
| Zone Div: | Uncompensated |  | Reactive Power |  |  | MVAr
PF
| 0 | Compensated |  | Load (LV side) |  |  | Amps
|  |  |  | Apparent Power |  |  | MVA
|  |  |  | Real Power |  |  | MW
|  |  |  | Reactive Power |  |  | MVAr
|  |  |  | Capacitors In Service |  |  | MVAr
PF
| Zone Div: | Uncompensated |  | Reactive Power |  |  | MVAr
PF
| 0 | Compensated |  | Load (LV side) |  |  | Amps
|  |  |  | Apparent Power |  |  | MVA
|  |  |  | Real Power |  |  | MW
|  |  |  | Reactive Power |  |  | MVAr
|  |  |  | Capacitors In Service |  |  | MVAr
PF
| Zone Div: | Uncompensated |  | Reactive Power |  |  | MVAr
PF
| 0 | Compensated |  | Load (LV side) |  |  | Amps
|  |  |  | Apparent Power |  |  | MVA
|  |  |  | Real Power |  |  | MW
|  |  |  | Reactive Power |  |  | MVAr
|  |  |  | Capacitors In Service |  |  | MVAr
PF
| Zone Div: | Uncompensated |  | Reactive Power |  |  | MVAr
PF
| 0 | Compensated |  | Load (LV side) |  |  | Amps
|  |  |  | Apparent Power |  |  | MVA
|  |  |  | Real Power |  |  | MW
|  |  |  | Reactive Power |  |  | MVAr
|  |  |  | Capacitors In Service |  |  | MVAr
PF
| Zone Div: | Uncompensated |  | Reactive Power |  |  | MVAr
PF
| 0 | Compensated |  | Load (LV side) |  |  | Amps
|  |  |  | Apparent Power |  |  | MVA
|  |  |  | Real Power |  |  | MW
|  |  |  | Reactive Power |  |  | MVAr
|  |  |  | Capacitors In Service |  |  | MVAr
PF
| Zone Div: | Uncompensated |  | Reactive Power |  |  | MVAr
PF

## Customer22
| Customer22 | [16 empty] | 2014 | WINTER
| Substation Total Loads | [33 empty] | Spots & Transfers Detail
| Historical Loads | (33kV Amps) | [7 empty] | Weather Corrected Forecast Loads |  |  |  | (33kV Amps) | [20 empty] | Spots & Transfers Summary | (33kV Amps) |  | Historical Spots & Transfers | [6 empty] | Forecast Spots & Transfers
|  | 2007 | 2008 | 2009 | 2010 | 2011 | 2012 | 2013 |  | 2014 | 2015 | 2016 | 2017 | 2018 | 2019 | 2020 | 2021 | 2022 | 2023 | 2024 | 2025 | 2026 | 2027 | 2028 | 2029 | 2030 | 2031 | 2032 | 2033 | 2034 | 2035 | 2036 | 2037 | 2038 |  |  |  | 2007 | 2008 | 2009 | 2010 | 2011 | 2012 | 2013 | 2014 | 2015 | 2016 | 2017 | 2018 | 2019 | 2020 | 2021 | 2022 | 2023 | 2024 | 2025 | 2026 | 2027 | 2028 | 2029 | 2030 | 2031 | 2032 | 2033 | 2034 | 2035 | 2036 | 2037 | 2038
| Total |  |  |  |  | 51 | 47 | 49 |  | 49 | 49 | 49 | 49 | 49 | 49 | 49 | 49 | 49 | 49 | 49 | 49 | 49 | 49 | 49 | 49 | 49 | 49 | 49 | 49 | 49 | 49 | 49 | 49 | 49 |  |  | Total
Firm Rating
| Total Capacity | [36 empty] | 0 | 0 | 0 | 0 | 0 | 0 | 0 | 0 | 0 | 0 | 0 | 0 | 0 | 0 | 0 | 0 | 0 | 0 | 0 | 0 | 0 | 0 | 0 | 0 | 0 | 0 | 0 | 0 | 0 | 0 | 0 | 0
|  | -7 | -6 | -5 | -4 | -3 | -2 | -1 |  | 0 | 1 | 2 | 3 | 4 | 5 | 6 | 7 | 8 | 9 | 10 | 11 | 12 | 13 | 14 | 15 | 16 | 17 | 18 | 19 | 20 | 21 | 22 | 23 | 24 |  |  |  | 0 | 0 | 0 | 0 | 0 | 0 | 0 | 0 | 0 | 0 | 0 | 0 | 0 | 0 | 0 | 0 | 0 | 0 | 0 | 0 | 0 | 0 | 0 | 0 | 0 | 0 | 0 | 0 | 0 | 0 | 0 | 0
| Transformer Loads | [36 empty] | 0 | 0 | 0 | 0 | 0 | 0 | 0 | 0 | 0 | 0 | 0 | 0 | 0 | 0 | 0 | 0 | 0 | 0 | 0 | 0 | 0 | 0 | 0 | 0 | 0 | 0 | 0 | 0 | 0 | 0 | 0 | 0
| Historical Loads | (33kV Amps) | [7 empty] | Weather Corrected Forecast Loads |  |  |  | (33kV Amps) | [23 empty] | 0 | 0 | 0 | 0 | 0 | 0 | 0 | 0 | 0 | 0 | 0 | 0 | 0 | 0 | 0 | 0 | 0 | 0 | 0 | 0 | 0 | 0 | 0 | 0 | 0 | 0 | 0 | 0 | 0 | 0 | 0 | 0
|  | 2007 | 2008 | 2009 | 2010 | 2011 | 2012 | 2013 |  | 2014 | 2015 | 2016 | 2017 | 2018 | 2019 | 2020 | 2021 | 2022 | 2023 | 2024 | 2025 | 2026 | 2027 | 2028 | 2029 | 2030 | 2031 | 2032 | 2033 | 2034 | 2035 | 2036 | 2037 | 2038 |  |  |  | 0 | 0 | 0 | 0 | 0 | 0 | 0 | 0 | 0 | 0 | 0 | 0 | 0 | 0 | 0 | 0 | 0 | 0 | 0 | 0 | 0 | 0 | 0 | 0 | 0 | 0 | 0 | 0 | 0 | 0 | 0 | 0
| 0 | [36 empty] | 0 | 0 | 0 | 0 | 0 | 0 | 0 | 0 | 0 | 0 | 0 | 0 | 0 | 0 | 0 | 0 | 0 | 0 | 0 | 0 | 0 | 0 | 0 | 0 | 0 | 0 | 0 | 0 | 0 | 0 | 0 | 0
| Diversity Factor: 0 | [36 empty] | 0 | 0 | 0 | 0 | 0 | 0 | 0 | 0 | 0 | 0 | 0 | 0 | 0 | 0 | 0 | 0 | 0 | 0 | 0 | 0 | 0 | 0 | 0 | 0 | 0 | 0 | 0 | 0 | 0 | 0 | 0 | 0
[38 empty] | 0 | 0 | 0 | 0 | 0 | 0 | 0 | 0 | 0 | 0 | 0 | 0 | 0 | 0 | 0 | 0 | 0 | 0 | 0 | 0 | 0 | 0 | 0 | 0 | 0 | 0 | 0 | 0 | 0 | 0 | 0 | 0
[38 empty] | 0 | 0 | 0 | 0 | 0 | 0 | 0 | 0 | 0 | 0 | 0 | 0 | 0 | 0 | 0 | 0 | 0 | 0 | 0 | 0 | 0 | 0 | 0 | 0 | 0 | 0 | 0 | 0 | 0 | 0 | 0 | 0
| 0 | [36 empty] | 0 | 0 | 0 | 0 | 0 | 0 | 0 | 0 | 0 | 0 | 0 | 0 | 0 | 0 | 0 | 0 | 0 | 0 | 0 | 0 | 0 | 0 | 0 | 0 | 0 | 0 | 0 | 0 | 0 | 0 | 0 | 0
Diversity Factor: 0
[38 empty] | Historical Spots & Transfers | [6 empty] | Forecast Spots & Transfers
[35 empty] | Project Name | From | To | 2007 | 2008 | 2009 | 2010 | 2011 | 2012 | 2013 | 2014 | 2015 | 2016 | 2017 | 2018 | 2019 | 2020 | 2021 | 2022 | 2023 | 2024 | 2025 | 2026 | 2027 | 2028 | 2029 | 2030 | 2031 | 2032 | 2033 | 2034 | 2035 | 2036 | 2037 | 2038
0
Diversity Factor: 0
0
Diversity Factor: 0
0
Diversity Factor: 0
0
Diversity Factor: 0
0
Diversity Factor: 0
0
Diversity Factor: 0
0
Diversity Factor: 0
0
Diversity Factor: 0
| Weather Correction and Public Holiday Factors | [8 empty] | Forecast ROG
ROG Justification
| Actual loads for season 2013 have been weather corrected by the following: | [6 empty] | 0% |  | N/A | [59 empty] | N/A
1 | 2 | 3 | 4 | 5 | 6 | 7 | 8 | 9 | 10 | 2014 | 2015 | 2016 | 2017 | 2018 | 2019 | 2020 | 2021 | 2022 | 2023 | 2024 | 2025 | 2026 | 2027 | 2028 | 2029 | 2030 | 2031 | 2032 | 2033 | 2034 | 2035 | 2036 | 2037 | 2038
1 | 1 | 1 | 1 | 1 | 1 | 1 | 1 | 1 | 1 | 0% | 0% | 0% | 0% | 0% | 0% | 0% | 0% | 0% | 0% | 0% | 0% | 0% | 0% | 0% | 0% | 0% | 0% | 0% | 0% | 0% | 0% | 0% | 0% | 0%
Substation Load Detail
[7 empty] | Units | 2013 |  | 2014 | 2015 | 2016 | 2017 | 2018 | 2019 | 2020 | 2021 | 2022 | 2023 | 2024 | 2025 | 2026 | 2027 | 2028 | 2029 | 2030 | 2031 | 2032 | 2033 | 2034 | 2035 | 2036 | 2037 | 2038
1 | Customer22 | Compensated |  | Load (LV side) |  |  | Amps | 49 |  | 49 | 49 | 49 | 49 | 49 | 49 | 49 | 49 | 49 | 49 | 49 | 49 | 49 | 49 | 49 | 49 | 49 | 49 | 49 | 49 | 49 | 49 | 49 | 49 | 49
|  |  |  | Apparent Power |  |  | MVA | 2.8007 |  | 2.8007 | 2.8007 | 2.8007 | 2.8007 | 2.8007 | 2.8007 | 2.8007 | 2.8007 | 2.8007 | 2.8007 | 2.8007 | 2.8007 | 2.8007 | 2.8007 | 2.8007 | 2.8007 | 2.8007 | 2.8007 | 2.8007 | 2.8007 | 2.8007 | 2.8007 | 2.8007 | 2.8007 | 2.8007
|  |  |  | Real Power |  |  | MW | 2.5207 |  | 2.5207 | 2.5207 | 2.5207 | 2.5207 | 2.5207 | 2.5207 | 2.5207 | 2.5207 | 2.5207 | 2.5207 | 2.5207 | 2.5207 | 2.5207 | 2.5207 | 2.5207 | 2.5207 | 2.5207 | 2.5207 | 2.5207 | 2.5207 | 2.5207 | 2.5207 | 2.5207 | 2.5207 | 2.5207
|  |  |  | Reactive Power |  |  | MVAr | 1.2208 |  | 1.2208 | 1.2208 | 1.2208 | 1.2208 | 1.2208 | 1.2208 | 1.2208 | 1.2208 | 1.2208 | 1.2208 | 1.2208 | 1.2208 | 1.2208 | 1.2208 | 1.2208 | 1.2208 | 1.2208 | 1.2208 | 1.2208 | 1.2208 | 1.2208 | 1.2208 | 1.2208 | 1.2208 | 1.2208
|  |  |  | Capacitors In Service |  |  | MVAr | 0 |  | 0 | 0 | 0 | 0 | 0 | 0 | 0 | 0 | 0 | 0 | 0 | 0 | 0 | 0 | 0 | 0 | 0 | 0 | 0 | 0 | 0 | 0 | 0 | 0 | 0
|  |  |  | PF |  |  |  | 0.9 |  | 0.9 | 0.9 | 0.9 | 0.9 | 0.9 | 0.9 | 0.9 | 0.9 | 0.9 | 0.9 | 0.9 | 0.9 | 0.9 | 0.9 | 0.9 | 0.9 | 0.9 | 0.9 | 0.9 | 0.9 | 0.9 | 0.9 | 0.9 | 0.9 | 0.9
0.40862 | Diversity Factor: 0.41 | Uncompensated |  | Reactive Power |  |  | MVAr | 1.2208 |  | 1.2208 | 1.2208 | 1.2208 | 1.2208 | 1.2208 | 1.2208 | 1.2208 | 1.2208 | 1.2208 | 1.2208 | 1.2208 | 1.2208 | 1.2208 | 1.2208 | 1.2208 | 1.2208 | 1.2208 | 1.2208 | 1.2208 | 1.2208 | 1.2208 | 1.2208 | 1.2208 | 1.2208 | 1.2208
|  |  |  | PF |  |  |  | 0.9 |  | 0.9 | 0.9 | 0.9 | 0.9 | 0.9 | 0.9 | 0.9 | 0.9 | 0.9 | 0.9 | 0.9 | 0.9 | 0.9 | 0.9 | 0.9 | 0.9 | 0.9 | 0.9 | 0.9 | 0.9 | 0.9 | 0.9 | 0.9 | 0.9 | 0.9
[10 empty] | 1 | 2 | 3 | 4 | 5 | 6 | 7 | 8 | 9 | 10 | 11 | 12 | 13 | 14 | 15 | 16 | 17 | 18 | 19 | 20 | 21 | 22 | 23 | 24 | 25
Transformer Load Detail
[7 empty] | Units | 2013 |  | 2014 | 2015 | 2016 | 2017 | 2018 | 2019 | 2020 | 2021 | 2022 | 2023 | 2024 | 2025 | 2026 | 2027 | 2028 | 2029 | 2030 | 2031 | 2032 | 2033 | 2034 | 2035 | 2036 | 2037 | 2038
| 0 | Compensated |  | Load (LV side) |  |  | Amps
|  |  |  | Apparent Power |  |  | MVA
|  |  |  | Real Power |  |  | MW
|  |  |  | Reactive Power |  |  | MVAr
|  |  |  | Capacitors In Service |  |  | MVAr
PF
| Zone Div: | Uncompensated |  | Reactive Power |  |  | MVAr
PF
| 0 | Compensated |  | Load (LV side) |  |  | Amps
|  |  |  | Apparent Power |  |  | MVA
|  |  |  | Real Power |  |  | MW
|  |  |  | Reactive Power |  |  | MVAr
|  |  |  | Capacitors In Service |  |  | MVAr
PF
| Zone Div: | Uncompensated |  | Reactive Power |  |  | MVAr
PF
| 0 | Compensated |  | Load (LV side) |  |  | Amps
|  |  |  | Apparent Power |  |  | MVA
|  |  |  | Real Power |  |  | MW
|  |  |  | Reactive Power |  |  | MVAr
|  |  |  | Capacitors In Service |  |  | MVAr
PF
| Zone Div: | Uncompensated |  | Reactive Power |  |  | MVAr
PF
| 0 | Compensated |  | Load (LV side) |  |  | Amps
|  |  |  | Apparent Power |  |  | MVA
|  |  |  | Real Power |  |  | MW
|  |  |  | Reactive Power |  |  | MVAr
|  |  |  | Capacitors In Service |  |  | MVAr
PF
| Zone Div: | Uncompensated |  | Reactive Power |  |  | MVAr
PF
| 0 | Compensated |  | Load (LV side) |  |  | Amps
|  |  |  | Apparent Power |  |  | MVA
|  |  |  | Real Power |  |  | MW
|  |  |  | Reactive Power |  |  | MVAr
|  |  |  | Capacitors In Service |  |  | MVAr
PF
| Zone Div: | Uncompensated |  | Reactive Power |  |  | MVAr
PF
| 0 | Compensated |  | Load (LV side) |  |  | Amps
|  |  |  | Apparent Power |  |  | MVA
|  |  |  | Real Power |  |  | MW
|  |  |  | Reactive Power |  |  | MVAr
|  |  |  | Capacitors In Service |  |  | MVAr
PF
| Zone Div: | Uncompensated |  | Reactive Power |  |  | MVAr
PF
| 0 | Compensated |  | Load (LV side) |  |  | Amps
|  |  |  | Apparent Power |  |  | MVA
|  |  |  | Real Power |  |  | MW
|  |  |  | Reactive Power |  |  | MVAr
|  |  |  | Capacitors In Service |  |  | MVAr
PF
| Zone Div: | Uncompensated |  | Reactive Power |  |  | MVAr
PF
| 0 | Compensated |  | Load (LV side) |  |  | Amps
|  |  |  | Apparent Power |  |  | MVA
|  |  |  | Real Power |  |  | MW
|  |  |  | Reactive Power |  |  | MVAr
|  |  |  | Capacitors In Service |  |  | MVAr
PF
| Zone Div: | Uncompensated |  | Reactive Power |  |  | MVAr
PF
| 0 | Compensated |  | Load (LV side) |  |  | Amps
|  |  |  | Apparent Power |  |  | MVA
|  |  |  | Real Power |  |  | MW
|  |  |  | Reactive Power |  |  | MVAr
|  |  |  | Capacitors In Service |  |  | MVAr
PF
| Zone Div: | Uncompensated |  | Reactive Power |  |  | MVAr
PF
| 0 | Compensated |  | Load (LV side) |  |  | Amps
|  |  |  | Apparent Power |  |  | MVA
|  |  |  | Real Power |  |  | MW
|  |  |  | Reactive Power |  |  | MVAr
|  |  |  | Capacitors In Service |  |  | MVAr
PF
| Zone Div: | Uncompensated |  | Reactive Power |  |  | MVAr
PF

## Customer23
| Customer23 | [16 empty] | 2014 | WINTER
| Substation Total Loads | [33 empty] | Spots & Transfers Detail
| Historical Loads | (33kV Amps) | [7 empty] | Weather Corrected Forecast Loads |  |  |  | (33kV Amps) | [20 empty] | Spots & Transfers Summary | (33kV Amps) |  | Historical Spots & Transfers | [6 empty] | Forecast Spots & Transfers
|  | 2007 | 2008 | 2009 | 2010 | 2011 | 2012 | 2013 |  | 2014 | 2015 | 2016 | 2017 | 2018 | 2019 | 2020 | 2021 | 2022 | 2023 | 2024 | 2025 | 2026 | 2027 | 2028 | 2029 | 2030 | 2031 | 2032 | 2033 | 2034 | 2035 | 2036 | 2037 | 2038 |  |  |  | 2007 | 2008 | 2009 | 2010 | 2011 | 2012 | 2013 | 2014 | 2015 | 2016 | 2017 | 2018 | 2019 | 2020 | 2021 | 2022 | 2023 | 2024 | 2025 | 2026 | 2027 | 2028 | 2029 | 2030 | 2031 | 2032 | 2033 | 2034 | 2035 | 2036 | 2037 | 2038
| Total |  |  |  |  | 54 | 50 | 52 |  | 52 | 52 | 52 | 52 | 52 | 52 | 52 | 52 | 52 | 52 | 52 | 52 | 52 | 52 | 52 | 52 | 52 | 52 | 52 | 52 | 52 | 52 | 52 | 52 | 52 |  |  | Total
Firm Rating
| Total Capacity | [36 empty] | 0 | 0 | 0 | 0 | 0 | 0 | 0 | 0 | 0 | 0 | 0 | 0 | 0 | 0 | 0 | 0 | 0 | 0 | 0 | 0 | 0 | 0 | 0 | 0 | 0 | 0 | 0 | 0 | 0 | 0 | 0 | 0
|  | -7 | -6 | -5 | -4 | -3 | -2 | -1 |  | 0 | 1 | 2 | 3 | 4 | 5 | 6 | 7 | 8 | 9 | 10 | 11 | 12 | 13 | 14 | 15 | 16 | 17 | 18 | 19 | 20 | 21 | 22 | 23 | 24 |  |  |  | 0 | 0 | 0 | 0 | 0 | 0 | 0 | 0 | 0 | 0 | 0 | 0 | 0 | 0 | 0 | 0 | 0 | 0 | 0 | 0 | 0 | 0 | 0 | 0 | 0 | 0 | 0 | 0 | 0 | 0 | 0 | 0
| Transformer Loads | [36 empty] | 0 | 0 | 0 | 0 | 0 | 0 | 0 | 0 | 0 | 0 | 0 | 0 | 0 | 0 | 0 | 0 | 0 | 0 | 0 | 0 | 0 | 0 | 0 | 0 | 0 | 0 | 0 | 0 | 0 | 0 | 0 | 0
| Historical Loads | (33kV Amps) | [7 empty] | Weather Corrected Forecast Loads |  |  |  | (33kV Amps) | [23 empty] | 0 | 0 | 0 | 0 | 0 | 0 | 0 | 0 | 0 | 0 | 0 | 0 | 0 | 0 | 0 | 0 | 0 | 0 | 0 | 0 | 0 | 0 | 0 | 0 | 0 | 0 | 0 | 0 | 0 | 0 | 0 | 0
|  | 2007 | 2008 | 2009 | 2010 | 2011 | 2012 | 2013 |  | 2014 | 2015 | 2016 | 2017 | 2018 | 2019 | 2020 | 2021 | 2022 | 2023 | 2024 | 2025 | 2026 | 2027 | 2028 | 2029 | 2030 | 2031 | 2032 | 2033 | 2034 | 2035 | 2036 | 2037 | 2038 |  |  |  | 0 | 0 | 0 | 0 | 0 | 0 | 0 | 0 | 0 | 0 | 0 | 0 | 0 | 0 | 0 | 0 | 0 | 0 | 0 | 0 | 0 | 0 | 0 | 0 | 0 | 0 | 0 | 0 | 0 | 0 | 0 | 0
| 0 | [36 empty] | 0 | 0 | 0 | 0 | 0 | 0 | 0 | 0 | 0 | 0 | 0 | 0 | 0 | 0 | 0 | 0 | 0 | 0 | 0 | 0 | 0 | 0 | 0 | 0 | 0 | 0 | 0 | 0 | 0 | 0 | 0 | 0
| Diversity Factor: 0 | [36 empty] | 0 | 0 | 0 | 0 | 0 | 0 | 0 | 0 | 0 | 0 | 0 | 0 | 0 | 0 | 0 | 0 | 0 | 0 | 0 | 0 | 0 | 0 | 0 | 0 | 0 | 0 | 0 | 0 | 0 | 0 | 0 | 0
[38 empty] | 0 | 0 | 0 | 0 | 0 | 0 | 0 | 0 | 0 | 0 | 0 | 0 | 0 | 0 | 0 | 0 | 0 | 0 | 0 | 0 | 0 | 0 | 0 | 0 | 0 | 0 | 0 | 0 | 0 | 0 | 0 | 0
[38 empty] | 0 | 0 | 0 | 0 | 0 | 0 | 0 | 0 | 0 | 0 | 0 | 0 | 0 | 0 | 0 | 0 | 0 | 0 | 0 | 0 | 0 | 0 | 0 | 0 | 0 | 0 | 0 | 0 | 0 | 0 | 0 | 0
| 0 | [36 empty] | 0 | 0 | 0 | 0 | 0 | 0 | 0 | 0 | 0 | 0 | 0 | 0 | 0 | 0 | 0 | 0 | 0 | 0 | 0 | 0 | 0 | 0 | 0 | 0 | 0 | 0 | 0 | 0 | 0 | 0 | 0 | 0
Diversity Factor: 0
[38 empty] | Historical Spots & Transfers | [6 empty] | Forecast Spots & Transfers
[35 empty] | Project Name | From | To | 2007 | 2008 | 2009 | 2010 | 2011 | 2012 | 2013 | 2014 | 2015 | 2016 | 2017 | 2018 | 2019 | 2020 | 2021 | 2022 | 2023 | 2024 | 2025 | 2026 | 2027 | 2028 | 2029 | 2030 | 2031 | 2032 | 2033 | 2034 | 2035 | 2036 | 2037 | 2038
0
Diversity Factor: 0
0
Diversity Factor: 0
0
Diversity Factor: 0
0
Diversity Factor: 0
0
Diversity Factor: 0
0
Diversity Factor: 0
0
Diversity Factor: 0
0
Diversity Factor: 0
| Weather Correction and Public Holiday Factors | [8 empty] | Forecast ROG
ROG Justification
| Actual loads for season 2013 have been weather corrected by the following: | [6 empty] | 0% |  | N/A | [59 empty] | N/A
1 | 2 | 3 | 4 | 5 | 6 | 7 | 8 | 9 | 10 | 2014 | 2015 | 2016 | 2017 | 2018 | 2019 | 2020 | 2021 | 2022 | 2023 | 2024 | 2025 | 2026 | 2027 | 2028 | 2029 | 2030 | 2031 | 2032 | 2033 | 2034 | 2035 | 2036 | 2037 | 2038
1 | 1 | 1 | 1 | 1 | 1 | 1 | 1 | 1 | 1 | 0% | 0% | 0% | 0% | 0% | 0% | 0% | 0% | 0% | 0% | 0% | 0% | 0% | 0% | 0% | 0% | 0% | 0% | 0% | 0% | 0% | 0% | 0% | 0% | 0%
Substation Load Detail
[7 empty] | Units | 2013 |  | 2014 | 2015 | 2016 | 2017 | 2018 | 2019 | 2020 | 2021 | 2022 | 2023 | 2024 | 2025 | 2026 | 2027 | 2028 | 2029 | 2030 | 2031 | 2032 | 2033 | 2034 | 2035 | 2036 | 2037 | 2038
1 | Customer23 | Compensated |  | Load (LV side) |  |  | Amps | 52 |  | 52 | 52 | 52 | 52 | 52 | 52 | 52 | 52 | 52 | 52 | 52 | 52 | 52 | 52 | 52 | 52 | 52 | 52 | 52 | 52 | 52 | 52 | 52 | 52 | 52
|  |  |  | Apparent Power |  |  | MVA | 2.9722 |  | 2.9722 | 2.9722 | 2.9722 | 2.9722 | 2.9722 | 2.9722 | 2.9722 | 2.9722 | 2.9722 | 2.9722 | 2.9722 | 2.9722 | 2.9722 | 2.9722 | 2.9722 | 2.9722 | 2.9722 | 2.9722 | 2.9722 | 2.9722 | 2.9722 | 2.9722 | 2.9722 | 2.9722 | 2.9722
|  |  |  | Real Power |  |  | MW | 2.675 |  | 2.675 | 2.675 | 2.675 | 2.675 | 2.675 | 2.675 | 2.675 | 2.675 | 2.675 | 2.675 | 2.675 | 2.675 | 2.675 | 2.675 | 2.675 | 2.675 | 2.675 | 2.675 | 2.675 | 2.675 | 2.675 | 2.675 | 2.675 | 2.675 | 2.675
|  |  |  | Reactive Power |  |  | MVAr | 1.2956 |  | 1.2956 | 1.2956 | 1.2956 | 1.2956 | 1.2956 | 1.2956 | 1.2956 | 1.2956 | 1.2956 | 1.2956 | 1.2956 | 1.2956 | 1.2956 | 1.2956 | 1.2956 | 1.2956 | 1.2956 | 1.2956 | 1.2956 | 1.2956 | 1.2956 | 1.2956 | 1.2956 | 1.2956 | 1.2956
|  |  |  | Capacitors In Service |  |  | MVAr | 0 |  | 0 | 0 | 0 | 0 | 0 | 0 | 0 | 0 | 0 | 0 | 0 | 0 | 0 | 0 | 0 | 0 | 0 | 0 | 0 | 0 | 0 | 0 | 0 | 0 | 0
|  |  |  | PF |  |  |  | 0.9 |  | 0.9 | 0.9 | 0.9 | 0.9 | 0.9 | 0.9 | 0.9 | 0.9 | 0.9 | 0.9 | 0.9 | 0.9 | 0.9 | 0.9 | 0.9 | 0.9 | 0.9 | 0.9 | 0.9 | 0.9 | 0.9 | 0.9 | 0.9 | 0.9 | 0.9
0.43267 | Diversity Factor: 0.43 | Uncompensated |  | Reactive Power |  |  | MVAr | 1.2956 |  | 1.2956 | 1.2956 | 1.2956 | 1.2956 | 1.2956 | 1.2956 | 1.2956 | 1.2956 | 1.2956 | 1.2956 | 1.2956 | 1.2956 | 1.2956 | 1.2956 | 1.2956 | 1.2956 | 1.2956 | 1.2956 | 1.2956 | 1.2956 | 1.2956 | 1.2956 | 1.2956 | 1.2956 | 1.2956
|  |  |  | PF |  |  |  | 0.9 |  | 0.9 | 0.9 | 0.9 | 0.9 | 0.9 | 0.9 | 0.9 | 0.9 | 0.9 | 0.9 | 0.9 | 0.9 | 0.9 | 0.9 | 0.9 | 0.9 | 0.9 | 0.9 | 0.9 | 0.9 | 0.9 | 0.9 | 0.9 | 0.9 | 0.9
[10 empty] | 1 | 2 | 3 | 4 | 5 | 6 | 7 | 8 | 9 | 10 | 11 | 12 | 13 | 14 | 15 | 16 | 17 | 18 | 19 | 20 | 21 | 22 | 23 | 24 | 25
Transformer Load Detail
[7 empty] | Units | 2013 |  | 2014 | 2015 | 2016 | 2017 | 2018 | 2019 | 2020 | 2021 | 2022 | 2023 | 2024 | 2025 | 2026 | 2027 | 2028 | 2029 | 2030 | 2031 | 2032 | 2033 | 2034 | 2035 | 2036 | 2037 | 2038
| 0 | Compensated |  | Load (LV side) |  |  | Amps
|  |  |  | Apparent Power |  |  | MVA
|  |  |  | Real Power |  |  | MW
|  |  |  | Reactive Power |  |  | MVAr
|  |  |  | Capacitors In Service |  |  | MVAr
PF
| Zone Div: | Uncompensated |  | Reactive Power |  |  | MVAr
PF
| 0 | Compensated |  | Load (LV side) |  |  | Amps
|  |  |  | Apparent Power |  |  | MVA
|  |  |  | Real Power |  |  | MW
|  |  |  | Reactive Power |  |  | MVAr
|  |  |  | Capacitors In Service |  |  | MVAr
PF
| Zone Div: | Uncompensated |  | Reactive Power |  |  | MVAr
PF
| 0 | Compensated |  | Load (LV side) |  |  | Amps
|  |  |  | Apparent Power |  |  | MVA
|  |  |  | Real Power |  |  | MW
|  |  |  | Reactive Power |  |  | MVAr
|  |  |  | Capacitors In Service |  |  | MVAr
PF
| Zone Div: | Uncompensated |  | Reactive Power |  |  | MVAr
PF
| 0 | Compensated |  | Load (LV side) |  |  | Amps
|  |  |  | Apparent Power |  |  | MVA
|  |  |  | Real Power |  |  | MW
|  |  |  | Reactive Power |  |  | MVAr
|  |  |  | Capacitors In Service |  |  | MVAr
PF
| Zone Div: | Uncompensated |  | Reactive Power |  |  | MVAr
PF
| 0 | Compensated |  | Load (LV side) |  |  | Amps
|  |  |  | Apparent Power |  |  | MVA
|  |  |  | Real Power |  |  | MW
|  |  |  | Reactive Power |  |  | MVAr
|  |  |  | Capacitors In Service |  |  | MVAr
PF
| Zone Div: | Uncompensated |  | Reactive Power |  |  | MVAr
PF
| 0 | Compensated |  | Load (LV side) |  |  | Amps
|  |  |  | Apparent Power |  |  | MVA
|  |  |  | Real Power |  |  | MW
|  |  |  | Reactive Power |  |  | MVAr
|  |  |  | Capacitors In Service |  |  | MVAr
PF
| Zone Div: | Uncompensated |  | Reactive Power |  |  | MVAr
PF
| 0 | Compensated |  | Load (LV side) |  |  | Amps
|  |  |  | Apparent Power |  |  | MVA
|  |  |  | Real Power |  |  | MW
|  |  |  | Reactive Power |  |  | MVAr
|  |  |  | Capacitors In Service |  |  | MVAr
PF
| Zone Div: | Uncompensated |  | Reactive Power |  |  | MVAr
PF
| 0 | Compensated |  | Load (LV side) |  |  | Amps
|  |  |  | Apparent Power |  |  | MVA
|  |  |  | Real Power |  |  | MW
|  |  |  | Reactive Power |  |  | MVAr
|  |  |  | Capacitors In Service |  |  | MVAr
PF
| Zone Div: | Uncompensated |  | Reactive Power |  |  | MVAr
PF
| 0 | Compensated |  | Load (LV side) |  |  | Amps
|  |  |  | Apparent Power |  |  | MVA
|  |  |  | Real Power |  |  | MW
|  |  |  | Reactive Power |  |  | MVAr
|  |  |  | Capacitors In Service |  |  | MVAr
PF
| Zone Div: | Uncompensated |  | Reactive Power |  |  | MVAr
PF
| 0 | Compensated |  | Load (LV side) |  |  | Amps
|  |  |  | Apparent Power |  |  | MVA
|  |  |  | Real Power |  |  | MW
|  |  |  | Reactive Power |  |  | MVAr
|  |  |  | Capacitors In Service |  |  | MVAr
PF
| Zone Div: | Uncompensated |  | Reactive Power |  |  | MVAr
PF

## St Peters 132_11kV
| St Peters 132_11kV | [16 empty] | 2014 | WINTER
| Substation Total Loads | [33 empty] | Spots & Transfers Detail
| Historical Loads | (11kV Amps) | [7 empty] | Weather Corrected Forecast Loads |  |  |  | (11kV Amps) | [20 empty] | Spots & Transfers Summary | (11kV Amps) |  | Historical Spots & Transfers | [6 empty] | Forecast Spots & Transfers
|  | 2007 | 2008 | 2009 | 2010 | 2011 | 2012 | 2013 |  | 2014 | 2015 | 2016 | 2017 | 2018 | 2019 | 2020 | 2021 | 2022 | 2023 | 2024 | 2025 | 2026 | 2027 | 2028 | 2029 | 2030 | 2031 | 2032 | 2033 | 2034 | 2035 | 2036 | 2037 | 2038 |  |  |  | 2007 | 2008 | 2009 | 2010 | 2011 | 2012 | 2013 | 2014 | 2015 | 2016 | 2017 | 2018 | 2019 | 2020 | 2021 | 2022 | 2023 | 2024 | 2025 | 2026 | 2027 | 2028 | 2029 | 2030 | 2031 | 2032 | 2033 | 2034 | 2035 | 2036 | 2037 | 2038
| Total | 3103 | 3003 | 2779 | 2803 | 2781 | 2830 | 2882 |  | 2794.12 | 2971.983 | 2921.357 | 2894.811 | 2883.667 | 2876.89 | 2909.763 | 2958.114 | 3001.293 | 3045.605 | 3078.077 | 3125.091 | 3171.505 | 3228.965 | 3292.124 | 3353.517 | 3411.865 | 3471.335 | 3531.942 | 3593.701 | 3656.628 | 3720.739 | 3786.049 | 3852.576 | 3920.336 |  |  | Total | 0 | 0 | -210 | 87.3 | 0 | 133 | -8.6 | 16.1404 | 225.0568 | -17.6481 | -10.3375 | -11.1436 | -6.777 | 32.873 | 48.3505 | 43.1789 | 44.3125 | 32.4713 | 47.0148 | 46.4136 | 57.4602 | 63.159 | 61.3923 | 58.3484 | 59.47 | 60.6068 | 61.7591 | 62.927 | 64.1108 | 65.3107 | 66.5269 | 67.7597
| Firm Rating | 0 | 0 | 0 | 0 | 0 | 0 | 4590 |  | 4590 | 4590 | 4590 | 4590 | 4590 | 4590 | 4590 | 4590 | 4590 | 4590 | 4590 | 4590 | 4590 | 4590 | 4590 | 4590 | 4590 | 4590 | 4590 | 4590 | 4590 | 4590 | 4590 | 4590 | 4590
| Total Capacity | 0 | 0 | 0 | 0 | 0 | 0 | 8012 |  | 8012 | 8012 | 8012 | 8012 | 8012 | 8012 | 8012 | 8012 | 8012 | 8012 | 8012 | 8012 | 8012 | 8012 | 8012 | 8012 | 8012 | 8012 | 8012 | 8012 | 8012 | 8012 | 8012 | 8012 | 8012 |  |  | St Peters 132_11kV Tx1 | 0 | 0 | -160 | 63 | 0 | 133 | -48.6 | -4.3879 | 65.7997 | -3.5425 | -2.0751 | -2.2369 | -1.3603 | 6.5986 | 9.7054 | 8.6674 | 8.8949 | 6.518 | 9.4373 | 9.3166 | 11.5341 | 12.678 | 12.3233 | 11.7123 | 11.9375 | 12.1657 | 12.397 | 12.6314 | 12.869 | 13.1099 | 13.354 | 13.6015
|  | -7 | -6 | -5 | -4 | -3 | -2 | -1 |  | 0 | 1 | 2 | 3 | 4 | 5 | 6 | 7 | 8 | 9 | 10 | 11 | 12 | 13 | 14 | 15 | 16 | 17 | 18 | 19 | 20 | 21 | 22 | 23 | 24 |  |  | St Peters 132_11kV Tx2 | 0 | 0 | 0 | 24.3 | 0 | 0 | 0 | 46.5928 | 52.515 | -2.7507 | -1.6113 | -1.7369 | -1.0563 | 5.1238 | 7.5362 | 6.7301 | 6.9068 | 5.0612 | 7.328 | 7.2343 | 8.9561 | 9.8443 | 9.569 | 9.0945 | 9.2693 | 9.4465 | 9.6261 | 9.8082 | 9.9927 | 10.1797 | 10.3693 | 10.5614
| Transformer Loads | [35 empty] | St Peters 132_11kV Tx3 | 0 | 0 | -50 | 0 | 0 | 0 | 0 | -6.2477 | -4.5567 | -5.044 | -2.9546 | -3.1849 | -1.9369 | 9.3954 | 13.819 | 12.3409 | 12.6649 | 9.2806 | 13.4373 | 13.2654 | 16.4227 | 18.0514 | 17.5465 | 16.6765 | 16.9971 | 17.322 | 17.6513 | 17.9851 | 18.3235 | 18.6664 | 19.014 | 19.3663
| Historical Loads | (11kV Amps) | [7 empty] | Weather Corrected Forecast Loads |  |  |  | (11kV Amps) | [22 empty] | St Peters 132_11kV Tx4 | 0 | 0 | 0 | 0 | 0 | 0 | 40 | -19.8169 | 111.2988 | -6.3108 | -3.6966 | -3.9849 | -2.4234 | 11.7552 | 17.2898 | 15.4405 | 15.8459 | 11.6116 | 16.8122 | 16.5972 | 20.5474 | 22.5853 | 21.9535 | 20.865 | 21.2661 | 21.6726 | 22.0847 | 22.5023 | 22.9256 | 23.3547 | 23.7896 | 24.2304
|  | 2007 | 2008 | 2009 | 2010 | 2011 | 2012 | 2013 |  | 2014 | 2015 | 2016 | 2017 | 2018 | 2019 | 2020 | 2021 | 2022 | 2023 | 2024 | 2025 | 2026 | 2027 | 2028 | 2029 | 2030 | 2031 | 2032 | 2033 | 2034 | 2035 | 2036 | 2037 | 2038 |  |  |  | 0 | 0 | 0 | 0 | 0 | 0 | 0 | 0 | 0 | 0 | 0 | 0 | 0 | 0 | 0 | 0 | 0 | 0 | 0 | 0 | 0 | 0 | 0 | 0 | 0 | 0 | 0 | 0 | 0 | 0 | 0 | 0
| 0 | [36 empty] | 0 | 0 | 0 | 0 | 0 | 0 | 0 | 0 | 0 | 0 | 0 | 0 | 0 | 0 | 0 | 0 | 0 | 0 | 0 | 0 | 0 | 0 | 0 | 0 | 0 | 0 | 0 | 0 | 0 | 0 | 0 | 0
| Diversity Factor: 0 | [36 empty] | 0 | 0 | 0 | 0 | 0 | 0 | 0 | 0 | 0 | 0 | 0 | 0 | 0 | 0 | 0 | 0 | 0 | 0 | 0 | 0 | 0 | 0 | 0 | 0 | 0 | 0 | 0 | 0 | 0 | 0 | 0 | 0
[38 empty] | 0 | 0 | 0 | 0 | 0 | 0 | 0 | 0 | 0 | 0 | 0 | 0 | 0 | 0 | 0 | 0 | 0 | 0 | 0 | 0 | 0 | 0 | 0 | 0 | 0 | 0 | 0 | 0 | 0 | 0 | 0 | 0
[38 empty] | 0 | 0 | 0 | 0 | 0 | 0 | 0 | 0 | 0 | 0 | 0 | 0 | 0 | 0 | 0 | 0 | 0 | 0 | 0 | 0 | 0 | 0 | 0 | 0 | 0 | 0 | 0 | 0 | 0 | 0 | 0 | 0
| 0 | [36 empty] | 0 | 0 | 0 | 0 | 0 | 0 | 0 | 0 | 0 | 0 | 0 | 0 | 0 | 0 | 0 | 0 | 0 | 0 | 0 | 0 | 0 | 0 | 0 | 0 | 0 | 0 | 0 | 0 | 0 | 0 | 0 | 0
Diversity Factor: 0
[38 empty] | Historical Spots & Transfers | [6 empty] | Forecast Spots & Transfers
[35 empty] | Project Name | From | To | 2007 | 2008 | 2009 | 2010 | 2011 | 2012 | 2013 | 2014 | 2015 | 2016 | 2017 | 2018 | 2019 | 2020 | 2021 | 2022 | 2023 | 2024 | 2025 | 2026 | 2027 | 2028 | 2029 | 2030 | 2031 | 2032 | 2033 | 2034 | 2035 | 2036 | 2037 | 2038
| 0 | [33 empty] | Broad based demand management |  | St Peters 132_11kV Tx1 | 0 | 0 | 0 | 0 | 0 | 0 | 0 | 0 | -1.3171 | -1.8401 | -1.461 | -1.0074 | -1.0176 | 0 | 0 | 0 | 0 | 0 | 0 | 0 | 0 | 0 | 0 | 0 | 0 | 0 | 0 | 0 | 0 | 0 | 0 | 0
| Diversity Factor: 0 | [33 empty] | Broad based demand management |  | St Peters 132_11kV Tx2 | 0 | 0 | 0 | 0 | 0 | 0 | 0 | 0 | -1.0227 | -1.4288 | -1.1344 | -0.78224 | -0.79015 | 0 | 0 | 0 | 0 | 0 | 0 | 0 | 0 | 0 | 0 | 0 | 0 | 0 | 0 | 0 | 0 | 0 | 0 | 0
[35 empty] | Broad based demand management |  | St Peters 132_11kV Tx3 | 0 | 0 | 0 | 0 | 0 | 0 | 0 | 0 | -1.8753 | -2.62 | -2.0802 | -1.4344 | -1.4489 | 0 | 0 | 0 | 0 | 0 | 0 | 0 | 0 | 0 | 0 | 0 | 0 | 0 | 0 | 0 | 0 | 0 | 0 | 0
[35 empty] | Broad based demand management |  | St Peters 132_11kV Tx4 | 0 | 0 | 0 | 0 | 0 | 0 | 0 | 0 | -2.3464 | -3.2781 | -2.6027 | -1.7946 | -1.8128 | 0 | 0 | 0 | 0 | 0 | 0 | 0 | 0 | 0 | 0 | 0 | 0 | 0 | 0 | 0 | 0 | 0 | 0 | 0
| 0 | [33 empty] | DNP_ID: 6196. 11kV works for the retirement of Alexandria Zone substation - Stage 1 | St Peters 132_11kV Tx1 | Green Square 132_11kV Tx1 | 0 | 0 | 160 | 0 | 0 | 0 | 0 | 0 | 0 | 0 | 0 | 0 | 0 | 0 | 0 | 0 | 0 | 0 | 0 | 0 | 0 | 0 | 0 | 0 | 0 | 0 | 0 | 0 | 0 | 0 | 0 | 0
| Diversity Factor: 0 | [33 empty] | DNP_ID: 6196. 11kV works for the retirement of Alexandria Zone substation - Stage 1 | St Peters 132_11kV Tx3 | Green Square 132_11kV Tx2 | 0 | 0 | 50 | 0 | 0 | 0 | 0 | 0 | 0 | 0 | 0 | 0 | 0 | 0 | 0 | 0 | 0 | 0 | 0 | 0 | 0 | 0 | 0 | 0 | 0 | 0 | 0 | 0 | 0 | 0 | 0 | 0
[35 empty] | DNP_ID: 6551. St. Peters Zone Development North |  | St Peters 132_11kV Tx1 | 0 | 0 | 0 | 0 | 0 | 0 | 0 | 0 | 0 | 0 | 0 | 0 | 0 | 0 | 0 | 0 | 0 | 0 | 0 | 0 | 0 | 0 | 0 | 0 | 0 | 0 | 0 | 0 | 0 | 0 | 0 | 0
[35 empty] | DNP_ID: 6551. St. Peters Zone Development North |  | St Peters 132_11kV Tx3 | 0 | 0 | 0 | 0 | 0 | 0 | 0 | 0 | 0 | 0 | 0 | 0 | 0 | 0 | 0 | 0 | 0 | 0 | 0 | 0 | 0 | 0 | 0 | 0 | 0 | 0 | 0 | 0 | 0 | 0 | 0 | 0
| 0 | [33 empty] | DNP_ID: 6551. St. Peters Zone Development North |  | St Peters 132_11kV Tx4 | 0 | 0 | 0 | 0 | 0 | 0 | 0 | 0 | 0 | 0 | 0 | 0 | 0 | 0 | 0 | 0 | 0 | 0 | 0 | 0 | 0 | 0 | 0 | 0 | 0 | 0 | 0 | 0 | 0 | 0 | 0 | 0
| Diversity Factor: 0 | [33 empty] | DNP_ID: 6674. Camperdown 11kV Conversion Stage 7a | Camperdown 33_5kV Tx5 | St Peters 132_11kV Tx4 | 0 | 0 | 0 | 0 | 0 | 0 | 0 | 0 | 62 | 0 | 0 | 0 | 0 | 0 | 0 | 0 | 0 | 0 | 0 | 0 | 0 | 0 | 0 | 0 | 0 | 0 | 0 | 0 | 0 | 0 | 0 | 0
[35 empty] | DNP_ID: 6930. Control Room Switching, Offload Zetland Pa34 to St Peters Pa26. | Zetland 132_11kV Tx4 | St Peters 132_11kV Tx1 | 0 | 0 | 0 | 0 | 0 | 133 | 0 | 0 | 0 | 0 | 0 | 0 | 0 | 0 | 0 | 0 | 0 | 0 | 0 | 0 | 0 | 0 | 0 | 0 | 0 | 0 | 0 | 0 | 0 | 0 | 0 | 0
[35 empty] | DNP_ID: 7023. Zetland North Zone Development 2011 | Zetland 132_11kV Tx3 | St Peters 132_11kV Tx1 | 0 | 0 | 0 | 0 | 0 | 0 | 0 | 0 | 69 | 0 | 0 | 0 | 0 | 0 | 0 | 0 | 0 | 0 | 0 | 0 | 0 | 0 | 0 | 0 | 0 | 0 | 0 | 0 | 0 | 0 | 0 | 0
| 0 | [33 empty] | HVCON_ID: 2008207. Establishment of Additonal Feeders to the Australian Technololoy Park Eveleigh, Redferm Waterloo Authority, Australian Technology Park Eveleigh + establishment S35485 Central Alexander No.1 & S35486 Central Alexander No.2 |  | St Peters 132_11kV Tx1 | 0 | 0 | 0 | 63 | 0 | 0 | 0 | 0 | 0 | 0 | 0 | 0 | 0 | 0 | 0 | 0 | 0 | 0 | 0 | 0 | 0 | 0 | 0 | 0 | 0 | 0 | 0 | 0 | 0 | 0 | 0 | 0
| Diversity Factor: 0 | [33 empty] | HVCON_ID: 2008207. Establishment of Additonal Feeders to the Australian Technololoy Park Eveleigh, Redferm Waterloo Authority, Australian Technology Park Eveleigh + establishment S35485 Central Alexander No.1 & S35486 Central Alexander No.2 |  | St Peters 132_11kV Tx2 | 0 | 0 | 0 | 24.3 | 0 | 0 | 0 | 0 | 0 | 0 | 0 | 0 | 0 | 0 | 0 | 0 | 0 | 0 | 0 | 0 | 0 | 0 | 0 | 0 | 0 | 0 | 0 | 0 | 0 | 0 | 0 | 0
[35 empty] | HVCON_ID: 2010008. Establishment of S.47663 SALISBURY MISSENDEN, 119-143 Missenden Rd, Camperdown |  | St Peters 132_11kV Tx2 | 0 | 0 | 0 | 0 | 0 | 0 | 0 | 0 | 55 | 0 | 0 | 0 | 0 | 0 | 0 | 0 | 0 | 0 | 0 | 0 | 0 | 0 | 0 | 0 | 0 | 0 | 0 | 0 | 0 | 0 | 0 | 0
[35 empty] | HVCON_ID: 2010008. Establishment of S.47663 SALISBURY MISSENDEN, 119-143 Missenden Rd, Camperdown | St Peters 132_11kV Tx4 | St Peters 132_11kV Tx2 | 0 | 0 | 0 | 0 | 0 | 0 | 0 | 50 | 0 | 0 | 0 | 0 | 0 | 0 | 0 | 0 | 0 | 0 | 0 | 0 | 0 | 0 | 0 | 0 | 0 | 0 | 0 | 0 | 0 | 0 | 0 | 0
| 0 | [33 empty] | HVCON_ID: 2010495. Establishment of 2x chambers 2 x 1500kva- S.48724 Johns Hopkins Lambie No 1 and S.48725 Johns Hopkins Lambie No 2, University of Sydney, Johns Hopkins Drive, Camperdown B : One chamber Substation 48724 John Hopkins Lambi |  | St Peters 132_11kV Tx4 | 0 | 0 | 0 | 0 | 0 | 0 | 0 | 55 | 0 | 0 | 0 | 0 | 0 | 0 | 0 | 0 | 0 | 0 | 0 | 0 | 0 | 0 | 0 | 0 | 0 | 0 | 0 | 0 | 0 | 0 | 0 | 0
| Diversity Factor: 0 | [33 empty] | HVCON_ID: 2010533. Refurbishment of S.2896 Geography Building, Sydney Uni, Camperdown Campus | Camperdown 33_5kV Tx1 | St Peters 132_11kV Tx4 | 0 | 0 | 0 | 0 | 0 | 0 | 18.7507 | 0 | 0 | 0 | 0 | 0 | 0 | 0 | 0 | 0 | 0 | 0 | 0 | 0 | 0 | 0 | 0 | 0 | 0 | 0 | 0 | 0 | 0 | 0 | 0 | 0
[35 empty] | HVCON_ID: 2010533. Refurbishment of S.2896 Geography Building, Sydney Uni, Camperdown Campus | Camperdown 33_5kV Tx2 | St Peters 132_11kV Tx4 | 0 | 0 | 0 | 0 | 0 | 0 | 21.2493 | 0 | 0 | 0 | 0 | 0 | 0 | 0 | 0 | 0 | 0 | 0 | 0 | 0 | 0 | 0 | 0 | 0 | 0 | 0 | 0 | 0 | 0 | 0 | 0 | 0
[35 empty] | HVCON_ID: 2010533. Refurbishment of S.2896 Geography Building, Sydney Uni, Camperdown Campus | Camperdown 33_5kV Tx4 | St Peters 132_11kV Tx4 | 0 | 0 | 0 | 0 | 0 | 0 | 0 | 0 | 0 | 0 | 0 | 0 | 0 | 0 | 0 | 0 | 0 | 0 | 0 | 0 | 0 | 0 | 0 | 0 | 0 | 0 | 0 | 0 | 0 | 0 | 0 | 0
| 0 | [33 empty] | HVCON_ID: 2012546. Establishment of 11kV feeders from Camperdown Zone for Frasers Stage 2, Abercrombie Street, Chippedale |  | St Peters 132_11kV Tx4 | 0 | 0 | 0 | 0 | 0 | 0 | 0 | 33 | 55 | 0 | 0 | 0 | 0 | 0 | 0 | 0 | 0 | 0 | 0 | 0 | 0 | 0 | 0 | 0 | 0 | 0 | 0 | 0 | 0 | 0 | 0 | 0
| Diversity Factor: 0 | [33 empty] | HVCON_ID: 2012546. Establishment of 11kV feeders from Camperdown Zone for Frasers Stage 2, Abercrombie Street, Chippedale | St Peters 132_11kV Tx4 | Camperdown 33_11kV Tx3 | 0 | 0 | 0 | 0 | 0 | 0 | 0 | 25 | 0 | 0 | 0 | 0 | 0 | 0 | 0 | 0 | 0 | 0 | 0 | 0 | 0 | 0 | 0 | 0 | 0 | 0 | 0 | 0 | 0 | 0 | 0 | 0
[35 empty] | HVCON_ID: 2012546. Establishment of 11kV feeders from Camperdown Zone for Frasers Stage 2, Abercrombie Street, Chippedale | St Peters 132_11kV Tx4 | Camperdown 33_11kV Tx5 | 0 | 0 | 0 | 0 | 0 | 0 | 0 | 25 | 0 | 0 | 0 | 0 | 0 | 0 | 0 | 0 | 0 | 0 | 0 | 0 | 0 | 0 | 0 | 0 | 0 | 0 | 0 | 0 | 0 | 0 | 0 | 0
[35 empty] | HVCON_ID: 2013342. Property 154 Euston Rd Alexandria (warehouse) placed up for sale, Load decreace on S.5418 Euston Rd 154 and S.7571 Euston Rd 154 Alex No.2 |  | St Peters 132_11kV Tx1 | 0 | 0 | 0 | 0 | 0 | 0 | -48.6 | 0 | 0 | 0 | 0 | 0 | 0 | 0 | 0 | 0 | 0 | 0 | 0 | 0 | 0 | 0 | 0 | 0 | 0 | 0 | 0 | 0 | 0 | 0 | 0 | 0
| 0 | [33 empty] | Econometric |  | St Peters 132_11kV Tx1 | 0 | 0 | 0 | 0 | 0 | 0 | 0 | 0 | 0 | 4.639 | 8.8112 | 13.1751 | 14.1895 | 14.4044 | 13.6867 | 13.886 | 14.088 | 14.2927 | 14.5003 | 14.7107 | 14.9239 | 15.1401 | 15.3592 | 15.5813 | 15.8065 | 16.0347 | 16.2659 | 16.5004 | 16.738 | 16.9789 | 17.223 | 17.4705
| Diversity Factor: 0 | [33 empty] | Econometric |  | St Peters 132_11kV Tx2 | 0 | 0 | 0 | 0 | 0 | 0 | 0 | 0 | 0 | 3.6021 | 6.8418 | 10.2303 | 11.018 | 11.1848 | 10.6276 | 10.7823 | 10.9392 | 11.0982 | 11.2593 | 11.4227 | 11.5883 | 11.7561 | 11.9263 | 12.0987 | 12.2736 | 12.4507 | 12.6303 | 12.8124 | 12.9969 | 13.1839 | 13.3735 | 13.5656
[35 empty] | Econometric |  | St Peters 132_11kV Tx3 | 0 | 0 | 0 | 0 | 0 | 0 | 0 | 0 | 0 | 6.6052 | 12.5457 | 18.7592 | 20.2035 | 20.5095 | 19.4877 | 19.7714 | 20.059 | 20.3506 | 20.6461 | 20.9457 | 21.2493 | 21.5571 | 21.8691 | 22.1853 | 22.5059 | 22.8308 | 23.1601 | 23.4939 | 23.8323 | 24.1752 | 24.5228 | 24.8752
[35 empty] | Econometric |  | St Peters 132_11kV Tx4 | 0 | 0 | 0 | 0 | 0 | 0 | 0 | 0 | 0 | 8.2641 | 15.6967 | 23.4708 | 25.2779 | 25.6608 | 24.3823 | 24.7373 | 25.0971 | 25.4619 | 25.8316 | 26.2064 | 26.5864 | 26.9715 | 27.3618 | 27.7575 | 28.1585 | 28.565 | 28.9771 | 29.3947 | 29.8181 | 30.2471 | 30.6821 | 31.1229
| 0 | [33 empty] | Energy Efficiency |  | St Peters 132_11kV Tx1 | 0 | 0 | 0 | 0 | 0 | 0 | 0 | -4.3879 | -1.8832 | -6.3414 | -9.4252 | -14.4045 | -14.5322 | -7.8057 | -3.9813 | -5.2186 | -5.1931 | -7.7747 | -5.063 | -5.394 | -3.3899 | -2.4621 | -3.0359 | -3.869 | -3.869 | -3.869 | -3.869 | -3.869 | -3.869 | -3.869 | -3.869 | -3.869
| Diversity Factor: 0 | [33 empty] | Energy Efficiency |  | St Peters 132_11kV Tx2 | 0 | 0 | 0 | 0 | 0 | 0 | 0 | -3.4072 | -1.4623 | -4.924 | -7.3186 | -11.185 | -11.2841 | -6.0611 | -3.0914 | -4.0522 | -4.0324 | -6.037 | -3.9313 | -4.1884 | -2.6322 | -1.9118 | -2.3573 | -3.0042 | -3.0042 | -3.0042 | -3.0042 | -3.0042 | -3.0042 | -3.0042 | -3.0042 | -3.0042
[35 empty] | Energy Efficiency |  | St Peters 132_11kV Tx3 | 0 | 0 | 0 | 0 | 0 | 0 | 0 | -6.2477 | -2.6814 | -9.0291 | -13.42 | -20.5098 | -20.6916 | -11.1141 | -5.6687 | -7.4305 | -7.3941 | -11.07 | -7.2089 | -7.6802 | -4.8267 | -3.5057 | -4.3226 | -5.5088 | -5.5088 | -5.5088 | -5.5088 | -5.5088 | -5.5088 | -5.5088 | -5.5088 | -5.5088
[35 empty] | Energy Efficiency |  | St Peters 132_11kV Tx4 | 0 | 0 | 0 | 0 | 0 | 0 | 0 | -7.8169 | -3.3548 | -11.2969 | -16.7906 | -25.6611 | -25.8885 | -13.9056 | -7.0925 | -9.2968 | -9.2512 | -13.8504 | -9.0195 | -9.6092 | -6.0389 | -4.3862 | -5.4083 | -6.8924 | -6.8924 | -6.8924 | -6.8924 | -6.8924 | -6.8924 | -6.8924 | -6.8924 | -6.8924
[35 empty] | Solar PV |  | St Peters 132_11kV Tx1 | 0 | 0 | 0 | 0 | 0 | 0 | 0 | 0 | 0 | 0 | 0 | 0 | 0 | 0 | 0 | 0 | 0 | 0 | 0 | 0 | 0 | 0 | 0 | 0 | 0 | 0 | 0 | 0 | 0 | 0 | 0 | 0
| Weather Correction and Public Holiday Factors | [8 empty] | Forecast ROG | [24 empty] | Solar PV |  | St Peters 132_11kV Tx2 | 0 | 0 | 0 | 0 | 0 | 0 | 0 | 0 | 0 | 0 | 0 | 0 | 0 | 0 | 0 | 0 | 0 | 0 | 0 | 0 | 0 | 0 | 0 | 0 | 0 | 0 | 0 | 0 | 0 | 0 | 0 | 0
[10 empty] | ROG Justification | [24 empty] | Solar PV |  | St Peters 132_11kV Tx3 | 0 | 0 | 0 | 0 | 0 | 0 | 0 | 0 | 0 | 0 | 0 | 0 | 0 | 0 | 0 | 0 | 0 | 0 | 0 | 0 | 0 | 0 | 0 | 0 | 0 | 0 | 0 | 0 | 0 | 0 | 0 | 0
| Actual loads for season 2013 have been weather corrected by the following: | [6 empty] | -2.132% |  | 7 year ROG ok | [24 empty] | Solar PV |  | St Peters 132_11kV Tx4 | 0 | 0 | 0 | 0 | 0 | 0 | 0 | 0 | 0 | 0 | 0 | 0 | 0 | 0 | 0 | 0 | 0 | 0 | 0 | 0 | 0 | 0 | 0 | 0 | 0 | 0 | 0 | 0 | 0 | 0 | 0 | 0 | 7 year ROG ok
1 | 2 | 3 | 4 | 5 | 6 | 7 | 8 | 9 | 10 | 2014 | 2015 | 2016 | 2017 | 2018 | 2019 | 2020 | 2021 | 2022 | 2023 | 2024 | 2025 | 2026 | 2027 | 2028 | 2029 | 2030 | 2031 | 2032 | 2033 | 2034 | 2035 | 2036 | 2037 | 2038
0.98336 | 0.967 | 0.95627 | 0.95098 | 0.95098 | 0.95098 | 0.95098 | 0.95098 | 0.95098 | 0.95098 | -1.664% | -1.664% | -1.109% | -0.554% | 0% | 0% | 0% | 0% | 0% | 0% | 0% | 0% | 0% | 0% | 0% | 0% | 0% | 0% | 0% | 0% | 0% | 0% | 0% | 0% | 0%
Substation Load Detail
[7 empty] | Units | 2013 |  | 2014 | 2015 | 2016 | 2017 | 2018 | 2019 | 2020 | 2021 | 2022 | 2023 | 2024 | 2025 | 2026 | 2027 | 2028 | 2029 | 2030 | 2031 | 2032 | 2033 | 2034 | 2035 | 2036 | 2037 | 2038
1 | St Peters 132_11kV | Compensated |  | Load (LV side) |  |  | Amps | 2882 | 2825 | 2794.12 | 2971.983 | 2921.357 | 2894.811 | 2883.667 | 2876.89 | 2909.763 | 2958.114 | 3001.293 | 3045.605 | 3078.077 | 3125.091 | 3171.505 | 3228.965 | 3292.124 | 3353.517 | 3411.865 | 3471.335 | 3531.942 | 3593.701 | 3656.628 | 3720.739 | 3786.049 | 3852.576 | 3920.336
|  |  |  | Apparent Power |  |  | MVA | 54.9095 |  | 53.2351 | 56.6239 | 55.6593 | 55.1536 | 54.9412 | 54.8121 | 55.4384 | 56.3596 | 57.1823 | 58.0266 | 58.6452 | 59.541 | 60.4253 | 61.5201 | 62.7234 | 63.8931 | 65.0048 | 66.1378 | 67.2925 | 68.4692 | 69.6681 | 70.8896 | 72.1339 | 73.4014 | 74.6924
|  |  |  | Real Power |  |  | MW | 52.8841 | 51.8381 | 51.2715 | 54.4644 | 53.5366 | 53.0502 | 52.846 | 52.7218 | 53.3242 | 54.2103 | 55.0016 | 55.8136 | 56.4087 | 57.2703 | 58.1208 | 59.1739 | 60.3313 | 61.4564 | 62.5257 | 63.6155 | 64.7262 | 65.858 | 67.0112 | 68.1861 | 69.383 | 70.6021 | 71.8439
|  |  |  | Reactive Power |  |  | MVAr | 14.7759 |  | 14.3253 | 15.4884 | 15.2246 | 15.0862 | 15.0282 | 14.9929 | 15.1642 | 15.4162 | 15.6412 | 15.8721 | 16.0413 | 16.2864 | 16.5282 | 16.8277 | 17.1568 | 17.4768 | 17.7809 | 18.0908 | 18.4066 | 18.7285 | 19.0565 | 19.3906 | 19.7309 | 20.0776 | 20.4308
|  |  |  | Capacitors In Service |  |  | MVAr | 0 |  | 0 | 0 | 0 | 0 | 0 | 0 | 0 | 0 | 0 | 0 | 0 | 0 | 0 | 0 | 0 | 0 | 0 | 0 | 0 | 0 | 0 | 0 | 0 | 0 | 0
|  |  |  | PF |  |  |  | 0.96311 |  | 0.96311 | 0.96186 | 0.96186 | 0.96186 | 0.96186 | 0.96186 | 0.96186 | 0.96186 | 0.96186 | 0.96186 | 0.96186 | 0.96186 | 0.96186 | 0.96186 | 0.96186 | 0.96186 | 0.96186 | 0.96186 | 0.96186 | 0.96186 | 0.96186 | 0.96186 | 0.96186 | 0.96186 | 0.96186
0.98136 | Diversity Factor: 0.98 | Uncompensated |  | Reactive Power |  |  | MVAr | 14.7759 | 14.4836 | 14.3253 | 15.4884 | 15.2246 | 15.0862 | 15.0282 | 14.9929 | 15.1642 | 15.4162 | 15.6412 | 15.8721 | 16.0413 | 16.2864 | 16.5282 | 16.8277 | 17.1568 | 17.4768 | 17.7809 | 18.0908 | 18.4066 | 18.7285 | 19.0565 | 19.3906 | 19.7309 | 20.0776 | 20.4308
|  |  |  | PF |  |  |  | 0.96311 |  | 0.96311 | 0.96186 | 0.96186 | 0.96186 | 0.96186 | 0.96186 | 0.96186 | 0.96186 | 0.96186 | 0.96186 | 0.96186 | 0.96186 | 0.96186 | 0.96186 | 0.96186 | 0.96186 | 0.96186 | 0.96186 | 0.96186 | 0.96186 | 0.96186 | 0.96186 | 0.96186 | 0.96186 | 0.96186
[10 empty] | 1 | 2 | 3 | 4 | 5 | 6 | 7 | 8 | 9 | 10 | 11 | 12 | 13 | 14 | 15 | 16 | 17 | 18 | 19 | 20 | 21 | 22 | 23 | 24 | 25
Transformer Load Detail
[7 empty] | Units | 2013 |  | 2014 | 2015 | 2016 | 2017 | 2018 | 2019 | 2020 | 2021 | 2022 | 2023 | 2024 | 2025 | 2026 | 2027 | 2028 | 2029 | 2030 | 2031 | 2032 | 2033 | 2034 | 2035 | 2036 | 2037 | 2038
| 0 | Compensated |  | Load (LV side) |  |  | Amps
|  |  |  | Apparent Power |  |  | MVA
|  |  |  | Real Power |  |  | MW
|  |  |  | Reactive Power |  |  | MVAr
|  |  |  | Capacitors In Service |  |  | MVAr
PF
| Zone Div: | Uncompensated |  | Reactive Power |  |  | MVAr
PF
| 0 | Compensated |  | Load (LV side) |  |  | Amps
|  |  |  | Apparent Power |  |  | MVA
|  |  |  | Real Power |  |  | MW
|  |  |  | Reactive Power |  |  | MVAr
|  |  |  | Capacitors In Service |  |  | MVAr
PF
| Zone Div: | Uncompensated |  | Reactive Power |  |  | MVAr
PF
| 0 | Compensated |  | Load (LV side) |  |  | Amps
|  |  |  | Apparent Power |  |  | MVA
|  |  |  | Real Power |  |  | MW
|  |  |  | Reactive Power |  |  | MVAr
|  |  |  | Capacitors In Service |  |  | MVAr
PF
| Zone Div: | Uncompensated |  | Reactive Power |  |  | MVAr
PF
| 0 | Compensated |  | Load (LV side) |  |  | Amps
|  |  |  | Apparent Power |  |  | MVA
|  |  |  | Real Power |  |  | MW
|  |  |  | Reactive Power |  |  | MVAr
|  |  |  | Capacitors In Service |  |  | MVAr
PF
| Zone Div: | Uncompensated |  | Reactive Power |  |  | MVAr
PF
| 0 | Compensated |  | Load (LV side) |  |  | Amps
|  |  |  | Apparent Power |  |  | MVA
|  |  |  | Real Power |  |  | MW
|  |  |  | Reactive Power |  |  | MVAr
|  |  |  | Capacitors In Service |  |  | MVAr
PF
| Zone Div: | Uncompensated |  | Reactive Power |  |  | MVAr
PF
| 0 | Compensated |  | Load (LV side) |  |  | Amps
|  |  |  | Apparent Power |  |  | MVA
|  |  |  | Real Power |  |  | MW
|  |  |  | Reactive Power |  |  | MVAr
|  |  |  | Capacitors In Service |  |  | MVAr
PF
| Zone Div: | Uncompensated |  | Reactive Power |  |  | MVAr
PF
| 0 | Compensated |  | Load (LV side) |  |  | Amps
|  |  |  | Apparent Power |  |  | MVA
|  |  |  | Real Power |  |  | MW
|  |  |  | Reactive Power |  |  | MVAr
|  |  |  | Capacitors In Service |  |  | MVAr
PF
| Zone Div: | Uncompensated |  | Reactive Power |  |  | MVAr
PF
| 0 | Compensated |  | Load (LV side) |  |  | Amps
|  |  |  | Apparent Power |  |  | MVA
|  |  |  | Real Power |  |  | MW
|  |  |  | Reactive Power |  |  | MVAr
|  |  |  | Capacitors In Service |  |  | MVAr
PF
| Zone Div: | Uncompensated |  | Reactive Power |  |  | MVAr
PF
| 0 | Compensated |  | Load (LV side) |  |  | Amps
|  |  |  | Apparent Power |  |  | MVA
|  |  |  | Real Power |  |  | MW
|  |  |  | Reactive Power |  |  | MVAr
|  |  |  | Capacitors In Service |  |  | MVAr
PF
| Zone Div: | Uncompensated |  | Reactive Power |  |  | MVAr
PF
| 0 | Compensated |  | Load (LV side) |  |  | Amps
|  |  |  | Apparent Power |  |  | MVA
|  |  |  | Real Power |  |  | MW
|  |  |  | Reactive Power |  |  | MVAr
|  |  |  | Capacitors In Service |  |  | MVAr
PF
| Zone Div: | Uncompensated |  | Reactive Power |  |  | MVAr
PF

## Surry Hills 33_11kV
| Surry Hills 33_11kV | [16 empty] | 2014 | WINTER
| Substation Total Loads | [33 empty] | Spots & Transfers Detail
| Historical Loads | (11kV Amps) | [7 empty] | Weather Corrected Forecast Loads |  |  |  | (11kV Amps) | [20 empty] | Spots & Transfers Summary | (11kV Amps) |  | Historical Spots & Transfers | [6 empty] | Forecast Spots & Transfers
|  | 2007 | 2008 | 2009 | 2010 | 2011 | 2012 | 2013 |  | 2014 | 2015 | 2016 | 2017 | 2018 | 2019 | 2020 | 2021 | 2022 | 2023 | 2024 | 2025 | 2026 | 2027 | 2028 | 2029 | 2030 | 2031 | 2032 | 2033 | 2034 | 2035 | 2036 | 2037 | 2038 |  |  |  | 2007 | 2008 | 2009 | 2010 | 2011 | 2012 | 2013 | 2014 | 2015 | 2016 | 2017 | 2018 | 2019 | 2020 | 2021 | 2022 | 2023 | 2024 | 2025 | 2026 | 2027 | 2028 | 2029 | 2030 | 2031 | 2032 | 2033 | 2034 | 2035 | 2036 | 2037 | 2038
| Total | 2564 | 2537 | 2389 | 2488 | 2548 | 1882.117 | 1880 |  | 1807.652 | 2089.159 | 2097.228 | 2087.83 | 2087.166 | 2090.454 | 2114.496 | 2144.755 | 2172.524 | 2201.067 | 2224.088 | 2254.559 | 2284.885 | 2320.7 | 2359.451 | 2397.448 | 2434.139 | 2471.524 | 2509.614 | 2548.416 | 2587.943 | 2628.202 | 2669.205 | 2710.961 | 2753.481 |  |  | Total | 0 | 0 | 0 | 40 | 0 | -505 | 0 | -64.2603 | 299.8655 | 22.0978 | -2.3558 | -0.66362 | 3.2878 | 24.0419 | 30.2585 | 27.7698 | 28.5429 | 23.0209 | 30.4711 | 30.3257 | 35.8145 | 38.7518 | 37.997 | 36.6907 | 37.3852 | 38.0892 | 38.8028 | 39.5262 | 40.2595 | 41.0027 | 41.7561 | 42.5198
| Firm Rating | 0 | 0 | 0 | 0 | 0 | 0 | 4081 |  | 4081 | 4081 | 4081 | 4081 | 4081 | 4081 | 4081 | 4081 | 4081 | 4081 | 4081 | 4081 | 4081 | 4081 | 4081 | 4081 | 4081 | 4081 | 4081 | 4081 | 4081 | 4081 | 4081 | 4081 | 4081
| Total Capacity | 0 | 0 | 0 | 0 | 0 | 0 | 6666 |  | 6666 | 6666 | 6666 | 6666 | 6666 | 6666 | 6666 | 6666 | 6666 | 6666 | 6666 | 6666 | 6666 | 6666 | 6666 | 6666 | 6666 | 6666 | 6666 | 6666 | 6666 | 6666 | 6666 | 6666 | 6666 |  |  | Surry Hills 33_11kV Tx1 | 0 | 0 | 0 | 0 | 0 | 0 | 0 | 0 | 77 | 0 | 0 | 0 | 0 | 0 | 0 | 0 | 0 | 0 | 0 | 0 | 0 | 0 | 0 | 0 | 0 | 0 | 0 | 0 | 0 | 0 | 0 | 0
|  | -7 | -6 | -5 | -4 | -3 | -2 | -1 |  | 0 | 1 | 2 | 3 | 4 | 5 | 6 | 7 | 8 | 9 | 10 | 11 | 12 | 13 | 14 | 15 | 16 | 17 | 18 | 19 | 20 | 21 | 22 | 23 | 24 |  |  | Surry Hills 33_11kV Tx2 | 0 | 0 | 0 | 0 | 0 | -530 | 0 | -76.1983 | 180.5429 | -1.7466 | -0.50473 | -0.14218 | 0.7044 | 5.151 | 6.4829 | 5.9497 | 6.1153 | 4.9322 | 6.5284 | 6.4973 | 7.6733 | 8.3026 | 8.1409 | 7.861 | 8.0098 | 8.1606 | 8.3135 | 8.4685 | 8.6256 | 8.7848 | 8.9463 | 9.1099
| Transformer Loads | [35 empty] | Surry Hills 33_11kV Tx3 | 0 | 0 | 0 | 0 | 0 | 0 | 0 | -4.0898 | 18.359 | 27.0005 | -0.93903 | -0.26452 | 1.3105 | 9.5832 | 12.0612 | 11.0692 | 11.3773 | 9.1763 | 12.1459 | 12.088 | 14.2759 | 15.4466 | 15.1458 | 14.6251 | 14.9019 | 15.1825 | 15.467 | 15.7553 | 16.0476 | 16.3439 | 16.6442 | 16.9486
| Historical Loads | (11kV Amps) | [7 empty] | 0: Weather Corrected Forecast Loads; 4: (11kV Amps) |  |  | Surry Hills 33_11kV Tx4 | 0 | 0 | 0 | 40 | 0 | 25 | 0 | 16.0278 | 23.9636 | -3.1561 | -0.91203 | -0.25692 | 1.2728 | 9.3077 | 11.7144 | 10.7509 | 11.0502 | 8.9124 | 11.7967 | 11.7404 | 13.8654 | 15.0025 | 14.7104 | 14.2046 | 14.4735 | 14.7461 | 15.0223 | 15.3024 | 15.5862 | 15.874 | 16.1657 | 16.4613
|  | 2007 | 2008 | 2009 | 2010 | 2011 | 2012 | 2013 |  | 2014 | 2015 | 2016 | 2017 | 2018 | 2019 | 2020 | 2021 | 2022 | 2023 | 2024 | 2025 | 2026 | 2027 | 2028 | 2029 | 2030 | 2031 | 2032 | 2033 | 2034 | 2035 | 2036 | 2037 | 2038 |  |  |  | 0 | 0 | 0 | 0 | 0 | 0 | 0 | 0 | 0 | 0 | 0 | 0 | 0 | 0 | 0 | 0 | 0 | 0 | 0 | 0 | 0 | 0 | 0 | 0 | 0 | 0 | 0 | 0 | 0 | 0 | 0 | 0
| 0 | [36 empty] | 0 | 0 | 0 | 0 | 0 | 0 | 0 | 0 | 0 | 0 | 0 | 0 | 0 | 0 | 0 | 0 | 0 | 0 | 0 | 0 | 0 | 0 | 0 | 0 | 0 | 0 | 0 | 0 | 0 | 0 | 0 | 0
| Diversity Factor: 0 | [36 empty] | 0 | 0 | 0 | 0 | 0 | 0 | 0 | 0 | 0 | 0 | 0 | 0 | 0 | 0 | 0 | 0 | 0 | 0 | 0 | 0 | 0 | 0 | 0 | 0 | 0 | 0 | 0 | 0 | 0 | 0 | 0 | 0
[38 empty] | 0 | 0 | 0 | 0 | 0 | 0 | 0 | 0 | 0 | 0 | 0 | 0 | 0 | 0 | 0 | 0 | 0 | 0 | 0 | 0 | 0 | 0 | 0 | 0 | 0 | 0 | 0 | 0 | 0 | 0 | 0 | 0
[38 empty] | 0 | 0 | 0 | 0 | 0 | 0 | 0 | 0 | 0 | 0 | 0 | 0 | 0 | 0 | 0 | 0 | 0 | 0 | 0 | 0 | 0 | 0 | 0 | 0 | 0 | 0 | 0 | 0 | 0 | 0 | 0 | 0
| 0 | [36 empty] | 0 | 0 | 0 | 0 | 0 | 0 | 0 | 0 | 0 | 0 | 0 | 0 | 0 | 0 | 0 | 0 | 0 | 0 | 0 | 0 | 0 | 0 | 0 | 0 | 0 | 0 | 0 | 0 | 0 | 0 | 0 | 0
Diversity Factor: 0
[38 empty] | Historical Spots & Transfers | [6 empty] | Forecast Spots & Transfers
[35 empty] | Project Name | From | To | 2007 | 2008 | 2009 | 2010 | 2011 | 2012 | 2013 | 2014 | 2015 | 2016 | 2017 | 2018 | 2019 | 2020 | 2021 | 2022 | 2023 | 2024 | 2025 | 2026 | 2027 | 2028 | 2029 | 2030 | 2031 | 2032 | 2033 | 2034 | 2035 | 2036 | 2037 | 2038
| 0 | [33 empty] | Broad based demand management |  | Surry Hills 33_11kV Tx1 | 0 | 0 | 0 | 0 | 0 | 0 | 0 | 0 | 0 | 0 | 0 | 0 | 0 | 0 | 0 | 0 | 0 | 0 | 0 | 0 | 0 | 0 | 0 | 0 | 0 | 0 | 0 | 0 | 0 | 0 | 0 | 0
| Diversity Factor: 0 | [33 empty] | Broad based demand management |  | Surry Hills 33_11kV Tx2 | 0 | 0 | 0 | 0 | 0 | 0 | 0 | 0 | -1.0041 | -1.2935 | -0.99119 | -0.64329 | -0.64744 | 0 | 0 | 0 | 0 | 0 | 0 | 0 | 0 | 0 | 0 | 0 | 0 | 0 | 0 | 0 | 0 | 0 | 0 | 0
[35 empty] | Broad based demand management |  | Surry Hills 33_11kV Tx3 | 0 | 0 | 0 | 0 | 0 | 0 | 0 | 0 | -1.8681 | -2.4064 | -1.8441 | -1.1968 | -1.2045 | 0 | 0 | 0 | 0 | 0 | 0 | 0 | 0 | 0 | 0 | 0 | 0 | 0 | 0 | 0 | 0 | 0 | 0 | 0
[35 empty] | Broad based demand management |  | Surry Hills 33_11kV Tx4 | 0 | 0 | 0 | 0 | 0 | 0 | 0 | 0 | -1.8144 | -2.3373 | -1.7911 | -1.1624 | -1.1699 | 0 | 0 | 0 | 0 | 0 | 0 | 0 | 0 | 0 | 0 | 0 | 0 | 0 | 0 | 0 | 0 | 0 | 0 | 0
| 0 | [33 empty] | DNP_ID: 6309. Relief of 11kV feeders supplying the Broadway Precinct | Zetland 132_11kV Tx3 | Surry Hills 33_11kV Tx4 | 0 | 0 | 0 | 40 | 0 | 0 | 0 | 0 | 0 | 0 | 0 | 0 | 0 | 0 | 0 | 0 | 0 | 0 | 0 | 0 | 0 | 0 | 0 | 0 | 0 | 0 | 0 | 0 | 0 | 0 | 0 | 0
| Diversity Factor: 0 | [33 empty] | DNP_ID: 6363. Connection of new 11kV feeders to Sydney Uni (Darlington Campus) | Camperdown 33_5kV Tx5 | Surry Hills 33_11kV Tx4 | 0 | 0 | 0 | 0 | 0 | 25 | 0 | 0 | 0 | 0 | 0 | 0 | 0 | 0 | 0 | 0 | 0 | 0 | 0 | 0 | 0 | 0 | 0 | 0 | 0 | 0 | 0 | 0 | 0 | 0 | 0 | 0
[35 empty] | DNP_ID: 6394. Augmentation of Panel 43 and 41L feeders at Zetland zone | Zetland 132_11kV Tx4 | Surry Hills 33_11kV Tx2 | 0 | 0 | 0 | 0 | 0 | 0 | 0 | 0 | 100 | 0 | 0 | 0 | 0 | 0 | 0 | 0 | 0 | 0 | 0 | 0 | 0 | 0 | 0 | 0 | 0 | 0 | 0 | 0 | 0 | 0 | 0 | 0
[35 empty] | DNP_ID: 6865. Surry Hills to Campbell Street Load Transfer | Surry Hills 33_11kV Tx2 | Campbell St 132_11kV Tx1 | 0 | 0 | 0 | 0 | 0 | 250 | 0 | 0 | 0 | 0 | 0 | 0 | 0 | 0 | 0 | 0 | 0 | 0 | 0 | 0 | 0 | 0 | 0 | 0 | 0 | 0 | 0 | 0 | 0 | 0 | 0 | 0
| 0 | [33 empty] | DNP_ID: 6865. Surry Hills to Campbell Street Load Transfer | Surry Hills 33_11kV Tx2 | Campbell St 132_11kV Tx2 | 0 | 0 | 0 | 0 | 0 | 280 | 0 | 0 | 0 | 0 | 0 | 0 | 0 | 0 | 0 | 0 | 0 | 0 | 0 | 0 | 0 | 0 | 0 | 0 | 0 | 0 | 0 | 0 | 0 | 0 | 0 | 0
| Diversity Factor: 0 | [33 empty] | HVCON_ID: 2010287. Establishment of 2 x Kiosks; S.48269 Broadway Kensington No 1 and S.48270 Broadway Kensington No 2, 26-98 Broadway, Chippendale (Old CUB Site) Commissioned as S.48269 Central Park Ave No. 01 and S.48270 Central Park Ave |  | Surry Hills 33_11kV Tx2 | 0 | 0 | 0 | 0 | 0 | 0 | 0 | 33 | 33 | 0 | 0 | 0 | 0 | 0 | 0 | 0 | 0 | 0 | 0 | 0 | 0 | 0 | 0 | 0 | 0 | 0 | 0 | 0 | 0 | 0 | 0 | 0
[35 empty] | HVCON_ID: 2011224. Establishment of surface chamber S.49703 Kent Central Park, Block 5 Frasers Broadway, for residential development |  | Surry Hills 33_11kV Tx2 | 0 | 0 | 0 | 0 | 0 | 0 | 0 | 0 | 16.5 | 0 | 0 | 0 | 0 | 0 | 0 | 0 | 0 | 0 | 0 | 0 | 0 | 0 | 0 | 0 | 0 | 0 | 0 | 0 | 0 | 0 | 0 | 0
[35 empty] | HVCON_ID: 2012336. Decomission and recover S.61065 and S.60166 (HVCon2011_591) and establish S.49834 Central Park Thermal Plant |  | Surry Hills 33_11kV Tx2 | 0 | 0 | 0 | 0 | 0 | 0 | 0 | 0 | 33 | 0 | 0 | 0 | 0 | 0 | 0 | 0 | 0 | 0 | 0 | 0 | 0 | 0 | 0 | 0 | 0 | 0 | 0 | 0 | 0 | 0 | 0 | 0
| 0 | [33 empty] | HVCON_ID: 2012373. Establishment of S.62778 Kensington Outram and Decommission S.35986 Kensington Broadway, Cnr of Kensington, Kent and Outram Sts, Chippendale |  | Surry Hills 33_11kV Tx3 | 0 | 0 | 0 | 0 | 0 | 0 | 0 | 0 | 22 | 0 | 0 | 0 | 0 | 0 | 0 | 0 | 0 | 0 | 0 | 0 | 0 | 0 | 0 | 0 | 0 | 0 | 0 | 0 | 0 | 0 | 0 | 0
| Diversity Factor: 0 | [33 empty] | HVCON_ID: 2012546. Establishment of 11kV feeders from Camperdown Zone for Frasers Stage 2, Abercrombie Street, Chippedale |  | Surry Hills 33_11kV Tx1 | 0 | 0 | 0 | 0 | 0 | 0 | 0 | 0 | 77 | 0 | 0 | 0 | 0 | 0 | 0 | 0 | 0 | 0 | 0 | 0 | 0 | 0 | 0 | 0 | 0 | 0 | 0 | 0 | 0 | 0 | 0 | 0
[35 empty] | HVCON_ID: 2012546. Establishment of 11kV feeders from Camperdown Zone for Frasers Stage 2, Abercrombie Street, Chippedale | Surry Hills 33_11kV Tx2 | Camperdown 33_11kV Tx3 | 0 | 0 | 0 | 0 | 0 | 0 | 0 | 53.5 | 0 | 0 | 0 | 0 | 0 | 0 | 0 | 0 | 0 | 0 | 0 | 0 | 0 | 0 | 0 | 0 | 0 | 0 | 0 | 0 | 0 | 0 | 0 | 0
[35 empty] | HVCON_ID: 2012546. Establishment of 11kV feeders from Camperdown Zone for Frasers Stage 2, Abercrombie Street, Chippedale | Surry Hills 33_11kV Tx2 | Camperdown 33_11kV Tx5 | 0 | 0 | 0 | 0 | 0 | 0 | 0 | 53.5 | 0 | 0 | 0 | 0 | 0 | 0 | 0 | 0 | 0 | 0 | 0 | 0 | 0 | 0 | 0 | 0 | 0 | 0 | 0 | 0 | 0 | 0 | 0 | 0
| 0 | [33 empty] | HVCON_ID: 2013005. Establishment of S.63321 Irving Central, Frasers Development Block 4S, Block 8 and Brewery, Irving Street, Chippendale |  | Surry Hills 33_11kV Tx4 | 0 | 0 | 0 | 0 | 0 | 0 | 0 | 0 | 27.5 | 0 | 0 | 0 | 0 | 0 | 0 | 0 | 0 | 0 | 0 | 0 | 0 | 0 | 0 | 0 | 0 | 0 | 0 | 0 | 0 | 0 | 0 | 0
| Diversity Factor: 0 | [33 empty] | HVCON_ID: 2013252. Establishment of 2 x Kiosks: S.64006 South Dowling O'dea No 3 and S.64007 South Dowling O'dea No 4, 56-60 O'dea Ave, Waterloo |  | Surry Hills 33_11kV Tx3 | 0 | 0 | 0 | 0 | 0 | 0 | 0 | 0 | 0 | 30.25 | 0 | 0 | 0 | 0 | 0 | 0 | 0 | 0 | 0 | 0 | 0 | 0 | 0 | 0 | 0 | 0 | 0 | 0 | 0 | 0 | 0 | 0
[35 empty] | HVCON_ID: 2013359. Transfer S.6995 John Woolley Building to Surry Hills ZS as part of Camperdown 5/11kV conversion | Camperdown 33_5kV Tx5 | Surry Hills 33_11kV Tx4 | 0 | 0 | 0 | 0 | 0 | 0 | 0 | 20 | 0 | 0 | 0 | 0 | 0 | 0 | 0 | 0 | 0 | 0 | 0 | 0 | 0 | 0 | 0 | 0 | 0 | 0 | 0 | 0 | 0 | 0 | 0 | 0
[35 empty] | Econometric |  | Surry Hills 33_11kV Tx1 | 0 | 0 | 0 | 0 | 0 | 0 | 0 | 0 | 0 | 0 | 0 | 0 | 0 | 0 | 0 | 0 | 0 | 0 | 0 | 0 | 0 | 0 | 0 | 0 | 0 | 0 | 0 | 0 | 0 | 0 | 0 | 0
| 0 | [33 empty] | Econometric |  | Surry Hills 33_11kV Tx2 | 0 | 0 | 0 | 0 | 0 | 0 | 0 | 0 | 0 | 3.0064 | 5.6864 | 8.4688 | 9.4587 | 9.6029 | 8.9589 | 9.0906 | 9.224 | 9.3593 | 9.4964 | 9.6354 | 9.7763 | 9.9192 | 10.064 | 10.2108 | 10.3596 | 10.5104 | 10.6633 | 10.8183 | 10.9754 | 11.1346 | 11.296 | 11.4596
| Diversity Factor: 0 | [33 empty] | Econometric |  | Surry Hills 33_11kV Tx3 | 0 | 0 | 0 | 0 | 0 | 0 | 0 | 0 | 0 | 5.5934 | 10.5793 | 15.7558 | 17.5976 | 17.8659 | 16.6678 | 16.9127 | 17.1609 | 17.4126 | 17.6677 | 17.9263 | 18.1885 | 18.4543 | 18.7237 | 18.9968 | 19.2736 | 19.5542 | 19.8387 | 20.127 | 20.4193 | 20.7155 | 21.0158 | 21.3202
[35 empty] | Econometric |  | Surry Hills 33_11kV Tx4 | 0 | 0 | 0 | 0 | 0 | 0 | 0 | 0 | 0 | 5.4326 | 10.2752 | 15.3028 | 17.0917 | 17.3523 | 16.1886 | 16.4264 | 16.6675 | 16.912 | 17.1598 | 17.4109 | 17.6656 | 17.9237 | 18.1854 | 18.4506 | 18.7195 | 18.992 | 19.2683 | 19.5483 | 19.8322 | 20.12 | 20.4116 | 20.7073
[35 empty] | Energy Efficiency |  | Surry Hills 33_11kV Tx1 | 0 | 0 | 0 | 0 | 0 | 0 | 0 | 0 | 0 | 0 | 0 | 0 | 0 | 0 | 0 | 0 | 0 | 0 | 0 | 0 | 0 | 0 | 0 | 0 | 0 | 0 | 0 | 0 | 0 | 0 | 0 | 0
| 0 | [33 empty] | Energy Efficiency |  | Surry Hills 33_11kV Tx2 | 0 | 0 | 0 | 0 | 0 | 0 | 0 | -2.1983 | -0.95296 | -3.4596 | -5.1999 | -7.9676 | -8.1069 | -4.452 | -2.476 | -3.1409 | -3.1087 | -4.427 | -2.968 | -3.1381 | -2.103 | -1.6166 | -1.9231 | -2.3498 | -2.3498 | -2.3498 | -2.3498 | -2.3498 | -2.3498 | -2.3498 | -2.3498 | -2.3498
| Diversity Factor: 0 | [33 empty] | Energy Efficiency |  | Surry Hills 33_11kV Tx3 | 0 | 0 | 0 | 0 | 0 | 0 | 0 | -4.0898 | -1.7729 | -6.4365 | -9.6743 | -14.8235 | -15.0826 | -8.2827 | -4.6066 | -5.8435 | -5.7836 | -8.2363 | -5.5218 | -5.8384 | -3.9126 | -3.0076 | -3.5779 | -4.3717 | -4.3717 | -4.3717 | -4.3717 | -4.3717 | -4.3717 | -4.3717 | -4.3717 | -4.3717
[35 empty] | Energy Efficiency |  | Surry Hills 33_11kV Tx4 | 0 | 0 | 0 | 0 | 0 | 0 | 0 | -3.9722 | -1.722 | -6.2514 | -9.3961 | -14.3973 | -14.6489 | -8.0446 | -4.4741 | -5.6755 | -5.6173 | -7.9995 | -5.363 | -5.6705 | -3.8002 | -2.9211 | -3.475 | -4.246 | -4.246 | -4.246 | -4.246 | -4.246 | -4.246 | -4.246 | -4.246 | -4.246
[35 empty] | Solar PV |  | Surry Hills 33_11kV Tx1 | 0 | 0 | 0 | 0 | 0 | 0 | 0 | 0 | 0 | 0 | 0 | 0 | 0 | 0 | 0 | 0 | 0 | 0 | 0 | 0 | 0 | 0 | 0 | 0 | 0 | 0 | 0 | 0 | 0 | 0 | 0 | 0
| 0 | [33 empty] | Solar PV |  | Surry Hills 33_11kV Tx2 | 0 | 0 | 0 | 0 | 0 | 0 | 0 | 0 | 0 | 0 | 0 | 0 | 0 | 0 | 0 | 0 | 0 | 0 | 0 | 0 | 0 | 0 | 0 | 0 | 0 | 0 | 0 | 0 | 0 | 0 | 0 | 0
| Diversity Factor: 0 | [33 empty] | Solar PV |  | Surry Hills 33_11kV Tx3 | 0 | 0 | 0 | 0 | 0 | 0 | 0 | 0 | 0 | 0 | 0 | 0 | 0 | 0 | 0 | 0 | 0 | 0 | 0 | 0 | 0 | 0 | 0 | 0 | 0 | 0 | 0 | 0 | 0 | 0 | 0 | 0
[35 empty] | Solar PV |  | Surry Hills 33_11kV Tx4 | 0 | 0 | 0 | 0 | 0 | 0 | 0 | 0 | 0 | 0 | 0 | 0 | 0 | 0 | 0 | 0 | 0 | 0 | 0 | 0 | 0 | 0 | 0 | 0 | 0 | 0 | 0 | 0 | 0 | 0 | 0 | 0
| Weather Correction and Public Holiday Factors | [8 empty] | Forecast ROG
ROG Justification
| Actual loads for season 2013 have been weather corrected by the following: | [6 empty] | -0.1055% |  | 7 year ROG ok | [59 empty] | 7 year ROG ok
1 | 2 | 3 | 4 | 5 | 6 | 7 | 8 | 9 | 10 | 2014 | 2015 | 2016 | 2017 | 2018 | 2019 | 2020 | 2021 | 2022 | 2023 | 2024 | 2025 | 2026 | 2027 | 2028 | 2029 | 2030 | 2031 | 2032 | 2033 | 2034 | 2035 | 2036 | 2037 | 2038
0.98993 | 0.97996 | 0.97339 | 0.97013 | 0.97013 | 0.97013 | 0.97013 | 0.97013 | 0.97013 | 0.97013 | -1.007% | -1.007% | -0.671% | -0.335% | 0% | 0% | 0% | 0% | 0% | 0% | 0% | 0% | 0% | 0% | 0% | 0% | 0% | 0% | 0% | 0% | 0% | 0% | 0% | 0% | 0%
Substation Load Detail
[7 empty] | Units | 2013 |  | 2014 | 2015 | 2016 | 2017 | 2018 | 2019 | 2020 | 2021 | 2022 | 2023 | 2024 | 2025 | 2026 | 2027 | 2028 | 2029 | 2030 | 2031 | 2032 | 2033 | 2034 | 2035 | 2036 | 2037 | 2038
1 | Surry Hills 33_11kV | Compensated |  | Load (LV side) |  |  | Amps | 1880 | 1891 | 1807.652 | 2089.159 | 2097.228 | 2087.83 | 2087.166 | 2090.454 | 2114.496 | 2144.755 | 2172.524 | 2201.067 | 2224.088 | 2254.559 | 2284.885 | 2320.7 | 2359.451 | 2397.448 | 2434.139 | 2471.524 | 2509.614 | 2548.416 | 2587.943 | 2628.202 | 2669.205 | 2710.961 | 2753.481
|  |  |  | Apparent Power |  |  | MVA | 35.8188 |  | 34.4404 | 39.8038 | 39.9576 | 39.7785 | 39.7659 | 39.8285 | 40.2866 | 40.8631 | 41.3922 | 41.936 | 42.3746 | 42.9551 | 43.5329 | 44.2153 | 44.9536 | 45.6775 | 46.3766 | 47.0889 | 47.8146 | 48.5539 | 49.3069 | 50.074 | 50.8552 | 51.6508 | 52.4609
|  |  |  | Real Power |  |  | MW | 34.0279 | 34.227 | 32.7109 | 37.7714 | 37.9173 | 37.7474 | 37.7354 | 37.7948 | 38.2295 | 38.7766 | 39.2786 | 39.7947 | 40.2109 | 40.7618 | 41.3101 | 41.9576 | 42.6582 | 43.3452 | 44.0086 | 44.6845 | 45.3731 | 46.0747 | 46.7893 | 47.5172 | 48.2585 | 49.0134 | 49.7822
|  |  |  | Reactive Power |  |  | MVAr | 11.1844 |  | 10.7767 | 12.5564 | 12.605 | 12.5485 | 12.5445 | 12.5642 | 12.7087 | 12.8906 | 13.0575 | 13.2291 | 13.3674 | 13.5506 | 13.7328 | 13.9481 | 14.181 | 14.4094 | 14.6299 | 14.8546 | 15.0835 | 15.3167 | 15.5543 | 15.7963 | 16.0427 | 16.2937 | 16.5492
|  |  |  | Capacitors In Service |  |  | MVAr | 0 |  | 0 | 0 | 0 | 0 | 0 | 0 | 0 | 0 | 0 | 0 | 0 | 0 | 0 | 0 | 0 | 0 | 0 | 0 | 0 | 0 | 0 | 0 | 0 | 0 | 0
|  |  |  | PF |  |  |  | 0.95 |  | 0.94978 | 0.94894 | 0.94894 | 0.94894 | 0.94894 | 0.94894 | 0.94894 | 0.94894 | 0.94894 | 0.94894 | 0.94894 | 0.94894 | 0.94894 | 0.94894 | 0.94894 | 0.94894 | 0.94894 | 0.94894 | 0.94894 | 0.94894 | 0.94894 | 0.94894 | 0.94894 | 0.94894 | 0.94894
0.93636 | Diversity Factor: 0.94 | Uncompensated |  | Reactive Power |  |  | MVAr | 11.1844 | 11.2499 | 10.7767 | 12.5564 | 12.605 | 12.5485 | 12.5445 | 12.5642 | 12.7087 | 12.8906 | 13.0575 | 13.2291 | 13.3674 | 13.5506 | 13.7328 | 13.9481 | 14.181 | 14.4094 | 14.6299 | 14.8546 | 15.0835 | 15.3167 | 15.5543 | 15.7963 | 16.0427 | 16.2937 | 16.5492
|  |  |  | PF |  |  |  | 0.95 |  | 0.94978 | 0.94894 | 0.94894 | 0.94894 | 0.94894 | 0.94894 | 0.94894 | 0.94894 | 0.94894 | 0.94894 | 0.94894 | 0.94894 | 0.94894 | 0.94894 | 0.94894 | 0.94894 | 0.94894 | 0.94894 | 0.94894 | 0.94894 | 0.94894 | 0.94894 | 0.94894 | 0.94894 | 0.94894
[10 empty] | 1 | 2 | 3 | 4 | 5 | 6 | 7 | 8 | 9 | 10 | 11 | 12 | 13 | 14 | 15 | 16 | 17 | 18 | 19 | 20 | 21 | 22 | 23 | 24 | 25
Transformer Load Detail
[7 empty] | Units | 2013 |  | 2014 | 2015 | 2016 | 2017 | 2018 | 2019 | 2020 | 2021 | 2022 | 2023 | 2024 | 2025 | 2026 | 2027 | 2028 | 2029 | 2030 | 2031 | 2032 | 2033 | 2034 | 2035 | 2036 | 2037 | 2038
| 0 | Compensated |  | Load (LV side) |  |  | Amps
|  |  |  | Apparent Power |  |  | MVA
|  |  |  | Real Power |  |  | MW
|  |  |  | Reactive Power |  |  | MVAr
|  |  |  | Capacitors In Service |  |  | MVAr
PF
| Zone Div: | Uncompensated |  | Reactive Power |  |  | MVAr
PF
| 0 | Compensated |  | Load (LV side) |  |  | Amps
|  |  |  | Apparent Power |  |  | MVA
|  |  |  | Real Power |  |  | MW
|  |  |  | Reactive Power |  |  | MVAr
|  |  |  | Capacitors In Service |  |  | MVAr
PF
| Zone Div: | Uncompensated |  | Reactive Power |  |  | MVAr
PF
| 0 | Compensated |  | Load (LV side) |  |  | Amps
|  |  |  | Apparent Power |  |  | MVA
|  |  |  | Real Power |  |  | MW
|  |  |  | Reactive Power |  |  | MVAr
|  |  |  | Capacitors In Service |  |  | MVAr
PF
| Zone Div: | Uncompensated |  | Reactive Power |  |  | MVAr
PF
| 0 | Compensated |  | Load (LV side) |  |  | Amps
|  |  |  | Apparent Power |  |  | MVA
|  |  |  | Real Power |  |  | MW
|  |  |  | Reactive Power |  |  | MVAr
|  |  |  | Capacitors In Service |  |  | MVAr
PF
| Zone Div: | Uncompensated |  | Reactive Power |  |  | MVAr
PF
| 0 | Compensated |  | Load (LV side) |  |  | Amps
|  |  |  | Apparent Power |  |  | MVA
|  |  |  | Real Power |  |  | MW
|  |  |  | Reactive Power |  |  | MVAr
|  |  |  | Capacitors In Service |  |  | MVAr
PF
| Zone Div: | Uncompensated |  | Reactive Power |  |  | MVAr
PF
| 0 | Compensated |  | Load (LV side) |  |  | Amps
|  |  |  | Apparent Power |  |  | MVA
|  |  |  | Real Power |  |  | MW
|  |  |  | Reactive Power |  |  | MVAr
|  |  |  | Capacitors In Service |  |  | MVAr
PF
| Zone Div: | Uncompensated |  | Reactive Power |  |  | MVAr
PF
| 0 | Compensated |  | Load (LV side) |  |  | Amps
|  |  |  | Apparent Power |  |  | MVA
|  |  |  | Real Power |  |  | MW
|  |  |  | Reactive Power |  |  | MVAr
|  |  |  | Capacitors In Service |  |  | MVAr
PF
| Zone Div: | Uncompensated |  | Reactive Power |  |  | MVAr
PF
| 0 | Compensated |  | Load (LV side) |  |  | Amps
|  |  |  | Apparent Power |  |  | MVA
|  |  |  | Real Power |  |  | MW
|  |  |  | Reactive Power |  |  | MVAr
|  |  |  | Capacitors In Service |  |  | MVAr
PF
| Zone Div: | Uncompensated |  | Reactive Power |  |  | MVAr
PF
| 0 | Compensated |  | Load (LV side) |  |  | Amps
|  |  |  | Apparent Power |  |  | MVA
|  |  |  | Real Power |  |  | MW
|  |  |  | Reactive Power |  |  | MVAr
|  |  |  | Capacitors In Service |  |  | MVAr
PF
| Zone Div: | Uncompensated |  | Reactive Power |  |  | MVAr
PF
| 0 | Compensated |  | Load (LV side) |  |  | Amps
|  |  |  | Apparent Power |  |  | MVA
|  |  |  | Real Power |  |  | MW
|  |  |  | Reactive Power |  |  | MVAr
|  |  |  | Capacitors In Service |  |  | MVAr
PF
| Zone Div: | Uncompensated |  | Reactive Power |  |  | MVAr
PF

## Customer24
| Customer24 | [16 empty] | 2014 | WINTER
| Substation Total Loads | [33 empty] | Spots & Transfers Detail
| Historical Loads | (33kV Amps) | [7 empty] | Weather Corrected Forecast Loads |  |  |  | (33kV Amps) | [20 empty] | Spots & Transfers Summary | (33kV Amps) |  | Historical Spots & Transfers | [6 empty] | Forecast Spots & Transfers
|  | 2007 | 2008 | 2009 | 2010 | 2011 | 2012 | 2013 |  | 2014 | 2015 | 2016 | 2017 | 2018 | 2019 | 2020 | 2021 | 2022 | 2023 | 2024 | 2025 | 2026 | 2027 | 2028 | 2029 | 2030 | 2031 | 2032 | 2033 | 2034 | 2035 | 2036 | 2037 | 2038 |  |  |  | 2007 | 2008 | 2009 | 2010 | 2011 | 2012 | 2013 | 2014 | 2015 | 2016 | 2017 | 2018 | 2019 | 2020 | 2021 | 2022 | 2023 | 2024 | 2025 | 2026 | 2027 | 2028 | 2029 | 2030 | 2031 | 2032 | 2033 | 2034 | 2035 | 2036 | 2037 | 2038
| Total |  |  |  |  | 332 | 346 | 341 |  | 201 | 201 | 201 | 201 | 201 | 201 | 201 | 201 | 201 | 201 | 201 | 201 | 201 | 201 | 201 | 201 | 201 | 201 | 201 | 201 | 201 | 201 | 201 | 201 | 201 |  |  | Total | Forecast Spots & Transfers 2014: -140
Firm Rating
| Total Capacity | [36 empty] | 0 | 0 | 0 | 0 | 0 | 0 | 0 | 0 | 0 | 0 | 0 | 0 | 0 | 0 | 0 | 0 | 0 | 0 | 0 | 0 | 0 | 0 | 0 | 0 | 0 | 0 | 0 | 0 | 0 | 0 | 0 | 0
|  | -7 | -6 | -5 | -4 | -3 | -2 | -1 |  | 0 | 1 | 2 | 3 | 4 | 5 | 6 | 7 | 8 | 9 | 10 | 11 | 12 | 13 | 14 | 15 | 16 | 17 | 18 | 19 | 20 | 21 | 22 | 23 | 24 |  |  |  | 0 | 0 | 0 | 0 | 0 | 0 | 0 | 0 | 0 | 0 | 0 | 0 | 0 | 0 | 0 | 0 | 0 | 0 | 0 | 0 | 0 | 0 | 0 | 0 | 0 | 0 | 0 | 0 | 0 | 0 | 0 | 0
| Transformer Loads | [36 empty] | 0 | 0 | 0 | 0 | 0 | 0 | 0 | 0 | 0 | 0 | 0 | 0 | 0 | 0 | 0 | 0 | 0 | 0 | 0 | 0 | 0 | 0 | 0 | 0 | 0 | 0 | 0 | 0 | 0 | 0 | 0 | 0
| Historical Loads | (33kV Amps) | [7 empty] | Weather Corrected Forecast Loads |  |  |  | (33kV Amps) | [23 empty] | 0 | 0 | 0 | 0 | 0 | 0 | 0 | 0 | 0 | 0 | 0 | 0 | 0 | 0 | 0 | 0 | 0 | 0 | 0 | 0 | 0 | 0 | 0 | 0 | 0 | 0 | 0 | 0 | 0 | 0 | 0 | 0
|  | 2007 | 2008 | 2009 | 2010 | 2011 | 2012 | 2013 |  | 2014 | 2015 | 2016 | 2017 | 2018 | 2019 | 2020 | 2021 | 2022 | 2023 | 2024 | 2025 | 2026 | 2027 | 2028 | 2029 | 2030 | 2031 | 2032 | 2033 | 2034 | 2035 | 2036 | 2037 | 2038 |  |  |  | 0 | 0 | 0 | 0 | 0 | 0 | 0 | 0 | 0 | 0 | 0 | 0 | 0 | 0 | 0 | 0 | 0 | 0 | 0 | 0 | 0 | 0 | 0 | 0 | 0 | 0 | 0 | 0 | 0 | 0 | 0 | 0
| 0 | [36 empty] | 0 | 0 | 0 | 0 | 0 | 0 | 0 | 0 | 0 | 0 | 0 | 0 | 0 | 0 | 0 | 0 | 0 | 0 | 0 | 0 | 0 | 0 | 0 | 0 | 0 | 0 | 0 | 0 | 0 | 0 | 0 | 0
| Diversity Factor: 0 | [36 empty] | 0 | 0 | 0 | 0 | 0 | 0 | 0 | 0 | 0 | 0 | 0 | 0 | 0 | 0 | 0 | 0 | 0 | 0 | 0 | 0 | 0 | 0 | 0 | 0 | 0 | 0 | 0 | 0 | 0 | 0 | 0 | 0
[38 empty] | 0 | 0 | 0 | 0 | 0 | 0 | 0 | 0 | 0 | 0 | 0 | 0 | 0 | 0 | 0 | 0 | 0 | 0 | 0 | 0 | 0 | 0 | 0 | 0 | 0 | 0 | 0 | 0 | 0 | 0 | 0 | 0
[38 empty] | 0 | 0 | 0 | 0 | 0 | 0 | 0 | 0 | 0 | 0 | 0 | 0 | 0 | 0 | 0 | 0 | 0 | 0 | 0 | 0 | 0 | 0 | 0 | 0 | 0 | 0 | 0 | 0 | 0 | 0 | 0 | 0
| 0 | [36 empty] | 0 | 0 | 0 | 0 | 0 | 0 | 0 | 0 | 0 | 0 | 0 | 0 | 0 | 0 | 0 | 0 | 0 | 0 | 0 | 0 | 0 | 0 | 0 | 0 | 0 | 0 | 0 | 0 | 0 | 0 | 0 | 0
Diversity Factor: 0
[38 empty] | Historical Spots & Transfers | [6 empty] | Forecast Spots & Transfers
[35 empty] | Project Name | From | To | 2007 | 2008 | 2009 | 2010 | 2011 | 2012 | 2013 | 2014 | 2015 | 2016 | 2017 | 2018 | 2019 | 2020 | 2021 | 2022 | 2023 | 2024 | 2025 | 2026 | 2027 | 2028 | 2029 | 2030 | 2031 | 2032 | 2033 | 2034 | 2035 | 2036 | 2037 | 2038
| 0 | [33 empty] | Major Customer Connection |  | Sydney Airport 33kV | Forecast Spots & Transfers 2014: -140
Diversity Factor: 0
0
Diversity Factor: 0
0
Diversity Factor: 0
0
Diversity Factor: 0
0
Diversity Factor: 0
0
Diversity Factor: 0
0
Diversity Factor: 0
0
Diversity Factor: 0
| Weather Correction and Public Holiday Factors | [8 empty] | Forecast ROG
ROG Justification
| Actual loads for season 2013 have been weather corrected by the following: | [6 empty] | 0% |  | N/A | [59 empty] | N/A
1 | 2 | 3 | 4 | 5 | 6 | 7 | 8 | 9 | 10 | 2014 | 2015 | 2016 | 2017 | 2018 | 2019 | 2020 | 2021 | 2022 | 2023 | 2024 | 2025 | 2026 | 2027 | 2028 | 2029 | 2030 | 2031 | 2032 | 2033 | 2034 | 2035 | 2036 | 2037 | 2038
1 | 1 | 1 | 1 | 1 | 1 | 1 | 1 | 1 | 1 | 0% | 0% | 0% | 0% | 0% | 0% | 0% | 0% | 0% | 0% | 0% | 0% | 0% | 0% | 0% | 0% | 0% | 0% | 0% | 0% | 0% | 0% | 0% | 0% | 0%
Substation Load Detail
[7 empty] | Units | 2013 |  | 2014 | 2015 | 2016 | 2017 | 2018 | 2019 | 2020 | 2021 | 2022 | 2023 | 2024 | 2025 | 2026 | 2027 | 2028 | 2029 | 2030 | 2031 | 2032 | 2033 | 2034 | 2035 | 2036 | 2037 | 2038
1 | Customer24 | Compensated |  | Load (LV side) |  |  | Amps | 341 |  | 201 | 201 | 201 | 201 | 201 | 201 | 201 | 201 | 201 | 201 | 201 | 201 | 201 | 201 | 201 | 201 | 201 | 201 | 201 | 201 | 201 | 201 | 201 | 201 | 201
|  |  |  | Apparent Power |  |  | MVA | 19.4908 |  | 11.4887 | 11.4887 | 11.4887 | 11.4887 | 11.4887 | 11.4887 | 11.4887 | 11.4887 | 11.4887 | 11.4887 | 11.4887 | 11.4887 | 11.4887 | 11.4887 | 11.4887 | 11.4887 | 11.4887 | 11.4887 | 11.4887 | 11.4887 | 11.4887 | 11.4887 | 11.4887 | 11.4887 | 11.4887
|  |  |  | Real Power |  |  | MW | 17.5417 |  | 10.3398 | 10.3398 | 10.3398 | 10.3398 | 10.3398 | 10.3398 | 10.3398 | 10.3398 | 10.3398 | 10.3398 | 10.3398 | 10.3398 | 10.3398 | 10.3398 | 10.3398 | 10.3398 | 10.3398 | 10.3398 | 10.3398 | 10.3398 | 10.3398 | 10.3398 | 10.3398 | 10.3398 | 10.3398
|  |  |  | Reactive Power |  |  | MVAr | 8.4958 |  | 5.0078 | 5.0078 | 5.0078 | 5.0078 | 5.0078 | 5.0078 | 5.0078 | 5.0078 | 5.0078 | 5.0078 | 5.0078 | 5.0078 | 5.0078 | 5.0078 | 5.0078 | 5.0078 | 5.0078 | 5.0078 | 5.0078 | 5.0078 | 5.0078 | 5.0078 | 5.0078 | 5.0078 | 5.0078
|  |  |  | Capacitors In Service |  |  | MVAr | 0 |  | 0 | 0 | 0 | 0 | 0 | 0 | 0 | 0 | 0 | 0 | 0 | 0 | 0 | 0 | 0 | 0 | 0 | 0 | 0 | 0 | 0 | 0 | 0 | 0 | 0
|  |  |  | PF |  |  |  | 0.9 |  | 0.9 | 0.9 | 0.9 | 0.9 | 0.9 | 0.9 | 0.9 | 0.9 | 0.9 | 0.9 | 0.9 | 0.9 | 0.9 | 0.9 | 0.9 | 0.9 | 0.9 | 0.9 | 0.9 | 0.9 | 0.9 | 0.9 | 0.9 | 0.9 | 0.9
0.8318 | Diversity Factor: 0.83 | Uncompensated |  | Reactive Power |  |  | MVAr | 8.4958 |  | 5.0078 | 5.0078 | 5.0078 | 5.0078 | 5.0078 | 5.0078 | 5.0078 | 5.0078 | 5.0078 | 5.0078 | 5.0078 | 5.0078 | 5.0078 | 5.0078 | 5.0078 | 5.0078 | 5.0078 | 5.0078 | 5.0078 | 5.0078 | 5.0078 | 5.0078 | 5.0078 | 5.0078 | 5.0078
|  |  |  | PF |  |  |  | 0.9 |  | 0.9 | 0.9 | 0.9 | 0.9 | 0.9 | 0.9 | 0.9 | 0.9 | 0.9 | 0.9 | 0.9 | 0.9 | 0.9 | 0.9 | 0.9 | 0.9 | 0.9 | 0.9 | 0.9 | 0.9 | 0.9 | 0.9 | 0.9 | 0.9 | 0.9
[10 empty] | 1 | 2 | 3 | 4 | 5 | 6 | 7 | 8 | 9 | 10 | 11 | 12 | 13 | 14 | 15 | 16 | 17 | 18 | 19 | 20 | 21 | 22 | 23 | 24 | 25
Transformer Load Detail
[7 empty] | Units | 2013 |  | 2014 | 2015 | 2016 | 2017 | 2018 | 2019 | 2020 | 2021 | 2022 | 2023 | 2024 | 2025 | 2026 | 2027 | 2028 | 2029 | 2030 | 2031 | 2032 | 2033 | 2034 | 2035 | 2036 | 2037 | 2038
| 0 | Compensated |  | Load (LV side) |  |  | Amps
|  |  |  | Apparent Power |  |  | MVA
|  |  |  | Real Power |  |  | MW
|  |  |  | Reactive Power |  |  | MVAr
|  |  |  | Capacitors In Service |  |  | MVAr
PF
| Zone Div: | Uncompensated |  | Reactive Power |  |  | MVAr
PF
| 0 | Compensated |  | Load (LV side) |  |  | Amps
|  |  |  | Apparent Power |  |  | MVA
|  |  |  | Real Power |  |  | MW
|  |  |  | Reactive Power |  |  | MVAr
|  |  |  | Capacitors In Service |  |  | MVAr
PF
| Zone Div: | Uncompensated |  | Reactive Power |  |  | MVAr
PF
| 0 | Compensated |  | Load (LV side) |  |  | Amps
|  |  |  | Apparent Power |  |  | MVA
|  |  |  | Real Power |  |  | MW
|  |  |  | Reactive Power |  |  | MVAr
|  |  |  | Capacitors In Service |  |  | MVAr
PF
| Zone Div: | Uncompensated |  | Reactive Power |  |  | MVAr
PF
| 0 | Compensated |  | Load (LV side) |  |  | Amps
|  |  |  | Apparent Power |  |  | MVA
|  |  |  | Real Power |  |  | MW
|  |  |  | Reactive Power |  |  | MVAr
|  |  |  | Capacitors In Service |  |  | MVAr
PF
| Zone Div: | Uncompensated |  | Reactive Power |  |  | MVAr
PF
| 0 | Compensated |  | Load (LV side) |  |  | Amps
|  |  |  | Apparent Power |  |  | MVA
|  |  |  | Real Power |  |  | MW
|  |  |  | Reactive Power |  |  | MVAr
|  |  |  | Capacitors In Service |  |  | MVAr
PF
| Zone Div: | Uncompensated |  | Reactive Power |  |  | MVAr
PF
| 0 | Compensated |  | Load (LV side) |  |  | Amps
|  |  |  | Apparent Power |  |  | MVA
|  |  |  | Real Power |  |  | MW
|  |  |  | Reactive Power |  |  | MVAr
|  |  |  | Capacitors In Service |  |  | MVAr
PF
| Zone Div: | Uncompensated |  | Reactive Power |  |  | MVAr
PF
| 0 | Compensated |  | Load (LV side) |  |  | Amps
|  |  |  | Apparent Power |  |  | MVA
|  |  |  | Real Power |  |  | MW
|  |  |  | Reactive Power |  |  | MVAr
|  |  |  | Capacitors In Service |  |  | MVAr
PF
| Zone Div: | Uncompensated |  | Reactive Power |  |  | MVAr
PF
| 0 | Compensated |  | Load (LV side) |  |  | Amps
|  |  |  | Apparent Power |  |  | MVA
|  |  |  | Real Power |  |  | MW
|  |  |  | Reactive Power |  |  | MVAr
|  |  |  | Capacitors In Service |  |  | MVAr
PF
| Zone Div: | Uncompensated |  | Reactive Power |  |  | MVAr
PF
| 0 | Compensated |  | Load (LV side) |  |  | Amps
|  |  |  | Apparent Power |  |  | MVA
|  |  |  | Real Power |  |  | MW
|  |  |  | Reactive Power |  |  | MVAr
|  |  |  | Capacitors In Service |  |  | MVAr
PF
| Zone Div: | Uncompensated |  | Reactive Power |  |  | MVAr
PF
| 0 | Compensated |  | Load (LV side) |  |  | Amps
|  |  |  | Apparent Power |  |  | MVA
|  |  |  | Real Power |  |  | MW
|  |  |  | Reactive Power |  |  | MVAr
|  |  |  | Capacitors In Service |  |  | MVAr
PF
| Zone Div: | Uncompensated |  | Reactive Power |  |  | MVAr
PF

## Customer25
| Customer25 | [16 empty] | 2014 | WINTER
| Substation Total Loads | [33 empty] | Spots & Transfers Detail
| Historical Loads | (33kV Amps) | [7 empty] | Weather Corrected Forecast Loads |  |  |  | (33kV Amps) | [20 empty] | Spots & Transfers Summary | (33kV Amps) |  | Historical Spots & Transfers | [6 empty] | Forecast Spots & Transfers
|  | 2007 | 2008 | 2009 | 2010 | 2011 | 2012 | 2013 |  | 2014 | 2015 | 2016 | 2017 | 2018 | 2019 | 2020 | 2021 | 2022 | 2023 | 2024 | 2025 | 2026 | 2027 | 2028 | 2029 | 2030 | 2031 | 2032 | 2033 | 2034 | 2035 | 2036 | 2037 | 2038 |  |  |  | 2007 | 2008 | 2009 | 2010 | 2011 | 2012 | 2013 | 2014 | 2015 | 2016 | 2017 | 2018 | 2019 | 2020 | 2021 | 2022 | 2023 | 2024 | 2025 | 2026 | 2027 | 2028 | 2029 | 2030 | 2031 | 2032 | 2033 | 2034 | 2035 | 2036 | 2037 | 2038
| Total |  |  |  |  | 262 | 283 | 274 |  | 274 | 274 | 274 | 274 | 274 | 274 | 274 | 274 | 274 | 274 | 274 | 274 | 274 | 274 | 274 | 274 | 274 | 274 | 274 | 274 | 274 | 274 | 274 | 274 | 274 |  |  | Total
Firm Rating
| Total Capacity | [36 empty] | 0 | 0 | 0 | 0 | 0 | 0 | 0 | 0 | 0 | 0 | 0 | 0 | 0 | 0 | 0 | 0 | 0 | 0 | 0 | 0 | 0 | 0 | 0 | 0 | 0 | 0 | 0 | 0 | 0 | 0 | 0 | 0
|  | -7 | -6 | -5 | -4 | -3 | -2 | -1 |  | 0 | 1 | 2 | 3 | 4 | 5 | 6 | 7 | 8 | 9 | 10 | 11 | 12 | 13 | 14 | 15 | 16 | 17 | 18 | 19 | 20 | 21 | 22 | 23 | 24 |  |  |  | 0 | 0 | 0 | 0 | 0 | 0 | 0 | 0 | 0 | 0 | 0 | 0 | 0 | 0 | 0 | 0 | 0 | 0 | 0 | 0 | 0 | 0 | 0 | 0 | 0 | 0 | 0 | 0 | 0 | 0 | 0 | 0
| Transformer Loads | [36 empty] | 0 | 0 | 0 | 0 | 0 | 0 | 0 | 0 | 0 | 0 | 0 | 0 | 0 | 0 | 0 | 0 | 0 | 0 | 0 | 0 | 0 | 0 | 0 | 0 | 0 | 0 | 0 | 0 | 0 | 0 | 0 | 0
| Historical Loads | (33kV Amps) | [7 empty] | Weather Corrected Forecast Loads |  |  |  | (33kV Amps) | [23 empty] | 0 | 0 | 0 | 0 | 0 | 0 | 0 | 0 | 0 | 0 | 0 | 0 | 0 | 0 | 0 | 0 | 0 | 0 | 0 | 0 | 0 | 0 | 0 | 0 | 0 | 0 | 0 | 0 | 0 | 0 | 0 | 0
|  | 2007 | 2008 | 2009 | 2010 | 2011 | 2012 | 2013 |  | 2014 | 2015 | 2016 | 2017 | 2018 | 2019 | 2020 | 2021 | 2022 | 2023 | 2024 | 2025 | 2026 | 2027 | 2028 | 2029 | 2030 | 2031 | 2032 | 2033 | 2034 | 2035 | 2036 | 2037 | 2038 |  |  |  | 0 | 0 | 0 | 0 | 0 | 0 | 0 | 0 | 0 | 0 | 0 | 0 | 0 | 0 | 0 | 0 | 0 | 0 | 0 | 0 | 0 | 0 | 0 | 0 | 0 | 0 | 0 | 0 | 0 | 0 | 0 | 0
| 0 | [36 empty] | 0 | 0 | 0 | 0 | 0 | 0 | 0 | 0 | 0 | 0 | 0 | 0 | 0 | 0 | 0 | 0 | 0 | 0 | 0 | 0 | 0 | 0 | 0 | 0 | 0 | 0 | 0 | 0 | 0 | 0 | 0 | 0
| Diversity Factor: 0 | [36 empty] | 0 | 0 | 0 | 0 | 0 | 0 | 0 | 0 | 0 | 0 | 0 | 0 | 0 | 0 | 0 | 0 | 0 | 0 | 0 | 0 | 0 | 0 | 0 | 0 | 0 | 0 | 0 | 0 | 0 | 0 | 0 | 0
[38 empty] | 0 | 0 | 0 | 0 | 0 | 0 | 0 | 0 | 0 | 0 | 0 | 0 | 0 | 0 | 0 | 0 | 0 | 0 | 0 | 0 | 0 | 0 | 0 | 0 | 0 | 0 | 0 | 0 | 0 | 0 | 0 | 0
[38 empty] | 0 | 0 | 0 | 0 | 0 | 0 | 0 | 0 | 0 | 0 | 0 | 0 | 0 | 0 | 0 | 0 | 0 | 0 | 0 | 0 | 0 | 0 | 0 | 0 | 0 | 0 | 0 | 0 | 0 | 0 | 0 | 0
| 0 | [36 empty] | 0 | 0 | 0 | 0 | 0 | 0 | 0 | 0 | 0 | 0 | 0 | 0 | 0 | 0 | 0 | 0 | 0 | 0 | 0 | 0 | 0 | 0 | 0 | 0 | 0 | 0 | 0 | 0 | 0 | 0 | 0 | 0
Diversity Factor: 0
[38 empty] | Historical Spots & Transfers | [6 empty] | Forecast Spots & Transfers
[35 empty] | Project Name | From | To | 2007 | 2008 | 2009 | 2010 | 2011 | 2012 | 2013 | 2014 | 2015 | 2016 | 2017 | 2018 | 2019 | 2020 | 2021 | 2022 | 2023 | 2024 | 2025 | 2026 | 2027 | 2028 | 2029 | 2030 | 2031 | 2032 | 2033 | 2034 | 2035 | 2036 | 2037 | 2038
0
Diversity Factor: 0
0
Diversity Factor: 0
0
Diversity Factor: 0
0
Diversity Factor: 0
0
Diversity Factor: 0
0
Diversity Factor: 0
0
Diversity Factor: 0
0
Diversity Factor: 0
| Weather Correction and Public Holiday Factors | [8 empty] | Forecast ROG
ROG Justification
| Actual loads for season 2013 have been weather corrected by the following: | [6 empty] | 0% |  | N/A | [59 empty] | N/A
1 | 2 | 3 | 4 | 5 | 6 | 7 | 8 | 9 | 10 | 2014 | 2015 | 2016 | 2017 | 2018 | 2019 | 2020 | 2021 | 2022 | 2023 | 2024 | 2025 | 2026 | 2027 | 2028 | 2029 | 2030 | 2031 | 2032 | 2033 | 2034 | 2035 | 2036 | 2037 | 2038
1 | 1 | 1 | 1 | 1 | 1 | 1 | 1 | 1 | 1 | 0% | 0% | 0% | 0% | 0% | 0% | 0% | 0% | 0% | 0% | 0% | 0% | 0% | 0% | 0% | 0% | 0% | 0% | 0% | 0% | 0% | 0% | 0% | 0% | 0%
Substation Load Detail
[7 empty] | Units | 2013 |  | 2014 | 2015 | 2016 | 2017 | 2018 | 2019 | 2020 | 2021 | 2022 | 2023 | 2024 | 2025 | 2026 | 2027 | 2028 | 2029 | 2030 | 2031 | 2032 | 2033 | 2034 | 2035 | 2036 | 2037 | 2038
1 | Customer25 | Compensated |  | Load (LV side) |  |  | Amps | 274 |  | 274 | 274 | 274 | 274 | 274 | 274 | 274 | 274 | 274 | 274 | 274 | 274 | 274 | 274 | 274 | 274 | 274 | 274 | 274 | 274 | 274 | 274 | 274 | 274 | 274
|  |  |  | Apparent Power |  |  | MVA | 15.6612 |  | 15.6612 | 15.6612 | 15.6612 | 15.6612 | 15.6612 | 15.6612 | 15.6612 | 15.6612 | 15.6612 | 15.6612 | 15.6612 | 15.6612 | 15.6612 | 15.6612 | 15.6612 | 15.6612 | 15.6612 | 15.6612 | 15.6612 | 15.6612 | 15.6612 | 15.6612 | 15.6612 | 15.6612 | 15.6612
|  |  |  | Real Power |  |  | MW | 14.0951 |  | 14.0951 | 14.0951 | 14.0951 | 14.0951 | 14.0951 | 14.0951 | 14.0951 | 14.0951 | 14.0951 | 14.0951 | 14.0951 | 14.0951 | 14.0951 | 14.0951 | 14.0951 | 14.0951 | 14.0951 | 14.0951 | 14.0951 | 14.0951 | 14.0951 | 14.0951 | 14.0951 | 14.0951 | 14.0951
|  |  |  | Reactive Power |  |  | MVAr | 6.8266 |  | 6.8266 | 6.8266 | 6.8266 | 6.8266 | 6.8266 | 6.8266 | 6.8266 | 6.8266 | 6.8266 | 6.8266 | 6.8266 | 6.8266 | 6.8266 | 6.8266 | 6.8266 | 6.8266 | 6.8266 | 6.8266 | 6.8266 | 6.8266 | 6.8266 | 6.8266 | 6.8266 | 6.8266 | 6.8266
|  |  |  | Capacitors In Service |  |  | MVAr | 0 |  | 0 | 0 | 0 | 0 | 0 | 0 | 0 | 0 | 0 | 0 | 0 | 0 | 0 | 0 | 0 | 0 | 0 | 0 | 0 | 0 | 0 | 0 | 0 | 0 | 0
|  |  |  | PF |  |  |  | 0.9 |  | 0.9 | 0.9 | 0.9 | 0.9 | 0.9 | 0.9 | 0.9 | 0.9 | 0.9 | 0.9 | 0.9 | 0.9 | 0.9 | 0.9 | 0.9 | 0.9 | 0.9 | 0.9 | 0.9 | 0.9 | 0.9 | 0.9 | 0.9 | 0.9 | 0.9
0.74716 | Diversity Factor: 0.75 | Uncompensated |  | Reactive Power |  |  | MVAr | 6.8266 |  | 6.8266 | 6.8266 | 6.8266 | 6.8266 | 6.8266 | 6.8266 | 6.8266 | 6.8266 | 6.8266 | 6.8266 | 6.8266 | 6.8266 | 6.8266 | 6.8266 | 6.8266 | 6.8266 | 6.8266 | 6.8266 | 6.8266 | 6.8266 | 6.8266 | 6.8266 | 6.8266 | 6.8266 | 6.8266
|  |  |  | PF |  |  |  | 0.9 |  | 0.9 | 0.9 | 0.9 | 0.9 | 0.9 | 0.9 | 0.9 | 0.9 | 0.9 | 0.9 | 0.9 | 0.9 | 0.9 | 0.9 | 0.9 | 0.9 | 0.9 | 0.9 | 0.9 | 0.9 | 0.9 | 0.9 | 0.9 | 0.9 | 0.9
[10 empty] | 1 | 2 | 3 | 4 | 5 | 6 | 7 | 8 | 9 | 10 | 11 | 12 | 13 | 14 | 15 | 16 | 17 | 18 | 19 | 20 | 21 | 22 | 23 | 24 | 25
Transformer Load Detail
[7 empty] | Units | 2013 |  | 2014 | 2015 | 2016 | 2017 | 2018 | 2019 | 2020 | 2021 | 2022 | 2023 | 2024 | 2025 | 2026 | 2027 | 2028 | 2029 | 2030 | 2031 | 2032 | 2033 | 2034 | 2035 | 2036 | 2037 | 2038
| 0 | Compensated |  | Load (LV side) |  |  | Amps
|  |  |  | Apparent Power |  |  | MVA
|  |  |  | Real Power |  |  | MW
|  |  |  | Reactive Power |  |  | MVAr
|  |  |  | Capacitors In Service |  |  | MVAr
PF
| Zone Div: | Uncompensated |  | Reactive Power |  |  | MVAr
PF
| 0 | Compensated |  | Load (LV side) |  |  | Amps
|  |  |  | Apparent Power |  |  | MVA
|  |  |  | Real Power |  |  | MW
|  |  |  | Reactive Power |  |  | MVAr
|  |  |  | Capacitors In Service |  |  | MVAr
PF
| Zone Div: | Uncompensated |  | Reactive Power |  |  | MVAr
PF
| 0 | Compensated |  | Load (LV side) |  |  | Amps
|  |  |  | Apparent Power |  |  | MVA
|  |  |  | Real Power |  |  | MW
|  |  |  | Reactive Power |  |  | MVAr
|  |  |  | Capacitors In Service |  |  | MVAr
PF
| Zone Div: | Uncompensated |  | Reactive Power |  |  | MVAr
PF
| 0 | Compensated |  | Load (LV side) |  |  | Amps
|  |  |  | Apparent Power |  |  | MVA
|  |  |  | Real Power |  |  | MW
|  |  |  | Reactive Power |  |  | MVAr
|  |  |  | Capacitors In Service |  |  | MVAr
PF
| Zone Div: | Uncompensated |  | Reactive Power |  |  | MVAr
PF
| 0 | Compensated |  | Load (LV side) |  |  | Amps
|  |  |  | Apparent Power |  |  | MVA
|  |  |  | Real Power |  |  | MW
|  |  |  | Reactive Power |  |  | MVAr
|  |  |  | Capacitors In Service |  |  | MVAr
PF
| Zone Div: | Uncompensated |  | Reactive Power |  |  | MVAr
PF
| 0 | Compensated |  | Load (LV side) |  |  | Amps
|  |  |  | Apparent Power |  |  | MVA
|  |  |  | Real Power |  |  | MW
|  |  |  | Reactive Power |  |  | MVAr
|  |  |  | Capacitors In Service |  |  | MVAr
PF
| Zone Div: | Uncompensated |  | Reactive Power |  |  | MVAr
PF
| 0 | Compensated |  | Load (LV side) |  |  | Amps
|  |  |  | Apparent Power |  |  | MVA
|  |  |  | Real Power |  |  | MW
|  |  |  | Reactive Power |  |  | MVAr
|  |  |  | Capacitors In Service |  |  | MVAr
PF
| Zone Div: | Uncompensated |  | Reactive Power |  |  | MVAr
PF
| 0 | Compensated |  | Load (LV side) |  |  | Amps
|  |  |  | Apparent Power |  |  | MVA
|  |  |  | Real Power |  |  | MW
|  |  |  | Reactive Power |  |  | MVAr
|  |  |  | Capacitors In Service |  |  | MVAr
PF
| Zone Div: | Uncompensated |  | Reactive Power |  |  | MVAr
PF
| 0 | Compensated |  | Load (LV side) |  |  | Amps
|  |  |  | Apparent Power |  |  | MVA
|  |  |  | Real Power |  |  | MW
|  |  |  | Reactive Power |  |  | MVAr
|  |  |  | Capacitors In Service |  |  | MVAr
PF
| Zone Div: | Uncompensated |  | Reactive Power |  |  | MVAr
PF
| 0 | Compensated |  | Load (LV side) |  |  | Amps
|  |  |  | Apparent Power |  |  | MVA
|  |  |  | Real Power |  |  | MW
|  |  |  | Reactive Power |  |  | MVAr
|  |  |  | Capacitors In Service |  |  | MVAr
PF
| Zone Div: | Uncompensated |  | Reactive Power |  |  | MVAr
PF

## Waverley 132_11kV
| Waverley 132_11kV | [16 empty] | 2014 | WINTER
[6 empty] | Zone commissioned |  | 2014-10-31
| Substation Total Loads | [33 empty] | Spots & Transfers Detail
| Historical Loads | (11kV Amps) | [7 empty] | Weather Corrected Forecast Loads |  |  |  | (11kV Amps) | [20 empty] | Spots & Transfers Summary | (11kV Amps) |  | Historical Spots & Transfers | [6 empty] | Forecast Spots & Transfers
|  | 2007 | 2008 | 2009 | 2010 | 2011 | 2012 | 2013 |  | 2014 | 2015 | 2016 | 2017 | 2018 | 2019 | 2020 | 2021 | 2022 | 2023 | 2024 | 2025 | 2026 | 2027 | 2028 | 2029 | 2030 | 2031 | 2032 | 2033 | 2034 | 2035 | 2036 | 2037 | 2038 |  |  |  | 2007 | 2008 | 2009 | 2010 | 2011 | 2012 | 2013 | 2014 | 2015 | 2016 | 2017 | 2018 | 2019 | 2020 | 2021 | 2022 | 2023 | 2024 | 2025 | 2026 | 2027 | 2028 | 2029 | 2030 | 2031 | 2032 | 2033 | 2034 | 2035 | 2036 | 2037 | 2038
| Total | [8 empty] | 0 | 1432.039 | 1403.484 | 1393.984 | 1401.453 | 1408.553 | 1427.059 | 1447.279 | 1466.463 | 1486.639 | 1505.448 | 1528.433 | 1551.756 | 1577.462 | 1604.765 | 1631.998 | 1659.223 | 1687.109 | 1715.666 | 1744.903 | 1774.831 | 1805.461 | 1836.802 | 1868.865 | 1901.661 |  |  | Total | 0 | 0 | 0 | 0 | 0 | 0 | 0 | 0 | 1431.9995 | 1.7511 | 5.4643 | 7.6576 | 7.2759 | 18.958 | 20.6999 | 19.6264 | 20.629 | 19.2194 | 23.473 | 23.8024 | 26.2172 | 27.8286 | 27.7386 | 27.7135 | 28.3695 | 29.0352 | 29.7108 | 30.3963 | 31.0921 | 31.7981 | 32.5145 | 33.2415
| Firm Rating | 0 | 0 | 0 | 0 | 0 | 0 | 0 |  | 0 | 3957 | 3957 | 3957 | 3957 | 3957 | 3957 | 3957 | 3957 | 3957 | 3957 | 3957 | 3957 | 3957 | 3957 | 3957 | 3957 | 3957 | 3957 | 3957 | 3957 | 3957 | 3957 | 3957 | 3957
| Total Capacity | 0 | 0 | 0 | 0 | 0 | 0 | 0 |  | 0 | 5039 | 5039 | 5039 | 5039 | 5039 | 5039 | 5039 | 5039 | 5039 | 5039 | 5039 | 5039 | 5039 | 5039 | 5039 | 5039 | 5039 | 5039 | 5039 | 5039 | 5039 | 5039 | 5039 | 5039 |  |  | Waverley 132_11kV Tx11 | 0 | 0 | 0 | 0 | 0 | 0 | 0 | 0 | 715.9998 | 0.87554 | 2.7322 | 3.8288 | 3.638 | 9.479 | 10.3499 | 9.8132 | 10.3145 | 9.6097 | 11.7365 | 11.9012 | 13.1086 | 13.9143 | 13.8693 | 13.8568 | 14.1847 | 14.5176 | 14.8554 | 15.1982 | 15.546 | 15.899 | 16.2572 | 16.6207
|  | -7 | -6 | -5 | -4 | -3 | -2 | -1 |  | 0 | 1 | 2 | 3 | 4 | 5 | 6 | 7 | 8 | 9 | 10 | 11 | 12 | 13 | 14 | 15 | 16 | 17 | 18 | 19 | 20 | 21 | 22 | 23 | 24 |  |  | Waverley 132_11kV Tx12 | 0 | 0 | 0 | 0 | 0 | 0 | 0 | 0 | 715.9998 | 0.87554 | 2.7322 | 3.8288 | 3.638 | 9.479 | 10.3499 | 9.8132 | 10.3145 | 9.6097 | 11.7365 | 11.9012 | 13.1086 | 13.9143 | 13.8693 | 13.8568 | 14.1847 | 14.5176 | 14.8554 | 15.1982 | 15.546 | 15.899 | 16.2572 | 16.6207
| Transformer Loads | [36 empty] | 0 | 0 | 0 | 0 | 0 | 0 | 0 | 0 | 0 | 0 | 0 | 0 | 0 | 0 | 0 | 0 | 0 | 0 | 0 | 0 | 0 | 0 | 0 | 0 | 0 | 0 | 0 | 0 | 0 | 0 | 0 | 0
| Historical Loads | (11kV Amps) | [7 empty] | 0: Weather Corrected Forecast Loads; 4: (11kV Amps) |  |  |  | 0 | 0 | 0 | 0 | 0 | 0 | 0 | 0 | 0 | 0 | 0 | 0 | 0 | 0 | 0 | 0 | 0 | 0 | 0 | 0 | 0 | 0 | 0 | 0 | 0 | 0 | 0 | 0 | 0 | 0 | 0 | 0
|  | 2007 | 2008 | 2009 | 2010 | 2011 | 2012 | 2013 |  | 2014 | 2015 | 2016 | 2017 | 2018 | 2019 | 2020 | 2021 | 2022 | 2023 | 2024 | 2025 | 2026 | 2027 | 2028 | 2029 | 2030 | 2031 | 2032 | 2033 | 2034 | 2035 | 2036 | 2037 | 2038 |  |  |  | 0 | 0 | 0 | 0 | 0 | 0 | 0 | 0 | 0 | 0 | 0 | 0 | 0 | 0 | 0 | 0 | 0 | 0 | 0 | 0 | 0 | 0 | 0 | 0 | 0 | 0 | 0 | 0 | 0 | 0 | 0 | 0
| 0 | [36 empty] | 0 | 0 | 0 | 0 | 0 | 0 | 0 | 0 | 0 | 0 | 0 | 0 | 0 | 0 | 0 | 0 | 0 | 0 | 0 | 0 | 0 | 0 | 0 | 0 | 0 | 0 | 0 | 0 | 0 | 0 | 0 | 0
| Diversity Factor: 0 | [36 empty] | 0 | 0 | 0 | 0 | 0 | 0 | 0 | 0 | 0 | 0 | 0 | 0 | 0 | 0 | 0 | 0 | 0 | 0 | 0 | 0 | 0 | 0 | 0 | 0 | 0 | 0 | 0 | 0 | 0 | 0 | 0 | 0
[38 empty] | 0 | 0 | 0 | 0 | 0 | 0 | 0 | 0 | 0 | 0 | 0 | 0 | 0 | 0 | 0 | 0 | 0 | 0 | 0 | 0 | 0 | 0 | 0 | 0 | 0 | 0 | 0 | 0 | 0 | 0 | 0 | 0
[38 empty] | 0 | 0 | 0 | 0 | 0 | 0 | 0 | 0 | 0 | 0 | 0 | 0 | 0 | 0 | 0 | 0 | 0 | 0 | 0 | 0 | 0 | 0 | 0 | 0 | 0 | 0 | 0 | 0 | 0 | 0 | 0 | 0
| 0 | [36 empty] | 0 | 0 | 0 | 0 | 0 | 0 | 0 | 0 | 0 | 0 | 0 | 0 | 0 | 0 | 0 | 0 | 0 | 0 | 0 | 0 | 0 | 0 | 0 | 0 | 0 | 0 | 0 | 0 | 0 | 0 | 0 | 0
Diversity Factor: 0
[38 empty] | Historical Spots & Transfers | [6 empty] | Forecast Spots & Transfers
[35 empty] | Project Name | From | To | 2007 | 2008 | 2009 | 2010 | 2011 | 2012 | 2013 | 2014 | 2015 | 2016 | 2017 | 2018 | 2019 | 2020 | 2021 | 2022 | 2023 | 2024 | 2025 | 2026 | 2027 | 2028 | 2029 | 2030 | 2031 | 2032 | 2033 | 2034 | 2035 | 2036 | 2037 | 2038
| 0 | [33 empty] | Broad based demand management |  | Waverley 132_11kV Tx11 | 0 | 0 | 0 | 0 | 0 | 0 | 0 | 0 | -0.16241 | -0.44638 | -0.46474 | -0.48587 | -0.6199 | 0 | 0 | 0 | 0 | 0 | 0 | 0 | 0 | 0 | 0 | 0 | 0 | 0 | 0 | 0 | 0 | 0 | 0 | 0
| Diversity Factor: 0 | [33 empty] | Broad based demand management |  | Waverley 132_11kV Tx12 | 0 | 0 | 0 | 0 | 0 | 0 | 0 | 0 | -0.16241 | -0.44638 | -0.46474 | -0.48587 | -0.6199 | 0 | 0 | 0 | 0 | 0 | 0 | 0 | 0 | 0 | 0 | 0 | 0 | 0 | 0 | 0 | 0 | 0 | 0 | 0
[35 empty] | Decommission: Commissioning Transfers | Waverley 33_11kV Tx2 | Waverley 132_11kV Tx11 | 0 | 0 | 0 | 0 | 0 | 0 | 0 | 0 | 200.049 | 0 | 0 | 0 | 0 | 0 | 0 | 0 | 0 | 0 | 0 | 0 | 0 | 0 | 0 | 0 | 0 | 0 | 0 | 0 | 0 | 0 | 0 | 0
[35 empty] | Decommission: Commissioning Transfers | Waverley 33_11kV Tx2 | Waverley 132_11kV Tx12 | 0 | 0 | 0 | 0 | 0 | 0 | 0 | 0 | 200.049 | 0 | 0 | 0 | 0 | 0 | 0 | 0 | 0 | 0 | 0 | 0 | 0 | 0 | 0 | 0 | 0 | 0 | 0 | 0 | 0 | 0 | 0 | 0
| 0 | [33 empty] | Decommission: Commissioning Transfers | Waverley 33_11kV Tx3 | Waverley 132_11kV Tx11 | 0 | 0 | 0 | 0 | 0 | 0 | 0 | 0 | 212.459 | 0 | 0 | 0 | 0 | 0 | 0 | 0 | 0 | 0 | 0 | 0 | 0 | 0 | 0 | 0 | 0 | 0 | 0 | 0 | 0 | 0 | 0 | 0
| Diversity Factor: 0 | [33 empty] | Decommission: Commissioning Transfers | Waverley 33_11kV Tx3 | Waverley 132_11kV Tx12 | 0 | 0 | 0 | 0 | 0 | 0 | 0 | 0 | 212.459 | 0 | 0 | 0 | 0 | 0 | 0 | 0 | 0 | 0 | 0 | 0 | 0 | 0 | 0 | 0 | 0 | 0 | 0 | 0 | 0 | 0 | 0 | 0
[35 empty] | Decommission: Commissioning Transfers | Waverley 33_11kV Tx4 | Waverley 132_11kV Tx11 | 0 | 0 | 0 | 0 | 0 | 0 | 0 | 0 | 304.2929 | 0 | 0 | 0 | 0 | 0 | 0 | 0 | 0 | 0 | 0 | 0 | 0 | 0 | 0 | 0 | 0 | 0 | 0 | 0 | 0 | 0 | 0 | 0
[35 empty] | Decommission: Commissioning Transfers | Waverley 33_11kV Tx4 | Waverley 132_11kV Tx12 | 0 | 0 | 0 | 0 | 0 | 0 | 0 | 0 | 304.2929 | 0 | 0 | 0 | 0 | 0 | 0 | 0 | 0 | 0 | 0 | 0 | 0 | 0 | 0 | 0 | 0 | 0 | 0 | 0 | 0 | 0 | 0 | 0
| 0 | [33 empty] | Econometric |  | Waverley 132_11kV Tx11 | 0 | 0 | 0 | 0 | 0 | 0 | 0 | 0 | 0 | 6.0904 | 10.8894 | 16.2864 | 17.0523 | 17.3695 | 16.5189 | 16.806 | 17.0973 | 17.393 | 17.6932 | 17.9978 | 18.3069 | 18.6207 | 18.9392 | 19.2623 | 19.5903 | 19.9232 | 20.261 | 20.6037 | 20.9516 | 21.3046 | 21.6628 | 22.0263
| Diversity Factor: 0 | [33 empty] | Econometric |  | Waverley 132_11kV Tx12 | 0 | 0 | 0 | 0 | 0 | 0 | 0 | 0 | 0 | 6.0904 | 10.8894 | 16.2864 | 17.0523 | 17.3695 | 16.5189 | 16.806 | 17.0973 | 17.393 | 17.6932 | 17.9978 | 18.3069 | 18.6207 | 18.9392 | 19.2623 | 19.5903 | 19.9232 | 20.261 | 20.6037 | 20.9516 | 21.3046 | 21.6628 | 22.0263
[35 empty] | Energy Efficiency |  | Waverley 132_11kV Tx11 | 0 | 0 | 0 | 0 | 0 | 0 | 0 | 0 | -0.63882 | -4.7685 | -7.6925 | -11.9717 | -12.7944 | -7.8905 | -6.169 | -6.9928 | -6.7828 | -7.7833 | -5.9567 | -6.0966 | -5.1983 | -4.7064 | -5.0699 | -5.4056 | -5.4056 | -5.4056 | -5.4056 | -5.4056 | -5.4056 | -5.4056 | -5.4056 | -5.4056
[35 empty] | Energy Efficiency |  | Waverley 132_11kV Tx12 | 0 | 0 | 0 | 0 | 0 | 0 | 0 | 0 | -0.63882 | -4.7685 | -7.6925 | -11.9717 | -12.7944 | -7.8905 | -6.169 | -6.9928 | -6.7828 | -7.7833 | -5.9567 | -6.0966 | -5.1983 | -4.7064 | -5.0699 | -5.4056 | -5.4056 | -5.4056 | -5.4056 | -5.4056 | -5.4056 | -5.4056 | -5.4056 | -5.4056
| 0 | [33 empty] | Solar PV |  | Waverley 132_11kV Tx11 | 0 | 0 | 0 | 0 | 0 | 0 | 0 | 0 | 0 | 0 | 0 | 0 | 0 | 0 | 0 | 0 | 0 | 0 | 0 | 0 | 0 | 0 | 0 | 0 | 0 | 0 | 0 | 0 | 0 | 0 | 0 | 0
| Diversity Factor: 0 | [33 empty] | Solar PV |  | Waverley 132_11kV Tx12 | 0 | 0 | 0 | 0 | 0 | 0 | 0 | 0 | 0 | 0 | 0 | 0 | 0 | 0 | 0 | 0 | 0 | 0 | 0 | 0 | 0 | 0 | 0 | 0 | 0 | 0 | 0 | 0 | 0 | 0 | 0 | 0
0
Diversity Factor: 0
0
Diversity Factor: 0
0
Diversity Factor: 0
0
Diversity Factor: 0
| Weather Correction and Public Holiday Factors | [8 empty] | Forecast ROG
ROG Justification
| Actual loads for season 2013 have been weather corrected by the following: | [8 empty] | 0 | [59 empty] | 0%
1 | 2 | 3 | 4 | 5 | 6 | 7 | 8 | 9 | 10 | 2014 | 2015 | 2016 | 2017 | 2018 | 2019 | 2020 | 2021 | 2022 | 2023 | 2024 | 2025 | 2026 | 2027 | 2028 | 2029 | 2030 | 2031 | 2032 | 2033 | 2034 | 2035 | 2036 | 2037 | 2038
0.96831 | 0.93762 | 0.91781 | 0.90812 | 0.90812 | 0.90812 | 0.90812 | 0.90812 | 0.90812 | 0.90812 | -3.169% | -3.169% | -2.113% | -1.056% | 0% | 0% | 0% | 0% | 0% | 0% | 0% | 0% | 0% | 0% | 0% | 0% | 0% | 0% | 0% | 0% | 0% | 0% | 0% | 0% | 0%
Substation Load Detail
[7 empty] | Units | 2013 |  | 2014 | 2015 | 2016 | 2017 | 2018 | 2019 | 2020 | 2021 | 2022 | 2023 | 2024 | 2025 | 2026 | 2027 | 2028 | 2029 | 2030 | 2031 | 2032 | 2033 | 2034 | 2035 | 2036 | 2037 | 2038
1 | Waverley 132_11kV | Compensated |  | Load (LV side) |  |  | Amps | 0 | 0 | 0 | 1432.039 | 1403.484 | 1393.984 | 1401.453 | 1408.553 | 1427.059 | 1447.279 | 1466.463 | 1486.639 | 1505.448 | 1528.433 | 1551.756 | 1577.462 | 1604.765 | 1631.998 | 1659.223 | 1687.109 | 1715.666 | 1744.903 | 1774.831 | 1805.461 | 1836.802 | 1868.865 | 1901.661
|  |  |  | Apparent Power |  |  | MVA | 0 |  | 0 | 27.284 | 26.74 | 26.559 | 26.7013 | 26.8365 | 27.1891 | 27.5744 | 27.9399 | 28.3243 | 28.6826 | 29.1206 | 29.5649 | 30.0547 | 30.5749 | 31.0937 | 31.6124 | 32.1437 | 32.6878 | 33.2449 | 33.8151 | 34.3987 | 34.9958 | 35.6067 | 36.2315
|  |  |  | Real Power |  |  | MW | 0 | 0 | 0 | 26.5817 | 26.05 | 25.8685 | 25.9998 | 26.1245 | 26.4496 | 26.8046 | 27.1411 | 27.4948 | 27.8244 | 28.2269 | 28.635 | 29.0846 | 29.5618 | 30.0374 | 30.5127 | 30.9991 | 31.497 | 32.0064 | 32.5277 | 33.0608 | 33.6061 | 34.1636 | 34.7336
|  |  |  | Reactive Power |  |  | MVAr | 0 |  | 0 | 6.1505 | 6.035 | 6.0166 | 6.0802 | 6.1407 | 6.2981 | 6.47 | 6.633 | 6.8043 | 6.9639 | 7.1589 | 7.3565 | 7.5743 | 7.8054 | 8.0357 | 8.2659 | 8.5015 | 8.7426 | 8.9894 | 9.2418 | 9.5 | 9.7641 | 10.0341 | 10.3102
|  |  |  | Capacitors In Service |  |  | MVAr | 0 |  | 0 | 0 | 0 | 0 | 0 | 0 | 0 | 0 | 0 | 0 | 0 | 0 | 0 | 0 | 0 | 0 | 0 | 0 | 0 | 0 | 0 | 0 | 0 | 0 | 0
|  |  |  | PF |  |  |  | 0 |  | 0 | 0.97426 | 0.9742 | 0.974 | 0.97373 | 0.97347 | 0.9728 | 0.97208 | 0.97141 | 0.97072 | 0.97008 | 0.96931 | 0.96855 | 0.96772 | 0.96686 | 0.96603 | 0.96521 | 0.96439 | 0.96357 | 0.96275 | 0.96193 | 0.96111 | 0.96029 | 0.95947 | 0.95866
0.85679 | Diversity Factor: 0.86 | Uncompensated |  | Reactive Power |  |  | MVAr | 0 | 0 | 0 | 6.1505 | 6.035 | 6.0166 | 6.0802 | 6.1407 | 6.2981 | 6.47 | 6.633 | 6.8043 | 6.9639 | 7.1589 | 7.3565 | 7.5743 | 7.8054 | 8.0357 | 8.2659 | 8.5015 | 8.7426 | 8.9894 | 9.2418 | 9.5 | 9.7641 | 10.0341 | 10.3102
|  |  |  | PF |  |  |  | 0 |  | 0 | 0.97426 | 0.9742 | 0.974 | 0.97373 | 0.97347 | 0.9728 | 0.97208 | 0.97141 | 0.97072 | 0.97008 | 0.96931 | 0.96855 | 0.96772 | 0.96686 | 0.96603 | 0.96521 | 0.96439 | 0.96357 | 0.96275 | 0.96193 | 0.96111 | 0.96029 | 0.95947 | 0.95866
[10 empty] | 1 | 2 | 3 | 4 | 5 | 6 | 7 | 8 | 9 | 10 | 11 | 12 | 13 | 14 | 15 | 16 | 17 | 18 | 19 | 20 | 21 | 22 | 23 | 24 | 25
Transformer Load Detail
[7 empty] | Units | 2013 |  | 2014 | 2015 | 2016 | 2017 | 2018 | 2019 | 2020 | 2021 | 2022 | 2023 | 2024 | 2025 | 2026 | 2027 | 2028 | 2029 | 2030 | 2031 | 2032 | 2033 | 2034 | 2035 | 2036 | 2037 | 2038
| 0 | Compensated |  | Load (LV side) |  |  | Amps
|  |  |  | Apparent Power |  |  | MVA
|  |  |  | Real Power |  |  | MW
|  |  |  | Reactive Power |  |  | MVAr
|  |  |  | Capacitors In Service |  |  | MVAr
PF
| Zone Div: | Uncompensated |  | Reactive Power |  |  | MVAr
PF
| 0 | Compensated |  | Load (LV side) |  |  | Amps
|  |  |  | Apparent Power |  |  | MVA
|  |  |  | Real Power |  |  | MW
|  |  |  | Reactive Power |  |  | MVAr
|  |  |  | Capacitors In Service |  |  | MVAr
PF
| Zone Div: | Uncompensated |  | Reactive Power |  |  | MVAr
PF
| 0 | Compensated |  | Load (LV side) |  |  | Amps
|  |  |  | Apparent Power |  |  | MVA
|  |  |  | Real Power |  |  | MW
|  |  |  | Reactive Power |  |  | MVAr
|  |  |  | Capacitors In Service |  |  | MVAr
PF
| Zone Div: | Uncompensated |  | Reactive Power |  |  | MVAr
PF
| 0 | Compensated |  | Load (LV side) |  |  | Amps
|  |  |  | Apparent Power |  |  | MVA
|  |  |  | Real Power |  |  | MW
|  |  |  | Reactive Power |  |  | MVAr
|  |  |  | Capacitors In Service |  |  | MVAr
PF
| Zone Div: | Uncompensated |  | Reactive Power |  |  | MVAr
PF
| 0 | Compensated |  | Load (LV side) |  |  | Amps
|  |  |  | Apparent Power |  |  | MVA
|  |  |  | Real Power |  |  | MW
|  |  |  | Reactive Power |  |  | MVAr
|  |  |  | Capacitors In Service |  |  | MVAr
PF
| Zone Div: | Uncompensated |  | Reactive Power |  |  | MVAr
PF
| 0 | Compensated |  | Load (LV side) |  |  | Amps
|  |  |  | Apparent Power |  |  | MVA
|  |  |  | Real Power |  |  | MW
|  |  |  | Reactive Power |  |  | MVAr
|  |  |  | Capacitors In Service |  |  | MVAr
PF
| Zone Div: | Uncompensated |  | Reactive Power |  |  | MVAr
PF
| 0 | Compensated |  | Load (LV side) |  |  | Amps
|  |  |  | Apparent Power |  |  | MVA
|  |  |  | Real Power |  |  | MW
|  |  |  | Reactive Power |  |  | MVAr
|  |  |  | Capacitors In Service |  |  | MVAr
PF
| Zone Div: | Uncompensated |  | Reactive Power |  |  | MVAr
PF
| 0 | Compensated |  | Load (LV side) |  |  | Amps
|  |  |  | Apparent Power |  |  | MVA
|  |  |  | Real Power |  |  | MW
|  |  |  | Reactive Power |  |  | MVAr
|  |  |  | Capacitors In Service |  |  | MVAr
PF
| Zone Div: | Uncompensated |  | Reactive Power |  |  | MVAr
PF
| 0 | Compensated |  | Load (LV side) |  |  | Amps
|  |  |  | Apparent Power |  |  | MVA
|  |  |  | Real Power |  |  | MW
|  |  |  | Reactive Power |  |  | MVAr
|  |  |  | Capacitors In Service |  |  | MVAr
PF
| Zone Div: | Uncompensated |  | Reactive Power |  |  | MVAr
PF
| 0 | Compensated |  | Load (LV side) |  |  | Amps
|  |  |  | Apparent Power |  |  | MVA
|  |  |  | Real Power |  |  | MW
|  |  |  | Reactive Power |  |  | MVAr
|  |  |  | Capacitors In Service |  |  | MVAr
PF
| Zone Div: | Uncompensated |  | Reactive Power |  |  | MVAr
PF

## Waverley 33_11kV
| Waverley 33_11kV | [16 empty] | 2014 | WINTER
[6 empty] | Zone decommissioned |  | 2014-10-31
| Substation Total Loads | [33 empty] | Spots & Transfers Detail
| Historical Loads | (11kV Amps) | [7 empty] | Weather Corrected Forecast Loads |  |  |  | (11kV Amps) | [20 empty] | Spots & Transfers Summary | (11kV Amps) |  | Historical Spots & Transfers | [6 empty] | Forecast Spots & Transfers
|  | 2007 | 2008 | 2009 | 2010 | 2011 | 2012 | 2013 |  | 2014 | 2015 | 2016 | 2017 | 2018 | 2019 | 2020 | 2021 | 2022 | 2023 | 2024 | 2025 | 2026 | 2027 | 2028 | 2029 | 2030 | 2031 | 2032 | 2033 | 2034 | 2035 | 2036 | 2037 | 2038 |  |  |  | 2007 | 2008 | 2009 | 2010 | 2011 | 2012 | 2013 | 2014 | 2015 | 2016 | 2017 | 2018 | 2019 | 2020 | 2021 | 2022 | 2023 | 2024 | 2025 | 2026 | 2027 | 2028 | 2029 | 2030 | 2031 | 2032 | 2033 | 2034 | 2035 | 2036 | 2037 | 2038
| Total | 1794 | 1831 | 1593 | 1749 | 1538 | 1489 | 1469 |  | 1480.532 | 0 | 0 | 0 | 0 | 0 | 0 | 0 | 0 | 0 | 0 | 0 | 0 | 0 | 0 | 0 | 0 | 0 | 0 | 0 | 0 | 0 | 0 | 0 | 0 |  |  | Total | 0 | 0 | 0 | 0 | 0 | 0 | 0 | 0 | -1433.602 | 0 | 0 | 0 | 0 | 0 | 0 | 0 | 0 | 0 | 0 | 0 | 0 | 0 | 0 | 0 | 0 | 0 | 0 | 0 | 0 | 0 | 0 | 0
| Firm Rating | 0 | 0 | 0 | 0 | 0 | 0 | 2910 |  | 2910 | 0 | 0 | 0 | 0 | 0 | 0 | 0 | 0 | 0 | 0 | 0 | 0 | 0 | 0 | 0 | 0 | 0 | 0 | 0 | 0 | 0 | 0 | 0 | 0
| Total Capacity | 0 | 0 | 0 | 0 | 0 | 0 | 4161 |  | 4161 | 0 | 0 | 0 | 0 | 0 | 0 | 0 | 0 | 0 | 0 | 0 | 0 | 0 | 0 | 0 | 0 | 0 | 0 | 0 | 0 | 0 | 0 | 0 | 0 |  |  | Waverley 33_11kV Tx1 | 0 | 0 | 0 | 0 | 0 | 0 | 0 | 0 | 0 | 0 | 0 | 0 | 0 | 0 | 0 | 0 | 0 | 0 | 0 | 0 | 0 | 0 | 0 | 0 | 0 | 0 | 0 | 0 | 0 | 0 | 0 | 0
|  | -7 | -6 | -5 | -4 | -3 | -2 | -1 |  | 0 | 1 | 2 | 3 | 4 | 5 | 6 | 7 | 8 | 9 | 10 | 11 | 12 | 13 | 14 | 15 | 16 | 17 | 18 | 19 | 20 | 21 | 22 | 23 | 24 |  |  | Waverley 33_11kV Tx2 | 0 | 0 | 0 | 0 | 0 | 0 | -110 | 0 | -400.0981 | 0 | 0 | 0 | 0 | 0 | 0 | 0 | 0 | 0 | 0 | 0 | 0 | 0 | 0 | 0 | 0 | 0 | 0 | 0 | 0 | 0 | 0 | 0
| Transformer Loads | [35 empty] | Waverley 33_11kV Tx3 | 0 | 0 | 0 | 0 | 0 | 0 | 110 | 0 | -424.918 | 0 | 0 | 0 | 0 | 0 | 0 | 0 | 0 | 0 | 0 | 0 | 0 | 0 | 0 | 0 | 0 | 0 | 0 | 0 | 0 | 0 | 0 | 0
| Historical Loads | (11kV Amps) | [7 empty] | Weather Corrected Forecast Loads |  |  |  | (11kV Amps) | [22 empty] | Waverley 33_11kV Tx4 | 0 | 0 | 0 | 0 | 0 | 0 | 0 | 0 | -608.5859 | 0 | 0 | 0 | 0 | 0 | 0 | 0 | 0 | 0 | 0 | 0 | 0 | 0 | 0 | 0 | 0 | 0 | 0 | 0 | 0 | 0 | 0 | 0
|  | 2007 | 2008 | 2009 | 2010 | 2011 | 2012 | 2013 |  | 2014 | 2015 | 2016 | 2017 | 2018 | 2019 | 2020 | 2021 | 2022 | 2023 | 2024 | 2025 | 2026 | 2027 | 2028 | 2029 | 2030 | 2031 | 2032 | 2033 | 2034 | 2035 | 2036 | 2037 | 2038 |  |  |  | 0 | 0 | 0 | 0 | 0 | 0 | 0 | 0 | 0 | 0 | 0 | 0 | 0 | 0 | 0 | 0 | 0 | 0 | 0 | 0 | 0 | 0 | 0 | 0 | 0 | 0 | 0 | 0 | 0 | 0 | 0 | 0
| 0 | [36 empty] | 0 | 0 | 0 | 0 | 0 | 0 | 0 | 0 | 0 | 0 | 0 | 0 | 0 | 0 | 0 | 0 | 0 | 0 | 0 | 0 | 0 | 0 | 0 | 0 | 0 | 0 | 0 | 0 | 0 | 0 | 0 | 0
| Diversity Factor: 0 | [36 empty] | 0 | 0 | 0 | 0 | 0 | 0 | 0 | 0 | 0 | 0 | 0 | 0 | 0 | 0 | 0 | 0 | 0 | 0 | 0 | 0 | 0 | 0 | 0 | 0 | 0 | 0 | 0 | 0 | 0 | 0 | 0 | 0
[38 empty] | 0 | 0 | 0 | 0 | 0 | 0 | 0 | 0 | 0 | 0 | 0 | 0 | 0 | 0 | 0 | 0 | 0 | 0 | 0 | 0 | 0 | 0 | 0 | 0 | 0 | 0 | 0 | 0 | 0 | 0 | 0 | 0
[38 empty] | 0 | 0 | 0 | 0 | 0 | 0 | 0 | 0 | 0 | 0 | 0 | 0 | 0 | 0 | 0 | 0 | 0 | 0 | 0 | 0 | 0 | 0 | 0 | 0 | 0 | 0 | 0 | 0 | 0 | 0 | 0 | 0
| 0 | [36 empty] | 0 | 0 | 0 | 0 | 0 | 0 | 0 | 0 | 0 | 0 | 0 | 0 | 0 | 0 | 0 | 0 | 0 | 0 | 0 | 0 | 0 | 0 | 0 | 0 | 0 | 0 | 0 | 0 | 0 | 0 | 0 | 0
Diversity Factor: 0
[38 empty] | Historical Spots & Transfers | [6 empty] | Forecast Spots & Transfers
[35 empty] | Project Name | From | To | 2007 | 2008 | 2009 | 2010 | 2011 | 2012 | 2013 | 2014 | 2015 | 2016 | 2017 | 2018 | 2019 | 2020 | 2021 | 2022 | 2023 | 2024 | 2025 | 2026 | 2027 | 2028 | 2029 | 2030 | 2031 | 2032 | 2033 | 2034 | 2035 | 2036 | 2037 | 2038
| 0 | [33 empty] | Broad based demand management |  | Waverley 33_11kV Tx2 | 0 | 0 | 0 | 0 | 0 | 0 | 0 | 0 | 0 | 0 | 0 | 0 | 0 | 0 | 0 | 0 | 0 | 0 | 0 | 0 | 0 | 0 | 0 | 0 | 0 | 0 | 0 | 0 | 0 | 0 | 0 | 0
| Diversity Factor: 0 | [33 empty] | Broad based demand management |  | Waverley 33_11kV Tx3 | 0 | 0 | 0 | 0 | 0 | 0 | 0 | 0 | 0 | 0 | 0 | 0 | 0 | 0 | 0 | 0 | 0 | 0 | 0 | 0 | 0 | 0 | 0 | 0 | 0 | 0 | 0 | 0 | 0 | 0 | 0 | 0
[35 empty] | Broad based demand management |  | Waverley 33_11kV Tx4 | 0 | 0 | 0 | 0 | 0 | 0 | 0 | 0 | 0 | 0 | 0 | 0 | 0 | 0 | 0 | 0 | 0 | 0 | 0 | 0 | 0 | 0 | 0 | 0 | 0 | 0 | 0 | 0 | 0 | 0 | 0 | 0
[35 empty] | DNP_ID: 6765. New Waverley Zone feeder relocation | Waverley 33_11kV Tx2 | Waverley 33_11kV Tx3 | 0 | 0 | 0 | 0 | 0 | 0 | 110 | 0 | 0 | 0 | 0 | 0 | 0 | 0 | 0 | 0 | 0 | 0 | 0 | 0 | 0 | 0 | 0 | 0 | 0 | 0 | 0 | 0 | 0 | 0 | 0 | 0
| 0 | [33 empty] | Decommission: Commissioning Transfers | Waverley 33_11kV Tx2 | Waverley 132_11kV Tx11 | 0 | 0 | 0 | 0 | 0 | 0 | 0 | 0 | 200.049 | 0 | 0 | 0 | 0 | 0 | 0 | 0 | 0 | 0 | 0 | 0 | 0 | 0 | 0 | 0 | 0 | 0 | 0 | 0 | 0 | 0 | 0 | 0
| Diversity Factor: 0 | [33 empty] | Decommission: Commissioning Transfers | Waverley 33_11kV Tx2 | Waverley 132_11kV Tx12 | 0 | 0 | 0 | 0 | 0 | 0 | 0 | 0 | 200.049 | 0 | 0 | 0 | 0 | 0 | 0 | 0 | 0 | 0 | 0 | 0 | 0 | 0 | 0 | 0 | 0 | 0 | 0 | 0 | 0 | 0 | 0 | 0
[35 empty] | Decommission: Commissioning Transfers | Waverley 33_11kV Tx3 | Waverley 132_11kV Tx11 | 0 | 0 | 0 | 0 | 0 | 0 | 0 | 0 | 212.459 | 0 | 0 | 0 | 0 | 0 | 0 | 0 | 0 | 0 | 0 | 0 | 0 | 0 | 0 | 0 | 0 | 0 | 0 | 0 | 0 | 0 | 0 | 0
[35 empty] | Decommission: Commissioning Transfers | Waverley 33_11kV Tx3 | Waverley 132_11kV Tx12 | 0 | 0 | 0 | 0 | 0 | 0 | 0 | 0 | 212.459 | 0 | 0 | 0 | 0 | 0 | 0 | 0 | 0 | 0 | 0 | 0 | 0 | 0 | 0 | 0 | 0 | 0 | 0 | 0 | 0 | 0 | 0 | 0
| 0 | [33 empty] | Decommission: Commissioning Transfers | Waverley 33_11kV Tx4 | Waverley 132_11kV Tx11 | 0 | 0 | 0 | 0 | 0 | 0 | 0 | 0 | 304.2929 | 0 | 0 | 0 | 0 | 0 | 0 | 0 | 0 | 0 | 0 | 0 | 0 | 0 | 0 | 0 | 0 | 0 | 0 | 0 | 0 | 0 | 0 | 0
| Diversity Factor: 0 | [33 empty] | Decommission: Commissioning Transfers | Waverley 33_11kV Tx4 | Waverley 132_11kV Tx12 | 0 | 0 | 0 | 0 | 0 | 0 | 0 | 0 | 304.2929 | 0 | 0 | 0 | 0 | 0 | 0 | 0 | 0 | 0 | 0 | 0 | 0 | 0 | 0 | 0 | 0 | 0 | 0 | 0 | 0 | 0 | 0 | 0
[35 empty] | Econometric |  | Waverley 33_11kV Tx2 | 0 | 0 | 0 | 0 | 0 | 0 | 0 | 0 | 0 | 0 | 0 | 0 | 0 | 0 | 0 | 0 | 0 | 0 | 0 | 0 | 0 | 0 | 0 | 0 | 0 | 0 | 0 | 0 | 0 | 0 | 0 | 0
[35 empty] | Econometric |  | Waverley 33_11kV Tx3 | 0 | 0 | 0 | 0 | 0 | 0 | 0 | 0 | 0 | 0 | 0 | 0 | 0 | 0 | 0 | 0 | 0 | 0 | 0 | 0 | 0 | 0 | 0 | 0 | 0 | 0 | 0 | 0 | 0 | 0 | 0 | 0
| 0 | [33 empty] | Econometric |  | Waverley 33_11kV Tx4 | 0 | 0 | 0 | 0 | 0 | 0 | 0 | 0 | 0 | 0 | 0 | 0 | 0 | 0 | 0 | 0 | 0 | 0 | 0 | 0 | 0 | 0 | 0 | 0 | 0 | 0 | 0 | 0 | 0 | 0 | 0 | 0
| Diversity Factor: 0 | [33 empty] | Energy Efficiency |  | Waverley 33_11kV Tx2 | 0 | 0 | 0 | 0 | 0 | 0 | 0 | 0 | 0 | 0 | 0 | 0 | 0 | 0 | 0 | 0 | 0 | 0 | 0 | 0 | 0 | 0 | 0 | 0 | 0 | 0 | 0 | 0 | 0 | 0 | 0 | 0
[35 empty] | Energy Efficiency |  | Waverley 33_11kV Tx3 | 0 | 0 | 0 | 0 | 0 | 0 | 0 | 0 | 0 | 0 | 0 | 0 | 0 | 0 | 0 | 0 | 0 | 0 | 0 | 0 | 0 | 0 | 0 | 0 | 0 | 0 | 0 | 0 | 0 | 0 | 0 | 0
[35 empty] | Energy Efficiency |  | Waverley 33_11kV Tx4 | 0 | 0 | 0 | 0 | 0 | 0 | 0 | 0 | 0 | 0 | 0 | 0 | 0 | 0 | 0 | 0 | 0 | 0 | 0 | 0 | 0 | 0 | 0 | 0 | 0 | 0 | 0 | 0 | 0 | 0 | 0 | 0
| 0 | [33 empty] | Solar PV |  | Waverley 33_11kV Tx2 | 0 | 0 | 0 | 0 | 0 | 0 | 0 | 0 | 0 | 0 | 0 | 0 | 0 | 0 | 0 | 0 | 0 | 0 | 0 | 0 | 0 | 0 | 0 | 0 | 0 | 0 | 0 | 0 | 0 | 0 | 0 | 0
| Diversity Factor: 0 | [33 empty] | Solar PV |  | Waverley 33_11kV Tx3 | 0 | 0 | 0 | 0 | 0 | 0 | 0 | 0 | 0 | 0 | 0 | 0 | 0 | 0 | 0 | 0 | 0 | 0 | 0 | 0 | 0 | 0 | 0 | 0 | 0 | 0 | 0 | 0 | 0 | 0 | 0 | 0
[35 empty] | Solar PV |  | Waverley 33_11kV Tx4 | 0 | 0 | 0 | 0 | 0 | 0 | 0 | 0 | 0 | 0 | 0 | 0 | 0 | 0 | 0 | 0 | 0 | 0 | 0 | 0 | 0 | 0 | 0 | 0 | 0 | 0 | 0 | 0 | 0 | 0 | 0 | 0
0
Diversity Factor: 0
0
Diversity Factor: 0
0
Diversity Factor: 0
| Weather Correction and Public Holiday Factors | [8 empty] | Forecast ROG
ROG Justification
| Actual loads for season 2013 have been weather corrected by the following: | [6 empty] | 2.751% |  | 7 year ROG ok | [59 empty] | 7 year ROG ok
1 | 2 | 3 | 4 | 5 | 6 | 7 | 8 | 9 | 10 | 2014 | 2015 | 2016 | 2017 | 2018 | 2019 | 2020 | 2021 | 2022 | 2023 | 2024 | 2025 | 2026 | 2027 | 2028 | 2029 | 2030 | 2031 | 2032 | 2033 | 2034 | 2035 | 2036 | 2037 | 2038
0.96831 | 0.93762 | 0.91781 | 0.90812 | 0.90812 | 0.90812 | 0.90812 | 0.90812 | 0.90812 | 0.90812 | -3.169% | -3.169% | -2.113% | -1.056% | 0% | 0% | 0% | 0% | 0% | 0% | 0% | 0% | 0% | 0% | 0% | 0% | 0% | 0% | 0% | 0% | 0% | 0% | 0% | 0% | 0%
Substation Load Detail
[7 empty] | Units | 2013 |  | 2014 | 2015 | 2016 | 2017 | 2018 | 2019 | 2020 | 2021 | 2022 | 2023 | 2024 | 2025 | 2026 | 2027 | 2028 | 2029 | 2030 | 2031 | 2032 | 2033 | 2034 | 2035 | 2036 | 2037 | 2038
1 | Waverley 33_11kV | Compensated |  | Load (LV side) |  |  | Amps | 1469 | 1529 | 1480.532 | 0 | 0 | 0 | 0 | 0 | 0 | 0 | 0 | 0 | 0 | 0 | 0 | 0 | 0 | 0 | 0 | 0 | 0 | 0 | 0 | 0 | 0 | 0 | 0
|  |  |  | Apparent Power |  |  | MVA | 27.9882 |  | 28.2079 | 0 | 0 | 0 | 0 | 0 | 0 | 0 | 0 | 0 | 0 | 0 | 0 | 0 | 0 | 0 | 0 | 0 | 0 | 0 | 0 | 0 | 0 | 0 | 0
|  |  |  | Real Power |  |  | MW | 27.2663 | 28.3799 | 27.4803 | 0 | 0 | 0 | 0 | 0 | 0 | 0 | 0 | 0 | 0 | 0 | 0 | 0 | 0 | 0 | 0 | 0 | 0 | 0 | 0 | 0 | 0 | 0 | 0
|  |  |  | Reactive Power |  |  | MVAr | 6.316 |  | 6.3655 | 0 | 0 | 0 | 0 | 0 | 0 | 0 | 0 | 0 | 0 | 0 | 0 | 0 | 0 | 0 | 0 | 0 | 0 | 0 | 0 | 0 | 0 | 0 | 0
|  |  |  | Capacitors In Service |  |  | MVAr | 0 |  | 0 | 0 | 0 | 0 | 0 | 0 | 0 | 0 | 0 | 0 | 0 | 0 | 0 | 0 | 0 | 0 | 0 | 0 | 0 | 0 | 0 | 0 | 0 | 0 | 0
|  |  |  | PF |  |  |  | 0.97421 |  | 0.9742 | 0 | 0 | 0 | 0 | 0 | 0 | 0 | 0 | 0 | 0 | 0 | 0 | 0 | 0 | 0 | 0 | 0 | 0 | 0 | 0 | 0 | 0 | 0 | 0
0.90978 | Diversity Factor: 0.91 | Uncompensated |  | Reactive Power |  |  | MVAr | 6.316 | 6.5739 | 6.3655 | 0 | 0 | 0 | 0 | 0 | 0 | 0 | 0 | 0 | 0 | 0 | 0 | 0 | 0 | 0 | 0 | 0 | 0 | 0 | 0 | 0 | 0 | 0 | 0
|  |  |  | PF |  |  |  | 0.97421 |  | 0.9742 | 0 | 0 | 0 | 0 | 0 | 0 | 0 | 0 | 0 | 0 | 0 | 0 | 0 | 0 | 0 | 0 | 0 | 0 | 0 | 0 | 0 | 0 | 0 | 0
[10 empty] | 1 | 2 | 3 | 4 | 5 | 6 | 7 | 8 | 9 | 10 | 11 | 12 | 13 | 14 | 15 | 16 | 17 | 18 | 19 | 20 | 21 | 22 | 23 | 24 | 25
Transformer Load Detail
[7 empty] | Units | 2013 |  | 2014 | 2015 | 2016 | 2017 | 2018 | 2019 | 2020 | 2021 | 2022 | 2023 | 2024 | 2025 | 2026 | 2027 | 2028 | 2029 | 2030 | 2031 | 2032 | 2033 | 2034 | 2035 | 2036 | 2037 | 2038
| 0 | Compensated |  | Load (LV side) |  |  | Amps
|  |  |  | Apparent Power |  |  | MVA
|  |  |  | Real Power |  |  | MW
|  |  |  | Reactive Power |  |  | MVAr
|  |  |  | Capacitors In Service |  |  | MVAr
PF
| Zone Div: | Uncompensated |  | Reactive Power |  |  | MVAr
PF
| 0 | Compensated |  | Load (LV side) |  |  | Amps
|  |  |  | Apparent Power |  |  | MVA
|  |  |  | Real Power |  |  | MW
|  |  |  | Reactive Power |  |  | MVAr
|  |  |  | Capacitors In Service |  |  | MVAr
PF
| Zone Div: | Uncompensated |  | Reactive Power |  |  | MVAr
PF
| 0 | Compensated |  | Load (LV side) |  |  | Amps
|  |  |  | Apparent Power |  |  | MVA
|  |  |  | Real Power |  |  | MW
|  |  |  | Reactive Power |  |  | MVAr
|  |  |  | Capacitors In Service |  |  | MVAr
PF
| Zone Div: | Uncompensated |  | Reactive Power |  |  | MVAr
PF
| 0 | Compensated |  | Load (LV side) |  |  | Amps
|  |  |  | Apparent Power |  |  | MVA
|  |  |  | Real Power |  |  | MW
|  |  |  | Reactive Power |  |  | MVAr
|  |  |  | Capacitors In Service |  |  | MVAr
PF
| Zone Div: | Uncompensated |  | Reactive Power |  |  | MVAr
PF
| 0 | Compensated |  | Load (LV side) |  |  | Amps
|  |  |  | Apparent Power |  |  | MVA
|  |  |  | Real Power |  |  | MW
|  |  |  | Reactive Power |  |  | MVAr
|  |  |  | Capacitors In Service |  |  | MVAr
PF
| Zone Div: | Uncompensated |  | Reactive Power |  |  | MVAr
PF
| 0 | Compensated |  | Load (LV side) |  |  | Amps
|  |  |  | Apparent Power |  |  | MVA
|  |  |  | Real Power |  |  | MW
|  |  |  | Reactive Power |  |  | MVAr
|  |  |  | Capacitors In Service |  |  | MVAr
PF
| Zone Div: | Uncompensated |  | Reactive Power |  |  | MVAr
PF
| 0 | Compensated |  | Load (LV side) |  |  | Amps
|  |  |  | Apparent Power |  |  | MVA
|  |  |  | Real Power |  |  | MW
|  |  |  | Reactive Power |  |  | MVAr
|  |  |  | Capacitors In Service |  |  | MVAr
PF
| Zone Div: | Uncompensated |  | Reactive Power |  |  | MVAr
PF
| 0 | Compensated |  | Load (LV side) |  |  | Amps
|  |  |  | Apparent Power |  |  | MVA
|  |  |  | Real Power |  |  | MW
|  |  |  | Reactive Power |  |  | MVAr
|  |  |  | Capacitors In Service |  |  | MVAr
PF
| Zone Div: | Uncompensated |  | Reactive Power |  |  | MVAr
PF
| 0 | Compensated |  | Load (LV side) |  |  | Amps
|  |  |  | Apparent Power |  |  | MVA
|  |  |  | Real Power |  |  | MW
|  |  |  | Reactive Power |  |  | MVAr
|  |  |  | Capacitors In Service |  |  | MVAr
PF
| Zone Div: | Uncompensated |  | Reactive Power |  |  | MVAr
PF
| 0 | Compensated |  | Load (LV side) |  |  | Amps
|  |  |  | Apparent Power |  |  | MVA
|  |  |  | Real Power |  |  | MW
|  |  |  | Reactive Power |  |  | MVAr
|  |  |  | Capacitors In Service |  |  | MVAr
PF
| Zone Div: | Uncompensated |  | Reactive Power |  |  | MVAr
PF

## Zetland 132_11kV
| Zetland 132_11kV | [16 empty] | 2014 | WINTER
| Substation Total Loads | [33 empty] | Spots & Transfers Detail
| Historical Loads | (11kV Amps) | [7 empty] | Weather Corrected Forecast Loads |  |  |  | (11kV Amps) | [20 empty] | Spots & Transfers Summary | (11kV Amps) |  | Historical Spots & Transfers | [6 empty] | Forecast Spots & Transfers
|  | 2007 | 2008 | 2009 | 2010 | 2011 | 2012 | 2013 |  | 2014 | 2015 | 2016 | 2017 | 2018 | 2019 | 2020 | 2021 | 2022 | 2023 | 2024 | 2025 | 2026 | 2027 | 2028 | 2029 | 2030 | 2031 | 2032 | 2033 | 2034 | 2035 | 2036 | 2037 | 2038 |  |  |  | 2007 | 2008 | 2009 | 2010 | 2011 | 2012 | 2013 | 2014 | 2015 | 2016 | 2017 | 2018 | 2019 | 2020 | 2021 | 2022 | 2023 | 2024 | 2025 | 2026 | 2027 | 2028 | 2029 | 2030 | 2031 | 2032 | 2033 | 2034 | 2035 | 2036 | 2037 | 2038
| Total | 3746 | 3755 | 3339 | 3442 | 3323 | 2967 | 2928 |  | 2612.797 | 2422.163 | 2362.726 | 2337.956 | 2340.188 | 2347.545 | 2382.142 | 2425.732 | 2465.85 | 2507.184 | 2540.618 | 2584.927 | 2629.126 | 2681.419 | 2732.377 | 2786.969 | 2839.85 | 2893.882 | 2949.079 | 3005.453 | 3063.021 | 3116.722 | 3175.617 | 3235.769 | 3297.192 |  |  | Total | 0 | 0 | 0 | -40 | 0 | -133 | -145 | -15.8156 | -86.9255 | -4.4029 | 2.3154 | 2.4053 | 7.9292 | 37.2311 | 46.7906 | 42.9536 | 44.1496 | 35.6387 | 47.1334 | 46.9117 | 55.3779 | 59.9101 | 58.7482 | 56.7369 | 57.8106 | 58.8988 | 60.002 | 61.1203 | 62.2538 | 63.4028 | 64.5674 | 65.748
| Firm Rating | 0 | 0 | 0 | 0 | 0 | 0 | 4740 |  | 4740 | 4740 | 4740 | 4740 | 4740 | 4740 | 4740 | 4740 | 4740 | 4740 | 4740 | 4740 | 4740 | 4740 | 4740 | 4740 | 4740 | 4740 | 4740 | 4740 | 4740 | 4740 | 4740 | 4740 | 4740
| Total Capacity | 0 | 0 | 0 | 0 | 0 | 0 | 8008 |  | 8008 | 8008 | 8008 | 8008 | 8008 | 8008 | 8008 | 8008 | 8008 | 8008 | 8008 | 8008 | 8008 | 8008 | 8008 | 8008 | 8008 | 8008 | 8008 | 8008 | 8008 | 8008 | 8008 | 8008 | 8008 |  |  | Zetland 132_11kV Tx1 | 0 | 0 | 0 | 0 | 0 | 0 | 0 | 17.4446 | 15.9904 | -0.7114 | 0.37412 | 0.38864 | 1.2812 | 6.0157 | 7.5603 | 6.9403 | 7.1335 | 5.7584 | 7.6156 | 7.5798 | 8.9478 | 9.6801 | 9.4923 | 9.1673 | 9.3408 | 9.5167 | 9.6949 | 9.8756 | 10.0587 | 10.2444 | 10.4326 | 10.6233
|  | -7 | -6 | -5 | -4 | -3 | -2 | -1 |  | 0 | 1 | 2 | 3 | 4 | 5 | 6 | 7 | 8 | 9 | 10 | 11 | 12 | 13 | 14 | 15 | 16 | 17 | 18 | 19 | 20 | 21 | 22 | 23 | 24 |  |  | Zetland 132_11kV Tx2 | 0 | 0 | 0 | -50 | 0 | 0 | 30 | -3.0073 | 157.0496 | -0.8372 | 0.44028 | 0.45737 | 1.5077 | 7.0794 | 8.8971 | 8.1675 | 8.395 | 6.7766 | 8.9623 | 8.9202 | 10.53 | 11.3918 | 11.1708 | 10.7884 | 10.9925 | 11.1995 | 11.4093 | 11.6219 | 11.8374 | 12.0559 | 12.2774 | 12.5018
| Transformer Loads | [35 empty] | Zetland 132_11kV Tx3 | 0 | 0 | 0 | 10 | 0 | 0 | 0 | -25.2771 | -116.6297 | -1.4691 | 0.77258 | 0.80257 | 2.6457 | 12.4226 | 15.6122 | 14.332 | 14.731 | 11.8913 | 15.7266 | 15.6527 | 18.4775 | 19.9897 | 19.602 | 18.9309 | 19.2892 | 19.6523 | 20.0204 | 20.3935 | 20.7717 | 21.1551 | 21.5437 | 21.9376
| Historical Loads | (11kV Amps) | [7 empty] | 0: Weather Corrected Forecast Loads; 4: (11kV Amps) |  |  | Zetland 132_11kV Tx4 | 0 | 0 | 0 | 0 | 0 | -133 | -175 | -4.9758 | -143.3358 | -1.3852 | 0.72847 | 0.75675 | 2.4946 | 11.7134 | 14.721 | 13.5138 | 13.8901 | 11.2124 | 14.8288 | 14.7591 | 17.4227 | 18.8486 | 18.483 | 17.8502 | 18.188 | 18.5304 | 18.8775 | 19.2293 | 19.5859 | 19.9474 | 20.3138 | 20.6852
|  | 2007 | 2008 | 2009 | 2010 | 2011 | 2012 | 2013 |  | 2014 | 2015 | 2016 | 2017 | 2018 | 2019 | 2020 | 2021 | 2022 | 2023 | 2024 | 2025 | 2026 | 2027 | 2028 | 2029 | 2030 | 2031 | 2032 | 2033 | 2034 | 2035 | 2036 | 2037 | 2038 |  |  |  | 0 | 0 | 0 | 0 | 0 | 0 | 0 | 0 | 0 | 0 | 0 | 0 | 0 | 0 | 0 | 0 | 0 | 0 | 0 | 0 | 0 | 0 | 0 | 0 | 0 | 0 | 0 | 0 | 0 | 0 | 0 | 0
| 0 | [36 empty] | 0 | 0 | 0 | 0 | 0 | 0 | 0 | 0 | 0 | 0 | 0 | 0 | 0 | 0 | 0 | 0 | 0 | 0 | 0 | 0 | 0 | 0 | 0 | 0 | 0 | 0 | 0 | 0 | 0 | 0 | 0 | 0
| Diversity Factor: 0 | [36 empty] | 0 | 0 | 0 | 0 | 0 | 0 | 0 | 0 | 0 | 0 | 0 | 0 | 0 | 0 | 0 | 0 | 0 | 0 | 0 | 0 | 0 | 0 | 0 | 0 | 0 | 0 | 0 | 0 | 0 | 0 | 0 | 0
[38 empty] | 0 | 0 | 0 | 0 | 0 | 0 | 0 | 0 | 0 | 0 | 0 | 0 | 0 | 0 | 0 | 0 | 0 | 0 | 0 | 0 | 0 | 0 | 0 | 0 | 0 | 0 | 0 | 0 | 0 | 0 | 0 | 0
[38 empty] | 0 | 0 | 0 | 0 | 0 | 0 | 0 | 0 | 0 | 0 | 0 | 0 | 0 | 0 | 0 | 0 | 0 | 0 | 0 | 0 | 0 | 0 | 0 | 0 | 0 | 0 | 0 | 0 | 0 | 0 | 0 | 0
| 0 | [36 empty] | 0 | 0 | 0 | 0 | 0 | 0 | 0 | 0 | 0 | 0 | 0 | 0 | 0 | 0 | 0 | 0 | 0 | 0 | 0 | 0 | 0 | 0 | 0 | 0 | 0 | 0 | 0 | 0 | 0 | 0 | 0 | 0
Diversity Factor: 0
[38 empty] | Historical Spots & Transfers | [6 empty] | Forecast Spots & Transfers
[35 empty] | Project Name | From | To | 2007 | 2008 | 2009 | 2010 | 2011 | 2012 | 2013 | 2014 | 2015 | 2016 | 2017 | 2018 | 2019 | 2020 | 2021 | 2022 | 2023 | 2024 | 2025 | 2026 | 2027 | 2028 | 2029 | 2030 | 2031 | 2032 | 2033 | 2034 | 2035 | 2036 | 2037 | 2038
| 0 | [33 empty] | Broad based demand management |  | Zetland 132_11kV Tx1 | 0 | 0 | 0 | 0 | 0 | 0 | 0 | 0 | -0.011086 | -0.20934 | -0.24232 | -0.26619 | -0.31398 | 0 | 0 | 0 | 0 | 0 | 0 | 0 | 0 | 0 | 0 | 0 | 0 | 0 | 0 | 0 | 0 | 0 | 0 | 0
| Diversity Factor: 0 | [33 empty] | Broad based demand management |  | Zetland 132_11kV Tx2 | 0 | 0 | 0 | 0 | 0 | 0 | 0 | 0 | -0.013047 | -0.24636 | -0.28517 | -0.31326 | -0.3695 | 0 | 0 | 0 | 0 | 0 | 0 | 0 | 0 | 0 | 0 | 0 | 0 | 0 | 0 | 0 | 0 | 0 | 0 | 0
[35 empty] | Broad based demand management |  | Zetland 132_11kV Tx3 | 0 | 0 | 0 | 0 | 0 | 0 | 0 | 0 | -0.022893 | -0.4323 | -0.5004 | -0.54969 | -0.64838 | 0 | 0 | 0 | 0 | 0 | 0 | 0 | 0 | 0 | 0 | 0 | 0 | 0 | 0 | 0 | 0 | 0 | 0 | 0
[35 empty] | Broad based demand management |  | Zetland 132_11kV Tx4 | 0 | 0 | 0 | 0 | 0 | 0 | 0 | 0 | -0.021587 | -0.40762 | -0.47183 | -0.51831 | -0.61137 | 0 | 0 | 0 | 0 | 0 | 0 | 0 | 0 | 0 | 0 | 0 | 0 | 0 | 0 | 0 | 0 | 0 | 0 | 0
| 0 | [33 empty] | DNP_ID: 6309. Relief of 11kV feeders supplying the Broadway Precinct | Zetland 132_11kV Tx2 | Zetland 132_11kV Tx3 | 0 | 0 | 0 | 50 | 0 | 0 | 0 | 0 | 0 | 0 | 0 | 0 | 0 | 0 | 0 | 0 | 0 | 0 | 0 | 0 | 0 | 0 | 0 | 0 | 0 | 0 | 0 | 0 | 0 | 0 | 0 | 0
| Diversity Factor: 0 | [33 empty] | DNP_ID: 6309. Relief of 11kV feeders supplying the Broadway Precinct | Zetland 132_11kV Tx3 | Surry Hills 33_11kV Tx4 | 0 | 0 | 0 | 40 | 0 | 0 | 0 | 0 | 0 | 0 | 0 | 0 | 0 | 0 | 0 | 0 | 0 | 0 | 0 | 0 | 0 | 0 | 0 | 0 | 0 | 0 | 0 | 0 | 0 | 0 | 0 | 0
[35 empty] | DNP_ID: 6394. Augmentation of Panel 43 and 41L feeders at Zetland zone | Zetland 132_11kV Tx4 | Surry Hills 33_11kV Tx2 | 0 | 0 | 0 | 0 | 0 | 0 | 0 | 0 | 100 | 0 | 0 | 0 | 0 | 0 | 0 | 0 | 0 | 0 | 0 | 0 | 0 | 0 | 0 | 0 | 0 | 0 | 0 | 0 | 0 | 0 | 0 | 0
[35 empty] | DNP_ID: 6930. Control Room Switching, Offload Zetland Pa34 to St Peters Pa26. | Zetland 132_11kV Tx4 | St Peters 132_11kV Tx1 | 0 | 0 | 0 | 0 | 0 | 133 | 0 | 0 | 0 | 0 | 0 | 0 | 0 | 0 | 0 | 0 | 0 | 0 | 0 | 0 | 0 | 0 | 0 | 0 | 0 | 0 | 0 | 0 | 0 | 0 | 0 | 0
| 0 | [33 empty] | DNP_ID: 6952. Southern Zetland Zone Development | Green Square 132_11kV Tx3 | Zetland 132_11kV Tx2 | 0 | 0 | 0 | 0 | 0 | 0 | 0 | 0 | 160 | 0 | 0 | 0 | 0 | 0 | 0 | 0 | 0 | 0 | 0 | 0 | 0 | 0 | 0 | 0 | 0 | 0 | 0 | 0 | 0 | 0 | 0 | 0
| Diversity Factor: 0 | [33 empty] | DNP_ID: 6952. Southern Zetland Zone Development | Zetland 132_11kV Tx2 | Zetland 132_11kV Tx1 | 0 | 0 | 0 | 0 | 0 | 0 | 0 | 0 | 10 | 0 | 0 | 0 | 0 | 0 | 0 | 0 | 0 | 0 | 0 | 0 | 0 | 0 | 0 | 0 | 0 | 0 | 0 | 0 | 0 | 0 | 0 | 0
[35 empty] | DNP_ID: 6952. Southern Zetland Zone Development | Zetland 132_11kV Tx3 | Green Square 132_11kV Tx2 | 0 | 0 | 0 | 0 | 0 | 0 | 0 | 0 | 60 | 0 | 0 | 0 | 0 | 0 | 0 | 0 | 0 | 0 | 0 | 0 | 0 | 0 | 0 | 0 | 0 | 0 | 0 | 0 | 0 | 0 | 0 | 0
[35 empty] | DNP_ID: 6952. Southern Zetland Zone Development | Zetland 132_11kV Tx4 | Green Square 132_11kV Tx2 | 0 | 0 | 0 | 0 | 0 | 0 | 0 | 0 | 55 | 0 | 0 | 0 | 0 | 0 | 0 | 0 | 0 | 0 | 0 | 0 | 0 | 0 | 0 | 0 | 0 | 0 | 0 | 0 | 0 | 0 | 0 | 0
| 0 | [33 empty] | DNP_ID: 6952. Southern Zetland Zone Development | Zetland 132_11kV Tx4 | Green Square 132_11kV Tx3 | 0 | 0 | 0 | 0 | 0 | 0 | 145 | 0 | 0 | 0 | 0 | 0 | 0 | 0 | 0 | 0 | 0 | 0 | 0 | 0 | 0 | 0 | 0 | 0 | 0 | 0 | 0 | 0 | 0 | 0 | 0 | 0
| Diversity Factor: 0 | [33 empty] | DNP_ID: 6952. Southern Zetland Zone Development | Zetland 132_11kV Tx4 | Zetland 132_11kV Tx2 | 0 | 0 | 0 | 0 | 0 | 0 | 30 | 0 | 0 | 0 | 0 | 0 | 0 | 0 | 0 | 0 | 0 | 0 | 0 | 0 | 0 | 0 | 0 | 0 | 0 | 0 | 0 | 0 | 0 | 0 | 0 | 0
[35 empty] | DNP_ID: 7023. Zetland North Zone Development 2011 | Zetland 132_11kV Tx3 | St Peters 132_11kV Tx1 | 0 | 0 | 0 | 0 | 0 | 0 | 0 | 0 | 69 | 0 | 0 | 0 | 0 | 0 | 0 | 0 | 0 | 0 | 0 | 0 | 0 | 0 | 0 | 0 | 0 | 0 | 0 | 0 | 0 | 0 | 0 | 0
[35 empty] | DNP_ID: 7023. Zetland North Zone Development 2011 | Zetland 132_11kV Tx3 | Zetland 132_11kV Tx1 | 0 | 0 | 0 | 0 | 0 | 0 | 0 | 20 | 0 | 0 | 0 | 0 | 0 | 0 | 0 | 0 | 0 | 0 | 0 | 0 | 0 | 0 | 0 | 0 | 0 | 0 | 0 | 0 | 0 | 0 | 0 | 0
| 0 | [33 empty] | HVCON_ID: 2014126. Establishment of surface chamber S.64865 Portman Ebsworth, Green Square Development, Portman Lane, Green Square |  | Zetland 132_11kV Tx1 | 0 | 0 | 0 | 0 | 0 | 0 | 0 | 0 | 7.1094 | 0 | 0 | 0 | 0 | 0 | 0 | 0 | 0 | 0 | 0 | 0 | 0 | 0 | 0 | 0 | 0 | 0 | 0 | 0 | 0 | 0 | 0 | 0
| Diversity Factor: 0 | [33 empty] | HVCON_ID: 2014126. Establishment of surface chamber S.64865 Portman Ebsworth, Green Square Development, Portman Lane, Green Square |  | Zetland 132_11kV Tx2 | 0 | 0 | 0 | 0 | 0 | 0 | 0 | 0 | 8.3665 | 0 | 0 | 0 | 0 | 0 | 0 | 0 | 0 | 0 | 0 | 0 | 0 | 0 | 0 | 0 | 0 | 0 | 0 | 0 | 0 | 0 | 0 | 0
[35 empty] | HVCON_ID: 2014126. Establishment of surface chamber S.64865 Portman Ebsworth, Green Square Development, Portman Lane, Green Square |  | Zetland 132_11kV Tx3 | 0 | 0 | 0 | 0 | 0 | 0 | 0 | 0 | 14.6811 | 0 | 0 | 0 | 0 | 0 | 0 | 0 | 0 | 0 | 0 | 0 | 0 | 0 | 0 | 0 | 0 | 0 | 0 | 0 | 0 | 0 | 0 | 0
[35 empty] | HVCON_ID: 2014126. Establishment of surface chamber S.64865 Portman Ebsworth, Green Square Development, Portman Lane, Green Square |  | Zetland 132_11kV Tx4 | 0 | 0 | 0 | 0 | 0 | 0 | 0 | 0 | 13.843 | 0 | 0 | 0 | 0 | 0 | 0 | 0 | 0 | 0 | 0 | 0 | 0 | 0 | 0 | 0 | 0 | 0 | 0 | 0 | 0 | 0 | 0 | 0
| 0 | [33 empty] | Econometric |  | Zetland 132_11kV Tx1 | 0 | 0 | 0 | 0 | 0 | 0 | 0 | 0 | 0 | 3.5232 | 6.6673 | 9.9265 | 11.0296 | 11.1978 | 10.4447 | 10.5981 | 10.7537 | 10.9114 | 11.0713 | 11.2333 | 11.3976 | 11.5642 | 11.733 | 11.9041 | 12.0776 | 12.2534 | 12.4317 | 12.6123 | 12.7955 | 12.9811 | 13.1693 | 13.3601
| Diversity Factor: 0 | [33 empty] | Econometric |  | Zetland 132_11kV Tx2 | 0 | 0 | 0 | 0 | 0 | 0 | 0 | 0 | 0 | 4.1462 | 7.8462 | 11.6818 | 12.98 | 13.1779 | 12.2916 | 12.4722 | 12.6553 | 12.8409 | 13.029 | 13.2197 | 13.413 | 13.609 | 13.8077 | 14.0091 | 14.2132 | 14.4202 | 14.6299 | 14.8426 | 15.0581 | 15.2766 | 15.498 | 15.7225
[35 empty] | Econometric |  | Zetland 132_11kV Tx3 | 0 | 0 | 0 | 0 | 0 | 0 | 0 | 0 | 0 | 7.2756 | 13.7682 | 20.4987 | 22.7767 | 23.1239 | 21.5687 | 21.8856 | 22.2068 | 22.5325 | 22.8626 | 23.1973 | 23.5365 | 23.8804 | 24.2291 | 24.5824 | 24.9407 | 25.3038 | 25.6719 | 26.045 | 26.4232 | 26.8066 | 27.1952 | 27.5891
[35 empty] | Econometric |  | Zetland 132_11kV Tx4 | 0 | 0 | 0 | 0 | 0 | 0 | 0 | 0 | 0 | 6.8602 | 12.9822 | 19.3285 | 21.4764 | 21.8039 | 20.3374 | 20.6362 | 20.9391 | 21.2462 | 21.5575 | 21.873 | 22.1929 | 22.5172 | 22.8459 | 23.1791 | 23.5169 | 23.8593 | 24.2064 | 24.5582 | 24.9148 | 25.2763 | 25.6427 | 26.0141
| 0 | [33 empty] | Energy Efficiency |  | Zetland 132_11kV Tx1 | 0 | 0 | 0 | 0 | 0 | 0 | 0 | -2.5554 | -1.1079 | -4.0253 | -6.0508 | -9.2717 | -9.4345 | -5.1821 | -2.8844 | -3.6579 | -3.6202 | -5.153 | -3.4556 | -3.6535 | -2.4499 | -1.8841 | -2.2406 | -2.7367 | -2.7367 | -2.7367 | -2.7367 | -2.7367 | -2.7367 | -2.7367 | -2.7367 | -2.7367
| Diversity Factor: 0 | [33 empty] | Energy Efficiency |  | Zetland 132_11kV Tx2 | 0 | 0 | 0 | 0 | 0 | 0 | 0 | -3.0073 | -1.3038 | -4.737 | -7.1208 | -10.9112 | -11.1028 | -6.0985 | -3.3945 | -4.3047 | -4.2603 | -6.0642 | -4.0667 | -4.2996 | -2.8831 | -2.2173 | -2.6369 | -3.2207 | -3.2207 | -3.2207 | -3.2207 | -3.2207 | -3.2207 | -3.2207 | -3.2207 | -3.2207
[35 empty] | Energy Efficiency |  | Zetland 132_11kV Tx3 | 0 | 0 | 0 | 0 | 0 | 0 | 0 | -5.2771 | -2.2879 | -8.3123 | -12.4952 | -19.1464 | -19.4826 | -10.7013 | -5.9565 | -7.5536 | -7.4758 | -10.6412 | -7.136 | -7.5446 | -5.0591 | -3.8907 | -4.627 | -5.6515 | -5.6515 | -5.6515 | -5.6515 | -5.6515 | -5.6515 | -5.6515 | -5.6515 | -5.6515
[35 empty] | Energy Efficiency |  | Zetland 132_11kV Tx4 | 0 | 0 | 0 | 0 | 0 | 0 | 0 | -4.9758 | -2.1573 | -7.8378 | -11.7819 | -18.0534 | -18.3704 | -10.0904 | -5.6164 | -7.1224 | -7.049 | -10.0338 | -6.7286 | -7.1139 | -4.7703 | -3.6686 | -4.3629 | -5.3289 | -5.3289 | -5.3289 | -5.3289 | -5.3289 | -5.3289 | -5.3289 | -5.3289 | -5.3289
| 0 | [33 empty] | Solar PV |  | Zetland 132_11kV Tx1 | 0 | 0 | 0 | 0 | 0 | 0 | 0 | 0 | 0 | 0 | 0 | 0 | 0 | 0 | 0 | 0 | 0 | 0 | 0 | 0 | 0 | 0 | 0 | 0 | 0 | 0 | 0 | 0 | 0 | 0 | 0 | 0
| Diversity Factor: 0 | [33 empty] | Solar PV |  | Zetland 132_11kV Tx2 | 0 | 0 | 0 | 0 | 0 | 0 | 0 | 0 | 0 | 0 | 0 | 0 | 0 | 0 | 0 | 0 | 0 | 0 | 0 | 0 | 0 | 0 | 0 | 0 | 0 | 0 | 0 | 0 | 0 | 0 | 0 | 0
[35 empty] | Solar PV |  | Zetland 132_11kV Tx3 | 0 | 0 | 0 | 0 | 0 | 0 | 0 | 0 | 0 | 0 | 0 | 0 | 0 | 0 | 0 | 0 | 0 | 0 | 0 | 0 | 0 | 0 | 0 | 0 | 0 | 0 | 0 | 0 | 0 | 0 | 0 | 0
[35 empty] | Solar PV |  | Zetland 132_11kV Tx4 | 0 | 0 | 0 | 0 | 0 | 0 | 0 | 0 | 0 | 0 | 0 | 0 | 0 | 0 | 0 | 0 | 0 | 0 | 0 | 0 | 0 | 0 | 0 | 0 | 0 | 0 | 0 | 0 | 0 | 0 | 0 | 0
| Weather Correction and Public Holiday Factors | [8 empty] | Forecast ROG
ROG Justification
| Actual loads for season 2013 have been weather corrected by the following: | [6 empty] | -5.221% |  | 7 year ROG ok | [59 empty] | 7 year ROG ok
1 | 2 | 3 | 4 | 5 | 6 | 7 | 8 | 9 | 10 | 2014 | 2015 | 2016 | 2017 | 2018 | 2019 | 2020 | 2021 | 2022 | 2023 | 2024 | 2025 | 2026 | 2027 | 2028 | 2029 | 2030 | 2031 | 2032 | 2033 | 2034 | 2035 | 2036 | 2037 | 2038
0.96595 | 0.93306 | 0.91188 | 0.90153 | 0.90153 | 0.90153 | 0.90153 | 0.90153 | 0.90153 | 0.90153 | -3.405% | -3.405% | -2.27% | -1.135% | 0% | 0% | 0% | 0% | 0% | 0% | 0% | 0% | 0% | 0% | 0% | 0% | 0% | 0% | 0% | 0% | 0% | 0% | 0% | 0% | 0%
Substation Load Detail
[7 empty] | Units | 2013 |  | 2014 | 2015 | 2016 | 2017 | 2018 | 2019 | 2020 | 2021 | 2022 | 2023 | 2024 | 2025 | 2026 | 2027 | 2028 | 2029 | 2030 | 2031 | 2032 | 2033 | 2034 | 2035 | 2036 | 2037 | 2038
1 | Zetland 132_11kV | Compensated |  | Load (LV side) |  |  | Amps | 2928 | 2754 | 2612.797 | 2422.163 | 2362.726 | 2337.956 | 2340.188 | 2347.545 | 2382.142 | 2425.732 | 2465.85 | 2507.184 | 2540.618 | 2584.927 | 2629.126 | 2681.419 | 2732.377 | 2786.969 | 2839.85 | 2893.882 | 2949.079 | 3005.453 | 3063.021 | 3116.722 | 3175.617 | 3235.769 | 3297.192
|  |  |  | Apparent Power |  |  | MVA | 55.7859 |  | 49.7805 | 46.1484 | 45.016 | 44.5441 | 44.5866 | 44.7268 | 45.3859 | 46.2164 | 46.9808 | 47.7683 | 48.4053 | 49.2495 | 50.0916 | 51.0879 | 52.0588 | 53.0989 | 54.1064 | 55.1359 | 56.1875 | 57.2616 | 58.3584 | 59.3815 | 60.5036 | 61.6497 | 62.82
|  |  |  | Real Power |  |  | MW | 55.0752 | 51.8023 | 49.7564 | 46.1382 | 45.0131 | 44.5429 | 44.5853 | 44.7251 | 45.3811 | 46.2056 | 46.9625 | 47.7405 | 48.3685 | 49.199 | 50.0257 | 51.0015 | 52.0572 | 53.0924 | 54.0922 | 55.1109 | 56.1488 | 57.2061 | 58.2831 | 59.3801 | 60.4973 | 61.6351 | 62.7936
|  |  |  | Reactive Power |  |  | MVAr | 8.8763 |  | 1.549 | 0.96997 | 0.50738 | 0.31407 | 0.33149 | 0.38894 | 0.65868 | 0.99769 | 1.3089 | 1.6288 | 1.887 | 2.2284 | 2.5683 | 2.9695 | 0.40359 | 0.82923 | 1.2403 | 1.6591 | 2.0859 | 2.5206 | 2.9634 | 0.41443 | 0.87379 | 1.3416 | 1.8179
|  |  |  | Capacitors In Service |  |  | MVAr | 12 |  | 18 | 18 | 18 | 18 | 18 | 18 | 18 | 18 | 18 | 18 | 18 | 18 | 18 | 18 | 21 | 21 | 21 | 21 | 21 | 21 | 21 | 24 | 24 | 24 | 24
|  |  |  | PF |  |  |  | 0.98726 |  | 0.99952 | 0.99978 | 0.99994 | 0.99997 | 0.99997 | 0.99996 | 0.99989 | 0.99977 | 0.99961 | 0.99942 | 0.99924 | 0.99897 | 0.99868 | 0.99831 | 0.99997 | 0.99988 | 0.99974 | 0.99955 | 0.99931 | 0.99903 | 0.99871 | 0.99997 | 0.99989 | 0.99976 | 0.99958
0.9503 | Diversity Factor: 0.95 | Uncompensated |  | Reactive Power |  |  | MVAr | 20.8763 | 20.3488 | 19.549 | 18.97 | 18.5074 | 18.3141 | 18.3315 | 18.3889 | 18.6587 | 18.9977 | 19.3089 | 19.6288 | 19.8869 | 20.2284 | 20.5683 | 20.9695 | 21.4036 | 21.8292 | 22.2403 | 22.6591 | 23.0859 | 23.5206 | 23.9634 | 24.4144 | 24.8738 | 25.3416 | 25.8179
|  |  |  | PF |  |  |  | 0.93508 |  | 0.93074 | 0.92488 | 0.92488 | 0.92488 | 0.92488 | 0.92488 | 0.92488 | 0.92488 | 0.92488 | 0.92488 | 0.92488 | 0.92488 | 0.92488 | 0.92488 | 0.92488 | 0.92488 | 0.92488 | 0.92488 | 0.92488 | 0.92488 | 0.92488 | 0.92488 | 0.92488 | 0.92488 | 0.92488
[10 empty] | 1 | 2 | 3 | 4 | 5 | 6 | 7 | 8 | 9 | 10 | 11 | 12 | 13 | 14 | 15 | 16 | 17 | 18 | 19 | 20 | 21 | 22 | 23 | 24 | 25
Transformer Load Detail
[7 empty] | Units | 2013 |  | 2014 | 2015 | 2016 | 2017 | 2018 | 2019 | 2020 | 2021 | 2022 | 2023 | 2024 | 2025 | 2026 | 2027 | 2028 | 2029 | 2030 | 2031 | 2032 | 2033 | 2034 | 2035 | 2036 | 2037 | 2038
| 0 | Compensated |  | Load (LV side) |  |  | Amps
|  |  |  | Apparent Power |  |  | MVA
|  |  |  | Real Power |  |  | MW
|  |  |  | Reactive Power |  |  | MVAr
|  |  |  | Capacitors In Service |  |  | MVAr
PF
| Zone Div: | Uncompensated |  | Reactive Power |  |  | MVAr
PF
| 0 | Compensated |  | Load (LV side) |  |  | Amps
|  |  |  | Apparent Power |  |  | MVA
|  |  |  | Real Power |  |  | MW
|  |  |  | Reactive Power |  |  | MVAr
|  |  |  | Capacitors In Service |  |  | MVAr
PF
| Zone Div: | Uncompensated |  | Reactive Power |  |  | MVAr
PF
| 0 | Compensated |  | Load (LV side) |  |  | Amps
|  |  |  | Apparent Power |  |  | MVA
|  |  |  | Real Power |  |  | MW
|  |  |  | Reactive Power |  |  | MVAr
|  |  |  | Capacitors In Service |  |  | MVAr
PF
| Zone Div: | Uncompensated |  | Reactive Power |  |  | MVAr
PF
| 0 | Compensated |  | Load (LV side) |  |  | Amps
|  |  |  | Apparent Power |  |  | MVA
|  |  |  | Real Power |  |  | MW
|  |  |  | Reactive Power |  |  | MVAr
|  |  |  | Capacitors In Service |  |  | MVAr
PF
| Zone Div: | Uncompensated |  | Reactive Power |  |  | MVAr
PF
| 0 | Compensated |  | Load (LV side) |  |  | Amps
|  |  |  | Apparent Power |  |  | MVA
|  |  |  | Real Power |  |  | MW
|  |  |  | Reactive Power |  |  | MVAr
|  |  |  | Capacitors In Service |  |  | MVAr
PF
| Zone Div: | Uncompensated |  | Reactive Power |  |  | MVAr
PF
| 0 | Compensated |  | Load (LV side) |  |  | Amps
|  |  |  | Apparent Power |  |  | MVA
|  |  |  | Real Power |  |  | MW
|  |  |  | Reactive Power |  |  | MVAr
|  |  |  | Capacitors In Service |  |  | MVAr
PF
| Zone Div: | Uncompensated |  | Reactive Power |  |  | MVAr
PF
| 0 | Compensated |  | Load (LV side) |  |  | Amps
|  |  |  | Apparent Power |  |  | MVA
|  |  |  | Real Power |  |  | MW
|  |  |  | Reactive Power |  |  | MVAr
|  |  |  | Capacitors In Service |  |  | MVAr
PF
| Zone Div: | Uncompensated |  | Reactive Power |  |  | MVAr
PF
| 0 | Compensated |  | Load (LV side) |  |  | Amps
|  |  |  | Apparent Power |  |  | MVA
|  |  |  | Real Power |  |  | MW
|  |  |  | Reactive Power |  |  | MVAr
|  |  |  | Capacitors In Service |  |  | MVAr
PF
| Zone Div: | Uncompensated |  | Reactive Power |  |  | MVAr
PF
| 0 | Compensated |  | Load (LV side) |  |  | Amps
|  |  |  | Apparent Power |  |  | MVA
|  |  |  | Real Power |  |  | MW
|  |  |  | Reactive Power |  |  | MVAr
|  |  |  | Capacitors In Service |  |  | MVAr
PF
| Zone Div: | Uncompensated |  | Reactive Power |  |  | MVAr
PF
| 0 | Compensated |  | Load (LV side) |  |  | Amps
|  |  |  | Apparent Power |  |  | MVA
|  |  |  | Real Power |  |  | MW
|  |  |  | Reactive Power |  |  | MVAr
|  |  |  | Capacitors In Service |  |  | MVAr
PF
| Zone Div: | Uncompensated |  | Reactive Power |  |  | MVAr
PF