## Inclusions and Exclusions
Sydney Forecast Inclusions and Exclusions
Date Printed |  | 08JUL14:11:21:24
| Description | Value
Season |  | Summer | Summer
Either Summer or Winter
Year |  | 2015 | 2015
Year that the forecast starts
POE |  | 50% | 0.5
10%, 50%, 90%
Spots and Transfers |  | Y | Y
Are Spots and Transfers Included?
BBDM Spots |  | Y | Y
Is BBDM included?
Spots Coefficient |  | 55% | 0.55
Scaling factor applied to spot loads in the future
Aligned ROGs |  | Capped | Capped
Have ROGs been aligned to econometric forecast?
Committed Projects |  | Y | Y
Are Committed Projects Included?
Major Customers Scaling Factor |  | 100% | 1
Scaling factor applied to major customer connections in the future
Future Transfers |  | Y | Y
Are future transfers included?
Future Spots |  | 4 | 4
Future spots are cleared from the following forecast year

## Caringbah 33_11kV
| Caringbah 33_11kV | [16 empty] | 2015 | SUMMER
| Substation Total Loads | [33 empty] | Spots & Transfers Detail
| Historical Loads | (11kV Amps) | [7 empty] | Weather Corrected Forecast Loads |  |  |  | (11kV Amps) | [20 empty] | Spots & Transfers Summary | (11kV Amps) |  | Historical Spots & Transfers | [6 empty] | Forecast Spots & Transfers
|  | 07/08 | 08/09 | 09/10 | 10/11 | 11/12 | 12/13 | 13/14 |  | 14/15 | 15/16 | 16/17 | 17/18 | 18/19 | 19/20 | 20/21 | 21/22 | 22/23 | 23/24 | 24/25 | 25/26 | 26/27 | 27/28 | 28/29 | 29/30 | 30/31 | 31/32 | 32/33 | 33/34 | 34/35 | 35/36 | 36/37 | 37/38 | 38/39 |  |  |  | 07/08 | 08/09 | 09/10 | 10/11 | 11/12 | 12/13 | 13/14 | 14/15 | 15/16 | 16/17 | 17/18 | 18/19 | 19/20 | 20/21 | 21/22 | 22/23 | 23/24 | 24/25 | 25/26 | 26/27 | 27/28 | 28/29 | 29/30 | 30/31 | 31/32 | 32/33 | 33/34 | 34/35 | 35/36 | 36/37 | 37/38 | 38/39
| Total | 1473 | 1442 | 1433 | 1409.276 | 1130 | 1128 | 1034 |  | 1053.304 | 1017.23 | 971.5171 | 941.1997 | 923.6941 | 921.8905 | 929.2606 | 940.9838 | 950.965 | 962.2219 | 970.355 | 982.1572 | 993.9096 | 1008.284 | 1024.086 | 1039.527 | 1054.375 | 1069.571 | 1085.12 | 1101.027 | 1117.297 | 1133.935 | 1150.945 | 1168.334 | 1186.105 |  |  | Total | 0 | 0 | 0 | 10.9879 | -183.7837 | -1.7231 | -1.9089 | 17.5247 | 7.9871 | -17.3457 | -16.7708 | -17.5056 | -1.8036 | 7.3701 | 11.7232 | 9.9811 | 11.257 | 8.133 | 11.8022 | 11.7525 | 14.3751 | 15.8016 | 15.4416 | 14.8475 | 15.1959 | 15.5491 | 15.9071 | 16.2699 | 16.6377 | 17.0105 | 17.3884 | 17.7714
| Firm Rating | 0 | 0 | 0 | 0 | 0 | 0 | 2000 |  | 2000 | 2000 | 2000 | 2000 | 2000 | 2000 | 2000 | 2000 | 2000 | 2000 | 2000 | 2000 | 2000 | 2000 | 2000 | 2000 | 2000 | 2000 | 2000 | 2000 | 2000 | 2000 | 2000 | 2000 | 2000
| Total Capacity | 0 | 0 | 0 | 0 | 0 | 0 | 4000 |  | 4000 | 4000 | 4000 | 4000 | 4000 | 4000 | 4000 | 4000 | 4000 | 4000 | 4000 | 4000 | 4000 | 4000 | 4000 | 4000 | 4000 | 4000 | 4000 | 4000 | 4000 | 4000 | 4000 | 4000 | 4000 |  |  | Caringbah 33_11kV Tx1 | 0 | 0 | 0 | -41.0779 | -1.0166 | -0.46295 | -0.51287 | 24.8199 | 22.2575 | -4.6602 | -4.5058 | -4.7032 | -0.48457 | 1.9801 | 3.1497 | 2.6816 | 3.0244 | 2.1851 | 3.1709 | 3.1575 | 3.8621 | 4.2454 | 4.1487 | 3.9891 | 4.0827 | 4.1776 | 4.2737 | 4.3712 | 4.47 | 4.5702 | 4.6717 | 4.7746
|  | -7 | -6 | -5 | -4 | -3 | -2 | -1 |  | 0 | 1 | 2 | 3 | 4 | 5 | 6 | 7 | 8 | 9 | 10 | 11 | 12 | 13 | 14 | 15 | 16 | 17 | 18 | 19 | 20 | 21 | 22 | 23 | 24 |  |  | Caringbah 33_11kV Tx2 | 0 | 0 | 0 | 52.0659 | -182.7672 | -1.2602 | -1.3961 | -7.2953 | -14.2704 | -12.6854 | -12.265 | -12.8024 | -1.319 | 5.39 | 8.5736 | 7.2995 | 8.2326 | 5.9479 | 8.6313 | 8.5949 | 10.513 | 11.5562 | 11.2929 | 10.8584 | 11.1132 | 11.3715 | 11.6333 | 11.8987 | 12.1677 | 12.4403 | 12.7167 | 12.9968
| Transformer Loads | [36 empty] | 0 | 0 | 0 | 0 | 0 | 0 | 0 | 0 | 0 | 0 | 0 | 0 | 0 | 0 | 0 | 0 | 0 | 0 | 0 | 0 | 0 | 0 | 0 | 0 | 0 | 0 | 0 | 0 | 0 | 0 | 0 | 0
| Historical Loads | (11kV Amps) | [7 empty] | Weather Corrected Forecast Loads |  |  |  | (11kV Amps) | [23 empty] | 0 | 0 | 0 | 0 | 0 | 0 | 0 | 0 | 0 | 0 | 0 | 0 | 0 | 0 | 0 | 0 | 0 | 0 | 0 | 0 | 0 | 0 | 0 | 0 | 0 | 0 | 0 | 0 | 0 | 0 | 0 | 0
|  | 07/08 | 08/09 | 09/10 | 10/11 | 11/12 | 12/13 | 13/14 |  | 14/15 | 15/16 | 16/17 | 17/18 | 18/19 | 19/20 | 20/21 | 21/22 | 22/23 | 23/24 | 24/25 | 25/26 | 26/27 | 27/28 | 28/29 | 29/30 | 30/31 | 31/32 | 32/33 | 33/34 | 34/35 | 35/36 | 36/37 | 37/38 | 38/39 |  |  |  | 0 | 0 | 0 | 0 | 0 | 0 | 0 | 0 | 0 | 0 | 0 | 0 | 0 | 0 | 0 | 0 | 0 | 0 | 0 | 0 | 0 | 0 | 0 | 0 | 0 | 0 | 0 | 0 | 0 | 0 | 0 | 0
| 0 | [36 empty] | 0 | 0 | 0 | 0 | 0 | 0 | 0 | 0 | 0 | 0 | 0 | 0 | 0 | 0 | 0 | 0 | 0 | 0 | 0 | 0 | 0 | 0 | 0 | 0 | 0 | 0 | 0 | 0 | 0 | 0 | 0 | 0
| Diversity Factor: 0 | [36 empty] | 0 | 0 | 0 | 0 | 0 | 0 | 0 | 0 | 0 | 0 | 0 | 0 | 0 | 0 | 0 | 0 | 0 | 0 | 0 | 0 | 0 | 0 | 0 | 0 | 0 | 0 | 0 | 0 | 0 | 0 | 0 | 0
[38 empty] | 0 | 0 | 0 | 0 | 0 | 0 | 0 | 0 | 0 | 0 | 0 | 0 | 0 | 0 | 0 | 0 | 0 | 0 | 0 | 0 | 0 | 0 | 0 | 0 | 0 | 0 | 0 | 0 | 0 | 0 | 0 | 0
[38 empty] | 0 | 0 | 0 | 0 | 0 | 0 | 0 | 0 | 0 | 0 | 0 | 0 | 0 | 0 | 0 | 0 | 0 | 0 | 0 | 0 | 0 | 0 | 0 | 0 | 0 | 0 | 0 | 0 | 0 | 0 | 0 | 0
| 0 | [36 empty] | 0 | 0 | 0 | 0 | 0 | 0 | 0 | 0 | 0 | 0 | 0 | 0 | 0 | 0 | 0 | 0 | 0 | 0 | 0 | 0 | 0 | 0 | 0 | 0 | 0 | 0 | 0 | 0 | 0 | 0 | 0 | 0
Diversity Factor: 0
[38 empty] | Historical Spots & Transfers | [6 empty] | Forecast Spots & Transfers
[35 empty] | Project Name | From | To | 07/08 | 08/09 | 09/10 | 10/11 | 11/12 | 12/13 | 13/14 | 14/15 | 15/16 | 16/17 | 17/18 | 18/19 | 19/20 | 20/21 | 21/22 | 22/23 | 23/24 | 24/25 | 25/26 | 26/27 | 27/28 | 28/29 | 29/30 | 30/31 | 31/32 | 32/33 | 33/34 | 34/35 | 35/36 | 36/37 | 37/38 | 38/39
| 0 | [33 empty] | Broad based demand management |  | Caringbah 33_11kV Tx1 | 0 | 0 | 0 | 0 | 0 | 0 | 0 | -0.80192 | -4.0059 | -3.7832 | -4.2258 | -4.0579 | 0 | 0 | 0 | 0 | 0 | 0 | 0 | 0 | 0 | 0 | 0 | 0 | 0 | 0 | 0 | 0 | 0 | 0 | 0 | 0
| Diversity Factor: 0 | [33 empty] | Broad based demand management |  | Caringbah 33_11kV Tx2 | 0 | 0 | 0 | 0 | 0 | 0 | 0 | -2.1829 | -10.9043 | -10.2982 | -11.5029 | -11.046 | 0 | 0 | 0 | 0 | 0 | 0 | 0 | 0 | 0 | 0 | 0 | 0 | 0 | 0 | 0 | 0 | 0 | 0 | 0 | 0
[35 empty] | DNP_ID: 6370. Gwawley Bay Zone Development | Caringbah 33_11kV Tx1 | Gwawley Bay 33_11kV Tx3 | 0 | 0 | 0 | 95 | 0 | 0 | 0 | 0 | 0 | 0 | 0 | 0 | 0 | 0 | 0 | 0 | 0 | 0 | 0 | 0 | 0 | 0 | 0 | 0 | 0 | 0 | 0 | 0 | 0 | 0 | 0 | 0
[35 empty] | DNP_ID: 6370. Gwawley Bay Zone Development | Gwawley Bay 33_11kV Tx3 | Caringbah 33_11kV Tx2 | 0 | 0 | 0 | 110 | 0 | 0 | 0 | 0 | 0 | 0 | 0 | 0 | 0 | 0 | 0 | 0 | 0 | 0 | 0 | 0 | 0 | 0 | 0 | 0 | 0 | 0 | 0 | 0 | 0 | 0 | 0 | 0
| 0 | [33 empty] | DNP_ID: 6552. Change of open points to relieve remedial Pa.7R, Caringbah | Caringbah 33_11kV Tx1 | Caringbah 33_11kV Tx2 | 0 | 0 | 0 | 5 | 0 | 0 | 0 | 0 | 0 | 0 | 0 | 0 | 0 | 0 | 0 | 0 | 0 | 0 | 0 | 0 | 0 | 0 | 0 | 0 | 0 | 0 | 0 | 0 | 0 | 0 | 0 | 0
| Diversity Factor: 0 | [33 empty] | DNP_ID: 6552. Change of open points to relieve remedial Pa.7R, Caringbah | Caringbah 33_11kV Tx2 | Caringbah 33_11kV Tx1 | 0 | 0 | 0 | 60 | 0 | 0 | 0 | 0 | 0 | 0 | 0 | 0 | 0 | 0 | 0 | 0 | 0 | 0 | 0 | 0 | 0 | 0 | 0 | 0 | 0 | 0 | 0 | 0 | 0 | 0 | 0 | 0
[35 empty] | DNP_ID: 6710. 4.2 MvA Load Transfer from Caringbah to Cronulla Zone | Caringbah 33_11kV Tx2 | Cronulla 132_11kV Tx1 | 0 | 0 | 0 | 0 | 180 | 0 | 0 | 0 | 0 | 0 | 0 | 0 | 0 | 0 | 0 | 0 | 0 | 0 | 0 | 0 | 0 | 0 | 0 | 0 | 0 | 0 | 0 | 0 | 0 | 0 | 0 | 0
[35 empty] | HVCON_ID: 2012429. Establishment of S.62935 Cawarra Meta No 3, 32-40 Cawarra Rd, Caringbah - now includes the decom of HVC |  | Caringbah 33_11kV Tx1 | 0 | 0 | 0 | 0 | 0 | 0 | 0 | 27.5 | 27.5 | 0 | 0 | 0 | 0 | 0 | 0 | 0 | 0 | 0 | 0 | 0 | 0 | 0 | 0 | 0 | 0 | 0 | 0 | 0 | 0 | 0 | 0 | 0
| 0 | [33 empty] | Econometric |  | Caringbah 33_11kV Tx1 | 0 | 0 | 0 | 0 | 0 | 0 | 0 | 0 | 0 | 2.0481 | 3.8342 | 5.2797 | 5.6106 | 5.8485 | 5.809 | 5.7656 | 5.8496 | 5.9347 | 6.021 | 6.1085 | 6.1972 | 6.287 | 6.3781 | 6.4705 | 6.5641 | 6.659 | 6.7552 | 6.8527 | 6.9515 | 7.0516 | 7.1532 | 7.2561
| Diversity Factor: 0 | [33 empty] | Econometric |  | Caringbah 33_11kV Tx2 | 0 | 0 | 0 | 0 | 0 | 0 | 0 | 0 | 0 | 5.575 | 10.4369 | 14.3717 | 15.2724 | 15.9198 | 15.8123 | 15.6943 | 15.9229 | 16.1546 | 16.3895 | 16.6276 | 16.869 | 17.1137 | 17.3617 | 17.613 | 17.8679 | 18.1261 | 18.3879 | 18.6533 | 18.9223 | 19.1949 | 19.4713 | 19.7514
[35 empty] | Energy Efficiency |  | Caringbah 33_11kV Tx1 | 0 | 0 | 0 | 0 | 0 | 0 | 0 | -1.2719 | -0.55661 | -2.1571 | -3.2715 | -5.0231 | -5.1451 | -2.8736 | -1.6974 | -2.1068 | -2.0775 | -2.854 | -1.9545 | -2.0553 | -1.4394 | -1.146 | -1.3339 | -1.5858 | -1.5858 | -1.5858 | -1.5858 | -1.5858 | -1.5858 | -1.5858 | -1.5858 | -1.5858
[35 empty] | Energy Efficiency |  | Caringbah 33_11kV Tx2 | 0 | 0 | 0 | 0 | 0 | 0 | 0 | -3.4622 | -1.5151 | -5.8718 | -8.9053 | -13.6732 | -14.0052 | -7.8221 | -4.6204 | -5.7348 | -5.655 | -7.7688 | -5.3203 | -5.5948 | -3.9181 | -3.1195 | -3.6308 | -4.3167 | -4.3167 | -4.3167 | -4.3167 | -4.3167 | -4.3167 | -4.3167 | -4.3167 | -4.3167
| 0 | [33 empty] | Solar PV |  | Caringbah 33_11kV Tx1 | 0 | 0 | 0 | -1.0779 | -1.0166 | -0.46295 | -0.51287 | -0.60623 | -0.67998 | -0.76797 | -0.84266 | -0.90185 | -0.9501 | -0.99473 | -0.96192 | -0.97721 | -0.74771 | -0.89561 | -0.89561 | -0.89561 | -0.89561 | -0.89561 | -0.89561 | -0.89561 | -0.89561 | -0.89561 | -0.89561 | -0.89561 | -0.89561 | -0.89561 | -0.89561 | -0.89561
| Diversity Factor: 0 | [33 empty] | Solar PV |  | Caringbah 33_11kV Tx2 | 0 | 0 | 0 | -2.9341 | -2.7672 | -1.2602 | -1.3961 | -1.6502 | -1.851 | -2.0905 | -2.2938 | -2.4549 | -2.5862 | -2.7077 | -2.6184 | -2.66 | -2.0353 | -2.4379 | -2.4379 | -2.4379 | -2.4379 | -2.4379 | -2.4379 | -2.4379 | -2.4379 | -2.4379 | -2.4379 | -2.4379 | -2.4379 | -2.4379 | -2.4379 | -2.4379
0
Diversity Factor: 0
0
Diversity Factor: 0
0
Diversity Factor: 0
0
Diversity Factor: 0
| Weather Correction and Public Holiday Factors | [8 empty] | Forecast ROG
ROG Justification
| Actual loads for season 13/14 have been weather corrected by the following: | [6 empty] | 3.746% |  | 7 year ROG ok | [59 empty] | 7 year ROG ok
1 | 2 | 3 | 4 | 5 | 6 | 7 | 8 | 9 | 10 | 14/15 | 15/16 | 16/17 | 17/18 | 18/19 | 19/20 | 20/21 | 21/22 | 22/23 | 23/24 | 24/25 | 25/26 | 26/27 | 27/28 | 28/29 | 29/30 | 30/31 | 31/32 | 32/33 | 33/34 | 34/35 | 35/36 | 36/37 | 37/38 | 38/39
0.95817 | 0.91809 | 0.89249 | 0.88005 | 0.88005 | 0.88005 | 0.88005 | 0.88005 | 0.88005 | 0.88005 | -4.183% | -4.183% | -2.788% | -1.394% | 0% | 0% | 0% | 0% | 0% | 0% | 0% | 0% | 0% | 0% | 0% | 0% | 0% | 0% | 0% | 0% | 0% | 0% | 0% | 0% | 0%
Substation Load Detail
[7 empty] | Units | 13/14 |  | 14/15 | 15/16 | 16/17 | 17/18 | 18/19 | 19/20 | 20/21 | 21/22 | 22/23 | 23/24 | 24/25 | 25/26 | 26/27 | 27/28 | 28/29 | 29/30 | 30/31 | 31/32 | 32/33 | 33/34 | 34/35 | 35/36 | 36/37 | 37/38 | 38/39
1 | Caringbah 33_11kV | Compensated |  | Load (LV side) |  |  | Amps | 1034 | 1081 | 1053.304 | 1017.23 | 971.5171 | 941.1997 | 923.6941 | 921.8905 | 929.2606 | 940.9838 | 950.965 | 962.2219 | 970.355 | 982.1572 | 993.9096 | 1008.284 | 1024.086 | 1039.527 | 1054.375 | 1069.571 | 1085.12 | 1101.027 | 1117.297 | 1133.935 | 1150.945 | 1168.334 | 1186.105
|  |  |  | Apparent Power |  |  | MVA | 19.7003 |  | 20.0681 | 19.3808 | 18.5099 | 17.9323 | 17.5987 | 17.5644 | 17.7048 | 17.9281 | 18.1183 | 18.3328 | 18.4877 | 18.7126 | 18.9365 | 19.2104 | 19.5115 | 19.8057 | 20.0886 | 20.3781 | 20.6743 | 20.9774 | 21.2874 | 21.6044 | 21.9285 | 22.2598 | 22.5983
|  |  |  | Real Power |  |  | MW | 17.5333 | 18.3303 | 17.8606 | 17.249 | 16.4738 | 15.9597 | 15.6629 | 15.6323 | 15.7573 | 15.956 | 16.1253 | 16.3162 | 16.4541 | 16.6542 | 16.8535 | 17.0973 | 17.3652 | 17.627 | 17.8788 | 18.1365 | 18.4001 | 18.6699 | 18.9458 | 19.2279 | 19.5163 | 19.8112 | 20.1125
|  |  |  | Reactive Power |  |  | MVAr | 8.9826 |  | 9.1503 | 8.8369 | 8.4398 | 8.1764 | 8.0243 | 8.0087 | 8.0727 | 8.1745 | 8.2612 | 8.359 | 8.4297 | 8.5322 | 8.6343 | 8.7592 | 8.8965 | 9.0306 | 9.1596 | 9.2916 | 9.4267 | 9.5649 | 9.7062 | 9.8507 | 9.9985 | 10.1496 | 10.304
|  |  |  | Capacitors In Service |  |  | MVAr | 0 |  | 0 | 0 | 0 | 0 | 0 | 0 | 0 | 0 | 0 | 0 | 0 | 0 | 0 | 0 | 0 | 0 | 0 | 0 | 0 | 0 | 0 | 0 | 0 | 0 | 0
|  |  |  | PF |  |  |  | 0.89 |  | 0.89 | 0.89 | 0.89 | 0.89 | 0.89 | 0.89 | 0.89 | 0.89 | 0.89 | 0.89 | 0.89 | 0.89 | 0.89 | 0.89 | 0.89 | 0.89 | 0.89 | 0.89 | 0.89 | 0.89 | 0.89 | 0.89 | 0.89 | 0.89 | 0.89
0.87392 | Diversity Factor: 0.87 | Uncompensated |  | Reactive Power |  |  | MVAr | 8.9826 | 9.3909 | 9.1503 | 8.8369 | 8.4398 | 8.1764 | 8.0243 | 8.0087 | 8.0727 | 8.1745 | 8.2612 | 8.359 | 8.4297 | 8.5322 | 8.6343 | 8.7592 | 8.8965 | 9.0306 | 9.1596 | 9.2916 | 9.4267 | 9.5649 | 9.7062 | 9.8507 | 9.9985 | 10.1496 | 10.304
|  |  |  | PF |  |  |  | 0.89 |  | 0.89 | 0.89 | 0.89 | 0.89 | 0.89 | 0.89 | 0.89 | 0.89 | 0.89 | 0.89 | 0.89 | 0.89 | 0.89 | 0.89 | 0.89 | 0.89 | 0.89 | 0.89 | 0.89 | 0.89 | 0.89 | 0.89 | 0.89 | 0.89 | 0.89
[10 empty] | 1 | 2 | 3 | 4 | 5 | 6 | 7 | 8 | 9 | 10 | 11 | 12 | 13 | 14 | 15 | 16 | 17 | 18 | 19 | 20 | 21 | 22 | 23 | 24 | 25
Transformer Load Detail
[7 empty] | Units | 13/14 |  | 14/15 | 15/16 | 16/17 | 17/18 | 18/19 | 19/20 | 20/21 | 21/22 | 22/23 | 23/24 | 24/25 | 25/26 | 26/27 | 27/28 | 28/29 | 29/30 | 30/31 | 31/32 | 32/33 | 33/34 | 34/35 | 35/36 | 36/37 | 37/38 | 38/39
| 0 | Compensated |  | Load (LV side) |  |  | Amps
|  |  |  | Apparent Power |  |  | MVA
|  |  |  | Real Power |  |  | MW
|  |  |  | Reactive Power |  |  | MVAr
|  |  |  | Capacitors In Service |  |  | MVAr
PF
| Zone Div: | Uncompensated |  | Reactive Power |  |  | MVAr
PF
| 0 | Compensated |  | Load (LV side) |  |  | Amps
|  |  |  | Apparent Power |  |  | MVA
|  |  |  | Real Power |  |  | MW
|  |  |  | Reactive Power |  |  | MVAr
|  |  |  | Capacitors In Service |  |  | MVAr
PF
| Zone Div: | Uncompensated |  | Reactive Power |  |  | MVAr
PF
| 0 | Compensated |  | Load (LV side) |  |  | Amps
|  |  |  | Apparent Power |  |  | MVA
|  |  |  | Real Power |  |  | MW
|  |  |  | Reactive Power |  |  | MVAr
|  |  |  | Capacitors In Service |  |  | MVAr
PF
| Zone Div: | Uncompensated |  | Reactive Power |  |  | MVAr
PF
| 0 | Compensated |  | Load (LV side) |  |  | Amps
|  |  |  | Apparent Power |  |  | MVA
|  |  |  | Real Power |  |  | MW
|  |  |  | Reactive Power |  |  | MVAr
|  |  |  | Capacitors In Service |  |  | MVAr
PF
| Zone Div: | Uncompensated |  | Reactive Power |  |  | MVAr
PF
| 0 | Compensated |  | Load (LV side) |  |  | Amps
|  |  |  | Apparent Power |  |  | MVA
|  |  |  | Real Power |  |  | MW
|  |  |  | Reactive Power |  |  | MVAr
|  |  |  | Capacitors In Service |  |  | MVAr
PF
| Zone Div: | Uncompensated |  | Reactive Power |  |  | MVAr
PF
| 0 | Compensated |  | Load (LV side) |  |  | Amps
|  |  |  | Apparent Power |  |  | MVA
|  |  |  | Real Power |  |  | MW
|  |  |  | Reactive Power |  |  | MVAr
|  |  |  | Capacitors In Service |  |  | MVAr
PF
| Zone Div: | Uncompensated |  | Reactive Power |  |  | MVAr
PF
| 0 | Compensated |  | Load (LV side) |  |  | Amps
|  |  |  | Apparent Power |  |  | MVA
|  |  |  | Real Power |  |  | MW
|  |  |  | Reactive Power |  |  | MVAr
|  |  |  | Capacitors In Service |  |  | MVAr
PF
| Zone Div: | Uncompensated |  | Reactive Power |  |  | MVAr
PF
| 0 | Compensated |  | Load (LV side) |  |  | Amps
|  |  |  | Apparent Power |  |  | MVA
|  |  |  | Real Power |  |  | MW
|  |  |  | Reactive Power |  |  | MVAr
|  |  |  | Capacitors In Service |  |  | MVAr
PF
| Zone Div: | Uncompensated |  | Reactive Power |  |  | MVAr
PF
| 0 | Compensated |  | Load (LV side) |  |  | Amps
|  |  |  | Apparent Power |  |  | MVA
|  |  |  | Real Power |  |  | MW
|  |  |  | Reactive Power |  |  | MVAr
|  |  |  | Capacitors In Service |  |  | MVAr
PF
| Zone Div: | Uncompensated |  | Reactive Power |  |  | MVAr
PF
| 0 | Compensated |  | Load (LV side) |  |  | Amps
|  |  |  | Apparent Power |  |  | MVA
|  |  |  | Real Power |  |  | MW
|  |  |  | Reactive Power |  |  | MVAr
|  |  |  | Capacitors In Service |  |  | MVAr
PF
| Zone Div: | Uncompensated |  | Reactive Power |  |  | MVAr
PF

## Cronulla 132_11kV
| Cronulla 132_11kV | [16 empty] | 2015 | SUMMER
| Substation Total Loads | [33 empty] | Spots & Transfers Detail
| Historical Loads | (11kV Amps) | [7 empty] | Weather Corrected Forecast Loads |  |  |  | (11kV Amps) | [20 empty] | Spots & Transfers Summary | (11kV Amps) |  | Historical Spots & Transfers | [6 empty] | Forecast Spots & Transfers
|  | 07/08 | 08/09 | 09/10 | 10/11 | 11/12 | 12/13 | 13/14 |  | 14/15 | 15/16 | 16/17 | 17/18 | 18/19 | 19/20 | 20/21 | 21/22 | 22/23 | 23/24 | 24/25 | 25/26 | 26/27 | 27/28 | 28/29 | 29/30 | 30/31 | 31/32 | 32/33 | 33/34 | 34/35 | 35/36 | 36/37 | 37/38 | 38/39 |  |  |  | 07/08 | 08/09 | 09/10 | 10/11 | 11/12 | 12/13 | 13/14 | 14/15 | 15/16 | 16/17 | 17/18 | 18/19 | 19/20 | 20/21 | 21/22 | 22/23 | 23/24 | 24/25 | 25/26 | 26/27 | 27/28 | 28/29 | 29/30 | 30/31 | 31/32 | 32/33 | 33/34 | 34/35 | 35/36 | 36/37 | 37/38 | 38/39
| Total | 2093 | 2598 | 2703 | 2993 | 2433 | 2710 | 2126 |  | 2108.156 | 2043.543 | 1982.484 | 1946.628 | 1939.524 | 1950.209 | 1979.058 | 2010.926 | 2039.398 | 2069.734 | 2099.008 | 2134.606 | 2170.868 | 2210.146 | 2251.685 | 2293.193 | 2335.038 | 2377.919 | 2421.853 | 2466.854 | 2512.939 | 2560.124 | 2608.425 | 2657.857 | 2708.439 |  |  | Total | 0 | 0 | 0 | -0.072431 | 179.9832 | 17.9932 | -0.4834 | 20.398 | 23.6625 | -4.0126 | -8.1846 | -7.1042 | 10.6846 | 28.8497 | 31.868 | 28.4713 | 30.3368 | 29.2737 | 35.5982 | 36.2615 | 39.2777 | 41.5397 | 41.5082 | 41.8442 | 42.8813 | 43.9337 | 45.0016 | 46.0852 | 47.1848 | 48.3005 | 49.4326 | 50.5813
| Firm Rating | 0 | 0 | 0 | 0 | 0 | 0 | 2806 |  | 2806 | 2806 | 2806 | 2806 | 2806 | 2806 | 2806 | 2806 | 2806 | 2806 | 2806 | 2806 | 2806 | 2806 | 2806 | 2806 | 2806 | 2806 | 2806 | 2806 | 2806 | 2806 | 2806 | 2806 | 2806
| Total Capacity | 0 | 0 | 0 | 0 | 0 | 0 | 5612 |  | 5612 | 5612 | 5612 | 5612 | 5612 | 5612 | 5612 | 5612 | 5612 | 5612 | 5612 | 5612 | 5612 | 5612 | 5612 | 5612 | 5612 | 5612 | 5612 | 5612 | 5612 | 5612 | 5612 | 5612 | 5612 |  |  | Cronulla 132_11kV Tx1 | 0 | 0 | -137 | -0.036655 | 179.9915 | -0.003453 | -0.24463 | -1.3674 | -5.2821 | -2.0307 | -4.142 | -3.5952 | 5.4071 | 14.5999 | 16.1274 | 14.4085 | 15.3525 | 14.8145 | 18.0151 | 18.3508 | 19.8772 | 21.0219 | 21.006 | 21.1761 | 21.7009 | 22.2335 | 22.7739 | 23.3223 | 23.8788 | 24.4434 | 25.0163 | 25.5976
|  | -7 | -6 | -5 | -4 | -3 | -2 | -1 |  | 0 | 1 | 2 | 3 | 4 | 5 | 6 | 7 | 8 | 9 | 10 | 11 | 12 | 13 | 14 | 15 | 16 | 17 | 18 | 19 | 20 | 21 | 22 | 23 | 24 |  |  | Cronulla 132_11kV Tx2 | 0 | 0 | 137 | -0.035776 | -0.0082959 | 17.9966 | -0.23877 | 21.7654 | 28.9446 | -1.982 | -4.0426 | -3.509 | 5.2774 | 14.2497 | 15.7406 | 14.0629 | 14.9843 | 14.4592 | 17.583 | 17.9107 | 19.4005 | 20.5177 | 20.5022 | 20.6681 | 21.1804 | 21.7002 | 22.2277 | 22.7629 | 23.306 | 23.8571 | 24.4163 | 24.9837
| Transformer Loads | [36 empty] | 0 | 0 | 0 | 0 | 0 | 0 | 0 | 0 | 0 | 0 | 0 | 0 | 0 | 0 | 0 | 0 | 0 | 0 | 0 | 0 | 0 | 0 | 0 | 0 | 0 | 0 | 0 | 0 | 0 | 0 | 0 | 0
| Historical Loads | (11kV Amps) | [7 empty] | 0: Weather Corrected Forecast Loads; 4: (11kV Amps) |  |  |  | 0 | 0 | 0 | 0 | 0 | 0 | 0 | 0 | 0 | 0 | 0 | 0 | 0 | 0 | 0 | 0 | 0 | 0 | 0 | 0 | 0 | 0 | 0 | 0 | 0 | 0 | 0 | 0 | 0 | 0 | 0 | 0
|  | 07/08 | 08/09 | 09/10 | 10/11 | 11/12 | 12/13 | 13/14 |  | 14/15 | 15/16 | 16/17 | 17/18 | 18/19 | 19/20 | 20/21 | 21/22 | 22/23 | 23/24 | 24/25 | 25/26 | 26/27 | 27/28 | 28/29 | 29/30 | 30/31 | 31/32 | 32/33 | 33/34 | 34/35 | 35/36 | 36/37 | 37/38 | 38/39 |  |  |  | 0 | 0 | 0 | 0 | 0 | 0 | 0 | 0 | 0 | 0 | 0 | 0 | 0 | 0 | 0 | 0 | 0 | 0 | 0 | 0 | 0 | 0 | 0 | 0 | 0 | 0 | 0 | 0 | 0 | 0 | 0 | 0
| 0 | [36 empty] | 0 | 0 | 0 | 0 | 0 | 0 | 0 | 0 | 0 | 0 | 0 | 0 | 0 | 0 | 0 | 0 | 0 | 0 | 0 | 0 | 0 | 0 | 0 | 0 | 0 | 0 | 0 | 0 | 0 | 0 | 0 | 0
| Diversity Factor: 0 | [36 empty] | 0 | 0 | 0 | 0 | 0 | 0 | 0 | 0 | 0 | 0 | 0 | 0 | 0 | 0 | 0 | 0 | 0 | 0 | 0 | 0 | 0 | 0 | 0 | 0 | 0 | 0 | 0 | 0 | 0 | 0 | 0 | 0
[38 empty] | 0 | 0 | 0 | 0 | 0 | 0 | 0 | 0 | 0 | 0 | 0 | 0 | 0 | 0 | 0 | 0 | 0 | 0 | 0 | 0 | 0 | 0 | 0 | 0 | 0 | 0 | 0 | 0 | 0 | 0 | 0 | 0
[38 empty] | 0 | 0 | 0 | 0 | 0 | 0 | 0 | 0 | 0 | 0 | 0 | 0 | 0 | 0 | 0 | 0 | 0 | 0 | 0 | 0 | 0 | 0 | 0 | 0 | 0 | 0 | 0 | 0 | 0 | 0 | 0 | 0
| 0 | [36 empty] | 0 | 0 | 0 | 0 | 0 | 0 | 0 | 0 | 0 | 0 | 0 | 0 | 0 | 0 | 0 | 0 | 0 | 0 | 0 | 0 | 0 | 0 | 0 | 0 | 0 | 0 | 0 | 0 | 0 | 0 | 0 | 0
Diversity Factor: 0
[38 empty] | Historical Spots & Transfers | [6 empty] | Forecast Spots & Transfers
[35 empty] | Project Name | From | To | 07/08 | 08/09 | 09/10 | 10/11 | 11/12 | 12/13 | 13/14 | 14/15 | 15/16 | 16/17 | 17/18 | 18/19 | 19/20 | 20/21 | 21/22 | 22/23 | 23/24 | 24/25 | 25/26 | 26/27 | 27/28 | 28/29 | 29/30 | 30/31 | 31/32 | 32/33 | 33/34 | 34/35 | 35/36 | 36/37 | 37/38 | 38/39
| 0 | [33 empty] | Broad based demand management |  | Cronulla 132_11kV Tx1 | 0 | 0 | 0 | 0 | 0 | 0 | 0 | -0.5561 | -4.656 | -5.3975 | -10.8737 | -8.3835 | 0 | 0 | 0 | 0 | 0 | 0 | 0 | 0 | 0 | 0 | 0 | 0 | 0 | 0 | 0 | 0 | 0 | 0 | 0 | 0
| Diversity Factor: 0 | [33 empty] | Broad based demand management |  | Cronulla 132_11kV Tx2 | 0 | 0 | 0 | 0 | 0 | 0 | 0 | -0.54276 | -4.5443 | -5.268 | -10.6129 | -8.1824 | 0 | 0 | 0 | 0 | 0 | 0 | 0 | 0 | 0 | 0 | 0 | 0 | 0 | 0 | 0 | 0 | 0 | 0 | 0 | 0
[35 empty] | DNP_ID: 6365. Cronulla Zone Development - 2008 (Panel 3, 6, 16 & 20 Feeders). | Cronulla 132_11kV Tx1 | Cronulla 132_11kV Tx2 | 0 | 0 | 137 | 0 | 0 | 0 | 0 | 0 | 0 | 0 | 0 | 0 | 0 | 0 | 0 | 0 | 0 | 0 | 0 | 0 | 0 | 0 | 0 | 0 | 0 | 0 | 0 | 0 | 0 | 0 | 0 | 0
[35 empty] | DNP_ID: 6710. 4.2 MvA Load Transfer from Caringbah to Cronulla Zone | Caringbah 33_11kV Tx2 | Cronulla 132_11kV Tx1 | 0 | 0 | 0 | 0 | 180 | 0 | 0 | 0 | 0 | 0 | 0 | 0 | 0 | 0 | 0 | 0 | 0 | 0 | 0 | 0 | 0 | 0 | 0 | 0 | 0 | 0 | 0 | 0 | 0 | 0 | 0 | 0
| 0 | [33 empty] | HVCON_ID: 2011586. Establishment of 4 x Kiosks: S.61049 Torquay Greenhills; S.61050 Cottesloe Greenhills; S.61051 Hyams Greenhills; S.61052 Wategos Greenhills, 422-450 Captain Cook Drive, Kurnell |  | Cronulla 132_11kV Tx2 | 0 | 0 | 0 | 0 | 0 | 18 | 0 | 23.1 | 34.1 | 0 | 0 | 0 | 0 | 0 | 0 | 0 | 0 | 0 | 0 | 0 | 0 | 0 | 0 | 0 | 0 | 0 | 0 | 0 | 0 | 0 | 0 | 0
| Diversity Factor: 0 | [33 empty] | Econometric |  | Cronulla 132_11kV Tx1 | 0 | 0 | 0 | 0 | 0 | 0 | 0 | 0 | 0 | 10.9189 | 19.2226 | 24.2872 | 26.6374 | 28.2818 | 27.8199 | 27.3234 | 27.79 | 28.2635 | 28.7441 | 29.2318 | 29.7267 | 30.229 | 30.7387 | 31.2559 | 31.7807 | 32.3133 | 32.8537 | 33.4021 | 33.9586 | 34.5232 | 35.0961 | 35.6774
[35 empty] | Econometric |  | Cronulla 132_11kV Tx2 | 0 | 0 | 0 | 0 | 0 | 0 | 0 | 0 | 0 | 10.657 | 18.7615 | 23.7046 | 25.9985 | 27.6035 | 27.1526 | 26.668 | 27.1234 | 27.5856 | 28.0547 | 28.5307 | 29.0137 | 29.5039 | 30.0014 | 30.5062 | 31.0184 | 31.5383 | 32.0657 | 32.601 | 33.1441 | 33.6952 | 34.2543 | 34.8217
[35 empty] | Energy Efficiency |  | Cronulla 132_11kV Tx1 | 0 | 0 | 0 | 0 | 0 | 0 | 0 | -0.72081 | -0.52463 | -7.4375 | -12.3652 | -19.3643 | -21.0884 | -13.5335 | -11.5489 | -12.7691 | -12.3259 | -13.3153 | -10.5953 | -10.7473 | -9.7158 | -9.0734 | -9.599 | -9.9461 | -9.9461 | -9.9461 | -9.9461 | -9.9461 | -9.9461 | -9.9461 | -9.9461 | -9.9461
| 0 | [33 empty] | Energy Efficiency |  | Cronulla 132_11kV Tx2 | 0 | 0 | 0 | 0 | 0 | 0 | 0 | -0.70352 | -0.51204 | -7.2591 | -12.0686 | -18.8999 | -20.5826 | -13.2088 | -11.2719 | -12.4628 | -12.0302 | -12.9959 | -10.3412 | -10.4895 | -9.4828 | -8.8557 | -9.3688 | -9.7076 | -9.7076 | -9.7076 | -9.7076 | -9.7076 | -9.7076 | -9.7076 | -9.7076 | -9.7076
| Diversity Factor: 0 | [33 empty] | Solar PV |  | Cronulla 132_11kV Tx1 | 0 | 0 | 0 | -0.036655 | -0.0084998 | -0.003453 | -0.24463 | -0.090477 | -0.10148 | -0.11461 | -0.12576 | -0.1346 | -0.1418 | -0.14846 | -0.14356 | -0.14584 | -0.11159 | -0.13367 | -0.13367 | -0.13367 | -0.13367 | -0.13367 | -0.13367 | -0.13367 | -0.13367 | -0.13367 | -0.13367 | -0.13367 | -0.13367 | -0.13367 | -0.13367 | -0.13367
[35 empty] | Solar PV |  | Cronulla 132_11kV Tx2 | 0 | 0 | 0 | -0.035776 | -0.0082959 | -0.0033702 | -0.23877 | -0.088307 | -0.09905 | -0.11187 | -0.12275 | -0.13137 | -0.1384 | -0.1449 | -0.14012 | -0.14234 | -0.10892 | -0.13046 | -0.13046 | -0.13046 | -0.13046 | -0.13046 | -0.13046 | -0.13046 | -0.13046 | -0.13046 | -0.13046 | -0.13046 | -0.13046 | -0.13046 | -0.13046 | -0.13046
0
Diversity Factor: 0
0
Diversity Factor: 0
0
Diversity Factor: 0
0
Diversity Factor: 0
0
Diversity Factor: 0
| Weather Correction and Public Holiday Factors | [8 empty] | Forecast ROG
ROG Justification
| Actual loads for season 13/14 have been weather corrected by the following: | [6 empty] | -0.899% |  | 7 year ROG ok | [59 empty] | 7 year ROG ok
1 | 2 | 3 | 4 | 5 | 6 | 7 | 8 | 9 | 10 | 14/15 | 15/16 | 16/17 | 17/18 | 18/19 | 19/20 | 20/21 | 21/22 | 22/23 | 23/24 | 24/25 | 25/26 | 26/27 | 27/28 | 28/29 | 29/30 | 30/31 | 31/32 | 32/33 | 33/34 | 34/35 | 35/36 | 36/37 | 37/38 | 38/39
0.95813 | 0.91801 | 0.89239 | 0.87994 | 0.87994 | 0.87994 | 0.87994 | 0.87994 | 0.87994 | 0.87994 | -4.187% | -4.187% | -2.791% | -1.395% | 0% | 0% | 0% | 0% | 0% | 0% | 0% | 0% | 0% | 0% | 0% | 0% | 0% | 0% | 0% | 0% | 0% | 0% | 0% | 0% | 0%
Substation Load Detail
[7 empty] | Units | 13/14 |  | 14/15 | 15/16 | 16/17 | 17/18 | 18/19 | 19/20 | 20/21 | 21/22 | 22/23 | 23/24 | 24/25 | 25/26 | 26/27 | 27/28 | 28/29 | 29/30 | 30/31 | 31/32 | 32/33 | 33/34 | 34/35 | 35/36 | 36/37 | 37/38 | 38/39
1 | Cronulla 132_11kV | Compensated |  | Load (LV side) |  |  | Amps | 2126 | 2179 | 2108.156 | 2043.543 | 1982.484 | 1946.628 | 1939.524 | 1950.209 | 1979.058 | 2010.926 | 2039.398 | 2069.734 | 2099.008 | 2134.606 | 2170.868 | 2210.146 | 2251.685 | 2293.193 | 2335.038 | 2377.919 | 2421.853 | 2466.854 | 2512.939 | 2560.124 | 2608.425 | 2657.857 | 2708.439
|  |  |  | Apparent Power |  |  | MVA | 40.5057 |  | 40.1658 | 38.9347 | 37.7714 | 37.0883 | 36.9529 | 37.1565 | 37.7061 | 38.3133 | 38.8558 | 39.4337 | 39.9915 | 40.6697 | 41.3606 | 42.1089 | 42.9004 | 43.6912 | 44.4885 | 45.3054 | 46.1425 | 46.9999 | 47.8779 | 48.7769 | 49.6972 | 50.639 | 51.6027
|  |  |  | Real Power |  |  | MW | 39.0986 | 40.0733 | 38.7704 | 37.5822 | 36.4592 | 35.7998 | 35.6692 | 35.8657 | 36.3963 | 36.9823 | 37.5059 | 38.0638 | 38.6022 | 39.2569 | 39.9237 | 40.6461 | 41.41 | 42.1734 | 42.943 | 43.7316 | 44.5395 | 45.3672 | 46.2147 | 47.0825 | 47.9707 | 48.8798 | 49.81
|  |  |  | Reactive Power |  |  | MVAr | 10.5837 |  | 10.4949 | 10.1732 | 9.8692 | 9.6907 | 9.6554 | 9.7086 | 9.8522 | 10.0108 | 10.1526 | 10.3036 | 10.4493 | 10.6265 | 10.8071 | 11.0026 | 11.2094 | 11.416 | 11.6243 | 11.8378 | 12.0565 | 12.2805 | 12.51 | 12.7448 | 12.9853 | 13.2314 | 13.4832
|  |  |  | Capacitors In Service |  |  | MVAr | 0 |  | 0 | 0 | 0 | 0 | 0 | 0 | 0 | 0 | 0 | 0 | 0 | 0 | 0 | 0 | 0 | 0 | 0 | 0 | 0 | 0 | 0 | 0 | 0 | 0 | 0
|  |  |  | PF |  |  |  | 0.96526 |  | 0.96526 | 0.96526 | 0.96526 | 0.96526 | 0.96526 | 0.96526 | 0.96526 | 0.96526 | 0.96526 | 0.96526 | 0.96526 | 0.96526 | 0.96526 | 0.96526 | 0.96526 | 0.96526 | 0.96526 | 0.96526 | 0.96526 | 0.96526 | 0.96526 | 0.96526 | 0.96526 | 0.96526 | 0.96526
0.793 | Diversity Factor: 0.79 | Uncompensated |  | Reactive Power |  |  | MVAr | 10.5837 | 10.8475 | 10.4949 | 10.1732 | 9.8692 | 9.6907 | 9.6554 | 9.7086 | 9.8522 | 10.0108 | 10.1526 | 10.3036 | 10.4493 | 10.6265 | 10.8071 | 11.0026 | 11.2094 | 11.416 | 11.6243 | 11.8378 | 12.0565 | 12.2805 | 12.51 | 12.7448 | 12.9853 | 13.2314 | 13.4832
|  |  |  | PF |  |  |  | 0.96526 |  | 0.96526 | 0.96526 | 0.96526 | 0.96526 | 0.96526 | 0.96526 | 0.96526 | 0.96526 | 0.96526 | 0.96526 | 0.96526 | 0.96526 | 0.96526 | 0.96526 | 0.96526 | 0.96526 | 0.96526 | 0.96526 | 0.96526 | 0.96526 | 0.96526 | 0.96526 | 0.96526 | 0.96526 | 0.96526
[10 empty] | 1 | 2 | 3 | 4 | 5 | 6 | 7 | 8 | 9 | 10 | 11 | 12 | 13 | 14 | 15 | 16 | 17 | 18 | 19 | 20 | 21 | 22 | 23 | 24 | 25
Transformer Load Detail
[7 empty] | Units | 13/14 |  | 14/15 | 15/16 | 16/17 | 17/18 | 18/19 | 19/20 | 20/21 | 21/22 | 22/23 | 23/24 | 24/25 | 25/26 | 26/27 | 27/28 | 28/29 | 29/30 | 30/31 | 31/32 | 32/33 | 33/34 | 34/35 | 35/36 | 36/37 | 37/38 | 38/39
| 0 | Compensated |  | Load (LV side) |  |  | Amps
|  |  |  | Apparent Power |  |  | MVA
|  |  |  | Real Power |  |  | MW
|  |  |  | Reactive Power |  |  | MVAr
|  |  |  | Capacitors In Service |  |  | MVAr
PF
| Zone Div: | Uncompensated |  | Reactive Power |  |  | MVAr
PF
| 0 | Compensated |  | Load (LV side) |  |  | Amps
|  |  |  | Apparent Power |  |  | MVA
|  |  |  | Real Power |  |  | MW
|  |  |  | Reactive Power |  |  | MVAr
|  |  |  | Capacitors In Service |  |  | MVAr
PF
| Zone Div: | Uncompensated |  | Reactive Power |  |  | MVAr
PF
| 0 | Compensated |  | Load (LV side) |  |  | Amps
|  |  |  | Apparent Power |  |  | MVA
|  |  |  | Real Power |  |  | MW
|  |  |  | Reactive Power |  |  | MVAr
|  |  |  | Capacitors In Service |  |  | MVAr
PF
| Zone Div: | Uncompensated |  | Reactive Power |  |  | MVAr
PF
| 0 | Compensated |  | Load (LV side) |  |  | Amps
|  |  |  | Apparent Power |  |  | MVA
|  |  |  | Real Power |  |  | MW
|  |  |  | Reactive Power |  |  | MVAr
|  |  |  | Capacitors In Service |  |  | MVAr
PF
| Zone Div: | Uncompensated |  | Reactive Power |  |  | MVAr
PF
| 0 | Compensated |  | Load (LV side) |  |  | Amps
|  |  |  | Apparent Power |  |  | MVA
|  |  |  | Real Power |  |  | MW
|  |  |  | Reactive Power |  |  | MVAr
|  |  |  | Capacitors In Service |  |  | MVAr
PF
| Zone Div: | Uncompensated |  | Reactive Power |  |  | MVAr
PF
| 0 | Compensated |  | Load (LV side) |  |  | Amps
|  |  |  | Apparent Power |  |  | MVA
|  |  |  | Real Power |  |  | MW
|  |  |  | Reactive Power |  |  | MVAr
|  |  |  | Capacitors In Service |  |  | MVAr
PF
| Zone Div: | Uncompensated |  | Reactive Power |  |  | MVAr
PF
| 0 | Compensated |  | Load (LV side) |  |  | Amps
|  |  |  | Apparent Power |  |  | MVA
|  |  |  | Real Power |  |  | MW
|  |  |  | Reactive Power |  |  | MVAr
|  |  |  | Capacitors In Service |  |  | MVAr
PF
| Zone Div: | Uncompensated |  | Reactive Power |  |  | MVAr
PF
| 0 | Compensated |  | Load (LV side) |  |  | Amps
|  |  |  | Apparent Power |  |  | MVA
|  |  |  | Real Power |  |  | MW
|  |  |  | Reactive Power |  |  | MVAr
|  |  |  | Capacitors In Service |  |  | MVAr
PF
| Zone Div: | Uncompensated |  | Reactive Power |  |  | MVAr
PF
| 0 | Compensated |  | Load (LV side) |  |  | Amps
|  |  |  | Apparent Power |  |  | MVA
|  |  |  | Real Power |  |  | MW
|  |  |  | Reactive Power |  |  | MVAr
|  |  |  | Capacitors In Service |  |  | MVAr
PF
| Zone Div: | Uncompensated |  | Reactive Power |  |  | MVAr
PF
| 0 | Compensated |  | Load (LV side) |  |  | Amps
|  |  |  | Apparent Power |  |  | MVA
|  |  |  | Real Power |  |  | MW
|  |  |  | Reactive Power |  |  | MVAr
|  |  |  | Capacitors In Service |  |  | MVAr
PF
| Zone Div: | Uncompensated |  | Reactive Power |  |  | MVAr
PF

## Engadine 132_11kV
| Engadine 132_11kV | [16 empty] | 2015 | SUMMER
[6 empty] | Zone commissioned |  | 2014-10-31
| Substation Total Loads | [33 empty] | Spots & Transfers Detail
| Historical Loads | (11kV Amps) | [7 empty] | Weather Corrected Forecast Loads |  |  |  | (11kV Amps) | [20 empty] | Spots & Transfers Summary | (11kV Amps) |  | Historical Spots & Transfers | [6 empty] | Forecast Spots & Transfers
|  | 07/08 | 08/09 | 09/10 | 10/11 | 11/12 | 12/13 | 13/14 |  | 14/15 | 15/16 | 16/17 | 17/18 | 18/19 | 19/20 | 20/21 | 21/22 | 22/23 | 23/24 | 24/25 | 25/26 | 26/27 | 27/28 | 28/29 | 29/30 | 30/31 | 31/32 | 32/33 | 33/34 | 34/35 | 35/36 | 36/37 | 37/38 | 38/39 |  |  |  | 07/08 | 08/09 | 09/10 | 10/11 | 11/12 | 12/13 | 13/14 | 14/15 | 15/16 | 16/17 | 17/18 | 18/19 | 19/20 | 20/21 | 21/22 | 22/23 | 23/24 | 24/25 | 25/26 | 26/27 | 27/28 | 28/29 | 29/30 | 30/31 | 31/32 | 32/33 | 33/34 | 34/35 | 35/36 | 36/37 | 37/38 | 38/39
| Total | [8 empty] | 1222.527 | 1154.458 | 1112.025 | 1085.702 | 1079.955 | 1084.119 | 1097.038 | 1111.64 | 1124.634 | 1138.612 | 1151.891 | 1168.277 | 1184.967 | 1203.193 | 1222.541 | 1241.859 | 1261.301 | 1281.243 | 1301.692 | 1322.656 | 1344.143 | 1366.159 | 1388.714 | 1411.815 | 1435.47 |  |  | Total | 0 | 0 | 0 | 0 | 0 | 0 | 0 | 1222.4932 | -7.063 | -4.0201 | -7.9266 | -5.8501 | 4.2388 | 13.1462 | 14.8531 | 13.2123 | 14.2063 | 13.4903 | 16.6403 | 16.9418 | 18.4924 | 19.6228 | 19.583 | 19.7005 | 20.1987 | 20.7042 | 21.2172 | 21.7376 | 22.2658 | 22.8017 | 23.3454 | 23.8971
| Firm Rating | 0 | 0 | 0 | 0 | 0 | 0 | 0 |  | 3123 | 3123 | 3123 | 3123 | 3123 | 3123 | 3123 | 3123 | 3123 | 3123 | 3123 | 3123 | 3123 | 3123 | 3123 | 3123 | 3123 | 3123 | 3123 | 3123 | 3123 | 3123 | 3123 | 3123 | 3123
| Total Capacity | 0 | 0 | 0 | 0 | 0 | 0 | 0 |  | 5737 | 5737 | 5737 | 5737 | 5737 | 5737 | 5737 | 5737 | 5737 | 5737 | 5737 | 5737 | 5737 | 5737 | 5737 | 5737 | 5737 | 5737 | 5737 | 5737 | 5737 | 5737 | 5737 | 5737 | 5737 |  |  | Engadine 132_11kV Tx1 | 0 | 0 | 0 | 0 | 0 | 0 | 0 | 861.7466 | -3.5315 | -2.0101 | -3.9633 | -2.925 | 2.1194 | 6.5731 | 7.4265 | 6.6061 | 7.1031 | 6.7452 | 8.3201 | 8.4709 | 9.2462 | 9.8114 | 9.7915 | 9.8503 | 10.0994 | 10.3521 | 10.6086 | 10.8688 | 11.1329 | 11.4008 | 11.6727 | 11.9486
|  | -7 | -6 | -5 | -4 | -3 | -2 | -1 |  | 0 | 1 | 2 | 3 | 4 | 5 | 6 | 7 | 8 | 9 | 10 | 11 | 12 | 13 | 14 | 15 | 16 | 17 | 18 | 19 | 20 | 21 | 22 | 23 | 24 |  |  | Engadine 132_11kV Tx2 | 0 | 0 | 0 | 0 | 0 | 0 | 0 | 360.7466 | -3.5315 | -2.0101 | -3.9633 | -2.925 | 2.1194 | 6.5731 | 7.4265 | 6.6061 | 7.1031 | 6.7452 | 8.3201 | 8.4709 | 9.2462 | 9.8114 | 9.7915 | 9.8503 | 10.0994 | 10.3521 | 10.6086 | 10.8688 | 11.1329 | 11.4008 | 11.6727 | 11.9486
| Transformer Loads | [36 empty] | 0 | 0 | 0 | 0 | 0 | 0 | 0 | 0 | 0 | 0 | 0 | 0 | 0 | 0 | 0 | 0 | 0 | 0 | 0 | 0 | 0 | 0 | 0 | 0 | 0 | 0 | 0 | 0 | 0 | 0 | 0 | 0
| Historical Loads | (11kV Amps) | [7 empty] | Weather Corrected Forecast Loads |  |  |  | (11kV Amps) | [23 empty] | 0 | 0 | 0 | 0 | 0 | 0 | 0 | 0 | 0 | 0 | 0 | 0 | 0 | 0 | 0 | 0 | 0 | 0 | 0 | 0 | 0 | 0 | 0 | 0 | 0 | 0 | 0 | 0 | 0 | 0 | 0 | 0
|  | 07/08 | 08/09 | 09/10 | 10/11 | 11/12 | 12/13 | 13/14 |  | 14/15 | 15/16 | 16/17 | 17/18 | 18/19 | 19/20 | 20/21 | 21/22 | 22/23 | 23/24 | 24/25 | 25/26 | 26/27 | 27/28 | 28/29 | 29/30 | 30/31 | 31/32 | 32/33 | 33/34 | 34/35 | 35/36 | 36/37 | 37/38 | 38/39 |  |  |  | 0 | 0 | 0 | 0 | 0 | 0 | 0 | 0 | 0 | 0 | 0 | 0 | 0 | 0 | 0 | 0 | 0 | 0 | 0 | 0 | 0 | 0 | 0 | 0 | 0 | 0 | 0 | 0 | 0 | 0 | 0 | 0
| 0 | [36 empty] | 0 | 0 | 0 | 0 | 0 | 0 | 0 | 0 | 0 | 0 | 0 | 0 | 0 | 0 | 0 | 0 | 0 | 0 | 0 | 0 | 0 | 0 | 0 | 0 | 0 | 0 | 0 | 0 | 0 | 0 | 0 | 0
| Diversity Factor: 0 | [36 empty] | 0 | 0 | 0 | 0 | 0 | 0 | 0 | 0 | 0 | 0 | 0 | 0 | 0 | 0 | 0 | 0 | 0 | 0 | 0 | 0 | 0 | 0 | 0 | 0 | 0 | 0 | 0 | 0 | 0 | 0 | 0 | 0
[38 empty] | 0 | 0 | 0 | 0 | 0 | 0 | 0 | 0 | 0 | 0 | 0 | 0 | 0 | 0 | 0 | 0 | 0 | 0 | 0 | 0 | 0 | 0 | 0 | 0 | 0 | 0 | 0 | 0 | 0 | 0 | 0 | 0
[38 empty] | 0 | 0 | 0 | 0 | 0 | 0 | 0 | 0 | 0 | 0 | 0 | 0 | 0 | 0 | 0 | 0 | 0 | 0 | 0 | 0 | 0 | 0 | 0 | 0 | 0 | 0 | 0 | 0 | 0 | 0 | 0 | 0
| 0 | [36 empty] | 0 | 0 | 0 | 0 | 0 | 0 | 0 | 0 | 0 | 0 | 0 | 0 | 0 | 0 | 0 | 0 | 0 | 0 | 0 | 0 | 0 | 0 | 0 | 0 | 0 | 0 | 0 | 0 | 0 | 0 | 0 | 0
Diversity Factor: 0
[38 empty] | Historical Spots & Transfers | [6 empty] | Forecast Spots & Transfers
[35 empty] | Project Name | From | To | 07/08 | 08/09 | 09/10 | 10/11 | 11/12 | 12/13 | 13/14 | 14/15 | 15/16 | 16/17 | 17/18 | 18/19 | 19/20 | 20/21 | 21/22 | 22/23 | 23/24 | 24/25 | 25/26 | 26/27 | 27/28 | 28/29 | 29/30 | 30/31 | 31/32 | 32/33 | 33/34 | 34/35 | 35/36 | 36/37 | 37/38 | 38/39
| 0 | [33 empty] | Broad based demand management |  | Engadine 132_11kV Tx1 | 0 | 0 | 0 | 0 | 0 | 0 | 0 | -0.37839 | -3.0267 | -3.3221 | -6.8237 | -4.7973 | 0 | 0 | 0 | 0 | 0 | 0 | 0 | 0 | 0 | 0 | 0 | 0 | 0 | 0 | 0 | 0 | 0 | 0 | 0 | 0
| Diversity Factor: 0 | [33 empty] | Broad based demand management |  | Engadine 132_11kV Tx2 | 0 | 0 | 0 | 0 | 0 | 0 | 0 | -0.37839 | -3.0267 | -3.3221 | -6.8237 | -4.7973 | 0 | 0 | 0 | 0 | 0 | 0 | 0 | 0 | 0 | 0 | 0 | 0 | 0 | 0 | 0 | 0 | 0 | 0 | 0 | 0
[35 empty] | DNP_ID: 6640. Transfer of the existing 11kV feeders from S.9245 Engadine zone to new switchgear. | Engadine 33_11kV Tx1 | Engadine 132_11kV Tx1 | 0 | 0 | 0 | 0 | 0 | 0 | 0 | 452 | 0 | 0 | 0 | 0 | 0 | 0 | 0 | 0 | 0 | 0 | 0 | 0 | 0 | 0 | 0 | 0 | 0 | 0 | 0 | 0 | 0 | 0 | 0 | 0
[35 empty] | DNP_ID: 6640. Transfer of the existing 11kV feeders from S.9245 Engadine zone to new switchgear. | Engadine 33_11kV Tx1 | Engadine 132_11kV Tx2 | 0 | 0 | 0 | 0 | 0 | 0 | 0 | 393 | 0 | 0 | 0 | 0 | 0 | 0 | 0 | 0 | 0 | 0 | 0 | 0 | 0 | 0 | 0 | 0 | 0 | 0 | 0 | 0 | 0 | 0 | 0 | 0
| 0 | [33 empty] | DNP_ID: 6640. Transfer of the existing 11kV feeders from S.9245 Engadine zone to new switchgear. | Engadine 33_11kV Tx2 | Engadine 132_11kV Tx1 | 0 | 0 | 0 | 0 | 0 | 0 | 0 | 208 | 0 | 0 | 0 | 0 | 0 | 0 | 0 | 0 | 0 | 0 | 0 | 0 | 0 | 0 | 0 | 0 | 0 | 0 | 0 | 0 | 0 | 0 | 0 | 0
| Diversity Factor: 0 | [33 empty] | DNP_ID: 6640. Transfer of the existing 11kV feeders from S.9245 Engadine zone to new switchgear. | Engadine 33_11kV Tx3 | Engadine 132_11kV Tx1 | 0 | 0 | 0 | 0 | 0 | 0 | 0 | 234 | 0 | 0 | 0 | 0 | 0 | 0 | 0 | 0 | 0 | 0 | 0 | 0 | 0 | 0 | 0 | 0 | 0 | 0 | 0 | 0 | 0 | 0 | 0 | 0
[35 empty] | Decommission: Commissioning Transfers | Engadine 33_11kV Tx1 | Engadine 132_11kV Tx1 | 0 | 0 | 0 | 0 | 0 | 0 | 0 | -22.5294 | 0 | 0 | 0 | 0 | 0 | 0 | 0 | 0 | 0 | 0 | 0 | 0 | 0 | 0 | 0 | 0 | 0 | 0 | 0 | 0 | 0 | 0 | 0 | 0
[35 empty] | Decommission: Commissioning Transfers | Engadine 33_11kV Tx1 | Engadine 132_11kV Tx2 | 0 | 0 | 0 | 0 | 0 | 0 | 0 | -22.5294 | 0 | 0 | 0 | 0 | 0 | 0 | 0 | 0 | 0 | 0 | 0 | 0 | 0 | 0 | 0 | 0 | 0 | 0 | 0 | 0 | 0 | 0 | 0 | 0
| 0 | [33 empty] | Decommission: Commissioning Transfers | Engadine 33_11kV Tx2 | Engadine 132_11kV Tx1 | 0 | 0 | 0 | 0 | 0 | 0 | 0 | -2.7174 | 0 | 0 | 0 | 0 | 0 | 0 | 0 | 0 | 0 | 0 | 0 | 0 | 0 | 0 | 0 | 0 | 0 | 0 | 0 | 0 | 0 | 0 | 0 | 0
| Diversity Factor: 0 | [33 empty] | Decommission: Commissioning Transfers | Engadine 33_11kV Tx2 | Engadine 132_11kV Tx2 | 0 | 0 | 0 | 0 | 0 | 0 | 0 | -2.7174 | 0 | 0 | 0 | 0 | 0 | 0 | 0 | 0 | 0 | 0 | 0 | 0 | 0 | 0 | 0 | 0 | 0 | 0 | 0 | 0 | 0 | 0 | 0 | 0
[35 empty] | Decommission: Commissioning Transfers | Engadine 33_11kV Tx3 | Engadine 132_11kV Tx1 | 0 | 0 | 0 | 0 | 0 | 0 | 0 | -5.9782 | 0 | 0 | 0 | 0 | 0 | 0 | 0 | 0 | 0 | 0 | 0 | 0 | 0 | 0 | 0 | 0 | 0 | 0 | 0 | 0 | 0 | 0 | 0 | 0
[35 empty] | Decommission: Commissioning Transfers | Engadine 33_11kV Tx3 | Engadine 132_11kV Tx2 | 0 | 0 | 0 | 0 | 0 | 0 | 0 | -5.9782 | 0 | 0 | 0 | 0 | 0 | 0 | 0 | 0 | 0 | 0 | 0 | 0 | 0 | 0 | 0 | 0 | 0 | 0 | 0 | 0 | 0 | 0 | 0 | 0
| 0 | [33 empty] | Econometric |  | Engadine 132_11kV Tx1 | 0 | 0 | 0 | 0 | 0 | 0 | 0 | 0 | 0 | 5.1923 | 9.1475 | 11.5821 | 12.6492 | 13.3997 | 13.2045 | 12.9935 | 13.215 | 13.4397 | 13.6678 | 13.8993 | 14.1341 | 14.3725 | 14.6144 | 14.8599 | 15.1089 | 15.3617 | 15.6182 | 15.8784 | 16.1425 | 16.4104 | 16.6823 | 16.9582
| Diversity Factor: 0 | [33 empty] | Econometric |  | Engadine 132_11kV Tx2 | 0 | 0 | 0 | 0 | 0 | 0 | 0 | 0 | 0 | 5.1923 | 9.1475 | 11.5821 | 12.6492 | 13.3997 | 13.2045 | 12.9935 | 13.215 | 13.4397 | 13.6678 | 13.8993 | 14.1341 | 14.3725 | 14.6144 | 14.8599 | 15.1089 | 15.3617 | 15.6182 | 15.8784 | 16.1425 | 16.4104 | 16.6823 | 16.9582
[35 empty] | Energy Efficiency |  | Engadine 132_11kV Tx1 | 0 | 0 | 0 | 0 | 0 | 0 | 0 | -0.46843 | -0.30112 | -3.6502 | -6.0347 | -9.4398 | -10.2452 | -6.5286 | -5.4898 | -6.0947 | -5.8879 | -6.4263 | -5.0794 | -5.1601 | -4.6197 | -4.2928 | -4.5546 | -4.7413 | -4.7413 | -4.7413 | -4.7413 | -4.7413 | -4.7413 | -4.7413 | -4.7413 | -4.7413
[35 empty] | Energy Efficiency |  | Engadine 132_11kV Tx2 | 0 | 0 | 0 | 0 | 0 | 0 | 0 | -0.46843 | -0.30112 | -3.6502 | -6.0347 | -9.4398 | -10.2452 | -6.5286 | -5.4898 | -6.0947 | -5.8879 | -6.4263 | -5.0794 | -5.1601 | -4.6197 | -4.2928 | -4.5546 | -4.7413 | -4.7413 | -4.7413 | -4.7413 | -4.7413 | -4.7413 | -4.7413 | -4.7413 | -4.7413
| 0 | [33 empty] | Solar PV |  | Engadine 132_11kV Tx1 | 0 | 0 | 0 | 0 | 0 | 0 | 0 | -0.18159 | -0.20368 | -0.23003 | -0.2524 | -0.27013 | -0.28458 | -0.29795 | -0.28812 | -0.2927 | -0.22396 | -0.26826 | -0.26826 | -0.26826 | -0.26826 | -0.26826 | -0.26826 | -0.26826 | -0.26826 | -0.26826 | -0.26826 | -0.26826 | -0.26826 | -0.26826 | -0.26826 | -0.26826
| Diversity Factor: 0 | [33 empty] | Solar PV |  | Engadine 132_11kV Tx2 | 0 | 0 | 0 | 0 | 0 | 0 | 0 | -0.18159 | -0.20368 | -0.23003 | -0.2524 | -0.27013 | -0.28458 | -0.29795 | -0.28812 | -0.2927 | -0.22396 | -0.26826 | -0.26826 | -0.26826 | -0.26826 | -0.26826 | -0.26826 | -0.26826 | -0.26826 | -0.26826 | -0.26826 | -0.26826 | -0.26826 | -0.26826 | -0.26826 | -0.26826
0
Diversity Factor: 0
0
Diversity Factor: 0
0
Diversity Factor: 0
| Weather Correction and Public Holiday Factors | [8 empty] | Forecast ROG
ROG Justification
| Actual loads for season 13/14 have been weather corrected by the following: | [8 empty] | Rog Capped +/-5% | [59 empty] | Rog Capped +/-5%
1 | 2 | 3 | 4 | 5 | 6 | 7 | 8 | 9 | 10 | 14/15 | 15/16 | 16/17 | 17/18 | 18/19 | 19/20 | 20/21 | 21/22 | 22/23 | 23/24 | 24/25 | 25/26 | 26/27 | 27/28 | 28/29 | 29/30 | 30/31 | 31/32 | 32/33 | 33/34 | 34/35 | 35/36 | 36/37 | 37/38 | 38/39
0.95 | 0.9025 | 0.87242 | 0.85789 | 0.85789 | 0.85789 | 0.85789 | 0.85789 | 0.85789 | 0.85789 | -5% | -5% | -3.333% | -1.666% | 0% | 0% | 0% | 0% | 0% | 0% | 0% | 0% | 0% | 0% | 0% | 0% | 0% | 0% | 0% | 0% | 0% | 0% | 0% | 0% | 0%
Substation Load Detail
[7 empty] | Units | 13/14 |  | 14/15 | 15/16 | 16/17 | 17/18 | 18/19 | 19/20 | 20/21 | 21/22 | 22/23 | 23/24 | 24/25 | 25/26 | 26/27 | 27/28 | 28/29 | 29/30 | 30/31 | 31/32 | 32/33 | 33/34 | 34/35 | 35/36 | 36/37 | 37/38 | 38/39
1 | Engadine 132_11kV | Compensated |  | Load (LV side) |  |  | Amps | 0 | 0 | 1222.527 | 1154.458 | 1112.025 | 1085.702 | 1079.955 | 1084.119 | 1097.038 | 1111.64 | 1124.634 | 1138.612 | 1151.891 | 1168.277 | 1184.967 | 1203.193 | 1222.541 | 1241.859 | 1261.301 | 1281.243 | 1301.692 | 1322.656 | 1344.143 | 1366.159 | 1388.714 | 1411.815 | 1435.47
|  |  |  | Apparent Power |  |  | MVA | 0 |  | 23.2923 | 21.9954 | 21.1869 | 20.6854 | 20.5759 | 20.6552 | 20.9014 | 21.1796 | 21.4272 | 21.6935 | 21.9465 | 22.2587 | 22.5767 | 22.9239 | 23.2925 | 23.6606 | 24.031 | 24.411 | 24.8006 | 25.2 | 25.6094 | 26.0288 | 26.4586 | 26.8987 | 27.3494
|  |  |  | Real Power |  |  | MW | 0 | 0 | 22.4673 | 21.2229 | 20.4465 | 19.9698 | 19.8695 | 19.9422 | 20.1676 | 20.4223 | 20.6488 | 20.8924 | 21.1238 | 21.4091 | 21.6996 | 22.0167 | 22.3532 | 22.689 | 23.0268 | 23.3731 | 23.7282 | 24.092 | 24.4647 | 24.8465 | 25.2375 | 25.6378 | 26.0476
|  |  |  | Reactive Power |  |  | MVAr | 0 |  | 6.144 | 5.7781 | 5.5522 | 5.3938 | 5.3452 | 5.3804 | 5.4896 | 5.6129 | 5.7227 | 5.8406 | 5.9527 | 6.0909 | 6.2316 | 6.3851 | 6.5481 | 6.7107 | 6.8743 | 7.0421 | 7.214 | 7.3902 | 7.5708 | 7.7557 | 7.9451 | 8.1389 | 8.3374
|  |  |  | Capacitors In Service |  |  | MVAr | 0 |  | 0 | 0 | 0 | 0 | 0 | 0 | 0 | 0 | 0 | 0 | 0 | 0 | 0 | 0 | 0 | 0 | 0 | 0 | 0 | 0 | 0 | 0 | 0 | 0 | 0
|  |  |  | PF |  |  |  | 0 |  | 0.96458 | 0.96488 | 0.96505 | 0.9654 | 0.96567 | 0.96548 | 0.96489 | 0.96424 | 0.96367 | 0.96307 | 0.96251 | 0.96183 | 0.96115 | 0.96042 | 0.95967 | 0.95893 | 0.95821 | 0.95749 | 0.95676 | 0.95603 | 0.9553 | 0.95458 | 0.95385 | 0.95312 | 0.9524
0.7631 | Diversity Factor: 0.76 | Uncompensated |  | Reactive Power |  |  | MVAr | 0 | 0 | 6.144 | 5.7781 | 5.5522 | 5.3938 | 5.3452 | 5.3804 | 5.4896 | 5.6129 | 5.7227 | 5.8406 | 5.9527 | 6.0909 | 6.2316 | 6.3851 | 6.5481 | 6.7107 | 6.8743 | 7.0421 | 7.214 | 7.3902 | 7.5708 | 7.7557 | 7.9451 | 8.1389 | 8.3374
|  |  |  | PF |  |  |  | 0 |  | 0.96458 | 0.96488 | 0.96505 | 0.9654 | 0.96567 | 0.96548 | 0.96489 | 0.96424 | 0.96367 | 0.96307 | 0.96251 | 0.96183 | 0.96115 | 0.96042 | 0.95967 | 0.95893 | 0.95821 | 0.95749 | 0.95676 | 0.95603 | 0.9553 | 0.95458 | 0.95385 | 0.95312 | 0.9524
[10 empty] | 1 | 2 | 3 | 4 | 5 | 6 | 7 | 8 | 9 | 10 | 11 | 12 | 13 | 14 | 15 | 16 | 17 | 18 | 19 | 20 | 21 | 22 | 23 | 24 | 25
Transformer Load Detail
[7 empty] | Units | 13/14 |  | 14/15 | 15/16 | 16/17 | 17/18 | 18/19 | 19/20 | 20/21 | 21/22 | 22/23 | 23/24 | 24/25 | 25/26 | 26/27 | 27/28 | 28/29 | 29/30 | 30/31 | 31/32 | 32/33 | 33/34 | 34/35 | 35/36 | 36/37 | 37/38 | 38/39
| 0 | Compensated |  | Load (LV side) |  |  | Amps
|  |  |  | Apparent Power |  |  | MVA
|  |  |  | Real Power |  |  | MW
|  |  |  | Reactive Power |  |  | MVAr
|  |  |  | Capacitors In Service |  |  | MVAr
PF
| Zone Div: | Uncompensated |  | Reactive Power |  |  | MVAr
PF
| 0 | Compensated |  | Load (LV side) |  |  | Amps
|  |  |  | Apparent Power |  |  | MVA
|  |  |  | Real Power |  |  | MW
|  |  |  | Reactive Power |  |  | MVAr
|  |  |  | Capacitors In Service |  |  | MVAr
PF
| Zone Div: | Uncompensated |  | Reactive Power |  |  | MVAr
PF
| 0 | Compensated |  | Load (LV side) |  |  | Amps
|  |  |  | Apparent Power |  |  | MVA
|  |  |  | Real Power |  |  | MW
|  |  |  | Reactive Power |  |  | MVAr
|  |  |  | Capacitors In Service |  |  | MVAr
PF
| Zone Div: | Uncompensated |  | Reactive Power |  |  | MVAr
PF
| 0 | Compensated |  | Load (LV side) |  |  | Amps
|  |  |  | Apparent Power |  |  | MVA
|  |  |  | Real Power |  |  | MW
|  |  |  | Reactive Power |  |  | MVAr
|  |  |  | Capacitors In Service |  |  | MVAr
PF
| Zone Div: | Uncompensated |  | Reactive Power |  |  | MVAr
PF
| 0 | Compensated |  | Load (LV side) |  |  | Amps
|  |  |  | Apparent Power |  |  | MVA
|  |  |  | Real Power |  |  | MW
|  |  |  | Reactive Power |  |  | MVAr
|  |  |  | Capacitors In Service |  |  | MVAr
PF
| Zone Div: | Uncompensated |  | Reactive Power |  |  | MVAr
PF
| 0 | Compensated |  | Load (LV side) |  |  | Amps
|  |  |  | Apparent Power |  |  | MVA
|  |  |  | Real Power |  |  | MW
|  |  |  | Reactive Power |  |  | MVAr
|  |  |  | Capacitors In Service |  |  | MVAr
PF
| Zone Div: | Uncompensated |  | Reactive Power |  |  | MVAr
PF
| 0 | Compensated |  | Load (LV side) |  |  | Amps
|  |  |  | Apparent Power |  |  | MVA
|  |  |  | Real Power |  |  | MW
|  |  |  | Reactive Power |  |  | MVAr
|  |  |  | Capacitors In Service |  |  | MVAr
PF
| Zone Div: | Uncompensated |  | Reactive Power |  |  | MVAr
PF
| 0 | Compensated |  | Load (LV side) |  |  | Amps
|  |  |  | Apparent Power |  |  | MVA
|  |  |  | Real Power |  |  | MW
|  |  |  | Reactive Power |  |  | MVAr
|  |  |  | Capacitors In Service |  |  | MVAr
PF
| Zone Div: | Uncompensated |  | Reactive Power |  |  | MVAr
PF
| 0 | Compensated |  | Load (LV side) |  |  | Amps
|  |  |  | Apparent Power |  |  | MVA
|  |  |  | Real Power |  |  | MW
|  |  |  | Reactive Power |  |  | MVAr
|  |  |  | Capacitors In Service |  |  | MVAr
PF
| Zone Div: | Uncompensated |  | Reactive Power |  |  | MVAr
PF
| 0 | Compensated |  | Load (LV side) |  |  | Amps
|  |  |  | Apparent Power |  |  | MVA
|  |  |  | Real Power |  |  | MW
|  |  |  | Reactive Power |  |  | MVAr
|  |  |  | Capacitors In Service |  |  | MVAr
PF
| Zone Div: | Uncompensated |  | Reactive Power |  |  | MVAr
PF

## Engadine 33_11kV
| Engadine 33_11kV | [16 empty] | 2015 | SUMMER
[6 empty] | Zone decommissioned |  | 2014-10-31
| Substation Total Loads | [33 empty] | Spots & Transfers Detail
| Historical Loads | (11kV Amps) | [7 empty] | Weather Corrected Forecast Loads |  |  |  | (11kV Amps) | [20 empty] | Spots & Transfers Summary | (11kV Amps) |  | Historical Spots & Transfers | [6 empty] | Forecast Spots & Transfers
|  | 07/08 | 08/09 | 09/10 | 10/11 | 11/12 | 12/13 | 13/14 |  | 14/15 | 15/16 | 16/17 | 17/18 | 18/19 | 19/20 | 20/21 | 21/22 | 22/23 | 23/24 | 24/25 | 25/26 | 26/27 | 27/28 | 28/29 | 29/30 | 30/31 | 31/32 | 32/33 | 33/34 | 34/35 | 35/36 | 36/37 | 37/38 | 38/39 |  |  |  | 07/08 | 08/09 | 09/10 | 10/11 | 11/12 | 12/13 | 13/14 | 14/15 | 15/16 | 16/17 | 17/18 | 18/19 | 19/20 | 20/21 | 21/22 | 22/23 | 23/24 | 24/25 | 25/26 | 26/27 | 27/28 | 28/29 | 29/30 | 30/31 | 31/32 | 32/33 | 33/34 | 34/35 | 35/36 | 36/37 | 37/38 | 38/39
| Total | 1277 | 1512 | 1590 | 1748 | 1295 | 1479 | 1253 |  | 0 | 0 | 0 | 0 | 0 | 0 | 0 | 0 | 0 | 0 | 0 | 0 | 0 | 0 | 0 | 0 | 0 | 0 | 0 | 0 | 0 | 0 | 0 | 0 | 0 |  |  | Total | 0 | 0 | 0 | -0.013646 | -0.087127 | -0.030442 | -1.0056 | -1224.55 | 0 | 0 | 0 | 0 | 0 | 0 | 0 | 0 | 0 | 0 | 0 | 0 | 0 | 0 | 0 | 0 | 0 | 0 | 0 | 0 | 0 | 0 | 0 | 0
| Firm Rating | 0 | 0 | 0 | 0 | 0 | 0 | 1523 |  | 0 | 0 | 0 | 0 | 0 | 0 | 0 | 0 | 0 | 0 | 0 | 0 | 0 | 0 | 0 | 0 | 0 | 0 | 0 | 0 | 0 | 0 | 0 | 0 | 0
| Total Capacity | 0 | 0 | 0 | 0 | 0 | 0 | 2948 |  | 0 | 0 | 0 | 0 | 0 | 0 | 0 | 0 | 0 | 0 | 0 | 0 | 0 | 0 | 0 | 0 | 0 | 0 | 0 | 0 | 0 | 0 | 0 | 0 | 0 |  |  | Engadine 33_11kV Tx1 | 0 | 0 | 0 | -0.0098462 | -0.062864 | -0.021965 | -0.72559 | -799.9411 | 0 | 0 | 0 | 0 | 0 | 0 | 0 | 0 | 0 | 0 | 0 | 0 | 0 | 0 | 0 | 0 | 0 | 0 | 0 | 0 | 0 | 0 | 0 | 0
|  | -7 | -6 | -5 | -4 | -3 | -2 | -1 |  | 0 | 1 | 2 | 3 | 4 | 5 | 6 | 7 | 8 | 9 | 10 | 11 | 12 | 13 | 14 | 15 | 16 | 17 | 18 | 19 | 20 | 21 | 22 | 23 | 24 |  |  | Engadine 33_11kV Tx2 | 0 | 0 | 0 | -0.0011876 | -0.0075823 | -0.0026492 | -0.087516 | -202.5653 | 0 | 0 | 0 | 0 | 0 | 0 | 0 | 0 | 0 | 0 | 0 | 0 | 0 | 0 | 0 | 0 | 0 | 0 | 0 | 0 | 0 | 0 | 0 | 0
| Transformer Loads | [35 empty] | Engadine 33_11kV Tx3 | 0 | 0 | 0 | -0.0026127 | -0.016681 | -0.0058283 | -0.19254 | -222.0436 | 0 | 0 | 0 | 0 | 0 | 0 | 0 | 0 | 0 | 0 | 0 | 0 | 0 | 0 | 0 | 0 | 0 | 0 | 0 | 0 | 0 | 0 | 0 | 0
| Historical Loads | (11kV Amps) | [7 empty] | 0: Weather Corrected Forecast Loads; 4: (11kV Amps) |  |  |  | 0 | 0 | 0 | 0 | 0 | 0 | 0 | 0 | 0 | 0 | 0 | 0 | 0 | 0 | 0 | 0 | 0 | 0 | 0 | 0 | 0 | 0 | 0 | 0 | 0 | 0 | 0 | 0 | 0 | 0 | 0 | 0
|  | 07/08 | 08/09 | 09/10 | 10/11 | 11/12 | 12/13 | 13/14 |  | 14/15 | 15/16 | 16/17 | 17/18 | 18/19 | 19/20 | 20/21 | 21/22 | 22/23 | 23/24 | 24/25 | 25/26 | 26/27 | 27/28 | 28/29 | 29/30 | 30/31 | 31/32 | 32/33 | 33/34 | 34/35 | 35/36 | 36/37 | 37/38 | 38/39 |  |  |  | 0 | 0 | 0 | 0 | 0 | 0 | 0 | 0 | 0 | 0 | 0 | 0 | 0 | 0 | 0 | 0 | 0 | 0 | 0 | 0 | 0 | 0 | 0 | 0 | 0 | 0 | 0 | 0 | 0 | 0 | 0 | 0
| 0 | [36 empty] | 0 | 0 | 0 | 0 | 0 | 0 | 0 | 0 | 0 | 0 | 0 | 0 | 0 | 0 | 0 | 0 | 0 | 0 | 0 | 0 | 0 | 0 | 0 | 0 | 0 | 0 | 0 | 0 | 0 | 0 | 0 | 0
| Diversity Factor: 0 | [36 empty] | 0 | 0 | 0 | 0 | 0 | 0 | 0 | 0 | 0 | 0 | 0 | 0 | 0 | 0 | 0 | 0 | 0 | 0 | 0 | 0 | 0 | 0 | 0 | 0 | 0 | 0 | 0 | 0 | 0 | 0 | 0 | 0
[38 empty] | 0 | 0 | 0 | 0 | 0 | 0 | 0 | 0 | 0 | 0 | 0 | 0 | 0 | 0 | 0 | 0 | 0 | 0 | 0 | 0 | 0 | 0 | 0 | 0 | 0 | 0 | 0 | 0 | 0 | 0 | 0 | 0
[38 empty] | 0 | 0 | 0 | 0 | 0 | 0 | 0 | 0 | 0 | 0 | 0 | 0 | 0 | 0 | 0 | 0 | 0 | 0 | 0 | 0 | 0 | 0 | 0 | 0 | 0 | 0 | 0 | 0 | 0 | 0 | 0 | 0
| 0 | [36 empty] | 0 | 0 | 0 | 0 | 0 | 0 | 0 | 0 | 0 | 0 | 0 | 0 | 0 | 0 | 0 | 0 | 0 | 0 | 0 | 0 | 0 | 0 | 0 | 0 | 0 | 0 | 0 | 0 | 0 | 0 | 0 | 0
Diversity Factor: 0
[38 empty] | Historical Spots & Transfers | [6 empty] | Forecast Spots & Transfers
[35 empty] | Project Name | From | To | 07/08 | 08/09 | 09/10 | 10/11 | 11/12 | 12/13 | 13/14 | 14/15 | 15/16 | 16/17 | 17/18 | 18/19 | 19/20 | 20/21 | 21/22 | 22/23 | 23/24 | 24/25 | 25/26 | 26/27 | 27/28 | 28/29 | 29/30 | 30/31 | 31/32 | 32/33 | 33/34 | 34/35 | 35/36 | 36/37 | 37/38 | 38/39
| 0 | [33 empty] | DNP_ID: 6640. Transfer of the existing 11kV feeders from S.9245 Engadine zone to new switchgear. | Engadine 33_11kV Tx1 | Engadine 132_11kV Tx1 | 0 | 0 | 0 | 0 | 0 | 0 | 0 | 452 | 0 | 0 | 0 | 0 | 0 | 0 | 0 | 0 | 0 | 0 | 0 | 0 | 0 | 0 | 0 | 0 | 0 | 0 | 0 | 0 | 0 | 0 | 0 | 0
| Diversity Factor: 0 | [33 empty] | DNP_ID: 6640. Transfer of the existing 11kV feeders from S.9245 Engadine zone to new switchgear. | Engadine 33_11kV Tx1 | Engadine 132_11kV Tx2 | 0 | 0 | 0 | 0 | 0 | 0 | 0 | 393 | 0 | 0 | 0 | 0 | 0 | 0 | 0 | 0 | 0 | 0 | 0 | 0 | 0 | 0 | 0 | 0 | 0 | 0 | 0 | 0 | 0 | 0 | 0 | 0
[35 empty] | DNP_ID: 6640. Transfer of the existing 11kV feeders from S.9245 Engadine zone to new switchgear. | Engadine 33_11kV Tx2 | Engadine 132_11kV Tx1 | 0 | 0 | 0 | 0 | 0 | 0 | 0 | 208 | 0 | 0 | 0 | 0 | 0 | 0 | 0 | 0 | 0 | 0 | 0 | 0 | 0 | 0 | 0 | 0 | 0 | 0 | 0 | 0 | 0 | 0 | 0 | 0
[35 empty] | DNP_ID: 6640. Transfer of the existing 11kV feeders from S.9245 Engadine zone to new switchgear. | Engadine 33_11kV Tx3 | Engadine 132_11kV Tx1 | 0 | 0 | 0 | 0 | 0 | 0 | 0 | 234 | 0 | 0 | 0 | 0 | 0 | 0 | 0 | 0 | 0 | 0 | 0 | 0 | 0 | 0 | 0 | 0 | 0 | 0 | 0 | 0 | 0 | 0 | 0 | 0
| 0 | [33 empty] | Decommission: Commissioning Transfers | Engadine 33_11kV Tx1 | Engadine 132_11kV Tx1 | 0 | 0 | 0 | 0 | 0 | 0 | 0 | -22.5294 | 0 | 0 | 0 | 0 | 0 | 0 | 0 | 0 | 0 | 0 | 0 | 0 | 0 | 0 | 0 | 0 | 0 | 0 | 0 | 0 | 0 | 0 | 0 | 0
| Diversity Factor: 0 | [33 empty] | Decommission: Commissioning Transfers | Engadine 33_11kV Tx1 | Engadine 132_11kV Tx2 | 0 | 0 | 0 | 0 | 0 | 0 | 0 | -22.5294 | 0 | 0 | 0 | 0 | 0 | 0 | 0 | 0 | 0 | 0 | 0 | 0 | 0 | 0 | 0 | 0 | 0 | 0 | 0 | 0 | 0 | 0 | 0 | 0
[35 empty] | Decommission: Commissioning Transfers | Engadine 33_11kV Tx2 | Engadine 132_11kV Tx1 | 0 | 0 | 0 | 0 | 0 | 0 | 0 | -2.7174 | 0 | 0 | 0 | 0 | 0 | 0 | 0 | 0 | 0 | 0 | 0 | 0 | 0 | 0 | 0 | 0 | 0 | 0 | 0 | 0 | 0 | 0 | 0 | 0
[35 empty] | Decommission: Commissioning Transfers | Engadine 33_11kV Tx2 | Engadine 132_11kV Tx2 | 0 | 0 | 0 | 0 | 0 | 0 | 0 | -2.7174 | 0 | 0 | 0 | 0 | 0 | 0 | 0 | 0 | 0 | 0 | 0 | 0 | 0 | 0 | 0 | 0 | 0 | 0 | 0 | 0 | 0 | 0 | 0 | 0
| 0 | [33 empty] | Decommission: Commissioning Transfers | Engadine 33_11kV Tx3 | Engadine 132_11kV Tx1 | 0 | 0 | 0 | 0 | 0 | 0 | 0 | -5.9782 | 0 | 0 | 0 | 0 | 0 | 0 | 0 | 0 | 0 | 0 | 0 | 0 | 0 | 0 | 0 | 0 | 0 | 0 | 0 | 0 | 0 | 0 | 0 | 0
| Diversity Factor: 0 | [33 empty] | Decommission: Commissioning Transfers | Engadine 33_11kV Tx3 | Engadine 132_11kV Tx2 | 0 | 0 | 0 | 0 | 0 | 0 | 0 | -5.9782 | 0 | 0 | 0 | 0 | 0 | 0 | 0 | 0 | 0 | 0 | 0 | 0 | 0 | 0 | 0 | 0 | 0 | 0 | 0 | 0 | 0 | 0 | 0 | 0
[35 empty] | Econometric |  | Engadine 33_11kV Tx1 | 0 | 0 | 0 | 0 | 0 | 0 | 0 | 0 | 0 | 0 | 0 | 0 | 0 | 0 | 0 | 0 | 0 | 0 | 0 | 0 | 0 | 0 | 0 | 0 | 0 | 0 | 0 | 0 | 0 | 0 | 0 | 0
[35 empty] | Econometric |  | Engadine 33_11kV Tx2 | 0 | 0 | 0 | 0 | 0 | 0 | 0 | 0 | 0 | 0 | 0 | 0 | 0 | 0 | 0 | 0 | 0 | 0 | 0 | 0 | 0 | 0 | 0 | 0 | 0 | 0 | 0 | 0 | 0 | 0 | 0 | 0
| 0 | [33 empty] | Econometric |  | Engadine 33_11kV Tx3 | 0 | 0 | 0 | 0 | 0 | 0 | 0 | 0 | 0 | 0 | 0 | 0 | 0 | 0 | 0 | 0 | 0 | 0 | 0 | 0 | 0 | 0 | 0 | 0 | 0 | 0 | 0 | 0 | 0 | 0 | 0 | 0
| Diversity Factor: 0 | [33 empty] | Energy Efficiency |  | Engadine 33_11kV Tx1 | 0 | 0 | 0 | 0 | 0 | 0 | 0 | 0 | 0 | 0 | 0 | 0 | 0 | 0 | 0 | 0 | 0 | 0 | 0 | 0 | 0 | 0 | 0 | 0 | 0 | 0 | 0 | 0 | 0 | 0 | 0 | 0
[35 empty] | Energy Efficiency |  | Engadine 33_11kV Tx2 | 0 | 0 | 0 | 0 | 0 | 0 | 0 | 0 | 0 | 0 | 0 | 0 | 0 | 0 | 0 | 0 | 0 | 0 | 0 | 0 | 0 | 0 | 0 | 0 | 0 | 0 | 0 | 0 | 0 | 0 | 0 | 0
[35 empty] | Energy Efficiency |  | Engadine 33_11kV Tx3 | 0 | 0 | 0 | 0 | 0 | 0 | 0 | 0 | 0 | 0 | 0 | 0 | 0 | 0 | 0 | 0 | 0 | 0 | 0 | 0 | 0 | 0 | 0 | 0 | 0 | 0 | 0 | 0 | 0 | 0 | 0 | 0
| 0 | [33 empty] | Solar PV |  | Engadine 33_11kV Tx1 | 0 | 0 | 0 | -0.0098462 | -0.062864 | -0.021965 | -0.72559 | 0 | 0 | 0 | 0 | 0 | 0 | 0 | 0 | 0 | 0 | 0 | 0 | 0 | 0 | 0 | 0 | 0 | 0 | 0 | 0 | 0 | 0 | 0 | 0 | 0
| Diversity Factor: 0 | [33 empty] | Solar PV |  | Engadine 33_11kV Tx2 | 0 | 0 | 0 | -0.0011876 | -0.0075823 | -0.0026492 | -0.087516 | 0 | 0 | 0 | 0 | 0 | 0 | 0 | 0 | 0 | 0 | 0 | 0 | 0 | 0 | 0 | 0 | 0 | 0 | 0 | 0 | 0 | 0 | 0 | 0 | 0
[35 empty] | Solar PV |  | Engadine 33_11kV Tx3 | 0 | 0 | 0 | -0.0026127 | -0.016681 | -0.0058283 | -0.19254 | 0 | 0 | 0 | 0 | 0 | 0 | 0 | 0 | 0 | 0 | 0 | 0 | 0 | 0 | 0 | 0 | 0 | 0 | 0 | 0 | 0 | 0 | 0 | 0 | 0
0
Diversity Factor: 0
0
Diversity Factor: 0
0
Diversity Factor: 0
| Weather Correction and Public Holiday Factors | [8 empty] | Forecast ROG
ROG Justification
| Actual loads for season 13/14 have been weather corrected by the following: | [6 empty] | 1.285% |  | Rog Capped +/-5% | [59 empty] | Rog Capped +/-5%
1 | 2 | 3 | 4 | 5 | 6 | 7 | 8 | 9 | 10 | 14/15 | 15/16 | 16/17 | 17/18 | 18/19 | 19/20 | 20/21 | 21/22 | 22/23 | 23/24 | 24/25 | 25/26 | 26/27 | 27/28 | 28/29 | 29/30 | 30/31 | 31/32 | 32/33 | 33/34 | 34/35 | 35/36 | 36/37 | 37/38 | 38/39
0.95 | 0.9025 | 0.87242 | 0.85789 | 0.85789 | 0.85789 | 0.85789 | 0.85789 | 0.85789 | 0.85789 | -5% | -5% | -3.333% | -1.666% | 0% | 0% | 0% | 0% | 0% | 0% | 0% | 0% | 0% | 0% | 0% | 0% | 0% | 0% | 0% | 0% | 0% | 0% | 0% | 0% | 0%
Substation Load Detail
[7 empty] | Units | 13/14 |  | 14/15 | 15/16 | 16/17 | 17/18 | 18/19 | 19/20 | 20/21 | 21/22 | 22/23 | 23/24 | 24/25 | 25/26 | 26/27 | 27/28 | 28/29 | 29/30 | 30/31 | 31/32 | 32/33 | 33/34 | 34/35 | 35/36 | 36/37 | 37/38 | 38/39
1 | Engadine 33_11kV | Compensated |  | Load (LV side) |  |  | Amps | 1253 | 1289 | 0 | 0 | 0 | 0 | 0 | 0 | 0 | 0 | 0 | 0 | 0 | 0 | 0 | 0 | 0 | 0 | 0 | 0 | 0 | 0 | 0 | 0 | 0 | 0 | 0
|  |  |  | Apparent Power |  |  | MVA | 23.8729 |  | 0 | 0 | 0 | 0 | 0 | 0 | 0 | 0 | 0 | 0 | 0 | 0 | 0 | 0 | 0 | 0 | 0 | 0 | 0 | 0 | 0 | 0 | 0 | 0 | 0
|  |  |  | Real Power |  |  | MW | 23.0254 | 23.687 | 0 | 0 | 0 | 0 | 0 | 0 | 0 | 0 | 0 | 0 | 0 | 0 | 0 | 0 | 0 | 0 | 0 | 0 | 0 | 0 | 0 | 0 | 0 | 0 | 0
|  |  |  | Reactive Power |  |  | MVAr | 6.3042 |  | 0 | 0 | 0 | 0 | 0 | 0 | 0 | 0 | 0 | 0 | 0 | 0 | 0 | 0 | 0 | 0 | 0 | 0 | 0 | 0 | 0 | 0 | 0 | 0 | 0
|  |  |  | Capacitors In Service |  |  | MVAr | 0 |  | 0 | 0 | 0 | 0 | 0 | 0 | 0 | 0 | 0 | 0 | 0 | 0 | 0 | 0 | 0 | 0 | 0 | 0 | 0 | 0 | 0 | 0 | 0 | 0 | 0
|  |  |  | PF |  |  |  | 0.9645 |  | 0 | 0 | 0 | 0 | 0 | 0 | 0 | 0 | 0 | 0 | 0 | 0 | 0 | 0 | 0 | 0 | 0 | 0 | 0 | 0 | 0 | 0 | 0 | 0 | 0
0.96954 | Diversity Factor: 0.97 | Uncompensated |  | Reactive Power |  |  | MVAr | 6.3042 | 6.4853 | 0 | 0 | 0 | 0 | 0 | 0 | 0 | 0 | 0 | 0 | 0 | 0 | 0 | 0 | 0 | 0 | 0 | 0 | 0 | 0 | 0 | 0 | 0 | 0 | 0
|  |  |  | PF |  |  |  | 0.9645 |  | 0 | 0 | 0 | 0 | 0 | 0 | 0 | 0 | 0 | 0 | 0 | 0 | 0 | 0 | 0 | 0 | 0 | 0 | 0 | 0 | 0 | 0 | 0 | 0 | 0
[10 empty] | 1 | 2 | 3 | 4 | 5 | 6 | 7 | 8 | 9 | 10 | 11 | 12 | 13 | 14 | 15 | 16 | 17 | 18 | 19 | 20 | 21 | 22 | 23 | 24 | 25
Transformer Load Detail
[7 empty] | Units | 13/14 |  | 14/15 | 15/16 | 16/17 | 17/18 | 18/19 | 19/20 | 20/21 | 21/22 | 22/23 | 23/24 | 24/25 | 25/26 | 26/27 | 27/28 | 28/29 | 29/30 | 30/31 | 31/32 | 32/33 | 33/34 | 34/35 | 35/36 | 36/37 | 37/38 | 38/39
| 0 | Compensated |  | Load (LV side) |  |  | Amps
|  |  |  | Apparent Power |  |  | MVA
|  |  |  | Real Power |  |  | MW
|  |  |  | Reactive Power |  |  | MVAr
|  |  |  | Capacitors In Service |  |  | MVAr
PF
| Zone Div: | Uncompensated |  | Reactive Power |  |  | MVAr
PF
| 0 | Compensated |  | Load (LV side) |  |  | Amps
|  |  |  | Apparent Power |  |  | MVA
|  |  |  | Real Power |  |  | MW
|  |  |  | Reactive Power |  |  | MVAr
|  |  |  | Capacitors In Service |  |  | MVAr
PF
| Zone Div: | Uncompensated |  | Reactive Power |  |  | MVAr
PF
| 0 | Compensated |  | Load (LV side) |  |  | Amps
|  |  |  | Apparent Power |  |  | MVA
|  |  |  | Real Power |  |  | MW
|  |  |  | Reactive Power |  |  | MVAr
|  |  |  | Capacitors In Service |  |  | MVAr
PF
| Zone Div: | Uncompensated |  | Reactive Power |  |  | MVAr
PF
| 0 | Compensated |  | Load (LV side) |  |  | Amps
|  |  |  | Apparent Power |  |  | MVA
|  |  |  | Real Power |  |  | MW
|  |  |  | Reactive Power |  |  | MVAr
|  |  |  | Capacitors In Service |  |  | MVAr
PF
| Zone Div: | Uncompensated |  | Reactive Power |  |  | MVAr
PF
| 0 | Compensated |  | Load (LV side) |  |  | Amps
|  |  |  | Apparent Power |  |  | MVA
|  |  |  | Real Power |  |  | MW
|  |  |  | Reactive Power |  |  | MVAr
|  |  |  | Capacitors In Service |  |  | MVAr
PF
| Zone Div: | Uncompensated |  | Reactive Power |  |  | MVAr
PF
| 0 | Compensated |  | Load (LV side) |  |  | Amps
|  |  |  | Apparent Power |  |  | MVA
|  |  |  | Real Power |  |  | MW
|  |  |  | Reactive Power |  |  | MVAr
|  |  |  | Capacitors In Service |  |  | MVAr
PF
| Zone Div: | Uncompensated |  | Reactive Power |  |  | MVAr
PF
| 0 | Compensated |  | Load (LV side) |  |  | Amps
|  |  |  | Apparent Power |  |  | MVA
|  |  |  | Real Power |  |  | MW
|  |  |  | Reactive Power |  |  | MVAr
|  |  |  | Capacitors In Service |  |  | MVAr
PF
| Zone Div: | Uncompensated |  | Reactive Power |  |  | MVAr
PF
| 0 | Compensated |  | Load (LV side) |  |  | Amps
|  |  |  | Apparent Power |  |  | MVA
|  |  |  | Real Power |  |  | MW
|  |  |  | Reactive Power |  |  | MVAr
|  |  |  | Capacitors In Service |  |  | MVAr
PF
| Zone Div: | Uncompensated |  | Reactive Power |  |  | MVAr
PF
| 0 | Compensated |  | Load (LV side) |  |  | Amps
|  |  |  | Apparent Power |  |  | MVA
|  |  |  | Real Power |  |  | MW
|  |  |  | Reactive Power |  |  | MVAr
|  |  |  | Capacitors In Service |  |  | MVAr
PF
| Zone Div: | Uncompensated |  | Reactive Power |  |  | MVAr
PF
| 0 | Compensated |  | Load (LV side) |  |  | Amps
|  |  |  | Apparent Power |  |  | MVA
|  |  |  | Real Power |  |  | MW
|  |  |  | Reactive Power |  |  | MVAr
|  |  |  | Capacitors In Service |  |  | MVAr
PF
| Zone Div: | Uncompensated |  | Reactive Power |  |  | MVAr
PF

## Gwawley Bay 132_11kV
| Gwawley Bay 132_11kV | [16 empty] | 2015 | SUMMER
[6 empty] | Zone commissioned |  | 2012-10-31
| Substation Total Loads | [33 empty] | Spots & Transfers Detail
| Historical Loads | (11kV Amps) | [7 empty] | Weather Corrected Forecast Loads |  |  |  | (11kV Amps) | [20 empty] | Spots & Transfers Summary | (11kV Amps) |  | Historical Spots & Transfers | [6 empty] | Forecast Spots & Transfers
|  | 07/08 | 08/09 | 09/10 | 10/11 | 11/12 | 12/13 | 13/14 |  | 14/15 | 15/16 | 16/17 | 17/18 | 18/19 | 19/20 | 20/21 | 21/22 | 22/23 | 23/24 | 24/25 | 25/26 | 26/27 | 27/28 | 28/29 | 29/30 | 30/31 | 31/32 | 32/33 | 33/34 | 34/35 | 35/36 | 36/37 | 37/38 | 38/39 |  |  |  | 07/08 | 08/09 | 09/10 | 10/11 | 11/12 | 12/13 | 13/14 | 14/15 | 15/16 | 16/17 | 17/18 | 18/19 | 19/20 | 20/21 | 21/22 | 22/23 | 23/24 | 24/25 | 25/26 | 26/27 | 27/28 | 28/29 | 29/30 | 30/31 | 31/32 | 32/33 | 33/34 | 34/35 | 35/36 | 36/37 | 37/38 | 38/39
| Total | [5 empty] | 1637 | 1412 |  | 1443.798 | 1431.956 | 1420.073 | 1403.429 | 1384.99 | 1382.991 | 1393.727 | 1409.901 | 1423.743 | 1439.387 | 1451.306 | 1468.245 | 1485.215 | 1505.547 | 1527.792 | 1549.62 | 1570.824 | 1592.558 | 1614.829 | 1637.646 | 1661.016 | 1684.947 | 1709.447 | 1734.523 | 1760.184 |  |  | Total | 0 | 0 | 0 | 0 | 0 | 1865.6619 | -2.4049 | -11.3641 | -20.3684 | -17.5204 | -19.4397 | -18.439 | -1.9985 | 10.7355 | 16.1739 | 13.8417 | 15.6448 | 11.919 | 16.9388 | 16.9704 | 20.3311 | 22.2459 | 21.8279 | 21.2034 | 21.7338 | 22.2717 | 22.8171 | 23.3701 | 23.9309 | 24.4995 | 25.0761 | 25.6607
| Firm Rating | 0 | 0 | 0 | 0 | 0 | 0 | 2110 |  | 2110 | 2110 | 2110 | 2110 | 2110 | 2110 | 2110 | 2110 | 2110 | 2110 | 2110 | 2110 | 2110 | 2110 | 2110 | 2110 | 2110 | 2110 | 2110 | 2110 | 2110 | 2110 | 2110 | 2110 | 2110
| Total Capacity | 0 | 0 | 0 | 0 | 0 | 0 | 4509 |  | 4509 | 4509 | 4509 | 4509 | 4509 | 4509 | 4509 | 4509 | 4509 | 4509 | 4509 | 4509 | 4509 | 4509 | 4509 | 4509 | 4509 | 4509 | 4509 | 4509 | 4509 | 4509 | 4509 | 4509 | 4509 |  |  | Gwawley Bay 132_11kV Tx11 | 0 | 0 | 0 | 0 | 0 | 1865.6619 | -2.4049 | -11.3641 | -20.3684 | -17.5204 | -19.4397 | -18.439 | -1.9985 | 10.7355 | 16.1739 | 13.8417 | 15.6448 | 11.919 | 16.9388 | 16.9704 | 20.3311 | 22.2459 | 21.8279 | 21.2034 | 21.7338 | 22.2717 | 22.8171 | 23.3701 | 23.9309 | 24.4995 | 25.0761 | 25.6607
|  | -7 | -6 | -5 | -4 | -3 | -2 | -1 |  | 0 | 1 | 2 | 3 | 4 | 5 | 6 | 7 | 8 | 9 | 10 | 11 | 12 | 13 | 14 | 15 | 16 | 17 | 18 | 19 | 20 | 21 | 22 | 23 | 24 |  |  |  | 0 | 0 | 0 | 0 | 0 | 0 | 0 | 0 | 0 | 0 | 0 | 0 | 0 | 0 | 0 | 0 | 0 | 0 | 0 | 0 | 0 | 0 | 0 | 0 | 0 | 0 | 0 | 0 | 0 | 0 | 0 | 0
| Transformer Loads | [36 empty] | 0 | 0 | 0 | 0 | 0 | 0 | 0 | 0 | 0 | 0 | 0 | 0 | 0 | 0 | 0 | 0 | 0 | 0 | 0 | 0 | 0 | 0 | 0 | 0 | 0 | 0 | 0 | 0 | 0 | 0 | 0 | 0
| Historical Loads | (11kV Amps) | [7 empty] | Weather Corrected Forecast Loads |  |  |  | (11kV Amps) | [23 empty] | 0 | 0 | 0 | 0 | 0 | 0 | 0 | 0 | 0 | 0 | 0 | 0 | 0 | 0 | 0 | 0 | 0 | 0 | 0 | 0 | 0 | 0 | 0 | 0 | 0 | 0 | 0 | 0 | 0 | 0 | 0 | 0
|  | 07/08 | 08/09 | 09/10 | 10/11 | 11/12 | 12/13 | 13/14 |  | 14/15 | 15/16 | 16/17 | 17/18 | 18/19 | 19/20 | 20/21 | 21/22 | 22/23 | 23/24 | 24/25 | 25/26 | 26/27 | 27/28 | 28/29 | 29/30 | 30/31 | 31/32 | 32/33 | 33/34 | 34/35 | 35/36 | 36/37 | 37/38 | 38/39 |  |  |  | 0 | 0 | 0 | 0 | 0 | 0 | 0 | 0 | 0 | 0 | 0 | 0 | 0 | 0 | 0 | 0 | 0 | 0 | 0 | 0 | 0 | 0 | 0 | 0 | 0 | 0 | 0 | 0 | 0 | 0 | 0 | 0
| 0 | [36 empty] | 0 | 0 | 0 | 0 | 0 | 0 | 0 | 0 | 0 | 0 | 0 | 0 | 0 | 0 | 0 | 0 | 0 | 0 | 0 | 0 | 0 | 0 | 0 | 0 | 0 | 0 | 0 | 0 | 0 | 0 | 0 | 0
| Diversity Factor: 0 | [36 empty] | 0 | 0 | 0 | 0 | 0 | 0 | 0 | 0 | 0 | 0 | 0 | 0 | 0 | 0 | 0 | 0 | 0 | 0 | 0 | 0 | 0 | 0 | 0 | 0 | 0 | 0 | 0 | 0 | 0 | 0 | 0 | 0
[38 empty] | 0 | 0 | 0 | 0 | 0 | 0 | 0 | 0 | 0 | 0 | 0 | 0 | 0 | 0 | 0 | 0 | 0 | 0 | 0 | 0 | 0 | 0 | 0 | 0 | 0 | 0 | 0 | 0 | 0 | 0 | 0 | 0
[38 empty] | 0 | 0 | 0 | 0 | 0 | 0 | 0 | 0 | 0 | 0 | 0 | 0 | 0 | 0 | 0 | 0 | 0 | 0 | 0 | 0 | 0 | 0 | 0 | 0 | 0 | 0 | 0 | 0 | 0 | 0 | 0 | 0
| 0 | [36 empty] | 0 | 0 | 0 | 0 | 0 | 0 | 0 | 0 | 0 | 0 | 0 | 0 | 0 | 0 | 0 | 0 | 0 | 0 | 0 | 0 | 0 | 0 | 0 | 0 | 0 | 0 | 0 | 0 | 0 | 0 | 0 | 0
Diversity Factor: 0
[38 empty] | Historical Spots & Transfers | [6 empty] | Forecast Spots & Transfers
[35 empty] | Project Name | From | To | 07/08 | 08/09 | 09/10 | 10/11 | 11/12 | 12/13 | 13/14 | 14/15 | 15/16 | 16/17 | 17/18 | 18/19 | 19/20 | 20/21 | 21/22 | 22/23 | 23/24 | 24/25 | 25/26 | 26/27 | 27/28 | 28/29 | 29/30 | 30/31 | 31/32 | 32/33 | 33/34 | 34/35 | 35/36 | 36/37 | 37/38 | 38/39
| 0 | [33 empty] | Broad based demand management |  | Gwawley Bay 132_11kV Tx11 | 0 | 0 | 0 | 0 | 0 | 0 | 0 | -3.0302 | -14.7141 | -14.23 | -19.2799 | -15.8894 | 0 | 0 | 0 | 0 | 0 | 0 | 0 | 0 | 0 | 0 | 0 | 0 | 0 | 0 | 0 | 0 | 0 | 0 | 0 | 0
| Diversity Factor: 0 | [33 empty] | DNP_ID: 6501. LT to New 11kV Switchgear, Gwawley Bay | Gwawley Bay 33_11kV Tx1 | Gwawley Bay 132_11kV Tx11 | 0 | 0 | 0 | 0 | 0 | 740 | 0 | 0 | 0 | 0 | 0 | 0 | 0 | 0 | 0 | 0 | 0 | 0 | 0 | 0 | 0 | 0 | 0 | 0 | 0 | 0 | 0 | 0 | 0 | 0 | 0 | 0
[35 empty] | DNP_ID: 6501. LT to New 11kV Switchgear, Gwawley Bay | Gwawley Bay 33_11kV Tx3 | Gwawley Bay 132_11kV Tx11 | 0 | 0 | 0 | 0 | 0 | 1133 | 0 | 0 | 0 | 0 | 0 | 0 | 0 | 0 | 0 | 0 | 0 | 0 | 0 | 0 | 0 | 0 | 0 | 0 | 0 | 0 | 0 | 0 | 0 | 0 | 0 | 0
[35 empty] | Econometric |  | Gwawley Bay 132_11kV Tx11 | 0 | 0 | 0 | 0 | 0 | 0 | 0 | 0 | 0 | 11.4503 | 21.0042 | 28.218 | 30.0083 | 31.3055 | 31.126 | 30.923 | 31.3973 | 31.8784 | 32.3662 | 32.8609 | 33.3626 | 33.8713 | 34.3871 | 34.9102 | 35.4406 | 35.9785 | 36.5239 | 37.0769 | 37.6377 | 38.2063 | 38.7829 | 39.3675
| 0 | [33 empty] | Energy Efficiency |  | Gwawley Bay 132_11kV Tx11 | 0 | 0 | 0 | 0 | 0 | 0 | 0 | -5.4894 | -2.4638 | -11.1373 | -17.2101 | -26.5358 | -27.5488 | -15.9026 | -10.4386 | -12.496 | -12.2441 | -15.757 | -11.2251 | -11.6882 | -8.8291 | -7.423 | -8.3569 | -9.5044 | -9.5044 | -9.5044 | -9.5044 | -9.5044 | -9.5044 | -9.5044 | -9.5044 | -9.5044
| Diversity Factor: 0 | [33 empty] | Solar PV |  | Gwawley Bay 132_11kV Tx11 | 0 | 0 | 0 | 0 | 0 | -7.3381 | -2.4049 | -2.8445 | -3.1906 | -3.6034 | -3.9539 | -4.2316 | -4.458 | -4.6674 | -4.5135 | -4.5852 | -3.5084 | -4.2024 | -4.2024 | -4.2024 | -4.2024 | -4.2024 | -4.2024 | -4.2024 | -4.2024 | -4.2024 | -4.2024 | -4.2024 | -4.2024 | -4.2024 | -4.2024 | -4.2024
0
Diversity Factor: 0
0
Diversity Factor: 0
0
Diversity Factor: 0
0
Diversity Factor: 0
0
Diversity Factor: 0
0
Diversity Factor: 0
| Weather Correction and Public Holiday Factors | [8 empty] | Forecast ROG
ROG Justification
| Actual loads for season 13/14 have been weather corrected by the following: | [6 empty] | 2.452% |  | 7 year ROG ok, add 1 year load from 132kV to 33kV | [59 empty] | 7 year ROG ok, add 1 year load from 132kV to 33kV
1 | 2 | 3 | 4 | 5 | 6 | 7 | 8 | 9 | 10 | 14/15 | 15/16 | 16/17 | 17/18 | 18/19 | 19/20 | 20/21 | 21/22 | 22/23 | 23/24 | 24/25 | 25/26 | 26/27 | 27/28 | 28/29 | 29/30 | 30/31 | 31/32 | 32/33 | 33/34 | 34/35 | 35/36 | 36/37 | 37/38 | 38/39
1.0059 | 1.0118 | 1.0158 | 1.0178 | 1.0178 | 1.0178 | 1.0178 | 1.0178 | 1.0178 | 1.0178 | 0.5905% | 0.5905% | 0.3937% | 0.1968% | 0% | 0% | 0% | 0% | 0% | 0% | 0% | 0% | 0% | 0% | 0% | 0% | 0% | 0% | 0% | 0% | 0% | 0% | 0% | 0% | 0%
Substation Load Detail
[7 empty] | Units | 13/14 |  | 14/15 | 15/16 | 16/17 | 17/18 | 18/19 | 19/20 | 20/21 | 21/22 | 22/23 | 23/24 | 24/25 | 25/26 | 26/27 | 27/28 | 28/29 | 29/30 | 30/31 | 31/32 | 32/33 | 33/34 | 34/35 | 35/36 | 36/37 | 37/38 | 38/39
1 | Gwawley Bay 132_11kV | Compensated |  | Load (LV side) |  |  | Amps | 1412 | 1446.6191 | 1443.798 | 1431.956 | 1420.073 | 1403.429 | 1384.99 | 1382.991 | 1393.727 | 1409.901 | 1423.743 | 1439.387 | 1451.306 | 1468.245 | 1485.215 | 1505.547 | 1527.792 | 1549.62 | 1570.824 | 1592.558 | 1614.829 | 1637.646 | 1661.016 | 1684.947 | 1709.447 | 1734.523 | 1760.184
|  |  |  | Apparent Power |  |  | MVA | 26.9022 |  | 27.508 | 27.2824 | 27.056 | 26.7389 | 26.3876 | 26.3495 | 26.5541 | 26.8622 | 27.1259 | 27.424 | 27.6511 | 27.9738 | 28.2972 | 28.6845 | 29.1084 | 29.5242 | 29.9282 | 30.3423 | 30.7666 | 31.2014 | 31.6466 | 32.1026 | 32.5693 | 33.0471 | 33.536
|  |  |  | Real Power |  |  | MW | 24.212 | 24.8056 | 24.7572 | 24.5542 | 24.3504 | 24.065 | 23.7488 | 23.7146 | 23.8987 | 24.176 | 24.4134 | 24.6816 | 24.886 | 25.1764 | 25.4674 | 25.8161 | 26.1975 | 26.5718 | 26.9354 | 27.3081 | 27.69 | 28.0812 | 28.482 | 28.8923 | 29.3124 | 29.7424 | 30.1824
|  |  |  | Reactive Power |  |  | MVAr | 11.7264 |  | 11.9905 | 11.8921 | 11.7934 | 11.6552 | 11.5021 | 11.4855 | 11.5747 | 11.709 | 11.8239 | 11.9538 | 12.0528 | 12.1935 | 12.3344 | 12.5033 | 12.688 | 12.8693 | 13.0454 | 13.2259 | 13.4109 | 13.6004 | 13.7944 | 13.9932 | 14.1966 | 14.4049 | 14.618
|  |  |  | Capacitors In Service |  |  | MVAr | 0 |  | 0 | 0 | 0 | 0 | 0 | 0 | 0 | 0 | 0 | 0 | 0 | 0 | 0 | 0 | 0 | 0 | 0 | 0 | 0 | 0 | 0 | 0 | 0 | 0 | 0
|  |  |  | PF |  |  |  | 0.9 |  | 0.9 | 0.9 | 0.9 | 0.9 | 0.9 | 0.9 | 0.9 | 0.9 | 0.9 | 0.9 | 0.9 | 0.9 | 0.9 | 0.9 | 0.9 | 0.9 | 0.9 | 0.9 | 0.9 | 0.9 | 0.9 | 0.9 | 0.9 | 0.9 | 0.9
0.92765 | Diversity Factor: 0.93 | Uncompensated |  | Reactive Power |  |  | MVAr | 11.7264 | 12.0139 | 11.9905 | 11.8921 | 11.7934 | 11.6552 | 11.5021 | 11.4855 | 11.5747 | 11.709 | 11.8239 | 11.9538 | 12.0528 | 12.1935 | 12.3344 | 12.5033 | 12.688 | 12.8693 | 13.0454 | 13.2259 | 13.4109 | 13.6004 | 13.7944 | 13.9932 | 14.1966 | 14.4049 | 14.618
|  |  |  | PF |  |  |  | 0.9 |  | 0.9 | 0.9 | 0.9 | 0.9 | 0.9 | 0.9 | 0.9 | 0.9 | 0.9 | 0.9 | 0.9 | 0.9 | 0.9 | 0.9 | 0.9 | 0.9 | 0.9 | 0.9 | 0.9 | 0.9 | 0.9 | 0.9 | 0.9 | 0.9 | 0.9
[10 empty] | 1 | 2 | 3 | 4 | 5 | 6 | 7 | 8 | 9 | 10 | 11 | 12 | 13 | 14 | 15 | 16 | 17 | 18 | 19 | 20 | 21 | 22 | 23 | 24 | 25
Transformer Load Detail
[7 empty] | Units | 13/14 |  | 14/15 | 15/16 | 16/17 | 17/18 | 18/19 | 19/20 | 20/21 | 21/22 | 22/23 | 23/24 | 24/25 | 25/26 | 26/27 | 27/28 | 28/29 | 29/30 | 30/31 | 31/32 | 32/33 | 33/34 | 34/35 | 35/36 | 36/37 | 37/38 | 38/39
| 0 | Compensated |  | Load (LV side) |  |  | Amps
|  |  |  | Apparent Power |  |  | MVA
|  |  |  | Real Power |  |  | MW
|  |  |  | Reactive Power |  |  | MVAr
|  |  |  | Capacitors In Service |  |  | MVAr
PF
| Zone Div: | Uncompensated |  | Reactive Power |  |  | MVAr
PF
| 0 | Compensated |  | Load (LV side) |  |  | Amps
|  |  |  | Apparent Power |  |  | MVA
|  |  |  | Real Power |  |  | MW
|  |  |  | Reactive Power |  |  | MVAr
|  |  |  | Capacitors In Service |  |  | MVAr
PF
| Zone Div: | Uncompensated |  | Reactive Power |  |  | MVAr
PF
| 0 | Compensated |  | Load (LV side) |  |  | Amps
|  |  |  | Apparent Power |  |  | MVA
|  |  |  | Real Power |  |  | MW
|  |  |  | Reactive Power |  |  | MVAr
|  |  |  | Capacitors In Service |  |  | MVAr
PF
| Zone Div: | Uncompensated |  | Reactive Power |  |  | MVAr
PF
| 0 | Compensated |  | Load (LV side) |  |  | Amps
|  |  |  | Apparent Power |  |  | MVA
|  |  |  | Real Power |  |  | MW
|  |  |  | Reactive Power |  |  | MVAr
|  |  |  | Capacitors In Service |  |  | MVAr
PF
| Zone Div: | Uncompensated |  | Reactive Power |  |  | MVAr
PF
| 0 | Compensated |  | Load (LV side) |  |  | Amps
|  |  |  | Apparent Power |  |  | MVA
|  |  |  | Real Power |  |  | MW
|  |  |  | Reactive Power |  |  | MVAr
|  |  |  | Capacitors In Service |  |  | MVAr
PF
| Zone Div: | Uncompensated |  | Reactive Power |  |  | MVAr
PF
| 0 | Compensated |  | Load (LV side) |  |  | Amps
|  |  |  | Apparent Power |  |  | MVA
|  |  |  | Real Power |  |  | MW
|  |  |  | Reactive Power |  |  | MVAr
|  |  |  | Capacitors In Service |  |  | MVAr
PF
| Zone Div: | Uncompensated |  | Reactive Power |  |  | MVAr
PF
| 0 | Compensated |  | Load (LV side) |  |  | Amps
|  |  |  | Apparent Power |  |  | MVA
|  |  |  | Real Power |  |  | MW
|  |  |  | Reactive Power |  |  | MVAr
|  |  |  | Capacitors In Service |  |  | MVAr
PF
| Zone Div: | Uncompensated |  | Reactive Power |  |  | MVAr
PF
| 0 | Compensated |  | Load (LV side) |  |  | Amps
|  |  |  | Apparent Power |  |  | MVA
|  |  |  | Real Power |  |  | MW
|  |  |  | Reactive Power |  |  | MVAr
|  |  |  | Capacitors In Service |  |  | MVAr
PF
| Zone Div: | Uncompensated |  | Reactive Power |  |  | MVAr
PF
| 0 | Compensated |  | Load (LV side) |  |  | Amps
|  |  |  | Apparent Power |  |  | MVA
|  |  |  | Real Power |  |  | MW
|  |  |  | Reactive Power |  |  | MVAr
|  |  |  | Capacitors In Service |  |  | MVAr
PF
| Zone Div: | Uncompensated |  | Reactive Power |  |  | MVAr
PF
| 0 | Compensated |  | Load (LV side) |  |  | Amps
|  |  |  | Apparent Power |  |  | MVA
|  |  |  | Real Power |  |  | MW
|  |  |  | Reactive Power |  |  | MVAr
|  |  |  | Capacitors In Service |  |  | MVAr
PF
| Zone Div: | Uncompensated |  | Reactive Power |  |  | MVAr
PF

## Gwawley Bay 33_11kV
| Gwawley Bay 33_11kV | [16 empty] | 2015 | SUMMER
| Substation Total Loads | [33 empty] | Spots & Transfers Detail
| Historical Loads | (11kV Amps) | [7 empty] | Weather Corrected Forecast Loads |  |  |  | (11kV Amps) | [20 empty] | Spots & Transfers Summary | (11kV Amps) |  | Historical Spots & Transfers | [6 empty] | Forecast Spots & Transfers
|  | 07/08 | 08/09 | 09/10 | 10/11 | 11/12 | 12/13 | 13/14 |  | 14/15 | 15/16 | 16/17 | 17/18 | 18/19 | 19/20 | 20/21 | 21/22 | 22/23 | 23/24 | 24/25 | 25/26 | 26/27 | 27/28 | 28/29 | 29/30 | 30/31 | 31/32 | 32/33 | 33/34 | 34/35 | 35/36 | 36/37 | 37/38 | 38/39 |  |  |  | 07/08 | 08/09 | 09/10 | 10/11 | 11/12 | 12/13 | 13/14 | 14/15 | 15/16 | 16/17 | 17/18 | 18/19 | 19/20 | 20/21 | 21/22 | 22/23 | 23/24 | 24/25 | 25/26 | 26/27 | 27/28 | 28/29 | 29/30 | 30/31 | 31/32 | 32/33 | 33/34 | 34/35 | 35/36 | 36/37 | 37/38 | 38/39
| Total | 1576 | 1705 | 1746 | 1904 | 1500 | 0 | 0 |  | 148.874 | 149.7532 | 150.3428 | 150.6387 | 150.6387 | 150.6387 | 150.6387 | 150.6387 | 150.6387 | 150.6387 | 150.6387 | 150.6387 | 150.6387 | 150.6387 | 150.6387 | 150.6387 | 150.6387 | 150.6387 | 150.6387 | 150.6387 | 150.6387 | 150.6387 | 150.6387 | 150.6387 | 150.6387 |  |  | Total | 0 | 0 | 0 | -23.0094 | -1.7027 | -1873 | 0 | 0 | 0 | 0 | 0 | 0 | 0 | 0 | 0 | 0 | 0 | 0 | 0 | 0 | 0 | 0 | 0 | 0 | 0 | 0 | 0 | 0 | 0 | 0 | 0 | 0
| Firm Rating | 0 | 0 | 0 | 0 | 0 | 0 | 0 |  | 2000 | 2000 | 2000 | 2000 | 2000 | 2000 | 2000 | 2000 | 2000 | 2000 | 2000 | 2000 | 2000 | 2000 | 2000 | 2000 | 2000 | 2000 | 2000 | 2000 | 2000 | 2000 | 2000 | 2000 | 2000
| Total Capacity | 0 | 0 | 0 | 0 | 0 | 0 | 0 |  | 5902 | 5902 | 5902 | 5902 | 5902 | 5902 | 5902 | 5902 | 5902 | 5902 | 5902 | 5902 | 5902 | 5902 | 5902 | 5902 | 5902 | 5902 | 5902 | 5902 | 5902 | 5902 | 5902 | 5902 | 5902 |  |  | Gwawley Bay 33_11kV Tx1 | 0 | 0 | 0 | 0 | 0 | -740 | 0 | 0 | 0 | 0 | 0 | 0 | 0 | 0 | 0 | 0 | 0 | 0 | 0 | 0 | 0 | 0 | 0 | 0 | 0 | 0 | 0 | 0 | 0 | 0 | 0 | 0
|  | -7 | -6 | -5 | -4 | -3 | -2 | -1 |  | 0 | 1 | 2 | 3 | 4 | 5 | 6 | 7 | 8 | 9 | 10 | 11 | 12 | 13 | 14 | 15 | 16 | 17 | 18 | 19 | 20 | 21 | 22 | 23 | 24 |  |  | Gwawley Bay 33_11kV Tx3 | 0 | 0 | 0 | -23.0094 | -1.7027 | -1133 | 0 | 0 | 0 | 0 | 0 | 0 | 0 | 0 | 0 | 0 | 0 | 0 | 0 | 0 | 0 | 0 | 0 | 0 | 0 | 0 | 0 | 0 | 0 | 0 | 0 | 0
| Transformer Loads | [36 empty] | 0 | 0 | 0 | 0 | 0 | 0 | 0 | 0 | 0 | 0 | 0 | 0 | 0 | 0 | 0 | 0 | 0 | 0 | 0 | 0 | 0 | 0 | 0 | 0 | 0 | 0 | 0 | 0 | 0 | 0 | 0 | 0
| Historical Loads | (11kV Amps) | [7 empty] | Weather Corrected Forecast Loads |  |  |  | (11kV Amps) | [23 empty] | 0 | 0 | 0 | 0 | 0 | 0 | 0 | 0 | 0 | 0 | 0 | 0 | 0 | 0 | 0 | 0 | 0 | 0 | 0 | 0 | 0 | 0 | 0 | 0 | 0 | 0 | 0 | 0 | 0 | 0 | 0 | 0
|  | 07/08 | 08/09 | 09/10 | 10/11 | 11/12 | 12/13 | 13/14 |  | 14/15 | 15/16 | 16/17 | 17/18 | 18/19 | 19/20 | 20/21 | 21/22 | 22/23 | 23/24 | 24/25 | 25/26 | 26/27 | 27/28 | 28/29 | 29/30 | 30/31 | 31/32 | 32/33 | 33/34 | 34/35 | 35/36 | 36/37 | 37/38 | 38/39 |  |  |  | 0 | 0 | 0 | 0 | 0 | 0 | 0 | 0 | 0 | 0 | 0 | 0 | 0 | 0 | 0 | 0 | 0 | 0 | 0 | 0 | 0 | 0 | 0 | 0 | 0 | 0 | 0 | 0 | 0 | 0 | 0 | 0
| 0 | [36 empty] | 0 | 0 | 0 | 0 | 0 | 0 | 0 | 0 | 0 | 0 | 0 | 0 | 0 | 0 | 0 | 0 | 0 | 0 | 0 | 0 | 0 | 0 | 0 | 0 | 0 | 0 | 0 | 0 | 0 | 0 | 0 | 0
| Diversity Factor: 0 | [36 empty] | 0 | 0 | 0 | 0 | 0 | 0 | 0 | 0 | 0 | 0 | 0 | 0 | 0 | 0 | 0 | 0 | 0 | 0 | 0 | 0 | 0 | 0 | 0 | 0 | 0 | 0 | 0 | 0 | 0 | 0 | 0 | 0
[38 empty] | 0 | 0 | 0 | 0 | 0 | 0 | 0 | 0 | 0 | 0 | 0 | 0 | 0 | 0 | 0 | 0 | 0 | 0 | 0 | 0 | 0 | 0 | 0 | 0 | 0 | 0 | 0 | 0 | 0 | 0 | 0 | 0
[38 empty] | 0 | 0 | 0 | 0 | 0 | 0 | 0 | 0 | 0 | 0 | 0 | 0 | 0 | 0 | 0 | 0 | 0 | 0 | 0 | 0 | 0 | 0 | 0 | 0 | 0 | 0 | 0 | 0 | 0 | 0 | 0 | 0
| 0 | [36 empty] | 0 | 0 | 0 | 0 | 0 | 0 | 0 | 0 | 0 | 0 | 0 | 0 | 0 | 0 | 0 | 0 | 0 | 0 | 0 | 0 | 0 | 0 | 0 | 0 | 0 | 0 | 0 | 0 | 0 | 0 | 0 | 0
Diversity Factor: 0
[38 empty] | Historical Spots & Transfers | [6 empty] | Forecast Spots & Transfers
[35 empty] | Project Name | From | To | 07/08 | 08/09 | 09/10 | 10/11 | 11/12 | 12/13 | 13/14 | 14/15 | 15/16 | 16/17 | 17/18 | 18/19 | 19/20 | 20/21 | 21/22 | 22/23 | 23/24 | 24/25 | 25/26 | 26/27 | 27/28 | 28/29 | 29/30 | 30/31 | 31/32 | 32/33 | 33/34 | 34/35 | 35/36 | 36/37 | 37/38 | 38/39
| 0 | [33 empty] | DNP_ID: 6370. Gwawley Bay Zone Development | Caringbah 33_11kV Tx1 | Gwawley Bay 33_11kV Tx3 | 0 | 0 | 0 | 95 | 0 | 0 | 0 | 0 | 0 | 0 | 0 | 0 | 0 | 0 | 0 | 0 | 0 | 0 | 0 | 0 | 0 | 0 | 0 | 0 | 0 | 0 | 0 | 0 | 0 | 0 | 0 | 0
| Diversity Factor: 0 | [33 empty] | DNP_ID: 6370. Gwawley Bay Zone Development | Gwawley Bay 33_11kV Tx3 | Caringbah 33_11kV Tx2 | 0 | 0 | 0 | 110 | 0 | 0 | 0 | 0 | 0 | 0 | 0 | 0 | 0 | 0 | 0 | 0 | 0 | 0 | 0 | 0 | 0 | 0 | 0 | 0 | 0 | 0 | 0 | 0 | 0 | 0 | 0 | 0
[35 empty] | DNP_ID: 6501. LT to New 11kV Switchgear, Gwawley Bay | Gwawley Bay 33_11kV Tx1 | Gwawley Bay 132_11kV Tx11 | 0 | 0 | 0 | 0 | 0 | 740 | 0 | 0 | 0 | 0 | 0 | 0 | 0 | 0 | 0 | 0 | 0 | 0 | 0 | 0 | 0 | 0 | 0 | 0 | 0 | 0 | 0 | 0 | 0 | 0 | 0 | 0
[35 empty] | DNP_ID: 6501. LT to New 11kV Switchgear, Gwawley Bay | Gwawley Bay 33_11kV Tx3 | Gwawley Bay 132_11kV Tx11 | 0 | 0 | 0 | 0 | 0 | 1133 | 0 | 0 | 0 | 0 | 0 | 0 | 0 | 0 | 0 | 0 | 0 | 0 | 0 | 0 | 0 | 0 | 0 | 0 | 0 | 0 | 0 | 0 | 0 | 0 | 0 | 0
| 0 | [33 empty] | Econometric |  | Gwawley Bay 33_11kV Tx3 | 0 | 0 | 0 | 0 | 0 | 0 | 0 | 0 | 0 | 0 | 0 | 0 | 0 | 0 | 0 | 0 | 0 | 0 | 0 | 0 | 0 | 0 | 0 | 0 | 0 | 0 | 0 | 0 | 0 | 0 | 0 | 0
| Diversity Factor: 0 | [33 empty] | Energy Efficiency |  | Gwawley Bay 33_11kV Tx3 | 0 | 0 | 0 | 0 | 0 | 0 | 0 | 0 | 0 | 0 | 0 | 0 | 0 | 0 | 0 | 0 | 0 | 0 | 0 | 0 | 0 | 0 | 0 | 0 | 0 | 0 | 0 | 0 | 0 | 0 | 0 | 0
[35 empty] | Solar PV |  | Gwawley Bay 33_11kV Tx1 | 0 | 0 | 0 | 0 | 0 | 0 | 0 | 0 | 0 | 0 | 0 | 0 | 0 | 0 | 0 | 0 | 0 | 0 | 0 | 0 | 0 | 0 | 0 | 0 | 0 | 0 | 0 | 0 | 0 | 0 | 0 | 0
[35 empty] | Solar PV |  | Gwawley Bay 33_11kV Tx3 | 0 | 0 | 0 | -8.0094 | -1.7027 | 0 | 0 | 0 | 0 | 0 | 0 | 0 | 0 | 0 | 0 | 0 | 0 | 0 | 0 | 0 | 0 | 0 | 0 | 0 | 0 | 0 | 0 | 0 | 0 | 0 | 0 | 0
0
Diversity Factor: 0
0
Diversity Factor: 0
0
Diversity Factor: 0
0
Diversity Factor: 0
0
Diversity Factor: 0
0
Diversity Factor: 0
| Weather Correction and Public Holiday Factors | [8 empty] | Forecast ROG
ROG Justification
| Actual loads for season 13/14 have been weather corrected by the following: | [6 empty] | 0% |  | same as Gwawley Bay 132/11kV | [59 empty] | same as Gwawley Bay 132/11kV
1 | 2 | 3 | 4 | 5 | 6 | 7 | 8 | 9 | 10 | 14/15 | 15/16 | 16/17 | 17/18 | 18/19 | 19/20 | 20/21 | 21/22 | 22/23 | 23/24 | 24/25 | 25/26 | 26/27 | 27/28 | 28/29 | 29/30 | 30/31 | 31/32 | 32/33 | 33/34 | 34/35 | 35/36 | 36/37 | 37/38 | 38/39
1.0059 | 1.0118 | 1.0158 | 1.0178 | 1.0178 | 1.0178 | 1.0178 | 1.0178 | 1.0178 | 1.0178 | 0.5905% | 0.5905% | 0.3937% | 0.1968% | 0% | 0% | 0% | 0% | 0% | 0% | 0% | 0% | 0% | 0% | 0% | 0% | 0% | 0% | 0% | 0% | 0% | 0% | 0% | 0% | 0%
Substation Load Detail
[7 empty] | Units | 13/14 |  | 14/15 | 15/16 | 16/17 | 17/18 | 18/19 | 19/20 | 20/21 | 21/22 | 22/23 | 23/24 | 24/25 | 25/26 | 26/27 | 27/28 | 28/29 | 29/30 | 30/31 | 31/32 | 32/33 | 33/34 | 34/35 | 35/36 | 36/37 | 37/38 | 38/39
1 | Gwawley Bay 33_11kV | Compensated |  | Load (LV side) |  |  | Amps | 0 | 148 | 148.874 | 149.7532 | 150.3428 | 150.6387 | 150.6387 | 150.6387 | 150.6387 | 150.6387 | 150.6387 | 150.6387 | 150.6387 | 150.6387 | 150.6387 | 150.6387 | 150.6387 | 150.6387 | 150.6387 | 150.6387 | 150.6387 | 150.6387 | 150.6387 | 150.6387 | 150.6387 | 150.6387 | 150.6387
|  |  |  | Apparent Power |  |  | MVA | 0 |  | 2.8364 | 2.8532 | 2.8644 | 2.8701 | 2.8701 | 2.8701 | 2.8701 | 2.8701 | 2.8701 | 2.8701 | 2.8701 | 2.8701 | 2.8701 | 2.8701 | 2.8701 | 2.8701 | 2.8701 | 2.8701 | 2.8701 | 2.8701 | 2.8701 | 2.8701 | 2.8701 | 2.8701 | 2.8701
|  |  |  | Real Power |  |  | MW | 0 | 2.5378 | 2.5528 | 2.5679 | 2.578 | 2.583 | 2.583 | 2.583 | 2.583 | 2.583 | 2.583 | 2.583 | 2.583 | 2.583 | 2.583 | 2.583 | 2.583 | 2.583 | 2.583 | 2.583 | 2.583 | 2.583 | 2.583 | 2.583 | 2.583 | 2.583 | 2.583
|  |  |  | Reactive Power |  |  | MVAr | 0 |  | 1.2364 | 1.2437 | 1.2486 | 1.251 | 1.251 | 1.251 | 1.251 | 1.251 | 1.251 | 1.251 | 1.251 | 1.251 | 1.251 | 1.251 | 1.251 | 1.251 | 1.251 | 1.251 | 1.251 | 1.251 | 1.251 | 1.251 | 1.251 | 1.251 | 1.251
|  |  |  | Capacitors In Service |  |  | MVAr | 0 |  | 0 | 0 | 0 | 0 | 0 | 0 | 0 | 0 | 0 | 0 | 0 | 0 | 0 | 0 | 0 | 0 | 0 | 0 | 0 | 0 | 0 | 0 | 0 | 0 | 0
|  |  |  | PF |  |  |  | 0 |  | 0.9 | 0.9 | 0.9 | 0.9 | 0.9 | 0.9 | 0.9 | 0.9 | 0.9 | 0.9 | 0.9 | 0.9 | 0.9 | 0.9 | 0.9 | 0.9 | 0.9 | 0.9 | 0.9 | 0.9 | 0.9 | 0.9 | 0.9 | 0.9 | 0.9
0.93482 | Diversity Factor: 0.93 | Uncompensated |  | Reactive Power |  |  | MVAr | 0 | 1.2291 | 1.2364 | 1.2437 | 1.2486 | 1.251 | 1.251 | 1.251 | 1.251 | 1.251 | 1.251 | 1.251 | 1.251 | 1.251 | 1.251 | 1.251 | 1.251 | 1.251 | 1.251 | 1.251 | 1.251 | 1.251 | 1.251 | 1.251 | 1.251 | 1.251 | 1.251
|  |  |  | PF |  |  |  | 0 |  | 0.9 | 0.9 | 0.9 | 0.9 | 0.9 | 0.9 | 0.9 | 0.9 | 0.9 | 0.9 | 0.9 | 0.9 | 0.9 | 0.9 | 0.9 | 0.9 | 0.9 | 0.9 | 0.9 | 0.9 | 0.9 | 0.9 | 0.9 | 0.9 | 0.9
[10 empty] | 1 | 2 | 3 | 4 | 5 | 6 | 7 | 8 | 9 | 10 | 11 | 12 | 13 | 14 | 15 | 16 | 17 | 18 | 19 | 20 | 21 | 22 | 23 | 24 | 25
Transformer Load Detail
[7 empty] | Units | 13/14 |  | 14/15 | 15/16 | 16/17 | 17/18 | 18/19 | 19/20 | 20/21 | 21/22 | 22/23 | 23/24 | 24/25 | 25/26 | 26/27 | 27/28 | 28/29 | 29/30 | 30/31 | 31/32 | 32/33 | 33/34 | 34/35 | 35/36 | 36/37 | 37/38 | 38/39
| 0 | Compensated |  | Load (LV side) |  |  | Amps
|  |  |  | Apparent Power |  |  | MVA
|  |  |  | Real Power |  |  | MW
|  |  |  | Reactive Power |  |  | MVAr
|  |  |  | Capacitors In Service |  |  | MVAr
PF
| Zone Div: | Uncompensated |  | Reactive Power |  |  | MVAr
PF
| 0 | Compensated |  | Load (LV side) |  |  | Amps
|  |  |  | Apparent Power |  |  | MVA
|  |  |  | Real Power |  |  | MW
|  |  |  | Reactive Power |  |  | MVAr
|  |  |  | Capacitors In Service |  |  | MVAr
PF
| Zone Div: | Uncompensated |  | Reactive Power |  |  | MVAr
PF
| 0 | Compensated |  | Load (LV side) |  |  | Amps
|  |  |  | Apparent Power |  |  | MVA
|  |  |  | Real Power |  |  | MW
|  |  |  | Reactive Power |  |  | MVAr
|  |  |  | Capacitors In Service |  |  | MVAr
PF
| Zone Div: | Uncompensated |  | Reactive Power |  |  | MVAr
PF
| 0 | Compensated |  | Load (LV side) |  |  | Amps
|  |  |  | Apparent Power |  |  | MVA
|  |  |  | Real Power |  |  | MW
|  |  |  | Reactive Power |  |  | MVAr
|  |  |  | Capacitors In Service |  |  | MVAr
PF
| Zone Div: | Uncompensated |  | Reactive Power |  |  | MVAr
PF
| 0 | Compensated |  | Load (LV side) |  |  | Amps
|  |  |  | Apparent Power |  |  | MVA
|  |  |  | Real Power |  |  | MW
|  |  |  | Reactive Power |  |  | MVAr
|  |  |  | Capacitors In Service |  |  | MVAr
PF
| Zone Div: | Uncompensated |  | Reactive Power |  |  | MVAr
PF
| 0 | Compensated |  | Load (LV side) |  |  | Amps
|  |  |  | Apparent Power |  |  | MVA
|  |  |  | Real Power |  |  | MW
|  |  |  | Reactive Power |  |  | MVAr
|  |  |  | Capacitors In Service |  |  | MVAr
PF
| Zone Div: | Uncompensated |  | Reactive Power |  |  | MVAr
PF
| 0 | Compensated |  | Load (LV side) |  |  | Amps
|  |  |  | Apparent Power |  |  | MVA
|  |  |  | Real Power |  |  | MW
|  |  |  | Reactive Power |  |  | MVAr
|  |  |  | Capacitors In Service |  |  | MVAr
PF
| Zone Div: | Uncompensated |  | Reactive Power |  |  | MVAr
PF
| 0 | Compensated |  | Load (LV side) |  |  | Amps
|  |  |  | Apparent Power |  |  | MVA
|  |  |  | Real Power |  |  | MW
|  |  |  | Reactive Power |  |  | MVAr
|  |  |  | Capacitors In Service |  |  | MVAr
PF
| Zone Div: | Uncompensated |  | Reactive Power |  |  | MVAr
PF
| 0 | Compensated |  | Load (LV side) |  |  | Amps
|  |  |  | Apparent Power |  |  | MVA
|  |  |  | Real Power |  |  | MW
|  |  |  | Reactive Power |  |  | MVAr
|  |  |  | Capacitors In Service |  |  | MVAr
PF
| Zone Div: | Uncompensated |  | Reactive Power |  |  | MVAr
PF
| 0 | Compensated |  | Load (LV side) |  |  | Amps
|  |  |  | Apparent Power |  |  | MVA
|  |  |  | Real Power |  |  | MW
|  |  |  | Reactive Power |  |  | MVAr
|  |  |  | Capacitors In Service |  |  | MVAr
PF
| Zone Div: | Uncompensated |  | Reactive Power |  |  | MVAr
PF

## Jannali 33_11kV
| Jannali 33_11kV | [16 empty] | 2015 | SUMMER
| Substation Total Loads | [33 empty] | Spots & Transfers Detail
| Historical Loads | (11kV Amps) | [7 empty] | Weather Corrected Forecast Loads |  |  |  | (11kV Amps) | [20 empty] | Spots & Transfers Summary | (11kV Amps) |  | Historical Spots & Transfers | [6 empty] | Forecast Spots & Transfers
|  | 07/08 | 08/09 | 09/10 | 10/11 | 11/12 | 12/13 | 13/14 |  | 14/15 | 15/16 | 16/17 | 17/18 | 18/19 | 19/20 | 20/21 | 21/22 | 22/23 | 23/24 | 24/25 | 25/26 | 26/27 | 27/28 | 28/29 | 29/30 | 30/31 | 31/32 | 32/33 | 33/34 | 34/35 | 35/36 | 36/37 | 37/38 | 38/39 |  |  |  | 07/08 | 08/09 | 09/10 | 10/11 | 11/12 | 12/13 | 13/14 | 14/15 | 15/16 | 16/17 | 17/18 | 18/19 | 19/20 | 20/21 | 21/22 | 22/23 | 23/24 | 24/25 | 25/26 | 26/27 | 27/28 | 28/29 | 29/30 | 30/31 | 31/32 | 32/33 | 33/34 | 34/35 | 35/36 | 36/37 | 37/38 | 38/39
| Total | 1326 | 1633 | 1602 | 1798 | 1414 | 1561 | 1242 |  | 1238.512 | 1210.433 | 1194.602 | 1181.039 | 1179.966 | 1185.871 | 1199.841 | 1214.177 | 1227.016 | 1240.869 | 1255.031 | 1271.858 | 1289.126 | 1307.329 | 1326.438 | 1345.661 | 1365.322 | 1385.514 | 1406.243 | 1427.518 | 1449.348 | 1471.74 | 1494.703 | 1518.246 | 1542.377 |  |  | Total | -50 | 0 | 0 | -154.0131 | -0.048812 | -0.21729 | -0.022569 | 0.55366 | -2.5633 | 0.7936 | -5.3593 | -1.0725 | 5.9054 | 13.9698 | 14.3357 | 12.8388 | 13.8536 | 14.1621 | 16.8264 | 17.2682 | 18.203 | 19.1095 | 19.2224 | 19.6614 | 20.1914 | 20.7293 | 21.2753 | 21.8296 | 22.3921 | 22.9631 | 23.5426 | 24.1308
| Firm Rating | 0 | 0 | 0 | 0 | 0 | 0 | 2147 |  | 2147 | 2147 | 2147 | 2147 | 2147 | 2147 | 2147 | 2147 | 2147 | 2147 | 2147 | 2147 | 2147 | 2147 | 2147 | 2147 | 2147 | 2147 | 2147 | 2147 | 2147 | 2147 | 2147 | 2147 | 2147
| Total Capacity | 0 | 0 | 0 | 0 | 0 | 0 | 3764 |  | 3764 | 3764 | 3764 | 3764 | 3764 | 3764 | 3764 | 3764 | 3764 | 3764 | 3764 | 3764 | 3764 | 3764 | 3764 | 3764 | 3764 | 3764 | 3764 | 3764 | 3764 | 3764 | 3764 | 3764 | 3764 |  |  | Jannali 33_11kV Tx1 | -50 | 0 | 0 | 0 | 0 | 0 | 0 | 0 | 0 | 0 | 0 | 0 | 0 | 0 | 0 | 0 | 0 | 0 | 0 | 0 | 0 | 0 | 0 | 0 | 0 | 0 | 0 | 0 | 0 | 0 | 0 | 0
|  | -7 | -6 | -5 | -4 | -3 | -2 | -1 |  | 0 | 1 | 2 | 3 | 4 | 5 | 6 | 7 | 8 | 9 | 10 | 11 | 12 | 13 | 14 | 15 | 16 | 17 | 18 | 19 | 20 | 21 | 22 | 23 | 24 |  |  | Jannali 33_11kV Tx2 | 0 | 0 | 0 | -6.0073 | -0.027218 | -0.12117 | -0.012585 | -114.6913 | -1.4293 | 0.44252 | -2.9884 | -0.59807 | 3.293 | 7.7898 | 7.9938 | 7.1591 | 7.725 | 7.897 | 9.3826 | 9.629 | 10.1503 | 10.6557 | 10.7187 | 10.9635 | 11.259 | 11.559 | 11.8634 | 12.1725 | 12.4862 | 12.8046 | 13.1277 | 13.4557
| Transformer Loads | [35 empty] | Jannali 33_11kV Tx3 | 0 | 0 | 0 | -148.0058 | -0.021594 | -0.096127 | -0.0099843 | 115.2449 | -1.134 | 0.35108 | -2.3709 | -0.47448 | 2.6125 | 6.18 | 6.3419 | 5.6797 | 6.1286 | 6.2651 | 7.4437 | 7.6392 | 8.0527 | 8.4537 | 8.5037 | 8.6979 | 8.9324 | 9.1703 | 9.4119 | 9.6571 | 9.9059 | 10.1585 | 10.4149 | 10.6751
| Historical Loads | (11kV Amps) | [7 empty] | 0: Weather Corrected Forecast Loads; 4: (11kV Amps) |  |  |  | 0 | 0 | 0 | 0 | 0 | 0 | 0 | 0 | 0 | 0 | 0 | 0 | 0 | 0 | 0 | 0 | 0 | 0 | 0 | 0 | 0 | 0 | 0 | 0 | 0 | 0 | 0 | 0 | 0 | 0 | 0 | 0
|  | 07/08 | 08/09 | 09/10 | 10/11 | 11/12 | 12/13 | 13/14 |  | 14/15 | 15/16 | 16/17 | 17/18 | 18/19 | 19/20 | 20/21 | 21/22 | 22/23 | 23/24 | 24/25 | 25/26 | 26/27 | 27/28 | 28/29 | 29/30 | 30/31 | 31/32 | 32/33 | 33/34 | 34/35 | 35/36 | 36/37 | 37/38 | 38/39 |  |  |  | 0 | 0 | 0 | 0 | 0 | 0 | 0 | 0 | 0 | 0 | 0 | 0 | 0 | 0 | 0 | 0 | 0 | 0 | 0 | 0 | 0 | 0 | 0 | 0 | 0 | 0 | 0 | 0 | 0 | 0 | 0 | 0
| 0 | [36 empty] | 0 | 0 | 0 | 0 | 0 | 0 | 0 | 0 | 0 | 0 | 0 | 0 | 0 | 0 | 0 | 0 | 0 | 0 | 0 | 0 | 0 | 0 | 0 | 0 | 0 | 0 | 0 | 0 | 0 | 0 | 0 | 0
| Diversity Factor: 0 | [36 empty] | 0 | 0 | 0 | 0 | 0 | 0 | 0 | 0 | 0 | 0 | 0 | 0 | 0 | 0 | 0 | 0 | 0 | 0 | 0 | 0 | 0 | 0 | 0 | 0 | 0 | 0 | 0 | 0 | 0 | 0 | 0 | 0
[38 empty] | 0 | 0 | 0 | 0 | 0 | 0 | 0 | 0 | 0 | 0 | 0 | 0 | 0 | 0 | 0 | 0 | 0 | 0 | 0 | 0 | 0 | 0 | 0 | 0 | 0 | 0 | 0 | 0 | 0 | 0 | 0 | 0
[38 empty] | 0 | 0 | 0 | 0 | 0 | 0 | 0 | 0 | 0 | 0 | 0 | 0 | 0 | 0 | 0 | 0 | 0 | 0 | 0 | 0 | 0 | 0 | 0 | 0 | 0 | 0 | 0 | 0 | 0 | 0 | 0 | 0
| 0 | [36 empty] | 0 | 0 | 0 | 0 | 0 | 0 | 0 | 0 | 0 | 0 | 0 | 0 | 0 | 0 | 0 | 0 | 0 | 0 | 0 | 0 | 0 | 0 | 0 | 0 | 0 | 0 | 0 | 0 | 0 | 0 | 0 | 0
Diversity Factor: 0
[38 empty] | Historical Spots & Transfers | [6 empty] | Forecast Spots & Transfers
[35 empty] | Project Name | From | To | 07/08 | 08/09 | 09/10 | 10/11 | 11/12 | 12/13 | 13/14 | 14/15 | 15/16 | 16/17 | 17/18 | 18/19 | 19/20 | 20/21 | 21/22 | 22/23 | 23/24 | 24/25 | 25/26 | 26/27 | 27/28 | 28/29 | 29/30 | 30/31 | 31/32 | 32/33 | 33/34 | 34/35 | 35/36 | 36/37 | 37/38 | 38/39
| 0 | [33 empty] | Broad based demand management |  | Jannali 33_11kV Tx2 | 0 | 0 | 0 | 0 | 0 | 0 | 0 | -0.15529 | -1.4611 | -2.0188 | -7.2474 | -3.6701 | 0 | 0 | 0 | 0 | 0 | 0 | 0 | 0 | 0 | 0 | 0 | 0 | 0 | 0 | 0 | 0 | 0 | 0 | 0 | 0
| Diversity Factor: 0 | [33 empty] | Broad based demand management |  | Jannali 33_11kV Tx3 | 0 | 0 | 0 | 0 | 0 | 0 | 0 | -0.1232 | -1.1591 | -1.6016 | -5.7498 | -2.9116 | 0 | 0 | 0 | 0 | 0 | 0 | 0 | 0 | 0 | 0 | 0 | 0 | 0 | 0 | 0 | 0 | 0 | 0 | 0 | 0
[35 empty] | DNP_ID: 6081. Connections - Relief of Feeders on Menai Zone Panels 8, 12 and 21 | Jannali 33_11kV Tx1 | Menai 132_11kV Tx2 | 50 | 0 | 0 | 0 | 0 | 0 | 0 | 0 | 0 | 0 | 0 | 0 | 0 | 0 | 0 | 0 | 0 | 0 | 0 | 0 | 0 | 0 | 0 | 0 | 0 | 0 | 0 | 0 | 0 | 0 | 0 | 0
[35 empty] | DNP_ID: 6410. 4MVA load transfer From Jannali to Kirrawee | Jannali 33_11kV Tx3 | Kirrawee 132_11kV Tx3 | 0 | 0 | 0 | 154 | 0 | 0 | 0 | 0 | 0 | 0 | 0 | 0 | 0 | 0 | 0 | 0 | 0 | 0 | 0 | 0 | 0 | 0 | 0 | 0 | 0 | 0 | 0 | 0 | 0 | 0 | 0 | 0
| 0 | [33 empty] | DNP_ID: 7087. Jannali Panels 2 & 9 N-1 compliance fix | Jannali 33_11kV Tx2 | Jannali 33_11kV Tx3 | 0 | 0 | 0 | 0 | 0 | 0 | 0 | 115 | 0 | 0 | 0 | 0 | 0 | 0 | 0 | 0 | 0 | 0 | 0 | 0 | 0 | 0 | 0 | 0 | 0 | 0 | 0 | 0 | 0 | 0 | 0 | 0
| Diversity Factor: 0 | [33 empty] | HVCON_ID: 2010088. Establishment of S.47850 Wolger St, Wolger St Como and Decommission PT.9071 Wolger St | Jannali 33_11kV Tx2 | Jannali 33_11kV Tx3 | 0 | 0 | 0 | 6 | 0 | 0 | 0 | 0 | 0 | 0 | 0 | 0 | 0 | 0 | 0 | 0 | 0 | 0 | 0 | 0 | 0 | 0 | 0 | 0 | 0 | 0 | 0 | 0 | 0 | 0 | 0 | 0
[35 empty] | Econometric |  | Jannali 33_11kV Tx2 | 0 | 0 | 0 | 0 | 0 | 0 | 0 | 0 | 0 | 6.0675 | 10.4801 | 12.8708 | 14.2205 | 15.1634 | 14.8911 | 14.598 | 14.86 | 15.126 | 15.3961 | 15.6703 | 15.9486 | 16.2311 | 16.5179 | 16.809 | 17.1045 | 17.4045 | 17.709 | 18.018 | 18.3317 | 18.6501 | 18.9732 | 19.3012
[35 empty] | Econometric |  | Jannali 33_11kV Tx3 | 0 | 0 | 0 | 0 | 0 | 0 | 0 | 0 | 0 | 4.8137 | 8.3144 | 10.2111 | 11.2818 | 12.03 | 11.8139 | 11.5813 | 11.7892 | 12.0003 | 12.2145 | 12.432 | 12.6528 | 12.877 | 13.1045 | 13.3355 | 13.5699 | 13.8079 | 14.0495 | 14.2946 | 14.5435 | 14.7961 | 15.0525 | 15.3127
| 0 | [33 empty] | Energy Efficiency |  | Jannali 33_11kV Tx2 | 0 | 0 | 0 | 0 | 0 | 0 | 0 | 0.49763 | 0.069419 | -3.5636 | -6.1744 | -9.7488 | -10.8748 | -7.3185 | -6.844 | -7.3847 | -7.0936 | -7.1794 | -5.9638 | -5.9916 | -5.7487 | -5.5257 | -5.7495 | -5.7959 | -5.7959 | -5.7959 | -5.7959 | -5.7959 | -5.7959 | -5.7959 | -5.7959 | -5.7959
| Diversity Factor: 0 | [33 empty] | Energy Efficiency |  | Jannali 33_11kV Tx3 | 0 | 0 | 0 | 0 | 0 | 0 | 0 | 0.3948 | 0.055074 | -2.8272 | -4.8985 | -7.7342 | -8.6276 | -5.8062 | -5.4297 | -5.8586 | -5.6277 | -5.6958 | -4.7314 | -4.7535 | -4.5607 | -4.3839 | -4.5614 | -4.5982 | -4.5982 | -4.5982 | -4.5982 | -4.5982 | -4.5982 | -4.5982 | -4.5982 | -4.5982
[35 empty] | Solar PV |  | Jannali 33_11kV Tx2 | 0 | 0 | 0 | -0.0073168 | -0.027218 | -0.12117 | -0.012585 | -0.033607 | -0.037695 | -0.042572 | -0.046713 | -0.049994 | -0.052669 | -0.055143 | -0.053324 | -0.054172 | -0.04145 | -0.049649 | -0.049649 | -0.049649 | -0.049649 | -0.049649 | -0.049649 | -0.049649 | -0.049649 | -0.049649 | -0.049649 | -0.049649 | -0.049649 | -0.049649 | -0.049649 | -0.049649
[35 empty] | Solar PV |  | Jannali 33_11kV Tx3 | 0 | 0 | 0 | -0.0058048 | -0.021594 | -0.096127 | -0.0099843 | -0.026662 | -0.029905 | -0.033775 | -0.03706 | -0.039663 | -0.041785 | -0.043748 | -0.042305 | -0.042977 | -0.032884 | -0.039389 | -0.039389 | -0.039389 | -0.039389 | -0.039389 | -0.039389 | -0.039389 | -0.039389 | -0.039389 | -0.039389 | -0.039389 | -0.039389 | -0.039389 | -0.039389 | -0.039389
0
Diversity Factor: 0
0
Diversity Factor: 0
0
Diversity Factor: 0
0
Diversity Factor: 0
0
Diversity Factor: 0
| Weather Correction and Public Holiday Factors | [8 empty] | Forecast ROG
ROG Justification
| Actual loads for season 13/14 have been weather corrected by the following: | [6 empty] | -11.04% |  | 7 year ROG ok | [59 empty] | 7 year ROG ok
1 | 2 | 3 | 4 | 5 | 6 | 7 | 8 | 9 | 10 | 14/15 | 15/16 | 16/17 | 17/18 | 18/19 | 19/20 | 20/21 | 21/22 | 22/23 | 23/24 | 24/25 | 25/26 | 26/27 | 27/28 | 28/29 | 29/30 | 30/31 | 31/32 | 32/33 | 33/34 | 34/35 | 35/36 | 36/37 | 37/38 | 38/39
0.9794 | 0.95922 | 0.94605 | 0.93956 | 0.93956 | 0.93956 | 0.93956 | 0.93956 | 0.93956 | 0.93956 | -2.06% | -2.06% | -1.373% | -0.686% | 0% | 0% | 0% | 0% | 0% | 0% | 0% | 0% | 0% | 0% | 0% | 0% | 0% | 0% | 0% | 0% | 0% | 0% | 0% | 0% | 0%
Substation Load Detail
[7 empty] | Units | 13/14 |  | 14/15 | 15/16 | 16/17 | 17/18 | 18/19 | 19/20 | 20/21 | 21/22 | 22/23 | 23/24 | 24/25 | 25/26 | 26/27 | 27/28 | 28/29 | 29/30 | 30/31 | 31/32 | 32/33 | 33/34 | 34/35 | 35/36 | 36/37 | 37/38 | 38/39
1 | Jannali 33_11kV | Compensated |  | Load (LV side) |  |  | Amps | 1242 | 1264 | 1238.512 | 1210.433 | 1194.602 | 1181.039 | 1179.966 | 1185.871 | 1199.841 | 1214.177 | 1227.016 | 1240.869 | 1255.031 | 1271.858 | 1289.126 | 1307.329 | 1326.438 | 1345.661 | 1365.322 | 1385.514 | 1406.243 | 1427.518 | 1449.348 | 1471.74 | 1494.703 | 1518.246 | 1542.377
|  |  |  | Apparent Power |  |  | MVA | 23.6633 |  | 23.5968 | 23.0618 | 22.7602 | 22.5018 | 22.4814 | 22.5939 | 22.8601 | 23.1332 | 23.3778 | 23.6417 | 23.9116 | 24.2322 | 24.5612 | 24.908 | 25.2721 | 25.6383 | 26.0129 | 26.3976 | 26.7925 | 27.1979 | 27.6138 | 28.0404 | 28.4779 | 28.9265 | 29.3862
|  |  |  | Real Power |  |  | MW | 22.1859 | 22.5789 | 22.1236 | 21.622 | 21.3392 | 21.0969 | 21.0778 | 21.1833 | 21.4328 | 21.6889 | 21.9182 | 22.1657 | 22.4187 | 22.7193 | 23.0277 | 23.3529 | 23.6942 | 24.0376 | 24.3888 | 24.7495 | 25.1198 | 25.4998 | 25.8898 | 26.2898 | 26.7 | 27.1205 | 27.5515
|  |  |  | Reactive Power |  |  | MVAr | 8.2302 |  | 8.2071 | 8.021 | 7.9161 | 7.8262 | 7.8191 | 7.8583 | 7.9508 | 8.0458 | 8.1309 | 8.2227 | 8.3166 | 8.4281 | 8.5425 | 8.6631 | 8.7897 | 8.9171 | 9.0474 | 9.1812 | 9.3186 | 9.4596 | 9.6042 | 9.7526 | 9.9048 | 10.0608 | 10.2207
|  |  |  | Capacitors In Service |  |  | MVAr | 0 |  | 0 | 0 | 0 | 0 | 0 | 0 | 0 | 0 | 0 | 0 | 0 | 0 | 0 | 0 | 0 | 0 | 0 | 0 | 0 | 0 | 0 | 0 | 0 | 0 | 0
|  |  |  | PF |  |  |  | 0.93757 |  | 0.93757 | 0.93757 | 0.93757 | 0.93757 | 0.93757 | 0.93757 | 0.93757 | 0.93757 | 0.93757 | 0.93757 | 0.93757 | 0.93757 | 0.93757 | 0.93757 | 0.93757 | 0.93757 | 0.93757 | 0.93757 | 0.93757 | 0.93757 | 0.93757 | 0.93757 | 0.93757 | 0.93757 | 0.93757
0.94324 | Diversity Factor: 0.94 | Uncompensated |  | Reactive Power |  |  | MVAr | 8.2302 | 8.376 | 8.2071 | 8.021 | 7.9161 | 7.8262 | 7.8191 | 7.8583 | 7.9508 | 8.0458 | 8.1309 | 8.2227 | 8.3166 | 8.4281 | 8.5425 | 8.6631 | 8.7897 | 8.9171 | 9.0474 | 9.1812 | 9.3186 | 9.4596 | 9.6042 | 9.7526 | 9.9048 | 10.0608 | 10.2207
|  |  |  | PF |  |  |  | 0.93757 |  | 0.93757 | 0.93757 | 0.93757 | 0.93757 | 0.93757 | 0.93757 | 0.93757 | 0.93757 | 0.93757 | 0.93757 | 0.93757 | 0.93757 | 0.93757 | 0.93757 | 0.93757 | 0.93757 | 0.93757 | 0.93757 | 0.93757 | 0.93757 | 0.93757 | 0.93757 | 0.93757 | 0.93757 | 0.93757
[10 empty] | 1 | 2 | 3 | 4 | 5 | 6 | 7 | 8 | 9 | 10 | 11 | 12 | 13 | 14 | 15 | 16 | 17 | 18 | 19 | 20 | 21 | 22 | 23 | 24 | 25
Transformer Load Detail
[7 empty] | Units | 13/14 |  | 14/15 | 15/16 | 16/17 | 17/18 | 18/19 | 19/20 | 20/21 | 21/22 | 22/23 | 23/24 | 24/25 | 25/26 | 26/27 | 27/28 | 28/29 | 29/30 | 30/31 | 31/32 | 32/33 | 33/34 | 34/35 | 35/36 | 36/37 | 37/38 | 38/39
| 0 | Compensated |  | Load (LV side) |  |  | Amps
|  |  |  | Apparent Power |  |  | MVA
|  |  |  | Real Power |  |  | MW
|  |  |  | Reactive Power |  |  | MVAr
|  |  |  | Capacitors In Service |  |  | MVAr
PF
| Zone Div: | Uncompensated |  | Reactive Power |  |  | MVAr
PF
| 0 | Compensated |  | Load (LV side) |  |  | Amps
|  |  |  | Apparent Power |  |  | MVA
|  |  |  | Real Power |  |  | MW
|  |  |  | Reactive Power |  |  | MVAr
|  |  |  | Capacitors In Service |  |  | MVAr
PF
| Zone Div: | Uncompensated |  | Reactive Power |  |  | MVAr
PF
| 0 | Compensated |  | Load (LV side) |  |  | Amps
|  |  |  | Apparent Power |  |  | MVA
|  |  |  | Real Power |  |  | MW
|  |  |  | Reactive Power |  |  | MVAr
|  |  |  | Capacitors In Service |  |  | MVAr
PF
| Zone Div: | Uncompensated |  | Reactive Power |  |  | MVAr
PF
| 0 | Compensated |  | Load (LV side) |  |  | Amps
|  |  |  | Apparent Power |  |  | MVA
|  |  |  | Real Power |  |  | MW
|  |  |  | Reactive Power |  |  | MVAr
|  |  |  | Capacitors In Service |  |  | MVAr
PF
| Zone Div: | Uncompensated |  | Reactive Power |  |  | MVAr
PF
| 0 | Compensated |  | Load (LV side) |  |  | Amps
|  |  |  | Apparent Power |  |  | MVA
|  |  |  | Real Power |  |  | MW
|  |  |  | Reactive Power |  |  | MVAr
|  |  |  | Capacitors In Service |  |  | MVAr
PF
| Zone Div: | Uncompensated |  | Reactive Power |  |  | MVAr
PF
| 0 | Compensated |  | Load (LV side) |  |  | Amps
|  |  |  | Apparent Power |  |  | MVA
|  |  |  | Real Power |  |  | MW
|  |  |  | Reactive Power |  |  | MVAr
|  |  |  | Capacitors In Service |  |  | MVAr
PF
| Zone Div: | Uncompensated |  | Reactive Power |  |  | MVAr
PF
| 0 | Compensated |  | Load (LV side) |  |  | Amps
|  |  |  | Apparent Power |  |  | MVA
|  |  |  | Real Power |  |  | MW
|  |  |  | Reactive Power |  |  | MVAr
|  |  |  | Capacitors In Service |  |  | MVAr
PF
| Zone Div: | Uncompensated |  | Reactive Power |  |  | MVAr
PF
| 0 | Compensated |  | Load (LV side) |  |  | Amps
|  |  |  | Apparent Power |  |  | MVA
|  |  |  | Real Power |  |  | MW
|  |  |  | Reactive Power |  |  | MVAr
|  |  |  | Capacitors In Service |  |  | MVAr
PF
| Zone Div: | Uncompensated |  | Reactive Power |  |  | MVAr
PF
| 0 | Compensated |  | Load (LV side) |  |  | Amps
|  |  |  | Apparent Power |  |  | MVA
|  |  |  | Real Power |  |  | MW
|  |  |  | Reactive Power |  |  | MVAr
|  |  |  | Capacitors In Service |  |  | MVAr
PF
| Zone Div: | Uncompensated |  | Reactive Power |  |  | MVAr
PF
| 0 | Compensated |  | Load (LV side) |  |  | Amps
|  |  |  | Apparent Power |  |  | MVA
|  |  |  | Real Power |  |  | MW
|  |  |  | Reactive Power |  |  | MVAr
|  |  |  | Capacitors In Service |  |  | MVAr
PF
| Zone Div: | Uncompensated |  | Reactive Power |  |  | MVAr
PF

## Kirrawee 132_11kV
| Kirrawee 132_11kV | [16 empty] | 2015 | SUMMER
| Substation Total Loads | [33 empty] | Spots & Transfers Detail
| Historical Loads | (11kV Amps) | [7 empty] | Weather Corrected Forecast Loads |  |  |  | (11kV Amps) | [20 empty] | Spots & Transfers Summary | (11kV Amps) |  | Historical Spots & Transfers | [6 empty] | Forecast Spots & Transfers
|  | 07/08 | 08/09 | 09/10 | 10/11 | 11/12 | 12/13 | 13/14 |  | 14/15 | 15/16 | 16/17 | 17/18 | 18/19 | 19/20 | 20/21 | 21/22 | 22/23 | 23/24 | 24/25 | 25/26 | 26/27 | 27/28 | 28/29 | 29/30 | 30/31 | 31/32 | 32/33 | 33/34 | 34/35 | 35/36 | 36/37 | 37/38 | 38/39 |  |  |  | 07/08 | 08/09 | 09/10 | 10/11 | 11/12 | 12/13 | 13/14 | 14/15 | 15/16 | 16/17 | 17/18 | 18/19 | 19/20 | 20/21 | 21/22 | 22/23 | 23/24 | 24/25 | 25/26 | 26/27 | 27/28 | 28/29 | 29/30 | 30/31 | 31/32 | 32/33 | 33/34 | 34/35 | 35/36 | 36/37 | 37/38 | 38/39
| Total | 1475 | 1586 | 1752 | 2058 | 1695 | 1862 | 1553 |  | 1488.711 | 1401.352 | 1345.465 | 1309.516 | 1297.411 | 1300.016 | 1317.021 | 1338.146 | 1356.537 | 1376.992 | 1394.853 | 1418.036 | 1441.524 | 1468.055 | 1496.553 | 1524.826 | 1552.923 | 1581.744 | 1611.3 | 1641.603 | 1672.661 | 1704.487 | 1737.091 | 1770.485 | 1804.68 |  |  | Total | 0 | 0 | 0 | 340.9349 | -0.074006 | 13.2542 | 32.0724 | -6.5888 | -12.9229 | -9.1755 | -13.5248 | -12.1051 | 2.6053 | 17.0051 | 21.1248 | 18.3914 | 20.4552 | 17.861 | 23.183 | 23.4881 | 26.5303 | 28.4985 | 28.2724 | 28.0969 | 28.8214 | 29.5565 | 30.3021 | 31.0585 | 31.8259 | 32.6042 | 33.3938 | 34.1947
| Firm Rating | 0 | 0 | 0 | 0 | 0 | 0 | 2339 |  | 2339 | 2339 | 2339 | 2339 | 2339 | 2339 | 2339 | 2339 | 2339 | 2339 | 2339 | 2339 | 2339 | 2339 | 2339 | 2339 | 2339 | 2339 | 2339 | 2339 | 2339 | 2339 | 2339 | 2339 | 2339
| Total Capacity | 0 | 0 | 0 | 0 | 0 | 0 | 4000 |  | 4000 | 4000 | 4000 | 4000 | 4000 | 4000 | 4000 | 4000 | 4000 | 4000 | 4000 | 4000 | 4000 | 4000 | 4000 | 4000 | 4000 | 4000 | 4000 | 4000 | 4000 | 4000 | 4000 | 4000 | 4000 |  |  | Kirrawee 132_11kV Tx1 | 726 | 0 | 0 | -0.026408 | 18.97 | -25.9256 | -1.5936 | -2.6734 | -5.2435 | -3.723 | -5.4877 | -4.9117 | 1.0571 | 6.8998 | 8.5714 | 7.4623 | 8.2997 | 7.2471 | 9.4065 | 9.5303 | 10.7647 | 11.5633 | 11.4716 | 11.4003 | 11.6943 | 11.9926 | 12.2951 | 12.602 | 12.9134 | 13.2292 | 13.5495 | 13.8745
|  | -7 | -6 | -5 | -4 | -3 | -2 | -1 |  | 0 | 1 | 2 | 3 | 4 | 5 | 6 | 7 | 8 | 9 | 10 | 11 | 12 | 13 | 14 | 15 | 16 | 17 | 18 | 19 | 20 | 21 | 22 | 23 | 24 |  |  | Kirrawee 132_11kV Tx3 | -726 | 0 | 0 | 340.9613 | -19.044 | 39.1798 | 33.6661 | -3.9154 | -7.6794 | -5.4526 | -8.0371 | -7.1935 | 1.5482 | 10.1053 | 12.5534 | 10.9291 | 12.1555 | 10.6139 | 13.7765 | 13.9578 | 15.7656 | 16.9352 | 16.8009 | 16.6965 | 17.1271 | 17.5639 | 18.007 | 18.4565 | 18.9125 | 19.375 | 19.8442 | 20.3202
| Transformer Loads | [36 empty] | 0 | 0 | 0 | 0 | 0 | 0 | 0 | 0 | 0 | 0 | 0 | 0 | 0 | 0 | 0 | 0 | 0 | 0 | 0 | 0 | 0 | 0 | 0 | 0 | 0 | 0 | 0 | 0 | 0 | 0 | 0 | 0
| Historical Loads | (11kV Amps) | [7 empty] | Weather Corrected Forecast Loads |  |  |  | (11kV Amps) | [23 empty] | 0 | 0 | 0 | 0 | 0 | 0 | 0 | 0 | 0 | 0 | 0 | 0 | 0 | 0 | 0 | 0 | 0 | 0 | 0 | 0 | 0 | 0 | 0 | 0 | 0 | 0 | 0 | 0 | 0 | 0 | 0 | 0
|  | 07/08 | 08/09 | 09/10 | 10/11 | 11/12 | 12/13 | 13/14 |  | 14/15 | 15/16 | 16/17 | 17/18 | 18/19 | 19/20 | 20/21 | 21/22 | 22/23 | 23/24 | 24/25 | 25/26 | 26/27 | 27/28 | 28/29 | 29/30 | 30/31 | 31/32 | 32/33 | 33/34 | 34/35 | 35/36 | 36/37 | 37/38 | 38/39 |  |  |  | 0 | 0 | 0 | 0 | 0 | 0 | 0 | 0 | 0 | 0 | 0 | 0 | 0 | 0 | 0 | 0 | 0 | 0 | 0 | 0 | 0 | 0 | 0 | 0 | 0 | 0 | 0 | 0 | 0 | 0 | 0 | 0
| 0 | [36 empty] | 0 | 0 | 0 | 0 | 0 | 0 | 0 | 0 | 0 | 0 | 0 | 0 | 0 | 0 | 0 | 0 | 0 | 0 | 0 | 0 | 0 | 0 | 0 | 0 | 0 | 0 | 0 | 0 | 0 | 0 | 0 | 0
| Diversity Factor: 0 | [36 empty] | 0 | 0 | 0 | 0 | 0 | 0 | 0 | 0 | 0 | 0 | 0 | 0 | 0 | 0 | 0 | 0 | 0 | 0 | 0 | 0 | 0 | 0 | 0 | 0 | 0 | 0 | 0 | 0 | 0 | 0 | 0 | 0
[38 empty] | 0 | 0 | 0 | 0 | 0 | 0 | 0 | 0 | 0 | 0 | 0 | 0 | 0 | 0 | 0 | 0 | 0 | 0 | 0 | 0 | 0 | 0 | 0 | 0 | 0 | 0 | 0 | 0 | 0 | 0 | 0 | 0
[38 empty] | 0 | 0 | 0 | 0 | 0 | 0 | 0 | 0 | 0 | 0 | 0 | 0 | 0 | 0 | 0 | 0 | 0 | 0 | 0 | 0 | 0 | 0 | 0 | 0 | 0 | 0 | 0 | 0 | 0 | 0 | 0 | 0
| 0 | [36 empty] | 0 | 0 | 0 | 0 | 0 | 0 | 0 | 0 | 0 | 0 | 0 | 0 | 0 | 0 | 0 | 0 | 0 | 0 | 0 | 0 | 0 | 0 | 0 | 0 | 0 | 0 | 0 | 0 | 0 | 0 | 0 | 0
Diversity Factor: 0
[38 empty] | Historical Spots & Transfers | [6 empty] | Forecast Spots & Transfers
[35 empty] | Project Name | From | To | 07/08 | 08/09 | 09/10 | 10/11 | 11/12 | 12/13 | 13/14 | 14/15 | 15/16 | 16/17 | 17/18 | 18/19 | 19/20 | 20/21 | 21/22 | 22/23 | 23/24 | 24/25 | 25/26 | 26/27 | 27/28 | 28/29 | 29/30 | 30/31 | 31/32 | 32/33 | 33/34 | 34/35 | 35/36 | 36/37 | 37/38 | 38/39
| 0 | [33 empty] | Broad based demand management |  | Kirrawee 132_11kV Tx1 | 0 | 0 | 0 | 0 | 0 | 0 | 0 | -0.29233 | -3.4481 | -3.7862 | -7.3685 | -5.6272 | 0 | 0 | 0 | 0 | 0 | 0 | 0 | 0 | 0 | 0 | 0 | 0 | 0 | 0 | 0 | 0 | 0 | 0 | 0 | 0
| Diversity Factor: 0 | [33 empty] | Broad based demand management |  | Kirrawee 132_11kV Tx3 | 0 | 0 | 0 | 0 | 0 | 0 | 0 | -0.42813 | -5.05 | -5.5451 | -10.7916 | -8.2415 | 0 | 0 | 0 | 0 | 0 | 0 | 0 | 0 | 0 | 0 | 0 | 0 | 0 | 0 | 0 | 0 | 0 | 0 | 0 | 0
[35 empty] | DNP_ID: 6270. Transfer of load by replugging to the new S.9700 Kirrawee 132kV Transformer No.1 | Kirrawee 132_11kV Tx3 | Kirrawee 132_11kV Tx1 | 726 | 0 | 0 | 0 | 0 | 0 | 0 | 0 | 0 | 0 | 0 | 0 | 0 | 0 | 0 | 0 | 0 | 0 | 0 | 0 | 0 | 0 | 0 | 0 | 0 | 0 | 0 | 0 | 0 | 0 | 0 | 0
[35 empty] | DNP_ID: 6410. 4MVA load transfer From Jannali to Kirrawee | Jannali 33_11kV Tx3 | Kirrawee 132_11kV Tx3 | 0 | 0 | 0 | 154 | 0 | 0 | 0 | 0 | 0 | 0 | 0 | 0 | 0 | 0 | 0 | 0 | 0 | 0 | 0 | 0 | 0 | 0 | 0 | 0 | 0 | 0 | 0 | 0 | 0 | 0 | 0 | 0
| 0 | [33 empty] | DNP_ID: 6440. Zone development of S.9037 Miranda Panels 8,16 and S.9700 Kirrawee Panel 17 Feeders. | Kirrawee 132_11kV Tx3 | Kirrawee 132_11kV Tx1 | 0 | 0 | 0 | 0 | 19 | 0 | 0 | 0 | 0 | 0 | 0 | 0 | 0 | 0 | 0 | 0 | 0 | 0 | 0 | 0 | 0 | 0 | 0 | 0 | 0 | 0 | 0 | 0 | 0 | 0 | 0 | 0
| Diversity Factor: 0 | [33 empty] | DNP_ID: 6440. Zone development of S.9037 Miranda Panels 8,16 and S.9700 Kirrawee Panel 17 Feeders. | Miranda 33_11kV Tx3 | Kirrawee 132_11kV Tx3 | 0 | 0 | 0 | 187 | 0 | 0 | 0 | 0 | 0 | 0 | 0 | 0 | 0 | 0 | 0 | 0 | 0 | 0 | 0 | 0 | 0 | 0 | 0 | 0 | 0 | 0 | 0 | 0 | 0 | 0 | 0 | 0
[35 empty] | DNP_ID: 6937. Kirrawee Pa.12 New Underground Feeder Connection | Kirrawee 132_11kV Tx1 | Kirrawee 132_11kV Tx3 | 0 | 0 | 0 | 0 | 0 | 24 | 0 | 0 | 0 | 0 | 0 | 0 | 0 | 0 | 0 | 0 | 0 | 0 | 0 | 0 | 0 | 0 | 0 | 0 | 0 | 0 | 0 | 0 | 0 | 0 | 0 | 0
[35 empty] | HVCON_ID: 2011198. Establishment of S.9376 Bath Yalgar No 2, 98 Bath Road, Kirrawee - (see old HV Conn 2008/115) |  | Kirrawee 132_11kV Tx3 | 0 | 0 | 0 | 0 | 0 | 18 | 36 | 0 | 0 | 0 | 0 | 0 | 0 | 0 | 0 | 0 | 0 | 0 | 0 | 0 | 0 | 0 | 0 | 0 | 0 | 0 | 0 | 0 | 0 | 0 | 0 | 0
| 0 | [33 empty] | Econometric |  | Kirrawee 132_11kV Tx1 | 0 | 0 | 0 | 0 | 0 | 0 | 0 | 0 | 0 | 6.2041 | 11.1154 | 14.4163 | 15.6418 | 16.506 | 16.2917 | 16.0601 | 16.3221 | 16.5879 | 16.8576 | 17.1312 | 17.4087 | 17.6903 | 17.976 | 18.2658 | 18.5598 | 18.8581 | 19.1606 | 19.4675 | 19.7789 | 20.0947 | 20.415 | 20.74
| Diversity Factor: 0 | [33 empty] | Econometric |  | Kirrawee 132_11kV Tx3 | 0 | 0 | 0 | 0 | 0 | 0 | 0 | 0 | 0 | 9.0863 | 16.2793 | 21.1137 | 22.9085 | 24.1742 | 23.8602 | 23.521 | 23.9048 | 24.2941 | 24.689 | 25.0898 | 25.4963 | 25.9087 | 26.3271 | 26.7515 | 27.1821 | 27.6189 | 28.062 | 28.5115 | 28.9675 | 29.43 | 29.8992 | 30.3751
[35 empty] | Energy Efficiency |  | Kirrawee 132_11kV Tx1 | 0 | 0 | 0 | 0 | 0 | 0 | 0 | -1.4038 | -0.69923 | -4.9029 | -7.8763 | -12.247 | -13.0532 | -8.0027 | -6.1696 | -7.0225 | -6.817 | -7.897 | -6.0073 | -6.1571 | -5.2003 | -4.6833 | -5.0607 | -5.4218 | -5.4218 | -5.4218 | -5.4218 | -5.4218 | -5.4218 | -5.4218 | -5.4218 | -5.4218
[35 empty] | Energy Efficiency |  | Kirrawee 132_11kV Tx3 | 0 | 0 | 0 | 0 | 0 | 0 | 0 | -2.056 | -1.0241 | -7.1807 | -11.5353 | -17.9365 | -19.1173 | -11.7205 | -9.0358 | -10.2849 | -9.984 | -11.5657 | -8.7981 | -9.0175 | -7.6163 | -6.859 | -7.4118 | -7.9405 | -7.9405 | -7.9405 | -7.9405 | -7.9405 | -7.9405 | -7.9405 | -7.9405 | -7.9405
| 0 | [33 empty] | Solar PV |  | Kirrawee 132_11kV Tx1 | 0 | 0 | 0 | -0.026408 | -0.030028 | -1.9256 | -1.5936 | -0.97725 | -1.0961 | -1.238 | -1.3584 | -1.4538 | -1.5316 | -1.6035 | -1.5506 | -1.5753 | -1.2053 | -1.4437 | -1.4437 | -1.4437 | -1.4437 | -1.4437 | -1.4437 | -1.4437 | -1.4437 | -1.4437 | -1.4437 | -1.4437 | -1.4437 | -1.4437 | -1.4437 | -1.4437
| Diversity Factor: 0 | [33 empty] | Solar PV |  | Kirrawee 132_11kV Tx3 | 0 | 0 | 0 | -0.038676 | -0.043978 | -2.8202 | -2.3339 | -1.4312 | -1.6054 | -1.8131 | -1.9894 | -2.1292 | -2.2431 | -2.3484 | -2.271 | -2.3071 | -1.7653 | -2.1144 | -2.1144 | -2.1144 | -2.1144 | -2.1144 | -2.1144 | -2.1144 | -2.1144 | -2.1144 | -2.1144 | -2.1144 | -2.1144 | -2.1144 | -2.1144 | -2.1144
0
Diversity Factor: 0
0
Diversity Factor: 0
0
Diversity Factor: 0
0
Diversity Factor: 0
| Weather Correction and Public Holiday Factors | [8 empty] | Forecast ROG
ROG Justification
| Actual loads for season 13/14 have been weather corrected by the following: | [6 empty] | 1.74% |  | Rog Capped +/-5% | [59 empty] | Rog Capped +/-5%
1 | 2 | 3 | 4 | 5 | 6 | 7 | 8 | 9 | 10 | 14/15 | 15/16 | 16/17 | 17/18 | 18/19 | 19/20 | 20/21 | 21/22 | 22/23 | 23/24 | 24/25 | 25/26 | 26/27 | 27/28 | 28/29 | 29/30 | 30/31 | 31/32 | 32/33 | 33/34 | 34/35 | 35/36 | 36/37 | 37/38 | 38/39
0.95 | 0.9025 | 0.87242 | 0.85789 | 0.85789 | 0.85789 | 0.85789 | 0.85789 | 0.85789 | 0.85789 | -5% | -5% | -3.333% | -1.666% | 0% | 0% | 0% | 0% | 0% | 0% | 0% | 0% | 0% | 0% | 0% | 0% | 0% | 0% | 0% | 0% | 0% | 0% | 0% | 0% | 0%
Substation Load Detail
[7 empty] | Units | 13/14 |  | 14/15 | 15/16 | 16/17 | 17/18 | 18/19 | 19/20 | 20/21 | 21/22 | 22/23 | 23/24 | 24/25 | 25/26 | 26/27 | 27/28 | 28/29 | 29/30 | 30/31 | 31/32 | 32/33 | 33/34 | 34/35 | 35/36 | 36/37 | 37/38 | 38/39
1 | Kirrawee 132_11kV | Compensated |  | Load (LV side) |  |  | Amps | 1553 | 1574 | 1488.711 | 1401.352 | 1345.465 | 1309.516 | 1297.411 | 1300.016 | 1317.021 | 1338.146 | 1356.537 | 1376.992 | 1394.853 | 1418.036 | 1441.524 | 1468.055 | 1496.553 | 1524.826 | 1552.923 | 1581.744 | 1611.3 | 1641.603 | 1672.661 | 1704.487 | 1737.091 | 1770.485 | 1804.68
|  |  |  | Apparent Power |  |  | MVA | 29.5886 |  | 28.3637 | 26.6993 | 25.6346 | 24.9496 | 24.719 | 24.7686 | 25.0926 | 25.4951 | 25.8455 | 26.2352 | 26.5755 | 27.0172 | 27.4647 | 27.9702 | 28.5132 | 29.0518 | 29.5872 | 30.1363 | 30.6994 | 31.2767 | 31.8685 | 32.4748 | 33.096 | 33.7323 | 34.3838
|  |  |  | Real Power |  |  | MW | 26.5423 | 26.9012 | 25.4436 | 23.9505 | 22.9953 | 22.3809 | 22.1741 | 22.2186 | 22.5092 | 22.8703 | 23.1846 | 23.5342 | 23.8394 | 24.2357 | 24.6371 | 25.0905 | 25.5776 | 26.0608 | 26.541 | 27.0336 | 27.5388 | 28.0566 | 28.5875 | 29.1314 | 29.6886 | 30.2594 | 30.8438
|  |  |  | Reactive Power |  |  | MVAr | 13.0764 |  | 12.5351 | 11.7995 | 11.3289 | 11.0262 | 10.9243 | 10.9462 | 11.0894 | 11.2673 | 11.4221 | 11.5944 | 11.7448 | 11.94 | 12.1377 | 12.3611 | 12.6011 | 12.8391 | 13.0757 | 13.3184 | 13.5673 | 13.8224 | 14.0839 | 14.3519 | 14.6264 | 14.9076 | 15.1955
|  |  |  | Capacitors In Service |  |  | MVAr | 0 |  | 0 | 0 | 0 | 0 | 0 | 0 | 0 | 0 | 0 | 0 | 0 | 0 | 0 | 0 | 0 | 0 | 0 | 0 | 0 | 0 | 0 | 0 | 0 | 0 | 0
|  |  |  | PF |  |  |  | 0.89705 |  | 0.89704 | 0.89704 | 0.89704 | 0.89704 | 0.89704 | 0.89704 | 0.89704 | 0.89704 | 0.89704 | 0.89704 | 0.89704 | 0.89704 | 0.89704 | 0.89704 | 0.89704 | 0.89704 | 0.89704 | 0.89704 | 0.89704 | 0.89704 | 0.89704 | 0.89704 | 0.89704 | 0.89704 | 0.89704
0.92648 | Diversity Factor: 0.93 | Uncompensated |  | Reactive Power |  |  | MVAr | 13.0764 | 13.2532 | 12.5351 | 11.7995 | 11.3289 | 11.0262 | 10.9243 | 10.9462 | 11.0894 | 11.2673 | 11.4221 | 11.5944 | 11.7448 | 11.94 | 12.1377 | 12.3611 | 12.6011 | 12.8391 | 13.0757 | 13.3184 | 13.5673 | 13.8224 | 14.0839 | 14.3519 | 14.6264 | 14.9076 | 15.1955
|  |  |  | PF |  |  |  | 0.89705 |  | 0.89704 | 0.89704 | 0.89704 | 0.89704 | 0.89704 | 0.89704 | 0.89704 | 0.89704 | 0.89704 | 0.89704 | 0.89704 | 0.89704 | 0.89704 | 0.89704 | 0.89704 | 0.89704 | 0.89704 | 0.89704 | 0.89704 | 0.89704 | 0.89704 | 0.89704 | 0.89704 | 0.89704 | 0.89704
[10 empty] | 1 | 2 | 3 | 4 | 5 | 6 | 7 | 8 | 9 | 10 | 11 | 12 | 13 | 14 | 15 | 16 | 17 | 18 | 19 | 20 | 21 | 22 | 23 | 24 | 25
Transformer Load Detail
[7 empty] | Units | 13/14 |  | 14/15 | 15/16 | 16/17 | 17/18 | 18/19 | 19/20 | 20/21 | 21/22 | 22/23 | 23/24 | 24/25 | 25/26 | 26/27 | 27/28 | 28/29 | 29/30 | 30/31 | 31/32 | 32/33 | 33/34 | 34/35 | 35/36 | 36/37 | 37/38 | 38/39
| 0 | Compensated |  | Load (LV side) |  |  | Amps
|  |  |  | Apparent Power |  |  | MVA
|  |  |  | Real Power |  |  | MW
|  |  |  | Reactive Power |  |  | MVAr
|  |  |  | Capacitors In Service |  |  | MVAr
PF
| Zone Div: | Uncompensated |  | Reactive Power |  |  | MVAr
PF
| 0 | Compensated |  | Load (LV side) |  |  | Amps
|  |  |  | Apparent Power |  |  | MVA
|  |  |  | Real Power |  |  | MW
|  |  |  | Reactive Power |  |  | MVAr
|  |  |  | Capacitors In Service |  |  | MVAr
PF
| Zone Div: | Uncompensated |  | Reactive Power |  |  | MVAr
PF
| 0 | Compensated |  | Load (LV side) |  |  | Amps
|  |  |  | Apparent Power |  |  | MVA
|  |  |  | Real Power |  |  | MW
|  |  |  | Reactive Power |  |  | MVAr
|  |  |  | Capacitors In Service |  |  | MVAr
PF
| Zone Div: | Uncompensated |  | Reactive Power |  |  | MVAr
PF
| 0 | Compensated |  | Load (LV side) |  |  | Amps
|  |  |  | Apparent Power |  |  | MVA
|  |  |  | Real Power |  |  | MW
|  |  |  | Reactive Power |  |  | MVAr
|  |  |  | Capacitors In Service |  |  | MVAr
PF
| Zone Div: | Uncompensated |  | Reactive Power |  |  | MVAr
PF
| 0 | Compensated |  | Load (LV side) |  |  | Amps
|  |  |  | Apparent Power |  |  | MVA
|  |  |  | Real Power |  |  | MW
|  |  |  | Reactive Power |  |  | MVAr
|  |  |  | Capacitors In Service |  |  | MVAr
PF
| Zone Div: | Uncompensated |  | Reactive Power |  |  | MVAr
PF
| 0 | Compensated |  | Load (LV side) |  |  | Amps
|  |  |  | Apparent Power |  |  | MVA
|  |  |  | Real Power |  |  | MW
|  |  |  | Reactive Power |  |  | MVAr
|  |  |  | Capacitors In Service |  |  | MVAr
PF
| Zone Div: | Uncompensated |  | Reactive Power |  |  | MVAr
PF
| 0 | Compensated |  | Load (LV side) |  |  | Amps
|  |  |  | Apparent Power |  |  | MVA
|  |  |  | Real Power |  |  | MW
|  |  |  | Reactive Power |  |  | MVAr
|  |  |  | Capacitors In Service |  |  | MVAr
PF
| Zone Div: | Uncompensated |  | Reactive Power |  |  | MVAr
PF
| 0 | Compensated |  | Load (LV side) |  |  | Amps
|  |  |  | Apparent Power |  |  | MVA
|  |  |  | Real Power |  |  | MW
|  |  |  | Reactive Power |  |  | MVAr
|  |  |  | Capacitors In Service |  |  | MVAr
PF
| Zone Div: | Uncompensated |  | Reactive Power |  |  | MVAr
PF
| 0 | Compensated |  | Load (LV side) |  |  | Amps
|  |  |  | Apparent Power |  |  | MVA
|  |  |  | Real Power |  |  | MW
|  |  |  | Reactive Power |  |  | MVAr
|  |  |  | Capacitors In Service |  |  | MVAr
PF
| Zone Div: | Uncompensated |  | Reactive Power |  |  | MVAr
PF
| 0 | Compensated |  | Load (LV side) |  |  | Amps
|  |  |  | Apparent Power |  |  | MVA
|  |  |  | Real Power |  |  | MW
|  |  |  | Reactive Power |  |  | MVAr
|  |  |  | Capacitors In Service |  |  | MVAr
PF
| Zone Div: | Uncompensated |  | Reactive Power |  |  | MVAr
PF

## Kurnell 33_11kV
| Kurnell 33_11kV | [16 empty] | 2015 | SUMMER
[6 empty] | Zone decommissioned |  | 2014-10-31
| Substation Total Loads | [33 empty] | Spots & Transfers Detail
| Historical Loads | (11kV Amps) | [7 empty] | Weather Corrected Forecast Loads |  |  |  | (11kV Amps) | [20 empty] | Spots & Transfers Summary | (11kV Amps) |  | Historical Spots & Transfers | [6 empty] | Forecast Spots & Transfers
|  | 07/08 | 08/09 | 09/10 | 10/11 | 11/12 | 12/13 | 13/14 |  | 14/15 | 15/16 | 16/17 | 17/18 | 18/19 | 19/20 | 20/21 | 21/22 | 22/23 | 23/24 | 24/25 | 25/26 | 26/27 | 27/28 | 28/29 | 29/30 | 30/31 | 31/32 | 32/33 | 33/34 | 34/35 | 35/36 | 36/37 | 37/38 | 38/39 |  |  |  | 07/08 | 08/09 | 09/10 | 10/11 | 11/12 | 12/13 | 13/14 | 14/15 | 15/16 | 16/17 | 17/18 | 18/19 | 19/20 | 20/21 | 21/22 | 22/23 | 23/24 | 24/25 | 25/26 | 26/27 | 27/28 | 28/29 | 29/30 | 30/31 | 31/32 | 32/33 | 33/34 | 34/35 | 35/36 | 36/37 | 37/38 | 38/39
| Total | 1394 | 1325 | 1384 | 1348 | 1063 | 904 | 848 |  | 0 | 0 | 0 | 0 | 0 | 0 | 0 | 0 | 0 | 0 | 0 | 0 | 0 | 0 | 0 | 0 | 0 | 0 | 0 | 0 | 0 | 0 | 0 | 0 | 0 |  |  | Total | 87.3 | 72 | -72 | -2.0045 | -2.0302 | -1.8187 | -0.43826 | -868.3 | 0 | 0 | 0 | 0 | 0 | 0 | 0 | 0 | 0 | 0 | 0 | 0 | 0 | 0 | 0 | 0 | 0 | 0 | 0 | 0 | 0 | 0 | 0 | 0
| Firm Rating | 0 | 0 | 0 | 0 | 0 | 0 | 1870 |  | 0 | 0 | 0 | 0 | 0 | 0 | 0 | 0 | 0 | 0 | 0 | 0 | 0 | 0 | 0 | 0 | 0 | 0 | 0 | 0 | 0 | 0 | 0 | 0 | 0
| Total Capacity | 0 | 0 | 0 | 0 | 0 | 0 | 3407 |  | 0 | 0 | 0 | 0 | 0 | 0 | 0 | 0 | 0 | 0 | 0 | 0 | 0 | 0 | 0 | 0 | 0 | 0 | 0 | 0 | 0 | 0 | 0 | 0 | 0 |  |  | Kurnell 33_11kV Tx1 | 87.3 | 72 | -72 | -0.59978 | -0.60747 | -0.54418 | -0.13114 | -259.8139 | 0 | 0 | 0 | 0 | 0 | 0 | 0 | 0 | 0 | 0 | 0 | 0 | 0 | 0 | 0 | 0 | 0 | 0 | 0 | 0 | 0 | 0 | 0 | 0
|  | -7 | -6 | -5 | -4 | -3 | -2 | -1 |  | 0 | 1 | 2 | 3 | 4 | 5 | 6 | 7 | 8 | 9 | 10 | 11 | 12 | 13 | 14 | 15 | 16 | 17 | 18 | 19 | 20 | 21 | 22 | 23 | 24 |  |  | Kurnell 33_11kV Tx4 | 0 | 0 | 0 | -0.71349 | -0.72264 | -0.64735 | -0.156 | -309.0723 | 0 | 0 | 0 | 0 | 0 | 0 | 0 | 0 | 0 | 0 | 0 | 0 | 0 | 0 | 0 | 0 | 0 | 0 | 0 | 0 | 0 | 0 | 0 | 0
| Transformer Loads | [35 empty] | Kurnell 33_11kV Tx5 | 0 | 0 | 0 | -0.69119 | -0.70006 | -0.62712 | -0.15112 | -299.4138 | 0 | 0 | 0 | 0 | 0 | 0 | 0 | 0 | 0 | 0 | 0 | 0 | 0 | 0 | 0 | 0 | 0 | 0 | 0 | 0 | 0 | 0 | 0 | 0
| Historical Loads | (11kV Amps) | [7 empty] | Weather Corrected Forecast Loads |  |  |  | (11kV Amps) | [23 empty] | 0 | 0 | 0 | 0 | 0 | 0 | 0 | 0 | 0 | 0 | 0 | 0 | 0 | 0 | 0 | 0 | 0 | 0 | 0 | 0 | 0 | 0 | 0 | 0 | 0 | 0 | 0 | 0 | 0 | 0 | 0 | 0
|  | 07/08 | 08/09 | 09/10 | 10/11 | 11/12 | 12/13 | 13/14 |  | 14/15 | 15/16 | 16/17 | 17/18 | 18/19 | 19/20 | 20/21 | 21/22 | 22/23 | 23/24 | 24/25 | 25/26 | 26/27 | 27/28 | 28/29 | 29/30 | 30/31 | 31/32 | 32/33 | 33/34 | 34/35 | 35/36 | 36/37 | 37/38 | 38/39 |  |  |  | 0 | 0 | 0 | 0 | 0 | 0 | 0 | 0 | 0 | 0 | 0 | 0 | 0 | 0 | 0 | 0 | 0 | 0 | 0 | 0 | 0 | 0 | 0 | 0 | 0 | 0 | 0 | 0 | 0 | 0 | 0 | 0
| 0 | [36 empty] | 0 | 0 | 0 | 0 | 0 | 0 | 0 | 0 | 0 | 0 | 0 | 0 | 0 | 0 | 0 | 0 | 0 | 0 | 0 | 0 | 0 | 0 | 0 | 0 | 0 | 0 | 0 | 0 | 0 | 0 | 0 | 0
| Diversity Factor: 0 | [36 empty] | 0 | 0 | 0 | 0 | 0 | 0 | 0 | 0 | 0 | 0 | 0 | 0 | 0 | 0 | 0 | 0 | 0 | 0 | 0 | 0 | 0 | 0 | 0 | 0 | 0 | 0 | 0 | 0 | 0 | 0 | 0 | 0
[38 empty] | 0 | 0 | 0 | 0 | 0 | 0 | 0 | 0 | 0 | 0 | 0 | 0 | 0 | 0 | 0 | 0 | 0 | 0 | 0 | 0 | 0 | 0 | 0 | 0 | 0 | 0 | 0 | 0 | 0 | 0 | 0 | 0
[38 empty] | 0 | 0 | 0 | 0 | 0 | 0 | 0 | 0 | 0 | 0 | 0 | 0 | 0 | 0 | 0 | 0 | 0 | 0 | 0 | 0 | 0 | 0 | 0 | 0 | 0 | 0 | 0 | 0 | 0 | 0 | 0 | 0
| 0 | [36 empty] | 0 | 0 | 0 | 0 | 0 | 0 | 0 | 0 | 0 | 0 | 0 | 0 | 0 | 0 | 0 | 0 | 0 | 0 | 0 | 0 | 0 | 0 | 0 | 0 | 0 | 0 | 0 | 0 | 0 | 0 | 0 | 0
Diversity Factor: 0
[38 empty] | Historical Spots & Transfers | [6 empty] | Forecast Spots & Transfers
[35 empty] | Project Name | From | To | 07/08 | 08/09 | 09/10 | 10/11 | 11/12 | 12/13 | 13/14 | 14/15 | 15/16 | 16/17 | 17/18 | 18/19 | 19/20 | 20/21 | 21/22 | 22/23 | 23/24 | 24/25 | 25/26 | 26/27 | 27/28 | 28/29 | 29/30 | 30/31 | 31/32 | 32/33 | 33/34 | 34/35 | 35/36 | 36/37 | 37/38 | 38/39
| 0 | [33 empty] | Decommission: Commissioning Transfers | Kurnell 33_11kV Tx1 | Kurnell South 132_11kV Tx11 | 0 | 0 | 0 | 0 | 0 | 0 | 0 | 129.907 | 0 | 0 | 0 | 0 | 0 | 0 | 0 | 0 | 0 | 0 | 0 | 0 | 0 | 0 | 0 | 0 | 0 | 0 | 0 | 0 | 0 | 0 | 0 | 0
| Diversity Factor: 0 | [33 empty] | Decommission: Commissioning Transfers | Kurnell 33_11kV Tx1 | Kurnell South 132_11kV Tx12 | 0 | 0 | 0 | 0 | 0 | 0 | 0 | 129.907 | 0 | 0 | 0 | 0 | 0 | 0 | 0 | 0 | 0 | 0 | 0 | 0 | 0 | 0 | 0 | 0 | 0 | 0 | 0 | 0 | 0 | 0 | 0 | 0
[35 empty] | Decommission: Commissioning Transfers | Kurnell 33_11kV Tx4 | Kurnell South 132_11kV Tx11 | 0 | 0 | 0 | 0 | 0 | 0 | 0 | 154.5362 | 0 | 0 | 0 | 0 | 0 | 0 | 0 | 0 | 0 | 0 | 0 | 0 | 0 | 0 | 0 | 0 | 0 | 0 | 0 | 0 | 0 | 0 | 0 | 0
[35 empty] | Decommission: Commissioning Transfers | Kurnell 33_11kV Tx4 | Kurnell South 132_11kV Tx12 | 0 | 0 | 0 | 0 | 0 | 0 | 0 | 154.5362 | 0 | 0 | 0 | 0 | 0 | 0 | 0 | 0 | 0 | 0 | 0 | 0 | 0 | 0 | 0 | 0 | 0 | 0 | 0 | 0 | 0 | 0 | 0 | 0
| 0 | [33 empty] | Decommission: Commissioning Transfers | Kurnell 33_11kV Tx5 | Kurnell South 132_11kV Tx11 | 0 | 0 | 0 | 0 | 0 | 0 | 0 | 149.7069 | 0 | 0 | 0 | 0 | 0 | 0 | 0 | 0 | 0 | 0 | 0 | 0 | 0 | 0 | 0 | 0 | 0 | 0 | 0 | 0 | 0 | 0 | 0 | 0
| Diversity Factor: 0 | [33 empty] | Decommission: Commissioning Transfers | Kurnell 33_11kV Tx5 | Kurnell South 132_11kV Tx12 | 0 | 0 | 0 | 0 | 0 | 0 | 0 | 149.7069 | 0 | 0 | 0 | 0 | 0 | 0 | 0 | 0 | 0 | 0 | 0 | 0 | 0 | 0 | 0 | 0 | 0 | 0 | 0 | 0 | 0 | 0 | 0 | 0
[35 empty] | HVCON_ID: 2006138. Est HVC S.9527 Sir Joseph Desal Temp - Investigation of supply to Kurnell Desalination Plant |  | Kurnell 33_11kV Tx1 | 46.8 | 0 | 0 | 0 | 0 | 0 | 0 | 0 | 0 | 0 | 0 | 0 | 0 | 0 | 0 | 0 | 0 | 0 | 0 | 0 | 0 | 0 | 0 | 0 | 0 | 0 | 0 | 0 | 0 | 0 | 0 | 0
[35 empty] | HVCON_ID: 2006351. Load increase at S.9492 Continental Carbon, Sir Joseph Banks Drive, Kurnell |  | Kurnell 33_11kV Tx1 | 40.5 | 0 | 0 | 0 | 0 | 0 | 0 | 0 | 0 | 0 | 0 | 0 | 0 | 0 | 0 | 0 | 0 | 0 | 0 | 0 | 0 | 0 | 0 | 0 | 0 | 0 | 0 | 0 | 0 | 0 | 0 | 0
| 0 | [33 empty] | HVCON_ID: 2008060. Establishment of S.9060 Prince Dampier, Silver Beach, Kurnell nr Prince & Dampier Sts - temp supply for tunnel boring - Kurnell Desalination Plant |  | Kurnell 33_11kV Tx1 | 0 | 72 | 0 | 0 | 0 | 0 | 0 | 0 | 0 | 0 | 0 | 0 | 0 | 0 | 0 | 0 | 0 | 0 | 0 | 0 | 0 | 0 | 0 | 0 | 0 | 0 | 0 | 0 | 0 | 0 | 0 | 0
| Diversity Factor: 0 | [33 empty] | HVCON_ID: 2009300. Recovery of S.9060 Prince Dampier (Kurnell), Silver Beach Kurnell near Prince & Dampier Streets |  | Kurnell 33_11kV Tx1 | 0 | 0 | -72 | 0 | 0 | 0 | 0 | 0 | 0 | 0 | 0 | 0 | 0 | 0 | 0 | 0 | 0 | 0 | 0 | 0 | 0 | 0 | 0 | 0 | 0 | 0 | 0 | 0 | 0 | 0 | 0 | 0
[35 empty] | Econometric |  | Kurnell 33_11kV Tx1 | 0 | 0 | 0 | 0 | 0 | 0 | 0 | 0 | 0 | 0 | 0 | 0 | 0 | 0 | 0 | 0 | 0 | 0 | 0 | 0 | 0 | 0 | 0 | 0 | 0 | 0 | 0 | 0 | 0 | 0 | 0 | 0
[35 empty] | Econometric |  | Kurnell 33_11kV Tx4 | 0 | 0 | 0 | 0 | 0 | 0 | 0 | 0 | 0 | 0 | 0 | 0 | 0 | 0 | 0 | 0 | 0 | 0 | 0 | 0 | 0 | 0 | 0 | 0 | 0 | 0 | 0 | 0 | 0 | 0 | 0 | 0
| 0 | [33 empty] | Econometric |  | Kurnell 33_11kV Tx5 | 0 | 0 | 0 | 0 | 0 | 0 | 0 | 0 | 0 | 0 | 0 | 0 | 0 | 0 | 0 | 0 | 0 | 0 | 0 | 0 | 0 | 0 | 0 | 0 | 0 | 0 | 0 | 0 | 0 | 0 | 0 | 0
| Diversity Factor: 0 | [33 empty] | Energy Efficiency |  | Kurnell 33_11kV Tx1 | 0 | 0 | 0 | 0 | 0 | 0 | 0 | 0 | 0 | 0 | 0 | 0 | 0 | 0 | 0 | 0 | 0 | 0 | 0 | 0 | 0 | 0 | 0 | 0 | 0 | 0 | 0 | 0 | 0 | 0 | 0 | 0
[35 empty] | Energy Efficiency |  | Kurnell 33_11kV Tx4 | 0 | 0 | 0 | 0 | 0 | 0 | 0 | 0 | 0 | 0 | 0 | 0 | 0 | 0 | 0 | 0 | 0 | 0 | 0 | 0 | 0 | 0 | 0 | 0 | 0 | 0 | 0 | 0 | 0 | 0 | 0 | 0
[35 empty] | Energy Efficiency |  | Kurnell 33_11kV Tx5 | 0 | 0 | 0 | 0 | 0 | 0 | 0 | 0 | 0 | 0 | 0 | 0 | 0 | 0 | 0 | 0 | 0 | 0 | 0 | 0 | 0 | 0 | 0 | 0 | 0 | 0 | 0 | 0 | 0 | 0 | 0 | 0
| 0 | [33 empty] | Solar PV |  | Kurnell 33_11kV Tx1 | 0 | 0 | 0 | -0.59978 | -0.60747 | -0.54418 | -0.13114 | 0 | 0 | 0 | 0 | 0 | 0 | 0 | 0 | 0 | 0 | 0 | 0 | 0 | 0 | 0 | 0 | 0 | 0 | 0 | 0 | 0 | 0 | 0 | 0 | 0
| Diversity Factor: 0 | [33 empty] | Solar PV |  | Kurnell 33_11kV Tx4 | 0 | 0 | 0 | -0.71349 | -0.72264 | -0.64735 | -0.156 | 0 | 0 | 0 | 0 | 0 | 0 | 0 | 0 | 0 | 0 | 0 | 0 | 0 | 0 | 0 | 0 | 0 | 0 | 0 | 0 | 0 | 0 | 0 | 0 | 0
[35 empty] | Solar PV |  | Kurnell 33_11kV Tx5 | 0 | 0 | 0 | -0.69119 | -0.70006 | -0.62712 | -0.15112 | 0 | 0 | 0 | 0 | 0 | 0 | 0 | 0 | 0 | 0 | 0 | 0 | 0 | 0 | 0 | 0 | 0 | 0 | 0 | 0 | 0 | 0 | 0 | 0 | 0
0
Diversity Factor: 0
0
Diversity Factor: 0
0
Diversity Factor: 0
| Weather Correction and Public Holiday Factors | [8 empty] | Forecast ROG
ROG Justification
| Actual loads for season 13/14 have been weather corrected by the following: | [6 empty] | 0% |  | Rog Capped +/-5% | [59 empty] | Rog Capped +/-5%
1 | 2 | 3 | 4 | 5 | 6 | 7 | 8 | 9 | 10 | 14/15 | 15/16 | 16/17 | 17/18 | 18/19 | 19/20 | 20/21 | 21/22 | 22/23 | 23/24 | 24/25 | 25/26 | 26/27 | 27/28 | 28/29 | 29/30 | 30/31 | 31/32 | 32/33 | 33/34 | 34/35 | 35/36 | 36/37 | 37/38 | 38/39
0.95 | 0.9025 | 0.87242 | 0.85789 | 0.85789 | 0.85789 | 0.85789 | 0.85789 | 0.85789 | 0.85789 | -5% | -5% | -3.333% | -1.666% | 0% | 0% | 0% | 0% | 0% | 0% | 0% | 0% | 0% | 0% | 0% | 0% | 0% | 0% | 0% | 0% | 0% | 0% | 0% | 0% | 0%
Substation Load Detail
[7 empty] | Units | 13/14 |  | 14/15 | 15/16 | 16/17 | 17/18 | 18/19 | 19/20 | 20/21 | 21/22 | 22/23 | 23/24 | 24/25 | 25/26 | 26/27 | 27/28 | 28/29 | 29/30 | 30/31 | 31/32 | 32/33 | 33/34 | 34/35 | 35/36 | 36/37 | 37/38 | 38/39
1 | Kurnell 33_11kV | Compensated |  | Load (LV side) |  |  | Amps | 848 | 914 | 0 | 0 | 0 | 0 | 0 | 0 | 0 | 0 | 0 | 0 | 0 | 0 | 0 | 0 | 0 | 0 | 0 | 0 | 0 | 0 | 0 | 0 | 0 | 0 | 0
|  |  |  | Apparent Power |  |  | MVA | 16.1566 |  | 0 | 0 | 0 | 0 | 0 | 0 | 0 | 0 | 0 | 0 | 0 | 0 | 0 | 0 | 0 | 0 | 0 | 0 | 0 | 0 | 0 | 0 | 0 | 0 | 0
|  |  |  | Real Power |  |  | MW | 15.9151 | 17.1538 | 0 | 0 | 0 | 0 | 0 | 0 | 0 | 0 | 0 | 0 | 0 | 0 | 0 | 0 | 0 | 0 | 0 | 0 | 0 | 0 | 0 | 0 | 0 | 0 | 0
|  |  |  | Reactive Power |  |  | MVAr | 2.7829 |  | 0 | 0 | 0 | 0 | 0 | 0 | 0 | 0 | 0 | 0 | 0 | 0 | 0 | 0 | 0 | 0 | 0 | 0 | 0 | 0 | 0 | 0 | 0 | 0 | 0
|  |  |  | Capacitors In Service |  |  | MVAr | 0 |  | 0 | 0 | 0 | 0 | 0 | 0 | 0 | 0 | 0 | 0 | 0 | 0 | 0 | 0 | 0 | 0 | 0 | 0 | 0 | 0 | 0 | 0 | 0 | 0 | 0
|  |  |  | PF |  |  |  | 0.98505 |  | 0 | 0 | 0 | 0 | 0 | 0 | 0 | 0 | 0 | 0 | 0 | 0 | 0 | 0 | 0 | 0 | 0 | 0 | 0 | 0 | 0 | 0 | 0 | 0 | 0
0.89106 | Diversity Factor: 0.89 | Uncompensated |  | Reactive Power |  |  | MVAr | 2.7829 | 2.9995 | 0 | 0 | 0 | 0 | 0 | 0 | 0 | 0 | 0 | 0 | 0 | 0 | 0 | 0 | 0 | 0 | 0 | 0 | 0 | 0 | 0 | 0 | 0 | 0 | 0
|  |  |  | PF |  |  |  | 0.98505 |  | 0 | 0 | 0 | 0 | 0 | 0 | 0 | 0 | 0 | 0 | 0 | 0 | 0 | 0 | 0 | 0 | 0 | 0 | 0 | 0 | 0 | 0 | 0 | 0 | 0
[10 empty] | 1 | 2 | 3 | 4 | 5 | 6 | 7 | 8 | 9 | 10 | 11 | 12 | 13 | 14 | 15 | 16 | 17 | 18 | 19 | 20 | 21 | 22 | 23 | 24 | 25
Transformer Load Detail
[7 empty] | Units | 13/14 |  | 14/15 | 15/16 | 16/17 | 17/18 | 18/19 | 19/20 | 20/21 | 21/22 | 22/23 | 23/24 | 24/25 | 25/26 | 26/27 | 27/28 | 28/29 | 29/30 | 30/31 | 31/32 | 32/33 | 33/34 | 34/35 | 35/36 | 36/37 | 37/38 | 38/39
| 0 | Compensated |  | Load (LV side) |  |  | Amps
|  |  |  | Apparent Power |  |  | MVA
|  |  |  | Real Power |  |  | MW
|  |  |  | Reactive Power |  |  | MVAr
|  |  |  | Capacitors In Service |  |  | MVAr
PF
| Zone Div: | Uncompensated |  | Reactive Power |  |  | MVAr
PF
| 0 | Compensated |  | Load (LV side) |  |  | Amps
|  |  |  | Apparent Power |  |  | MVA
|  |  |  | Real Power |  |  | MW
|  |  |  | Reactive Power |  |  | MVAr
|  |  |  | Capacitors In Service |  |  | MVAr
PF
| Zone Div: | Uncompensated |  | Reactive Power |  |  | MVAr
PF
| 0 | Compensated |  | Load (LV side) |  |  | Amps
|  |  |  | Apparent Power |  |  | MVA
|  |  |  | Real Power |  |  | MW
|  |  |  | Reactive Power |  |  | MVAr
|  |  |  | Capacitors In Service |  |  | MVAr
PF
| Zone Div: | Uncompensated |  | Reactive Power |  |  | MVAr
PF
| 0 | Compensated |  | Load (LV side) |  |  | Amps
|  |  |  | Apparent Power |  |  | MVA
|  |  |  | Real Power |  |  | MW
|  |  |  | Reactive Power |  |  | MVAr
|  |  |  | Capacitors In Service |  |  | MVAr
PF
| Zone Div: | Uncompensated |  | Reactive Power |  |  | MVAr
PF
| 0 | Compensated |  | Load (LV side) |  |  | Amps
|  |  |  | Apparent Power |  |  | MVA
|  |  |  | Real Power |  |  | MW
|  |  |  | Reactive Power |  |  | MVAr
|  |  |  | Capacitors In Service |  |  | MVAr
PF
| Zone Div: | Uncompensated |  | Reactive Power |  |  | MVAr
PF
| 0 | Compensated |  | Load (LV side) |  |  | Amps
|  |  |  | Apparent Power |  |  | MVA
|  |  |  | Real Power |  |  | MW
|  |  |  | Reactive Power |  |  | MVAr
|  |  |  | Capacitors In Service |  |  | MVAr
PF
| Zone Div: | Uncompensated |  | Reactive Power |  |  | MVAr
PF
| 0 | Compensated |  | Load (LV side) |  |  | Amps
|  |  |  | Apparent Power |  |  | MVA
|  |  |  | Real Power |  |  | MW
|  |  |  | Reactive Power |  |  | MVAr
|  |  |  | Capacitors In Service |  |  | MVAr
PF
| Zone Div: | Uncompensated |  | Reactive Power |  |  | MVAr
PF
| 0 | Compensated |  | Load (LV side) |  |  | Amps
|  |  |  | Apparent Power |  |  | MVA
|  |  |  | Real Power |  |  | MW
|  |  |  | Reactive Power |  |  | MVAr
|  |  |  | Capacitors In Service |  |  | MVAr
PF
| Zone Div: | Uncompensated |  | Reactive Power |  |  | MVAr
PF
| 0 | Compensated |  | Load (LV side) |  |  | Amps
|  |  |  | Apparent Power |  |  | MVA
|  |  |  | Real Power |  |  | MW
|  |  |  | Reactive Power |  |  | MVAr
|  |  |  | Capacitors In Service |  |  | MVAr
PF
| Zone Div: | Uncompensated |  | Reactive Power |  |  | MVAr
PF
| 0 | Compensated |  | Load (LV side) |  |  | Amps
|  |  |  | Apparent Power |  |  | MVA
|  |  |  | Real Power |  |  | MW
|  |  |  | Reactive Power |  |  | MVAr
|  |  |  | Capacitors In Service |  |  | MVAr
PF
| Zone Div: | Uncompensated |  | Reactive Power |  |  | MVAr
PF

## Kurnell 33_6.3kV
| Kurnell 33_6.3kV | [16 empty] | 2015 | SUMMER
[6 empty] | Zone decommissioned |  | 2014-10-31
| Substation Total Loads | [33 empty] | Spots & Transfers Detail
| Historical Loads | (6kV Amps) | [7 empty] | Weather Corrected Forecast Loads |  |  |  | (6kV Amps) | [20 empty] | Spots & Transfers Summary | (6kV Amps) |  | Historical Spots & Transfers | [6 empty] | Forecast Spots & Transfers
|  | 07/08 | 08/09 | 09/10 | 10/11 | 11/12 | 12/13 | 13/14 |  | 14/15 | 15/16 | 16/17 | 17/18 | 18/19 | 19/20 | 20/21 | 21/22 | 22/23 | 23/24 | 24/25 | 25/26 | 26/27 | 27/28 | 28/29 | 29/30 | 30/31 | 31/32 | 32/33 | 33/34 | 34/35 | 35/36 | 36/37 | 37/38 | 38/39 |  |  |  | 07/08 | 08/09 | 09/10 | 10/11 | 11/12 | 12/13 | 13/14 | 14/15 | 15/16 | 16/17 | 17/18 | 18/19 | 19/20 | 20/21 | 21/22 | 22/23 | 23/24 | 24/25 | 25/26 | 26/27 | 27/28 | 28/29 | 29/30 | 30/31 | 31/32 | 32/33 | 33/34 | 34/35 | 35/36 | 36/37 | 37/38 | 38/39
| Total | 867 | 824 | 856 | 757 | 901 | 879 | 656 |  | 0 | 0 | 0 | 0 | 0 | 0 | 0 | 0 | 0 | 0 | 0 | 0 | 0 | 0 | 0 | 0 | 0 | 0 | 0 | 0 | 0 | 0 | 0 | 0 | 0 |  |  | Total | 0 | 0 | 0 | 0 | 0 | 0 | 0 | -766 | 0 | 0 | 0 | 0 | 0 | 0 | 0 | 0 | 0 | 0 | 0 | 0 | 0 | 0 | 0 | 0 | 0 | 0 | 0 | 0 | 0 | 0 | 0 | 0
| Firm Rating | 0 | 0 | 0 | 0 | 0 | 0 | 813 |  | 0 | 0 | 0 | 0 | 0 | 0 | 0 | 0 | 0 | 0 | 0 | 0 | 0 | 0 | 0 | 0 | 0 | 0 | 0 | 0 | 0 | 0 | 0 | 0 | 0
| Total Capacity | 0 | 0 | 0 | 0 | 0 | 0 | 1342 |  | 0 | 0 | 0 | 0 | 0 | 0 | 0 | 0 | 0 | 0 | 0 | 0 | 0 | 0 | 0 | 0 | 0 | 0 | 0 | 0 | 0 | 0 | 0 | 0 | 0 |  |  | Kurnell 33_6.3kV Tx2 | 0 | 0 | 0 | 0 | 0 | 0 | 0 | -368.2692 | 0 | 0 | 0 | 0 | 0 | 0 | 0 | 0 | 0 | 0 | 0 | 0 | 0 | 0 | 0 | 0 | 0 | 0 | 0 | 0 | 0 | 0 | 0 | 0
|  | -7 | -6 | -5 | -4 | -3 | -2 | -1 |  | 0 | 1 | 2 | 3 | 4 | 5 | 6 | 7 | 8 | 9 | 10 | 11 | 12 | 13 | 14 | 15 | 16 | 17 | 18 | 19 | 20 | 21 | 22 | 23 | 24 |  |  | Kurnell 33_6.3kV Tx3 | 0 | 0 | 0 | 0 | 0 | 0 | 0 | -397.7308 | 0 | 0 | 0 | 0 | 0 | 0 | 0 | 0 | 0 | 0 | 0 | 0 | 0 | 0 | 0 | 0 | 0 | 0 | 0 | 0 | 0 | 0 | 0 | 0
| Transformer Loads | [36 empty] | 0 | 0 | 0 | 0 | 0 | 0 | 0 | 0 | 0 | 0 | 0 | 0 | 0 | 0 | 0 | 0 | 0 | 0 | 0 | 0 | 0 | 0 | 0 | 0 | 0 | 0 | 0 | 0 | 0 | 0 | 0 | 0
| Historical Loads | (6kV Amps) | [7 empty] | Weather Corrected Forecast Loads |  |  |  | (6kV Amps) | [23 empty] | 0 | 0 | 0 | 0 | 0 | 0 | 0 | 0 | 0 | 0 | 0 | 0 | 0 | 0 | 0 | 0 | 0 | 0 | 0 | 0 | 0 | 0 | 0 | 0 | 0 | 0 | 0 | 0 | 0 | 0 | 0 | 0
|  | 07/08 | 08/09 | 09/10 | 10/11 | 11/12 | 12/13 | 13/14 |  | 14/15 | 15/16 | 16/17 | 17/18 | 18/19 | 19/20 | 20/21 | 21/22 | 22/23 | 23/24 | 24/25 | 25/26 | 26/27 | 27/28 | 28/29 | 29/30 | 30/31 | 31/32 | 32/33 | 33/34 | 34/35 | 35/36 | 36/37 | 37/38 | 38/39 |  |  |  | 0 | 0 | 0 | 0 | 0 | 0 | 0 | 0 | 0 | 0 | 0 | 0 | 0 | 0 | 0 | 0 | 0 | 0 | 0 | 0 | 0 | 0 | 0 | 0 | 0 | 0 | 0 | 0 | 0 | 0 | 0 | 0
| 0 | [36 empty] | 0 | 0 | 0 | 0 | 0 | 0 | 0 | 0 | 0 | 0 | 0 | 0 | 0 | 0 | 0 | 0 | 0 | 0 | 0 | 0 | 0 | 0 | 0 | 0 | 0 | 0 | 0 | 0 | 0 | 0 | 0 | 0
| Diversity Factor: 0 | [36 empty] | 0 | 0 | 0 | 0 | 0 | 0 | 0 | 0 | 0 | 0 | 0 | 0 | 0 | 0 | 0 | 0 | 0 | 0 | 0 | 0 | 0 | 0 | 0 | 0 | 0 | 0 | 0 | 0 | 0 | 0 | 0 | 0
[38 empty] | 0 | 0 | 0 | 0 | 0 | 0 | 0 | 0 | 0 | 0 | 0 | 0 | 0 | 0 | 0 | 0 | 0 | 0 | 0 | 0 | 0 | 0 | 0 | 0 | 0 | 0 | 0 | 0 | 0 | 0 | 0 | 0
[38 empty] | 0 | 0 | 0 | 0 | 0 | 0 | 0 | 0 | 0 | 0 | 0 | 0 | 0 | 0 | 0 | 0 | 0 | 0 | 0 | 0 | 0 | 0 | 0 | 0 | 0 | 0 | 0 | 0 | 0 | 0 | 0 | 0
| 0 | [36 empty] | 0 | 0 | 0 | 0 | 0 | 0 | 0 | 0 | 0 | 0 | 0 | 0 | 0 | 0 | 0 | 0 | 0 | 0 | 0 | 0 | 0 | 0 | 0 | 0 | 0 | 0 | 0 | 0 | 0 | 0 | 0 | 0
Diversity Factor: 0
[38 empty] | Historical Spots & Transfers | [6 empty] | Forecast Spots & Transfers
[35 empty] | Project Name | From | To | 07/08 | 08/09 | 09/10 | 10/11 | 11/12 | 12/13 | 13/14 | 14/15 | 15/16 | 16/17 | 17/18 | 18/19 | 19/20 | 20/21 | 21/22 | 22/23 | 23/24 | 24/25 | 25/26 | 26/27 | 27/28 | 28/29 | 29/30 | 30/31 | 31/32 | 32/33 | 33/34 | 34/35 | 35/36 | 36/37 | 37/38 | 38/39
| 0 | [33 empty] | Decommission: Commissioning Transfers | Kurnell 33_6.3kV Tx2 | Kurnell South 132_11kV Tx11 | 0 | 0 | 0 | 0 | 0 | 0 | 0 | 184.1346 | 0 | 0 | 0 | 0 | 0 | 0 | 0 | 0 | 0 | 0 | 0 | 0 | 0 | 0 | 0 | 0 | 0 | 0 | 0 | 0 | 0 | 0 | 0 | 0
| Diversity Factor: 0 | [33 empty] | Decommission: Commissioning Transfers | Kurnell 33_6.3kV Tx2 | Kurnell South 132_11kV Tx12 | 0 | 0 | 0 | 0 | 0 | 0 | 0 | 184.1346 | 0 | 0 | 0 | 0 | 0 | 0 | 0 | 0 | 0 | 0 | 0 | 0 | 0 | 0 | 0 | 0 | 0 | 0 | 0 | 0 | 0 | 0 | 0 | 0
[35 empty] | Decommission: Commissioning Transfers | Kurnell 33_6.3kV Tx3 | Kurnell South 132_11kV Tx11 | 0 | 0 | 0 | 0 | 0 | 0 | 0 | 198.8654 | 0 | 0 | 0 | 0 | 0 | 0 | 0 | 0 | 0 | 0 | 0 | 0 | 0 | 0 | 0 | 0 | 0 | 0 | 0 | 0 | 0 | 0 | 0 | 0
[35 empty] | Decommission: Commissioning Transfers | Kurnell 33_6.3kV Tx3 | Kurnell South 132_11kV Tx12 | 0 | 0 | 0 | 0 | 0 | 0 | 0 | 198.8654 | 0 | 0 | 0 | 0 | 0 | 0 | 0 | 0 | 0 | 0 | 0 | 0 | 0 | 0 | 0 | 0 | 0 | 0 | 0 | 0 | 0 | 0 | 0 | 0
| 0 | [33 empty] | Econometric |  | Kurnell 33_6.3kV Tx2 | 0 | 0 | 0 | 0 | 0 | 0 | 0 | 0 | 0 | 0 | 0 | 0 | 0 | 0 | 0 | 0 | 0 | 0 | 0 | 0 | 0 | 0 | 0 | 0 | 0 | 0 | 0 | 0 | 0 | 0 | 0 | 0
| Diversity Factor: 0 | [33 empty] | Econometric |  | Kurnell 33_6.3kV Tx3 | 0 | 0 | 0 | 0 | 0 | 0 | 0 | 0 | 0 | 0 | 0 | 0 | 0 | 0 | 0 | 0 | 0 | 0 | 0 | 0 | 0 | 0 | 0 | 0 | 0 | 0 | 0 | 0 | 0 | 0 | 0 | 0
[35 empty] | Energy Efficiency |  | Kurnell 33_6.3kV Tx2 | 0 | 0 | 0 | 0 | 0 | 0 | 0 | 0 | 0 | 0 | 0 | 0 | 0 | 0 | 0 | 0 | 0 | 0 | 0 | 0 | 0 | 0 | 0 | 0 | 0 | 0 | 0 | 0 | 0 | 0 | 0 | 0
[35 empty] | Energy Efficiency |  | Kurnell 33_6.3kV Tx3 | 0 | 0 | 0 | 0 | 0 | 0 | 0 | 0 | 0 | 0 | 0 | 0 | 0 | 0 | 0 | 0 | 0 | 0 | 0 | 0 | 0 | 0 | 0 | 0 | 0 | 0 | 0 | 0 | 0 | 0 | 0 | 0
| 0 | [33 empty] | Solar PV |  | Kurnell 33_6.3kV Tx2 | 0 | 0 | 0 | 0 | 0 | 0 | 0 | 0 | 0 | 0 | 0 | 0 | 0 | 0 | 0 | 0 | 0 | 0 | 0 | 0 | 0 | 0 | 0 | 0 | 0 | 0 | 0 | 0 | 0 | 0 | 0 | 0
| Diversity Factor: 0 | [33 empty] | Solar PV |  | Kurnell 33_6.3kV Tx3 | 0 | 0 | 0 | 0 | 0 | 0 | 0 | 0 | 0 | 0 | 0 | 0 | 0 | 0 | 0 | 0 | 0 | 0 | 0 | 0 | 0 | 0 | 0 | 0 | 0 | 0 | 0 | 0 | 0 | 0 | 0 | 0
0
Diversity Factor: 0
0
Diversity Factor: 0
0
Diversity Factor: 0
0
Diversity Factor: 0
0
Diversity Factor: 0
| Weather Correction and Public Holiday Factors | [8 empty] | Forecast ROG
ROG Justification
| Actual loads for season 13/14 have been weather corrected by the following: | [6 empty] | 0% |  | customer substation | [59 empty] | customer substation
1 | 2 | 3 | 4 | 5 | 6 | 7 | 8 | 9 | 10 | 14/15 | 15/16 | 16/17 | 17/18 | 18/19 | 19/20 | 20/21 | 21/22 | 22/23 | 23/24 | 24/25 | 25/26 | 26/27 | 27/28 | 28/29 | 29/30 | 30/31 | 31/32 | 32/33 | 33/34 | 34/35 | 35/36 | 36/37 | 37/38 | 38/39
1 | 1 | 1 | 1 | 1 | 1 | 1 | 1 | 1 | 1 | 0% | 0% | 0% | 0% | 0% | 0% | 0% | 0% | 0% | 0% | 0% | 0% | 0% | 0% | 0% | 0% | 0% | 0% | 0% | 0% | 0% | 0% | 0% | 0% | 0%
Substation Load Detail
[7 empty] | Units | 13/14 |  | 14/15 | 15/16 | 16/17 | 17/18 | 18/19 | 19/20 | 20/21 | 21/22 | 22/23 | 23/24 | 24/25 | 25/26 | 26/27 | 27/28 | 28/29 | 29/30 | 30/31 | 31/32 | 32/33 | 33/34 | 34/35 | 35/36 | 36/37 | 37/38 | 38/39
1 | Kurnell 33_6.3kV | Compensated |  | Load (LV side) |  |  | Amps | 656 | 766 | 0 | 0 | 0 | 0 | 0 | 0 | 0 | 0 | 0 | 0 | 0 | 0 | 0 | 0 | 0 | 0 | 0 | 0 | 0 | 0 | 0 | 0 | 0 | 0 | 0
|  |  |  | Apparent Power |  |  | MVA | 7.1582 |  | 0 | 0 | 0 | 0 | 0 | 0 | 0 | 0 | 0 | 0 | 0 | 0 | 0 | 0 | 0 | 0 | 0 | 0 | 0 | 0 | 0 | 0 | 0 | 0 | 0
|  |  |  | Real Power |  |  | MW | 6.1382 | 7.1674 | 0 | 0 | 0 | 0 | 0 | 0 | 0 | 0 | 0 | 0 | 0 | 0 | 0 | 0 | 0 | 0 | 0 | 0 | 0 | 0 | 0 | 0 | 0 | 0 | 0
|  |  |  | Reactive Power |  |  | MVAr | 3.6828 |  | 0 | 0 | 0 | 0 | 0 | 0 | 0 | 0 | 0 | 0 | 0 | 0 | 0 | 0 | 0 | 0 | 0 | 0 | 0 | 0 | 0 | 0 | 0 | 0 | 0
|  |  |  | Capacitors In Service |  |  | MVAr | 0 |  | 0 | 0 | 0 | 0 | 0 | 0 | 0 | 0 | 0 | 0 | 0 | 0 | 0 | 0 | 0 | 0 | 0 | 0 | 0 | 0 | 0 | 0 | 0 | 0 | 0
|  |  |  | PF |  |  |  | 0.8575 |  | 0 | 0 | 0 | 0 | 0 | 0 | 0 | 0 | 0 | 0 | 0 | 0 | 0 | 0 | 0 | 0 | 0 | 0 | 0 | 0 | 0 | 0 | 0 | 0 | 0
0.84565 | Diversity Factor: 0.85 | Uncompensated |  | Reactive Power |  |  | MVAr | 3.6828 | 4.3003 | 0 | 0 | 0 | 0 | 0 | 0 | 0 | 0 | 0 | 0 | 0 | 0 | 0 | 0 | 0 | 0 | 0 | 0 | 0 | 0 | 0 | 0 | 0 | 0 | 0
|  |  |  | PF |  |  |  | 0.8575 |  | 0 | 0 | 0 | 0 | 0 | 0 | 0 | 0 | 0 | 0 | 0 | 0 | 0 | 0 | 0 | 0 | 0 | 0 | 0 | 0 | 0 | 0 | 0 | 0 | 0
[10 empty] | 1 | 2 | 3 | 4 | 5 | 6 | 7 | 8 | 9 | 10 | 11 | 12 | 13 | 14 | 15 | 16 | 17 | 18 | 19 | 20 | 21 | 22 | 23 | 24 | 25
Transformer Load Detail
[7 empty] | Units | 13/14 |  | 14/15 | 15/16 | 16/17 | 17/18 | 18/19 | 19/20 | 20/21 | 21/22 | 22/23 | 23/24 | 24/25 | 25/26 | 26/27 | 27/28 | 28/29 | 29/30 | 30/31 | 31/32 | 32/33 | 33/34 | 34/35 | 35/36 | 36/37 | 37/38 | 38/39
| 0 | Compensated |  | Load (LV side) |  |  | Amps
|  |  |  | Apparent Power |  |  | MVA
|  |  |  | Real Power |  |  | MW
|  |  |  | Reactive Power |  |  | MVAr
|  |  |  | Capacitors In Service |  |  | MVAr
PF
| Zone Div: | Uncompensated |  | Reactive Power |  |  | MVAr
PF
| 0 | Compensated |  | Load (LV side) |  |  | Amps
|  |  |  | Apparent Power |  |  | MVA
|  |  |  | Real Power |  |  | MW
|  |  |  | Reactive Power |  |  | MVAr
|  |  |  | Capacitors In Service |  |  | MVAr
PF
| Zone Div: | Uncompensated |  | Reactive Power |  |  | MVAr
PF
| 0 | Compensated |  | Load (LV side) |  |  | Amps
|  |  |  | Apparent Power |  |  | MVA
|  |  |  | Real Power |  |  | MW
|  |  |  | Reactive Power |  |  | MVAr
|  |  |  | Capacitors In Service |  |  | MVAr
PF
| Zone Div: | Uncompensated |  | Reactive Power |  |  | MVAr
PF
| 0 | Compensated |  | Load (LV side) |  |  | Amps
|  |  |  | Apparent Power |  |  | MVA
|  |  |  | Real Power |  |  | MW
|  |  |  | Reactive Power |  |  | MVAr
|  |  |  | Capacitors In Service |  |  | MVAr
PF
| Zone Div: | Uncompensated |  | Reactive Power |  |  | MVAr
PF
| 0 | Compensated |  | Load (LV side) |  |  | Amps
|  |  |  | Apparent Power |  |  | MVA
|  |  |  | Real Power |  |  | MW
|  |  |  | Reactive Power |  |  | MVAr
|  |  |  | Capacitors In Service |  |  | MVAr
PF
| Zone Div: | Uncompensated |  | Reactive Power |  |  | MVAr
PF
| 0 | Compensated |  | Load (LV side) |  |  | Amps
|  |  |  | Apparent Power |  |  | MVA
|  |  |  | Real Power |  |  | MW
|  |  |  | Reactive Power |  |  | MVAr
|  |  |  | Capacitors In Service |  |  | MVAr
PF
| Zone Div: | Uncompensated |  | Reactive Power |  |  | MVAr
PF
| 0 | Compensated |  | Load (LV side) |  |  | Amps
|  |  |  | Apparent Power |  |  | MVA
|  |  |  | Real Power |  |  | MW
|  |  |  | Reactive Power |  |  | MVAr
|  |  |  | Capacitors In Service |  |  | MVAr
PF
| Zone Div: | Uncompensated |  | Reactive Power |  |  | MVAr
PF
| 0 | Compensated |  | Load (LV side) |  |  | Amps
|  |  |  | Apparent Power |  |  | MVA
|  |  |  | Real Power |  |  | MW
|  |  |  | Reactive Power |  |  | MVAr
|  |  |  | Capacitors In Service |  |  | MVAr
PF
| Zone Div: | Uncompensated |  | Reactive Power |  |  | MVAr
PF
| 0 | Compensated |  | Load (LV side) |  |  | Amps
|  |  |  | Apparent Power |  |  | MVA
|  |  |  | Real Power |  |  | MW
|  |  |  | Reactive Power |  |  | MVAr
|  |  |  | Capacitors In Service |  |  | MVAr
PF
| Zone Div: | Uncompensated |  | Reactive Power |  |  | MVAr
PF
| 0 | Compensated |  | Load (LV side) |  |  | Amps
|  |  |  | Apparent Power |  |  | MVA
|  |  |  | Real Power |  |  | MW
|  |  |  | Reactive Power |  |  | MVAr
|  |  |  | Capacitors In Service |  |  | MVAr
PF
| Zone Div: | Uncompensated |  | Reactive Power |  |  | MVAr
PF

## Kurnell South 132_11kV
| Kurnell South 132_11kV | [16 empty] | 2015 | SUMMER
[6 empty] | Zone commissioned |  | 2014-10-31
| Substation Total Loads | [33 empty] | Spots & Transfers Detail
| Historical Loads | (11kV Amps) | [7 empty] | Weather Corrected Forecast Loads |  |  |  | (11kV Amps) | [20 empty] | Spots & Transfers Summary | (11kV Amps) |  | Historical Spots & Transfers | [6 empty] | Forecast Spots & Transfers
|  | 07/08 | 08/09 | 09/10 | 10/11 | 11/12 | 12/13 | 13/14 |  | 14/15 | 15/16 | 16/17 | 17/18 | 18/19 | 19/20 | 20/21 | 21/22 | 22/23 | 23/24 | 24/25 | 25/26 | 26/27 | 27/28 | 28/29 | 29/30 | 30/31 | 31/32 | 32/33 | 33/34 | 34/35 | 35/36 | 36/37 | 37/38 | 38/39 |  |  |  | 07/08 | 08/09 | 09/10 | 10/11 | 11/12 | 12/13 | 13/14 | 14/15 | 15/16 | 16/17 | 17/18 | 18/19 | 19/20 | 20/21 | 21/22 | 22/23 | 23/24 | 24/25 | 25/26 | 26/27 | 27/28 | 28/29 | 29/30 | 30/31 | 31/32 | 32/33 | 33/34 | 34/35 | 35/36 | 36/37 | 37/38 | 38/39
| Total | [8 empty] | 1285.514 | 1219.474 | 1177.177 | 1156.119 | 1154.309 | 1152.469 | 1151.921 | 1151.998 | 1151.799 | 1152.192 | 1151.945 | 1152.236 | 1152.532 | 1153.183 | 1154.037 | 1154.849 | 1155.599 | 1156.407 | 1157.275 | 1158.202 | 1159.191 | 1160.24 | 1161.353 | 1162.529 | 1163.769 |  |  | Total | 0 | 0 | 0 | 0 | 0 | 0 | 0 | 1305.0776 | -1.7861 | -1.6683 | -1.456 | -1.8319 | -1.8628 | -0.5548 | 0.077606 | -0.20109 | 0.3978 | -0.25011 | 0.29409 | 0.30027 | 0.65845 | 0.86508 | 0.82183 | 0.75931 | 0.81832 | 0.87816 | 0.93885 | 1.0004 | 1.0628 | 1.1261 | 1.1903 | 1.2553
| Firm Rating | 0 | 0 | 0 | 0 | 0 | 0 | 0 |  | 2000 | 2000 | 2000 | 2000 | 2000 | 2000 | 2000 | 2000 | 2000 | 2000 | 2000 | 2000 | 2000 | 2000 | 2000 | 2000 | 2000 | 2000 | 2000 | 2000 | 2000 | 2000 | 2000 | 2000 | 2000
| Total Capacity | 0 | 0 | 0 | 0 | 0 | 0 | 0 |  | 3999 | 3999 | 3999 | 3999 | 3999 | 3999 | 3999 | 3999 | 3999 | 3999 | 3999 | 3999 | 3999 | 3999 | 3999 | 3999 | 3999 | 3999 | 3999 | 3999 | 3999 | 3999 | 3999 | 3999 | 3999 |  |  | Kurnell South 132_11kV Tx11 | 0 | 0 | 0 | 0 | 0 | 0 | 0 | 652.5388 | -0.89303 | -0.83415 | -0.72799 | -0.91596 | -0.93138 | -0.2774 | 0.038803 | -0.10055 | 0.1989 | -0.12506 | 0.14704 | 0.15014 | 0.32922 | 0.43254 | 0.41092 | 0.37965 | 0.40916 | 0.43908 | 0.46942 | 0.50019 | 0.5314 | 0.56304 | 0.59513 | 0.62767
|  | -7 | -6 | -5 | -4 | -3 | -2 | -1 |  | 0 | 1 | 2 | 3 | 4 | 5 | 6 | 7 | 8 | 9 | 10 | 11 | 12 | 13 | 14 | 15 | 16 | 17 | 18 | 19 | 20 | 21 | 22 | 23 | 24 |  |  | Kurnell South 132_11kV Tx12 | 0 | 0 | 0 | 0 | 0 | 0 | 0 | 652.5388 | -0.89303 | -0.83415 | -0.72799 | -0.91596 | -0.93138 | -0.2774 | 0.038803 | -0.10055 | 0.1989 | -0.12506 | 0.14704 | 0.15014 | 0.32922 | 0.43254 | 0.41092 | 0.37965 | 0.40916 | 0.43908 | 0.46942 | 0.50019 | 0.5314 | 0.56304 | 0.59513 | 0.62767
| Transformer Loads | [36 empty] | 0 | 0 | 0 | 0 | 0 | 0 | 0 | 0 | 0 | 0 | 0 | 0 | 0 | 0 | 0 | 0 | 0 | 0 | 0 | 0 | 0 | 0 | 0 | 0 | 0 | 0 | 0 | 0 | 0 | 0 | 0 | 0
| Historical Loads | (11kV Amps) | [7 empty] | 0: Weather Corrected Forecast Loads; 4: (11kV Amps) |  |  |  | 0 | 0 | 0 | 0 | 0 | 0 | 0 | 0 | 0 | 0 | 0 | 0 | 0 | 0 | 0 | 0 | 0 | 0 | 0 | 0 | 0 | 0 | 0 | 0 | 0 | 0 | 0 | 0 | 0 | 0 | 0 | 0
|  | 07/08 | 08/09 | 09/10 | 10/11 | 11/12 | 12/13 | 13/14 |  | 14/15 | 15/16 | 16/17 | 17/18 | 18/19 | 19/20 | 20/21 | 21/22 | 22/23 | 23/24 | 24/25 | 25/26 | 26/27 | 27/28 | 28/29 | 29/30 | 30/31 | 31/32 | 32/33 | 33/34 | 34/35 | 35/36 | 36/37 | 37/38 | 38/39 |  |  |  | 0 | 0 | 0 | 0 | 0 | 0 | 0 | 0 | 0 | 0 | 0 | 0 | 0 | 0 | 0 | 0 | 0 | 0 | 0 | 0 | 0 | 0 | 0 | 0 | 0 | 0 | 0 | 0 | 0 | 0 | 0 | 0
| 0 | [36 empty] | 0 | 0 | 0 | 0 | 0 | 0 | 0 | 0 | 0 | 0 | 0 | 0 | 0 | 0 | 0 | 0 | 0 | 0 | 0 | 0 | 0 | 0 | 0 | 0 | 0 | 0 | 0 | 0 | 0 | 0 | 0 | 0
| Diversity Factor: 0 | [36 empty] | 0 | 0 | 0 | 0 | 0 | 0 | 0 | 0 | 0 | 0 | 0 | 0 | 0 | 0 | 0 | 0 | 0 | 0 | 0 | 0 | 0 | 0 | 0 | 0 | 0 | 0 | 0 | 0 | 0 | 0 | 0 | 0
[38 empty] | 0 | 0 | 0 | 0 | 0 | 0 | 0 | 0 | 0 | 0 | 0 | 0 | 0 | 0 | 0 | 0 | 0 | 0 | 0 | 0 | 0 | 0 | 0 | 0 | 0 | 0 | 0 | 0 | 0 | 0 | 0 | 0
[38 empty] | 0 | 0 | 0 | 0 | 0 | 0 | 0 | 0 | 0 | 0 | 0 | 0 | 0 | 0 | 0 | 0 | 0 | 0 | 0 | 0 | 0 | 0 | 0 | 0 | 0 | 0 | 0 | 0 | 0 | 0 | 0 | 0
| 0 | [36 empty] | 0 | 0 | 0 | 0 | 0 | 0 | 0 | 0 | 0 | 0 | 0 | 0 | 0 | 0 | 0 | 0 | 0 | 0 | 0 | 0 | 0 | 0 | 0 | 0 | 0 | 0 | 0 | 0 | 0 | 0 | 0 | 0
Diversity Factor: 0
[38 empty] | Historical Spots & Transfers | [6 empty] | Forecast Spots & Transfers
[35 empty] | Project Name | From | To | 07/08 | 08/09 | 09/10 | 10/11 | 11/12 | 12/13 | 13/14 | 14/15 | 15/16 | 16/17 | 17/18 | 18/19 | 19/20 | 20/21 | 21/22 | 22/23 | 23/24 | 24/25 | 25/26 | 26/27 | 27/28 | 28/29 | 29/30 | 30/31 | 31/32 | 32/33 | 33/34 | 34/35 | 35/36 | 36/37 | 37/38 | 38/39
| 0 | [33 empty] | Decommission: Commissioning Transfers | Kurnell 33_11kV Tx1 | Kurnell South 132_11kV Tx11 | 0 | 0 | 0 | 0 | 0 | 0 | 0 | 129.907 | 0 | 0 | 0 | 0 | 0 | 0 | 0 | 0 | 0 | 0 | 0 | 0 | 0 | 0 | 0 | 0 | 0 | 0 | 0 | 0 | 0 | 0 | 0 | 0
| Diversity Factor: 0 | [33 empty] | Decommission: Commissioning Transfers | Kurnell 33_11kV Tx1 | Kurnell South 132_11kV Tx12 | 0 | 0 | 0 | 0 | 0 | 0 | 0 | 129.907 | 0 | 0 | 0 | 0 | 0 | 0 | 0 | 0 | 0 | 0 | 0 | 0 | 0 | 0 | 0 | 0 | 0 | 0 | 0 | 0 | 0 | 0 | 0 | 0
[35 empty] | Decommission: Commissioning Transfers | Kurnell 33_11kV Tx4 | Kurnell South 132_11kV Tx11 | 0 | 0 | 0 | 0 | 0 | 0 | 0 | 154.5362 | 0 | 0 | 0 | 0 | 0 | 0 | 0 | 0 | 0 | 0 | 0 | 0 | 0 | 0 | 0 | 0 | 0 | 0 | 0 | 0 | 0 | 0 | 0 | 0
[35 empty] | Decommission: Commissioning Transfers | Kurnell 33_11kV Tx4 | Kurnell South 132_11kV Tx12 | 0 | 0 | 0 | 0 | 0 | 0 | 0 | 154.5362 | 0 | 0 | 0 | 0 | 0 | 0 | 0 | 0 | 0 | 0 | 0 | 0 | 0 | 0 | 0 | 0 | 0 | 0 | 0 | 0 | 0 | 0 | 0 | 0
| 0 | [33 empty] | Decommission: Commissioning Transfers | Kurnell 33_11kV Tx5 | Kurnell South 132_11kV Tx11 | 0 | 0 | 0 | 0 | 0 | 0 | 0 | 149.7069 | 0 | 0 | 0 | 0 | 0 | 0 | 0 | 0 | 0 | 0 | 0 | 0 | 0 | 0 | 0 | 0 | 0 | 0 | 0 | 0 | 0 | 0 | 0 | 0
| Diversity Factor: 0 | [33 empty] | Decommission: Commissioning Transfers | Kurnell 33_11kV Tx5 | Kurnell South 132_11kV Tx12 | 0 | 0 | 0 | 0 | 0 | 0 | 0 | 149.7069 | 0 | 0 | 0 | 0 | 0 | 0 | 0 | 0 | 0 | 0 | 0 | 0 | 0 | 0 | 0 | 0 | 0 | 0 | 0 | 0 | 0 | 0 | 0 | 0
[35 empty] | Decommission: Commissioning Transfers | Kurnell 33_6.3kV Tx2 | Kurnell South 132_11kV Tx11 | 0 | 0 | 0 | 0 | 0 | 0 | 0 | 105.4589 | 0 | 0 | 0 | 0 | 0 | 0 | 0 | 0 | 0 | 0 | 0 | 0 | 0 | 0 | 0 | 0 | 0 | 0 | 0 | 0 | 0 | 0 | 0 | 0
[35 empty] | Decommission: Commissioning Transfers | Kurnell 33_6.3kV Tx2 | Kurnell South 132_11kV Tx12 | 0 | 0 | 0 | 0 | 0 | 0 | 0 | 105.4589 | 0 | 0 | 0 | 0 | 0 | 0 | 0 | 0 | 0 | 0 | 0 | 0 | 0 | 0 | 0 | 0 | 0 | 0 | 0 | 0 | 0 | 0 | 0 | 0
| 0 | [33 empty] | Decommission: Commissioning Transfers | Kurnell 33_6.3kV Tx3 | Kurnell South 132_11kV Tx11 | 0 | 0 | 0 | 0 | 0 | 0 | 0 | 113.8956 | 0 | 0 | 0 | 0 | 0 | 0 | 0 | 0 | 0 | 0 | 0 | 0 | 0 | 0 | 0 | 0 | 0 | 0 | 0 | 0 | 0 | 0 | 0 | 0
| Diversity Factor: 0 | [33 empty] | Decommission: Commissioning Transfers | Kurnell 33_6.3kV Tx3 | Kurnell South 132_11kV Tx12 | 0 | 0 | 0 | 0 | 0 | 0 | 0 | 113.8956 | 0 | 0 | 0 | 0 | 0 | 0 | 0 | 0 | 0 | 0 | 0 | 0 | 0 | 0 | 0 | 0 | 0 | 0 | 0 | 0 | 0 | 0 | 0 | 0
[35 empty] | Econometric |  | Kurnell South 132_11kV Tx11 | 0 | 0 | 0 | 0 | 0 | 0 | 0 | 0 | 0 | 0.63503 | 1.1597 | 1.5493 | 1.6483 | 1.7202 | 1.7105 | 1.6995 | 1.7258 | 1.7526 | 1.7797 | 1.8072 | 1.8351 | 1.8634 | 1.8921 | 1.9212 | 1.9507 | 1.9806 | 2.011 | 2.0417 | 2.0729 | 2.1046 | 2.1367 | 2.1692
[35 empty] | Econometric |  | Kurnell South 132_11kV Tx12 | 0 | 0 | 0 | 0 | 0 | 0 | 0 | 0 | 0 | 0.63503 | 1.1597 | 1.5493 | 1.6483 | 1.7202 | 1.7105 | 1.6995 | 1.7258 | 1.7526 | 1.7797 | 1.8072 | 1.8351 | 1.8634 | 1.8921 | 1.9212 | 1.9507 | 1.9806 | 2.011 | 2.0417 | 2.0729 | 2.1046 | 2.1367 | 2.1692
| 0 | [33 empty] | Energy Efficiency |  | Kurnell South 132_11kV Tx11 | 0 | 0 | 0 | 0 | 0 | 0 | 0 | -0.28412 | -0.1285 | -0.60573 | -0.94028 | -1.4513 | -1.5115 | -0.87918 | -0.59017 | -0.70131 | -0.68626 | -0.87067 | -0.62569 | -0.65011 | -0.49891 | -0.42389 | -0.4742 | -0.53456 | -0.53456 | -0.53456 | -0.53456 | -0.53456 | -0.53456 | -0.53456 | -0.53456 | -0.53456
| Diversity Factor: 0 | [33 empty] | Energy Efficiency |  | Kurnell South 132_11kV Tx12 | 0 | 0 | 0 | 0 | 0 | 0 | 0 | -0.28412 | -0.1285 | -0.60573 | -0.94028 | -1.4513 | -1.5115 | -0.87918 | -0.59017 | -0.70131 | -0.68626 | -0.87067 | -0.62569 | -0.65011 | -0.49891 | -0.42389 | -0.4742 | -0.53456 | -0.53456 | -0.53456 | -0.53456 | -0.53456 | -0.53456 | -0.53456 | -0.53456 | -0.53456
[35 empty] | Solar PV |  | Kurnell South 132_11kV Tx11 | 0 | 0 | 0 | 0 | 0 | 0 | 0 | -0.68161 | -0.76453 | -0.86345 | -0.94743 | -1.014 | -1.0682 | -1.1184 | -1.0815 | -1.0987 | -0.84068 | -1.007 | -1.007 | -1.007 | -1.007 | -1.007 | -1.007 | -1.007 | -1.007 | -1.007 | -1.007 | -1.007 | -1.007 | -1.007 | -1.007 | -1.007
[35 empty] | Solar PV |  | Kurnell South 132_11kV Tx12 | 0 | 0 | 0 | 0 | 0 | 0 | 0 | -0.68161 | -0.76453 | -0.86345 | -0.94743 | -1.014 | -1.0682 | -1.1184 | -1.0815 | -1.0987 | -0.84068 | -1.007 | -1.007 | -1.007 | -1.007 | -1.007 | -1.007 | -1.007 | -1.007 | -1.007 | -1.007 | -1.007 | -1.007 | -1.007 | -1.007 | -1.007
0
Diversity Factor: 0
0
Diversity Factor: 0
0
Diversity Factor: 0
0
Diversity Factor: 0
| Weather Correction and Public Holiday Factors | [8 empty] | Forecast ROG
ROG Justification
| Actual loads for season 13/14 have been weather corrected by the following: | [8 empty] | Rog Capped +/-5% | [59 empty] | Rog Capped +/-5%
1 | 2 | 3 | 4 | 5 | 6 | 7 | 8 | 9 | 10 | 14/15 | 15/16 | 16/17 | 17/18 | 18/19 | 19/20 | 20/21 | 21/22 | 22/23 | 23/24 | 24/25 | 25/26 | 26/27 | 27/28 | 28/29 | 29/30 | 30/31 | 31/32 | 32/33 | 33/34 | 34/35 | 35/36 | 36/37 | 37/38 | 38/39
0.95 | 0.9025 | 0.87242 | 0.85789 | 0.85789 | 0.85789 | 0.85789 | 0.85789 | 0.85789 | 0.85789 | -5% | -5% | -3.333% | -1.666% | 0% | 0% | 0% | 0% | 0% | 0% | 0% | 0% | 0% | 0% | 0% | 0% | 0% | 0% | 0% | 0% | 0% | 0% | 0% | 0% | 0%
Substation Load Detail
[7 empty] | Units | 13/14 |  | 14/15 | 15/16 | 16/17 | 17/18 | 18/19 | 19/20 | 20/21 | 21/22 | 22/23 | 23/24 | 24/25 | 25/26 | 26/27 | 27/28 | 28/29 | 29/30 | 30/31 | 31/32 | 32/33 | 33/34 | 34/35 | 35/36 | 36/37 | 37/38 | 38/39
1 | Kurnell South 132_11kV | Compensated |  | Load (LV side) |  |  | Amps | 0 | 0 | 1285.514 | 1219.474 | 1177.177 | 1156.119 | 1154.309 | 1152.469 | 1151.921 | 1151.998 | 1151.799 | 1152.192 | 1151.945 | 1152.236 | 1152.532 | 1153.183 | 1154.037 | 1154.849 | 1155.599 | 1156.407 | 1157.275 | 1158.202 | 1159.191 | 1160.24 | 1161.353 | 1162.529 | 1163.769
|  |  |  | Apparent Power |  |  | MVA | 0 |  | 24.4923 | 23.2341 | 22.4282 | 22.027 | 21.9926 | 21.9575 | 21.9471 | 21.9485 | 21.9447 | 21.9522 | 21.9475 | 21.953 | 21.9587 | 21.9711 | 21.9874 | 22.0028 | 22.0171 | 22.0325 | 22.0491 | 22.0667 | 22.0856 | 22.1056 | 22.1268 | 22.1491 | 22.1728
|  |  |  | Real Power |  |  | MW | 0 | 0 | 23.4304 | 22.2283 | 21.4587 | 21.0761 | 21.0447 | 21.0127 | 21.0032 | 21.0046 | 21.0011 | 21.0079 | 21.0036 | 21.0087 | 21.0138 | 21.0251 | 21.04 | 21.0541 | 21.0671 | 21.0811 | 21.0962 | 21.1123 | 21.1294 | 21.1476 | 21.1669 | 21.1874 | 21.2089
|  |  |  | Reactive Power |  |  | MVAr | 0 |  | 7.1338 | 6.7623 | 6.523 | 6.4022 | 6.387 | 6.3715 | 6.3669 | 6.3675 | 6.3659 | 6.3692 | 6.3671 | 6.3695 | 6.372 | 6.3775 | 6.3847 | 6.3915 | 6.3978 | 6.4046 | 6.4119 | 6.4197 | 6.428 | 6.4368 | 6.4462 | 6.4561 | 6.4665
|  |  |  | Capacitors In Service |  |  | MVAr | 0 |  | 0 | 0 | 0 | 0 | 0 | 0 | 0 | 0 | 0 | 0 | 0 | 0 | 0 | 0 | 0 | 0 | 0 | 0 | 0 | 0 | 0 | 0 | 0 | 0 | 0
|  |  |  | PF |  |  |  | 0 |  | 0.95664 | 0.95671 | 0.95677 | 0.95683 | 0.9569 | 0.95697 | 0.957 | 0.95699 | 0.957 | 0.95698 | 0.95699 | 0.95698 | 0.95697 | 0.95695 | 0.95691 | 0.95688 | 0.95685 | 0.95682 | 0.95678 | 0.95675 | 0.95671 | 0.95667 | 0.95662 | 0.95658 | 0.95653
0.7427 | Diversity Factor: 0.74 | Uncompensated |  | Reactive Power |  |  | MVAr | 0 | 0 | 7.1338 | 6.7623 | 6.523 | 6.4022 | 6.387 | 6.3715 | 6.3669 | 6.3675 | 6.3659 | 6.3692 | 6.3671 | 6.3695 | 6.372 | 6.3775 | 6.3847 | 6.3915 | 6.3978 | 6.4046 | 6.4119 | 6.4197 | 6.428 | 6.4368 | 6.4462 | 6.4561 | 6.4665
|  |  |  | PF |  |  |  | 0 |  | 0.95664 | 0.95671 | 0.95677 | 0.95683 | 0.9569 | 0.95697 | 0.957 | 0.95699 | 0.957 | 0.95698 | 0.95699 | 0.95698 | 0.95697 | 0.95695 | 0.95691 | 0.95688 | 0.95685 | 0.95682 | 0.95678 | 0.95675 | 0.95671 | 0.95667 | 0.95662 | 0.95658 | 0.95653
[10 empty] | 1 | 2 | 3 | 4 | 5 | 6 | 7 | 8 | 9 | 10 | 11 | 12 | 13 | 14 | 15 | 16 | 17 | 18 | 19 | 20 | 21 | 22 | 23 | 24 | 25
Transformer Load Detail
[7 empty] | Units | 13/14 |  | 14/15 | 15/16 | 16/17 | 17/18 | 18/19 | 19/20 | 20/21 | 21/22 | 22/23 | 23/24 | 24/25 | 25/26 | 26/27 | 27/28 | 28/29 | 29/30 | 30/31 | 31/32 | 32/33 | 33/34 | 34/35 | 35/36 | 36/37 | 37/38 | 38/39
| 0 | Compensated |  | Load (LV side) |  |  | Amps
|  |  |  | Apparent Power |  |  | MVA
|  |  |  | Real Power |  |  | MW
|  |  |  | Reactive Power |  |  | MVAr
|  |  |  | Capacitors In Service |  |  | MVAr
PF
| Zone Div: | Uncompensated |  | Reactive Power |  |  | MVAr
PF
| 0 | Compensated |  | Load (LV side) |  |  | Amps
|  |  |  | Apparent Power |  |  | MVA
|  |  |  | Real Power |  |  | MW
|  |  |  | Reactive Power |  |  | MVAr
|  |  |  | Capacitors In Service |  |  | MVAr
PF
| Zone Div: | Uncompensated |  | Reactive Power |  |  | MVAr
PF
| 0 | Compensated |  | Load (LV side) |  |  | Amps
|  |  |  | Apparent Power |  |  | MVA
|  |  |  | Real Power |  |  | MW
|  |  |  | Reactive Power |  |  | MVAr
|  |  |  | Capacitors In Service |  |  | MVAr
PF
| Zone Div: | Uncompensated |  | Reactive Power |  |  | MVAr
PF
| 0 | Compensated |  | Load (LV side) |  |  | Amps
|  |  |  | Apparent Power |  |  | MVA
|  |  |  | Real Power |  |  | MW
|  |  |  | Reactive Power |  |  | MVAr
|  |  |  | Capacitors In Service |  |  | MVAr
PF
| Zone Div: | Uncompensated |  | Reactive Power |  |  | MVAr
PF
| 0 | Compensated |  | Load (LV side) |  |  | Amps
|  |  |  | Apparent Power |  |  | MVA
|  |  |  | Real Power |  |  | MW
|  |  |  | Reactive Power |  |  | MVAr
|  |  |  | Capacitors In Service |  |  | MVAr
PF
| Zone Div: | Uncompensated |  | Reactive Power |  |  | MVAr
PF
| 0 | Compensated |  | Load (LV side) |  |  | Amps
|  |  |  | Apparent Power |  |  | MVA
|  |  |  | Real Power |  |  | MW
|  |  |  | Reactive Power |  |  | MVAr
|  |  |  | Capacitors In Service |  |  | MVAr
PF
| Zone Div: | Uncompensated |  | Reactive Power |  |  | MVAr
PF
| 0 | Compensated |  | Load (LV side) |  |  | Amps
|  |  |  | Apparent Power |  |  | MVA
|  |  |  | Real Power |  |  | MW
|  |  |  | Reactive Power |  |  | MVAr
|  |  |  | Capacitors In Service |  |  | MVAr
PF
| Zone Div: | Uncompensated |  | Reactive Power |  |  | MVAr
PF
| 0 | Compensated |  | Load (LV side) |  |  | Amps
|  |  |  | Apparent Power |  |  | MVA
|  |  |  | Real Power |  |  | MW
|  |  |  | Reactive Power |  |  | MVAr
|  |  |  | Capacitors In Service |  |  | MVAr
PF
| Zone Div: | Uncompensated |  | Reactive Power |  |  | MVAr
PF
| 0 | Compensated |  | Load (LV side) |  |  | Amps
|  |  |  | Apparent Power |  |  | MVA
|  |  |  | Real Power |  |  | MW
|  |  |  | Reactive Power |  |  | MVAr
|  |  |  | Capacitors In Service |  |  | MVAr
PF
| Zone Div: | Uncompensated |  | Reactive Power |  |  | MVAr
PF
| 0 | Compensated |  | Load (LV side) |  |  | Amps
|  |  |  | Apparent Power |  |  | MVA
|  |  |  | Real Power |  |  | MW
|  |  |  | Reactive Power |  |  | MVAr
|  |  |  | Capacitors In Service |  |  | MVAr
PF
| Zone Div: | Uncompensated |  | Reactive Power |  |  | MVAr
PF

## Lucas Heights 33_11kV
| Lucas Heights 33_11kV | [16 empty] | 2015 | SUMMER
| Substation Total Loads | [33 empty] | Spots & Transfers Detail
| Historical Loads | (11kV Amps) | [7 empty] | Weather Corrected Forecast Loads |  |  |  | (11kV Amps) | [20 empty] | Spots & Transfers Summary | (11kV Amps) |  | Historical Spots & Transfers | [6 empty] | Forecast Spots & Transfers
|  | 07/08 | 08/09 | 09/10 | 10/11 | 11/12 | 12/13 | 13/14 |  | 14/15 | 15/16 | 16/17 | 17/18 | 18/19 | 19/20 | 20/21 | 21/22 | 22/23 | 23/24 | 24/25 | 25/26 | 26/27 | 27/28 | 28/29 | 29/30 | 30/31 | 31/32 | 32/33 | 33/34 | 34/35 | 35/36 | 36/37 | 37/38 | 38/39 |  |  |  | 07/08 | 08/09 | 09/10 | 10/11 | 11/12 | 12/13 | 13/14 | 14/15 | 15/16 | 16/17 | 17/18 | 18/19 | 19/20 | 20/21 | 21/22 | 22/23 | 23/24 | 24/25 | 25/26 | 26/27 | 27/28 | 28/29 | 29/30 | 30/31 | 31/32 | 32/33 | 33/34 | 34/35 | 35/36 | 36/37 | 37/38 | 38/39
| Total | 335 | 381 | 393 | 375 | 389 | 373 | 386 |  | 409.2397 | 405.9082 | 403.1203 | 401.4517 | 400.3162 | 400.2843 | 400.3999 | 400.6145 | 400.8046 | 400.9958 | 401.1233 | 401.3141 | 401.4996 | 401.7389 | 402.0037 | 402.2588 | 402.4958 | 402.7363 | 402.9802 | 403.2275 | 403.4785 | 403.7329 | 403.991 | 404.2528 | 404.5182 |  |  | Total | 0 | 0 | 0 | 0 | 0 | 0 | 0 | -1.7603 | -3.3315 | -2.7879 | -1.6687 | -1.1354 | -0.031882 | 0.11555 | 0.21462 | 0.19009 | 0.19124 | 0.12743 | 0.1908 | 0.18558 | 0.2392 | 0.26482 | 0.25511 | 0.23704 | 0.24045 | 0.24389 | 0.24738 | 0.25091 | 0.25448 | 0.25809 | 0.26175 | 0.26545
| Firm Rating | 0 | 0 | 0 | 0 | 0 | 0 | 1009 |  | 1009 | 1009 | 1009 | 1009 | 1009 | 1009 | 1009 | 1009 | 1009 | 1009 | 1009 | 1009 | 1009 | 1009 | 1009 | 1009 | 1009 | 1009 | 1009 | 1009 | 1009 | 1009 | 1009 | 1009 | 1009
| Total Capacity | 0 | 0 | 0 | 0 | 0 | 0 | 2018 |  | 2018 | 2018 | 2018 | 2018 | 2018 | 2018 | 2018 | 2018 | 2018 | 2018 | 2018 | 2018 | 2018 | 2018 | 2018 | 2018 | 2018 | 2018 | 2018 | 2018 | 2018 | 2018 | 2018 | 2018 | 2018 |  |  | Lucas Heights 33_11kV Tx1 | 0 | 0 | 0 | 0 | 0 | 0 | 0 | -0.94957 | -1.7971 | -1.5039 | -0.90015 | -0.61249 | -0.017199 | 0.062332 | 0.11577 | 0.10254 | 0.10316 | 0.068742 | 0.10292 | 0.10011 | 0.12904 | 0.14285 | 0.13762 | 0.12787 | 0.12971 | 0.13157 | 0.13345 | 0.13535 | 0.13728 | 0.13923 | 0.1412 | 0.14319
|  | -7 | -6 | -5 | -4 | -3 | -2 | -1 |  | 0 | 1 | 2 | 3 | 4 | 5 | 6 | 7 | 8 | 9 | 10 | 11 | 12 | 13 | 14 | 15 | 16 | 17 | 18 | 19 | 20 | 21 | 22 | 23 | 24 |  |  | Lucas Heights 33_11kV Tx2 | 0 | 0 | 0 | 0 | 0 | 0 | 0 | -0.81071 | -1.5343 | -1.284 | -0.76852 | -0.52293 | -0.014684 | 0.053218 | 0.098845 | 0.087547 | 0.088077 | 0.058691 | 0.087874 | 0.085469 | 0.11017 | 0.12197 | 0.11749 | 0.10917 | 0.11074 | 0.11233 | 0.11393 | 0.11556 | 0.1172 | 0.11887 | 0.12055 | 0.12225
| Transformer Loads | [36 empty] | 0 | 0 | 0 | 0 | 0 | 0 | 0 | 0 | 0 | 0 | 0 | 0 | 0 | 0 | 0 | 0 | 0 | 0 | 0 | 0 | 0 | 0 | 0 | 0 | 0 | 0 | 0 | 0 | 0 | 0 | 0 | 0
| Historical Loads | (11kV Amps) | [7 empty] | 0: Weather Corrected Forecast Loads; 4: (11kV Amps) |  |  |  | 0 | 0 | 0 | 0 | 0 | 0 | 0 | 0 | 0 | 0 | 0 | 0 | 0 | 0 | 0 | 0 | 0 | 0 | 0 | 0 | 0 | 0 | 0 | 0 | 0 | 0 | 0 | 0 | 0 | 0 | 0 | 0
|  | 07/08 | 08/09 | 09/10 | 10/11 | 11/12 | 12/13 | 13/14 |  | 14/15 | 15/16 | 16/17 | 17/18 | 18/19 | 19/20 | 20/21 | 21/22 | 22/23 | 23/24 | 24/25 | 25/26 | 26/27 | 27/28 | 28/29 | 29/30 | 30/31 | 31/32 | 32/33 | 33/34 | 34/35 | 35/36 | 36/37 | 37/38 | 38/39 |  |  |  | 0 | 0 | 0 | 0 | 0 | 0 | 0 | 0 | 0 | 0 | 0 | 0 | 0 | 0 | 0 | 0 | 0 | 0 | 0 | 0 | 0 | 0 | 0 | 0 | 0 | 0 | 0 | 0 | 0 | 0 | 0 | 0
| 0 | [36 empty] | 0 | 0 | 0 | 0 | 0 | 0 | 0 | 0 | 0 | 0 | 0 | 0 | 0 | 0 | 0 | 0 | 0 | 0 | 0 | 0 | 0 | 0 | 0 | 0 | 0 | 0 | 0 | 0 | 0 | 0 | 0 | 0
| Diversity Factor: 0 | [36 empty] | 0 | 0 | 0 | 0 | 0 | 0 | 0 | 0 | 0 | 0 | 0 | 0 | 0 | 0 | 0 | 0 | 0 | 0 | 0 | 0 | 0 | 0 | 0 | 0 | 0 | 0 | 0 | 0 | 0 | 0 | 0 | 0
[38 empty] | 0 | 0 | 0 | 0 | 0 | 0 | 0 | 0 | 0 | 0 | 0 | 0 | 0 | 0 | 0 | 0 | 0 | 0 | 0 | 0 | 0 | 0 | 0 | 0 | 0 | 0 | 0 | 0 | 0 | 0 | 0 | 0
[38 empty] | 0 | 0 | 0 | 0 | 0 | 0 | 0 | 0 | 0 | 0 | 0 | 0 | 0 | 0 | 0 | 0 | 0 | 0 | 0 | 0 | 0 | 0 | 0 | 0 | 0 | 0 | 0 | 0 | 0 | 0 | 0 | 0
| 0 | [36 empty] | 0 | 0 | 0 | 0 | 0 | 0 | 0 | 0 | 0 | 0 | 0 | 0 | 0 | 0 | 0 | 0 | 0 | 0 | 0 | 0 | 0 | 0 | 0 | 0 | 0 | 0 | 0 | 0 | 0 | 0 | 0 | 0
Diversity Factor: 0
[38 empty] | Historical Spots & Transfers | [6 empty] | Forecast Spots & Transfers
[35 empty] | Project Name | From | To | 07/08 | 08/09 | 09/10 | 10/11 | 11/12 | 12/13 | 13/14 | 14/15 | 15/16 | 16/17 | 17/18 | 18/19 | 19/20 | 20/21 | 21/22 | 22/23 | 23/24 | 24/25 | 25/26 | 26/27 | 27/28 | 28/29 | 29/30 | 30/31 | 31/32 | 32/33 | 33/34 | 34/35 | 35/36 | 36/37 | 37/38 | 38/39
| 0 | [33 empty] | Broad based demand management |  | Lucas Heights 33_11kV Tx1 | 0 | 0 | 0 | 0 | 0 | 0 | 0 | -0.88507 | -1.7701 | -1.4751 | -0.88507 | -0.59005 | 0 | 0 | 0 | 0 | 0 | 0 | 0 | 0 | 0 | 0 | 0 | 0 | 0 | 0 | 0 | 0 | 0 | 0 | 0 | 0
| Diversity Factor: 0 | [33 empty] | Broad based demand management |  | Lucas Heights 33_11kV Tx2 | 0 | 0 | 0 | 0 | 0 | 0 | 0 | -0.75565 | -1.5113 | -1.2594 | -0.75565 | -0.50377 | 0 | 0 | 0 | 0 | 0 | 0 | 0 | 0 | 0 | 0 | 0 | 0 | 0 | 0 | 0 | 0 | 0 | 0 | 0 | 0
[35 empty] | Econometric |  | Lucas Heights 33_11kV Tx1 | 0 | 0 | 0 | 0 | 0 | 0 | 0 | 0 | 0 | 0.043643 | 0.088323 | 0.13406 | 0.13565 | 0.13727 | 0.1389 | 0.14055 | 0.14222 | 0.14391 | 0.14563 | 0.14736 | 0.14911 | 0.15088 | 0.15268 | 0.15449 | 0.15633 | 0.15819 | 0.16007 | 0.16197 | 0.1639 | 0.16585 | 0.16782 | 0.16982
[35 empty] | Econometric |  | Lucas Heights 33_11kV Tx2 | 0 | 0 | 0 | 0 | 0 | 0 | 0 | 0 | 0 | 0.037261 | 0.075408 | 0.11446 | 0.11582 | 0.1172 | 0.11859 | 0.12 | 0.12143 | 0.12287 | 0.12433 | 0.12581 | 0.12731 | 0.12882 | 0.13035 | 0.1319 | 0.13347 | 0.13506 | 0.13666 | 0.13829 | 0.13993 | 0.1416 | 0.14328 | 0.14498
| 0 | [33 empty] | Energy Efficiency |  | Lucas Heights 33_11kV Tx1 | 0 | 0 | 0 | 0 | 0 | 0 | 0 | -0.064497 | -0.026981 | -0.072434 | -0.1034 | -0.15651 | -0.15285 | -0.074935 | -0.023126 | -0.03801 | -0.039061 | -0.075172 | -0.042701 | -0.04725 | -0.020073 | -0.0080278 | -0.01506 | -0.026622 | -0.026622 | -0.026622 | -0.026622 | -0.026622 | -0.026622 | -0.026622 | -0.026622 | -0.026622
| Diversity Factor: 0 | [33 empty] | Energy Efficiency |  | Lucas Heights 33_11kV Tx2 | 0 | 0 | 0 | 0 | 0 | 0 | 0 | -0.055066 | -0.023036 | -0.061842 | -0.08828 | -0.13362 | -0.1305 | -0.063978 | -0.019744 | -0.032452 | -0.033349 | -0.06418 | -0.036457 | -0.040341 | -0.017138 | -0.0068539 | -0.012858 | -0.022729 | -0.022729 | -0.022729 | -0.022729 | -0.022729 | -0.022729 | -0.022729 | -0.022729 | -0.022729
[35 empty] | Solar PV |  | Lucas Heights 33_11kV Tx1 | 0 | 0 | 0 | 0 | 0 | 0 | 0 | 0 | 0 | 0 | 0 | 0 | 0 | 0 | 0 | 0 | 0 | 0 | 0 | 0 | 0 | 0 | 0 | 0 | 0 | 0 | 0 | 0 | 0 | 0 | 0 | 0
[35 empty] | Solar PV |  | Lucas Heights 33_11kV Tx2 | 0 | 0 | 0 | 0 | 0 | 0 | 0 | 0 | 0 | 0 | 0 | 0 | 0 | 0 | 0 | 0 | 0 | 0 | 0 | 0 | 0 | 0 | 0 | 0 | 0 | 0 | 0 | 0 | 0 | 0 | 0 | 0
0
Diversity Factor: 0
0
Diversity Factor: 0
0
Diversity Factor: 0
0
Diversity Factor: 0
0
Diversity Factor: 0
0
Diversity Factor: 0
| Weather Correction and Public Holiday Factors | [8 empty] | Forecast ROG
ROG Justification
| Actual loads for season 13/14 have been weather corrected by the following: | [6 empty] | 9.625% |  | Not weather corrected, customer load | [59 empty] | Not weather corrected, customer load
1 | 2 | 3 | 4 | 5 | 6 | 7 | 8 | 9 | 10 | 14/15 | 15/16 | 16/17 | 17/18 | 18/19 | 19/20 | 20/21 | 21/22 | 22/23 | 23/24 | 24/25 | 25/26 | 26/27 | 27/28 | 28/29 | 29/30 | 30/31 | 31/32 | 32/33 | 33/34 | 34/35 | 35/36 | 36/37 | 37/38 | 38/39
1 | 1 | 1 | 1 | 1 | 1 | 1 | 1 | 1 | 1 | 0% | 0% | 0% | 0% | 0% | 0% | 0% | 0% | 0% | 0% | 0% | 0% | 0% | 0% | 0% | 0% | 0% | 0% | 0% | 0% | 0% | 0% | 0% | 0% | 0%
Substation Load Detail
[7 empty] | Units | 13/14 |  | 14/15 | 15/16 | 16/17 | 17/18 | 18/19 | 19/20 | 20/21 | 21/22 | 22/23 | 23/24 | 24/25 | 25/26 | 26/27 | 27/28 | 28/29 | 29/30 | 30/31 | 31/32 | 32/33 | 33/34 | 34/35 | 35/36 | 36/37 | 37/38 | 38/39
1 | Lucas Heights 33_11kV | Compensated |  | Load (LV side) |  |  | Amps | 386 | 411 | 409.2397 | 405.9082 | 403.1203 | 401.4517 | 400.3162 | 400.2843 | 400.3999 | 400.6145 | 400.8046 | 400.9958 | 401.1233 | 401.3141 | 401.4996 | 401.7389 | 402.0037 | 402.2588 | 402.4958 | 402.7363 | 402.9802 | 403.2275 | 403.4785 | 403.7329 | 403.991 | 404.2528 | 404.5182
|  |  |  | Apparent Power |  |  | MVA | 7.3543 |  | 7.7971 | 7.7336 | 7.6805 | 7.6487 | 7.627 | 7.6264 | 7.6286 | 7.6327 | 7.6364 | 7.64 | 7.6424 | 7.6461 | 7.6496 | 7.6542 | 7.6592 | 7.6641 | 7.6686 | 7.6732 | 7.6778 | 7.6825 | 7.6873 | 7.6921 | 7.6971 | 7.702 | 7.7071
|  |  |  | Real Power |  |  | MW | 6.6652 | 7.0969 | 7.0665 | 7.009 | 6.9609 | 6.9321 | 6.9125 | 6.9119 | 6.9139 | 6.9176 | 6.9209 | 6.9242 | 6.9264 | 6.9297 | 6.9329 | 6.937 | 6.9416 | 6.946 | 6.9501 | 6.9542 | 6.9585 | 6.9627 | 6.9671 | 6.9714 | 6.9759 | 6.9804 | 6.985
|  |  |  | Reactive Power |  |  | MVAr | 3.1081 |  | 3.2952 | 3.2684 | 3.2459 | 3.2325 | 3.2233 | 3.2231 | 3.224 | 3.2257 | 3.2273 | 3.2288 | 3.2298 | 3.2314 | 3.2329 | 3.2348 | 3.2369 | 3.239 | 3.2409 | 3.2428 | 3.2448 | 3.2468 | 3.2488 | 3.2508 | 3.2529 | 3.255 | 3.2572
|  |  |  | Capacitors In Service |  |  | MVAr | 0 |  | 0 | 0 | 0 | 0 | 0 | 0 | 0 | 0 | 0 | 0 | 0 | 0 | 0 | 0 | 0 | 0 | 0 | 0 | 0 | 0 | 0 | 0 | 0 | 0 | 0
|  |  |  | PF |  |  |  | 0.90631 |  | 0.90631 | 0.90631 | 0.90631 | 0.90631 | 0.90631 | 0.90631 | 0.90631 | 0.90631 | 0.90631 | 0.90631 | 0.90631 | 0.90631 | 0.90631 | 0.90631 | 0.90631 | 0.90631 | 0.90631 | 0.90631 | 0.90631 | 0.90631 | 0.90631 | 0.90631 | 0.90631 | 0.90631 | 0.90631
0.79465 | Diversity Factor: 0.79 | Uncompensated |  | Reactive Power |  |  | MVAr | 3.1081 | 3.3094 | 3.2952 | 3.2684 | 3.2459 | 3.2325 | 3.2233 | 3.2231 | 3.224 | 3.2257 | 3.2273 | 3.2288 | 3.2298 | 3.2314 | 3.2329 | 3.2348 | 3.2369 | 3.239 | 3.2409 | 3.2428 | 3.2448 | 3.2468 | 3.2488 | 3.2508 | 3.2529 | 3.255 | 3.2572
|  |  |  | PF |  |  |  | 0.90631 |  | 0.90631 | 0.90631 | 0.90631 | 0.90631 | 0.90631 | 0.90631 | 0.90631 | 0.90631 | 0.90631 | 0.90631 | 0.90631 | 0.90631 | 0.90631 | 0.90631 | 0.90631 | 0.90631 | 0.90631 | 0.90631 | 0.90631 | 0.90631 | 0.90631 | 0.90631 | 0.90631 | 0.90631 | 0.90631
[10 empty] | 1 | 2 | 3 | 4 | 5 | 6 | 7 | 8 | 9 | 10 | 11 | 12 | 13 | 14 | 15 | 16 | 17 | 18 | 19 | 20 | 21 | 22 | 23 | 24 | 25
Transformer Load Detail
[7 empty] | Units | 13/14 |  | 14/15 | 15/16 | 16/17 | 17/18 | 18/19 | 19/20 | 20/21 | 21/22 | 22/23 | 23/24 | 24/25 | 25/26 | 26/27 | 27/28 | 28/29 | 29/30 | 30/31 | 31/32 | 32/33 | 33/34 | 34/35 | 35/36 | 36/37 | 37/38 | 38/39
| 0 | Compensated |  | Load (LV side) |  |  | Amps
|  |  |  | Apparent Power |  |  | MVA
|  |  |  | Real Power |  |  | MW
|  |  |  | Reactive Power |  |  | MVAr
|  |  |  | Capacitors In Service |  |  | MVAr
PF
| Zone Div: | Uncompensated |  | Reactive Power |  |  | MVAr
PF
| 0 | Compensated |  | Load (LV side) |  |  | Amps
|  |  |  | Apparent Power |  |  | MVA
|  |  |  | Real Power |  |  | MW
|  |  |  | Reactive Power |  |  | MVAr
|  |  |  | Capacitors In Service |  |  | MVAr
PF
| Zone Div: | Uncompensated |  | Reactive Power |  |  | MVAr
PF
| 0 | Compensated |  | Load (LV side) |  |  | Amps
|  |  |  | Apparent Power |  |  | MVA
|  |  |  | Real Power |  |  | MW
|  |  |  | Reactive Power |  |  | MVAr
|  |  |  | Capacitors In Service |  |  | MVAr
PF
| Zone Div: | Uncompensated |  | Reactive Power |  |  | MVAr
PF
| 0 | Compensated |  | Load (LV side) |  |  | Amps
|  |  |  | Apparent Power |  |  | MVA
|  |  |  | Real Power |  |  | MW
|  |  |  | Reactive Power |  |  | MVAr
|  |  |  | Capacitors In Service |  |  | MVAr
PF
| Zone Div: | Uncompensated |  | Reactive Power |  |  | MVAr
PF
| 0 | Compensated |  | Load (LV side) |  |  | Amps
|  |  |  | Apparent Power |  |  | MVA
|  |  |  | Real Power |  |  | MW
|  |  |  | Reactive Power |  |  | MVAr
|  |  |  | Capacitors In Service |  |  | MVAr
PF
| Zone Div: | Uncompensated |  | Reactive Power |  |  | MVAr
PF
| 0 | Compensated |  | Load (LV side) |  |  | Amps
|  |  |  | Apparent Power |  |  | MVA
|  |  |  | Real Power |  |  | MW
|  |  |  | Reactive Power |  |  | MVAr
|  |  |  | Capacitors In Service |  |  | MVAr
PF
| Zone Div: | Uncompensated |  | Reactive Power |  |  | MVAr
PF
| 0 | Compensated |  | Load (LV side) |  |  | Amps
|  |  |  | Apparent Power |  |  | MVA
|  |  |  | Real Power |  |  | MW
|  |  |  | Reactive Power |  |  | MVAr
|  |  |  | Capacitors In Service |  |  | MVAr
PF
| Zone Div: | Uncompensated |  | Reactive Power |  |  | MVAr
PF
| 0 | Compensated |  | Load (LV side) |  |  | Amps
|  |  |  | Apparent Power |  |  | MVA
|  |  |  | Real Power |  |  | MW
|  |  |  | Reactive Power |  |  | MVAr
|  |  |  | Capacitors In Service |  |  | MVAr
PF
| Zone Div: | Uncompensated |  | Reactive Power |  |  | MVAr
PF
| 0 | Compensated |  | Load (LV side) |  |  | Amps
|  |  |  | Apparent Power |  |  | MVA
|  |  |  | Real Power |  |  | MW
|  |  |  | Reactive Power |  |  | MVAr
|  |  |  | Capacitors In Service |  |  | MVAr
PF
| Zone Div: | Uncompensated |  | Reactive Power |  |  | MVAr
PF
| 0 | Compensated |  | Load (LV side) |  |  | Amps
|  |  |  | Apparent Power |  |  | MVA
|  |  |  | Real Power |  |  | MW
|  |  |  | Reactive Power |  |  | MVAr
|  |  |  | Capacitors In Service |  |  | MVAr
PF
| Zone Div: | Uncompensated |  | Reactive Power |  |  | MVAr
PF

## Customer78
| Customer78 | [16 empty] | 2015 | SUMMER
| Substation Total Loads | [33 empty] | Spots & Transfers Detail
| Historical Loads | (33kV Amps) | [7 empty] | Weather Corrected Forecast Loads |  |  |  | (33kV Amps) | [20 empty] | Spots & Transfers Summary | (33kV Amps) |  | Historical Spots & Transfers | [6 empty] | Forecast Spots & Transfers
|  | 07/08 | 08/09 | 09/10 | 10/11 | 11/12 | 12/13 | 13/14 |  | 14/15 | 15/16 | 16/17 | 17/18 | 18/19 | 19/20 | 20/21 | 21/22 | 22/23 | 23/24 | 24/25 | 25/26 | 26/27 | 27/28 | 28/29 | 29/30 | 30/31 | 31/32 | 32/33 | 33/34 | 34/35 | 35/36 | 36/37 | 37/38 | 38/39 |  |  |  | 07/08 | 08/09 | 09/10 | 10/11 | 11/12 | 12/13 | 13/14 | 14/15 | 15/16 | 16/17 | 17/18 | 18/19 | 19/20 | 20/21 | 21/22 | 22/23 | 23/24 | 24/25 | 25/26 | 26/27 | 27/28 | 28/29 | 29/30 | 30/31 | 31/32 | 32/33 | 33/34 | 34/35 | 35/36 | 36/37 | 37/38 | 38/39
| Total |  |  |  |  | 86 | 84 | 75 |  | 75 | 75 | 75 | 75 | 75 | 75 | 75 | 75 | 75 | 75 | 75 | 75 | 75 | 75 | 75 | 75 | 75 | 75 | 75 | 75 | 75 | 75 | 75 | 75 | 75 |  |  | Total
Firm Rating
| Total Capacity | [36 empty] | 0 | 0 | 0 | 0 | 0 | 0 | 0 | 0 | 0 | 0 | 0 | 0 | 0 | 0 | 0 | 0 | 0 | 0 | 0 | 0 | 0 | 0 | 0 | 0 | 0 | 0 | 0 | 0 | 0 | 0 | 0 | 0
|  | -7 | -6 | -5 | -4 | -3 | -2 | -1 |  | 0 | 1 | 2 | 3 | 4 | 5 | 6 | 7 | 8 | 9 | 10 | 11 | 12 | 13 | 14 | 15 | 16 | 17 | 18 | 19 | 20 | 21 | 22 | 23 | 24 |  |  |  | 0 | 0 | 0 | 0 | 0 | 0 | 0 | 0 | 0 | 0 | 0 | 0 | 0 | 0 | 0 | 0 | 0 | 0 | 0 | 0 | 0 | 0 | 0 | 0 | 0 | 0 | 0 | 0 | 0 | 0 | 0 | 0
| Transformer Loads | [36 empty] | 0 | 0 | 0 | 0 | 0 | 0 | 0 | 0 | 0 | 0 | 0 | 0 | 0 | 0 | 0 | 0 | 0 | 0 | 0 | 0 | 0 | 0 | 0 | 0 | 0 | 0 | 0 | 0 | 0 | 0 | 0 | 0
| Historical Loads | (33kV Amps) | [7 empty] | Weather Corrected Forecast Loads |  |  |  | (33kV Amps) | [23 empty] | 0 | 0 | 0 | 0 | 0 | 0 | 0 | 0 | 0 | 0 | 0 | 0 | 0 | 0 | 0 | 0 | 0 | 0 | 0 | 0 | 0 | 0 | 0 | 0 | 0 | 0 | 0 | 0 | 0 | 0 | 0 | 0
|  | 07/08 | 08/09 | 09/10 | 10/11 | 11/12 | 12/13 | 13/14 |  | 14/15 | 15/16 | 16/17 | 17/18 | 18/19 | 19/20 | 20/21 | 21/22 | 22/23 | 23/24 | 24/25 | 25/26 | 26/27 | 27/28 | 28/29 | 29/30 | 30/31 | 31/32 | 32/33 | 33/34 | 34/35 | 35/36 | 36/37 | 37/38 | 38/39 |  |  |  | 0 | 0 | 0 | 0 | 0 | 0 | 0 | 0 | 0 | 0 | 0 | 0 | 0 | 0 | 0 | 0 | 0 | 0 | 0 | 0 | 0 | 0 | 0 | 0 | 0 | 0 | 0 | 0 | 0 | 0 | 0 | 0
| 0 | [36 empty] | 0 | 0 | 0 | 0 | 0 | 0 | 0 | 0 | 0 | 0 | 0 | 0 | 0 | 0 | 0 | 0 | 0 | 0 | 0 | 0 | 0 | 0 | 0 | 0 | 0 | 0 | 0 | 0 | 0 | 0 | 0 | 0
| Diversity Factor: 0 | [36 empty] | 0 | 0 | 0 | 0 | 0 | 0 | 0 | 0 | 0 | 0 | 0 | 0 | 0 | 0 | 0 | 0 | 0 | 0 | 0 | 0 | 0 | 0 | 0 | 0 | 0 | 0 | 0 | 0 | 0 | 0 | 0 | 0
[38 empty] | 0 | 0 | 0 | 0 | 0 | 0 | 0 | 0 | 0 | 0 | 0 | 0 | 0 | 0 | 0 | 0 | 0 | 0 | 0 | 0 | 0 | 0 | 0 | 0 | 0 | 0 | 0 | 0 | 0 | 0 | 0 | 0
[38 empty] | 0 | 0 | 0 | 0 | 0 | 0 | 0 | 0 | 0 | 0 | 0 | 0 | 0 | 0 | 0 | 0 | 0 | 0 | 0 | 0 | 0 | 0 | 0 | 0 | 0 | 0 | 0 | 0 | 0 | 0 | 0 | 0
| 0 | [36 empty] | 0 | 0 | 0 | 0 | 0 | 0 | 0 | 0 | 0 | 0 | 0 | 0 | 0 | 0 | 0 | 0 | 0 | 0 | 0 | 0 | 0 | 0 | 0 | 0 | 0 | 0 | 0 | 0 | 0 | 0 | 0 | 0
Diversity Factor: 0
[38 empty] | Historical Spots & Transfers | [6 empty] | Forecast Spots & Transfers
[35 empty] | Project Name | From | To | 07/08 | 08/09 | 09/10 | 10/11 | 11/12 | 12/13 | 13/14 | 14/15 | 15/16 | 16/17 | 17/18 | 18/19 | 19/20 | 20/21 | 21/22 | 22/23 | 23/24 | 24/25 | 25/26 | 26/27 | 27/28 | 28/29 | 29/30 | 30/31 | 31/32 | 32/33 | 33/34 | 34/35 | 35/36 | 36/37 | 37/38 | 38/39
0
Diversity Factor: 0
0
Diversity Factor: 0
0
Diversity Factor: 0
0
Diversity Factor: 0
0
Diversity Factor: 0
0
Diversity Factor: 0
0
Diversity Factor: 0
0
Diversity Factor: 0
| Weather Correction and Public Holiday Factors | [8 empty] | Forecast ROG
ROG Justification
| Actual loads for season 13/14 have been weather corrected by the following: | [6 empty] | 0% |  | N/A | [59 empty] | N/A
1 | 2 | 3 | 4 | 5 | 6 | 7 | 8 | 9 | 10 | 14/15 | 15/16 | 16/17 | 17/18 | 18/19 | 19/20 | 20/21 | 21/22 | 22/23 | 23/24 | 24/25 | 25/26 | 26/27 | 27/28 | 28/29 | 29/30 | 30/31 | 31/32 | 32/33 | 33/34 | 34/35 | 35/36 | 36/37 | 37/38 | 38/39
1 | 1 | 1 | 1 | 1 | 1 | 1 | 1 | 1 | 1 | 0% | 0% | 0% | 0% | 0% | 0% | 0% | 0% | 0% | 0% | 0% | 0% | 0% | 0% | 0% | 0% | 0% | 0% | 0% | 0% | 0% | 0% | 0% | 0% | 0%
Substation Load Detail
[7 empty] | Units | 13/14 |  | 14/15 | 15/16 | 16/17 | 17/18 | 18/19 | 19/20 | 20/21 | 21/22 | 22/23 | 23/24 | 24/25 | 25/26 | 26/27 | 27/28 | 28/29 | 29/30 | 30/31 | 31/32 | 32/33 | 33/34 | 34/35 | 35/36 | 36/37 | 37/38 | 38/39
1 | Customer78 | Compensated |  | Load (LV side) |  |  | Amps | 75 |  | 75 | 75 | 75 | 75 | 75 | 75 | 75 | 75 | 75 | 75 | 75 | 75 | 75 | 75 | 75 | 75 | 75 | 75 | 75 | 75 | 75 | 75 | 75 | 75 | 75
|  |  |  | Apparent Power |  |  | MVA | 4.2868 |  | 4.2868 | 4.2868 | 4.2868 | 4.2868 | 4.2868 | 4.2868 | 4.2868 | 4.2868 | 4.2868 | 4.2868 | 4.2868 | 4.2868 | 4.2868 | 4.2868 | 4.2868 | 4.2868 | 4.2868 | 4.2868 | 4.2868 | 4.2868 | 4.2868 | 4.2868 | 4.2868 | 4.2868 | 4.2868
|  |  |  | Real Power |  |  | MW | 4.2868 |  | 4.2868 | 4.2868 | 4.2868 | 4.2868 | 4.2868 | 4.2868 | 4.2868 | 4.2868 | 4.2868 | 4.2868 | 4.2868 | 4.2868 | 4.2868 | 4.2868 | 4.2868 | 4.2868 | 4.2868 | 4.2868 | 4.2868 | 4.2868 | 4.2868 | 4.2868 | 4.2868 | 4.2868 | 4.2868
|  |  |  | Reactive Power |  |  | MVAr | 0 |  | 0 | 0 | 0 | 0 | 0 | 0 | 0 | 0 | 0 | 0 | 0 | 0 | 0 | 0 | 0 | 0 | 0 | 0 | 0 | 0 | 0 | 0 | 0 | 0 | 0
|  |  |  | Capacitors In Service |  |  | MVAr | 0 |  | 0 | 0 | 0 | 0 | 0 | 0 | 0 | 0 | 0 | 0 | 0 | 0 | 0 | 0 | 0 | 0 | 0 | 0 | 0 | 0 | 0 | 0 | 0 | 0 | 0
|  |  |  | PF |  |  |  | 1 | bar: 14/15 to 38/39
0.75395 | Diversity Factor: 0.75 | Uncompensated |  | Reactive Power |  |  | MVAr | 0 |  | 0 | 0 | 0 | 0 | 0 | 0 | 0 | 0 | 0 | 0 | 0 | 0 | 0 | 0 | 0 | 0 | 0 | 0 | 0 | 0 | 0 | 0 | 0 | 0 | 0
|  |  |  | PF |  |  |  | 1 | bar: 14/15 to 38/39
[10 empty] | 1 | 2 | 3 | 4 | 5 | 6 | 7 | 8 | 9 | 10 | 11 | 12 | 13 | 14 | 15 | 16 | 17 | 18 | 19 | 20 | 21 | 22 | 23 | 24 | 25
Transformer Load Detail
[7 empty] | Units | 13/14 |  | 14/15 | 15/16 | 16/17 | 17/18 | 18/19 | 19/20 | 20/21 | 21/22 | 22/23 | 23/24 | 24/25 | 25/26 | 26/27 | 27/28 | 28/29 | 29/30 | 30/31 | 31/32 | 32/33 | 33/34 | 34/35 | 35/36 | 36/37 | 37/38 | 38/39
| 0 | Compensated |  | Load (LV side) |  |  | Amps
|  |  |  | Apparent Power |  |  | MVA
|  |  |  | Real Power |  |  | MW
|  |  |  | Reactive Power |  |  | MVAr
|  |  |  | Capacitors In Service |  |  | MVAr
PF
| Zone Div: | Uncompensated |  | Reactive Power |  |  | MVAr
PF
| 0 | Compensated |  | Load (LV side) |  |  | Amps
|  |  |  | Apparent Power |  |  | MVA
|  |  |  | Real Power |  |  | MW
|  |  |  | Reactive Power |  |  | MVAr
|  |  |  | Capacitors In Service |  |  | MVAr
PF
| Zone Div: | Uncompensated |  | Reactive Power |  |  | MVAr
PF
| 0 | Compensated |  | Load (LV side) |  |  | Amps
|  |  |  | Apparent Power |  |  | MVA
|  |  |  | Real Power |  |  | MW
|  |  |  | Reactive Power |  |  | MVAr
|  |  |  | Capacitors In Service |  |  | MVAr
PF
| Zone Div: | Uncompensated |  | Reactive Power |  |  | MVAr
PF
| 0 | Compensated |  | Load (LV side) |  |  | Amps
|  |  |  | Apparent Power |  |  | MVA
|  |  |  | Real Power |  |  | MW
|  |  |  | Reactive Power |  |  | MVAr
|  |  |  | Capacitors In Service |  |  | MVAr
PF
| Zone Div: | Uncompensated |  | Reactive Power |  |  | MVAr
PF
| 0 | Compensated |  | Load (LV side) |  |  | Amps
|  |  |  | Apparent Power |  |  | MVA
|  |  |  | Real Power |  |  | MW
|  |  |  | Reactive Power |  |  | MVAr
|  |  |  | Capacitors In Service |  |  | MVAr
PF
| Zone Div: | Uncompensated |  | Reactive Power |  |  | MVAr
PF
| 0 | Compensated |  | Load (LV side) |  |  | Amps
|  |  |  | Apparent Power |  |  | MVA
|  |  |  | Real Power |  |  | MW
|  |  |  | Reactive Power |  |  | MVAr
|  |  |  | Capacitors In Service |  |  | MVAr
PF
| Zone Div: | Uncompensated |  | Reactive Power |  |  | MVAr
PF
| 0 | Compensated |  | Load (LV side) |  |  | Amps
|  |  |  | Apparent Power |  |  | MVA
|  |  |  | Real Power |  |  | MW
|  |  |  | Reactive Power |  |  | MVAr
|  |  |  | Capacitors In Service |  |  | MVAr
PF
| Zone Div: | Uncompensated |  | Reactive Power |  |  | MVAr
PF
| 0 | Compensated |  | Load (LV side) |  |  | Amps
|  |  |  | Apparent Power |  |  | MVA
|  |  |  | Real Power |  |  | MW
|  |  |  | Reactive Power |  |  | MVAr
|  |  |  | Capacitors In Service |  |  | MVAr
PF
| Zone Div: | Uncompensated |  | Reactive Power |  |  | MVAr
PF
| 0 | Compensated |  | Load (LV side) |  |  | Amps
|  |  |  | Apparent Power |  |  | MVA
|  |  |  | Real Power |  |  | MW
|  |  |  | Reactive Power |  |  | MVAr
|  |  |  | Capacitors In Service |  |  | MVAr
PF
| Zone Div: | Uncompensated |  | Reactive Power |  |  | MVAr
PF
| 0 | Compensated |  | Load (LV side) |  |  | Amps
|  |  |  | Apparent Power |  |  | MVA
|  |  |  | Real Power |  |  | MW
|  |  |  | Reactive Power |  |  | MVAr
|  |  |  | Capacitors In Service |  |  | MVAr
PF
| Zone Div: | Uncompensated |  | Reactive Power |  |  | MVAr
PF

## Customer79
| Customer79 | [16 empty] | 2015 | SUMMER
| Substation Total Loads | [33 empty] | Spots & Transfers Detail
| Historical Loads | (33kV Amps) | [7 empty] | Weather Corrected Forecast Loads |  |  |  | (33kV Amps) | [20 empty] | Spots & Transfers Summary | (33kV Amps) |  | Historical Spots & Transfers | [6 empty] | Forecast Spots & Transfers
|  | 07/08 | 08/09 | 09/10 | 10/11 | 11/12 | 12/13 | 13/14 |  | 14/15 | 15/16 | 16/17 | 17/18 | 18/19 | 19/20 | 20/21 | 21/22 | 22/23 | 23/24 | 24/25 | 25/26 | 26/27 | 27/28 | 28/29 | 29/30 | 30/31 | 31/32 | 32/33 | 33/34 | 34/35 | 35/36 | 36/37 | 37/38 | 38/39 |  |  |  | 07/08 | 08/09 | 09/10 | 10/11 | 11/12 | 12/13 | 13/14 | 14/15 | 15/16 | 16/17 | 17/18 | 18/19 | 19/20 | 20/21 | 21/22 | 22/23 | 23/24 | 24/25 | 25/26 | 26/27 | 27/28 | 28/29 | 29/30 | 30/31 | 31/32 | 32/33 | 33/34 | 34/35 | 35/36 | 36/37 | 37/38 | 38/39
| Total |  |  |  |  | 272 | 228 | 221 |  | 221 | 221 | 221 | 221 | 221 | 221 | 221 | 221 | 221 | 221 | 221 | 221 | 221 | 221 | 221 | 221 | 221 | 221 | 221 | 221 | 221 | 221 | 221 | 221 | 221 |  |  | Total
Firm Rating
| Total Capacity | [36 empty] | 0 | 0 | 0 | 0 | 0 | 0 | 0 | 0 | 0 | 0 | 0 | 0 | 0 | 0 | 0 | 0 | 0 | 0 | 0 | 0 | 0 | 0 | 0 | 0 | 0 | 0 | 0 | 0 | 0 | 0 | 0 | 0
|  | -7 | -6 | -5 | -4 | -3 | -2 | -1 |  | 0 | 1 | 2 | 3 | 4 | 5 | 6 | 7 | 8 | 9 | 10 | 11 | 12 | 13 | 14 | 15 | 16 | 17 | 18 | 19 | 20 | 21 | 22 | 23 | 24 |  |  |  | 0 | 0 | 0 | 0 | 0 | 0 | 0 | 0 | 0 | 0 | 0 | 0 | 0 | 0 | 0 | 0 | 0 | 0 | 0 | 0 | 0 | 0 | 0 | 0 | 0 | 0 | 0 | 0 | 0 | 0 | 0 | 0
| Transformer Loads | [36 empty] | 0 | 0 | 0 | 0 | 0 | 0 | 0 | 0 | 0 | 0 | 0 | 0 | 0 | 0 | 0 | 0 | 0 | 0 | 0 | 0 | 0 | 0 | 0 | 0 | 0 | 0 | 0 | 0 | 0 | 0 | 0 | 0
| Historical Loads | (33kV Amps) | [7 empty] | Weather Corrected Forecast Loads |  |  |  | (33kV Amps) | [23 empty] | 0 | 0 | 0 | 0 | 0 | 0 | 0 | 0 | 0 | 0 | 0 | 0 | 0 | 0 | 0 | 0 | 0 | 0 | 0 | 0 | 0 | 0 | 0 | 0 | 0 | 0 | 0 | 0 | 0 | 0 | 0 | 0
|  | 07/08 | 08/09 | 09/10 | 10/11 | 11/12 | 12/13 | 13/14 |  | 14/15 | 15/16 | 16/17 | 17/18 | 18/19 | 19/20 | 20/21 | 21/22 | 22/23 | 23/24 | 24/25 | 25/26 | 26/27 | 27/28 | 28/29 | 29/30 | 30/31 | 31/32 | 32/33 | 33/34 | 34/35 | 35/36 | 36/37 | 37/38 | 38/39 |  |  |  | 0 | 0 | 0 | 0 | 0 | 0 | 0 | 0 | 0 | 0 | 0 | 0 | 0 | 0 | 0 | 0 | 0 | 0 | 0 | 0 | 0 | 0 | 0 | 0 | 0 | 0 | 0 | 0 | 0 | 0 | 0 | 0
| 0 | [36 empty] | 0 | 0 | 0 | 0 | 0 | 0 | 0 | 0 | 0 | 0 | 0 | 0 | 0 | 0 | 0 | 0 | 0 | 0 | 0 | 0 | 0 | 0 | 0 | 0 | 0 | 0 | 0 | 0 | 0 | 0 | 0 | 0
| Diversity Factor: 0 | [36 empty] | 0 | 0 | 0 | 0 | 0 | 0 | 0 | 0 | 0 | 0 | 0 | 0 | 0 | 0 | 0 | 0 | 0 | 0 | 0 | 0 | 0 | 0 | 0 | 0 | 0 | 0 | 0 | 0 | 0 | 0 | 0 | 0
[38 empty] | 0 | 0 | 0 | 0 | 0 | 0 | 0 | 0 | 0 | 0 | 0 | 0 | 0 | 0 | 0 | 0 | 0 | 0 | 0 | 0 | 0 | 0 | 0 | 0 | 0 | 0 | 0 | 0 | 0 | 0 | 0 | 0
[38 empty] | 0 | 0 | 0 | 0 | 0 | 0 | 0 | 0 | 0 | 0 | 0 | 0 | 0 | 0 | 0 | 0 | 0 | 0 | 0 | 0 | 0 | 0 | 0 | 0 | 0 | 0 | 0 | 0 | 0 | 0 | 0 | 0
| 0 | [36 empty] | 0 | 0 | 0 | 0 | 0 | 0 | 0 | 0 | 0 | 0 | 0 | 0 | 0 | 0 | 0 | 0 | 0 | 0 | 0 | 0 | 0 | 0 | 0 | 0 | 0 | 0 | 0 | 0 | 0 | 0 | 0 | 0
Diversity Factor: 0
[38 empty] | Historical Spots & Transfers | [6 empty] | Forecast Spots & Transfers
[35 empty] | Project Name | From | To | 07/08 | 08/09 | 09/10 | 10/11 | 11/12 | 12/13 | 13/14 | 14/15 | 15/16 | 16/17 | 17/18 | 18/19 | 19/20 | 20/21 | 21/22 | 22/23 | 23/24 | 24/25 | 25/26 | 26/27 | 27/28 | 28/29 | 29/30 | 30/31 | 31/32 | 32/33 | 33/34 | 34/35 | 35/36 | 36/37 | 37/38 | 38/39
0
Diversity Factor: 0
0
Diversity Factor: 0
0
Diversity Factor: 0
0
Diversity Factor: 0
0
Diversity Factor: 0
0
Diversity Factor: 0
0
Diversity Factor: 0
0
Diversity Factor: 0
| Weather Correction and Public Holiday Factors | [8 empty] | Forecast ROG
ROG Justification
| Actual loads for season 13/14 have been weather corrected by the following: | [6 empty] | 0% |  | N/A | [59 empty] | N/A
1 | 2 | 3 | 4 | 5 | 6 | 7 | 8 | 9 | 10 | 14/15 | 15/16 | 16/17 | 17/18 | 18/19 | 19/20 | 20/21 | 21/22 | 22/23 | 23/24 | 24/25 | 25/26 | 26/27 | 27/28 | 28/29 | 29/30 | 30/31 | 31/32 | 32/33 | 33/34 | 34/35 | 35/36 | 36/37 | 37/38 | 38/39
1 | 1 | 1 | 1 | 1 | 1 | 1 | 1 | 1 | 1 | 0% | 0% | 0% | 0% | 0% | 0% | 0% | 0% | 0% | 0% | 0% | 0% | 0% | 0% | 0% | 0% | 0% | 0% | 0% | 0% | 0% | 0% | 0% | 0% | 0%
Substation Load Detail
[7 empty] | Units | 13/14 |  | 14/15 | 15/16 | 16/17 | 17/18 | 18/19 | 19/20 | 20/21 | 21/22 | 22/23 | 23/24 | 24/25 | 25/26 | 26/27 | 27/28 | 28/29 | 29/30 | 30/31 | 31/32 | 32/33 | 33/34 | 34/35 | 35/36 | 36/37 | 37/38 | 38/39
1 | Customer79 | Compensated |  | Load (LV side) |  |  | Amps | 221 |  | 221 | 221 | 221 | 221 | 221 | 221 | 221 | 221 | 221 | 221 | 221 | 221 | 221 | 221 | 221 | 221 | 221 | 221 | 221 | 221 | 221 | 221 | 221 | 221 | 221
|  |  |  | Apparent Power |  |  | MVA | 12.6318 |  | 12.6318 | 12.6318 | 12.6318 | 12.6318 | 12.6318 | 12.6318 | 12.6318 | 12.6318 | 12.6318 | 12.6318 | 12.6318 | 12.6318 | 12.6318 | 12.6318 | 12.6318 | 12.6318 | 12.6318 | 12.6318 | 12.6318 | 12.6318 | 12.6318 | 12.6318 | 12.6318 | 12.6318 | 12.6318
|  |  |  | Real Power |  |  | MW | 12.6318 |  | 12.6318 | 12.6318 | 12.6318 | 12.6318 | 12.6318 | 12.6318 | 12.6318 | 12.6318 | 12.6318 | 12.6318 | 12.6318 | 12.6318 | 12.6318 | 12.6318 | 12.6318 | 12.6318 | 12.6318 | 12.6318 | 12.6318 | 12.6318 | 12.6318 | 12.6318 | 12.6318 | 12.6318 | 12.6318
|  |  |  | Reactive Power |  |  | MVAr | 0 |  | 0 | 0 | 0 | 0 | 0 | 0 | 0 | 0 | 0 | 0 | 0 | 0 | 0 | 0 | 0 | 0 | 0 | 0 | 0 | 0 | 0 | 0 | 0 | 0 | 0
|  |  |  | Capacitors In Service |  |  | MVAr | 0 |  | 0 | 0 | 0 | 0 | 0 | 0 | 0 | 0 | 0 | 0 | 0 | 0 | 0 | 0 | 0 | 0 | 0 | 0 | 0 | 0 | 0 | 0 | 0 | 0 | 0
|  |  |  | PF |  |  |  | 1 | bar: 14/15 to 38/39
0.5784 | Diversity Factor: 0.58 | Uncompensated |  | Reactive Power |  |  | MVAr | 0 |  | 0 | 0 | 0 | 0 | 0 | 0 | 0 | 0 | 0 | 0 | 0 | 0 | 0 | 0 | 0 | 0 | 0 | 0 | 0 | 0 | 0 | 0 | 0 | 0 | 0
|  |  |  | PF |  |  |  | 1 | bar: 14/15 to 38/39
[10 empty] | 1 | 2 | 3 | 4 | 5 | 6 | 7 | 8 | 9 | 10 | 11 | 12 | 13 | 14 | 15 | 16 | 17 | 18 | 19 | 20 | 21 | 22 | 23 | 24 | 25
Transformer Load Detail
[7 empty] | Units | 13/14 |  | 14/15 | 15/16 | 16/17 | 17/18 | 18/19 | 19/20 | 20/21 | 21/22 | 22/23 | 23/24 | 24/25 | 25/26 | 26/27 | 27/28 | 28/29 | 29/30 | 30/31 | 31/32 | 32/33 | 33/34 | 34/35 | 35/36 | 36/37 | 37/38 | 38/39
| 0 | Compensated |  | Load (LV side) |  |  | Amps
|  |  |  | Apparent Power |  |  | MVA
|  |  |  | Real Power |  |  | MW
|  |  |  | Reactive Power |  |  | MVAr
|  |  |  | Capacitors In Service |  |  | MVAr
PF
| Zone Div: | Uncompensated |  | Reactive Power |  |  | MVAr
PF
| 0 | Compensated |  | Load (LV side) |  |  | Amps
|  |  |  | Apparent Power |  |  | MVA
|  |  |  | Real Power |  |  | MW
|  |  |  | Reactive Power |  |  | MVAr
|  |  |  | Capacitors In Service |  |  | MVAr
PF
| Zone Div: | Uncompensated |  | Reactive Power |  |  | MVAr
PF
| 0 | Compensated |  | Load (LV side) |  |  | Amps
|  |  |  | Apparent Power |  |  | MVA
|  |  |  | Real Power |  |  | MW
|  |  |  | Reactive Power |  |  | MVAr
|  |  |  | Capacitors In Service |  |  | MVAr
PF
| Zone Div: | Uncompensated |  | Reactive Power |  |  | MVAr
PF
| 0 | Compensated |  | Load (LV side) |  |  | Amps
|  |  |  | Apparent Power |  |  | MVA
|  |  |  | Real Power |  |  | MW
|  |  |  | Reactive Power |  |  | MVAr
|  |  |  | Capacitors In Service |  |  | MVAr
PF
| Zone Div: | Uncompensated |  | Reactive Power |  |  | MVAr
PF
| 0 | Compensated |  | Load (LV side) |  |  | Amps
|  |  |  | Apparent Power |  |  | MVA
|  |  |  | Real Power |  |  | MW
|  |  |  | Reactive Power |  |  | MVAr
|  |  |  | Capacitors In Service |  |  | MVAr
PF
| Zone Div: | Uncompensated |  | Reactive Power |  |  | MVAr
PF
| 0 | Compensated |  | Load (LV side) |  |  | Amps
|  |  |  | Apparent Power |  |  | MVA
|  |  |  | Real Power |  |  | MW
|  |  |  | Reactive Power |  |  | MVAr
|  |  |  | Capacitors In Service |  |  | MVAr
PF
| Zone Div: | Uncompensated |  | Reactive Power |  |  | MVAr
PF
| 0 | Compensated |  | Load (LV side) |  |  | Amps
|  |  |  | Apparent Power |  |  | MVA
|  |  |  | Real Power |  |  | MW
|  |  |  | Reactive Power |  |  | MVAr
|  |  |  | Capacitors In Service |  |  | MVAr
PF
| Zone Div: | Uncompensated |  | Reactive Power |  |  | MVAr
PF
| 0 | Compensated |  | Load (LV side) |  |  | Amps
|  |  |  | Apparent Power |  |  | MVA
|  |  |  | Real Power |  |  | MW
|  |  |  | Reactive Power |  |  | MVAr
|  |  |  | Capacitors In Service |  |  | MVAr
PF
| Zone Div: | Uncompensated |  | Reactive Power |  |  | MVAr
PF
| 0 | Compensated |  | Load (LV side) |  |  | Amps
|  |  |  | Apparent Power |  |  | MVA
|  |  |  | Real Power |  |  | MW
|  |  |  | Reactive Power |  |  | MVAr
|  |  |  | Capacitors In Service |  |  | MVAr
PF
| Zone Div: | Uncompensated |  | Reactive Power |  |  | MVAr
PF
| 0 | Compensated |  | Load (LV side) |  |  | Amps
|  |  |  | Apparent Power |  |  | MVA
|  |  |  | Real Power |  |  | MW
|  |  |  | Reactive Power |  |  | MVAr
|  |  |  | Capacitors In Service |  |  | MVAr
PF
| Zone Div: | Uncompensated |  | Reactive Power |  |  | MVAr
PF

## Menai 132_11kV
| Menai 132_11kV | [16 empty] | 2015 | SUMMER
| Substation Total Loads | [33 empty] | Spots & Transfers Detail
| Historical Loads | (11kV Amps) | [7 empty] | Weather Corrected Forecast Loads |  |  |  | (11kV Amps) | [20 empty] | Spots & Transfers Summary | (11kV Amps) |  | Historical Spots & Transfers | [6 empty] | Forecast Spots & Transfers
|  | 07/08 | 08/09 | 09/10 | 10/11 | 11/12 | 12/13 | 13/14 |  | 14/15 | 15/16 | 16/17 | 17/18 | 18/19 | 19/20 | 20/21 | 21/22 | 22/23 | 23/24 | 24/25 | 25/26 | 26/27 | 27/28 | 28/29 | 29/30 | 30/31 | 31/32 | 32/33 | 33/34 | 34/35 | 35/36 | 36/37 | 37/38 | 38/39 |  |  |  | 07/08 | 08/09 | 09/10 | 10/11 | 11/12 | 12/13 | 13/14 | 14/15 | 15/16 | 16/17 | 17/18 | 18/19 | 19/20 | 20/21 | 21/22 | 22/23 | 23/24 | 24/25 | 25/26 | 26/27 | 27/28 | 28/29 | 29/30 | 30/31 | 31/32 | 32/33 | 33/34 | 34/35 | 35/36 | 36/37 | 37/38 | 38/39
| Total | 2033 | 2438 | 2492 | 2668 | 1984 | 2312 | 2024 |  | 2000.279 | 1927.112 | 1880.83 | 1848.009 | 1839.423 | 1843.53 | 1858.713 | 1875.823 | 1891.074 | 1907.62 | 1923.638 | 1943.594 | 1963.986 | 1986.141 | 2009.672 | 2033.191 | 2056.979 | 2081.415 | 2106.509 | 2132.269 | 2158.708 | 2185.833 | 2213.657 | 2242.188 | 2271.439 |  |  | Total | 50 | 0 | 0 | -0.080829 | -0.073481 | -0.34903 | -1.2145 | -1.2786 | -7.9651 | -4.4044 | -12.3852 | -8.5858 | 4.1071 | 15.1826 | 17.1103 | 15.2516 | 16.5452 | 16.0189 | 19.9559 | 20.3913 | 22.1554 | 23.5311 | 23.5194 | 23.788 | 24.4358 | 25.0934 | 25.7608 | 26.4382 | 27.1257 | 27.8235 | 28.5317 | 29.2504
| Firm Rating | 0 | 0 | 0 | 0 | 0 | 0 | 3187 |  | 3187 | 3187 | 3187 | 3187 | 3187 | 3187 | 3187 | 3187 | 3187 | 3187 | 3187 | 3187 | 3187 | 3187 | 3187 | 3187 | 3187 | 3187 | 3187 | 3187 | 3187 | 3187 | 3187 | 3187 | 3187
| Total Capacity | 0 | 0 | 0 | 0 | 0 | 0 | 6374 |  | 6374 | 6374 | 6374 | 6374 | 6374 | 6374 | 6374 | 6374 | 6374 | 6374 | 6374 | 6374 | 6374 | 6374 | 6374 | 6374 | 6374 | 6374 | 6374 | 6374 | 6374 | 6374 | 6374 | 6374 | 6374 |  |  | Menai 132_11kV Tx1 | -40 | 0 | 0 | -0.045454 | -0.041322 | -0.19628 | -0.68299 | -0.71904 | -4.4792 | -2.4768 | -6.9648 | -4.8282 | 2.3096 | 8.5379 | 9.6219 | 8.5767 | 9.3041 | 9.0081 | 11.2221 | 11.467 | 12.459 | 13.2326 | 13.226 | 13.3771 | 13.7414 | 14.1112 | 14.4865 | 14.8674 | 15.254 | 15.6464 | 16.0447 | 16.4489
|  | -7 | -6 | -5 | -4 | -3 | -2 | -1 |  | 0 | 1 | 2 | 3 | 4 | 5 | 6 | 7 | 8 | 9 | 10 | 11 | 12 | 13 | 14 | 15 | 16 | 17 | 18 | 19 | 20 | 21 | 22 | 23 | 24 |  |  | Menai 132_11kV Tx2 | 90 | 0 | 0 | -0.035375 | -0.032159 | -0.15276 | -0.53155 | -0.5596 | -3.486 | -1.9276 | -5.4204 | -3.7576 | 1.7975 | 6.6447 | 7.4884 | 6.6749 | 7.2411 | 7.0107 | 8.7338 | 8.9243 | 9.6964 | 10.2985 | 10.2934 | 10.4109 | 10.6944 | 10.9822 | 11.2743 | 11.5708 | 11.8717 | 12.1771 | 12.487 | 12.8016
| Transformer Loads | [36 empty] | 0 | 0 | 0 | 0 | 0 | 0 | 0 | 0 | 0 | 0 | 0 | 0 | 0 | 0 | 0 | 0 | 0 | 0 | 0 | 0 | 0 | 0 | 0 | 0 | 0 | 0 | 0 | 0 | 0 | 0 | 0 | 0
| Historical Loads | (11kV Amps) | [7 empty] | 0: Weather Corrected Forecast Loads; 4: (11kV Amps) |  |  |  | 0 | 0 | 0 | 0 | 0 | 0 | 0 | 0 | 0 | 0 | 0 | 0 | 0 | 0 | 0 | 0 | 0 | 0 | 0 | 0 | 0 | 0 | 0 | 0 | 0 | 0 | 0 | 0 | 0 | 0 | 0 | 0
|  | 07/08 | 08/09 | 09/10 | 10/11 | 11/12 | 12/13 | 13/14 |  | 14/15 | 15/16 | 16/17 | 17/18 | 18/19 | 19/20 | 20/21 | 21/22 | 22/23 | 23/24 | 24/25 | 25/26 | 26/27 | 27/28 | 28/29 | 29/30 | 30/31 | 31/32 | 32/33 | 33/34 | 34/35 | 35/36 | 36/37 | 37/38 | 38/39 |  |  |  | 0 | 0 | 0 | 0 | 0 | 0 | 0 | 0 | 0 | 0 | 0 | 0 | 0 | 0 | 0 | 0 | 0 | 0 | 0 | 0 | 0 | 0 | 0 | 0 | 0 | 0 | 0 | 0 | 0 | 0 | 0 | 0
| 0 | [36 empty] | 0 | 0 | 0 | 0 | 0 | 0 | 0 | 0 | 0 | 0 | 0 | 0 | 0 | 0 | 0 | 0 | 0 | 0 | 0 | 0 | 0 | 0 | 0 | 0 | 0 | 0 | 0 | 0 | 0 | 0 | 0 | 0
| Diversity Factor: 0 | [36 empty] | 0 | 0 | 0 | 0 | 0 | 0 | 0 | 0 | 0 | 0 | 0 | 0 | 0 | 0 | 0 | 0 | 0 | 0 | 0 | 0 | 0 | 0 | 0 | 0 | 0 | 0 | 0 | 0 | 0 | 0 | 0 | 0
[38 empty] | 0 | 0 | 0 | 0 | 0 | 0 | 0 | 0 | 0 | 0 | 0 | 0 | 0 | 0 | 0 | 0 | 0 | 0 | 0 | 0 | 0 | 0 | 0 | 0 | 0 | 0 | 0 | 0 | 0 | 0 | 0 | 0
[38 empty] | 0 | 0 | 0 | 0 | 0 | 0 | 0 | 0 | 0 | 0 | 0 | 0 | 0 | 0 | 0 | 0 | 0 | 0 | 0 | 0 | 0 | 0 | 0 | 0 | 0 | 0 | 0 | 0 | 0 | 0 | 0 | 0
| 0 | [36 empty] | 0 | 0 | 0 | 0 | 0 | 0 | 0 | 0 | 0 | 0 | 0 | 0 | 0 | 0 | 0 | 0 | 0 | 0 | 0 | 0 | 0 | 0 | 0 | 0 | 0 | 0 | 0 | 0 | 0 | 0 | 0 | 0
Diversity Factor: 0
[38 empty] | Historical Spots & Transfers | [6 empty] | Forecast Spots & Transfers
[35 empty] | Project Name | From | To | 07/08 | 08/09 | 09/10 | 10/11 | 11/12 | 12/13 | 13/14 | 14/15 | 15/16 | 16/17 | 17/18 | 18/19 | 19/20 | 20/21 | 21/22 | 22/23 | 23/24 | 24/25 | 25/26 | 26/27 | 27/28 | 28/29 | 29/30 | 30/31 | 31/32 | 32/33 | 33/34 | 34/35 | 35/36 | 36/37 | 37/38 | 38/39
| 0 | [33 empty] | Broad based demand management |  | Menai 132_11kV Tx1 | 0 | 0 | 0 | 0 | 0 | 0 | 0 | -0.27748 | -3.9981 | -4.5803 | -11.0626 | -7.1063 | 0 | 0 | 0 | 0 | 0 | 0 | 0 | 0 | 0 | 0 | 0 | 0 | 0 | 0 | 0 | 0 | 0 | 0 | 0 | 0
| Diversity Factor: 0 | [33 empty] | Broad based demand management |  | Menai 132_11kV Tx2 | 0 | 0 | 0 | 0 | 0 | 0 | 0 | -0.21595 | -3.1116 | -3.5647 | -8.6096 | -5.5306 | 0 | 0 | 0 | 0 | 0 | 0 | 0 | 0 | 0 | 0 | 0 | 0 | 0 | 0 | 0 | 0 | 0 | 0 | 0 | 0
[35 empty] | DNP_ID: 6081. Connections - Relief of Feeders on Menai Zone Panels 8, 12 and 21 | Jannali 33_11kV Tx1 | Menai 132_11kV Tx2 | 50 | 0 | 0 | 0 | 0 | 0 | 0 | 0 | 0 | 0 | 0 | 0 | 0 | 0 | 0 | 0 | 0 | 0 | 0 | 0 | 0 | 0 | 0 | 0 | 0 | 0 | 0 | 0 | 0 | 0 | 0 | 0
[35 empty] | DNP_ID: 6081. Connections - Relief of Feeders on Menai Zone Panels 8, 12 and 21 | Menai 132_11kV Tx1 | Menai 132_11kV Tx2 | 200 | 0 | 0 | 0 | 0 | 0 | 0 | 0 | 0 | 0 | 0 | 0 | 0 | 0 | 0 | 0 | 0 | 0 | 0 | 0 | 0 | 0 | 0 | 0 | 0 | 0 | 0 | 0 | 0 | 0 | 0 | 0
| 0 | [33 empty] | DNP_ID: 6081. Connections - Relief of Feeders on Menai Zone Panels 8, 12 and 21 | Menai 132_11kV Tx2 | Menai 132_11kV Tx1 | 160 | 0 | 0 | 0 | 0 | 0 | 0 | 0 | 0 | 0 | 0 | 0 | 0 | 0 | 0 | 0 | 0 | 0 | 0 | 0 | 0 | 0 | 0 | 0 | 0 | 0 | 0 | 0 | 0 | 0 | 0 | 0
| Diversity Factor: 0 | [33 empty] | Econometric |  | Menai 132_11kV Tx1 | 0 | 0 | 0 | 0 | 0 | 0 | 0 | 0 | 0 | 7.5525 | 13.0979 | 16.2683 | 17.6119 | 18.5763 | 18.3999 | 18.2018 | 18.525 | 18.8531 | 19.1862 | 19.5243 | 19.8675 | 20.2159 | 20.5695 | 20.9284 | 21.2927 | 21.6625 | 22.0378 | 22.4187 | 22.8053 | 23.1977 | 23.596 | 24.0002
[35 empty] | Econometric |  | Menai 132_11kV Tx2 | 0 | 0 | 0 | 0 | 0 | 0 | 0 | 0 | 0 | 5.8778 | 10.1937 | 12.6611 | 13.7068 | 14.4573 | 14.32 | 14.1658 | 14.4174 | 14.6727 | 14.9319 | 15.1951 | 15.4622 | 15.7333 | 16.0085 | 16.2878 | 16.5714 | 16.8591 | 17.1512 | 17.4477 | 17.7486 | 18.054 | 18.3639 | 18.6785
[35 empty] | Energy Efficiency |  | Menai 132_11kV Tx1 | 0 | 0 | 0 | 0 | 0 | 0 | 0 | -0.25605 | -0.27293 | -5.214 | -8.7423 | -13.7142 | -15.0116 | -9.7341 | -8.4837 | -9.3261 | -8.9921 | -9.5709 | -7.69 | -7.7833 | -7.1344 | -6.7092 | -7.0694 | -7.2772 | -7.2772 | -7.2772 | -7.2772 | -7.2772 | -7.2772 | -7.2772 | -7.2772 | -7.2772
| 0 | [33 empty] | Energy Efficiency |  | Menai 132_11kV Tx2 | 0 | 0 | 0 | 0 | 0 | 0 | 0 | -0.19928 | -0.21241 | -4.0578 | -6.8038 | -10.6733 | -11.683 | -7.5757 | -6.6026 | -7.2581 | -6.9982 | -7.4487 | -5.9849 | -6.0574 | -5.5525 | -5.2215 | -5.5018 | -5.6636 | -5.6636 | -5.6636 | -5.6636 | -5.6636 | -5.6636 | -5.6636 | -5.6636 | -5.6636
| Diversity Factor: 0 | [33 empty] | Solar PV |  | Menai 132_11kV Tx1 | 0 | 0 | 0 | -0.045454 | -0.041322 | -0.19628 | -0.68299 | -0.18551 | -0.20808 | -0.235 | -0.25786 | -0.27597 | -0.29073 | -0.30439 | -0.29435 | -0.29903 | -0.2288 | -0.27406 | -0.27406 | -0.27406 | -0.27406 | -0.27406 | -0.27406 | -0.27406 | -0.27406 | -0.27406 | -0.27406 | -0.27406 | -0.27406 | -0.27406 | -0.27406 | -0.27406
[35 empty] | Solar PV |  | Menai 132_11kV Tx2 | 0 | 0 | 0 | -0.035375 | -0.032159 | -0.15276 | -0.53155 | -0.14438 | -0.16194 | -0.18289 | -0.20068 | -0.21478 | -0.22627 | -0.2369 | -0.22908 | -0.23273 | -0.17807 | -0.21329 | -0.21329 | -0.21329 | -0.21329 | -0.21329 | -0.21329 | -0.21329 | -0.21329 | -0.21329 | -0.21329 | -0.21329 | -0.21329 | -0.21329 | -0.21329 | -0.21329
0
Diversity Factor: 0
0
Diversity Factor: 0
0
Diversity Factor: 0
0
Diversity Factor: 0
0
Diversity Factor: 0
| Weather Correction and Public Holiday Factors | [8 empty] | Forecast ROG
ROG Justification
| Actual loads for season 13/14 have been weather corrected by the following: | [6 empty] | -0.03649% |  | 7 year ROG ok | [59 empty] | 7 year ROG ok
1 | 2 | 3 | 4 | 5 | 6 | 7 | 8 | 9 | 10 | 14/15 | 15/16 | 16/17 | 17/18 | 18/19 | 19/20 | 20/21 | 21/22 | 22/23 | 23/24 | 24/25 | 25/26 | 26/27 | 27/28 | 28/29 | 29/30 | 30/31 | 31/32 | 32/33 | 33/34 | 34/35 | 35/36 | 36/37 | 37/38 | 38/39
0.96741 | 0.93588 | 0.91555 | 0.9056 | 0.9056 | 0.9056 | 0.9056 | 0.9056 | 0.9056 | 0.9056 | -3.259% | -3.259% | -2.173% | -1.086% | 0% | 0% | 0% | 0% | 0% | 0% | 0% | 0% | 0% | 0% | 0% | 0% | 0% | 0% | 0% | 0% | 0% | 0% | 0% | 0% | 0%
Substation Load Detail
[7 empty] | Units | 13/14 |  | 14/15 | 15/16 | 16/17 | 17/18 | 18/19 | 19/20 | 20/21 | 21/22 | 22/23 | 23/24 | 24/25 | 25/26 | 26/27 | 27/28 | 28/29 | 29/30 | 30/31 | 31/32 | 32/33 | 33/34 | 34/35 | 35/36 | 36/37 | 37/38 | 38/39
1 | Menai 132_11kV | Compensated |  | Load (LV side) |  |  | Amps | 2024 | 2069 | 2000.279 | 1927.112 | 1880.83 | 1848.009 | 1839.423 | 1843.53 | 1858.713 | 1875.823 | 1891.074 | 1907.62 | 1923.638 | 1943.594 | 1963.986 | 1986.141 | 2009.672 | 2033.191 | 2056.979 | 2081.415 | 2106.509 | 2132.269 | 2158.708 | 2185.833 | 2213.657 | 2242.188 | 2271.439
|  |  |  | Apparent Power |  |  | MVA | 38.5624 |  | 38.1104 | 36.7164 | 35.8346 | 35.2093 | 35.0457 | 35.124 | 35.4132 | 35.7392 | 36.0298 | 36.345 | 36.6502 | 37.0305 | 37.419 | 37.8411 | 38.2894 | 38.7375 | 39.1907 | 39.6563 | 40.1344 | 40.6252 | 41.1289 | 41.6457 | 42.1758 | 42.7194 | 43.2767
|  |  |  | Real Power |  |  | MW | 36.9943 | 37.8168 | 36.5607 | 35.2234 | 34.3775 | 33.7776 | 33.6206 | 33.6957 | 33.9732 | 34.2859 | 34.5647 | 34.8671 | 35.1599 | 35.5247 | 35.8974 | 36.3023 | 36.7324 | 37.1623 | 37.5971 | 38.0437 | 38.5024 | 38.9732 | 39.4565 | 39.9523 | 40.4608 | 40.9823 | 41.517
|  |  |  | Reactive Power |  |  | MVAr | 10.8848 |  | 10.7572 | 10.3637 | 10.1148 | 9.9383 | 9.8922 | 9.9142 | 9.9959 | 10.0879 | 10.1699 | 10.2589 | 10.3451 | 10.4524 | 10.562 | 10.6812 | 10.8077 | 10.9342 | 11.0621 | 11.1936 | 11.3285 | 11.467 | 11.6092 | 11.7551 | 11.9047 | 12.0582 | 12.2155
|  |  |  | Capacitors In Service |  |  | MVAr | 0 |  | 0 | 0 | 0 | 0 | 0 | 0 | 0 | 0 | 0 | 0 | 0 | 0 | 0 | 0 | 0 | 0 | 0 | 0 | 0 | 0 | 0 | 0 | 0 | 0 | 0
|  |  |  | PF |  |  |  | 0.95934 |  | 0.95934 | 0.95934 | 0.95934 | 0.95934 | 0.95934 | 0.95934 | 0.95934 | 0.95934 | 0.95934 | 0.95934 | 0.95934 | 0.95934 | 0.95934 | 0.95934 | 0.95934 | 0.95934 | 0.95934 | 0.95934 | 0.95934 | 0.95934 | 0.95934 | 0.95934 | 0.95934 | 0.95934 | 0.95934
0.78737 | Diversity Factor: 0.79 | Uncompensated |  | Reactive Power |  |  | MVAr | 10.8848 | 11.1268 | 10.7572 | 10.3637 | 10.1148 | 9.9383 | 9.8922 | 9.9142 | 9.9959 | 10.0879 | 10.1699 | 10.2589 | 10.3451 | 10.4524 | 10.562 | 10.6812 | 10.8077 | 10.9342 | 11.0621 | 11.1936 | 11.3285 | 11.467 | 11.6092 | 11.7551 | 11.9047 | 12.0582 | 12.2155
|  |  |  | PF |  |  |  | 0.95934 |  | 0.95934 | 0.95934 | 0.95934 | 0.95934 | 0.95934 | 0.95934 | 0.95934 | 0.95934 | 0.95934 | 0.95934 | 0.95934 | 0.95934 | 0.95934 | 0.95934 | 0.95934 | 0.95934 | 0.95934 | 0.95934 | 0.95934 | 0.95934 | 0.95934 | 0.95934 | 0.95934 | 0.95934 | 0.95934
[10 empty] | 1 | 2 | 3 | 4 | 5 | 6 | 7 | 8 | 9 | 10 | 11 | 12 | 13 | 14 | 15 | 16 | 17 | 18 | 19 | 20 | 21 | 22 | 23 | 24 | 25
Transformer Load Detail
[7 empty] | Units | 13/14 |  | 14/15 | 15/16 | 16/17 | 17/18 | 18/19 | 19/20 | 20/21 | 21/22 | 22/23 | 23/24 | 24/25 | 25/26 | 26/27 | 27/28 | 28/29 | 29/30 | 30/31 | 31/32 | 32/33 | 33/34 | 34/35 | 35/36 | 36/37 | 37/38 | 38/39
| 0 | Compensated |  | Load (LV side) |  |  | Amps
|  |  |  | Apparent Power |  |  | MVA
|  |  |  | Real Power |  |  | MW
|  |  |  | Reactive Power |  |  | MVAr
|  |  |  | Capacitors In Service |  |  | MVAr
PF
| Zone Div: | Uncompensated |  | Reactive Power |  |  | MVAr
PF
| 0 | Compensated |  | Load (LV side) |  |  | Amps
|  |  |  | Apparent Power |  |  | MVA
|  |  |  | Real Power |  |  | MW
|  |  |  | Reactive Power |  |  | MVAr
|  |  |  | Capacitors In Service |  |  | MVAr
PF
| Zone Div: | Uncompensated |  | Reactive Power |  |  | MVAr
PF
| 0 | Compensated |  | Load (LV side) |  |  | Amps
|  |  |  | Apparent Power |  |  | MVA
|  |  |  | Real Power |  |  | MW
|  |  |  | Reactive Power |  |  | MVAr
|  |  |  | Capacitors In Service |  |  | MVAr
PF
| Zone Div: | Uncompensated |  | Reactive Power |  |  | MVAr
PF
| 0 | Compensated |  | Load (LV side) |  |  | Amps
|  |  |  | Apparent Power |  |  | MVA
|  |  |  | Real Power |  |  | MW
|  |  |  | Reactive Power |  |  | MVAr
|  |  |  | Capacitors In Service |  |  | MVAr
PF
| Zone Div: | Uncompensated |  | Reactive Power |  |  | MVAr
PF
| 0 | Compensated |  | Load (LV side) |  |  | Amps
|  |  |  | Apparent Power |  |  | MVA
|  |  |  | Real Power |  |  | MW
|  |  |  | Reactive Power |  |  | MVAr
|  |  |  | Capacitors In Service |  |  | MVAr
PF
| Zone Div: | Uncompensated |  | Reactive Power |  |  | MVAr
PF
| 0 | Compensated |  | Load (LV side) |  |  | Amps
|  |  |  | Apparent Power |  |  | MVA
|  |  |  | Real Power |  |  | MW
|  |  |  | Reactive Power |  |  | MVAr
|  |  |  | Capacitors In Service |  |  | MVAr
PF
| Zone Div: | Uncompensated |  | Reactive Power |  |  | MVAr
PF
| 0 | Compensated |  | Load (LV side) |  |  | Amps
|  |  |  | Apparent Power |  |  | MVA
|  |  |  | Real Power |  |  | MW
|  |  |  | Reactive Power |  |  | MVAr
|  |  |  | Capacitors In Service |  |  | MVAr
PF
| Zone Div: | Uncompensated |  | Reactive Power |  |  | MVAr
PF
| 0 | Compensated |  | Load (LV side) |  |  | Amps
|  |  |  | Apparent Power |  |  | MVA
|  |  |  | Real Power |  |  | MW
|  |  |  | Reactive Power |  |  | MVAr
|  |  |  | Capacitors In Service |  |  | MVAr
PF
| Zone Div: | Uncompensated |  | Reactive Power |  |  | MVAr
PF
| 0 | Compensated |  | Load (LV side) |  |  | Amps
|  |  |  | Apparent Power |  |  | MVA
|  |  |  | Real Power |  |  | MW
|  |  |  | Reactive Power |  |  | MVAr
|  |  |  | Capacitors In Service |  |  | MVAr
PF
| Zone Div: | Uncompensated |  | Reactive Power |  |  | MVAr
PF
| 0 | Compensated |  | Load (LV side) |  |  | Amps
|  |  |  | Apparent Power |  |  | MVA
|  |  |  | Real Power |  |  | MW
|  |  |  | Reactive Power |  |  | MVAr
|  |  |  | Capacitors In Service |  |  | MVAr
PF
| Zone Div: | Uncompensated |  | Reactive Power |  |  | MVAr
PF

## Miranda 33_11kV
| Miranda 33_11kV | [16 empty] | 2015 | SUMMER
| Substation Total Loads | [33 empty] | Spots & Transfers Detail
| Historical Loads | (11kV Amps) | [7 empty] | Weather Corrected Forecast Loads |  |  |  | (11kV Amps) | [20 empty] | Spots & Transfers Summary | (11kV Amps) |  | Historical Spots & Transfers | [6 empty] | Forecast Spots & Transfers
|  | 07/08 | 08/09 | 09/10 | 10/11 | 11/12 | 12/13 | 13/14 |  | 14/15 | 15/16 | 16/17 | 17/18 | 18/19 | 19/20 | 20/21 | 21/22 | 22/23 | 23/24 | 24/25 | 25/26 | 26/27 | 27/28 | 28/29 | 29/30 | 30/31 | 31/32 | 32/33 | 33/34 | 34/35 | 35/36 | 36/37 | 37/38 | 38/39 |  |  |  | 07/08 | 08/09 | 09/10 | 10/11 | 11/12 | 12/13 | 13/14 | 14/15 | 15/16 | 16/17 | 17/18 | 18/19 | 19/20 | 20/21 | 21/22 | 22/23 | 23/24 | 24/25 | 25/26 | 26/27 | 27/28 | 28/29 | 29/30 | 30/31 | 31/32 | 32/33 | 33/34 | 34/35 | 35/36 | 36/37 | 37/38 | 38/39
| Total | 1826 | 2016 | 1996 | 1848 | 1547.736 | 1671 | 1393 |  | 1409.661 | 1325.604 | 1270.177 | 1234.131 | 1219.348 | 1219.976 | 1231.687 | 1247.452 | 1261.217 | 1276.283 | 1288.827 | 1305.619 | 1322.526 | 1342.099 | 1363.268 | 1384.153 | 1404.669 | 1425.686 | 1447.209 | 1469.247 | 1491.807 | 1514.895 | 1538.521 | 1562.69 | 1587.412 |  |  | Total | 0 | 0 | 0 | -189.3451 | -1.9467 | -1.0408 | -3.1397 | -5.8381 | -13.5748 | -11.24 | -14.8761 | -14.7835 | 0.62882 | 11.7111 | 15.7645 | 13.7648 | 15.0663 | 12.5438 | 16.7923 | 16.9072 | 19.5725 | 21.1692 | 20.8844 | 20.5165 | 21.0165 | 21.5236 | 22.0379 | 22.5596 | 23.0887 | 23.6253 | 24.1695 | 24.7214
| Firm Rating | 0 | 0 | 0 | 0 | 0 | 0 | 2203 |  | 2203 | 2203 | 2203 | 2203 | 2203 | 2203 | 2203 | 2203 | 2203 | 2203 | 2203 | 2203 | 2203 | 2203 | 2203 | 2203 | 2203 | 2203 | 2203 | 2203 | 2203 | 2203 | 2203 | 2203 | 2203
| Total Capacity | 0 | 0 | 0 | 0 | 0 | 0 | 3774 |  | 3774 | 3774 | 3774 | 3774 | 3774 | 3774 | 3774 | 3774 | 3774 | 3774 | 3774 | 3774 | 3774 | 3774 | 3774 | 3774 | 3774 | 3774 | 3774 | 3774 | 3774 | 3774 | 3774 | 3774 | 3774 |  |  | Miranda 33_11kV Tx1 | 0 | 0 | 0 | -0.88123 | -120.7315 | -70.3911 | -1.1798 | -2.1938 | -5.101 | -4.2237 | -5.5901 | -5.5553 | 0.23629 | 4.4007 | 5.9239 | 5.1725 | 5.6615 | 4.7136 | 6.3101 | 6.3533 | 7.3548 | 7.9548 | 7.8478 | 7.7096 | 7.8975 | 8.088 | 8.2813 | 8.4773 | 8.6761 | 8.8778 | 9.0823 | 9.2897
|  | -7 | -6 | -5 | -4 | -3 | -2 | -1 |  | 0 | 1 | 2 | 3 | 4 | 5 | 6 | 7 | 8 | 9 | 10 | 11 | 12 | 13 | 14 | 15 | 16 | 17 | 18 | 19 | 20 | 21 | 22 | 23 | 24 |  |  | Miranda 33_11kV Tx2 | 0 | 0 | 0 | -0.26953 | -120.2237 | 69.8804 | -0.36086 | -0.671 | -1.5602 | -1.2919 | -1.7098 | -1.6991 | 0.072273 | 1.346 | 1.8119 | 1.5821 | 1.7316 | 1.4417 | 1.93 | 1.9432 | 2.2496 | 2.4331 | 2.4003 | 2.3581 | 2.4155 | 2.4738 | 2.5329 | 2.5929 | 2.6537 | 2.7154 | 2.7779 | 2.8413
| Transformer Loads | [35 empty] | Miranda 33_11kV Tx3 | 0 | 0 | 0 | -188.1943 | 239.0086 | -0.53007 | -1.599 | -2.9733 | -6.9135 | -5.7244 | -7.5763 | -7.5291 | 0.32025 | 5.9644 | 8.0287 | 7.0103 | 7.6731 | 6.3884 | 8.5522 | 8.6107 | 9.9681 | 10.7813 | 10.6363 | 10.4489 | 10.7035 | 10.9618 | 11.2237 | 11.4894 | 11.7589 | 12.0321 | 12.3093 | 12.5904
| Historical Loads | (11kV Amps) | [7 empty] | 0: Weather Corrected Forecast Loads; 4: (11kV Amps) |  |  |  | 0 | 0 | 0 | 0 | 0 | 0 | 0 | 0 | 0 | 0 | 0 | 0 | 0 | 0 | 0 | 0 | 0 | 0 | 0 | 0 | 0 | 0 | 0 | 0 | 0 | 0 | 0 | 0 | 0 | 0 | 0 | 0
|  | 07/08 | 08/09 | 09/10 | 10/11 | 11/12 | 12/13 | 13/14 |  | 14/15 | 15/16 | 16/17 | 17/18 | 18/19 | 19/20 | 20/21 | 21/22 | 22/23 | 23/24 | 24/25 | 25/26 | 26/27 | 27/28 | 28/29 | 29/30 | 30/31 | 31/32 | 32/33 | 33/34 | 34/35 | 35/36 | 36/37 | 37/38 | 38/39 |  |  |  | 0 | 0 | 0 | 0 | 0 | 0 | 0 | 0 | 0 | 0 | 0 | 0 | 0 | 0 | 0 | 0 | 0 | 0 | 0 | 0 | 0 | 0 | 0 | 0 | 0 | 0 | 0 | 0 | 0 | 0 | 0 | 0
| 0 | [36 empty] | 0 | 0 | 0 | 0 | 0 | 0 | 0 | 0 | 0 | 0 | 0 | 0 | 0 | 0 | 0 | 0 | 0 | 0 | 0 | 0 | 0 | 0 | 0 | 0 | 0 | 0 | 0 | 0 | 0 | 0 | 0 | 0
| Diversity Factor: 0 | [36 empty] | 0 | 0 | 0 | 0 | 0 | 0 | 0 | 0 | 0 | 0 | 0 | 0 | 0 | 0 | 0 | 0 | 0 | 0 | 0 | 0 | 0 | 0 | 0 | 0 | 0 | 0 | 0 | 0 | 0 | 0 | 0 | 0
[38 empty] | 0 | 0 | 0 | 0 | 0 | 0 | 0 | 0 | 0 | 0 | 0 | 0 | 0 | 0 | 0 | 0 | 0 | 0 | 0 | 0 | 0 | 0 | 0 | 0 | 0 | 0 | 0 | 0 | 0 | 0 | 0 | 0
[38 empty] | 0 | 0 | 0 | 0 | 0 | 0 | 0 | 0 | 0 | 0 | 0 | 0 | 0 | 0 | 0 | 0 | 0 | 0 | 0 | 0 | 0 | 0 | 0 | 0 | 0 | 0 | 0 | 0 | 0 | 0 | 0 | 0
| 0 | [36 empty] | 0 | 0 | 0 | 0 | 0 | 0 | 0 | 0 | 0 | 0 | 0 | 0 | 0 | 0 | 0 | 0 | 0 | 0 | 0 | 0 | 0 | 0 | 0 | 0 | 0 | 0 | 0 | 0 | 0 | 0 | 0 | 0
Diversity Factor: 0
[38 empty] | Historical Spots & Transfers | [6 empty] | Forecast Spots & Transfers
[35 empty] | Project Name | From | To | 07/08 | 08/09 | 09/10 | 10/11 | 11/12 | 12/13 | 13/14 | 14/15 | 15/16 | 16/17 | 17/18 | 18/19 | 19/20 | 20/21 | 21/22 | 22/23 | 23/24 | 24/25 | 25/26 | 26/27 | 27/28 | 28/29 | 29/30 | 30/31 | 31/32 | 32/33 | 33/34 | 34/35 | 35/36 | 36/37 | 37/38 | 38/39
| 0 | [33 empty] | Broad based demand management |  | Miranda 33_11kV Tx1 | 0 | 0 | 0 | 0 | 0 | 0 | 0 | -0.19224 | -3.8067 | -3.95 | -6.4523 | -5.6008 | 0 | 0 | 0 | 0 | 0 | 0 | 0 | 0 | 0 | 0 | 0 | 0 | 0 | 0 | 0 | 0 | 0 | 0 | 0 | 0
| Diversity Factor: 0 | [33 empty] | Broad based demand management |  | Miranda 33_11kV Tx2 | 0 | 0 | 0 | 0 | 0 | 0 | 0 | -0.058799 | -1.1643 | -1.2082 | -1.9735 | -1.7131 | 0 | 0 | 0 | 0 | 0 | 0 | 0 | 0 | 0 | 0 | 0 | 0 | 0 | 0 | 0 | 0 | 0 | 0 | 0 | 0
[35 empty] | Broad based demand management |  | Miranda 33_11kV Tx3 | 0 | 0 | 0 | 0 | 0 | 0 | 0 | -0.26055 | -5.1593 | -5.3535 | -8.7449 | -7.5908 | 0 | 0 | 0 | 0 | 0 | 0 | 0 | 0 | 0 | 0 | 0 | 0 | 0 | 0 | 0 | 0 | 0 | 0 | 0 | 0
[35 empty] | DNP_ID: 6440. Zone development of S.9037 Miranda Panels 8,16 and S.9700 Kirrawee Panel 17 Feeders. | Miranda 33_11kV Tx1 | Miranda 33_11kV Tx3 | 0 | 0 | 0 | 0 | 120 | 0 | 0 | 0 | 0 | 0 | 0 | 0 | 0 | 0 | 0 | 0 | 0 | 0 | 0 | 0 | 0 | 0 | 0 | 0 | 0 | 0 | 0 | 0 | 0 | 0 | 0 | 0
| 0 | [33 empty] | DNP_ID: 6440. Zone development of S.9037 Miranda Panels 8,16 and S.9700 Kirrawee Panel 17 Feeders. | Miranda 33_11kV Tx2 | Miranda 33_11kV Tx3 | 0 | 0 | 0 | 0 | 120 | 0 | 0 | 0 | 0 | 0 | 0 | 0 | 0 | 0 | 0 | 0 | 0 | 0 | 0 | 0 | 0 | 0 | 0 | 0 | 0 | 0 | 0 | 0 | 0 | 0 | 0 | 0
| Diversity Factor: 0 | [33 empty] | DNP_ID: 6440. Zone development of S.9037 Miranda Panels 8,16 and S.9700 Kirrawee Panel 17 Feeders. | Miranda 33_11kV Tx3 | Kirrawee 132_11kV Tx3 | 0 | 0 | 0 | 187 | 0 | 0 | 0 | 0 | 0 | 0 | 0 | 0 | 0 | 0 | 0 | 0 | 0 | 0 | 0 | 0 | 0 | 0 | 0 | 0 | 0 | 0 | 0 | 0 | 0 | 0 | 0 | 0
[35 empty] | DNP_ID: 7014. Open point change to relieve the Miranda Pa.2 feeder | Miranda 33_11kV Tx1 | Miranda 33_11kV Tx2 | 0 | 0 | 0 | 0 | 0 | 70 | 0 | 0 | 0 | 0 | 0 | 0 | 0 | 0 | 0 | 0 | 0 | 0 | 0 | 0 | 0 | 0 | 0 | 0 | 0 | 0 | 0 | 0 | 0 | 0 | 0 | 0
[35 empty] | Econometric |  | Miranda 33_11kV Tx1 | 0 | 0 | 0 | 0 | 0 | 0 | 0 | 0 | 0 | 4.0119 | 7.2637 | 9.5835 | 10.258 | 10.7428 | 10.6596 | 10.567 | 10.7347 | 10.9048 | 11.0774 | 11.2524 | 11.4299 | 11.61 | 11.7926 | 11.9778 | 12.1657 | 12.3563 | 12.5495 | 12.7456 | 12.9444 | 13.146 | 13.3505 | 13.5579
| 0 | [33 empty] | Econometric |  | Miranda 33_11kV Tx2 | 0 | 0 | 0 | 0 | 0 | 0 | 0 | 0 | 0 | 1.2271 | 2.2217 | 2.9312 | 3.1375 | 3.2858 | 3.2603 | 3.232 | 3.2833 | 3.3354 | 3.3881 | 3.4417 | 3.496 | 3.551 | 3.6069 | 3.6635 | 3.721 | 3.7793 | 3.8384 | 3.8984 | 3.9592 | 4.0209 | 4.0834 | 4.1468
| Diversity Factor: 0 | [33 empty] | Econometric |  | Miranda 33_11kV Tx3 | 0 | 0 | 0 | 0 | 0 | 0 | 0 | 0 | 0 | 5.4373 | 9.8445 | 12.9887 | 13.9028 | 14.5598 | 14.447 | 14.3216 | 14.5489 | 14.7795 | 15.0133 | 15.2505 | 15.4911 | 15.7351 | 15.9826 | 16.2337 | 16.4883 | 16.7466 | 17.0085 | 17.2742 | 17.5437 | 17.817 | 18.0941 | 18.3752
[35 empty] | Energy Efficiency |  | Miranda 33_11kV Tx1 | 0 | 0 | 0 | 0 | 0 | 0 | 0 | -1.4454 | -0.67057 | -3.5811 | -5.6284 | -8.7107 | -9.1502 | -5.4295 | -3.8533 | -4.4981 | -4.3873 | -5.3696 | -3.9457 | -4.0775 | -3.2535 | -2.8335 | -3.1232 | -3.4467 | -3.4467 | -3.4467 | -3.4467 | -3.4467 | -3.4467 | -3.4467 | -3.4467 | -3.4467
[35 empty] | Energy Efficiency |  | Miranda 33_11kV Tx2 | 0 | 0 | 0 | 0 | 0 | 0 | 0 | -0.4421 | -0.2051 | -1.0953 | -1.7215 | -2.6643 | -2.7987 | -1.6607 | -1.1786 | -1.3758 | -1.3419 | -1.6424 | -1.2068 | -1.2472 | -0.99511 | -0.86667 | -0.95526 | -1.0542 | -1.0542 | -1.0542 | -1.0542 | -1.0542 | -1.0542 | -1.0542 | -1.0542 | -1.0542
| 0 | [33 empty] | Energy Efficiency |  | Miranda 33_11kV Tx3 | 0 | 0 | 0 | 0 | 0 | 0 | 0 | -1.959 | -0.90883 | -4.8535 | -7.6282 | -11.8058 | -12.4013 | -7.3587 | -5.2224 | -6.0964 | -5.9462 | -7.2775 | -5.3476 | -5.5263 | -4.4095 | -3.8403 | -4.2329 | -4.6713 | -4.6713 | -4.6713 | -4.6713 | -4.6713 | -4.6713 | -4.6713 | -4.6713 | -4.6713
| Diversity Factor: 0 | [33 empty] | Solar PV |  | Miranda 33_11kV Tx1 | 0 | 0 | 0 | -0.88123 | -0.73153 | -0.39111 | -1.1798 | -0.55612 | -0.62377 | -0.70448 | -0.773 | -0.8273 | -0.87156 | -0.9125 | -0.88241 | -0.89643 | -0.6859 | -0.82158 | -0.82158 | -0.82158 | -0.82158 | -0.82158 | -0.82158 | -0.82158 | -0.82158 | -0.82158 | -0.82158 | -0.82158 | -0.82158 | -0.82158 | -0.82158 | -0.82158
[35 empty] | Solar PV |  | Miranda 33_11kV Tx2 | 0 | 0 | 0 | -0.26953 | -0.22375 | -0.11962 | -0.36086 | -0.1701 | -0.19079 | -0.21547 | -0.23643 | -0.25304 | -0.26658 | -0.2791 | -0.26989 | -0.27418 | -0.20979 | -0.25129 | -0.25129 | -0.25129 | -0.25129 | -0.25129 | -0.25129 | -0.25129 | -0.25129 | -0.25129 | -0.25129 | -0.25129 | -0.25129 | -0.25129 | -0.25129 | -0.25129
[35 empty] | Solar PV |  | Miranda 33_11kV Tx3 | 0 | 0 | 0 | -1.1943 | -0.99145 | -0.53007 | -1.599 | -0.75372 | -0.84541 | -0.9548 | -1.0477 | -1.1213 | -1.1812 | -1.2367 | -1.1959 | -1.2149 | -0.92961 | -1.1135 | -1.1135 | -1.1135 | -1.1135 | -1.1135 | -1.1135 | -1.1135 | -1.1135 | -1.1135 | -1.1135 | -1.1135 | -1.1135 | -1.1135 | -1.1135 | -1.1135
0
Diversity Factor: 0
0
Diversity Factor: 0
0
Diversity Factor: 0
0
Diversity Factor: 0
| Weather Correction and Public Holiday Factors | [8 empty] | Forecast ROG
ROG Justification
| Actual loads for season 13/14 have been weather corrected by the following: | [6 empty] | 3.52% |  | Rog Capped +/-5% | [59 empty] | Rog Capped +/-5%
1 | 2 | 3 | 4 | 5 | 6 | 7 | 8 | 9 | 10 | 14/15 | 15/16 | 16/17 | 17/18 | 18/19 | 19/20 | 20/21 | 21/22 | 22/23 | 23/24 | 24/25 | 25/26 | 26/27 | 27/28 | 28/29 | 29/30 | 30/31 | 31/32 | 32/33 | 33/34 | 34/35 | 35/36 | 36/37 | 37/38 | 38/39
0.95 | 0.9025 | 0.87242 | 0.85789 | 0.85789 | 0.85789 | 0.85789 | 0.85789 | 0.85789 | 0.85789 | -5% | -5% | -3.333% | -1.666% | 0% | 0% | 0% | 0% | 0% | 0% | 0% | 0% | 0% | 0% | 0% | 0% | 0% | 0% | 0% | 0% | 0% | 0% | 0% | 0% | 0%
Substation Load Detail
[7 empty] | Units | 13/14 |  | 14/15 | 15/16 | 16/17 | 17/18 | 18/19 | 19/20 | 20/21 | 21/22 | 22/23 | 23/24 | 24/25 | 25/26 | 26/27 | 27/28 | 28/29 | 29/30 | 30/31 | 31/32 | 32/33 | 33/34 | 34/35 | 35/36 | 36/37 | 37/38 | 38/39
1 | Miranda 33_11kV | Compensated |  | Load (LV side) |  |  | Amps | 1393 | 1490 | 1409.661 | 1325.604 | 1270.177 | 1234.131 | 1219.348 | 1219.976 | 1231.687 | 1247.452 | 1261.217 | 1276.283 | 1288.827 | 1305.619 | 1322.526 | 1342.099 | 1363.268 | 1384.153 | 1404.669 | 1425.686 | 1447.209 | 1469.247 | 1491.807 | 1514.895 | 1538.521 | 1562.69 | 1587.412
|  |  |  | Apparent Power |  |  | MVA | 26.5402 |  | 26.8577 | 25.2561 | 24.2001 | 23.5134 | 23.2317 | 23.2437 | 23.4668 | 23.7672 | 24.0294 | 24.3165 | 24.5555 | 24.8754 | 25.1975 | 25.5704 | 25.9737 | 26.3716 | 26.7625 | 27.163 | 27.573 | 27.9929 | 28.4227 | 28.8626 | 29.3128 | 29.7733 | 30.2443
|  |  |  | Real Power |  |  | MW | 24.8677 | 26.5993 | 25.1651 | 23.6645 | 22.675 | 22.0316 | 21.7676 | 21.7789 | 21.9879 | 22.2694 | 22.5151 | 22.7841 | 23.008 | 23.3078 | 23.6096 | 23.959 | 24.3369 | 24.7097 | 25.076 | 25.4512 | 25.8354 | 26.2288 | 26.6316 | 27.0437 | 27.4655 | 27.897 | 28.3383
|  |  |  | Reactive Power |  |  | MVAr | 9.2727 |  | 9.3836 | 8.824 | 8.4551 | 8.2151 | 8.1167 | 8.1209 | 8.1989 | 8.3038 | 8.3954 | 8.4957 | 8.5792 | 8.691 | 8.8035 | 8.9338 | 9.0747 | 9.2138 | 9.3503 | 9.4902 | 9.6335 | 9.7802 | 9.9304 | 10.0841 | 10.2413 | 10.4022 | 10.5668
|  |  |  | Capacitors In Service |  |  | MVAr | 0 |  | 0 | 0 | 0 | 0 | 0 | 0 | 0 | 0 | 0 | 0 | 0 | 0 | 0 | 0 | 0 | 0 | 0 | 0 | 0 | 0 | 0 | 0 | 0 | 0 | 0
|  |  |  | PF |  |  |  | 0.93698 |  | 0.93698 | 0.93698 | 0.93698 | 0.93698 | 0.93698 | 0.93698 | 0.93698 | 0.93698 | 0.93698 | 0.93698 | 0.93698 | 0.93698 | 0.93698 | 0.93698 | 0.93698 | 0.93698 | 0.93698 | 0.93698 | 0.93698 | 0.93698 | 0.93698 | 0.93698 | 0.93698 | 0.93698 | 0.93698
0.92348 | Diversity Factor: 0.92 | Uncompensated |  | Reactive Power |  |  | MVAr | 9.2727 | 9.9184 | 9.3836 | 8.824 | 8.4551 | 8.2151 | 8.1167 | 8.1209 | 8.1989 | 8.3038 | 8.3954 | 8.4957 | 8.5792 | 8.691 | 8.8035 | 8.9338 | 9.0747 | 9.2138 | 9.3503 | 9.4902 | 9.6335 | 9.7802 | 9.9304 | 10.0841 | 10.2413 | 10.4022 | 10.5668
|  |  |  | PF |  |  |  | 0.93698 |  | 0.93698 | 0.93698 | 0.93698 | 0.93698 | 0.93698 | 0.93698 | 0.93698 | 0.93698 | 0.93698 | 0.93698 | 0.93698 | 0.93698 | 0.93698 | 0.93698 | 0.93698 | 0.93698 | 0.93698 | 0.93698 | 0.93698 | 0.93698 | 0.93698 | 0.93698 | 0.93698 | 0.93698 | 0.93698
[10 empty] | 1 | 2 | 3 | 4 | 5 | 6 | 7 | 8 | 9 | 10 | 11 | 12 | 13 | 14 | 15 | 16 | 17 | 18 | 19 | 20 | 21 | 22 | 23 | 24 | 25
Transformer Load Detail
[7 empty] | Units | 13/14 |  | 14/15 | 15/16 | 16/17 | 17/18 | 18/19 | 19/20 | 20/21 | 21/22 | 22/23 | 23/24 | 24/25 | 25/26 | 26/27 | 27/28 | 28/29 | 29/30 | 30/31 | 31/32 | 32/33 | 33/34 | 34/35 | 35/36 | 36/37 | 37/38 | 38/39
| 0 | Compensated |  | Load (LV side) |  |  | Amps
|  |  |  | Apparent Power |  |  | MVA
|  |  |  | Real Power |  |  | MW
|  |  |  | Reactive Power |  |  | MVAr
|  |  |  | Capacitors In Service |  |  | MVAr
PF
| Zone Div: | Uncompensated |  | Reactive Power |  |  | MVAr
PF
| 0 | Compensated |  | Load (LV side) |  |  | Amps
|  |  |  | Apparent Power |  |  | MVA
|  |  |  | Real Power |  |  | MW
|  |  |  | Reactive Power |  |  | MVAr
|  |  |  | Capacitors In Service |  |  | MVAr
PF
| Zone Div: | Uncompensated |  | Reactive Power |  |  | MVAr
PF
| 0 | Compensated |  | Load (LV side) |  |  | Amps
|  |  |  | Apparent Power |  |  | MVA
|  |  |  | Real Power |  |  | MW
|  |  |  | Reactive Power |  |  | MVAr
|  |  |  | Capacitors In Service |  |  | MVAr
PF
| Zone Div: | Uncompensated |  | Reactive Power |  |  | MVAr
PF
| 0 | Compensated |  | Load (LV side) |  |  | Amps
|  |  |  | Apparent Power |  |  | MVA
|  |  |  | Real Power |  |  | MW
|  |  |  | Reactive Power |  |  | MVAr
|  |  |  | Capacitors In Service |  |  | MVAr
PF
| Zone Div: | Uncompensated |  | Reactive Power |  |  | MVAr
PF
| 0 | Compensated |  | Load (LV side) |  |  | Amps
|  |  |  | Apparent Power |  |  | MVA
|  |  |  | Real Power |  |  | MW
|  |  |  | Reactive Power |  |  | MVAr
|  |  |  | Capacitors In Service |  |  | MVAr
PF
| Zone Div: | Uncompensated |  | Reactive Power |  |  | MVAr
PF
| 0 | Compensated |  | Load (LV side) |  |  | Amps
|  |  |  | Apparent Power |  |  | MVA
|  |  |  | Real Power |  |  | MW
|  |  |  | Reactive Power |  |  | MVAr
|  |  |  | Capacitors In Service |  |  | MVAr
PF
| Zone Div: | Uncompensated |  | Reactive Power |  |  | MVAr
PF
| 0 | Compensated |  | Load (LV side) |  |  | Amps
|  |  |  | Apparent Power |  |  | MVA
|  |  |  | Real Power |  |  | MW
|  |  |  | Reactive Power |  |  | MVAr
|  |  |  | Capacitors In Service |  |  | MVAr
PF
| Zone Div: | Uncompensated |  | Reactive Power |  |  | MVAr
PF
| 0 | Compensated |  | Load (LV side) |  |  | Amps
|  |  |  | Apparent Power |  |  | MVA
|  |  |  | Real Power |  |  | MW
|  |  |  | Reactive Power |  |  | MVAr
|  |  |  | Capacitors In Service |  |  | MVAr
PF
| Zone Div: | Uncompensated |  | Reactive Power |  |  | MVAr
PF
| 0 | Compensated |  | Load (LV side) |  |  | Amps
|  |  |  | Apparent Power |  |  | MVA
|  |  |  | Real Power |  |  | MW
|  |  |  | Reactive Power |  |  | MVAr
|  |  |  | Capacitors In Service |  |  | MVAr
PF
| Zone Div: | Uncompensated |  | Reactive Power |  |  | MVAr
PF
| 0 | Compensated |  | Load (LV side) |  |  | Amps
|  |  |  | Apparent Power |  |  | MVA
|  |  |  | Real Power |  |  | MW
|  |  |  | Reactive Power |  |  | MVAr
|  |  |  | Capacitors In Service |  |  | MVAr
PF
| Zone Div: | Uncompensated |  | Reactive Power |  |  | MVAr
PF

## Customer80
| Customer80 | [16 empty] | 2015 | SUMMER
| Substation Total Loads | [33 empty] | Spots & Transfers Detail
| Historical Loads | (132kV Amps) | [7 empty] | Weather Corrected Forecast Loads |  |  |  | (132kV Amps) | [20 empty] | Spots & Transfers Summary | (132kV Amps) |  | Historical Spots & Transfers | [6 empty] | Forecast Spots & Transfers
|  | 07/08 | 08/09 | 09/10 | 10/11 | 11/12 | 12/13 | 13/14 |  | 14/15 | 15/16 | 16/17 | 17/18 | 18/19 | 19/20 | 20/21 | 21/22 | 22/23 | 23/24 | 24/25 | 25/26 | 26/27 | 27/28 | 28/29 | 29/30 | 30/31 | 31/32 | 32/33 | 33/34 | 34/35 | 35/36 | 36/37 | 37/38 | 38/39 |  |  |  | 07/08 | 08/09 | 09/10 | 10/11 | 11/12 | 12/13 | 13/14 | 14/15 | 15/16 | 16/17 | 17/18 | 18/19 | 19/20 | 20/21 | 21/22 | 22/23 | 23/24 | 24/25 | 25/26 | 26/27 | 27/28 | 28/29 | 29/30 | 30/31 | 31/32 | 32/33 | 33/34 | 34/35 | 35/36 | 36/37 | 37/38 | 38/39
| Total |  |  |  | 26 | 30 | 29 | 39 |  | 39 | 39 | 39 | 39 | 39 | 39 | 39 | 39 | 39 | 39 | 39 | 39 | 39 | 39 | 39 | 39 | 39 | 39 | 39 | 39 | 39 | 39 | 39 | 39 | 39 |  |  | Total
Firm Rating
| Total Capacity | [36 empty] | 0 | 0 | 0 | 0 | 0 | 0 | 0 | 0 | 0 | 0 | 0 | 0 | 0 | 0 | 0 | 0 | 0 | 0 | 0 | 0 | 0 | 0 | 0 | 0 | 0 | 0 | 0 | 0 | 0 | 0 | 0 | 0
|  | -7 | -6 | -5 | -4 | -3 | -2 | -1 |  | 0 | 1 | 2 | 3 | 4 | 5 | 6 | 7 | 8 | 9 | 10 | 11 | 12 | 13 | 14 | 15 | 16 | 17 | 18 | 19 | 20 | 21 | 22 | 23 | 24 |  |  |  | 0 | 0 | 0 | 0 | 0 | 0 | 0 | 0 | 0 | 0 | 0 | 0 | 0 | 0 | 0 | 0 | 0 | 0 | 0 | 0 | 0 | 0 | 0 | 0 | 0 | 0 | 0 | 0 | 0 | 0 | 0 | 0
| Transformer Loads | [36 empty] | 0 | 0 | 0 | 0 | 0 | 0 | 0 | 0 | 0 | 0 | 0 | 0 | 0 | 0 | 0 | 0 | 0 | 0 | 0 | 0 | 0 | 0 | 0 | 0 | 0 | 0 | 0 | 0 | 0 | 0 | 0 | 0
| Historical Loads | (132kV Amps) | [7 empty] | Weather Corrected Forecast Loads |  |  |  | (132kV Amps) | [23 empty] | 0 | 0 | 0 | 0 | 0 | 0 | 0 | 0 | 0 | 0 | 0 | 0 | 0 | 0 | 0 | 0 | 0 | 0 | 0 | 0 | 0 | 0 | 0 | 0 | 0 | 0 | 0 | 0 | 0 | 0 | 0 | 0
|  | 07/08 | 08/09 | 09/10 | 10/11 | 11/12 | 12/13 | 13/14 |  | 14/15 | 15/16 | 16/17 | 17/18 | 18/19 | 19/20 | 20/21 | 21/22 | 22/23 | 23/24 | 24/25 | 25/26 | 26/27 | 27/28 | 28/29 | 29/30 | 30/31 | 31/32 | 32/33 | 33/34 | 34/35 | 35/36 | 36/37 | 37/38 | 38/39 |  |  |  | 0 | 0 | 0 | 0 | 0 | 0 | 0 | 0 | 0 | 0 | 0 | 0 | 0 | 0 | 0 | 0 | 0 | 0 | 0 | 0 | 0 | 0 | 0 | 0 | 0 | 0 | 0 | 0 | 0 | 0 | 0 | 0
| 0 | [36 empty] | 0 | 0 | 0 | 0 | 0 | 0 | 0 | 0 | 0 | 0 | 0 | 0 | 0 | 0 | 0 | 0 | 0 | 0 | 0 | 0 | 0 | 0 | 0 | 0 | 0 | 0 | 0 | 0 | 0 | 0 | 0 | 0
| Diversity Factor: 0 | [36 empty] | 0 | 0 | 0 | 0 | 0 | 0 | 0 | 0 | 0 | 0 | 0 | 0 | 0 | 0 | 0 | 0 | 0 | 0 | 0 | 0 | 0 | 0 | 0 | 0 | 0 | 0 | 0 | 0 | 0 | 0 | 0 | 0
[38 empty] | 0 | 0 | 0 | 0 | 0 | 0 | 0 | 0 | 0 | 0 | 0 | 0 | 0 | 0 | 0 | 0 | 0 | 0 | 0 | 0 | 0 | 0 | 0 | 0 | 0 | 0 | 0 | 0 | 0 | 0 | 0 | 0
[38 empty] | 0 | 0 | 0 | 0 | 0 | 0 | 0 | 0 | 0 | 0 | 0 | 0 | 0 | 0 | 0 | 0 | 0 | 0 | 0 | 0 | 0 | 0 | 0 | 0 | 0 | 0 | 0 | 0 | 0 | 0 | 0 | 0
| 0 | [36 empty] | 0 | 0 | 0 | 0 | 0 | 0 | 0 | 0 | 0 | 0 | 0 | 0 | 0 | 0 | 0 | 0 | 0 | 0 | 0 | 0 | 0 | 0 | 0 | 0 | 0 | 0 | 0 | 0 | 0 | 0 | 0 | 0
Diversity Factor: 0
[38 empty] | Historical Spots & Transfers | [6 empty] | Forecast Spots & Transfers
[35 empty] | Project Name | From | To | 07/08 | 08/09 | 09/10 | 10/11 | 11/12 | 12/13 | 13/14 | 14/15 | 15/16 | 16/17 | 17/18 | 18/19 | 19/20 | 20/21 | 21/22 | 22/23 | 23/24 | 24/25 | 25/26 | 26/27 | 27/28 | 28/29 | 29/30 | 30/31 | 31/32 | 32/33 | 33/34 | 34/35 | 35/36 | 36/37 | 37/38 | 38/39
0
Diversity Factor: 0
0
Diversity Factor: 0
0
Diversity Factor: 0
0
Diversity Factor: 0
0
Diversity Factor: 0
0
Diversity Factor: 0
0
Diversity Factor: 0
0
Diversity Factor: 0
| Weather Correction and Public Holiday Factors | [8 empty] | Forecast ROG
ROG Justification
| Actual loads for season 13/14 have been weather corrected by the following: | [6 empty] | 0% |  | N/A | [59 empty] | N/A
1 | 2 | 3 | 4 | 5 | 6 | 7 | 8 | 9 | 10 | 14/15 | 15/16 | 16/17 | 17/18 | 18/19 | 19/20 | 20/21 | 21/22 | 22/23 | 23/24 | 24/25 | 25/26 | 26/27 | 27/28 | 28/29 | 29/30 | 30/31 | 31/32 | 32/33 | 33/34 | 34/35 | 35/36 | 36/37 | 37/38 | 38/39
1 | 1 | 1 | 1 | 1 | 1 | 1 | 1 | 1 | 1 | 0% | 0% | 0% | 0% | 0% | 0% | 0% | 0% | 0% | 0% | 0% | 0% | 0% | 0% | 0% | 0% | 0% | 0% | 0% | 0% | 0% | 0% | 0% | 0% | 0%
Substation Load Detail
[7 empty] | Units | 13/14 |  | 14/15 | 15/16 | 16/17 | 17/18 | 18/19 | 19/20 | 20/21 | 21/22 | 22/23 | 23/24 | 24/25 | 25/26 | 26/27 | 27/28 | 28/29 | 29/30 | 30/31 | 31/32 | 32/33 | 33/34 | 34/35 | 35/36 | 36/37 | 37/38 | 38/39
1 | Customer80 | Compensated |  | Load (LV side) |  |  | Amps | 39 |  | 39 | 39 | 39 | 39 | 39 | 39 | 39 | 39 | 39 | 39 | 39 | 39 | 39 | 39 | 39 | 39 | 39 | 39 | 39 | 39 | 39 | 39 | 39 | 39 | 39
|  |  |  | Apparent Power |  |  | MVA | 8.9166 |  | 8.9166 | 8.9166 | 8.9166 | 8.9166 | 8.9166 | 8.9166 | 8.9166 | 8.9166 | 8.9166 | 8.9166 | 8.9166 | 8.9166 | 8.9166 | 8.9166 | 8.9166 | 8.9166 | 8.9166 | 8.9166 | 8.9166 | 8.9166 | 8.9166 | 8.9166 | 8.9166 | 8.9166 | 8.9166
|  |  |  | Real Power |  |  | MW | 8.0249 |  | 8.0249 | 8.0249 | 8.0249 | 8.0249 | 8.0249 | 8.0249 | 8.0249 | 8.0249 | 8.0249 | 8.0249 | 8.0249 | 8.0249 | 8.0249 | 8.0249 | 8.0249 | 8.0249 | 8.0249 | 8.0249 | 8.0249 | 8.0249 | 8.0249 | 8.0249 | 8.0249 | 8.0249 | 8.0249
|  |  |  | Reactive Power |  |  | MVAr | 3.8867 |  | 3.8867 | 3.8867 | 3.8867 | 3.8867 | 3.8867 | 3.8867 | 3.8867 | 3.8867 | 3.8867 | 3.8867 | 3.8867 | 3.8867 | 3.8867 | 3.8867 | 3.8867 | 3.8867 | 3.8867 | 3.8867 | 3.8867 | 3.8867 | 3.8867 | 3.8867 | 3.8867 | 3.8867 | 3.8867
|  |  |  | Capacitors In Service |  |  | MVAr | 0 |  | 0 | 0 | 0 | 0 | 0 | 0 | 0 | 0 | 0 | 0 | 0 | 0 | 0 | 0 | 0 | 0 | 0 | 0 | 0 | 0 | 0 | 0 | 0 | 0 | 0
|  |  |  | PF |  |  |  | 0.9 |  | 0.9 | 0.9 | 0.9 | 0.9 | 0.9 | 0.9 | 0.9 | 0.9 | 0.9 | 0.9 | 0.9 | 0.9 | 0.9 | 0.9 | 0.9 | 0.9 | 0.9 | 0.9 | 0.9 | 0.9 | 0.9 | 0.9 | 0.9 | 0.9 | 0.9
0.38075 | Diversity Factor: 0.38 | Uncompensated |  | Reactive Power |  |  | MVAr | 3.8867 |  | 3.8867 | 3.8867 | 3.8867 | 3.8867 | 3.8867 | 3.8867 | 3.8867 | 3.8867 | 3.8867 | 3.8867 | 3.8867 | 3.8867 | 3.8867 | 3.8867 | 3.8867 | 3.8867 | 3.8867 | 3.8867 | 3.8867 | 3.8867 | 3.8867 | 3.8867 | 3.8867 | 3.8867 | 3.8867
|  |  |  | PF |  |  |  | 0.9 |  | 0.9 | 0.9 | 0.9 | 0.9 | 0.9 | 0.9 | 0.9 | 0.9 | 0.9 | 0.9 | 0.9 | 0.9 | 0.9 | 0.9 | 0.9 | 0.9 | 0.9 | 0.9 | 0.9 | 0.9 | 0.9 | 0.9 | 0.9 | 0.9 | 0.9
[10 empty] | 1 | 2 | 3 | 4 | 5 | 6 | 7 | 8 | 9 | 10 | 11 | 12 | 13 | 14 | 15 | 16 | 17 | 18 | 19 | 20 | 21 | 22 | 23 | 24 | 25
Transformer Load Detail
[7 empty] | Units | 13/14 |  | 14/15 | 15/16 | 16/17 | 17/18 | 18/19 | 19/20 | 20/21 | 21/22 | 22/23 | 23/24 | 24/25 | 25/26 | 26/27 | 27/28 | 28/29 | 29/30 | 30/31 | 31/32 | 32/33 | 33/34 | 34/35 | 35/36 | 36/37 | 37/38 | 38/39
| 0 | Compensated |  | Load (LV side) |  |  | Amps
|  |  |  | Apparent Power |  |  | MVA
|  |  |  | Real Power |  |  | MW
|  |  |  | Reactive Power |  |  | MVAr
|  |  |  | Capacitors In Service |  |  | MVAr
PF
| Zone Div: | Uncompensated |  | Reactive Power |  |  | MVAr
PF
| 0 | Compensated |  | Load (LV side) |  |  | Amps
|  |  |  | Apparent Power |  |  | MVA
|  |  |  | Real Power |  |  | MW
|  |  |  | Reactive Power |  |  | MVAr
|  |  |  | Capacitors In Service |  |  | MVAr
PF
| Zone Div: | Uncompensated |  | Reactive Power |  |  | MVAr
PF
| 0 | Compensated |  | Load (LV side) |  |  | Amps
|  |  |  | Apparent Power |  |  | MVA
|  |  |  | Real Power |  |  | MW
|  |  |  | Reactive Power |  |  | MVAr
|  |  |  | Capacitors In Service |  |  | MVAr
PF
| Zone Div: | Uncompensated |  | Reactive Power |  |  | MVAr
PF
| 0 | Compensated |  | Load (LV side) |  |  | Amps
|  |  |  | Apparent Power |  |  | MVA
|  |  |  | Real Power |  |  | MW
|  |  |  | Reactive Power |  |  | MVAr
|  |  |  | Capacitors In Service |  |  | MVAr
PF
| Zone Div: | Uncompensated |  | Reactive Power |  |  | MVAr
PF
| 0 | Compensated |  | Load (LV side) |  |  | Amps
|  |  |  | Apparent Power |  |  | MVA
|  |  |  | Real Power |  |  | MW
|  |  |  | Reactive Power |  |  | MVAr
|  |  |  | Capacitors In Service |  |  | MVAr
PF
| Zone Div: | Uncompensated |  | Reactive Power |  |  | MVAr
PF
| 0 | Compensated |  | Load (LV side) |  |  | Amps
|  |  |  | Apparent Power |  |  | MVA
|  |  |  | Real Power |  |  | MW
|  |  |  | Reactive Power |  |  | MVAr
|  |  |  | Capacitors In Service |  |  | MVAr
PF
| Zone Div: | Uncompensated |  | Reactive Power |  |  | MVAr
PF
| 0 | Compensated |  | Load (LV side) |  |  | Amps
|  |  |  | Apparent Power |  |  | MVA
|  |  |  | Real Power |  |  | MW
|  |  |  | Reactive Power |  |  | MVAr
|  |  |  | Capacitors In Service |  |  | MVAr
PF
| Zone Div: | Uncompensated |  | Reactive Power |  |  | MVAr
PF
| 0 | Compensated |  | Load (LV side) |  |  | Amps
|  |  |  | Apparent Power |  |  | MVA
|  |  |  | Real Power |  |  | MW
|  |  |  | Reactive Power |  |  | MVAr
|  |  |  | Capacitors In Service |  |  | MVAr
PF
| Zone Div: | Uncompensated |  | Reactive Power |  |  | MVAr
PF
| 0 | Compensated |  | Load (LV side) |  |  | Amps
|  |  |  | Apparent Power |  |  | MVA
|  |  |  | Real Power |  |  | MW
|  |  |  | Reactive Power |  |  | MVAr
|  |  |  | Capacitors In Service |  |  | MVAr
PF
| Zone Div: | Uncompensated |  | Reactive Power |  |  | MVAr
PF
| 0 | Compensated |  | Load (LV side) |  |  | Amps
|  |  |  | Apparent Power |  |  | MVA
|  |  |  | Real Power |  |  | MW
|  |  |  | Reactive Power |  |  | MVAr
|  |  |  | Capacitors In Service |  |  | MVAr
PF
| Zone Div: | Uncompensated |  | Reactive Power |  |  | MVAr
PF

## Customer81
| Customer81 | [16 empty] | 2015 | SUMMER
| Substation Total Loads | [33 empty] | Spots & Transfers Detail
| Historical Loads | (33kV Amps) | [7 empty] | Weather Corrected Forecast Loads |  |  |  | (33kV Amps) | [20 empty] | Spots & Transfers Summary | (33kV Amps) |  | Historical Spots & Transfers | [6 empty] | Forecast Spots & Transfers
|  | 07/08 | 08/09 | 09/10 | 10/11 | 11/12 | 12/13 | 13/14 |  | 14/15 | 15/16 | 16/17 | 17/18 | 18/19 | 19/20 | 20/21 | 21/22 | 22/23 | 23/24 | 24/25 | 25/26 | 26/27 | 27/28 | 28/29 | 29/30 | 30/31 | 31/32 | 32/33 | 33/34 | 34/35 | 35/36 | 36/37 | 37/38 | 38/39 |  |  |  | 07/08 | 08/09 | 09/10 | 10/11 | 11/12 | 12/13 | 13/14 | 14/15 | 15/16 | 16/17 | 17/18 | 18/19 | 19/20 | 20/21 | 21/22 | 22/23 | 23/24 | 24/25 | 25/26 | 26/27 | 27/28 | 28/29 | 29/30 | 30/31 | 31/32 | 32/33 | 33/34 | 34/35 | 35/36 | 36/37 | 37/38 | 38/39
| Total |  |  |  | 152 | 195 | 122 | 125 |  | 125 | 125 | 125 | 125 | 125 | 125 | 125 | 125 | 125 | 125 | 125 | 125 | 125 | 125 | 125 | 125 | 125 | 125 | 125 | 125 | 125 | 125 | 125 | 125 | 125 |  |  | Total
Firm Rating
| Total Capacity | [36 empty] | 0 | 0 | 0 | 0 | 0 | 0 | 0 | 0 | 0 | 0 | 0 | 0 | 0 | 0 | 0 | 0 | 0 | 0 | 0 | 0 | 0 | 0 | 0 | 0 | 0 | 0 | 0 | 0 | 0 | 0 | 0 | 0
|  | -7 | -6 | -5 | -4 | -3 | -2 | -1 |  | 0 | 1 | 2 | 3 | 4 | 5 | 6 | 7 | 8 | 9 | 10 | 11 | 12 | 13 | 14 | 15 | 16 | 17 | 18 | 19 | 20 | 21 | 22 | 23 | 24 |  |  |  | 0 | 0 | 0 | 0 | 0 | 0 | 0 | 0 | 0 | 0 | 0 | 0 | 0 | 0 | 0 | 0 | 0 | 0 | 0 | 0 | 0 | 0 | 0 | 0 | 0 | 0 | 0 | 0 | 0 | 0 | 0 | 0
| Transformer Loads | [36 empty] | 0 | 0 | 0 | 0 | 0 | 0 | 0 | 0 | 0 | 0 | 0 | 0 | 0 | 0 | 0 | 0 | 0 | 0 | 0 | 0 | 0 | 0 | 0 | 0 | 0 | 0 | 0 | 0 | 0 | 0 | 0 | 0
| Historical Loads | (33kV Amps) | [7 empty] | Weather Corrected Forecast Loads |  |  |  | (33kV Amps) | [23 empty] | 0 | 0 | 0 | 0 | 0 | 0 | 0 | 0 | 0 | 0 | 0 | 0 | 0 | 0 | 0 | 0 | 0 | 0 | 0 | 0 | 0 | 0 | 0 | 0 | 0 | 0 | 0 | 0 | 0 | 0 | 0 | 0
|  | 07/08 | 08/09 | 09/10 | 10/11 | 11/12 | 12/13 | 13/14 |  | 14/15 | 15/16 | 16/17 | 17/18 | 18/19 | 19/20 | 20/21 | 21/22 | 22/23 | 23/24 | 24/25 | 25/26 | 26/27 | 27/28 | 28/29 | 29/30 | 30/31 | 31/32 | 32/33 | 33/34 | 34/35 | 35/36 | 36/37 | 37/38 | 38/39 |  |  |  | 0 | 0 | 0 | 0 | 0 | 0 | 0 | 0 | 0 | 0 | 0 | 0 | 0 | 0 | 0 | 0 | 0 | 0 | 0 | 0 | 0 | 0 | 0 | 0 | 0 | 0 | 0 | 0 | 0 | 0 | 0 | 0
| 0 | [36 empty] | 0 | 0 | 0 | 0 | 0 | 0 | 0 | 0 | 0 | 0 | 0 | 0 | 0 | 0 | 0 | 0 | 0 | 0 | 0 | 0 | 0 | 0 | 0 | 0 | 0 | 0 | 0 | 0 | 0 | 0 | 0 | 0
| Diversity Factor: 0 | [36 empty] | 0 | 0 | 0 | 0 | 0 | 0 | 0 | 0 | 0 | 0 | 0 | 0 | 0 | 0 | 0 | 0 | 0 | 0 | 0 | 0 | 0 | 0 | 0 | 0 | 0 | 0 | 0 | 0 | 0 | 0 | 0 | 0
[38 empty] | 0 | 0 | 0 | 0 | 0 | 0 | 0 | 0 | 0 | 0 | 0 | 0 | 0 | 0 | 0 | 0 | 0 | 0 | 0 | 0 | 0 | 0 | 0 | 0 | 0 | 0 | 0 | 0 | 0 | 0 | 0 | 0
[38 empty] | 0 | 0 | 0 | 0 | 0 | 0 | 0 | 0 | 0 | 0 | 0 | 0 | 0 | 0 | 0 | 0 | 0 | 0 | 0 | 0 | 0 | 0 | 0 | 0 | 0 | 0 | 0 | 0 | 0 | 0 | 0 | 0
| 0 | [36 empty] | 0 | 0 | 0 | 0 | 0 | 0 | 0 | 0 | 0 | 0 | 0 | 0 | 0 | 0 | 0 | 0 | 0 | 0 | 0 | 0 | 0 | 0 | 0 | 0 | 0 | 0 | 0 | 0 | 0 | 0 | 0 | 0
Diversity Factor: 0
[38 empty] | Historical Spots & Transfers | [6 empty] | Forecast Spots & Transfers
[35 empty] | Project Name | From | To | 07/08 | 08/09 | 09/10 | 10/11 | 11/12 | 12/13 | 13/14 | 14/15 | 15/16 | 16/17 | 17/18 | 18/19 | 19/20 | 20/21 | 21/22 | 22/23 | 23/24 | 24/25 | 25/26 | 26/27 | 27/28 | 28/29 | 29/30 | 30/31 | 31/32 | 32/33 | 33/34 | 34/35 | 35/36 | 36/37 | 37/38 | 38/39
0
Diversity Factor: 0
0
Diversity Factor: 0
0
Diversity Factor: 0
0
Diversity Factor: 0
0
Diversity Factor: 0
0
Diversity Factor: 0
0
Diversity Factor: 0
0
Diversity Factor: 0
| Weather Correction and Public Holiday Factors | [8 empty] | Forecast ROG
ROG Justification
| Actual loads for season 13/14 have been weather corrected by the following: | [6 empty] | 0% |  | N/A | [59 empty] | N/A
1 | 2 | 3 | 4 | 5 | 6 | 7 | 8 | 9 | 10 | 14/15 | 15/16 | 16/17 | 17/18 | 18/19 | 19/20 | 20/21 | 21/22 | 22/23 | 23/24 | 24/25 | 25/26 | 26/27 | 27/28 | 28/29 | 29/30 | 30/31 | 31/32 | 32/33 | 33/34 | 34/35 | 35/36 | 36/37 | 37/38 | 38/39
1 | 1 | 1 | 1 | 1 | 1 | 1 | 1 | 1 | 1 | 0% | 0% | 0% | 0% | 0% | 0% | 0% | 0% | 0% | 0% | 0% | 0% | 0% | 0% | 0% | 0% | 0% | 0% | 0% | 0% | 0% | 0% | 0% | 0% | 0%
Substation Load Detail
[7 empty] | Units | 13/14 |  | 14/15 | 15/16 | 16/17 | 17/18 | 18/19 | 19/20 | 20/21 | 21/22 | 22/23 | 23/24 | 24/25 | 25/26 | 26/27 | 27/28 | 28/29 | 29/30 | 30/31 | 31/32 | 32/33 | 33/34 | 34/35 | 35/36 | 36/37 | 37/38 | 38/39
1 | Customer81 | Compensated |  | Load (LV side) |  |  | Amps | 125 |  | 125 | 125 | 125 | 125 | 125 | 125 | 125 | 125 | 125 | 125 | 125 | 125 | 125 | 125 | 125 | 125 | 125 | 125 | 125 | 125 | 125 | 125 | 125 | 125 | 125
|  |  |  | Apparent Power |  |  | MVA | 7.1447 |  | 7.1447 | 7.1447 | 7.1447 | 7.1447 | 7.1447 | 7.1447 | 7.1447 | 7.1447 | 7.1447 | 7.1447 | 7.1447 | 7.1447 | 7.1447 | 7.1447 | 7.1447 | 7.1447 | 7.1447 | 7.1447 | 7.1447 | 7.1447 | 7.1447 | 7.1447 | 7.1447 | 7.1447 | 7.1447
|  |  |  | Real Power |  |  | MW | 6.4302 |  | 6.4302 | 6.4302 | 6.4302 | 6.4302 | 6.4302 | 6.4302 | 6.4302 | 6.4302 | 6.4302 | 6.4302 | 6.4302 | 6.4302 | 6.4302 | 6.4302 | 6.4302 | 6.4302 | 6.4302 | 6.4302 | 6.4302 | 6.4302 | 6.4302 | 6.4302 | 6.4302 | 6.4302 | 6.4302
|  |  |  | Reactive Power |  |  | MVAr | 3.1143 |  | 3.1143 | 3.1143 | 3.1143 | 3.1143 | 3.1143 | 3.1143 | 3.1143 | 3.1143 | 3.1143 | 3.1143 | 3.1143 | 3.1143 | 3.1143 | 3.1143 | 3.1143 | 3.1143 | 3.1143 | 3.1143 | 3.1143 | 3.1143 | 3.1143 | 3.1143 | 3.1143 | 3.1143 | 3.1143
|  |  |  | Capacitors In Service |  |  | MVAr | 0 |  | 0 | 0 | 0 | 0 | 0 | 0 | 0 | 0 | 0 | 0 | 0 | 0 | 0 | 0 | 0 | 0 | 0 | 0 | 0 | 0 | 0 | 0 | 0 | 0 | 0
|  |  |  | PF |  |  |  | 0.9 |  | 0.9 | 0.9 | 0.9 | 0.9 | 0.9 | 0.9 | 0.9 | 0.9 | 0.9 | 0.9 | 0.9 | 0.9 | 0.9 | 0.9 | 0.9 | 0.9 | 0.9 | 0.9 | 0.9 | 0.9 | 0.9 | 0.9 | 0.9 | 0.9 | 0.9
0.48872 | Diversity Factor: 0.49 | Uncompensated |  | Reactive Power |  |  | MVAr | 3.1143 |  | 3.1143 | 3.1143 | 3.1143 | 3.1143 | 3.1143 | 3.1143 | 3.1143 | 3.1143 | 3.1143 | 3.1143 | 3.1143 | 3.1143 | 3.1143 | 3.1143 | 3.1143 | 3.1143 | 3.1143 | 3.1143 | 3.1143 | 3.1143 | 3.1143 | 3.1143 | 3.1143 | 3.1143 | 3.1143
|  |  |  | PF |  |  |  | 0.9 |  | 0.9 | 0.9 | 0.9 | 0.9 | 0.9 | 0.9 | 0.9 | 0.9 | 0.9 | 0.9 | 0.9 | 0.9 | 0.9 | 0.9 | 0.9 | 0.9 | 0.9 | 0.9 | 0.9 | 0.9 | 0.9 | 0.9 | 0.9 | 0.9 | 0.9
[10 empty] | 1 | 2 | 3 | 4 | 5 | 6 | 7 | 8 | 9 | 10 | 11 | 12 | 13 | 14 | 15 | 16 | 17 | 18 | 19 | 20 | 21 | 22 | 23 | 24 | 25
Transformer Load Detail
[7 empty] | Units | 13/14 |  | 14/15 | 15/16 | 16/17 | 17/18 | 18/19 | 19/20 | 20/21 | 21/22 | 22/23 | 23/24 | 24/25 | 25/26 | 26/27 | 27/28 | 28/29 | 29/30 | 30/31 | 31/32 | 32/33 | 33/34 | 34/35 | 35/36 | 36/37 | 37/38 | 38/39
| 0 | Compensated |  | Load (LV side) |  |  | Amps
|  |  |  | Apparent Power |  |  | MVA
|  |  |  | Real Power |  |  | MW
|  |  |  | Reactive Power |  |  | MVAr
|  |  |  | Capacitors In Service |  |  | MVAr
PF
| Zone Div: | Uncompensated |  | Reactive Power |  |  | MVAr
PF
| 0 | Compensated |  | Load (LV side) |  |  | Amps
|  |  |  | Apparent Power |  |  | MVA
|  |  |  | Real Power |  |  | MW
|  |  |  | Reactive Power |  |  | MVAr
|  |  |  | Capacitors In Service |  |  | MVAr
PF
| Zone Div: | Uncompensated |  | Reactive Power |  |  | MVAr
PF
| 0 | Compensated |  | Load (LV side) |  |  | Amps
|  |  |  | Apparent Power |  |  | MVA
|  |  |  | Real Power |  |  | MW
|  |  |  | Reactive Power |  |  | MVAr
|  |  |  | Capacitors In Service |  |  | MVAr
PF
| Zone Div: | Uncompensated |  | Reactive Power |  |  | MVAr
PF
| 0 | Compensated |  | Load (LV side) |  |  | Amps
|  |  |  | Apparent Power |  |  | MVA
|  |  |  | Real Power |  |  | MW
|  |  |  | Reactive Power |  |  | MVAr
|  |  |  | Capacitors In Service |  |  | MVAr
PF
| Zone Div: | Uncompensated |  | Reactive Power |  |  | MVAr
PF
| 0 | Compensated |  | Load (LV side) |  |  | Amps
|  |  |  | Apparent Power |  |  | MVA
|  |  |  | Real Power |  |  | MW
|  |  |  | Reactive Power |  |  | MVAr
|  |  |  | Capacitors In Service |  |  | MVAr
PF
| Zone Div: | Uncompensated |  | Reactive Power |  |  | MVAr
PF
| 0 | Compensated |  | Load (LV side) |  |  | Amps
|  |  |  | Apparent Power |  |  | MVA
|  |  |  | Real Power |  |  | MW
|  |  |  | Reactive Power |  |  | MVAr
|  |  |  | Capacitors In Service |  |  | MVAr
PF
| Zone Div: | Uncompensated |  | Reactive Power |  |  | MVAr
PF
| 0 | Compensated |  | Load (LV side) |  |  | Amps
|  |  |  | Apparent Power |  |  | MVA
|  |  |  | Real Power |  |  | MW
|  |  |  | Reactive Power |  |  | MVAr
|  |  |  | Capacitors In Service |  |  | MVAr
PF
| Zone Div: | Uncompensated |  | Reactive Power |  |  | MVAr
PF
| 0 | Compensated |  | Load (LV side) |  |  | Amps
|  |  |  | Apparent Power |  |  | MVA
|  |  |  | Real Power |  |  | MW
|  |  |  | Reactive Power |  |  | MVAr
|  |  |  | Capacitors In Service |  |  | MVAr
PF
| Zone Div: | Uncompensated |  | Reactive Power |  |  | MVAr
PF
| 0 | Compensated |  | Load (LV side) |  |  | Amps
|  |  |  | Apparent Power |  |  | MVA
|  |  |  | Real Power |  |  | MW
|  |  |  | Reactive Power |  |  | MVAr
|  |  |  | Capacitors In Service |  |  | MVAr
PF
| Zone Div: | Uncompensated |  | Reactive Power |  |  | MVAr
PF
| 0 | Compensated |  | Load (LV side) |  |  | Amps
|  |  |  | Apparent Power |  |  | MVA
|  |  |  | Real Power |  |  | MW
|  |  |  | Reactive Power |  |  | MVAr
|  |  |  | Capacitors In Service |  |  | MVAr
PF
| Zone Div: | Uncompensated |  | Reactive Power |  |  | MVAr
PF

## Customer82
| Customer82 | [16 empty] | 2015 | SUMMER
| Substation Total Loads | [33 empty] | Spots & Transfers Detail
| Historical Loads | (132kV Amps) | [7 empty] | Weather Corrected Forecast Loads |  |  |  | (132kV Amps) | [20 empty] | Spots & Transfers Summary | (132kV Amps) |  | Historical Spots & Transfers | [6 empty] | Forecast Spots & Transfers
|  | 07/08 | 08/09 | 09/10 | 10/11 | 11/12 | 12/13 | 13/14 |  | 14/15 | 15/16 | 16/17 | 17/18 | 18/19 | 19/20 | 20/21 | 21/22 | 22/23 | 23/24 | 24/25 | 25/26 | 26/27 | 27/28 | 28/29 | 29/30 | 30/31 | 31/32 | 32/33 | 33/34 | 34/35 | 35/36 | 36/37 | 37/38 | 38/39 |  |  |  | 07/08 | 08/09 | 09/10 | 10/11 | 11/12 | 12/13 | 13/14 | 14/15 | 15/16 | 16/17 | 17/18 | 18/19 | 19/20 | 20/21 | 21/22 | 22/23 | 23/24 | 24/25 | 25/26 | 26/27 | 27/28 | 28/29 | 29/30 | 30/31 | 31/32 | 32/33 | 33/34 | 34/35 | 35/36 | 36/37 | 37/38 | 38/39
| Total |  |  | 81 | 191 | 190 | 14 | 6.75 |  | 7 | 7 | 7 | 7 | 7 | 7 | 7 | 7 | 7 | 7 | 7 | 7 | 7 | 7 | 7 | 7 | 7 | 7 | 7 | 7 | 7 | 7 | 7 | 7 | 7 |  |  | Total
Firm Rating
| Total Capacity | [36 empty] | 0 | 0 | 0 | 0 | 0 | 0 | 0 | 0 | 0 | 0 | 0 | 0 | 0 | 0 | 0 | 0 | 0 | 0 | 0 | 0 | 0 | 0 | 0 | 0 | 0 | 0 | 0 | 0 | 0 | 0 | 0 | 0
|  | -7 | -6 | -5 | -4 | -3 | -2 | -1 |  | 0 | 1 | 2 | 3 | 4 | 5 | 6 | 7 | 8 | 9 | 10 | 11 | 12 | 13 | 14 | 15 | 16 | 17 | 18 | 19 | 20 | 21 | 22 | 23 | 24 |  |  |  | 0 | 0 | 0 | 0 | 0 | 0 | 0 | 0 | 0 | 0 | 0 | 0 | 0 | 0 | 0 | 0 | 0 | 0 | 0 | 0 | 0 | 0 | 0 | 0 | 0 | 0 | 0 | 0 | 0 | 0 | 0 | 0
| Transformer Loads | [36 empty] | 0 | 0 | 0 | 0 | 0 | 0 | 0 | 0 | 0 | 0 | 0 | 0 | 0 | 0 | 0 | 0 | 0 | 0 | 0 | 0 | 0 | 0 | 0 | 0 | 0 | 0 | 0 | 0 | 0 | 0 | 0 | 0
| Historical Loads | (132kV Amps) | [7 empty] | Weather Corrected Forecast Loads |  |  |  | (132kV Amps) | [23 empty] | 0 | 0 | 0 | 0 | 0 | 0 | 0 | 0 | 0 | 0 | 0 | 0 | 0 | 0 | 0 | 0 | 0 | 0 | 0 | 0 | 0 | 0 | 0 | 0 | 0 | 0 | 0 | 0 | 0 | 0 | 0 | 0
|  | 07/08 | 08/09 | 09/10 | 10/11 | 11/12 | 12/13 | 13/14 |  | 14/15 | 15/16 | 16/17 | 17/18 | 18/19 | 19/20 | 20/21 | 21/22 | 22/23 | 23/24 | 24/25 | 25/26 | 26/27 | 27/28 | 28/29 | 29/30 | 30/31 | 31/32 | 32/33 | 33/34 | 34/35 | 35/36 | 36/37 | 37/38 | 38/39 |  |  |  | 0 | 0 | 0 | 0 | 0 | 0 | 0 | 0 | 0 | 0 | 0 | 0 | 0 | 0 | 0 | 0 | 0 | 0 | 0 | 0 | 0 | 0 | 0 | 0 | 0 | 0 | 0 | 0 | 0 | 0 | 0 | 0
| 0 | [36 empty] | 0 | 0 | 0 | 0 | 0 | 0 | 0 | 0 | 0 | 0 | 0 | 0 | 0 | 0 | 0 | 0 | 0 | 0 | 0 | 0 | 0 | 0 | 0 | 0 | 0 | 0 | 0 | 0 | 0 | 0 | 0 | 0
| Diversity Factor: 0 | [36 empty] | 0 | 0 | 0 | 0 | 0 | 0 | 0 | 0 | 0 | 0 | 0 | 0 | 0 | 0 | 0 | 0 | 0 | 0 | 0 | 0 | 0 | 0 | 0 | 0 | 0 | 0 | 0 | 0 | 0 | 0 | 0 | 0
[38 empty] | 0 | 0 | 0 | 0 | 0 | 0 | 0 | 0 | 0 | 0 | 0 | 0 | 0 | 0 | 0 | 0 | 0 | 0 | 0 | 0 | 0 | 0 | 0 | 0 | 0 | 0 | 0 | 0 | 0 | 0 | 0 | 0
[38 empty] | 0 | 0 | 0 | 0 | 0 | 0 | 0 | 0 | 0 | 0 | 0 | 0 | 0 | 0 | 0 | 0 | 0 | 0 | 0 | 0 | 0 | 0 | 0 | 0 | 0 | 0 | 0 | 0 | 0 | 0 | 0 | 0
| 0 | [36 empty] | 0 | 0 | 0 | 0 | 0 | 0 | 0 | 0 | 0 | 0 | 0 | 0 | 0 | 0 | 0 | 0 | 0 | 0 | 0 | 0 | 0 | 0 | 0 | 0 | 0 | 0 | 0 | 0 | 0 | 0 | 0 | 0
Diversity Factor: 0
[38 empty] | Historical Spots & Transfers | [6 empty] | Forecast Spots & Transfers
[35 empty] | Project Name | From | To | 07/08 | 08/09 | 09/10 | 10/11 | 11/12 | 12/13 | 13/14 | 14/15 | 15/16 | 16/17 | 17/18 | 18/19 | 19/20 | 20/21 | 21/22 | 22/23 | 23/24 | 24/25 | 25/26 | 26/27 | 27/28 | 28/29 | 29/30 | 30/31 | 31/32 | 32/33 | 33/34 | 34/35 | 35/36 | 36/37 | 37/38 | 38/39
0
Diversity Factor: 0
0
Diversity Factor: 0
0
Diversity Factor: 0
0
Diversity Factor: 0
0
Diversity Factor: 0
0
Diversity Factor: 0
0
Diversity Factor: 0
0
Diversity Factor: 0
| Weather Correction and Public Holiday Factors | [8 empty] | Forecast ROG
ROG Justification
| Actual loads for season 13/14 have been weather corrected by the following: | [6 empty] | 0% |  | N/A | [59 empty] | N/A
1 | 2 | 3 | 4 | 5 | 6 | 7 | 8 | 9 | 10 | 14/15 | 15/16 | 16/17 | 17/18 | 18/19 | 19/20 | 20/21 | 21/22 | 22/23 | 23/24 | 24/25 | 25/26 | 26/27 | 27/28 | 28/29 | 29/30 | 30/31 | 31/32 | 32/33 | 33/34 | 34/35 | 35/36 | 36/37 | 37/38 | 38/39
1 | 1 | 1 | 1 | 1 | 1 | 1 | 1 | 1 | 1 | 0% | 0% | 0% | 0% | 0% | 0% | 0% | 0% | 0% | 0% | 0% | 0% | 0% | 0% | 0% | 0% | 0% | 0% | 0% | 0% | 0% | 0% | 0% | 0% | 0%
Substation Load Detail
[7 empty] | Units | 13/14 |  | 14/15 | 15/16 | 16/17 | 17/18 | 18/19 | 19/20 | 20/21 | 21/22 | 22/23 | 23/24 | 24/25 | 25/26 | 26/27 | 27/28 | 28/29 | 29/30 | 30/31 | 31/32 | 32/33 | 33/34 | 34/35 | 35/36 | 36/37 | 37/38 | 38/39
1 | Customer82 | Compensated |  | Load (LV side) |  |  | Amps | 7 |  | 7 | 7 | 7 | 7 | 7 | 7 | 7 | 7 | 7 | 7 | 7 | 7 | 7 | 7 | 7 | 7 | 7 | 7 | 7 | 7 | 7 | 7 | 7 | 7 | 7
|  |  |  | Apparent Power |  |  | MVA | 1.5433 |  | 1.5433 | 1.5433 | 1.5433 | 1.5433 | 1.5433 | 1.5433 | 1.5433 | 1.5433 | 1.5433 | 1.5433 | 1.5433 | 1.5433 | 1.5433 | 1.5433 | 1.5433 | 1.5433 | 1.5433 | 1.5433 | 1.5433 | 1.5433 | 1.5433 | 1.5433 | 1.5433 | 1.5433 | 1.5433
|  |  |  | Real Power |  |  | MW | 1.3889 |  | 1.3889 | 1.3889 | 1.3889 | 1.3889 | 1.3889 | 1.3889 | 1.3889 | 1.3889 | 1.3889 | 1.3889 | 1.3889 | 1.3889 | 1.3889 | 1.3889 | 1.3889 | 1.3889 | 1.3889 | 1.3889 | 1.3889 | 1.3889 | 1.3889 | 1.3889 | 1.3889 | 1.3889 | 1.3889
|  |  |  | Reactive Power |  |  | MVAr | 0.67269 |  | 0.67269 | 0.67269 | 0.67269 | 0.67269 | 0.67269 | 0.67269 | 0.67269 | 0.67269 | 0.67269 | 0.67269 | 0.67269 | 0.67269 | 0.67269 | 0.67269 | 0.67269 | 0.67269 | 0.67269 | 0.67269 | 0.67269 | 0.67269 | 0.67269 | 0.67269 | 0.67269 | 0.67269 | 0.67269
|  |  |  | Capacitors In Service |  |  | MVAr | 0 |  | 0 | 0 | 0 | 0 | 0 | 0 | 0 | 0 | 0 | 0 | 0 | 0 | 0 | 0 | 0 | 0 | 0 | 0 | 0 | 0 | 0 | 0 | 0 | 0 | 0
|  |  |  | PF |  |  |  | 0.9 |  | 0.9 | 0.9 | 0.9 | 0.9 | 0.9 | 0.9 | 0.9 | 0.9 | 0.9 | 0.9 | 0.9 | 0.9 | 0.9 | 0.9 | 0.9 | 0.9 | 0.9 | 0.9 | 0.9 | 0.9 | 0.9 | 0.9 | 0.9 | 0.9 | 0.9
0.48665 | Diversity Factor: 0.49 | Uncompensated |  | Reactive Power |  |  | MVAr | 0.67269 |  | 0.67269 | 0.67269 | 0.67269 | 0.67269 | 0.67269 | 0.67269 | 0.67269 | 0.67269 | 0.67269 | 0.67269 | 0.67269 | 0.67269 | 0.67269 | 0.67269 | 0.67269 | 0.67269 | 0.67269 | 0.67269 | 0.67269 | 0.67269 | 0.67269 | 0.67269 | 0.67269 | 0.67269 | 0.67269
|  |  |  | PF |  |  |  | 0.9 |  | 0.9 | 0.9 | 0.9 | 0.9 | 0.9 | 0.9 | 0.9 | 0.9 | 0.9 | 0.9 | 0.9 | 0.9 | 0.9 | 0.9 | 0.9 | 0.9 | 0.9 | 0.9 | 0.9 | 0.9 | 0.9 | 0.9 | 0.9 | 0.9 | 0.9
[10 empty] | 1 | 2 | 3 | 4 | 5 | 6 | 7 | 8 | 9 | 10 | 11 | 12 | 13 | 14 | 15 | 16 | 17 | 18 | 19 | 20 | 21 | 22 | 23 | 24 | 25
Transformer Load Detail
[7 empty] | Units | 13/14 |  | 14/15 | 15/16 | 16/17 | 17/18 | 18/19 | 19/20 | 20/21 | 21/22 | 22/23 | 23/24 | 24/25 | 25/26 | 26/27 | 27/28 | 28/29 | 29/30 | 30/31 | 31/32 | 32/33 | 33/34 | 34/35 | 35/36 | 36/37 | 37/38 | 38/39
| 0 | Compensated |  | Load (LV side) |  |  | Amps
|  |  |  | Apparent Power |  |  | MVA
|  |  |  | Real Power |  |  | MW
|  |  |  | Reactive Power |  |  | MVAr
|  |  |  | Capacitors In Service |  |  | MVAr
PF
| Zone Div: | Uncompensated |  | Reactive Power |  |  | MVAr
PF
| 0 | Compensated |  | Load (LV side) |  |  | Amps
|  |  |  | Apparent Power |  |  | MVA
|  |  |  | Real Power |  |  | MW
|  |  |  | Reactive Power |  |  | MVAr
|  |  |  | Capacitors In Service |  |  | MVAr
PF
| Zone Div: | Uncompensated |  | Reactive Power |  |  | MVAr
PF
| 0 | Compensated |  | Load (LV side) |  |  | Amps
|  |  |  | Apparent Power |  |  | MVA
|  |  |  | Real Power |  |  | MW
|  |  |  | Reactive Power |  |  | MVAr
|  |  |  | Capacitors In Service |  |  | MVAr
PF
| Zone Div: | Uncompensated |  | Reactive Power |  |  | MVAr
PF
| 0 | Compensated |  | Load (LV side) |  |  | Amps
|  |  |  | Apparent Power |  |  | MVA
|  |  |  | Real Power |  |  | MW
|  |  |  | Reactive Power |  |  | MVAr
|  |  |  | Capacitors In Service |  |  | MVAr
PF
| Zone Div: | Uncompensated |  | Reactive Power |  |  | MVAr
PF
| 0 | Compensated |  | Load (LV side) |  |  | Amps
|  |  |  | Apparent Power |  |  | MVA
|  |  |  | Real Power |  |  | MW
|  |  |  | Reactive Power |  |  | MVAr
|  |  |  | Capacitors In Service |  |  | MVAr
PF
| Zone Div: | Uncompensated |  | Reactive Power |  |  | MVAr
PF
| 0 | Compensated |  | Load (LV side) |  |  | Amps
|  |  |  | Apparent Power |  |  | MVA
|  |  |  | Real Power |  |  | MW
|  |  |  | Reactive Power |  |  | MVAr
|  |  |  | Capacitors In Service |  |  | MVAr
PF
| Zone Div: | Uncompensated |  | Reactive Power |  |  | MVAr
PF
| 0 | Compensated |  | Load (LV side) |  |  | Amps
|  |  |  | Apparent Power |  |  | MVA
|  |  |  | Real Power |  |  | MW
|  |  |  | Reactive Power |  |  | MVAr
|  |  |  | Capacitors In Service |  |  | MVAr
PF
| Zone Div: | Uncompensated |  | Reactive Power |  |  | MVAr
PF
| 0 | Compensated |  | Load (LV side) |  |  | Amps
|  |  |  | Apparent Power |  |  | MVA
|  |  |  | Real Power |  |  | MW
|  |  |  | Reactive Power |  |  | MVAr
|  |  |  | Capacitors In Service |  |  | MVAr
PF
| Zone Div: | Uncompensated |  | Reactive Power |  |  | MVAr
PF
| 0 | Compensated |  | Load (LV side) |  |  | Amps
|  |  |  | Apparent Power |  |  | MVA
|  |  |  | Real Power |  |  | MW
|  |  |  | Reactive Power |  |  | MVAr
|  |  |  | Capacitors In Service |  |  | MVAr
PF
| Zone Div: | Uncompensated |  | Reactive Power |  |  | MVAr
PF
| 0 | Compensated |  | Load (LV side) |  |  | Amps
|  |  |  | Apparent Power |  |  | MVA
|  |  |  | Real Power |  |  | MW
|  |  |  | Reactive Power |  |  | MVAr
|  |  |  | Capacitors In Service |  |  | MVAr
PF
| Zone Div: | Uncompensated |  | Reactive Power |  |  | MVAr
PF

## Customer83
| Customer83 | [16 empty] | 2015 | SUMMER
| Substation Total Loads | [33 empty] | Spots & Transfers Detail
| Historical Loads | (33kV Amps) | [7 empty] | Weather Corrected Forecast Loads |  |  |  | (33kV Amps) | [20 empty] | Spots & Transfers Summary | (33kV Amps) |  | Historical Spots & Transfers | [6 empty] | Forecast Spots & Transfers
|  | 07/08 | 08/09 | 09/10 | 10/11 | 11/12 | 12/13 | 13/14 |  | 14/15 | 15/16 | 16/17 | 17/18 | 18/19 | 19/20 | 20/21 | 21/22 | 22/23 | 23/24 | 24/25 | 25/26 | 26/27 | 27/28 | 28/29 | 29/30 | 30/31 | 31/32 | 32/33 | 33/34 | 34/35 | 35/36 | 36/37 | 37/38 | 38/39 |  |  |  | 07/08 | 08/09 | 09/10 | 10/11 | 11/12 | 12/13 | 13/14 | 14/15 | 15/16 | 16/17 | 17/18 | 18/19 | 19/20 | 20/21 | 21/22 | 22/23 | 23/24 | 24/25 | 25/26 | 26/27 | 27/28 | 28/29 | 29/30 | 30/31 | 31/32 | 32/33 | 33/34 | 34/35 | 35/36 | 36/37 | 37/38 | 38/39
| Total |  |  |  | 38 | 21 | 29 | 31 |  | 31 | 31 | 31 | 31 | 31 | 31 | 31 | 31 | 31 | 31 | 31 | 31 | 31 | 31 | 31 | 31 | 31 | 31 | 31 | 31 | 31 | 31 | 31 | 31 | 31 |  |  | Total
Firm Rating
| Total Capacity | [36 empty] | 0 | 0 | 0 | 0 | 0 | 0 | 0 | 0 | 0 | 0 | 0 | 0 | 0 | 0 | 0 | 0 | 0 | 0 | 0 | 0 | 0 | 0 | 0 | 0 | 0 | 0 | 0 | 0 | 0 | 0 | 0 | 0
|  | -7 | -6 | -5 | -4 | -3 | -2 | -1 |  | 0 | 1 | 2 | 3 | 4 | 5 | 6 | 7 | 8 | 9 | 10 | 11 | 12 | 13 | 14 | 15 | 16 | 17 | 18 | 19 | 20 | 21 | 22 | 23 | 24 |  |  |  | 0 | 0 | 0 | 0 | 0 | 0 | 0 | 0 | 0 | 0 | 0 | 0 | 0 | 0 | 0 | 0 | 0 | 0 | 0 | 0 | 0 | 0 | 0 | 0 | 0 | 0 | 0 | 0 | 0 | 0 | 0 | 0
| Transformer Loads | [36 empty] | 0 | 0 | 0 | 0 | 0 | 0 | 0 | 0 | 0 | 0 | 0 | 0 | 0 | 0 | 0 | 0 | 0 | 0 | 0 | 0 | 0 | 0 | 0 | 0 | 0 | 0 | 0 | 0 | 0 | 0 | 0 | 0
| Historical Loads | (33kV Amps) | [7 empty] | Weather Corrected Forecast Loads |  |  |  | (33kV Amps) | [23 empty] | 0 | 0 | 0 | 0 | 0 | 0 | 0 | 0 | 0 | 0 | 0 | 0 | 0 | 0 | 0 | 0 | 0 | 0 | 0 | 0 | 0 | 0 | 0 | 0 | 0 | 0 | 0 | 0 | 0 | 0 | 0 | 0
|  | 07/08 | 08/09 | 09/10 | 10/11 | 11/12 | 12/13 | 13/14 |  | 14/15 | 15/16 | 16/17 | 17/18 | 18/19 | 19/20 | 20/21 | 21/22 | 22/23 | 23/24 | 24/25 | 25/26 | 26/27 | 27/28 | 28/29 | 29/30 | 30/31 | 31/32 | 32/33 | 33/34 | 34/35 | 35/36 | 36/37 | 37/38 | 38/39 |  |  |  | 0 | 0 | 0 | 0 | 0 | 0 | 0 | 0 | 0 | 0 | 0 | 0 | 0 | 0 | 0 | 0 | 0 | 0 | 0 | 0 | 0 | 0 | 0 | 0 | 0 | 0 | 0 | 0 | 0 | 0 | 0 | 0
| 0 | [36 empty] | 0 | 0 | 0 | 0 | 0 | 0 | 0 | 0 | 0 | 0 | 0 | 0 | 0 | 0 | 0 | 0 | 0 | 0 | 0 | 0 | 0 | 0 | 0 | 0 | 0 | 0 | 0 | 0 | 0 | 0 | 0 | 0
| Diversity Factor: 0 | [36 empty] | 0 | 0 | 0 | 0 | 0 | 0 | 0 | 0 | 0 | 0 | 0 | 0 | 0 | 0 | 0 | 0 | 0 | 0 | 0 | 0 | 0 | 0 | 0 | 0 | 0 | 0 | 0 | 0 | 0 | 0 | 0 | 0
[38 empty] | 0 | 0 | 0 | 0 | 0 | 0 | 0 | 0 | 0 | 0 | 0 | 0 | 0 | 0 | 0 | 0 | 0 | 0 | 0 | 0 | 0 | 0 | 0 | 0 | 0 | 0 | 0 | 0 | 0 | 0 | 0 | 0
[38 empty] | 0 | 0 | 0 | 0 | 0 | 0 | 0 | 0 | 0 | 0 | 0 | 0 | 0 | 0 | 0 | 0 | 0 | 0 | 0 | 0 | 0 | 0 | 0 | 0 | 0 | 0 | 0 | 0 | 0 | 0 | 0 | 0
| 0 | [36 empty] | 0 | 0 | 0 | 0 | 0 | 0 | 0 | 0 | 0 | 0 | 0 | 0 | 0 | 0 | 0 | 0 | 0 | 0 | 0 | 0 | 0 | 0 | 0 | 0 | 0 | 0 | 0 | 0 | 0 | 0 | 0 | 0
Diversity Factor: 0
[38 empty] | Historical Spots & Transfers | [6 empty] | Forecast Spots & Transfers
[35 empty] | Project Name | From | To | 07/08 | 08/09 | 09/10 | 10/11 | 11/12 | 12/13 | 13/14 | 14/15 | 15/16 | 16/17 | 17/18 | 18/19 | 19/20 | 20/21 | 21/22 | 22/23 | 23/24 | 24/25 | 25/26 | 26/27 | 27/28 | 28/29 | 29/30 | 30/31 | 31/32 | 32/33 | 33/34 | 34/35 | 35/36 | 36/37 | 37/38 | 38/39
0
Diversity Factor: 0
0
Diversity Factor: 0
0
Diversity Factor: 0
0
Diversity Factor: 0
0
Diversity Factor: 0
0
Diversity Factor: 0
0
Diversity Factor: 0
0
Diversity Factor: 0
| Weather Correction and Public Holiday Factors | [8 empty] | Forecast ROG
ROG Justification
| Actual loads for season 13/14 have been weather corrected by the following: | [6 empty] | 0% |  | N/A | [59 empty] | N/A
1 | 2 | 3 | 4 | 5 | 6 | 7 | 8 | 9 | 10 | 14/15 | 15/16 | 16/17 | 17/18 | 18/19 | 19/20 | 20/21 | 21/22 | 22/23 | 23/24 | 24/25 | 25/26 | 26/27 | 27/28 | 28/29 | 29/30 | 30/31 | 31/32 | 32/33 | 33/34 | 34/35 | 35/36 | 36/37 | 37/38 | 38/39
1 | 1 | 1 | 1 | 1 | 1 | 1 | 1 | 1 | 1 | 0% | 0% | 0% | 0% | 0% | 0% | 0% | 0% | 0% | 0% | 0% | 0% | 0% | 0% | 0% | 0% | 0% | 0% | 0% | 0% | 0% | 0% | 0% | 0% | 0%
Substation Load Detail
[7 empty] | Units | 13/14 |  | 14/15 | 15/16 | 16/17 | 17/18 | 18/19 | 19/20 | 20/21 | 21/22 | 22/23 | 23/24 | 24/25 | 25/26 | 26/27 | 27/28 | 28/29 | 29/30 | 30/31 | 31/32 | 32/33 | 33/34 | 34/35 | 35/36 | 36/37 | 37/38 | 38/39
1 | Customer83 | Compensated |  | Load (LV side) |  |  | Amps | 31 |  | 31 | 31 | 31 | 31 | 31 | 31 | 31 | 31 | 31 | 31 | 31 | 31 | 31 | 31 | 31 | 31 | 31 | 31 | 31 | 31 | 31 | 31 | 31 | 31 | 31
|  |  |  | Apparent Power |  |  | MVA | 1.7719 |  | 1.7719 | 1.7719 | 1.7719 | 1.7719 | 1.7719 | 1.7719 | 1.7719 | 1.7719 | 1.7719 | 1.7719 | 1.7719 | 1.7719 | 1.7719 | 1.7719 | 1.7719 | 1.7719 | 1.7719 | 1.7719 | 1.7719 | 1.7719 | 1.7719 | 1.7719 | 1.7719 | 1.7719 | 1.7719
|  |  |  | Real Power |  |  | MW | 1.5947 |  | 1.5947 | 1.5947 | 1.5947 | 1.5947 | 1.5947 | 1.5947 | 1.5947 | 1.5947 | 1.5947 | 1.5947 | 1.5947 | 1.5947 | 1.5947 | 1.5947 | 1.5947 | 1.5947 | 1.5947 | 1.5947 | 1.5947 | 1.5947 | 1.5947 | 1.5947 | 1.5947 | 1.5947 | 1.5947
|  |  |  | Reactive Power |  |  | MVAr | 0.77235 |  | 0.77235 | 0.77235 | 0.77235 | 0.77235 | 0.77235 | 0.77235 | 0.77235 | 0.77235 | 0.77235 | 0.77235 | 0.77235 | 0.77235 | 0.77235 | 0.77235 | 0.77235 | 0.77235 | 0.77235 | 0.77235 | 0.77235 | 0.77235 | 0.77235 | 0.77235 | 0.77235 | 0.77235 | 0.77235
|  |  |  | Capacitors In Service |  |  | MVAr | 0 |  | 0 | 0 | 0 | 0 | 0 | 0 | 0 | 0 | 0 | 0 | 0 | 0 | 0 | 0 | 0 | 0 | 0 | 0 | 0 | 0 | 0 | 0 | 0 | 0 | 0
|  |  |  | PF |  |  |  | 0.9 |  | 0.9 | 0.9 | 0.9 | 0.9 | 0.9 | 0.9 | 0.9 | 0.9 | 0.9 | 0.9 | 0.9 | 0.9 | 0.9 | 0.9 | 0.9 | 0.9 | 0.9 | 0.9 | 0.9 | 0.9 | 0.9 | 0.9 | 0.9 | 0.9 | 0.9
0.40439 | Diversity Factor: 0.4 | Uncompensated |  | Reactive Power |  |  | MVAr | 0.77235 |  | 0.77235 | 0.77235 | 0.77235 | 0.77235 | 0.77235 | 0.77235 | 0.77235 | 0.77235 | 0.77235 | 0.77235 | 0.77235 | 0.77235 | 0.77235 | 0.77235 | 0.77235 | 0.77235 | 0.77235 | 0.77235 | 0.77235 | 0.77235 | 0.77235 | 0.77235 | 0.77235 | 0.77235 | 0.77235
|  |  |  | PF |  |  |  | 0.9 |  | 0.9 | 0.9 | 0.9 | 0.9 | 0.9 | 0.9 | 0.9 | 0.9 | 0.9 | 0.9 | 0.9 | 0.9 | 0.9 | 0.9 | 0.9 | 0.9 | 0.9 | 0.9 | 0.9 | 0.9 | 0.9 | 0.9 | 0.9 | 0.9 | 0.9
[10 empty] | 1 | 2 | 3 | 4 | 5 | 6 | 7 | 8 | 9 | 10 | 11 | 12 | 13 | 14 | 15 | 16 | 17 | 18 | 19 | 20 | 21 | 22 | 23 | 24 | 25
Transformer Load Detail
[7 empty] | Units | 13/14 |  | 14/15 | 15/16 | 16/17 | 17/18 | 18/19 | 19/20 | 20/21 | 21/22 | 22/23 | 23/24 | 24/25 | 25/26 | 26/27 | 27/28 | 28/29 | 29/30 | 30/31 | 31/32 | 32/33 | 33/34 | 34/35 | 35/36 | 36/37 | 37/38 | 38/39
| 0 | Compensated |  | Load (LV side) |  |  | Amps
|  |  |  | Apparent Power |  |  | MVA
|  |  |  | Real Power |  |  | MW
|  |  |  | Reactive Power |  |  | MVAr
|  |  |  | Capacitors In Service |  |  | MVAr
PF
| Zone Div: | Uncompensated |  | Reactive Power |  |  | MVAr
PF
| 0 | Compensated |  | Load (LV side) |  |  | Amps
|  |  |  | Apparent Power |  |  | MVA
|  |  |  | Real Power |  |  | MW
|  |  |  | Reactive Power |  |  | MVAr
|  |  |  | Capacitors In Service |  |  | MVAr
PF
| Zone Div: | Uncompensated |  | Reactive Power |  |  | MVAr
PF
| 0 | Compensated |  | Load (LV side) |  |  | Amps
|  |  |  | Apparent Power |  |  | MVA
|  |  |  | Real Power |  |  | MW
|  |  |  | Reactive Power |  |  | MVAr
|  |  |  | Capacitors In Service |  |  | MVAr
PF
| Zone Div: | Uncompensated |  | Reactive Power |  |  | MVAr
PF
| 0 | Compensated |  | Load (LV side) |  |  | Amps
|  |  |  | Apparent Power |  |  | MVA
|  |  |  | Real Power |  |  | MW
|  |  |  | Reactive Power |  |  | MVAr
|  |  |  | Capacitors In Service |  |  | MVAr
PF
| Zone Div: | Uncompensated |  | Reactive Power |  |  | MVAr
PF
| 0 | Compensated |  | Load (LV side) |  |  | Amps
|  |  |  | Apparent Power |  |  | MVA
|  |  |  | Real Power |  |  | MW
|  |  |  | Reactive Power |  |  | MVAr
|  |  |  | Capacitors In Service |  |  | MVAr
PF
| Zone Div: | Uncompensated |  | Reactive Power |  |  | MVAr
PF
| 0 | Compensated |  | Load (LV side) |  |  | Amps
|  |  |  | Apparent Power |  |  | MVA
|  |  |  | Real Power |  |  | MW
|  |  |  | Reactive Power |  |  | MVAr
|  |  |  | Capacitors In Service |  |  | MVAr
PF
| Zone Div: | Uncompensated |  | Reactive Power |  |  | MVAr
PF
| 0 | Compensated |  | Load (LV side) |  |  | Amps
|  |  |  | Apparent Power |  |  | MVA
|  |  |  | Real Power |  |  | MW
|  |  |  | Reactive Power |  |  | MVAr
|  |  |  | Capacitors In Service |  |  | MVAr
PF
| Zone Div: | Uncompensated |  | Reactive Power |  |  | MVAr
PF
| 0 | Compensated |  | Load (LV side) |  |  | Amps
|  |  |  | Apparent Power |  |  | MVA
|  |  |  | Real Power |  |  | MW
|  |  |  | Reactive Power |  |  | MVAr
|  |  |  | Capacitors In Service |  |  | MVAr
PF
| Zone Div: | Uncompensated |  | Reactive Power |  |  | MVAr
PF
| 0 | Compensated |  | Load (LV side) |  |  | Amps
|  |  |  | Apparent Power |  |  | MVA
|  |  |  | Real Power |  |  | MW
|  |  |  | Reactive Power |  |  | MVAr
|  |  |  | Capacitors In Service |  |  | MVAr
PF
| Zone Div: | Uncompensated |  | Reactive Power |  |  | MVAr
PF
| 0 | Compensated |  | Load (LV side) |  |  | Amps
|  |  |  | Apparent Power |  |  | MVA
|  |  |  | Real Power |  |  | MW
|  |  |  | Reactive Power |  |  | MVAr
|  |  |  | Capacitors In Service |  |  | MVAr
PF
| Zone Div: | Uncompensated |  | Reactive Power |  |  | MVAr
PF