## Inclusions and Exclusions
Sydney Forecast Inclusions and Exclusions
Date Printed |  | 08JUL14:11:21:24
| Description | Value
Season |  | Winter | Winter
Either Summer or Winter
Year |  | 2014 | 2014
Year that the forecast starts
POE |  | 50% | 0.5
10%, 50%, 90%
Spots and Transfers |  | Y | Y
Are Spots and Transfers Included?
BBDM Spots |  | Y | Y
Is BBDM included?
Spots Coefficient |  | 55% | 0.55
Scaling factor applied to spot loads in the future
Aligned ROGs |  | Capped | Capped
Have ROGs been aligned to econometric forecast?
Committed Projects |  | Y | Y
Are Committed Projects Included?
Major Customers Scaling Factor |  | 100% | 1
Scaling factor applied to major customer connections in the future
Future Transfers |  | Y | Y
Are future transfers included?
Future Spots |  | 4 | 4
Future spots are cleared from the following forecast year

## Customer54
| Customer54 | [16 empty] | 2014 | WINTER
| Substation Total Loads | [33 empty] | Spots & Transfers Detail
| Historical Loads | MVA | [7 empty] | Weather Corrected Forecast Loads |  |  |  | MVA | [20 empty] | Spots & Transfers Summary | MVA |  | Historical Spots & Transfers | [6 empty] | Forecast Spots & Transfers
|  | 2007 | 2008 | 2009 | 2010 | 2011 | 2012 | 2013 |  | 2014 | 2015 | 2016 | 2017 | 2018 | 2019 | 2020 | 2021 | 2022 | 2023 | 2024 | 2025 | 2026 | 2027 | 2028 | 2029 | 2030 | 2031 | 2032 | 2033 | 2034 | 2035 | 2036 | 2037 | 2038 |  |  |  | 2007 | 2008 | 2009 | 2010 | 2011 | 2012 | 2013 | 2014 | 2015 | 2016 | 2017 | 2018 | 2019 | 2020 | 2021 | 2022 | 2023 | 2024 | 2025 | 2026 | 2027 | 2028 | 2029 | 2030 | 2031 | 2032 | 2033 | 2034 | 2035 | 2036 | 2037 | 2038
| Total |  |  |  |  | 12.541 | 11.388 | 11.915 |  | 11.915 | 11.915 | 11.915 | 11.915 | 11.915 | 11.915 | 11.915 | 11.915 | 11.915 | 11.915 | 11.915 | 11.915 | 11.915 | 11.915 | 11.915 | 11.915 | 11.915 | 11.915 | 11.915 | 11.915 | 11.915 | 11.915 | 11.915 | 11.915 | 11.915 |  |  | Total
Firm Rating
| Total Capacity | [36 empty] | 0 | 0 | 0 | 0 | 0 | 0 | 0 | 0 | 0 | 0 | 0 | 0 | 0 | 0 | 0 | 0 | 0 | 0 | 0 | 0 | 0 | 0 | 0 | 0 | 0 | 0 | 0 | 0 | 0 | 0 | 0 | 0
|  | -7 | -6 | -5 | -4 | -3 | -2 | -1 |  | 0 | 1 | 2 | 3 | 4 | 5 | 6 | 7 | 8 | 9 | 10 | 11 | 12 | 13 | 14 | 15 | 16 | 17 | 18 | 19 | 20 | 21 | 22 | 23 | 24 |  |  |  | 0 | 0 | 0 | 0 | 0 | 0 | 0 | 0 | 0 | 0 | 0 | 0 | 0 | 0 | 0 | 0 | 0 | 0 | 0 | 0 | 0 | 0 | 0 | 0 | 0 | 0 | 0 | 0 | 0 | 0 | 0 | 0
| Transformer Loads | [36 empty] | 0 | 0 | 0 | 0 | 0 | 0 | 0 | 0 | 0 | 0 | 0 | 0 | 0 | 0 | 0 | 0 | 0 | 0 | 0 | 0 | 0 | 0 | 0 | 0 | 0 | 0 | 0 | 0 | 0 | 0 | 0 | 0
| Historical Loads | MVA | [7 empty] | Weather Corrected Forecast Loads |  |  |  | MVA | [23 empty] | 0 | 0 | 0 | 0 | 0 | 0 | 0 | 0 | 0 | 0 | 0 | 0 | 0 | 0 | 0 | 0 | 0 | 0 | 0 | 0 | 0 | 0 | 0 | 0 | 0 | 0 | 0 | 0 | 0 | 0 | 0 | 0
|  | 2007 | 2008 | 2009 | 2010 | 2011 | 2012 | 2013 |  | 2014 | 2015 | 2016 | 2017 | 2018 | 2019 | 2020 | 2021 | 2022 | 2023 | 2024 | 2025 | 2026 | 2027 | 2028 | 2029 | 2030 | 2031 | 2032 | 2033 | 2034 | 2035 | 2036 | 2037 | 2038 |  |  |  | 0 | 0 | 0 | 0 | 0 | 0 | 0 | 0 | 0 | 0 | 0 | 0 | 0 | 0 | 0 | 0 | 0 | 0 | 0 | 0 | 0 | 0 | 0 | 0 | 0 | 0 | 0 | 0 | 0 | 0 | 0 | 0
| 0 | [36 empty] | 0 | 0 | 0 | 0 | 0 | 0 | 0 | 0 | 0 | 0 | 0 | 0 | 0 | 0 | 0 | 0 | 0 | 0 | 0 | 0 | 0 | 0 | 0 | 0 | 0 | 0 | 0 | 0 | 0 | 0 | 0 | 0
| Diversity Factor: 0 | [36 empty] | 0 | 0 | 0 | 0 | 0 | 0 | 0 | 0 | 0 | 0 | 0 | 0 | 0 | 0 | 0 | 0 | 0 | 0 | 0 | 0 | 0 | 0 | 0 | 0 | 0 | 0 | 0 | 0 | 0 | 0 | 0 | 0
[38 empty] | 0 | 0 | 0 | 0 | 0 | 0 | 0 | 0 | 0 | 0 | 0 | 0 | 0 | 0 | 0 | 0 | 0 | 0 | 0 | 0 | 0 | 0 | 0 | 0 | 0 | 0 | 0 | 0 | 0 | 0 | 0 | 0
[38 empty] | 0 | 0 | 0 | 0 | 0 | 0 | 0 | 0 | 0 | 0 | 0 | 0 | 0 | 0 | 0 | 0 | 0 | 0 | 0 | 0 | 0 | 0 | 0 | 0 | 0 | 0 | 0 | 0 | 0 | 0 | 0 | 0
| 0 | [36 empty] | 0 | 0 | 0 | 0 | 0 | 0 | 0 | 0 | 0 | 0 | 0 | 0 | 0 | 0 | 0 | 0 | 0 | 0 | 0 | 0 | 0 | 0 | 0 | 0 | 0 | 0 | 0 | 0 | 0 | 0 | 0 | 0
Diversity Factor: 0
[38 empty] | Historical Spots & Transfers | [6 empty] | Forecast Spots & Transfers
[35 empty] | Project Name | From | To | 2007 | 2008 | 2009 | 2010 | 2011 | 2012 | 2013 | 2014 | 2015 | 2016 | 2017 | 2018 | 2019 | 2020 | 2021 | 2022 | 2023 | 2024 | 2025 | 2026 | 2027 | 2028 | 2029 | 2030 | 2031 | 2032 | 2033 | 2034 | 2035 | 2036 | 2037 | 2038
0
Diversity Factor: 0
0
Diversity Factor: 0
0
Diversity Factor: 0
0
Diversity Factor: 0
0
Diversity Factor: 0
0
Diversity Factor: 0
0
Diversity Factor: 0
0
Diversity Factor: 0
| Weather Correction and Public Holiday Factors | [8 empty] | Forecast ROG
ROG Justification
| Actual loads for season 2013 have been weather corrected by the following: | [6 empty] | 0% |  | N/A | [59 empty] | N/A
1 | 2 | 3 | 4 | 5 | 6 | 7 | 8 | 9 | 10 | 2014 | 2015 | 2016 | 2017 | 2018 | 2019 | 2020 | 2021 | 2022 | 2023 | 2024 | 2025 | 2026 | 2027 | 2028 | 2029 | 2030 | 2031 | 2032 | 2033 | 2034 | 2035 | 2036 | 2037 | 2038
1 | 1 | 1 | 1 | 1 | 1 | 1 | 1 | 1 | 1 | 0% | 0% | 0% | 0% | 0% | 0% | 0% | 0% | 0% | 0% | 0% | 0% | 0% | 0% | 0% | 0% | 0% | 0% | 0% | 0% | 0% | 0% | 0% | 0% | 0%
Substation Load Detail
[7 empty] | Units | 2013 |  | 2014 | 2015 | 2016 | 2017 | 2018 | 2019 | 2020 | 2021 | 2022 | 2023 | 2024 | 2025 | 2026 | 2027 | 2028 | 2029 | 2030 | 2031 | 2032 | 2033 | 2034 | 2035 | 2036 | 2037 | 2038
1 | Customer54 | Compensated |  | Load (LV side) |  |  | Amps | 104 |  | 104 | 104 | 104 | 104 | 104 | 104 | 104 | 104 | 104 | 104 | 104 | 104 | 104 | 104 | 104 | 104 | 104 | 104 | 104 | 104 | 104 | 104 | 104 | 104 | 104
|  |  |  | Apparent Power |  |  | MVA | 11.915 |  | 11.915 | 11.915 | 11.915 | 11.915 | 11.915 | 11.915 | 11.915 | 11.915 | 11.915 | 11.915 | 11.915 | 11.915 | 11.915 | 11.915 | 11.915 | 11.915 | 11.915 | 11.915 | 11.915 | 11.915 | 11.915 | 11.915 | 11.915 | 11.915 | 11.915
|  |  |  | Real Power |  |  | MW | 10.7235 |  | 10.7235 | 10.7235 | 10.7235 | 10.7235 | 10.7235 | 10.7235 | 10.7235 | 10.7235 | 10.7235 | 10.7235 | 10.7235 | 10.7235 | 10.7235 | 10.7235 | 10.7235 | 10.7235 | 10.7235 | 10.7235 | 10.7235 | 10.7235 | 10.7235 | 10.7235 | 10.7235 | 10.7235 | 10.7235
|  |  |  | Reactive Power |  |  | MVAr | 5.1936 |  | 5.1936 | 5.1936 | 5.1936 | 5.1936 | 5.1936 | 5.1936 | 5.1936 | 5.1936 | 5.1936 | 5.1936 | 5.1936 | 5.1936 | 5.1936 | 5.1936 | 5.1936 | 5.1936 | 5.1936 | 5.1936 | 5.1936 | 5.1936 | 5.1936 | 5.1936 | 5.1936 | 5.1936 | 5.1936
|  |  |  | Capacitors In Service |  |  | MVAr | 0 |  | 0 | 0 | 0 | 0 | 0 | 0 | 0 | 0 | 0 | 0 | 0 | 0 | 0 | 0 | 0 | 0 | 0 | 0 | 0 | 0 | 0 | 0 | 0 | 0 | 0
|  |  |  | PF |  |  |  | 0.9 |  | 0.9 | 0.9 | 0.9 | 0.9 | 0.9 | 0.9 | 0.9 | 0.9 | 0.9 | 0.9 | 0.9 | 0.9 | 0.9 | 0.9 | 0.9 | 0.9 | 0.9 | 0.9 | 0.9 | 0.9 | 0.9 | 0.9 | 0.9 | 0.9 | 0.9
0.66135 | Diversity Factor: 0.66 | Uncompensated |  | Reactive Power |  |  | MVAr | 5.1936 |  | 5.1936 | 5.1936 | 5.1936 | 5.1936 | 5.1936 | 5.1936 | 5.1936 | 5.1936 | 5.1936 | 5.1936 | 5.1936 | 5.1936 | 5.1936 | 5.1936 | 5.1936 | 5.1936 | 5.1936 | 5.1936 | 5.1936 | 5.1936 | 5.1936 | 5.1936 | 5.1936 | 5.1936 | 5.1936
|  |  |  | PF |  |  |  | 0.9 |  | 0.9 | 0.9 | 0.9 | 0.9 | 0.9 | 0.9 | 0.9 | 0.9 | 0.9 | 0.9 | 0.9 | 0.9 | 0.9 | 0.9 | 0.9 | 0.9 | 0.9 | 0.9 | 0.9 | 0.9 | 0.9 | 0.9 | 0.9 | 0.9 | 0.9
[10 empty] | 1 | 2 | 3 | 4 | 5 | 6 | 7 | 8 | 9 | 10 | 11 | 12 | 13 | 14 | 15 | 16 | 17 | 18 | 19 | 20 | 21 | 22 | 23 | 24 | 25
Transformer Load Detail
[7 empty] | Units | 2013 |  | 2014 | 2015 | 2016 | 2017 | 2018 | 2019 | 2020 | 2021 | 2022 | 2023 | 2024 | 2025 | 2026 | 2027 | 2028 | 2029 | 2030 | 2031 | 2032 | 2033 | 2034 | 2035 | 2036 | 2037 | 2038
| 0 | Compensated |  | Load (LV side) |  |  | Amps
|  |  |  | Apparent Power |  |  | MVA
|  |  |  | Real Power |  |  | MW
|  |  |  | Reactive Power |  |  | MVAr
|  |  |  | Capacitors In Service |  |  | MVAr
PF
| Zone Div: | Uncompensated |  | Reactive Power |  |  | MVAr
PF
| 0 | Compensated |  | Load (LV side) |  |  | Amps
|  |  |  | Apparent Power |  |  | MVA
|  |  |  | Real Power |  |  | MW
|  |  |  | Reactive Power |  |  | MVAr
|  |  |  | Capacitors In Service |  |  | MVAr
PF
| Zone Div: | Uncompensated |  | Reactive Power |  |  | MVAr
PF
| 0 | Compensated |  | Load (LV side) |  |  | Amps
|  |  |  | Apparent Power |  |  | MVA
|  |  |  | Real Power |  |  | MW
|  |  |  | Reactive Power |  |  | MVAr
|  |  |  | Capacitors In Service |  |  | MVAr
PF
| Zone Div: | Uncompensated |  | Reactive Power |  |  | MVAr
PF
| 0 | Compensated |  | Load (LV side) |  |  | Amps
|  |  |  | Apparent Power |  |  | MVA
|  |  |  | Real Power |  |  | MW
|  |  |  | Reactive Power |  |  | MVAr
|  |  |  | Capacitors In Service |  |  | MVAr
PF
| Zone Div: | Uncompensated |  | Reactive Power |  |  | MVAr
PF
| 0 | Compensated |  | Load (LV side) |  |  | Amps
|  |  |  | Apparent Power |  |  | MVA
|  |  |  | Real Power |  |  | MW
|  |  |  | Reactive Power |  |  | MVAr
|  |  |  | Capacitors In Service |  |  | MVAr
PF
| Zone Div: | Uncompensated |  | Reactive Power |  |  | MVAr
PF
| 0 | Compensated |  | Load (LV side) |  |  | Amps
|  |  |  | Apparent Power |  |  | MVA
|  |  |  | Real Power |  |  | MW
|  |  |  | Reactive Power |  |  | MVAr
|  |  |  | Capacitors In Service |  |  | MVAr
PF
| Zone Div: | Uncompensated |  | Reactive Power |  |  | MVAr
PF
| 0 | Compensated |  | Load (LV side) |  |  | Amps
|  |  |  | Apparent Power |  |  | MVA
|  |  |  | Real Power |  |  | MW
|  |  |  | Reactive Power |  |  | MVAr
|  |  |  | Capacitors In Service |  |  | MVAr
PF
| Zone Div: | Uncompensated |  | Reactive Power |  |  | MVAr
PF
| 0 | Compensated |  | Load (LV side) |  |  | Amps
|  |  |  | Apparent Power |  |  | MVA
|  |  |  | Real Power |  |  | MW
|  |  |  | Reactive Power |  |  | MVAr
|  |  |  | Capacitors In Service |  |  | MVAr
PF
| Zone Div: | Uncompensated |  | Reactive Power |  |  | MVAr
PF
| 0 | Compensated |  | Load (LV side) |  |  | Amps
|  |  |  | Apparent Power |  |  | MVA
|  |  |  | Real Power |  |  | MW
|  |  |  | Reactive Power |  |  | MVAr
|  |  |  | Capacitors In Service |  |  | MVAr
PF
| Zone Div: | Uncompensated |  | Reactive Power |  |  | MVAr
PF
| 0 | Compensated |  | Load (LV side) |  |  | Amps
|  |  |  | Apparent Power |  |  | MVA
|  |  |  | Real Power |  |  | MW
|  |  |  | Reactive Power |  |  | MVAr
|  |  |  | Capacitors In Service |  |  | MVAr
PF
| Zone Div: | Uncompensated |  | Reactive Power |  |  | MVAr
PF

## Branxton 66_11kV
| Branxton 66_11kV | [16 empty] | 2014 | WINTER
| Substation Total Loads | [33 empty] | Spots & Transfers Detail
| Historical Loads | (11kV MVA) | [7 empty] | Weather Corrected Forecast Loads |  |  |  | (11kV MVA) | [20 empty] | Spots & Transfers Summary | (11kV MVA) |  | Historical Spots & Transfers | [6 empty] | Forecast Spots & Transfers
|  | 2007 | 2008 | 2009 | 2010 | 2011 | 2012 | 2013 |  | 2014 | 2015 | 2016 | 2017 | 2018 | 2019 | 2020 | 2021 | 2022 | 2023 | 2024 | 2025 | 2026 | 2027 | 2028 | 2029 | 2030 | 2031 | 2032 | 2033 | 2034 | 2035 | 2036 | 2037 | 2038 |  |  |  | 2007 | 2008 | 2009 | 2010 | 2011 | 2012 | 2013 | 2014 | 2015 | 2016 | 2017 | 2018 | 2019 | 2020 | 2021 | 2022 | 2023 | 2024 | 2025 | 2026 | 2027 | 2028 | 2029 | 2030 | 2031 | 2032 | 2033 | 2034 | 2035 | 2036 | 2037 | 2038
| Total | 9.8 | 9.9 | 9.2 | 9.1 | 8.509 | 9.3 | 8.45 |  | 8.531 | 4.3928 | 4.3099 | 4.3108 | 4.3879 | 4.5311 | 4.7266 | 4.9077 | 5.0853 | 5.2701 | 5.4538 | 5.6588 | 5.8674 | 6.0865 | 6.3139 | 6.5428 | 6.7744 | 7.0107 | 7.2519 | 7.4979 | 7.749 | 8.005 | 8.2662 | 8.5325 | 8.8041 |  |  | Total | 0 | 0 | 0 | 0 | 0 | 0 | 1.1146 | -0.17425 | -3.8131 | 0.028605 | 0.055669 | 0.07706 | 0.14324 | 0.19549 | 0.18105 | 0.17762 | 0.18482 | 0.18369 | 0.20503 | 0.20859 | 0.21906 | 0.22748 | 0.22885 | 0.23159 | 0.23635 | 0.24117 | 0.24606 | 0.25102 | 0.25605 | 0.26116 | 0.26633 | 0.27159
| Firm Rating | 0 | 0 | 0 | 15.24 | 15.24 | 15.24 | 15.24 |  | 15.24 | 15.24 | 15.24 | 15.24 | 15.24 | 15.24 | 15.24 | 15.24 | 15.24 | 15.24 | 15.24 | 15.24 | 15.24 | 15.24 | 15.24 | 15.24 | 15.24 | 15.24 | 15.24 | 15.24 | 15.24 | 15.24 | 15.24 | 15.24 | 15.24
| Total Capacity | 0 | 0 | 0 | 30.48 | 30.48 | 30.48 | 30.48 |  | 30.48 | 30.48 | 30.48 | 30.48 | 30.48 | 30.48 | 30.48 | 30.48 | 30.48 | 30.48 | 30.48 | 30.48 | 30.48 | 30.48 | 30.48 | 30.48 | 30.48 | 30.48 | 30.48 | 30.48 | 30.48 | 30.48 | 30.48 | 30.48 | 30.48 |  |  | Branxton 66_11kV Tx1 | 0 | 0 | 0 | 0 | 0 | 0 | 0.55729 | -0.087126 | -1.9066 | 0.014302 | 0.027834 | 0.03853 | 0.071619 | 0.097746 | 0.090525 | 0.088811 | 0.09241 | 0.091846 | 0.10251 | 0.10429 | 0.10953 | 0.11374 | 0.11442 | 0.1158 | 0.11817 | 0.12058 | 0.12303 | 0.12551 | 0.12803 | 0.13058 | 0.13317 | 0.13579
|  | -7 | -6 | -5 | -4 | -3 | -2 | -1 |  | 0 | 1 | 2 | 3 | 4 | 5 | 6 | 7 | 8 | 9 | 10 | 11 | 12 | 13 | 14 | 15 | 16 | 17 | 18 | 19 | 20 | 21 | 22 | 23 | 24 |  |  | Branxton 66_11kV Tx2 | 0 | 0 | 0 | 0 | 0 | 0 | 0.55729 | -0.087126 | -1.9066 | 0.014302 | 0.027834 | 0.03853 | 0.071619 | 0.097746 | 0.090525 | 0.088811 | 0.09241 | 0.091846 | 0.10251 | 0.10429 | 0.10953 | 0.11374 | 0.11442 | 0.1158 | 0.11817 | 0.12058 | 0.12303 | 0.12551 | 0.12803 | 0.13058 | 0.13317 | 0.13579
| Transformer Loads | [36 empty] | 0 | 0 | 0 | 0 | 0 | 0 | 0 | 0 | 0 | 0 | 0 | 0 | 0 | 0 | 0 | 0 | 0 | 0 | 0 | 0 | 0 | 0 | 0 | 0 | 0 | 0 | 0 | 0 | 0 | 0 | 0 | 0
| Historical Loads | (11kV MVA) | [7 empty] | 0: Weather Corrected Forecast Loads; 4: (11kV MVA) |  |  |  | 0 | 0 | 0 | 0 | 0 | 0 | 0 | 0 | 0 | 0 | 0 | 0 | 0 | 0 | 0 | 0 | 0 | 0 | 0 | 0 | 0 | 0 | 0 | 0 | 0 | 0 | 0 | 0 | 0 | 0 | 0 | 0
|  | 2007 | 2008 | 2009 | 2010 | 2011 | 2012 | 2013 |  | 2014 | 2015 | 2016 | 2017 | 2018 | 2019 | 2020 | 2021 | 2022 | 2023 | 2024 | 2025 | 2026 | 2027 | 2028 | 2029 | 2030 | 2031 | 2032 | 2033 | 2034 | 2035 | 2036 | 2037 | 2038 |  |  |  | 0 | 0 | 0 | 0 | 0 | 0 | 0 | 0 | 0 | 0 | 0 | 0 | 0 | 0 | 0 | 0 | 0 | 0 | 0 | 0 | 0 | 0 | 0 | 0 | 0 | 0 | 0 | 0 | 0 | 0 | 0 | 0
| 0 | [36 empty] | 0 | 0 | 0 | 0 | 0 | 0 | 0 | 0 | 0 | 0 | 0 | 0 | 0 | 0 | 0 | 0 | 0 | 0 | 0 | 0 | 0 | 0 | 0 | 0 | 0 | 0 | 0 | 0 | 0 | 0 | 0 | 0
| Diversity Factor: 0 | [36 empty] | 0 | 0 | 0 | 0 | 0 | 0 | 0 | 0 | 0 | 0 | 0 | 0 | 0 | 0 | 0 | 0 | 0 | 0 | 0 | 0 | 0 | 0 | 0 | 0 | 0 | 0 | 0 | 0 | 0 | 0 | 0 | 0
[38 empty] | 0 | 0 | 0 | 0 | 0 | 0 | 0 | 0 | 0 | 0 | 0 | 0 | 0 | 0 | 0 | 0 | 0 | 0 | 0 | 0 | 0 | 0 | 0 | 0 | 0 | 0 | 0 | 0 | 0 | 0 | 0 | 0
[38 empty] | 0 | 0 | 0 | 0 | 0 | 0 | 0 | 0 | 0 | 0 | 0 | 0 | 0 | 0 | 0 | 0 | 0 | 0 | 0 | 0 | 0 | 0 | 0 | 0 | 0 | 0 | 0 | 0 | 0 | 0 | 0 | 0
| 0 | [36 empty] | 0 | 0 | 0 | 0 | 0 | 0 | 0 | 0 | 0 | 0 | 0 | 0 | 0 | 0 | 0 | 0 | 0 | 0 | 0 | 0 | 0 | 0 | 0 | 0 | 0 | 0 | 0 | 0 | 0 | 0 | 0 | 0
Diversity Factor: 0
[38 empty] | Historical Spots & Transfers | [6 empty] | Forecast Spots & Transfers
[35 empty] | Project Name | From | To | 2007 | 2008 | 2009 | 2010 | 2011 | 2012 | 2013 | 2014 | 2015 | 2016 | 2017 | 2018 | 2019 | 2020 | 2021 | 2022 | 2023 | 2024 | 2025 | 2026 | 2027 | 2028 | 2029 | 2030 | 2031 | 2032 | 2033 | 2034 | 2035 | 2036 | 2037 | 2038
| 0 | [33 empty] | Broad based demand management |  | Branxton 66_11kV Tx1 | 0 | 0 | 0 | 0 | 0 | 0 | 0 | 0 | 0 | 0 | 0 | 0 | 0 | 0 | 0 | 0 | 0 | 0 | 0 | 0 | 0 | 0 | 0 | 0 | 0 | 0 | 0 | 0 | 0 | 0 | 0 | 0
| Diversity Factor: 0 | [33 empty] | Broad based demand management |  | Branxton 66_11kV Tx2 | 0 | 0 | 0 | 0 | 0 | 0 | 0 | 0 | 0 | 0 | 0 | 0 | 0 | 0 | 0 | 0 | 0 | 0 | 0 | 0 | 0 | 0 | 0 | 0 | 0 | 0 | 0 | 0 | 0 | 0 | 0 | 0
[35 empty] | DNP_ID: 6576. Aug Rothbury Fdr 34633 - Tuckers Lane | Branxton 66_11kV Tx1 | Rothbury 132_11kV Tx1 | 0 | 0 | 0 | 0 | 0 | 0 | 0 | 0 | 1.286 | 0 | 0 | 0 | 0 | 0 | 0 | 0 | 0 | 0 | 0 | 0 | 0 | 0 | 0 | 0 | 0 | 0 | 0 | 0 | 0 | 0 | 0 | 0
[35 empty] | DNP_ID: 6576. Aug Rothbury Fdr 34633 - Tuckers Lane | Branxton 66_11kV Tx2 | Rothbury 132_11kV Tx1 | 0 | 0 | 0 | 0 | 0 | 0 | 0 | 0 | 1.286 | 0 | 0 | 0 | 0 | 0 | 0 | 0 | 0 | 0 | 0 | 0 | 0 | 0 | 0 | 0 | 0 | 0 | 0 | 0 | 0 | 0 | 0 | 0
| 0 | [33 empty] | HVCON_ID: 2000013. Greta Rail facility |  | Branxton 66_11kV Tx1 | 0 | 0 | 0 | 0 | 0 | 0 | 0.17147 | 0 | 0 | 0 | 0 | 0 | 0 | 0 | 0 | 0 | 0 | 0 | 0 | 0 | 0 | 0 | 0 | 0 | 0 | 0 | 0 | 0 | 0 | 0 | 0 | 0
| Diversity Factor: 0 | [33 empty] | HVCON_ID: 2000013. Greta Rail facility |  | Branxton 66_11kV Tx2 | 0 | 0 | 0 | 0 | 0 | 0 | 0.17147 | 0 | 0 | 0 | 0 | 0 | 0 | 0 | 0 | 0 | 0 | 0 | 0 | 0 | 0 | 0 | 0 | 0 | 0 | 0 | 0 | 0 | 0 | 0 | 0 | 0
[35 empty] | HVCON_ID: 2000013. Greta Rail facility | Branxton 66_11kV Tx1 | Rothbury 132_11kV Tx1 | 0 | 0 | 0 | 0 | 0 | 0 | 0 | 0.19053 | 0 | 0 | 0 | 0 | 0 | 0 | 0 | 0 | 0 | 0 | 0 | 0 | 0 | 0 | 0 | 0 | 0 | 0 | 0 | 0 | 0 | 0 | 0 | 0
[35 empty] | HVCON_ID: 2000013. Greta Rail facility | Branxton 66_11kV Tx2 | Rothbury 132_11kV Tx1 | 0 | 0 | 0 | 0 | 0 | 0 | 0 | 0.19053 | 0 | 0 | 0 | 0 | 0 | 0 | 0 | 0 | 0 | 0 | 0 | 0 | 0 | 0 | 0 | 0 | 0 | 0 | 0 | 0 | 0 | 0 | 0 | 0
| 0 | [33 empty] | HVCON_ID: 2000014. Greta Rail facility |  | Branxton 66_11kV Tx1 | 0 | 0 | 0 | 0 | 0 | 0 | 0.38581 | 0.10479 | 0 | 0 | 0 | 0 | 0 | 0 | 0 | 0 | 0 | 0 | 0 | 0 | 0 | 0 | 0 | 0 | 0 | 0 | 0 | 0 | 0 | 0 | 0 | 0
| Diversity Factor: 0 | [33 empty] | HVCON_ID: 2000014. Greta Rail facility |  | Branxton 66_11kV Tx2 | 0 | 0 | 0 | 0 | 0 | 0 | 0.38581 | 0.10479 | 0 | 0 | 0 | 0 | 0 | 0 | 0 | 0 | 0 | 0 | 0 | 0 | 0 | 0 | 0 | 0 | 0 | 0 | 0 | 0 | 0 | 0 | 0 | 0
[35 empty] | HVCON_ID: 2000014. Greta Rail facility | Branxton 66_11kV Tx1 | Rothbury 132_11kV Tx2 | 0 | 0 | 0 | 0 | 0 | 0 | 0 | 0 | 0.61921 | 0 | 0 | 0 | 0 | 0 | 0 | 0 | 0 | 0 | 0 | 0 | 0 | 0 | 0 | 0 | 0 | 0 | 0 | 0 | 0 | 0 | 0 | 0
[35 empty] | HVCON_ID: 2000014. Greta Rail facility | Branxton 66_11kV Tx2 | Rothbury 132_11kV Tx2 | 0 | 0 | 0 | 0 | 0 | 0 | 0 | 0 | 0.61921 | 0 | 0 | 0 | 0 | 0 | 0 | 0 | 0 | 0 | 0 | 0 | 0 | 0 | 0 | 0 | 0 | 0 | 0 | 0 | 0 | 0 | 0 | 0
| 0 | [33 empty] | HVCON_ID: 2000105. HP261-09 Whittingham. Project on hold until further information received from Contestability. AH 1-5-13. |  | Branxton 66_11kV Tx1 | 0 | 0 | 0 | 0 | 0 | 0 | 0 | 0 | 0 | 0 | 0 | 0 | 0 | 0 | 0 | 0 | 0 | 0 | 0 | 0 | 0 | 0 | 0 | 0 | 0 | 0 | 0 | 0 | 0 | 0 | 0 | 0
| Diversity Factor: 0 | [33 empty] | HVCON_ID: 2000105. HP261-09 Whittingham. Project on hold until further information received from Contestability. AH 1-5-13. |  | Branxton 66_11kV Tx2 | 0 | 0 | 0 | 0 | 0 | 0 | 0 | 0 | 0 | 0 | 0 | 0 | 0 | 0 | 0 | 0 | 0 | 0 | 0 | 0 | 0 | 0 | 0 | 0 | 0 | 0 | 0 | 0 | 0 | 0 | 0 | 0
[35 empty] | Econometric |  | Branxton 66_11kV Tx1 | 0 | 0 | 0 | 0 | 0 | 0 | 0 | 0 | 0 | 0.037762 | 0.067098 | 0.1001 | 0.13894 | 0.14131 | 0.12833 | 0.13042 | 0.13253 | 0.13468 | 0.13686 | 0.13908 | 0.14132 | 0.1436 | 0.14591 | 0.14825 | 0.15063 | 0.15304 | 0.15548 | 0.15796 | 0.16048 | 0.16303 | 0.16562 | 0.16825
[35 empty] | Econometric |  | Branxton 66_11kV Tx2 | 0 | 0 | 0 | 0 | 0 | 0 | 0 | 0 | 0 | 0.037762 | 0.067098 | 0.1001 | 0.13894 | 0.14131 | 0.12833 | 0.13042 | 0.13253 | 0.13468 | 0.13686 | 0.13908 | 0.14132 | 0.1436 | 0.14591 | 0.14825 | 0.15063 | 0.15304 | 0.15548 | 0.15796 | 0.16048 | 0.16303 | 0.16562 | 0.16825
| 0 | [33 empty] | Energy Efficiency |  | Branxton 66_11kV Tx1 | 0 | 0 | 0 | 0 | 0 | 0 | 0 | -0.0013895 | -0.0013184 | -0.023459 | -0.039264 | -0.061572 | -0.067325 | -0.043562 | -0.037802 | -0.041604 | -0.040124 | -0.042837 | -0.03435 | -0.034782 | -0.031792 | -0.029855 | -0.031483 | -0.032452 | -0.032452 | -0.032452 | -0.032452 | -0.032452 | -0.032452 | -0.032452 | -0.032452 | -0.032452
| Diversity Factor: 0 | [33 empty] | Energy Efficiency |  | Branxton 66_11kV Tx2 | 0 | 0 | 0 | 0 | 0 | 0 | 0 | -0.0013895 | -0.0013184 | -0.023459 | -0.039264 | -0.061572 | -0.067325 | -0.043562 | -0.037802 | -0.041604 | -0.040124 | -0.042837 | -0.03435 | -0.034782 | -0.031792 | -0.029855 | -0.031483 | -0.032452 | -0.032452 | -0.032452 | -0.032452 | -0.032452 | -0.032452 | -0.032452 | -0.032452 | -0.032452
[35 empty] | Solar PV |  | Branxton 66_11kV Tx1 | 0 | 0 | 0 | 0 | 0 | 0 | 0 | 0 | 0 | 0 | 0 | 0 | 0 | 0 | 0 | 0 | 0 | 0 | 0 | 0 | 0 | 0 | 0 | 0 | 0 | 0 | 0 | 0 | 0 | 0 | 0 | 0
[35 empty] | Solar PV |  | Branxton 66_11kV Tx2 | 0 | 0 | 0 | 0 | 0 | 0 | 0 | 0 | 0 | 0 | 0 | 0 | 0 | 0 | 0 | 0 | 0 | 0 | 0 | 0 | 0 | 0 | 0 | 0 | 0 | 0 | 0 | 0 | 0 | 0 | 0 | 0
0
Diversity Factor: 0
0
Diversity Factor: 0
0
Diversity Factor: 0
| Weather Correction and Public Holiday Factors | [8 empty] | Forecast ROG
ROG Justification
| Actual loads for season 2013 have been weather corrected by the following: | [6 empty] | 1.231% |  | 7 year ROG ok | [59 empty] | 7 year ROG ok
1 | 2 | 3 | 4 | 5 | 6 | 7 | 8 | 9 | 10 | 2014 | 2015 | 2016 | 2017 | 2018 | 2019 | 2020 | 2021 | 2022 | 2023 | 2024 | 2025 | 2026 | 2027 | 2028 | 2029 | 2030 | 2031 | 2032 | 2033 | 2034 | 2035 | 2036 | 2037 | 2038
0.96191 | 0.92527 | 0.90178 | 0.89033 | 0.89033 | 0.89033 | 0.89033 | 0.89033 | 0.89033 | 0.89033 | -3.809% | -3.809% | -2.539% | -1.269% | 0% | 0% | 0% | 0% | 0% | 0% | 0% | 0% | 0% | 0% | 0% | 0% | 0% | 0% | 0% | 0% | 0% | 0% | 0% | 0% | 0%
Substation Load Detail
[7 empty] | Units | 2013 |  | 2014 | 2015 | 2016 | 2017 | 2018 | 2019 | 2020 | 2021 | 2022 | 2023 | 2024 | 2025 | 2026 | 2027 | 2028 | 2029 | 2030 | 2031 | 2032 | 2033 | 2034 | 2035 | 2036 | 2037 | 2038
1 | Branxton 66_11kV | Compensated |  | Load (LV side) |  |  | Amps | 0 |  | 447.7602 | 230.5639 | 226.2096 | 226.2589 | 230.3034 | 237.8215 | 248.0822 | 257.5848 | 266.9076 | 276.6081 | 286.2494 | 297.0106 | 307.9586 | 319.456 | 331.3958 | 343.407 | 355.5625 | 367.9674 | 380.6254 | 393.54 | 406.7151 | 420.1543 | 433.8614 | 447.8403 | 462.0949
|  |  |  | Apparent Power |  |  | MVA | 8.45 | 9.05 | 8.531 | 4.3928 | 4.3099 | 4.3108 | 4.3879 | 4.5311 | 4.7266 | 4.9077 | 5.0853 | 5.2701 | 5.4538 | 5.6588 | 5.8674 | 6.0865 | 6.3139 | 6.5428 | 6.7744 | 7.0107 | 7.2519 | 7.4979 | 7.749 | 8.005 | 8.2662 | 8.5325 | 8.8041
|  |  |  | Real Power |  |  | MW | 8.357 | 8.9505 | 8.4371 | 4.3445 | 4.2625 | 4.2634 | 4.3396 | 4.4813 | 4.6746 | 4.8537 | 5.0293 | 5.2121 | 5.3938 | 5.5966 | 5.8029 | 6.0195 | 6.2445 | 6.4708 | 6.6999 | 6.9336 | 7.1721 | 7.4155 | 7.6637 | 7.917 | 8.1752 | 8.4386 | 8.7072
|  |  |  | Reactive Power |  |  | MVAr | 0 |  | 1.2619 | 0.64977 | 0.6375 | 0.63763 | 0.64903 | 0.67022 | 0.69914 | 0.72592 | 0.75219 | 0.77953 | 0.8067 | 0.83703 | 0.86788 | 0.90028 | 0.93393 | 0.96778 | 1.002 | 1.037 | 1.0727 | 1.1091 | 1.1462 | 1.1841 | 1.2227 | 1.2621 | 1.3023
|  |  |  | Capacitors In Service |  |  | MVAr | 0 |  | 0 | 0 | 0 | 0 | 0 | 0 | 0 | 0 | 0 | 0 | 0 | 0 | 0 | 0 | 0 | 0 | 0 | 0 | 0 | 0 | 0 | 0 | 0 | 0 | 0
|  |  |  | PF |  |  |  | 0.989 |  | 0.989 | 0.989 | 0.989 | 0.989 | 0.989 | 0.989 | 0.989 | 0.989 | 0.989 | 0.989 | 0.989 | 0.989 | 0.989 | 0.989 | 0.989 | 0.989 | 0.989 | 0.989 | 0.989 | 0.989 | 0.989 | 0.989 | 0.989 | 0.989 | 0.989
0.87614 | Diversity Factor: 0.88 | Uncompensated |  | Reactive Power |  |  | MVAr | 0 | 1.3386 | 1.2619 | 0.64977 | 0.6375 | 0.63763 | 0.64903 | 0.67022 | 0.69914 | 0.72592 | 0.75219 | 0.77953 | 0.8067 | 0.83703 | 0.86788 | 0.90028 | 0.93393 | 0.96778 | 1.002 | 1.037 | 1.0727 | 1.1091 | 1.1462 | 1.1841 | 1.2227 | 1.2621 | 1.3023
|  |  |  | PF |  |  |  | 0.989 |  | 0.989 | 0.989 | 0.989 | 0.989 | 0.989 | 0.989 | 0.989 | 0.989 | 0.989 | 0.989 | 0.989 | 0.989 | 0.989 | 0.989 | 0.989 | 0.989 | 0.989 | 0.989 | 0.989 | 0.989 | 0.989 | 0.989 | 0.989 | 0.989 | 0.989
[10 empty] | 1 | 2 | 3 | 4 | 5 | 6 | 7 | 8 | 9 | 10 | 11 | 12 | 13 | 14 | 15 | 16 | 17 | 18 | 19 | 20 | 21 | 22 | 23 | 24 | 25
Transformer Load Detail
[7 empty] | Units | 2013 |  | 2014 | 2015 | 2016 | 2017 | 2018 | 2019 | 2020 | 2021 | 2022 | 2023 | 2024 | 2025 | 2026 | 2027 | 2028 | 2029 | 2030 | 2031 | 2032 | 2033 | 2034 | 2035 | 2036 | 2037 | 2038
| 0 | Compensated |  | Load (LV side) |  |  | Amps
|  |  |  | Apparent Power |  |  | MVA
|  |  |  | Real Power |  |  | MW
|  |  |  | Reactive Power |  |  | MVAr
|  |  |  | Capacitors In Service |  |  | MVAr
PF
| Zone Div: | Uncompensated |  | Reactive Power |  |  | MVAr
PF
| 0 | Compensated |  | Load (LV side) |  |  | Amps
|  |  |  | Apparent Power |  |  | MVA
|  |  |  | Real Power |  |  | MW
|  |  |  | Reactive Power |  |  | MVAr
|  |  |  | Capacitors In Service |  |  | MVAr
PF
| Zone Div: | Uncompensated |  | Reactive Power |  |  | MVAr
PF
| 0 | Compensated |  | Load (LV side) |  |  | Amps
|  |  |  | Apparent Power |  |  | MVA
|  |  |  | Real Power |  |  | MW
|  |  |  | Reactive Power |  |  | MVAr
|  |  |  | Capacitors In Service |  |  | MVAr
PF
| Zone Div: | Uncompensated |  | Reactive Power |  |  | MVAr
PF
| 0 | Compensated |  | Load (LV side) |  |  | Amps
|  |  |  | Apparent Power |  |  | MVA
|  |  |  | Real Power |  |  | MW
|  |  |  | Reactive Power |  |  | MVAr
|  |  |  | Capacitors In Service |  |  | MVAr
PF
| Zone Div: | Uncompensated |  | Reactive Power |  |  | MVAr
PF
| 0 | Compensated |  | Load (LV side) |  |  | Amps
|  |  |  | Apparent Power |  |  | MVA
|  |  |  | Real Power |  |  | MW
|  |  |  | Reactive Power |  |  | MVAr
|  |  |  | Capacitors In Service |  |  | MVAr
PF
| Zone Div: | Uncompensated |  | Reactive Power |  |  | MVAr
PF
| 0 | Compensated |  | Load (LV side) |  |  | Amps
|  |  |  | Apparent Power |  |  | MVA
|  |  |  | Real Power |  |  | MW
|  |  |  | Reactive Power |  |  | MVAr
|  |  |  | Capacitors In Service |  |  | MVAr
PF
| Zone Div: | Uncompensated |  | Reactive Power |  |  | MVAr
PF
| 0 | Compensated |  | Load (LV side) |  |  | Amps
|  |  |  | Apparent Power |  |  | MVA
|  |  |  | Real Power |  |  | MW
|  |  |  | Reactive Power |  |  | MVAr
|  |  |  | Capacitors In Service |  |  | MVAr
PF
| Zone Div: | Uncompensated |  | Reactive Power |  |  | MVAr
PF
| 0 | Compensated |  | Load (LV side) |  |  | Amps
|  |  |  | Apparent Power |  |  | MVA
|  |  |  | Real Power |  |  | MW
|  |  |  | Reactive Power |  |  | MVAr
|  |  |  | Capacitors In Service |  |  | MVAr
PF
| Zone Div: | Uncompensated |  | Reactive Power |  |  | MVAr
PF
| 0 | Compensated |  | Load (LV side) |  |  | Amps
|  |  |  | Apparent Power |  |  | MVA
|  |  |  | Real Power |  |  | MW
|  |  |  | Reactive Power |  |  | MVAr
|  |  |  | Capacitors In Service |  |  | MVAr
PF
| Zone Div: | Uncompensated |  | Reactive Power |  |  | MVAr
PF
| 0 | Compensated |  | Load (LV side) |  |  | Amps
|  |  |  | Apparent Power |  |  | MVA
|  |  |  | Real Power |  |  | MW
|  |  |  | Reactive Power |  |  | MVAr
|  |  |  | Capacitors In Service |  |  | MVAr
PF
| Zone Div: | Uncompensated |  | Reactive Power |  |  | MVAr
PF

## Customer55
| Customer55 | [16 empty] | 2014 | WINTER
| Substation Total Loads | [33 empty] | Spots & Transfers Detail
| Historical Loads | MVA | [7 empty] | Weather Corrected Forecast Loads |  |  |  | MVA | [20 empty] | Spots & Transfers Summary | MVA |  | Historical Spots & Transfers | [6 empty] | Forecast Spots & Transfers
|  | 2007 | 2008 | 2009 | 2010 | 2011 | 2012 | 2013 |  | 2014 | 2015 | 2016 | 2017 | 2018 | 2019 | 2020 | 2021 | 2022 | 2023 | 2024 | 2025 | 2026 | 2027 | 2028 | 2029 | 2030 | 2031 | 2032 | 2033 | 2034 | 2035 | 2036 | 2037 | 2038 |  |  |  | 2007 | 2008 | 2009 | 2010 | 2011 | 2012 | 2013 | 2014 | 2015 | 2016 | 2017 | 2018 | 2019 | 2020 | 2021 | 2022 | 2023 | 2024 | 2025 | 2026 | 2027 | 2028 | 2029 | 2030 | 2031 | 2032 | 2033 | 2034 | 2035 | 2036 | 2037 | 2038
| Total |  |  |  |  | 18.801 | 34.252 | 35.265 |  | 26.265 | 26.265 | 31.265 | 41.265 | 41.265 | 41.265 | 41.265 | 41.265 | 41.265 | 41.265 | 41.265 | 41.265 | 41.265 | 41.265 | 41.265 | 41.265 | 41.265 | 41.265 | 41.265 | 41.265 | 41.265 | 41.265 | 41.265 | 41.265 | 41.265 |  |  | Total | Forecast Spots & Transfers 2014: -9; Forecast Spots & Transfers 2016: 5; Forecast Spots & Transfers 2017: 10
Firm Rating
| Total Capacity | [36 empty] | 0 | 0 | 0 | 0 | 0 | 0 | 0 | 0 | 0 | 0 | 0 | 0 | 0 | 0 | 0 | 0 | 0 | 0 | 0 | 0 | 0 | 0 | 0 | 0 | 0 | 0 | 0 | 0 | 0 | 0 | 0 | 0
|  | -7 | -6 | -5 | -4 | -3 | -2 | -1 |  | 0 | 1 | 2 | 3 | 4 | 5 | 6 | 7 | 8 | 9 | 10 | 11 | 12 | 13 | 14 | 15 | 16 | 17 | 18 | 19 | 20 | 21 | 22 | 23 | 24 |  |  |  | 0 | 0 | 0 | 0 | 0 | 0 | 0 | 0 | 0 | 0 | 0 | 0 | 0 | 0 | 0 | 0 | 0 | 0 | 0 | 0 | 0 | 0 | 0 | 0 | 0 | 0 | 0 | 0 | 0 | 0 | 0 | 0
| Transformer Loads | [36 empty] | 0 | 0 | 0 | 0 | 0 | 0 | 0 | 0 | 0 | 0 | 0 | 0 | 0 | 0 | 0 | 0 | 0 | 0 | 0 | 0 | 0 | 0 | 0 | 0 | 0 | 0 | 0 | 0 | 0 | 0 | 0 | 0
| Historical Loads | MVA | [7 empty] | Weather Corrected Forecast Loads |  |  |  | MVA | [23 empty] | 0 | 0 | 0 | 0 | 0 | 0 | 0 | 0 | 0 | 0 | 0 | 0 | 0 | 0 | 0 | 0 | 0 | 0 | 0 | 0 | 0 | 0 | 0 | 0 | 0 | 0 | 0 | 0 | 0 | 0 | 0 | 0
|  | 2007 | 2008 | 2009 | 2010 | 2011 | 2012 | 2013 |  | 2014 | 2015 | 2016 | 2017 | 2018 | 2019 | 2020 | 2021 | 2022 | 2023 | 2024 | 2025 | 2026 | 2027 | 2028 | 2029 | 2030 | 2031 | 2032 | 2033 | 2034 | 2035 | 2036 | 2037 | 2038 |  |  |  | 0 | 0 | 0 | 0 | 0 | 0 | 0 | 0 | 0 | 0 | 0 | 0 | 0 | 0 | 0 | 0 | 0 | 0 | 0 | 0 | 0 | 0 | 0 | 0 | 0 | 0 | 0 | 0 | 0 | 0 | 0 | 0
| 0 | [36 empty] | 0 | 0 | 0 | 0 | 0 | 0 | 0 | 0 | 0 | 0 | 0 | 0 | 0 | 0 | 0 | 0 | 0 | 0 | 0 | 0 | 0 | 0 | 0 | 0 | 0 | 0 | 0 | 0 | 0 | 0 | 0 | 0
| Diversity Factor: 0 | [36 empty] | 0 | 0 | 0 | 0 | 0 | 0 | 0 | 0 | 0 | 0 | 0 | 0 | 0 | 0 | 0 | 0 | 0 | 0 | 0 | 0 | 0 | 0 | 0 | 0 | 0 | 0 | 0 | 0 | 0 | 0 | 0 | 0
[38 empty] | 0 | 0 | 0 | 0 | 0 | 0 | 0 | 0 | 0 | 0 | 0 | 0 | 0 | 0 | 0 | 0 | 0 | 0 | 0 | 0 | 0 | 0 | 0 | 0 | 0 | 0 | 0 | 0 | 0 | 0 | 0 | 0
[38 empty] | 0 | 0 | 0 | 0 | 0 | 0 | 0 | 0 | 0 | 0 | 0 | 0 | 0 | 0 | 0 | 0 | 0 | 0 | 0 | 0 | 0 | 0 | 0 | 0 | 0 | 0 | 0 | 0 | 0 | 0 | 0 | 0
| 0 | [36 empty] | 0 | 0 | 0 | 0 | 0 | 0 | 0 | 0 | 0 | 0 | 0 | 0 | 0 | 0 | 0 | 0 | 0 | 0 | 0 | 0 | 0 | 0 | 0 | 0 | 0 | 0 | 0 | 0 | 0 | 0 | 0 | 0
Diversity Factor: 0
[38 empty] | Historical Spots & Transfers | [6 empty] | Forecast Spots & Transfers
[35 empty] | Project Name | From | To | 2007 | 2008 | 2009 | 2010 | 2011 | 2012 | 2013 | 2014 | 2015 | 2016 | 2017 | 2018 | 2019 | 2020 | 2021 | 2022 | 2023 | 2024 | 2025 | 2026 | 2027 | 2028 | 2029 | 2030 | 2031 | 2032 | 2033 | 2034 | 2035 | 2036 | 2037 | 2038
| 0 | [33 empty] | Major Customer Connection |  | Bulga 66kV | Forecast Spots & Transfers 2014: -9; Forecast Spots & Transfers 2016: 5; Forecast Spots & Transfers 2017: 10
Diversity Factor: 0
0
Diversity Factor: 0
0
Diversity Factor: 0
0
Diversity Factor: 0
0
Diversity Factor: 0
0
Diversity Factor: 0
0
Diversity Factor: 0
0
Diversity Factor: 0
| Weather Correction and Public Holiday Factors | [8 empty] | Forecast ROG
ROG Justification
| Actual loads for season 2013 have been weather corrected by the following: | [6 empty] | 0% |  | N/A | [59 empty] | N/A
1 | 2 | 3 | 4 | 5 | 6 | 7 | 8 | 9 | 10 | 2014 | 2015 | 2016 | 2017 | 2018 | 2019 | 2020 | 2021 | 2022 | 2023 | 2024 | 2025 | 2026 | 2027 | 2028 | 2029 | 2030 | 2031 | 2032 | 2033 | 2034 | 2035 | 2036 | 2037 | 2038
1 | 1 | 1 | 1 | 1 | 1 | 1 | 1 | 1 | 1 | 0% | 0% | 0% | 0% | 0% | 0% | 0% | 0% | 0% | 0% | 0% | 0% | 0% | 0% | 0% | 0% | 0% | 0% | 0% | 0% | 0% | 0% | 0% | 0% | 0%
Substation Load Detail
[7 empty] | Units | 2013 |  | 2014 | 2015 | 2016 | 2017 | 2018 | 2019 | 2020 | 2021 | 2022 | 2023 | 2024 | 2025 | 2026 | 2027 | 2028 | 2029 | 2030 | 2031 | 2032 | 2033 | 2034 | 2035 | 2036 | 2037 | 2038
1 | Customer55 | Compensated |  | Load (LV side) |  |  | Amps | 308 |  | 230 | 230 | 273 | 361 | 361 | 361 | 361 | 361 | 361 | 361 | 361 | 361 | 361 | 361 | 361 | 361 | 361 | 361 | 361 | 361 | 361 | 361 | 361 | 361 | 361
|  |  |  | Apparent Power |  |  | MVA | 35.265 |  | 26.265 | 26.265 | 31.265 | 41.265 | 41.265 | 41.265 | 41.265 | 41.265 | 41.265 | 41.265 | 41.265 | 41.265 | 41.265 | 41.265 | 41.265 | 41.265 | 41.265 | 41.265 | 41.265 | 41.265 | 41.265 | 41.265 | 41.265 | 41.265 | 41.265
|  |  |  | Real Power |  |  | MW | 31.7385 |  | 23.6385 | 23.6385 | 28.1385 | 37.1385 | 37.1385 | 37.1385 | 37.1385 | 37.1385 | 37.1385 | 37.1385 | 37.1385 | 37.1385 | 37.1385 | 37.1385 | 37.1385 | 37.1385 | 37.1385 | 37.1385 | 37.1385 | 37.1385 | 37.1385 | 37.1385 | 37.1385 | 37.1385 | 37.1385
|  |  |  | Reactive Power |  |  | MVAr | 15.3717 |  | 11.4486 | 11.4486 | 13.6281 | 17.987 | 17.987 | 17.987 | 17.987 | 17.987 | 17.987 | 17.987 | 17.987 | 17.987 | 17.987 | 17.987 | 17.987 | 17.987 | 17.987 | 17.987 | 17.987 | 17.987 | 17.987 | 17.987 | 17.987 | 17.987 | 17.987
|  |  |  | Capacitors In Service |  |  | MVAr | 0 |  | 0 | 0 | 0 | 0 | 0 | 0 | 0 | 0 | 0 | 0 | 0 | 0 | 0 | 0 | 0 | 0 | 0 | 0 | 0 | 0 | 0 | 0 | 0 | 0 | 0
|  |  |  | PF |  |  |  | 0.9 |  | 0.9 | 0.9 | 0.9 | 0.9 | 0.9 | 0.9 | 0.9 | 0.9 | 0.9 | 0.9 | 0.9 | 0.9 | 0.9 | 0.9 | 0.9 | 0.9 | 0.9 | 0.9 | 0.9 | 0.9 | 0.9 | 0.9 | 0.9 | 0.9 | 0.9
0.84355 | Diversity Factor: 0.84 | Uncompensated |  | Reactive Power |  |  | MVAr | 15.3717 |  | 11.4486 | 11.4486 | 13.6281 | 17.987 | 17.987 | 17.987 | 17.987 | 17.987 | 17.987 | 17.987 | 17.987 | 17.987 | 17.987 | 17.987 | 17.987 | 17.987 | 17.987 | 17.987 | 17.987 | 17.987 | 17.987 | 17.987 | 17.987 | 17.987 | 17.987
|  |  |  | PF |  |  |  | 0.9 |  | 0.9 | 0.9 | 0.9 | 0.9 | 0.9 | 0.9 | 0.9 | 0.9 | 0.9 | 0.9 | 0.9 | 0.9 | 0.9 | 0.9 | 0.9 | 0.9 | 0.9 | 0.9 | 0.9 | 0.9 | 0.9 | 0.9 | 0.9 | 0.9 | 0.9
[10 empty] | 1 | 2 | 3 | 4 | 5 | 6 | 7 | 8 | 9 | 10 | 11 | 12 | 13 | 14 | 15 | 16 | 17 | 18 | 19 | 20 | 21 | 22 | 23 | 24 | 25
Transformer Load Detail
[7 empty] | Units | 2013 |  | 2014 | 2015 | 2016 | 2017 | 2018 | 2019 | 2020 | 2021 | 2022 | 2023 | 2024 | 2025 | 2026 | 2027 | 2028 | 2029 | 2030 | 2031 | 2032 | 2033 | 2034 | 2035 | 2036 | 2037 | 2038
| 0 | Compensated |  | Load (LV side) |  |  | Amps
|  |  |  | Apparent Power |  |  | MVA
|  |  |  | Real Power |  |  | MW
|  |  |  | Reactive Power |  |  | MVAr
|  |  |  | Capacitors In Service |  |  | MVAr
PF
| Zone Div: | Uncompensated |  | Reactive Power |  |  | MVAr
PF
| 0 | Compensated |  | Load (LV side) |  |  | Amps
|  |  |  | Apparent Power |  |  | MVA
|  |  |  | Real Power |  |  | MW
|  |  |  | Reactive Power |  |  | MVAr
|  |  |  | Capacitors In Service |  |  | MVAr
PF
| Zone Div: | Uncompensated |  | Reactive Power |  |  | MVAr
PF
| 0 | Compensated |  | Load (LV side) |  |  | Amps
|  |  |  | Apparent Power |  |  | MVA
|  |  |  | Real Power |  |  | MW
|  |  |  | Reactive Power |  |  | MVAr
|  |  |  | Capacitors In Service |  |  | MVAr
PF
| Zone Div: | Uncompensated |  | Reactive Power |  |  | MVAr
PF
| 0 | Compensated |  | Load (LV side) |  |  | Amps
|  |  |  | Apparent Power |  |  | MVA
|  |  |  | Real Power |  |  | MW
|  |  |  | Reactive Power |  |  | MVAr
|  |  |  | Capacitors In Service |  |  | MVAr
PF
| Zone Div: | Uncompensated |  | Reactive Power |  |  | MVAr
PF
| 0 | Compensated |  | Load (LV side) |  |  | Amps
|  |  |  | Apparent Power |  |  | MVA
|  |  |  | Real Power |  |  | MW
|  |  |  | Reactive Power |  |  | MVAr
|  |  |  | Capacitors In Service |  |  | MVAr
PF
| Zone Div: | Uncompensated |  | Reactive Power |  |  | MVAr
PF
| 0 | Compensated |  | Load (LV side) |  |  | Amps
|  |  |  | Apparent Power |  |  | MVA
|  |  |  | Real Power |  |  | MW
|  |  |  | Reactive Power |  |  | MVAr
|  |  |  | Capacitors In Service |  |  | MVAr
PF
| Zone Div: | Uncompensated |  | Reactive Power |  |  | MVAr
PF
| 0 | Compensated |  | Load (LV side) |  |  | Amps
|  |  |  | Apparent Power |  |  | MVA
|  |  |  | Real Power |  |  | MW
|  |  |  | Reactive Power |  |  | MVAr
|  |  |  | Capacitors In Service |  |  | MVAr
PF
| Zone Div: | Uncompensated |  | Reactive Power |  |  | MVAr
PF
| 0 | Compensated |  | Load (LV side) |  |  | Amps
|  |  |  | Apparent Power |  |  | MVA
|  |  |  | Real Power |  |  | MW
|  |  |  | Reactive Power |  |  | MVAr
|  |  |  | Capacitors In Service |  |  | MVAr
PF
| Zone Div: | Uncompensated |  | Reactive Power |  |  | MVAr
PF
| 0 | Compensated |  | Load (LV side) |  |  | Amps
|  |  |  | Apparent Power |  |  | MVA
|  |  |  | Real Power |  |  | MW
|  |  |  | Reactive Power |  |  | MVAr
|  |  |  | Capacitors In Service |  |  | MVAr
PF
| Zone Div: | Uncompensated |  | Reactive Power |  |  | MVAr
PF
| 0 | Compensated |  | Load (LV side) |  |  | Amps
|  |  |  | Apparent Power |  |  | MVA
|  |  |  | Real Power |  |  | MW
|  |  |  | Reactive Power |  |  | MVAr
|  |  |  | Capacitors In Service |  |  | MVAr
PF
| Zone Div: | Uncompensated |  | Reactive Power |  |  | MVAr
PF

## Customer56
| Customer56 | [16 empty] | 2014 | WINTER
| Substation Total Loads | [33 empty] | Spots & Transfers Detail
| Historical Loads | MVA | [7 empty] | Weather Corrected Forecast Loads |  |  |  | MVA | [20 empty] | Spots & Transfers Summary | MVA |  | Historical Spots & Transfers | [6 empty] | Forecast Spots & Transfers
|  | 2007 | 2008 | 2009 | 2010 | 2011 | 2012 | 2013 |  | 2014 | 2015 | 2016 | 2017 | 2018 | 2019 | 2020 | 2021 | 2022 | 2023 | 2024 | 2025 | 2026 | 2027 | 2028 | 2029 | 2030 | 2031 | 2032 | 2033 | 2034 | 2035 | 2036 | 2037 | 2038 |  |  |  | 2007 | 2008 | 2009 | 2010 | 2011 | 2012 | 2013 | 2014 | 2015 | 2016 | 2017 | 2018 | 2019 | 2020 | 2021 | 2022 | 2023 | 2024 | 2025 | 2026 | 2027 | 2028 | 2029 | 2030 | 2031 | 2032 | 2033 | 2034 | 2035 | 2036 | 2037 | 2038
| Total |  |  |  |  | 5.955 | 6.303 | 7.436 |  | 7.436 | 7.436 | 7.436 | 7.436 | 7.436 | 7.436 | 7.436 | 7.436 | 7.436 | 7.436 | 7.436 | 7.436 | 7.436 | 7.436 | 7.436 | 7.436 | 7.436 | 7.436 | 7.436 | 7.436 | 7.436 | 7.436 | 7.436 | 7.436 | 7.436 |  |  | Total
Firm Rating
| Total Capacity | [36 empty] | 0 | 0 | 0 | 0 | 0 | 0 | 0 | 0 | 0 | 0 | 0 | 0 | 0 | 0 | 0 | 0 | 0 | 0 | 0 | 0 | 0 | 0 | 0 | 0 | 0 | 0 | 0 | 0 | 0 | 0 | 0 | 0
|  | -7 | -6 | -5 | -4 | -3 | -2 | -1 |  | 0 | 1 | 2 | 3 | 4 | 5 | 6 | 7 | 8 | 9 | 10 | 11 | 12 | 13 | 14 | 15 | 16 | 17 | 18 | 19 | 20 | 21 | 22 | 23 | 24 |  |  |  | 0 | 0 | 0 | 0 | 0 | 0 | 0 | 0 | 0 | 0 | 0 | 0 | 0 | 0 | 0 | 0 | 0 | 0 | 0 | 0 | 0 | 0 | 0 | 0 | 0 | 0 | 0 | 0 | 0 | 0 | 0 | 0
| Transformer Loads | [36 empty] | 0 | 0 | 0 | 0 | 0 | 0 | 0 | 0 | 0 | 0 | 0 | 0 | 0 | 0 | 0 | 0 | 0 | 0 | 0 | 0 | 0 | 0 | 0 | 0 | 0 | 0 | 0 | 0 | 0 | 0 | 0 | 0
| Historical Loads | MVA | [7 empty] | Weather Corrected Forecast Loads |  |  |  | MVA | [23 empty] | 0 | 0 | 0 | 0 | 0 | 0 | 0 | 0 | 0 | 0 | 0 | 0 | 0 | 0 | 0 | 0 | 0 | 0 | 0 | 0 | 0 | 0 | 0 | 0 | 0 | 0 | 0 | 0 | 0 | 0 | 0 | 0
|  | 2007 | 2008 | 2009 | 2010 | 2011 | 2012 | 2013 |  | 2014 | 2015 | 2016 | 2017 | 2018 | 2019 | 2020 | 2021 | 2022 | 2023 | 2024 | 2025 | 2026 | 2027 | 2028 | 2029 | 2030 | 2031 | 2032 | 2033 | 2034 | 2035 | 2036 | 2037 | 2038 |  |  |  | 0 | 0 | 0 | 0 | 0 | 0 | 0 | 0 | 0 | 0 | 0 | 0 | 0 | 0 | 0 | 0 | 0 | 0 | 0 | 0 | 0 | 0 | 0 | 0 | 0 | 0 | 0 | 0 | 0 | 0 | 0 | 0
| 0 | [36 empty] | 0 | 0 | 0 | 0 | 0 | 0 | 0 | 0 | 0 | 0 | 0 | 0 | 0 | 0 | 0 | 0 | 0 | 0 | 0 | 0 | 0 | 0 | 0 | 0 | 0 | 0 | 0 | 0 | 0 | 0 | 0 | 0
| Diversity Factor: 0 | [36 empty] | 0 | 0 | 0 | 0 | 0 | 0 | 0 | 0 | 0 | 0 | 0 | 0 | 0 | 0 | 0 | 0 | 0 | 0 | 0 | 0 | 0 | 0 | 0 | 0 | 0 | 0 | 0 | 0 | 0 | 0 | 0 | 0
[38 empty] | 0 | 0 | 0 | 0 | 0 | 0 | 0 | 0 | 0 | 0 | 0 | 0 | 0 | 0 | 0 | 0 | 0 | 0 | 0 | 0 | 0 | 0 | 0 | 0 | 0 | 0 | 0 | 0 | 0 | 0 | 0 | 0
[38 empty] | 0 | 0 | 0 | 0 | 0 | 0 | 0 | 0 | 0 | 0 | 0 | 0 | 0 | 0 | 0 | 0 | 0 | 0 | 0 | 0 | 0 | 0 | 0 | 0 | 0 | 0 | 0 | 0 | 0 | 0 | 0 | 0
| 0 | [36 empty] | 0 | 0 | 0 | 0 | 0 | 0 | 0 | 0 | 0 | 0 | 0 | 0 | 0 | 0 | 0 | 0 | 0 | 0 | 0 | 0 | 0 | 0 | 0 | 0 | 0 | 0 | 0 | 0 | 0 | 0 | 0 | 0
Diversity Factor: 0
[38 empty] | Historical Spots & Transfers | [6 empty] | Forecast Spots & Transfers
[35 empty] | Project Name | From | To | 2007 | 2008 | 2009 | 2010 | 2011 | 2012 | 2013 | 2014 | 2015 | 2016 | 2017 | 2018 | 2019 | 2020 | 2021 | 2022 | 2023 | 2024 | 2025 | 2026 | 2027 | 2028 | 2029 | 2030 | 2031 | 2032 | 2033 | 2034 | 2035 | 2036 | 2037 | 2038
0
Diversity Factor: 0
0
Diversity Factor: 0
0
Diversity Factor: 0
0
Diversity Factor: 0
0
Diversity Factor: 0
0
Diversity Factor: 0
0
Diversity Factor: 0
0
Diversity Factor: 0
| Weather Correction and Public Holiday Factors | [8 empty] | Forecast ROG
ROG Justification
| Actual loads for season 2013 have been weather corrected by the following: | [6 empty] | 0% |  | N/A | [59 empty] | N/A
1 | 2 | 3 | 4 | 5 | 6 | 7 | 8 | 9 | 10 | 2014 | 2015 | 2016 | 2017 | 2018 | 2019 | 2020 | 2021 | 2022 | 2023 | 2024 | 2025 | 2026 | 2027 | 2028 | 2029 | 2030 | 2031 | 2032 | 2033 | 2034 | 2035 | 2036 | 2037 | 2038
1 | 1 | 1 | 1 | 1 | 1 | 1 | 1 | 1 | 1 | 0% | 0% | 0% | 0% | 0% | 0% | 0% | 0% | 0% | 0% | 0% | 0% | 0% | 0% | 0% | 0% | 0% | 0% | 0% | 0% | 0% | 0% | 0% | 0% | 0%
Substation Load Detail
[7 empty] | Units | 2013 |  | 2014 | 2015 | 2016 | 2017 | 2018 | 2019 | 2020 | 2021 | 2022 | 2023 | 2024 | 2025 | 2026 | 2027 | 2028 | 2029 | 2030 | 2031 | 2032 | 2033 | 2034 | 2035 | 2036 | 2037 | 2038
1 | Customer56 | Compensated |  | Load (LV side) |  |  | Amps | 65 |  | 65 | 65 | 65 | 65 | 65 | 65 | 65 | 65 | 65 | 65 | 65 | 65 | 65 | 65 | 65 | 65 | 65 | 65 | 65 | 65 | 65 | 65 | 65 | 65 | 65
|  |  |  | Apparent Power |  |  | MVA | 7.436 |  | 7.436 | 7.436 | 7.436 | 7.436 | 7.436 | 7.436 | 7.436 | 7.436 | 7.436 | 7.436 | 7.436 | 7.436 | 7.436 | 7.436 | 7.436 | 7.436 | 7.436 | 7.436 | 7.436 | 7.436 | 7.436 | 7.436 | 7.436 | 7.436 | 7.436
|  |  |  | Real Power |  |  | MW | 6.6924 |  | 6.6924 | 6.6924 | 6.6924 | 6.6924 | 6.6924 | 6.6924 | 6.6924 | 6.6924 | 6.6924 | 6.6924 | 6.6924 | 6.6924 | 6.6924 | 6.6924 | 6.6924 | 6.6924 | 6.6924 | 6.6924 | 6.6924 | 6.6924 | 6.6924 | 6.6924 | 6.6924 | 6.6924 | 6.6924
|  |  |  | Reactive Power |  |  | MVAr | 3.2413 |  | 3.2413 | 3.2413 | 3.2413 | 3.2413 | 3.2413 | 3.2413 | 3.2413 | 3.2413 | 3.2413 | 3.2413 | 3.2413 | 3.2413 | 3.2413 | 3.2413 | 3.2413 | 3.2413 | 3.2413 | 3.2413 | 3.2413 | 3.2413 | 3.2413 | 3.2413 | 3.2413 | 3.2413 | 3.2413
|  |  |  | Capacitors In Service |  |  | MVAr | 0 |  | 0 | 0 | 0 | 0 | 0 | 0 | 0 | 0 | 0 | 0 | 0 | 0 | 0 | 0 | 0 | 0 | 0 | 0 | 0 | 0 | 0 | 0 | 0 | 0 | 0
|  |  |  | PF |  |  |  | 0.9 |  | 0.9 | 0.9 | 0.9 | 0.9 | 0.9 | 0.9 | 0.9 | 0.9 | 0.9 | 0.9 | 0.9 | 0.9 | 0.9 | 0.9 | 0.9 | 0.9 | 0.9 | 0.9 | 0.9 | 0.9 | 0.9 | 0.9 | 0.9 | 0.9 | 0.9
0.58784 | Diversity Factor: 0.59 | Uncompensated |  | Reactive Power |  |  | MVAr | 3.2413 |  | 3.2413 | 3.2413 | 3.2413 | 3.2413 | 3.2413 | 3.2413 | 3.2413 | 3.2413 | 3.2413 | 3.2413 | 3.2413 | 3.2413 | 3.2413 | 3.2413 | 3.2413 | 3.2413 | 3.2413 | 3.2413 | 3.2413 | 3.2413 | 3.2413 | 3.2413 | 3.2413 | 3.2413 | 3.2413
|  |  |  | PF |  |  |  | 0.9 |  | 0.9 | 0.9 | 0.9 | 0.9 | 0.9 | 0.9 | 0.9 | 0.9 | 0.9 | 0.9 | 0.9 | 0.9 | 0.9 | 0.9 | 0.9 | 0.9 | 0.9 | 0.9 | 0.9 | 0.9 | 0.9 | 0.9 | 0.9 | 0.9 | 0.9
[10 empty] | 1 | 2 | 3 | 4 | 5 | 6 | 7 | 8 | 9 | 10 | 11 | 12 | 13 | 14 | 15 | 16 | 17 | 18 | 19 | 20 | 21 | 22 | 23 | 24 | 25
Transformer Load Detail
[7 empty] | Units | 2013 |  | 2014 | 2015 | 2016 | 2017 | 2018 | 2019 | 2020 | 2021 | 2022 | 2023 | 2024 | 2025 | 2026 | 2027 | 2028 | 2029 | 2030 | 2031 | 2032 | 2033 | 2034 | 2035 | 2036 | 2037 | 2038
| 0 | Compensated |  | Load (LV side) |  |  | Amps
|  |  |  | Apparent Power |  |  | MVA
|  |  |  | Real Power |  |  | MW
|  |  |  | Reactive Power |  |  | MVAr
|  |  |  | Capacitors In Service |  |  | MVAr
PF
| Zone Div: | Uncompensated |  | Reactive Power |  |  | MVAr
PF
| 0 | Compensated |  | Load (LV side) |  |  | Amps
|  |  |  | Apparent Power |  |  | MVA
|  |  |  | Real Power |  |  | MW
|  |  |  | Reactive Power |  |  | MVAr
|  |  |  | Capacitors In Service |  |  | MVAr
PF
| Zone Div: | Uncompensated |  | Reactive Power |  |  | MVAr
PF
| 0 | Compensated |  | Load (LV side) |  |  | Amps
|  |  |  | Apparent Power |  |  | MVA
|  |  |  | Real Power |  |  | MW
|  |  |  | Reactive Power |  |  | MVAr
|  |  |  | Capacitors In Service |  |  | MVAr
PF
| Zone Div: | Uncompensated |  | Reactive Power |  |  | MVAr
PF
| 0 | Compensated |  | Load (LV side) |  |  | Amps
|  |  |  | Apparent Power |  |  | MVA
|  |  |  | Real Power |  |  | MW
|  |  |  | Reactive Power |  |  | MVAr
|  |  |  | Capacitors In Service |  |  | MVAr
PF
| Zone Div: | Uncompensated |  | Reactive Power |  |  | MVAr
PF
| 0 | Compensated |  | Load (LV side) |  |  | Amps
|  |  |  | Apparent Power |  |  | MVA
|  |  |  | Real Power |  |  | MW
|  |  |  | Reactive Power |  |  | MVAr
|  |  |  | Capacitors In Service |  |  | MVAr
PF
| Zone Div: | Uncompensated |  | Reactive Power |  |  | MVAr
PF
| 0 | Compensated |  | Load (LV side) |  |  | Amps
|  |  |  | Apparent Power |  |  | MVA
|  |  |  | Real Power |  |  | MW
|  |  |  | Reactive Power |  |  | MVAr
|  |  |  | Capacitors In Service |  |  | MVAr
PF
| Zone Div: | Uncompensated |  | Reactive Power |  |  | MVAr
PF
| 0 | Compensated |  | Load (LV side) |  |  | Amps
|  |  |  | Apparent Power |  |  | MVA
|  |  |  | Real Power |  |  | MW
|  |  |  | Reactive Power |  |  | MVAr
|  |  |  | Capacitors In Service |  |  | MVAr
PF
| Zone Div: | Uncompensated |  | Reactive Power |  |  | MVAr
PF
| 0 | Compensated |  | Load (LV side) |  |  | Amps
|  |  |  | Apparent Power |  |  | MVA
|  |  |  | Real Power |  |  | MW
|  |  |  | Reactive Power |  |  | MVAr
|  |  |  | Capacitors In Service |  |  | MVAr
PF
| Zone Div: | Uncompensated |  | Reactive Power |  |  | MVAr
PF
| 0 | Compensated |  | Load (LV side) |  |  | Amps
|  |  |  | Apparent Power |  |  | MVA
|  |  |  | Real Power |  |  | MW
|  |  |  | Reactive Power |  |  | MVAr
|  |  |  | Capacitors In Service |  |  | MVAr
PF
| Zone Div: | Uncompensated |  | Reactive Power |  |  | MVAr
PF
| 0 | Compensated |  | Load (LV side) |  |  | Amps
|  |  |  | Apparent Power |  |  | MVA
|  |  |  | Real Power |  |  | MW
|  |  |  | Reactive Power |  |  | MVAr
|  |  |  | Capacitors In Service |  |  | MVAr
PF
| Zone Div: | Uncompensated |  | Reactive Power |  |  | MVAr
PF

## Customer57
| Customer57 | [16 empty] | 2014 | WINTER
| Substation Total Loads | [33 empty] | Spots & Transfers Detail
| Historical Loads | MVA | [7 empty] | Weather Corrected Forecast Loads |  |  |  | MVA | [20 empty] | Spots & Transfers Summary | MVA |  | Historical Spots & Transfers | [6 empty] | Forecast Spots & Transfers
|  | 2007 | 2008 | 2009 | 2010 | 2011 | 2012 | 2013 |  | 2014 | 2015 | 2016 | 2017 | 2018 | 2019 | 2020 | 2021 | 2022 | 2023 | 2024 | 2025 | 2026 | 2027 | 2028 | 2029 | 2030 | 2031 | 2032 | 2033 | 2034 | 2035 | 2036 | 2037 | 2038 |  |  |  | 2007 | 2008 | 2009 | 2010 | 2011 | 2012 | 2013 | 2014 | 2015 | 2016 | 2017 | 2018 | 2019 | 2020 | 2021 | 2022 | 2023 | 2024 | 2025 | 2026 | 2027 | 2028 | 2029 | 2030 | 2031 | 2032 | 2033 | 2034 | 2035 | 2036 | 2037 | 2038
| Total | [5 empty] | 7.325 | 7.462 |  | 7.462 | 7.462 | 7.462 | 7.462 | 7.462 | 7.462 | 7.462 | 7.462 | 7.462 | 7.462 | 7.462 | 7.462 | 7.462 | 7.462 | 7.462 | 7.462 | 7.462 | 7.462 | 7.462 | 7.462 | 7.462 | 7.462 | 7.462 | 7.462 | 7.462 |  |  | Total
Firm Rating
| Total Capacity | [36 empty] | 0 | 0 | 0 | 0 | 0 | 0 | 0 | 0 | 0 | 0 | 0 | 0 | 0 | 0 | 0 | 0 | 0 | 0 | 0 | 0 | 0 | 0 | 0 | 0 | 0 | 0 | 0 | 0 | 0 | 0 | 0 | 0
|  | -7 | -6 | -5 | -4 | -3 | -2 | -1 |  | 0 | 1 | 2 | 3 | 4 | 5 | 6 | 7 | 8 | 9 | 10 | 11 | 12 | 13 | 14 | 15 | 16 | 17 | 18 | 19 | 20 | 21 | 22 | 23 | 24 |  |  |  | 0 | 0 | 0 | 0 | 0 | 0 | 0 | 0 | 0 | 0 | 0 | 0 | 0 | 0 | 0 | 0 | 0 | 0 | 0 | 0 | 0 | 0 | 0 | 0 | 0 | 0 | 0 | 0 | 0 | 0 | 0 | 0
| Transformer Loads | [36 empty] | 0 | 0 | 0 | 0 | 0 | 0 | 0 | 0 | 0 | 0 | 0 | 0 | 0 | 0 | 0 | 0 | 0 | 0 | 0 | 0 | 0 | 0 | 0 | 0 | 0 | 0 | 0 | 0 | 0 | 0 | 0 | 0
| Historical Loads | MVA | [7 empty] | Weather Corrected Forecast Loads |  |  |  | MVA | [23 empty] | 0 | 0 | 0 | 0 | 0 | 0 | 0 | 0 | 0 | 0 | 0 | 0 | 0 | 0 | 0 | 0 | 0 | 0 | 0 | 0 | 0 | 0 | 0 | 0 | 0 | 0 | 0 | 0 | 0 | 0 | 0 | 0
|  | 2007 | 2008 | 2009 | 2010 | 2011 | 2012 | 2013 |  | 2014 | 2015 | 2016 | 2017 | 2018 | 2019 | 2020 | 2021 | 2022 | 2023 | 2024 | 2025 | 2026 | 2027 | 2028 | 2029 | 2030 | 2031 | 2032 | 2033 | 2034 | 2035 | 2036 | 2037 | 2038 |  |  |  | 0 | 0 | 0 | 0 | 0 | 0 | 0 | 0 | 0 | 0 | 0 | 0 | 0 | 0 | 0 | 0 | 0 | 0 | 0 | 0 | 0 | 0 | 0 | 0 | 0 | 0 | 0 | 0 | 0 | 0 | 0 | 0
| 0 | [36 empty] | 0 | 0 | 0 | 0 | 0 | 0 | 0 | 0 | 0 | 0 | 0 | 0 | 0 | 0 | 0 | 0 | 0 | 0 | 0 | 0 | 0 | 0 | 0 | 0 | 0 | 0 | 0 | 0 | 0 | 0 | 0 | 0
| Diversity Factor: 0 | [36 empty] | 0 | 0 | 0 | 0 | 0 | 0 | 0 | 0 | 0 | 0 | 0 | 0 | 0 | 0 | 0 | 0 | 0 | 0 | 0 | 0 | 0 | 0 | 0 | 0 | 0 | 0 | 0 | 0 | 0 | 0 | 0 | 0
[38 empty] | 0 | 0 | 0 | 0 | 0 | 0 | 0 | 0 | 0 | 0 | 0 | 0 | 0 | 0 | 0 | 0 | 0 | 0 | 0 | 0 | 0 | 0 | 0 | 0 | 0 | 0 | 0 | 0 | 0 | 0 | 0 | 0
[38 empty] | 0 | 0 | 0 | 0 | 0 | 0 | 0 | 0 | 0 | 0 | 0 | 0 | 0 | 0 | 0 | 0 | 0 | 0 | 0 | 0 | 0 | 0 | 0 | 0 | 0 | 0 | 0 | 0 | 0 | 0 | 0 | 0
| 0 | [36 empty] | 0 | 0 | 0 | 0 | 0 | 0 | 0 | 0 | 0 | 0 | 0 | 0 | 0 | 0 | 0 | 0 | 0 | 0 | 0 | 0 | 0 | 0 | 0 | 0 | 0 | 0 | 0 | 0 | 0 | 0 | 0 | 0
Diversity Factor: 0
[38 empty] | Historical Spots & Transfers | [6 empty] | Forecast Spots & Transfers
[35 empty] | Project Name | From | To | 2007 | 2008 | 2009 | 2010 | 2011 | 2012 | 2013 | 2014 | 2015 | 2016 | 2017 | 2018 | 2019 | 2020 | 2021 | 2022 | 2023 | 2024 | 2025 | 2026 | 2027 | 2028 | 2029 | 2030 | 2031 | 2032 | 2033 | 2034 | 2035 | 2036 | 2037 | 2038
0
Diversity Factor: 0
0
Diversity Factor: 0
0
Diversity Factor: 0
0
Diversity Factor: 0
0
Diversity Factor: 0
0
Diversity Factor: 0
0
Diversity Factor: 0
0
Diversity Factor: 0
| Weather Correction and Public Holiday Factors | [8 empty] | Forecast ROG
ROG Justification
| Actual loads for season 2013 have been weather corrected by the following: | [6 empty] | 0% |  | N/A | [59 empty] | N/A
1 | 2 | 3 | 4 | 5 | 6 | 7 | 8 | 9 | 10 | 2014 | 2015 | 2016 | 2017 | 2018 | 2019 | 2020 | 2021 | 2022 | 2023 | 2024 | 2025 | 2026 | 2027 | 2028 | 2029 | 2030 | 2031 | 2032 | 2033 | 2034 | 2035 | 2036 | 2037 | 2038
1 | 1 | 1 | 1 | 1 | 1 | 1 | 1 | 1 | 1 | 0% | 0% | 0% | 0% | 0% | 0% | 0% | 0% | 0% | 0% | 0% | 0% | 0% | 0% | 0% | 0% | 0% | 0% | 0% | 0% | 0% | 0% | 0% | 0% | 0%
Substation Load Detail
[7 empty] | Units | 2013 |  | 2014 | 2015 | 2016 | 2017 | 2018 | 2019 | 2020 | 2021 | 2022 | 2023 | 2024 | 2025 | 2026 | 2027 | 2028 | 2029 | 2030 | 2031 | 2032 | 2033 | 2034 | 2035 | 2036 | 2037 | 2038
1 | Customer57 | Compensated |  | Load (LV side) |  |  | Amps | 131 |  | 131 | 131 | 131 | 131 | 131 | 131 | 131 | 131 | 131 | 131 | 131 | 131 | 131 | 131 | 131 | 131 | 131 | 131 | 131 | 131 | 131 | 131 | 131 | 131 | 131
|  |  |  | Apparent Power |  |  | MVA | 7.462 |  | 7.462 | 7.462 | 7.462 | 7.462 | 7.462 | 7.462 | 7.462 | 7.462 | 7.462 | 7.462 | 7.462 | 7.462 | 7.462 | 7.462 | 7.462 | 7.462 | 7.462 | 7.462 | 7.462 | 7.462 | 7.462 | 7.462 | 7.462 | 7.462 | 7.462
|  |  |  | Real Power |  |  | MW | 6.7158 |  | 6.7158 | 6.7158 | 6.7158 | 6.7158 | 6.7158 | 6.7158 | 6.7158 | 6.7158 | 6.7158 | 6.7158 | 6.7158 | 6.7158 | 6.7158 | 6.7158 | 6.7158 | 6.7158 | 6.7158 | 6.7158 | 6.7158 | 6.7158 | 6.7158 | 6.7158 | 6.7158 | 6.7158 | 6.7158
|  |  |  | Reactive Power |  |  | MVAr | 3.2526 |  | 3.2526 | 3.2526 | 3.2526 | 3.2526 | 3.2526 | 3.2526 | 3.2526 | 3.2526 | 3.2526 | 3.2526 | 3.2526 | 3.2526 | 3.2526 | 3.2526 | 3.2526 | 3.2526 | 3.2526 | 3.2526 | 3.2526 | 3.2526 | 3.2526 | 3.2526 | 3.2526 | 3.2526 | 3.2526
|  |  |  | Capacitors In Service |  |  | MVAr | 0 |  | 0 | 0 | 0 | 0 | 0 | 0 | 0 | 0 | 0 | 0 | 0 | 0 | 0 | 0 | 0 | 0 | 0 | 0 | 0 | 0 | 0 | 0 | 0 | 0 | 0
|  |  |  | PF |  |  |  | 0.9 |  | 0.9 | 0.9 | 0.9 | 0.9 | 0.9 | 0.9 | 0.9 | 0.9 | 0.9 | 0.9 | 0.9 | 0.9 | 0.9 | 0.9 | 0.9 | 0.9 | 0.9 | 0.9 | 0.9 | 0.9 | 0.9 | 0.9 | 0.9 | 0.9 | 0.9
| Diversity Factor: 0 | Uncompensated |  | Reactive Power |  |  | MVAr | 3.2526 |  | 3.2526 | 3.2526 | 3.2526 | 3.2526 | 3.2526 | 3.2526 | 3.2526 | 3.2526 | 3.2526 | 3.2526 | 3.2526 | 3.2526 | 3.2526 | 3.2526 | 3.2526 | 3.2526 | 3.2526 | 3.2526 | 3.2526 | 3.2526 | 3.2526 | 3.2526 | 3.2526 | 3.2526 | 3.2526
|  |  |  | PF |  |  |  | 0.9 |  | 0.9 | 0.9 | 0.9 | 0.9 | 0.9 | 0.9 | 0.9 | 0.9 | 0.9 | 0.9 | 0.9 | 0.9 | 0.9 | 0.9 | 0.9 | 0.9 | 0.9 | 0.9 | 0.9 | 0.9 | 0.9 | 0.9 | 0.9 | 0.9 | 0.9
[10 empty] | 1 | 2 | 3 | 4 | 5 | 6 | 7 | 8 | 9 | 10 | 11 | 12 | 13 | 14 | 15 | 16 | 17 | 18 | 19 | 20 | 21 | 22 | 23 | 24 | 25
Transformer Load Detail
[7 empty] | Units | 2013 |  | 2014 | 2015 | 2016 | 2017 | 2018 | 2019 | 2020 | 2021 | 2022 | 2023 | 2024 | 2025 | 2026 | 2027 | 2028 | 2029 | 2030 | 2031 | 2032 | 2033 | 2034 | 2035 | 2036 | 2037 | 2038
| 0 | Compensated |  | Load (LV side) |  |  | Amps
|  |  |  | Apparent Power |  |  | MVA
|  |  |  | Real Power |  |  | MW
|  |  |  | Reactive Power |  |  | MVAr
|  |  |  | Capacitors In Service |  |  | MVAr
PF
| Zone Div: | Uncompensated |  | Reactive Power |  |  | MVAr
PF
| 0 | Compensated |  | Load (LV side) |  |  | Amps
|  |  |  | Apparent Power |  |  | MVA
|  |  |  | Real Power |  |  | MW
|  |  |  | Reactive Power |  |  | MVAr
|  |  |  | Capacitors In Service |  |  | MVAr
PF
| Zone Div: | Uncompensated |  | Reactive Power |  |  | MVAr
PF
| 0 | Compensated |  | Load (LV side) |  |  | Amps
|  |  |  | Apparent Power |  |  | MVA
|  |  |  | Real Power |  |  | MW
|  |  |  | Reactive Power |  |  | MVAr
|  |  |  | Capacitors In Service |  |  | MVAr
PF
| Zone Div: | Uncompensated |  | Reactive Power |  |  | MVAr
PF
| 0 | Compensated |  | Load (LV side) |  |  | Amps
|  |  |  | Apparent Power |  |  | MVA
|  |  |  | Real Power |  |  | MW
|  |  |  | Reactive Power |  |  | MVAr
|  |  |  | Capacitors In Service |  |  | MVAr
PF
| Zone Div: | Uncompensated |  | Reactive Power |  |  | MVAr
PF
| 0 | Compensated |  | Load (LV side) |  |  | Amps
|  |  |  | Apparent Power |  |  | MVA
|  |  |  | Real Power |  |  | MW
|  |  |  | Reactive Power |  |  | MVAr
|  |  |  | Capacitors In Service |  |  | MVAr
PF
| Zone Div: | Uncompensated |  | Reactive Power |  |  | MVAr
PF
| 0 | Compensated |  | Load (LV side) |  |  | Amps
|  |  |  | Apparent Power |  |  | MVA
|  |  |  | Real Power |  |  | MW
|  |  |  | Reactive Power |  |  | MVAr
|  |  |  | Capacitors In Service |  |  | MVAr
PF
| Zone Div: | Uncompensated |  | Reactive Power |  |  | MVAr
PF
| 0 | Compensated |  | Load (LV side) |  |  | Amps
|  |  |  | Apparent Power |  |  | MVA
|  |  |  | Real Power |  |  | MW
|  |  |  | Reactive Power |  |  | MVAr
|  |  |  | Capacitors In Service |  |  | MVAr
PF
| Zone Div: | Uncompensated |  | Reactive Power |  |  | MVAr
PF
| 0 | Compensated |  | Load (LV side) |  |  | Amps
|  |  |  | Apparent Power |  |  | MVA
|  |  |  | Real Power |  |  | MW
|  |  |  | Reactive Power |  |  | MVAr
|  |  |  | Capacitors In Service |  |  | MVAr
PF
| Zone Div: | Uncompensated |  | Reactive Power |  |  | MVAr
PF
| 0 | Compensated |  | Load (LV side) |  |  | Amps
|  |  |  | Apparent Power |  |  | MVA
|  |  |  | Real Power |  |  | MW
|  |  |  | Reactive Power |  |  | MVAr
|  |  |  | Capacitors In Service |  |  | MVAr
PF
| Zone Div: | Uncompensated |  | Reactive Power |  |  | MVAr
PF
| 0 | Compensated |  | Load (LV side) |  |  | Amps
|  |  |  | Apparent Power |  |  | MVA
|  |  |  | Real Power |  |  | MW
|  |  |  | Reactive Power |  |  | MVAr
|  |  |  | Capacitors In Service |  |  | MVAr
PF
| Zone Div: | Uncompensated |  | Reactive Power |  |  | MVAr
PF

## Customer58
| Customer58 | [16 empty] | 2014 | WINTER
| Substation Total Loads | [33 empty] | Spots & Transfers Detail
| Historical Loads | MVA | [7 empty] | Weather Corrected Forecast Loads |  |  |  | MVA | [20 empty] | Spots & Transfers Summary | MVA |  | Historical Spots & Transfers | [6 empty] | Forecast Spots & Transfers
|  | 2007 | 2008 | 2009 | 2010 | 2011 | 2012 | 2013 |  | 2014 | 2015 | 2016 | 2017 | 2018 | 2019 | 2020 | 2021 | 2022 | 2023 | 2024 | 2025 | 2026 | 2027 | 2028 | 2029 | 2030 | 2031 | 2032 | 2033 | 2034 | 2035 | 2036 | 2037 | 2038 |  |  |  | 2007 | 2008 | 2009 | 2010 | 2011 | 2012 | 2013 | 2014 | 2015 | 2016 | 2017 | 2018 | 2019 | 2020 | 2021 | 2022 | 2023 | 2024 | 2025 | 2026 | 2027 | 2028 | 2029 | 2030 | 2031 | 2032 | 2033 | 2034 | 2035 | 2036 | 2037 | 2038
| Total | [8 empty] | 0 | 5 | 5 | 5 | 5 | 5 | 5 | 5 | 5 | 5 | 5 | 5 | 5 | 5 | 5 | 5 | 5 | 5 | 5 | 5 | 5 | 5 | 5 | 5 | 5 |  |  | Total | Forecast Spots & Transfers 2015: 5
Firm Rating
| Total Capacity | [36 empty] | 0 | 0 | 0 | 0 | 0 | 0 | 0 | 0 | 0 | 0 | 0 | 0 | 0 | 0 | 0 | 0 | 0 | 0 | 0 | 0 | 0 | 0 | 0 | 0 | 0 | 0 | 0 | 0 | 0 | 0 | 0 | 0
|  | -7 | -6 | -5 | -4 | -3 | -2 | -1 |  | 0 | 1 | 2 | 3 | 4 | 5 | 6 | 7 | 8 | 9 | 10 | 11 | 12 | 13 | 14 | 15 | 16 | 17 | 18 | 19 | 20 | 21 | 22 | 23 | 24 |  |  |  | 0 | 0 | 0 | 0 | 0 | 0 | 0 | 0 | 0 | 0 | 0 | 0 | 0 | 0 | 0 | 0 | 0 | 0 | 0 | 0 | 0 | 0 | 0 | 0 | 0 | 0 | 0 | 0 | 0 | 0 | 0 | 0
| Transformer Loads | [36 empty] | 0 | 0 | 0 | 0 | 0 | 0 | 0 | 0 | 0 | 0 | 0 | 0 | 0 | 0 | 0 | 0 | 0 | 0 | 0 | 0 | 0 | 0 | 0 | 0 | 0 | 0 | 0 | 0 | 0 | 0 | 0 | 0
| Historical Loads | MVA | [7 empty] | Weather Corrected Forecast Loads |  |  |  | MVA | [23 empty] | 0 | 0 | 0 | 0 | 0 | 0 | 0 | 0 | 0 | 0 | 0 | 0 | 0 | 0 | 0 | 0 | 0 | 0 | 0 | 0 | 0 | 0 | 0 | 0 | 0 | 0 | 0 | 0 | 0 | 0 | 0 | 0
|  | 2007 | 2008 | 2009 | 2010 | 2011 | 2012 | 2013 |  | 2014 | 2015 | 2016 | 2017 | 2018 | 2019 | 2020 | 2021 | 2022 | 2023 | 2024 | 2025 | 2026 | 2027 | 2028 | 2029 | 2030 | 2031 | 2032 | 2033 | 2034 | 2035 | 2036 | 2037 | 2038 |  |  |  | 0 | 0 | 0 | 0 | 0 | 0 | 0 | 0 | 0 | 0 | 0 | 0 | 0 | 0 | 0 | 0 | 0 | 0 | 0 | 0 | 0 | 0 | 0 | 0 | 0 | 0 | 0 | 0 | 0 | 0 | 0 | 0
| 0 | [36 empty] | 0 | 0 | 0 | 0 | 0 | 0 | 0 | 0 | 0 | 0 | 0 | 0 | 0 | 0 | 0 | 0 | 0 | 0 | 0 | 0 | 0 | 0 | 0 | 0 | 0 | 0 | 0 | 0 | 0 | 0 | 0 | 0
| Diversity Factor: 0 | [36 empty] | 0 | 0 | 0 | 0 | 0 | 0 | 0 | 0 | 0 | 0 | 0 | 0 | 0 | 0 | 0 | 0 | 0 | 0 | 0 | 0 | 0 | 0 | 0 | 0 | 0 | 0 | 0 | 0 | 0 | 0 | 0 | 0
[38 empty] | 0 | 0 | 0 | 0 | 0 | 0 | 0 | 0 | 0 | 0 | 0 | 0 | 0 | 0 | 0 | 0 | 0 | 0 | 0 | 0 | 0 | 0 | 0 | 0 | 0 | 0 | 0 | 0 | 0 | 0 | 0 | 0
[38 empty] | 0 | 0 | 0 | 0 | 0 | 0 | 0 | 0 | 0 | 0 | 0 | 0 | 0 | 0 | 0 | 0 | 0 | 0 | 0 | 0 | 0 | 0 | 0 | 0 | 0 | 0 | 0 | 0 | 0 | 0 | 0 | 0
| 0 | [36 empty] | 0 | 0 | 0 | 0 | 0 | 0 | 0 | 0 | 0 | 0 | 0 | 0 | 0 | 0 | 0 | 0 | 0 | 0 | 0 | 0 | 0 | 0 | 0 | 0 | 0 | 0 | 0 | 0 | 0 | 0 | 0 | 0
Diversity Factor: 0
[38 empty] | Historical Spots & Transfers | [6 empty] | Forecast Spots & Transfers
[35 empty] | Project Name | From | To | 2007 | 2008 | 2009 | 2010 | 2011 | 2012 | 2013 | 2014 | 2015 | 2016 | 2017 | 2018 | 2019 | 2020 | 2021 | 2022 | 2023 | 2024 | 2025 | 2026 | 2027 | 2028 | 2029 | 2030 | 2031 | 2032 | 2033 | 2034 | 2035 | 2036 | 2037 | 2038
| 0 | [33 empty] | Major Customer Connection |  | Drayton South 66kV | Forecast Spots & Transfers 2015: 5
Diversity Factor: 0
0
Diversity Factor: 0
0
Diversity Factor: 0
0
Diversity Factor: 0
0
Diversity Factor: 0
0
Diversity Factor: 0
0
Diversity Factor: 0
0
Diversity Factor: 0
| Weather Correction and Public Holiday Factors | [8 empty] | Forecast ROG
ROG Justification
| Actual loads for season 2013 have been weather corrected by the following: | [6 empty] | 0% |  | N/A | [59 empty] | N/A
1 | 2 | 3 | 4 | 5 | 6 | 7 | 8 | 9 | 10 | 2014 | 2015 | 2016 | 2017 | 2018 | 2019 | 2020 | 2021 | 2022 | 2023 | 2024 | 2025 | 2026 | 2027 | 2028 | 2029 | 2030 | 2031 | 2032 | 2033 | 2034 | 2035 | 2036 | 2037 | 2038
1 | 1 | 1 | 1 | 1 | 1 | 1 | 1 | 1 | 1 | 0% | 0% | 0% | 0% | 0% | 0% | 0% | 0% | 0% | 0% | 0% | 0% | 0% | 0% | 0% | 0% | 0% | 0% | 0% | 0% | 0% | 0% | 0% | 0% | 0%
Substation Load Detail
[7 empty] | Units | 2013 |  | 2014 | 2015 | 2016 | 2017 | 2018 | 2019 | 2020 | 2021 | 2022 | 2023 | 2024 | 2025 | 2026 | 2027 | 2028 | 2029 | 2030 | 2031 | 2032 | 2033 | 2034 | 2035 | 2036 | 2037 | 2038
1 | Customer58 | Compensated |  | Load (LV side) |  |  | Amps | 0 |  | 0 | 44 | 44 | 44 | 44 | 44 | 44 | 44 | 44 | 44 | 44 | 44 | 44 | 44 | 44 | 44 | 44 | 44 | 44 | 44 | 44 | 44 | 44 | 44 | 44
|  |  |  | Apparent Power |  |  | MVA | 0 |  | 0 | 5 | 5 | 5 | 5 | 5 | 5 | 5 | 5 | 5 | 5 | 5 | 5 | 5 | 5 | 5 | 5 | 5 | 5 | 5 | 5 | 5 | 5 | 5 | 5
|  |  |  | Real Power |  |  | MW | 0 |  | 0 | 4.5 | 4.5 | 4.5 | 4.5 | 4.5 | 4.5 | 4.5 | 4.5 | 4.5 | 4.5 | 4.5 | 4.5 | 4.5 | 4.5 | 4.5 | 4.5 | 4.5 | 4.5 | 4.5 | 4.5 | 4.5 | 4.5 | 4.5 | 4.5
|  |  |  | Reactive Power |  |  | MVAr | 0 |  | 0 | 2.1794 | 2.1794 | 2.1794 | 2.1794 | 2.1794 | 2.1794 | 2.1794 | 2.1794 | 2.1794 | 2.1794 | 2.1794 | 2.1794 | 2.1794 | 2.1794 | 2.1794 | 2.1794 | 2.1794 | 2.1794 | 2.1794 | 2.1794 | 2.1794 | 2.1794 | 2.1794 | 2.1794
|  |  |  | Capacitors In Service |  |  | MVAr | 0 |  | 0 | 0 | 0 | 0 | 0 | 0 | 0 | 0 | 0 | 0 | 0 | 0 | 0 | 0 | 0 | 0 | 0 | 0 | 0 | 0 | 0 | 0 | 0 | 0 | 0
|  |  |  | PF |  |  |  | 0 |  | 0 | 0.9 | 0.9 | 0.9 | 0.9 | 0.9 | 0.9 | 0.9 | 0.9 | 0.9 | 0.9 | 0.9 | 0.9 | 0.9 | 0.9 | 0.9 | 0.9 | 0.9 | 0.9 | 0.9 | 0.9 | 0.9 | 0.9 | 0.9 | 0.9
| #VALUE! | Uncompensated |  | Reactive Power |  |  | MVAr | 0 |  | 0 | 2.1794 | 2.1794 | 2.1794 | 2.1794 | 2.1794 | 2.1794 | 2.1794 | 2.1794 | 2.1794 | 2.1794 | 2.1794 | 2.1794 | 2.1794 | 2.1794 | 2.1794 | 2.1794 | 2.1794 | 2.1794 | 2.1794 | 2.1794 | 2.1794 | 2.1794 | 2.1794 | 2.1794
|  |  |  | PF |  |  |  | 0 |  | 0 | 0.9 | 0.9 | 0.9 | 0.9 | 0.9 | 0.9 | 0.9 | 0.9 | 0.9 | 0.9 | 0.9 | 0.9 | 0.9 | 0.9 | 0.9 | 0.9 | 0.9 | 0.9 | 0.9 | 0.9 | 0.9 | 0.9 | 0.9 | 0.9
[10 empty] | 1 | 2 | 3 | 4 | 5 | 6 | 7 | 8 | 9 | 10 | 11 | 12 | 13 | 14 | 15 | 16 | 17 | 18 | 19 | 20 | 21 | 22 | 23 | 24 | 25
Transformer Load Detail
[7 empty] | Units | 2013 |  | 2014 | 2015 | 2016 | 2017 | 2018 | 2019 | 2020 | 2021 | 2022 | 2023 | 2024 | 2025 | 2026 | 2027 | 2028 | 2029 | 2030 | 2031 | 2032 | 2033 | 2034 | 2035 | 2036 | 2037 | 2038
| 0 | Compensated |  | Load (LV side) |  |  | Amps
|  |  |  | Apparent Power |  |  | MVA
|  |  |  | Real Power |  |  | MW
|  |  |  | Reactive Power |  |  | MVAr
|  |  |  | Capacitors In Service |  |  | MVAr
PF
| Zone Div: | Uncompensated |  | Reactive Power |  |  | MVAr
PF
| 0 | Compensated |  | Load (LV side) |  |  | Amps
|  |  |  | Apparent Power |  |  | MVA
|  |  |  | Real Power |  |  | MW
|  |  |  | Reactive Power |  |  | MVAr
|  |  |  | Capacitors In Service |  |  | MVAr
PF
| Zone Div: | Uncompensated |  | Reactive Power |  |  | MVAr
PF
| 0 | Compensated |  | Load (LV side) |  |  | Amps
|  |  |  | Apparent Power |  |  | MVA
|  |  |  | Real Power |  |  | MW
|  |  |  | Reactive Power |  |  | MVAr
|  |  |  | Capacitors In Service |  |  | MVAr
PF
| Zone Div: | Uncompensated |  | Reactive Power |  |  | MVAr
PF
| 0 | Compensated |  | Load (LV side) |  |  | Amps
|  |  |  | Apparent Power |  |  | MVA
|  |  |  | Real Power |  |  | MW
|  |  |  | Reactive Power |  |  | MVAr
|  |  |  | Capacitors In Service |  |  | MVAr
PF
| Zone Div: | Uncompensated |  | Reactive Power |  |  | MVAr
PF
| 0 | Compensated |  | Load (LV side) |  |  | Amps
|  |  |  | Apparent Power |  |  | MVA
|  |  |  | Real Power |  |  | MW
|  |  |  | Reactive Power |  |  | MVAr
|  |  |  | Capacitors In Service |  |  | MVAr
PF
| Zone Div: | Uncompensated |  | Reactive Power |  |  | MVAr
PF
| 0 | Compensated |  | Load (LV side) |  |  | Amps
|  |  |  | Apparent Power |  |  | MVA
|  |  |  | Real Power |  |  | MW
|  |  |  | Reactive Power |  |  | MVAr
|  |  |  | Capacitors In Service |  |  | MVAr
PF
| Zone Div: | Uncompensated |  | Reactive Power |  |  | MVAr
PF
| 0 | Compensated |  | Load (LV side) |  |  | Amps
|  |  |  | Apparent Power |  |  | MVA
|  |  |  | Real Power |  |  | MW
|  |  |  | Reactive Power |  |  | MVAr
|  |  |  | Capacitors In Service |  |  | MVAr
PF
| Zone Div: | Uncompensated |  | Reactive Power |  |  | MVAr
PF
| 0 | Compensated |  | Load (LV side) |  |  | Amps
|  |  |  | Apparent Power |  |  | MVA
|  |  |  | Real Power |  |  | MW
|  |  |  | Reactive Power |  |  | MVAr
|  |  |  | Capacitors In Service |  |  | MVAr
PF
| Zone Div: | Uncompensated |  | Reactive Power |  |  | MVAr
PF
| 0 | Compensated |  | Load (LV side) |  |  | Amps
|  |  |  | Apparent Power |  |  | MVA
|  |  |  | Real Power |  |  | MW
|  |  |  | Reactive Power |  |  | MVAr
|  |  |  | Capacitors In Service |  |  | MVAr
PF
| Zone Div: | Uncompensated |  | Reactive Power |  |  | MVAr
PF
| 0 | Compensated |  | Load (LV side) |  |  | Amps
|  |  |  | Apparent Power |  |  | MVA
|  |  |  | Real Power |  |  | MW
|  |  |  | Reactive Power |  |  | MVAr
|  |  |  | Capacitors In Service |  |  | MVAr
PF
| Zone Div: | Uncompensated |  | Reactive Power |  |  | MVAr
PF

## Customer59
| Customer59 | [16 empty] | 2014 | WINTER
| Substation Total Loads | [33 empty] | Spots & Transfers Detail
| Historical Loads | MVA | [7 empty] | Weather Corrected Forecast Loads |  |  |  | MVA | [20 empty] | Spots & Transfers Summary | MVA |  | Historical Spots & Transfers | [6 empty] | Forecast Spots & Transfers
|  | 2007 | 2008 | 2009 | 2010 | 2011 | 2012 | 2013 |  | 2014 | 2015 | 2016 | 2017 | 2018 | 2019 | 2020 | 2021 | 2022 | 2023 | 2024 | 2025 | 2026 | 2027 | 2028 | 2029 | 2030 | 2031 | 2032 | 2033 | 2034 | 2035 | 2036 | 2037 | 2038 |  |  |  | 2007 | 2008 | 2009 | 2010 | 2011 | 2012 | 2013 | 2014 | 2015 | 2016 | 2017 | 2018 | 2019 | 2020 | 2021 | 2022 | 2023 | 2024 | 2025 | 2026 | 2027 | 2028 | 2029 | 2030 | 2031 | 2032 | 2033 | 2034 | 2035 | 2036 | 2037 | 2038
| Total |  |  |  |  | 0.398 | 0.402 | 0.576 |  | 0.576 | 0.576 | 0.576 | 0.576 | 0.576 | 0.576 | 0.576 | 0.576 | 0.576 | 0.576 | 0.576 | 0.576 | 0.576 | 0.576 | 0.576 | 0.576 | 0.576 | 0.576 | 0.576 | 0.576 | 0.576 | 0.576 | 0.576 | 0.576 | 0.576 |  |  | Total
Firm Rating
| Total Capacity | [36 empty] | 0 | 0 | 0 | 0 | 0 | 0 | 0 | 0 | 0 | 0 | 0 | 0 | 0 | 0 | 0 | 0 | 0 | 0 | 0 | 0 | 0 | 0 | 0 | 0 | 0 | 0 | 0 | 0 | 0 | 0 | 0 | 0
|  | -7 | -6 | -5 | -4 | -3 | -2 | -1 |  | 0 | 1 | 2 | 3 | 4 | 5 | 6 | 7 | 8 | 9 | 10 | 11 | 12 | 13 | 14 | 15 | 16 | 17 | 18 | 19 | 20 | 21 | 22 | 23 | 24 |  |  |  | 0 | 0 | 0 | 0 | 0 | 0 | 0 | 0 | 0 | 0 | 0 | 0 | 0 | 0 | 0 | 0 | 0 | 0 | 0 | 0 | 0 | 0 | 0 | 0 | 0 | 0 | 0 | 0 | 0 | 0 | 0 | 0
| Transformer Loads | [36 empty] | 0 | 0 | 0 | 0 | 0 | 0 | 0 | 0 | 0 | 0 | 0 | 0 | 0 | 0 | 0 | 0 | 0 | 0 | 0 | 0 | 0 | 0 | 0 | 0 | 0 | 0 | 0 | 0 | 0 | 0 | 0 | 0
| Historical Loads | MVA | [7 empty] | Weather Corrected Forecast Loads |  |  |  | MVA | [23 empty] | 0 | 0 | 0 | 0 | 0 | 0 | 0 | 0 | 0 | 0 | 0 | 0 | 0 | 0 | 0 | 0 | 0 | 0 | 0 | 0 | 0 | 0 | 0 | 0 | 0 | 0 | 0 | 0 | 0 | 0 | 0 | 0
|  | 2007 | 2008 | 2009 | 2010 | 2011 | 2012 | 2013 |  | 2014 | 2015 | 2016 | 2017 | 2018 | 2019 | 2020 | 2021 | 2022 | 2023 | 2024 | 2025 | 2026 | 2027 | 2028 | 2029 | 2030 | 2031 | 2032 | 2033 | 2034 | 2035 | 2036 | 2037 | 2038 |  |  |  | 0 | 0 | 0 | 0 | 0 | 0 | 0 | 0 | 0 | 0 | 0 | 0 | 0 | 0 | 0 | 0 | 0 | 0 | 0 | 0 | 0 | 0 | 0 | 0 | 0 | 0 | 0 | 0 | 0 | 0 | 0 | 0
| 0 | [36 empty] | 0 | 0 | 0 | 0 | 0 | 0 | 0 | 0 | 0 | 0 | 0 | 0 | 0 | 0 | 0 | 0 | 0 | 0 | 0 | 0 | 0 | 0 | 0 | 0 | 0 | 0 | 0 | 0 | 0 | 0 | 0 | 0
| Diversity Factor: 0 | [36 empty] | 0 | 0 | 0 | 0 | 0 | 0 | 0 | 0 | 0 | 0 | 0 | 0 | 0 | 0 | 0 | 0 | 0 | 0 | 0 | 0 | 0 | 0 | 0 | 0 | 0 | 0 | 0 | 0 | 0 | 0 | 0 | 0
[38 empty] | 0 | 0 | 0 | 0 | 0 | 0 | 0 | 0 | 0 | 0 | 0 | 0 | 0 | 0 | 0 | 0 | 0 | 0 | 0 | 0 | 0 | 0 | 0 | 0 | 0 | 0 | 0 | 0 | 0 | 0 | 0 | 0
[38 empty] | 0 | 0 | 0 | 0 | 0 | 0 | 0 | 0 | 0 | 0 | 0 | 0 | 0 | 0 | 0 | 0 | 0 | 0 | 0 | 0 | 0 | 0 | 0 | 0 | 0 | 0 | 0 | 0 | 0 | 0 | 0 | 0
| 0 | [36 empty] | 0 | 0 | 0 | 0 | 0 | 0 | 0 | 0 | 0 | 0 | 0 | 0 | 0 | 0 | 0 | 0 | 0 | 0 | 0 | 0 | 0 | 0 | 0 | 0 | 0 | 0 | 0 | 0 | 0 | 0 | 0 | 0
Diversity Factor: 0
[38 empty] | Historical Spots & Transfers | [6 empty] | Forecast Spots & Transfers
[35 empty] | Project Name | From | To | 2007 | 2008 | 2009 | 2010 | 2011 | 2012 | 2013 | 2014 | 2015 | 2016 | 2017 | 2018 | 2019 | 2020 | 2021 | 2022 | 2023 | 2024 | 2025 | 2026 | 2027 | 2028 | 2029 | 2030 | 2031 | 2032 | 2033 | 2034 | 2035 | 2036 | 2037 | 2038
0
Diversity Factor: 0
0
Diversity Factor: 0
0
Diversity Factor: 0
0
Diversity Factor: 0
0
Diversity Factor: 0
0
Diversity Factor: 0
0
Diversity Factor: 0
0
Diversity Factor: 0
| Weather Correction and Public Holiday Factors | [8 empty] | Forecast ROG
ROG Justification
| Actual loads for season 2013 have been weather corrected by the following: | [6 empty] | 0% |  | N/A | [59 empty] | N/A
1 | 2 | 3 | 4 | 5 | 6 | 7 | 8 | 9 | 10 | 2014 | 2015 | 2016 | 2017 | 2018 | 2019 | 2020 | 2021 | 2022 | 2023 | 2024 | 2025 | 2026 | 2027 | 2028 | 2029 | 2030 | 2031 | 2032 | 2033 | 2034 | 2035 | 2036 | 2037 | 2038
1 | 1 | 1 | 1 | 1 | 1 | 1 | 1 | 1 | 1 | 0% | 0% | 0% | 0% | 0% | 0% | 0% | 0% | 0% | 0% | 0% | 0% | 0% | 0% | 0% | 0% | 0% | 0% | 0% | 0% | 0% | 0% | 0% | 0% | 0%
Substation Load Detail
[7 empty] | Units | 2013 |  | 2014 | 2015 | 2016 | 2017 | 2018 | 2019 | 2020 | 2021 | 2022 | 2023 | 2024 | 2025 | 2026 | 2027 | 2028 | 2029 | 2030 | 2031 | 2032 | 2033 | 2034 | 2035 | 2036 | 2037 | 2038
1 | Customer59 | Compensated |  | Load (LV side) |  |  | Amps | 5 |  | 5 | 5 | 5 | 5 | 5 | 5 | 5 | 5 | 5 | 5 | 5 | 5 | 5 | 5 | 5 | 5 | 5 | 5 | 5 | 5 | 5 | 5 | 5 | 5 | 5
|  |  |  | Apparent Power |  |  | MVA | 0.576 |  | 0.576 | 0.576 | 0.576 | 0.576 | 0.576 | 0.576 | 0.576 | 0.576 | 0.576 | 0.576 | 0.576 | 0.576 | 0.576 | 0.576 | 0.576 | 0.576 | 0.576 | 0.576 | 0.576 | 0.576 | 0.576 | 0.576 | 0.576 | 0.576 | 0.576
|  |  |  | Real Power |  |  | MW | 0.5184 |  | 0.5184 | 0.5184 | 0.5184 | 0.5184 | 0.5184 | 0.5184 | 0.5184 | 0.5184 | 0.5184 | 0.5184 | 0.5184 | 0.5184 | 0.5184 | 0.5184 | 0.5184 | 0.5184 | 0.5184 | 0.5184 | 0.5184 | 0.5184 | 0.5184 | 0.5184 | 0.5184 | 0.5184 | 0.5184
|  |  |  | Reactive Power |  |  | MVAr | 0.25107 |  | 0.25107 | 0.25107 | 0.25107 | 0.25107 | 0.25107 | 0.25107 | 0.25107 | 0.25107 | 0.25107 | 0.25107 | 0.25107 | 0.25107 | 0.25107 | 0.25107 | 0.25107 | 0.25107 | 0.25107 | 0.25107 | 0.25107 | 0.25107 | 0.25107 | 0.25107 | 0.25107 | 0.25107 | 0.25107
|  |  |  | Capacitors In Service |  |  | MVAr | 0 |  | 0 | 0 | 0 | 0 | 0 | 0 | 0 | 0 | 0 | 0 | 0 | 0 | 0 | 0 | 0 | 0 | 0 | 0 | 0 | 0 | 0 | 0 | 0 | 0 | 0
|  |  |  | PF |  |  |  | 0.9 |  | 0.9 | 0.9 | 0.9 | 0.9 | 0.9 | 0.9 | 0.9 | 0.9 | 0.9 | 0.9 | 0.9 | 0.9 | 0.9 | 0.9 | 0.9 | 0.9 | 0.9 | 0.9 | 0.9 | 0.9 | 0.9 | 0.9 | 0.9 | 0.9 | 0.9
0.43758 | Diversity Factor: 0.44 | Uncompensated |  | Reactive Power |  |  | MVAr | 0.25107 |  | 0.25107 | 0.25107 | 0.25107 | 0.25107 | 0.25107 | 0.25107 | 0.25107 | 0.25107 | 0.25107 | 0.25107 | 0.25107 | 0.25107 | 0.25107 | 0.25107 | 0.25107 | 0.25107 | 0.25107 | 0.25107 | 0.25107 | 0.25107 | 0.25107 | 0.25107 | 0.25107 | 0.25107 | 0.25107
|  |  |  | PF |  |  |  | 0.9 |  | 0.9 | 0.9 | 0.9 | 0.9 | 0.9 | 0.9 | 0.9 | 0.9 | 0.9 | 0.9 | 0.9 | 0.9 | 0.9 | 0.9 | 0.9 | 0.9 | 0.9 | 0.9 | 0.9 | 0.9 | 0.9 | 0.9 | 0.9 | 0.9 | 0.9
[10 empty] | 1 | 2 | 3 | 4 | 5 | 6 | 7 | 8 | 9 | 10 | 11 | 12 | 13 | 14 | 15 | 16 | 17 | 18 | 19 | 20 | 21 | 22 | 23 | 24 | 25
Transformer Load Detail
[7 empty] | Units | 2013 |  | 2014 | 2015 | 2016 | 2017 | 2018 | 2019 | 2020 | 2021 | 2022 | 2023 | 2024 | 2025 | 2026 | 2027 | 2028 | 2029 | 2030 | 2031 | 2032 | 2033 | 2034 | 2035 | 2036 | 2037 | 2038
| 0 | Compensated |  | Load (LV side) |  |  | Amps
|  |  |  | Apparent Power |  |  | MVA
|  |  |  | Real Power |  |  | MW
|  |  |  | Reactive Power |  |  | MVAr
|  |  |  | Capacitors In Service |  |  | MVAr
PF
| Zone Div: | Uncompensated |  | Reactive Power |  |  | MVAr
PF
| 0 | Compensated |  | Load (LV side) |  |  | Amps
|  |  |  | Apparent Power |  |  | MVA
|  |  |  | Real Power |  |  | MW
|  |  |  | Reactive Power |  |  | MVAr
|  |  |  | Capacitors In Service |  |  | MVAr
PF
| Zone Div: | Uncompensated |  | Reactive Power |  |  | MVAr
PF
| 0 | Compensated |  | Load (LV side) |  |  | Amps
|  |  |  | Apparent Power |  |  | MVA
|  |  |  | Real Power |  |  | MW
|  |  |  | Reactive Power |  |  | MVAr
|  |  |  | Capacitors In Service |  |  | MVAr
PF
| Zone Div: | Uncompensated |  | Reactive Power |  |  | MVAr
PF
| 0 | Compensated |  | Load (LV side) |  |  | Amps
|  |  |  | Apparent Power |  |  | MVA
|  |  |  | Real Power |  |  | MW
|  |  |  | Reactive Power |  |  | MVAr
|  |  |  | Capacitors In Service |  |  | MVAr
PF
| Zone Div: | Uncompensated |  | Reactive Power |  |  | MVAr
PF
| 0 | Compensated |  | Load (LV side) |  |  | Amps
|  |  |  | Apparent Power |  |  | MVA
|  |  |  | Real Power |  |  | MW
|  |  |  | Reactive Power |  |  | MVAr
|  |  |  | Capacitors In Service |  |  | MVAr
PF
| Zone Div: | Uncompensated |  | Reactive Power |  |  | MVAr
PF
| 0 | Compensated |  | Load (LV side) |  |  | Amps
|  |  |  | Apparent Power |  |  | MVA
|  |  |  | Real Power |  |  | MW
|  |  |  | Reactive Power |  |  | MVAr
|  |  |  | Capacitors In Service |  |  | MVAr
PF
| Zone Div: | Uncompensated |  | Reactive Power |  |  | MVAr
PF
| 0 | Compensated |  | Load (LV side) |  |  | Amps
|  |  |  | Apparent Power |  |  | MVA
|  |  |  | Real Power |  |  | MW
|  |  |  | Reactive Power |  |  | MVAr
|  |  |  | Capacitors In Service |  |  | MVAr
PF
| Zone Div: | Uncompensated |  | Reactive Power |  |  | MVAr
PF
| 0 | Compensated |  | Load (LV side) |  |  | Amps
|  |  |  | Apparent Power |  |  | MVA
|  |  |  | Real Power |  |  | MW
|  |  |  | Reactive Power |  |  | MVAr
|  |  |  | Capacitors In Service |  |  | MVAr
PF
| Zone Div: | Uncompensated |  | Reactive Power |  |  | MVAr
PF
| 0 | Compensated |  | Load (LV side) |  |  | Amps
|  |  |  | Apparent Power |  |  | MVA
|  |  |  | Real Power |  |  | MW
|  |  |  | Reactive Power |  |  | MVAr
|  |  |  | Capacitors In Service |  |  | MVAr
PF
| Zone Div: | Uncompensated |  | Reactive Power |  |  | MVAr
PF
| 0 | Compensated |  | Load (LV side) |  |  | Amps
|  |  |  | Apparent Power |  |  | MVA
|  |  |  | Real Power |  |  | MW
|  |  |  | Reactive Power |  |  | MVAr
|  |  |  | Capacitors In Service |  |  | MVAr
PF
| Zone Div: | Uncompensated |  | Reactive Power |  |  | MVAr
PF

## Customer60
| Customer60 | [16 empty] | 2014 | WINTER
| Substation Total Loads | [33 empty] | Spots & Transfers Detail
| Historical Loads | MVA | [7 empty] | Weather Corrected Forecast Loads |  |  |  | MVA | [20 empty] | Spots & Transfers Summary | MVA |  | Historical Spots & Transfers | [6 empty] | Forecast Spots & Transfers
|  | 2007 | 2008 | 2009 | 2010 | 2011 | 2012 | 2013 |  | 2014 | 2015 | 2016 | 2017 | 2018 | 2019 | 2020 | 2021 | 2022 | 2023 | 2024 | 2025 | 2026 | 2027 | 2028 | 2029 | 2030 | 2031 | 2032 | 2033 | 2034 | 2035 | 2036 | 2037 | 2038 |  |  |  | 2007 | 2008 | 2009 | 2010 | 2011 | 2012 | 2013 | 2014 | 2015 | 2016 | 2017 | 2018 | 2019 | 2020 | 2021 | 2022 | 2023 | 2024 | 2025 | 2026 | 2027 | 2028 | 2029 | 2030 | 2031 | 2032 | 2033 | 2034 | 2035 | 2036 | 2037 | 2038
| Total |  |  |  |  | 7.703 | 11.98 | 11.467 |  | 11.467 | 11.467 | 11.467 | 11.467 | 11.467 | 11.467 | 11.467 | 11.467 | 11.467 | 11.467 | 11.467 | 11.467 | 11.467 | 11.467 | 11.467 | 11.467 | 11.467 | 11.467 | 11.467 | 11.467 | 11.467 | 11.467 | 11.467 | 11.467 | 11.467 |  |  | Total
Firm Rating
| Total Capacity | [36 empty] | 0 | 0 | 0 | 0 | 0 | 0 | 0 | 0 | 0 | 0 | 0 | 0 | 0 | 0 | 0 | 0 | 0 | 0 | 0 | 0 | 0 | 0 | 0 | 0 | 0 | 0 | 0 | 0 | 0 | 0 | 0 | 0
|  | -7 | -6 | -5 | -4 | -3 | -2 | -1 |  | 0 | 1 | 2 | 3 | 4 | 5 | 6 | 7 | 8 | 9 | 10 | 11 | 12 | 13 | 14 | 15 | 16 | 17 | 18 | 19 | 20 | 21 | 22 | 23 | 24 |  |  |  | 0 | 0 | 0 | 0 | 0 | 0 | 0 | 0 | 0 | 0 | 0 | 0 | 0 | 0 | 0 | 0 | 0 | 0 | 0 | 0 | 0 | 0 | 0 | 0 | 0 | 0 | 0 | 0 | 0 | 0 | 0 | 0
| Transformer Loads | [36 empty] | 0 | 0 | 0 | 0 | 0 | 0 | 0 | 0 | 0 | 0 | 0 | 0 | 0 | 0 | 0 | 0 | 0 | 0 | 0 | 0 | 0 | 0 | 0 | 0 | 0 | 0 | 0 | 0 | 0 | 0 | 0 | 0
| Historical Loads | MVA | [7 empty] | Weather Corrected Forecast Loads |  |  |  | MVA | [23 empty] | 0 | 0 | 0 | 0 | 0 | 0 | 0 | 0 | 0 | 0 | 0 | 0 | 0 | 0 | 0 | 0 | 0 | 0 | 0 | 0 | 0 | 0 | 0 | 0 | 0 | 0 | 0 | 0 | 0 | 0 | 0 | 0
|  | 2007 | 2008 | 2009 | 2010 | 2011 | 2012 | 2013 |  | 2014 | 2015 | 2016 | 2017 | 2018 | 2019 | 2020 | 2021 | 2022 | 2023 | 2024 | 2025 | 2026 | 2027 | 2028 | 2029 | 2030 | 2031 | 2032 | 2033 | 2034 | 2035 | 2036 | 2037 | 2038 |  |  |  | 0 | 0 | 0 | 0 | 0 | 0 | 0 | 0 | 0 | 0 | 0 | 0 | 0 | 0 | 0 | 0 | 0 | 0 | 0 | 0 | 0 | 0 | 0 | 0 | 0 | 0 | 0 | 0 | 0 | 0 | 0 | 0
| 0 | [36 empty] | 0 | 0 | 0 | 0 | 0 | 0 | 0 | 0 | 0 | 0 | 0 | 0 | 0 | 0 | 0 | 0 | 0 | 0 | 0 | 0 | 0 | 0 | 0 | 0 | 0 | 0 | 0 | 0 | 0 | 0 | 0 | 0
| Diversity Factor: 0 | [36 empty] | 0 | 0 | 0 | 0 | 0 | 0 | 0 | 0 | 0 | 0 | 0 | 0 | 0 | 0 | 0 | 0 | 0 | 0 | 0 | 0 | 0 | 0 | 0 | 0 | 0 | 0 | 0 | 0 | 0 | 0 | 0 | 0
[38 empty] | 0 | 0 | 0 | 0 | 0 | 0 | 0 | 0 | 0 | 0 | 0 | 0 | 0 | 0 | 0 | 0 | 0 | 0 | 0 | 0 | 0 | 0 | 0 | 0 | 0 | 0 | 0 | 0 | 0 | 0 | 0 | 0
[38 empty] | 0 | 0 | 0 | 0 | 0 | 0 | 0 | 0 | 0 | 0 | 0 | 0 | 0 | 0 | 0 | 0 | 0 | 0 | 0 | 0 | 0 | 0 | 0 | 0 | 0 | 0 | 0 | 0 | 0 | 0 | 0 | 0
| 0 | [36 empty] | 0 | 0 | 0 | 0 | 0 | 0 | 0 | 0 | 0 | 0 | 0 | 0 | 0 | 0 | 0 | 0 | 0 | 0 | 0 | 0 | 0 | 0 | 0 | 0 | 0 | 0 | 0 | 0 | 0 | 0 | 0 | 0
Diversity Factor: 0
[38 empty] | Historical Spots & Transfers | [6 empty] | Forecast Spots & Transfers
[35 empty] | Project Name | From | To | 2007 | 2008 | 2009 | 2010 | 2011 | 2012 | 2013 | 2014 | 2015 | 2016 | 2017 | 2018 | 2019 | 2020 | 2021 | 2022 | 2023 | 2024 | 2025 | 2026 | 2027 | 2028 | 2029 | 2030 | 2031 | 2032 | 2033 | 2034 | 2035 | 2036 | 2037 | 2038
0
Diversity Factor: 0
0
Diversity Factor: 0
0
Diversity Factor: 0
0
Diversity Factor: 0
0
Diversity Factor: 0
0
Diversity Factor: 0
0
Diversity Factor: 0
0
Diversity Factor: 0
| Weather Correction and Public Holiday Factors | [8 empty] | Forecast ROG
ROG Justification
| Actual loads for season 2013 have been weather corrected by the following: | [6 empty] | 0% |  | N/A | [59 empty] | N/A
1 | 2 | 3 | 4 | 5 | 6 | 7 | 8 | 9 | 10 | 2014 | 2015 | 2016 | 2017 | 2018 | 2019 | 2020 | 2021 | 2022 | 2023 | 2024 | 2025 | 2026 | 2027 | 2028 | 2029 | 2030 | 2031 | 2032 | 2033 | 2034 | 2035 | 2036 | 2037 | 2038
1 | 1 | 1 | 1 | 1 | 1 | 1 | 1 | 1 | 1 | 0% | 0% | 0% | 0% | 0% | 0% | 0% | 0% | 0% | 0% | 0% | 0% | 0% | 0% | 0% | 0% | 0% | 0% | 0% | 0% | 0% | 0% | 0% | 0% | 0%
Substation Load Detail
[7 empty] | Units | 2013 |  | 2014 | 2015 | 2016 | 2017 | 2018 | 2019 | 2020 | 2021 | 2022 | 2023 | 2024 | 2025 | 2026 | 2027 | 2028 | 2029 | 2030 | 2031 | 2032 | 2033 | 2034 | 2035 | 2036 | 2037 | 2038
1 | Customer60 | Compensated |  | Load (LV side) |  |  | Amps | 100 |  | 100 | 100 | 100 | 100 | 100 | 100 | 100 | 100 | 100 | 100 | 100 | 100 | 100 | 100 | 100 | 100 | 100 | 100 | 100 | 100 | 100 | 100 | 100 | 100 | 100
|  |  |  | Apparent Power |  |  | MVA | 11.467 |  | 11.467 | 11.467 | 11.467 | 11.467 | 11.467 | 11.467 | 11.467 | 11.467 | 11.467 | 11.467 | 11.467 | 11.467 | 11.467 | 11.467 | 11.467 | 11.467 | 11.467 | 11.467 | 11.467 | 11.467 | 11.467 | 11.467 | 11.467 | 11.467 | 11.467
|  |  |  | Real Power |  |  | MW | 10.3203 |  | 10.3203 | 10.3203 | 10.3203 | 10.3203 | 10.3203 | 10.3203 | 10.3203 | 10.3203 | 10.3203 | 10.3203 | 10.3203 | 10.3203 | 10.3203 | 10.3203 | 10.3203 | 10.3203 | 10.3203 | 10.3203 | 10.3203 | 10.3203 | 10.3203 | 10.3203 | 10.3203 | 10.3203 | 10.3203
|  |  |  | Reactive Power |  |  | MVAr | 4.9983 |  | 4.9983 | 4.9983 | 4.9983 | 4.9983 | 4.9983 | 4.9983 | 4.9983 | 4.9983 | 4.9983 | 4.9983 | 4.9983 | 4.9983 | 4.9983 | 4.9983 | 4.9983 | 4.9983 | 4.9983 | 4.9983 | 4.9983 | 4.9983 | 4.9983 | 4.9983 | 4.9983 | 4.9983 | 4.9983
|  |  |  | Capacitors In Service |  |  | MVAr | 0 |  | 0 | 0 | 0 | 0 | 0 | 0 | 0 | 0 | 0 | 0 | 0 | 0 | 0 | 0 | 0 | 0 | 0 | 0 | 0 | 0 | 0 | 0 | 0 | 0 | 0
|  |  |  | PF |  |  |  | 0.9 |  | 0.9 | 0.9 | 0.9 | 0.9 | 0.9 | 0.9 | 0.9 | 0.9 | 0.9 | 0.9 | 0.9 | 0.9 | 0.9 | 0.9 | 0.9 | 0.9 | 0.9 | 0.9 | 0.9 | 0.9 | 0.9 | 0.9 | 0.9 | 0.9 | 0.9
0.69786 | Diversity Factor: 0.7 | Uncompensated |  | Reactive Power |  |  | MVAr | 4.9983 |  | 4.9983 | 4.9983 | 4.9983 | 4.9983 | 4.9983 | 4.9983 | 4.9983 | 4.9983 | 4.9983 | 4.9983 | 4.9983 | 4.9983 | 4.9983 | 4.9983 | 4.9983 | 4.9983 | 4.9983 | 4.9983 | 4.9983 | 4.9983 | 4.9983 | 4.9983 | 4.9983 | 4.9983 | 4.9983
|  |  |  | PF |  |  |  | 0.9 |  | 0.9 | 0.9 | 0.9 | 0.9 | 0.9 | 0.9 | 0.9 | 0.9 | 0.9 | 0.9 | 0.9 | 0.9 | 0.9 | 0.9 | 0.9 | 0.9 | 0.9 | 0.9 | 0.9 | 0.9 | 0.9 | 0.9 | 0.9 | 0.9 | 0.9
[10 empty] | 1 | 2 | 3 | 4 | 5 | 6 | 7 | 8 | 9 | 10 | 11 | 12 | 13 | 14 | 15 | 16 | 17 | 18 | 19 | 20 | 21 | 22 | 23 | 24 | 25
Transformer Load Detail
[7 empty] | Units | 2013 |  | 2014 | 2015 | 2016 | 2017 | 2018 | 2019 | 2020 | 2021 | 2022 | 2023 | 2024 | 2025 | 2026 | 2027 | 2028 | 2029 | 2030 | 2031 | 2032 | 2033 | 2034 | 2035 | 2036 | 2037 | 2038
| 0 | Compensated |  | Load (LV side) |  |  | Amps
|  |  |  | Apparent Power |  |  | MVA
|  |  |  | Real Power |  |  | MW
|  |  |  | Reactive Power |  |  | MVAr
|  |  |  | Capacitors In Service |  |  | MVAr
PF
| Zone Div: | Uncompensated |  | Reactive Power |  |  | MVAr
PF
| 0 | Compensated |  | Load (LV side) |  |  | Amps
|  |  |  | Apparent Power |  |  | MVA
|  |  |  | Real Power |  |  | MW
|  |  |  | Reactive Power |  |  | MVAr
|  |  |  | Capacitors In Service |  |  | MVAr
PF
| Zone Div: | Uncompensated |  | Reactive Power |  |  | MVAr
PF
| 0 | Compensated |  | Load (LV side) |  |  | Amps
|  |  |  | Apparent Power |  |  | MVA
|  |  |  | Real Power |  |  | MW
|  |  |  | Reactive Power |  |  | MVAr
|  |  |  | Capacitors In Service |  |  | MVAr
PF
| Zone Div: | Uncompensated |  | Reactive Power |  |  | MVAr
PF
| 0 | Compensated |  | Load (LV side) |  |  | Amps
|  |  |  | Apparent Power |  |  | MVA
|  |  |  | Real Power |  |  | MW
|  |  |  | Reactive Power |  |  | MVAr
|  |  |  | Capacitors In Service |  |  | MVAr
PF
| Zone Div: | Uncompensated |  | Reactive Power |  |  | MVAr
PF
| 0 | Compensated |  | Load (LV side) |  |  | Amps
|  |  |  | Apparent Power |  |  | MVA
|  |  |  | Real Power |  |  | MW
|  |  |  | Reactive Power |  |  | MVAr
|  |  |  | Capacitors In Service |  |  | MVAr
PF
| Zone Div: | Uncompensated |  | Reactive Power |  |  | MVAr
PF
| 0 | Compensated |  | Load (LV side) |  |  | Amps
|  |  |  | Apparent Power |  |  | MVA
|  |  |  | Real Power |  |  | MW
|  |  |  | Reactive Power |  |  | MVAr
|  |  |  | Capacitors In Service |  |  | MVAr
PF
| Zone Div: | Uncompensated |  | Reactive Power |  |  | MVAr
PF
| 0 | Compensated |  | Load (LV side) |  |  | Amps
|  |  |  | Apparent Power |  |  | MVA
|  |  |  | Real Power |  |  | MW
|  |  |  | Reactive Power |  |  | MVAr
|  |  |  | Capacitors In Service |  |  | MVAr
PF
| Zone Div: | Uncompensated |  | Reactive Power |  |  | MVAr
PF
| 0 | Compensated |  | Load (LV side) |  |  | Amps
|  |  |  | Apparent Power |  |  | MVA
|  |  |  | Real Power |  |  | MW
|  |  |  | Reactive Power |  |  | MVAr
|  |  |  | Capacitors In Service |  |  | MVAr
PF
| Zone Div: | Uncompensated |  | Reactive Power |  |  | MVAr
PF
| 0 | Compensated |  | Load (LV side) |  |  | Amps
|  |  |  | Apparent Power |  |  | MVA
|  |  |  | Real Power |  |  | MW
|  |  |  | Reactive Power |  |  | MVAr
|  |  |  | Capacitors In Service |  |  | MVAr
PF
| Zone Div: | Uncompensated |  | Reactive Power |  |  | MVAr
PF
| 0 | Compensated |  | Load (LV side) |  |  | Amps
|  |  |  | Apparent Power |  |  | MVA
|  |  |  | Real Power |  |  | MW
|  |  |  | Reactive Power |  |  | MVAr
|  |  |  | Capacitors In Service |  |  | MVAr
PF
| Zone Div: | Uncompensated |  | Reactive Power |  |  | MVAr
PF

## Customer61
| Customer61 | [16 empty] | 2014 | WINTER
| Substation Total Loads | [33 empty] | Spots & Transfers Detail
| Historical Loads | MVA | [7 empty] | Weather Corrected Forecast Loads |  |  |  | MVA | [20 empty] | Spots & Transfers Summary | MVA |  | Historical Spots & Transfers | [6 empty] | Forecast Spots & Transfers
|  | 2007 | 2008 | 2009 | 2010 | 2011 | 2012 | 2013 |  | 2014 | 2015 | 2016 | 2017 | 2018 | 2019 | 2020 | 2021 | 2022 | 2023 | 2024 | 2025 | 2026 | 2027 | 2028 | 2029 | 2030 | 2031 | 2032 | 2033 | 2034 | 2035 | 2036 | 2037 | 2038 |  |  |  | 2007 | 2008 | 2009 | 2010 | 2011 | 2012 | 2013 | 2014 | 2015 | 2016 | 2017 | 2018 | 2019 | 2020 | 2021 | 2022 | 2023 | 2024 | 2025 | 2026 | 2027 | 2028 | 2029 | 2030 | 2031 | 2032 | 2033 | 2034 | 2035 | 2036 | 2037 | 2038
| Total |  |  |  |  | 9.845 | 11.099 | 10.977 |  | 10.977 | 10.977 | 10.977 | 10.977 | 10.977 | 10.977 | 10.977 | 10.977 | 10.977 | 10.977 | 10.977 | 10.977 | 10.977 | 10.977 | 10.977 | 10.977 | 10.977 | 10.977 | 10.977 | 10.977 | 10.977 | 10.977 | 10.977 | 10.977 | 10.977 |  |  | Total
Firm Rating
| Total Capacity | [36 empty] | 0 | 0 | 0 | 0 | 0 | 0 | 0 | 0 | 0 | 0 | 0 | 0 | 0 | 0 | 0 | 0 | 0 | 0 | 0 | 0 | 0 | 0 | 0 | 0 | 0 | 0 | 0 | 0 | 0 | 0 | 0 | 0
|  | -7 | -6 | -5 | -4 | -3 | -2 | -1 |  | 0 | 1 | 2 | 3 | 4 | 5 | 6 | 7 | 8 | 9 | 10 | 11 | 12 | 13 | 14 | 15 | 16 | 17 | 18 | 19 | 20 | 21 | 22 | 23 | 24 |  |  |  | 0 | 0 | 0 | 0 | 0 | 0 | 0 | 0 | 0 | 0 | 0 | 0 | 0 | 0 | 0 | 0 | 0 | 0 | 0 | 0 | 0 | 0 | 0 | 0 | 0 | 0 | 0 | 0 | 0 | 0 | 0 | 0
| Transformer Loads | [36 empty] | 0 | 0 | 0 | 0 | 0 | 0 | 0 | 0 | 0 | 0 | 0 | 0 | 0 | 0 | 0 | 0 | 0 | 0 | 0 | 0 | 0 | 0 | 0 | 0 | 0 | 0 | 0 | 0 | 0 | 0 | 0 | 0
| Historical Loads | MVA | [7 empty] | Weather Corrected Forecast Loads |  |  |  | MVA | [23 empty] | 0 | 0 | 0 | 0 | 0 | 0 | 0 | 0 | 0 | 0 | 0 | 0 | 0 | 0 | 0 | 0 | 0 | 0 | 0 | 0 | 0 | 0 | 0 | 0 | 0 | 0 | 0 | 0 | 0 | 0 | 0 | 0
|  | 2007 | 2008 | 2009 | 2010 | 2011 | 2012 | 2013 |  | 2014 | 2015 | 2016 | 2017 | 2018 | 2019 | 2020 | 2021 | 2022 | 2023 | 2024 | 2025 | 2026 | 2027 | 2028 | 2029 | 2030 | 2031 | 2032 | 2033 | 2034 | 2035 | 2036 | 2037 | 2038 |  |  |  | 0 | 0 | 0 | 0 | 0 | 0 | 0 | 0 | 0 | 0 | 0 | 0 | 0 | 0 | 0 | 0 | 0 | 0 | 0 | 0 | 0 | 0 | 0 | 0 | 0 | 0 | 0 | 0 | 0 | 0 | 0 | 0
| 0 | [36 empty] | 0 | 0 | 0 | 0 | 0 | 0 | 0 | 0 | 0 | 0 | 0 | 0 | 0 | 0 | 0 | 0 | 0 | 0 | 0 | 0 | 0 | 0 | 0 | 0 | 0 | 0 | 0 | 0 | 0 | 0 | 0 | 0
| Diversity Factor: 0 | [36 empty] | 0 | 0 | 0 | 0 | 0 | 0 | 0 | 0 | 0 | 0 | 0 | 0 | 0 | 0 | 0 | 0 | 0 | 0 | 0 | 0 | 0 | 0 | 0 | 0 | 0 | 0 | 0 | 0 | 0 | 0 | 0 | 0
[38 empty] | 0 | 0 | 0 | 0 | 0 | 0 | 0 | 0 | 0 | 0 | 0 | 0 | 0 | 0 | 0 | 0 | 0 | 0 | 0 | 0 | 0 | 0 | 0 | 0 | 0 | 0 | 0 | 0 | 0 | 0 | 0 | 0
[38 empty] | 0 | 0 | 0 | 0 | 0 | 0 | 0 | 0 | 0 | 0 | 0 | 0 | 0 | 0 | 0 | 0 | 0 | 0 | 0 | 0 | 0 | 0 | 0 | 0 | 0 | 0 | 0 | 0 | 0 | 0 | 0 | 0
| 0 | [36 empty] | 0 | 0 | 0 | 0 | 0 | 0 | 0 | 0 | 0 | 0 | 0 | 0 | 0 | 0 | 0 | 0 | 0 | 0 | 0 | 0 | 0 | 0 | 0 | 0 | 0 | 0 | 0 | 0 | 0 | 0 | 0 | 0
Diversity Factor: 0
[38 empty] | Historical Spots & Transfers | [6 empty] | Forecast Spots & Transfers
[35 empty] | Project Name | From | To | 2007 | 2008 | 2009 | 2010 | 2011 | 2012 | 2013 | 2014 | 2015 | 2016 | 2017 | 2018 | 2019 | 2020 | 2021 | 2022 | 2023 | 2024 | 2025 | 2026 | 2027 | 2028 | 2029 | 2030 | 2031 | 2032 | 2033 | 2034 | 2035 | 2036 | 2037 | 2038
0
Diversity Factor: 0
0
Diversity Factor: 0
0
Diversity Factor: 0
0
Diversity Factor: 0
0
Diversity Factor: 0
0
Diversity Factor: 0
0
Diversity Factor: 0
0
Diversity Factor: 0
| Weather Correction and Public Holiday Factors | [8 empty] | Forecast ROG
ROG Justification
| Actual loads for season 2013 have been weather corrected by the following: | [6 empty] | 0% |  | N/A | [59 empty] | N/A
1 | 2 | 3 | 4 | 5 | 6 | 7 | 8 | 9 | 10 | 2014 | 2015 | 2016 | 2017 | 2018 | 2019 | 2020 | 2021 | 2022 | 2023 | 2024 | 2025 | 2026 | 2027 | 2028 | 2029 | 2030 | 2031 | 2032 | 2033 | 2034 | 2035 | 2036 | 2037 | 2038
1 | 1 | 1 | 1 | 1 | 1 | 1 | 1 | 1 | 1 | 0% | 0% | 0% | 0% | 0% | 0% | 0% | 0% | 0% | 0% | 0% | 0% | 0% | 0% | 0% | 0% | 0% | 0% | 0% | 0% | 0% | 0% | 0% | 0% | 0%
Substation Load Detail
[7 empty] | Units | 2013 |  | 2014 | 2015 | 2016 | 2017 | 2018 | 2019 | 2020 | 2021 | 2022 | 2023 | 2024 | 2025 | 2026 | 2027 | 2028 | 2029 | 2030 | 2031 | 2032 | 2033 | 2034 | 2035 | 2036 | 2037 | 2038
1 | Customer61 | Compensated |  | Load (LV side) |  |  | Amps | 96 |  | 96 | 96 | 96 | 96 | 96 | 96 | 96 | 96 | 96 | 96 | 96 | 96 | 96 | 96 | 96 | 96 | 96 | 96 | 96 | 96 | 96 | 96 | 96 | 96 | 96
|  |  |  | Apparent Power |  |  | MVA | 10.977 |  | 10.977 | 10.977 | 10.977 | 10.977 | 10.977 | 10.977 | 10.977 | 10.977 | 10.977 | 10.977 | 10.977 | 10.977 | 10.977 | 10.977 | 10.977 | 10.977 | 10.977 | 10.977 | 10.977 | 10.977 | 10.977 | 10.977 | 10.977 | 10.977 | 10.977
|  |  |  | Real Power |  |  | MW | 10.977 |  | 10.977 | 10.977 | 10.977 | 10.977 | 10.977 | 10.977 | 10.977 | 10.977 | 10.977 | 10.977 | 10.977 | 10.977 | 10.977 | 10.977 | 10.977 | 10.977 | 10.977 | 10.977 | 10.977 | 10.977 | 10.977 | 10.977 | 10.977 | 10.977 | 10.977
|  |  |  | Reactive Power |  |  | MVAr | 0 |  | 0 | 0 | 0 | 0 | 0 | 0 | 0 | 0 | 0 | 0 | 0 | 0 | 0 | 0 | 0 | 0 | 0 | 0 | 0 | 0 | 0 | 0 | 0 | 0 | 0
|  |  |  | Capacitors In Service |  |  | MVAr | 0 |  | 0 | 0 | 0 | 0 | 0 | 0 | 0 | 0 | 0 | 0 | 0 | 0 | 0 | 0 | 0 | 0 | 0 | 0 | 0 | 0 | 0 | 0 | 0 | 0 | 0
|  |  |  | PF |  |  |  | 1 | bar: 2014 to 2038
0.65003 | Diversity Factor: 0.65 | Uncompensated |  | Reactive Power |  |  | MVAr | 0 |  | 0 | 0 | 0 | 0 | 0 | 0 | 0 | 0 | 0 | 0 | 0 | 0 | 0 | 0 | 0 | 0 | 0 | 0 | 0 | 0 | 0 | 0 | 0 | 0 | 0
|  |  |  | PF |  |  |  | 1 | bar: 2014 to 2038
[10 empty] | 1 | 2 | 3 | 4 | 5 | 6 | 7 | 8 | 9 | 10 | 11 | 12 | 13 | 14 | 15 | 16 | 17 | 18 | 19 | 20 | 21 | 22 | 23 | 24 | 25
Transformer Load Detail
[7 empty] | Units | 2013 |  | 2014 | 2015 | 2016 | 2017 | 2018 | 2019 | 2020 | 2021 | 2022 | 2023 | 2024 | 2025 | 2026 | 2027 | 2028 | 2029 | 2030 | 2031 | 2032 | 2033 | 2034 | 2035 | 2036 | 2037 | 2038
| 0 | Compensated |  | Load (LV side) |  |  | Amps
|  |  |  | Apparent Power |  |  | MVA
|  |  |  | Real Power |  |  | MW
|  |  |  | Reactive Power |  |  | MVAr
|  |  |  | Capacitors In Service |  |  | MVAr
PF
| Zone Div: | Uncompensated |  | Reactive Power |  |  | MVAr
PF
| 0 | Compensated |  | Load (LV side) |  |  | Amps
|  |  |  | Apparent Power |  |  | MVA
|  |  |  | Real Power |  |  | MW
|  |  |  | Reactive Power |  |  | MVAr
|  |  |  | Capacitors In Service |  |  | MVAr
PF
| Zone Div: | Uncompensated |  | Reactive Power |  |  | MVAr
PF
| 0 | Compensated |  | Load (LV side) |  |  | Amps
|  |  |  | Apparent Power |  |  | MVA
|  |  |  | Real Power |  |  | MW
|  |  |  | Reactive Power |  |  | MVAr
|  |  |  | Capacitors In Service |  |  | MVAr
PF
| Zone Div: | Uncompensated |  | Reactive Power |  |  | MVAr
PF
| 0 | Compensated |  | Load (LV side) |  |  | Amps
|  |  |  | Apparent Power |  |  | MVA
|  |  |  | Real Power |  |  | MW
|  |  |  | Reactive Power |  |  | MVAr
|  |  |  | Capacitors In Service |  |  | MVAr
PF
| Zone Div: | Uncompensated |  | Reactive Power |  |  | MVAr
PF
| 0 | Compensated |  | Load (LV side) |  |  | Amps
|  |  |  | Apparent Power |  |  | MVA
|  |  |  | Real Power |  |  | MW
|  |  |  | Reactive Power |  |  | MVAr
|  |  |  | Capacitors In Service |  |  | MVAr
PF
| Zone Div: | Uncompensated |  | Reactive Power |  |  | MVAr
PF
| 0 | Compensated |  | Load (LV side) |  |  | Amps
|  |  |  | Apparent Power |  |  | MVA
|  |  |  | Real Power |  |  | MW
|  |  |  | Reactive Power |  |  | MVAr
|  |  |  | Capacitors In Service |  |  | MVAr
PF
| Zone Div: | Uncompensated |  | Reactive Power |  |  | MVAr
PF
| 0 | Compensated |  | Load (LV side) |  |  | Amps
|  |  |  | Apparent Power |  |  | MVA
|  |  |  | Real Power |  |  | MW
|  |  |  | Reactive Power |  |  | MVAr
|  |  |  | Capacitors In Service |  |  | MVAr
PF
| Zone Div: | Uncompensated |  | Reactive Power |  |  | MVAr
PF
| 0 | Compensated |  | Load (LV side) |  |  | Amps
|  |  |  | Apparent Power |  |  | MVA
|  |  |  | Real Power |  |  | MW
|  |  |  | Reactive Power |  |  | MVAr
|  |  |  | Capacitors In Service |  |  | MVAr
PF
| Zone Div: | Uncompensated |  | Reactive Power |  |  | MVAr
PF
| 0 | Compensated |  | Load (LV side) |  |  | Amps
|  |  |  | Apparent Power |  |  | MVA
|  |  |  | Real Power |  |  | MW
|  |  |  | Reactive Power |  |  | MVAr
|  |  |  | Capacitors In Service |  |  | MVAr
PF
| Zone Div: | Uncompensated |  | Reactive Power |  |  | MVAr
PF
| 0 | Compensated |  | Load (LV side) |  |  | Amps
|  |  |  | Apparent Power |  |  | MVA
|  |  |  | Real Power |  |  | MW
|  |  |  | Reactive Power |  |  | MVAr
|  |  |  | Capacitors In Service |  |  | MVAr
PF
| Zone Div: | Uncompensated |  | Reactive Power |  |  | MVAr
PF

## Customer62
| Customer62 | [16 empty] | 2014 | WINTER
| Substation Total Loads | [33 empty] | Spots & Transfers Detail
| Historical Loads | MVA | [7 empty] | Weather Corrected Forecast Loads |  |  |  | MVA | [20 empty] | Spots & Transfers Summary | MVA |  | Historical Spots & Transfers | [6 empty] | Forecast Spots & Transfers
|  | 2007 | 2008 | 2009 | 2010 | 2011 | 2012 | 2013 |  | 2014 | 2015 | 2016 | 2017 | 2018 | 2019 | 2020 | 2021 | 2022 | 2023 | 2024 | 2025 | 2026 | 2027 | 2028 | 2029 | 2030 | 2031 | 2032 | 2033 | 2034 | 2035 | 2036 | 2037 | 2038 |  |  |  | 2007 | 2008 | 2009 | 2010 | 2011 | 2012 | 2013 | 2014 | 2015 | 2016 | 2017 | 2018 | 2019 | 2020 | 2021 | 2022 | 2023 | 2024 | 2025 | 2026 | 2027 | 2028 | 2029 | 2030 | 2031 | 2032 | 2033 | 2034 | 2035 | 2036 | 2037 | 2038
| Total | [5 empty] | 7.859 | 7.685 |  | 7.685 | 7.685 | 7.685 | 7.685 | 7.685 | 7.685 | 7.685 | 7.685 | 7.685 | 7.685 | 7.685 | 7.685 | 7.685 | 7.685 | 7.685 | 7.685 | 7.685 | 7.685 | 7.685 | 7.685 | 7.685 | 7.685 | 7.685 | 7.685 | 7.685 |  |  | Total
Firm Rating
| Total Capacity | [36 empty] | 0 | 0 | 0 | 0 | 0 | 0 | 0 | 0 | 0 | 0 | 0 | 0 | 0 | 0 | 0 | 0 | 0 | 0 | 0 | 0 | 0 | 0 | 0 | 0 | 0 | 0 | 0 | 0 | 0 | 0 | 0 | 0
|  | -7 | -6 | -5 | -4 | -3 | -2 | -1 |  | 0 | 1 | 2 | 3 | 4 | 5 | 6 | 7 | 8 | 9 | 10 | 11 | 12 | 13 | 14 | 15 | 16 | 17 | 18 | 19 | 20 | 21 | 22 | 23 | 24 |  |  |  | 0 | 0 | 0 | 0 | 0 | 0 | 0 | 0 | 0 | 0 | 0 | 0 | 0 | 0 | 0 | 0 | 0 | 0 | 0 | 0 | 0 | 0 | 0 | 0 | 0 | 0 | 0 | 0 | 0 | 0 | 0 | 0
| Transformer Loads | [36 empty] | 0 | 0 | 0 | 0 | 0 | 0 | 0 | 0 | 0 | 0 | 0 | 0 | 0 | 0 | 0 | 0 | 0 | 0 | 0 | 0 | 0 | 0 | 0 | 0 | 0 | 0 | 0 | 0 | 0 | 0 | 0 | 0
| Historical Loads | MVA | [7 empty] | Weather Corrected Forecast Loads |  |  |  | MVA | [23 empty] | 0 | 0 | 0 | 0 | 0 | 0 | 0 | 0 | 0 | 0 | 0 | 0 | 0 | 0 | 0 | 0 | 0 | 0 | 0 | 0 | 0 | 0 | 0 | 0 | 0 | 0 | 0 | 0 | 0 | 0 | 0 | 0
|  | 2007 | 2008 | 2009 | 2010 | 2011 | 2012 | 2013 |  | 2014 | 2015 | 2016 | 2017 | 2018 | 2019 | 2020 | 2021 | 2022 | 2023 | 2024 | 2025 | 2026 | 2027 | 2028 | 2029 | 2030 | 2031 | 2032 | 2033 | 2034 | 2035 | 2036 | 2037 | 2038 |  |  |  | 0 | 0 | 0 | 0 | 0 | 0 | 0 | 0 | 0 | 0 | 0 | 0 | 0 | 0 | 0 | 0 | 0 | 0 | 0 | 0 | 0 | 0 | 0 | 0 | 0 | 0 | 0 | 0 | 0 | 0 | 0 | 0
| 0 | [36 empty] | 0 | 0 | 0 | 0 | 0 | 0 | 0 | 0 | 0 | 0 | 0 | 0 | 0 | 0 | 0 | 0 | 0 | 0 | 0 | 0 | 0 | 0 | 0 | 0 | 0 | 0 | 0 | 0 | 0 | 0 | 0 | 0
| Diversity Factor: 0 | [36 empty] | 0 | 0 | 0 | 0 | 0 | 0 | 0 | 0 | 0 | 0 | 0 | 0 | 0 | 0 | 0 | 0 | 0 | 0 | 0 | 0 | 0 | 0 | 0 | 0 | 0 | 0 | 0 | 0 | 0 | 0 | 0 | 0
[38 empty] | 0 | 0 | 0 | 0 | 0 | 0 | 0 | 0 | 0 | 0 | 0 | 0 | 0 | 0 | 0 | 0 | 0 | 0 | 0 | 0 | 0 | 0 | 0 | 0 | 0 | 0 | 0 | 0 | 0 | 0 | 0 | 0
[38 empty] | 0 | 0 | 0 | 0 | 0 | 0 | 0 | 0 | 0 | 0 | 0 | 0 | 0 | 0 | 0 | 0 | 0 | 0 | 0 | 0 | 0 | 0 | 0 | 0 | 0 | 0 | 0 | 0 | 0 | 0 | 0 | 0
| 0 | [36 empty] | 0 | 0 | 0 | 0 | 0 | 0 | 0 | 0 | 0 | 0 | 0 | 0 | 0 | 0 | 0 | 0 | 0 | 0 | 0 | 0 | 0 | 0 | 0 | 0 | 0 | 0 | 0 | 0 | 0 | 0 | 0 | 0
Diversity Factor: 0
[38 empty] | Historical Spots & Transfers | [6 empty] | Forecast Spots & Transfers
[35 empty] | Project Name | From | To | 2007 | 2008 | 2009 | 2010 | 2011 | 2012 | 2013 | 2014 | 2015 | 2016 | 2017 | 2018 | 2019 | 2020 | 2021 | 2022 | 2023 | 2024 | 2025 | 2026 | 2027 | 2028 | 2029 | 2030 | 2031 | 2032 | 2033 | 2034 | 2035 | 2036 | 2037 | 2038
0
Diversity Factor: 0
0
Diversity Factor: 0
0
Diversity Factor: 0
0
Diversity Factor: 0
0
Diversity Factor: 0
0
Diversity Factor: 0
0
Diversity Factor: 0
0
Diversity Factor: 0
| Weather Correction and Public Holiday Factors | [8 empty] | Forecast ROG
ROG Justification
| Actual loads for season 2013 have been weather corrected by the following: | [6 empty] | 0% |  | N/A | [59 empty] | N/A
1 | 2 | 3 | 4 | 5 | 6 | 7 | 8 | 9 | 10 | 2014 | 2015 | 2016 | 2017 | 2018 | 2019 | 2020 | 2021 | 2022 | 2023 | 2024 | 2025 | 2026 | 2027 | 2028 | 2029 | 2030 | 2031 | 2032 | 2033 | 2034 | 2035 | 2036 | 2037 | 2038
1 | 1 | 1 | 1 | 1 | 1 | 1 | 1 | 1 | 1 | 0% | 0% | 0% | 0% | 0% | 0% | 0% | 0% | 0% | 0% | 0% | 0% | 0% | 0% | 0% | 0% | 0% | 0% | 0% | 0% | 0% | 0% | 0% | 0% | 0%
Substation Load Detail
[7 empty] | Units | 2013 |  | 2014 | 2015 | 2016 | 2017 | 2018 | 2019 | 2020 | 2021 | 2022 | 2023 | 2024 | 2025 | 2026 | 2027 | 2028 | 2029 | 2030 | 2031 | 2032 | 2033 | 2034 | 2035 | 2036 | 2037 | 2038
1 | Customer62 | Compensated |  | Load (LV side) |  |  | Amps | 134 |  | 134 | 134 | 134 | 134 | 134 | 134 | 134 | 134 | 134 | 134 | 134 | 134 | 134 | 134 | 134 | 134 | 134 | 134 | 134 | 134 | 134 | 134 | 134 | 134 | 134
|  |  |  | Apparent Power |  |  | MVA | 7.685 |  | 7.685 | 7.685 | 7.685 | 7.685 | 7.685 | 7.685 | 7.685 | 7.685 | 7.685 | 7.685 | 7.685 | 7.685 | 7.685 | 7.685 | 7.685 | 7.685 | 7.685 | 7.685 | 7.685 | 7.685 | 7.685 | 7.685 | 7.685 | 7.685 | 7.685
|  |  |  | Real Power |  |  | MW | 6.9165 |  | 6.9165 | 6.9165 | 6.9165 | 6.9165 | 6.9165 | 6.9165 | 6.9165 | 6.9165 | 6.9165 | 6.9165 | 6.9165 | 6.9165 | 6.9165 | 6.9165 | 6.9165 | 6.9165 | 6.9165 | 6.9165 | 6.9165 | 6.9165 | 6.9165 | 6.9165 | 6.9165 | 6.9165 | 6.9165
|  |  |  | Reactive Power |  |  | MVAr | 3.3498 |  | 3.3498 | 3.3498 | 3.3498 | 3.3498 | 3.3498 | 3.3498 | 3.3498 | 3.3498 | 3.3498 | 3.3498 | 3.3498 | 3.3498 | 3.3498 | 3.3498 | 3.3498 | 3.3498 | 3.3498 | 3.3498 | 3.3498 | 3.3498 | 3.3498 | 3.3498 | 3.3498 | 3.3498 | 3.3498
|  |  |  | Capacitors In Service |  |  | MVAr | 0 |  | 0 | 0 | 0 | 0 | 0 | 0 | 0 | 0 | 0 | 0 | 0 | 0 | 0 | 0 | 0 | 0 | 0 | 0 | 0 | 0 | 0 | 0 | 0 | 0 | 0
|  |  |  | PF |  |  |  | 0.9 |  | 0.9 | 0.9 | 0.9 | 0.9 | 0.9 | 0.9 | 0.9 | 0.9 | 0.9 | 0.9 | 0.9 | 0.9 | 0.9 | 0.9 | 0.9 | 0.9 | 0.9 | 0.9 | 0.9 | 0.9 | 0.9 | 0.9 | 0.9 | 0.9 | 0.9
| Diversity Factor: 0 | Uncompensated |  | Reactive Power |  |  | MVAr | 3.3498 |  | 3.3498 | 3.3498 | 3.3498 | 3.3498 | 3.3498 | 3.3498 | 3.3498 | 3.3498 | 3.3498 | 3.3498 | 3.3498 | 3.3498 | 3.3498 | 3.3498 | 3.3498 | 3.3498 | 3.3498 | 3.3498 | 3.3498 | 3.3498 | 3.3498 | 3.3498 | 3.3498 | 3.3498 | 3.3498
|  |  |  | PF |  |  |  | 0.9 |  | 0.9 | 0.9 | 0.9 | 0.9 | 0.9 | 0.9 | 0.9 | 0.9 | 0.9 | 0.9 | 0.9 | 0.9 | 0.9 | 0.9 | 0.9 | 0.9 | 0.9 | 0.9 | 0.9 | 0.9 | 0.9 | 0.9 | 0.9 | 0.9 | 0.9
[10 empty] | 1 | 2 | 3 | 4 | 5 | 6 | 7 | 8 | 9 | 10 | 11 | 12 | 13 | 14 | 15 | 16 | 17 | 18 | 19 | 20 | 21 | 22 | 23 | 24 | 25
Transformer Load Detail
[7 empty] | Units | 2013 |  | 2014 | 2015 | 2016 | 2017 | 2018 | 2019 | 2020 | 2021 | 2022 | 2023 | 2024 | 2025 | 2026 | 2027 | 2028 | 2029 | 2030 | 2031 | 2032 | 2033 | 2034 | 2035 | 2036 | 2037 | 2038
| 0 | Compensated |  | Load (LV side) |  |  | Amps
|  |  |  | Apparent Power |  |  | MVA
|  |  |  | Real Power |  |  | MW
|  |  |  | Reactive Power |  |  | MVAr
|  |  |  | Capacitors In Service |  |  | MVAr
PF
| Zone Div: | Uncompensated |  | Reactive Power |  |  | MVAr
PF
| 0 | Compensated |  | Load (LV side) |  |  | Amps
|  |  |  | Apparent Power |  |  | MVA
|  |  |  | Real Power |  |  | MW
|  |  |  | Reactive Power |  |  | MVAr
|  |  |  | Capacitors In Service |  |  | MVAr
PF
| Zone Div: | Uncompensated |  | Reactive Power |  |  | MVAr
PF
| 0 | Compensated |  | Load (LV side) |  |  | Amps
|  |  |  | Apparent Power |  |  | MVA
|  |  |  | Real Power |  |  | MW
|  |  |  | Reactive Power |  |  | MVAr
|  |  |  | Capacitors In Service |  |  | MVAr
PF
| Zone Div: | Uncompensated |  | Reactive Power |  |  | MVAr
PF
| 0 | Compensated |  | Load (LV side) |  |  | Amps
|  |  |  | Apparent Power |  |  | MVA
|  |  |  | Real Power |  |  | MW
|  |  |  | Reactive Power |  |  | MVAr
|  |  |  | Capacitors In Service |  |  | MVAr
PF
| Zone Div: | Uncompensated |  | Reactive Power |  |  | MVAr
PF
| 0 | Compensated |  | Load (LV side) |  |  | Amps
|  |  |  | Apparent Power |  |  | MVA
|  |  |  | Real Power |  |  | MW
|  |  |  | Reactive Power |  |  | MVAr
|  |  |  | Capacitors In Service |  |  | MVAr
PF
| Zone Div: | Uncompensated |  | Reactive Power |  |  | MVAr
PF
| 0 | Compensated |  | Load (LV side) |  |  | Amps
|  |  |  | Apparent Power |  |  | MVA
|  |  |  | Real Power |  |  | MW
|  |  |  | Reactive Power |  |  | MVAr
|  |  |  | Capacitors In Service |  |  | MVAr
PF
| Zone Div: | Uncompensated |  | Reactive Power |  |  | MVAr
PF
| 0 | Compensated |  | Load (LV side) |  |  | Amps
|  |  |  | Apparent Power |  |  | MVA
|  |  |  | Real Power |  |  | MW
|  |  |  | Reactive Power |  |  | MVAr
|  |  |  | Capacitors In Service |  |  | MVAr
PF
| Zone Div: | Uncompensated |  | Reactive Power |  |  | MVAr
PF
| 0 | Compensated |  | Load (LV side) |  |  | Amps
|  |  |  | Apparent Power |  |  | MVA
|  |  |  | Real Power |  |  | MW
|  |  |  | Reactive Power |  |  | MVAr
|  |  |  | Capacitors In Service |  |  | MVAr
PF
| Zone Div: | Uncompensated |  | Reactive Power |  |  | MVAr
PF
| 0 | Compensated |  | Load (LV side) |  |  | Amps
|  |  |  | Apparent Power |  |  | MVA
|  |  |  | Real Power |  |  | MW
|  |  |  | Reactive Power |  |  | MVAr
|  |  |  | Capacitors In Service |  |  | MVAr
PF
| Zone Div: | Uncompensated |  | Reactive Power |  |  | MVAr
PF
| 0 | Compensated |  | Load (LV side) |  |  | Amps
|  |  |  | Apparent Power |  |  | MVA
|  |  |  | Real Power |  |  | MW
|  |  |  | Reactive Power |  |  | MVAr
|  |  |  | Capacitors In Service |  |  | MVAr
PF
| Zone Div: | Uncompensated |  | Reactive Power |  |  | MVAr
PF

## Customer63
| Customer63 | [16 empty] | 2014 | WINTER
| Substation Total Loads | [33 empty] | Spots & Transfers Detail
| Historical Loads | MVA | [7 empty] | Weather Corrected Forecast Loads |  |  |  | MVA | [20 empty] | Spots & Transfers Summary | MVA |  | Historical Spots & Transfers | [6 empty] | Forecast Spots & Transfers
|  | 2007 | 2008 | 2009 | 2010 | 2011 | 2012 | 2013 |  | 2014 | 2015 | 2016 | 2017 | 2018 | 2019 | 2020 | 2021 | 2022 | 2023 | 2024 | 2025 | 2026 | 2027 | 2028 | 2029 | 2030 | 2031 | 2032 | 2033 | 2034 | 2035 | 2036 | 2037 | 2038 |  |  |  | 2007 | 2008 | 2009 | 2010 | 2011 | 2012 | 2013 | 2014 | 2015 | 2016 | 2017 | 2018 | 2019 | 2020 | 2021 | 2022 | 2023 | 2024 | 2025 | 2026 | 2027 | 2028 | 2029 | 2030 | 2031 | 2032 | 2033 | 2034 | 2035 | 2036 | 2037 | 2038
| Total |  |  |  |  | 8.751 | 8.558 | 8.238 |  | 8.238 | 8.238 | 8.238 | 8.238 | 8.238 | 8.238 | 8.238 | 8.238 | 8.238 | 8.238 | 8.238 | 8.238 | 8.238 | 8.238 | 8.238 | 8.238 | 8.238 | 8.238 | 8.238 | 8.238 | 8.238 | 8.238 | 8.238 | 8.238 | 8.238 |  |  | Total
Firm Rating
| Total Capacity | [36 empty] | 0 | 0 | 0 | 0 | 0 | 0 | 0 | 0 | 0 | 0 | 0 | 0 | 0 | 0 | 0 | 0 | 0 | 0 | 0 | 0 | 0 | 0 | 0 | 0 | 0 | 0 | 0 | 0 | 0 | 0 | 0 | 0
|  | -7 | -6 | -5 | -4 | -3 | -2 | -1 |  | 0 | 1 | 2 | 3 | 4 | 5 | 6 | 7 | 8 | 9 | 10 | 11 | 12 | 13 | 14 | 15 | 16 | 17 | 18 | 19 | 20 | 21 | 22 | 23 | 24 |  |  |  | 0 | 0 | 0 | 0 | 0 | 0 | 0 | 0 | 0 | 0 | 0 | 0 | 0 | 0 | 0 | 0 | 0 | 0 | 0 | 0 | 0 | 0 | 0 | 0 | 0 | 0 | 0 | 0 | 0 | 0 | 0 | 0
| Transformer Loads | [36 empty] | 0 | 0 | 0 | 0 | 0 | 0 | 0 | 0 | 0 | 0 | 0 | 0 | 0 | 0 | 0 | 0 | 0 | 0 | 0 | 0 | 0 | 0 | 0 | 0 | 0 | 0 | 0 | 0 | 0 | 0 | 0 | 0
| Historical Loads | MVA | [7 empty] | Weather Corrected Forecast Loads |  |  |  | MVA | [23 empty] | 0 | 0 | 0 | 0 | 0 | 0 | 0 | 0 | 0 | 0 | 0 | 0 | 0 | 0 | 0 | 0 | 0 | 0 | 0 | 0 | 0 | 0 | 0 | 0 | 0 | 0 | 0 | 0 | 0 | 0 | 0 | 0
|  | 2007 | 2008 | 2009 | 2010 | 2011 | 2012 | 2013 |  | 2014 | 2015 | 2016 | 2017 | 2018 | 2019 | 2020 | 2021 | 2022 | 2023 | 2024 | 2025 | 2026 | 2027 | 2028 | 2029 | 2030 | 2031 | 2032 | 2033 | 2034 | 2035 | 2036 | 2037 | 2038 |  |  |  | 0 | 0 | 0 | 0 | 0 | 0 | 0 | 0 | 0 | 0 | 0 | 0 | 0 | 0 | 0 | 0 | 0 | 0 | 0 | 0 | 0 | 0 | 0 | 0 | 0 | 0 | 0 | 0 | 0 | 0 | 0 | 0
| 0 | [36 empty] | 0 | 0 | 0 | 0 | 0 | 0 | 0 | 0 | 0 | 0 | 0 | 0 | 0 | 0 | 0 | 0 | 0 | 0 | 0 | 0 | 0 | 0 | 0 | 0 | 0 | 0 | 0 | 0 | 0 | 0 | 0 | 0
| Diversity Factor: 0 | [36 empty] | 0 | 0 | 0 | 0 | 0 | 0 | 0 | 0 | 0 | 0 | 0 | 0 | 0 | 0 | 0 | 0 | 0 | 0 | 0 | 0 | 0 | 0 | 0 | 0 | 0 | 0 | 0 | 0 | 0 | 0 | 0 | 0
[38 empty] | 0 | 0 | 0 | 0 | 0 | 0 | 0 | 0 | 0 | 0 | 0 | 0 | 0 | 0 | 0 | 0 | 0 | 0 | 0 | 0 | 0 | 0 | 0 | 0 | 0 | 0 | 0 | 0 | 0 | 0 | 0 | 0
[38 empty] | 0 | 0 | 0 | 0 | 0 | 0 | 0 | 0 | 0 | 0 | 0 | 0 | 0 | 0 | 0 | 0 | 0 | 0 | 0 | 0 | 0 | 0 | 0 | 0 | 0 | 0 | 0 | 0 | 0 | 0 | 0 | 0
| 0 | [36 empty] | 0 | 0 | 0 | 0 | 0 | 0 | 0 | 0 | 0 | 0 | 0 | 0 | 0 | 0 | 0 | 0 | 0 | 0 | 0 | 0 | 0 | 0 | 0 | 0 | 0 | 0 | 0 | 0 | 0 | 0 | 0 | 0
Diversity Factor: 0
[38 empty] | Historical Spots & Transfers | [6 empty] | Forecast Spots & Transfers
[35 empty] | Project Name | From | To | 2007 | 2008 | 2009 | 2010 | 2011 | 2012 | 2013 | 2014 | 2015 | 2016 | 2017 | 2018 | 2019 | 2020 | 2021 | 2022 | 2023 | 2024 | 2025 | 2026 | 2027 | 2028 | 2029 | 2030 | 2031 | 2032 | 2033 | 2034 | 2035 | 2036 | 2037 | 2038
0
Diversity Factor: 0
0
Diversity Factor: 0
0
Diversity Factor: 0
0
Diversity Factor: 0
0
Diversity Factor: 0
0
Diversity Factor: 0
0
Diversity Factor: 0
0
Diversity Factor: 0
| Weather Correction and Public Holiday Factors | [8 empty] | Forecast ROG
ROG Justification
| Actual loads for season 2013 have been weather corrected by the following: | [6 empty] | 0% |  | N/A | [59 empty] | N/A
1 | 2 | 3 | 4 | 5 | 6 | 7 | 8 | 9 | 10 | 2014 | 2015 | 2016 | 2017 | 2018 | 2019 | 2020 | 2021 | 2022 | 2023 | 2024 | 2025 | 2026 | 2027 | 2028 | 2029 | 2030 | 2031 | 2032 | 2033 | 2034 | 2035 | 2036 | 2037 | 2038
1 | 1 | 1 | 1 | 1 | 1 | 1 | 1 | 1 | 1 | 0% | 0% | 0% | 0% | 0% | 0% | 0% | 0% | 0% | 0% | 0% | 0% | 0% | 0% | 0% | 0% | 0% | 0% | 0% | 0% | 0% | 0% | 0% | 0% | 0%
Substation Load Detail
[7 empty] | Units | 2013 |  | 2014 | 2015 | 2016 | 2017 | 2018 | 2019 | 2020 | 2021 | 2022 | 2023 | 2024 | 2025 | 2026 | 2027 | 2028 | 2029 | 2030 | 2031 | 2032 | 2033 | 2034 | 2035 | 2036 | 2037 | 2038
1 | Customer63 | Compensated |  | Load (LV side) |  |  | Amps | 72 |  | 72 | 72 | 72 | 72 | 72 | 72 | 72 | 72 | 72 | 72 | 72 | 72 | 72 | 72 | 72 | 72 | 72 | 72 | 72 | 72 | 72 | 72 | 72 | 72 | 72
|  |  |  | Apparent Power |  |  | MVA | 8.238 |  | 8.238 | 8.238 | 8.238 | 8.238 | 8.238 | 8.238 | 8.238 | 8.238 | 8.238 | 8.238 | 8.238 | 8.238 | 8.238 | 8.238 | 8.238 | 8.238 | 8.238 | 8.238 | 8.238 | 8.238 | 8.238 | 8.238 | 8.238 | 8.238 | 8.238
|  |  |  | Real Power |  |  | MW | 7.4142 |  | 7.4142 | 7.4142 | 7.4142 | 7.4142 | 7.4142 | 7.4142 | 7.4142 | 7.4142 | 7.4142 | 7.4142 | 7.4142 | 7.4142 | 7.4142 | 7.4142 | 7.4142 | 7.4142 | 7.4142 | 7.4142 | 7.4142 | 7.4142 | 7.4142 | 7.4142 | 7.4142 | 7.4142 | 7.4142
|  |  |  | Reactive Power |  |  | MVAr | 3.5909 |  | 3.5909 | 3.5909 | 3.5909 | 3.5909 | 3.5909 | 3.5909 | 3.5909 | 3.5909 | 3.5909 | 3.5909 | 3.5909 | 3.5909 | 3.5909 | 3.5909 | 3.5909 | 3.5909 | 3.5909 | 3.5909 | 3.5909 | 3.5909 | 3.5909 | 3.5909 | 3.5909 | 3.5909 | 3.5909
|  |  |  | Capacitors In Service |  |  | MVAr | 0 |  | 0 | 0 | 0 | 0 | 0 | 0 | 0 | 0 | 0 | 0 | 0 | 0 | 0 | 0 | 0 | 0 | 0 | 0 | 0 | 0 | 0 | 0 | 0 | 0 | 0
|  |  |  | PF |  |  |  | 0.9 |  | 0.9 | 0.9 | 0.9 | 0.9 | 0.9 | 0.9 | 0.9 | 0.9 | 0.9 | 0.9 | 0.9 | 0.9 | 0.9 | 0.9 | 0.9 | 0.9 | 0.9 | 0.9 | 0.9 | 0.9 | 0.9 | 0.9 | 0.9 | 0.9 | 0.9
0.79442 | Diversity Factor: 0.79 | Uncompensated |  | Reactive Power |  |  | MVAr | 3.5909 |  | 3.5909 | 3.5909 | 3.5909 | 3.5909 | 3.5909 | 3.5909 | 3.5909 | 3.5909 | 3.5909 | 3.5909 | 3.5909 | 3.5909 | 3.5909 | 3.5909 | 3.5909 | 3.5909 | 3.5909 | 3.5909 | 3.5909 | 3.5909 | 3.5909 | 3.5909 | 3.5909 | 3.5909 | 3.5909
|  |  |  | PF |  |  |  | 0.9 |  | 0.9 | 0.9 | 0.9 | 0.9 | 0.9 | 0.9 | 0.9 | 0.9 | 0.9 | 0.9 | 0.9 | 0.9 | 0.9 | 0.9 | 0.9 | 0.9 | 0.9 | 0.9 | 0.9 | 0.9 | 0.9 | 0.9 | 0.9 | 0.9 | 0.9
[10 empty] | 1 | 2 | 3 | 4 | 5 | 6 | 7 | 8 | 9 | 10 | 11 | 12 | 13 | 14 | 15 | 16 | 17 | 18 | 19 | 20 | 21 | 22 | 23 | 24 | 25
Transformer Load Detail
[7 empty] | Units | 2013 |  | 2014 | 2015 | 2016 | 2017 | 2018 | 2019 | 2020 | 2021 | 2022 | 2023 | 2024 | 2025 | 2026 | 2027 | 2028 | 2029 | 2030 | 2031 | 2032 | 2033 | 2034 | 2035 | 2036 | 2037 | 2038
| 0 | Compensated |  | Load (LV side) |  |  | Amps
|  |  |  | Apparent Power |  |  | MVA
|  |  |  | Real Power |  |  | MW
|  |  |  | Reactive Power |  |  | MVAr
|  |  |  | Capacitors In Service |  |  | MVAr
PF
| Zone Div: | Uncompensated |  | Reactive Power |  |  | MVAr
PF
| 0 | Compensated |  | Load (LV side) |  |  | Amps
|  |  |  | Apparent Power |  |  | MVA
|  |  |  | Real Power |  |  | MW
|  |  |  | Reactive Power |  |  | MVAr
|  |  |  | Capacitors In Service |  |  | MVAr
PF
| Zone Div: | Uncompensated |  | Reactive Power |  |  | MVAr
PF
| 0 | Compensated |  | Load (LV side) |  |  | Amps
|  |  |  | Apparent Power |  |  | MVA
|  |  |  | Real Power |  |  | MW
|  |  |  | Reactive Power |  |  | MVAr
|  |  |  | Capacitors In Service |  |  | MVAr
PF
| Zone Div: | Uncompensated |  | Reactive Power |  |  | MVAr
PF
| 0 | Compensated |  | Load (LV side) |  |  | Amps
|  |  |  | Apparent Power |  |  | MVA
|  |  |  | Real Power |  |  | MW
|  |  |  | Reactive Power |  |  | MVAr
|  |  |  | Capacitors In Service |  |  | MVAr
PF
| Zone Div: | Uncompensated |  | Reactive Power |  |  | MVAr
PF
| 0 | Compensated |  | Load (LV side) |  |  | Amps
|  |  |  | Apparent Power |  |  | MVA
|  |  |  | Real Power |  |  | MW
|  |  |  | Reactive Power |  |  | MVAr
|  |  |  | Capacitors In Service |  |  | MVAr
PF
| Zone Div: | Uncompensated |  | Reactive Power |  |  | MVAr
PF
| 0 | Compensated |  | Load (LV side) |  |  | Amps
|  |  |  | Apparent Power |  |  | MVA
|  |  |  | Real Power |  |  | MW
|  |  |  | Reactive Power |  |  | MVAr
|  |  |  | Capacitors In Service |  |  | MVAr
PF
| Zone Div: | Uncompensated |  | Reactive Power |  |  | MVAr
PF
| 0 | Compensated |  | Load (LV side) |  |  | Amps
|  |  |  | Apparent Power |  |  | MVA
|  |  |  | Real Power |  |  | MW
|  |  |  | Reactive Power |  |  | MVAr
|  |  |  | Capacitors In Service |  |  | MVAr
PF
| Zone Div: | Uncompensated |  | Reactive Power |  |  | MVAr
PF
| 0 | Compensated |  | Load (LV side) |  |  | Amps
|  |  |  | Apparent Power |  |  | MVA
|  |  |  | Real Power |  |  | MW
|  |  |  | Reactive Power |  |  | MVAr
|  |  |  | Capacitors In Service |  |  | MVAr
PF
| Zone Div: | Uncompensated |  | Reactive Power |  |  | MVAr
PF
| 0 | Compensated |  | Load (LV side) |  |  | Amps
|  |  |  | Apparent Power |  |  | MVA
|  |  |  | Real Power |  |  | MW
|  |  |  | Reactive Power |  |  | MVAr
|  |  |  | Capacitors In Service |  |  | MVAr
PF
| Zone Div: | Uncompensated |  | Reactive Power |  |  | MVAr
PF
| 0 | Compensated |  | Load (LV side) |  |  | Amps
|  |  |  | Apparent Power |  |  | MVA
|  |  |  | Real Power |  |  | MW
|  |  |  | Reactive Power |  |  | MVAr
|  |  |  | Capacitors In Service |  |  | MVAr
PF
| Zone Div: | Uncompensated |  | Reactive Power |  |  | MVAr
PF

## Lemington 66_11kV
| Lemington 66_11kV | [16 empty] | 2014 | WINTER
| Substation Total Loads | [33 empty] | Spots & Transfers Detail
| Historical Loads | (11kV MVA) | [7 empty] | Weather Corrected Forecast Loads |  |  |  | (11kV MVA) | [20 empty] | Spots & Transfers Summary | (11kV MVA) |  | Historical Spots & Transfers | [6 empty] | Forecast Spots & Transfers
|  | 2007 | 2008 | 2009 | 2010 | 2011 | 2012 | 2013 |  | 2014 | 2015 | 2016 | 2017 | 2018 | 2019 | 2020 | 2021 | 2022 | 2023 | 2024 | 2025 | 2026 | 2027 | 2028 | 2029 | 2030 | 2031 | 2032 | 2033 | 2034 | 2035 | 2036 | 2037 | 2038 |  |  |  | 2007 | 2008 | 2009 | 2010 | 2011 | 2012 | 2013 | 2014 | 2015 | 2016 | 2017 | 2018 | 2019 | 2020 | 2021 | 2022 | 2023 | 2024 | 2025 | 2026 | 2027 | 2028 | 2029 | 2030 | 2031 | 2032 | 2033 | 2034 | 2035 | 2036 | 2037 | 2038
| Total | 2.4 | 2.3 | 2.6 | 1.8 | 2.01 | 1.957 | 1.973 |  | 1.8023 | 1.7989 | 1.7961 | 1.7953 | 1.7929 | 1.7897 | 1.801 | 1.8184 | 1.8338 | 1.8498 | 1.8616 | 1.879 | 1.8963 | 1.9176 | 1.9412 | 1.9641 | 1.9859 | 2.0083 | 2.0311 | 2.0544 | 2.0782 | 2.1025 | 2.1273 | 2.1526 | 2.1784 |  |  | Total | 0 | 0 | 0 | 0.42868 | 0 | 0 | 0 | -0.0077021 | -0.0033883 | -0.0027936 | -0.00082995 | -0.0024004 | -0.0031527 | 0.011246 | 0.017396 | 0.015442 | 0.015994 | 0.01178 | 0.017417 | 0.017257 | 0.021358 | 0.023534 | 0.022902 | 0.021865 | 0.022337 | 0.022816 | 0.023301 | 0.023794 | 0.024293 | 0.0248 | 0.025314 | 0.025835
| Firm Rating | 0 | 0 | 0 | 0 | 0 | 14.69 | 14.69 |  | 14.69 | 14.69 | 14.69 | 14.69 | 14.69 | 14.69 | 14.69 | 14.69 | 14.69 | 14.69 | 14.69 | 14.69 | 14.69 | 14.69 | 14.69 | 14.69 | 14.69 | 14.69 | 14.69 | 14.69 | 14.69 | 14.69 | 14.69 | 14.69 | 14.69
| Total Capacity | 0 | 0 | 0 | 17.8 | 17.8 | 35.59 | 35.59 |  | 35.59 | 35.59 | 35.59 | 35.59 | 35.59 | 35.59 | 35.59 | 35.59 | 35.59 | 35.59 | 35.59 | 35.59 | 35.59 | 35.59 | 35.59 | 35.59 | 35.59 | 35.59 | 35.59 | 35.59 | 35.59 | 35.59 | 35.59 | 35.59 | 35.59 |  |  | Lemington 66_11kV Tx1 | 0 | 0 | 0 | 0.42868 | 0 | 0 | 0 | -0.0077021 | -0.0033883 | -0.0027936 | -0.00082995 | -0.0024004 | -0.0031527 | 0.011246 | 0.017396 | 0.015442 | 0.015994 | 0.01178 | 0.017417 | 0.017257 | 0.021358 | 0.023534 | 0.022902 | 0.021865 | 0.022337 | 0.022816 | 0.023301 | 0.023794 | 0.024293 | 0.0248 | 0.025314 | 0.025835
|  | -7 | -6 | -5 | -4 | -3 | -2 | -1 |  | 0 | 1 | 2 | 3 | 4 | 5 | 6 | 7 | 8 | 9 | 10 | 11 | 12 | 13 | 14 | 15 | 16 | 17 | 18 | 19 | 20 | 21 | 22 | 23 | 24 |  |  | Lemington 66_11kV Tx2 | 0 | 0 | 0 | 0 | 0 | 0 | 0 | 0 | 0 | 0 | 0 | 0 | 0 | 0 | 0 | 0 | 0 | 0 | 0 | 0 | 0 | 0 | 0 | 0 | 0 | 0 | 0 | 0 | 0 | 0 | 0 | 0
| Transformer Loads | [36 empty] | 0 | 0 | 0 | 0 | 0 | 0 | 0 | 0 | 0 | 0 | 0 | 0 | 0 | 0 | 0 | 0 | 0 | 0 | 0 | 0 | 0 | 0 | 0 | 0 | 0 | 0 | 0 | 0 | 0 | 0 | 0 | 0
| Historical Loads | (11kV MVA) | [7 empty] | Weather Corrected Forecast Loads |  |  |  | (11kV MVA) | [23 empty] | 0 | 0 | 0 | 0 | 0 | 0 | 0 | 0 | 0 | 0 | 0 | 0 | 0 | 0 | 0 | 0 | 0 | 0 | 0 | 0 | 0 | 0 | 0 | 0 | 0 | 0 | 0 | 0 | 0 | 0 | 0 | 0
|  | 2007 | 2008 | 2009 | 2010 | 2011 | 2012 | 2013 |  | 2014 | 2015 | 2016 | 2017 | 2018 | 2019 | 2020 | 2021 | 2022 | 2023 | 2024 | 2025 | 2026 | 2027 | 2028 | 2029 | 2030 | 2031 | 2032 | 2033 | 2034 | 2035 | 2036 | 2037 | 2038 |  |  |  | 0 | 0 | 0 | 0 | 0 | 0 | 0 | 0 | 0 | 0 | 0 | 0 | 0 | 0 | 0 | 0 | 0 | 0 | 0 | 0 | 0 | 0 | 0 | 0 | 0 | 0 | 0 | 0 | 0 | 0 | 0 | 0
| 0 | [36 empty] | 0 | 0 | 0 | 0 | 0 | 0 | 0 | 0 | 0 | 0 | 0 | 0 | 0 | 0 | 0 | 0 | 0 | 0 | 0 | 0 | 0 | 0 | 0 | 0 | 0 | 0 | 0 | 0 | 0 | 0 | 0 | 0
| Diversity Factor: 0 | [36 empty] | 0 | 0 | 0 | 0 | 0 | 0 | 0 | 0 | 0 | 0 | 0 | 0 | 0 | 0 | 0 | 0 | 0 | 0 | 0 | 0 | 0 | 0 | 0 | 0 | 0 | 0 | 0 | 0 | 0 | 0 | 0 | 0
[38 empty] | 0 | 0 | 0 | 0 | 0 | 0 | 0 | 0 | 0 | 0 | 0 | 0 | 0 | 0 | 0 | 0 | 0 | 0 | 0 | 0 | 0 | 0 | 0 | 0 | 0 | 0 | 0 | 0 | 0 | 0 | 0 | 0
[38 empty] | 0 | 0 | 0 | 0 | 0 | 0 | 0 | 0 | 0 | 0 | 0 | 0 | 0 | 0 | 0 | 0 | 0 | 0 | 0 | 0 | 0 | 0 | 0 | 0 | 0 | 0 | 0 | 0 | 0 | 0 | 0 | 0
| 0 | [36 empty] | 0 | 0 | 0 | 0 | 0 | 0 | 0 | 0 | 0 | 0 | 0 | 0 | 0 | 0 | 0 | 0 | 0 | 0 | 0 | 0 | 0 | 0 | 0 | 0 | 0 | 0 | 0 | 0 | 0 | 0 | 0 | 0
Diversity Factor: 0
[38 empty] | Historical Spots & Transfers | [6 empty] | Forecast Spots & Transfers
[35 empty] | Project Name | From | To | 2007 | 2008 | 2009 | 2010 | 2011 | 2012 | 2013 | 2014 | 2015 | 2016 | 2017 | 2018 | 2019 | 2020 | 2021 | 2022 | 2023 | 2024 | 2025 | 2026 | 2027 | 2028 | 2029 | 2030 | 2031 | 2032 | 2033 | 2034 | 2035 | 2036 | 2037 | 2038
| 0 | [33 empty] | Broad based demand management |  | Lemington 66_11kV Tx1 | 0 | 0 | 0 | 0 | 0 | 0 | 0 | 0 | -4.0834e-05 | -4.5371e-05 | -8.6205e-05 | -0.00066242 | -0.00088927 | 0 | 0 | 0 | 0 | 0 | 0 | 0 | 0 | 0 | 0 | 0 | 0 | 0 | 0 | 0 | 0 | 0 | 0 | 0
| Diversity Factor: 0 | [33 empty] | HVCON_ID: 2000106. Darley Stud water pumps (summer load only) |  | Lemington 66_11kV Tx1 | 0 | 0 | 0 | 0.42868 | 0 | 0 | 0 | 0 | 0 | 0 | 0 | 0 | 0 | 0 | 0 | 0 | 0 | 0 | 0 | 0 | 0 | 0 | 0 | 0 | 0 | 0 | 0 | 0 | 0 | 0 | 0 | 0
[35 empty] | Econometric |  | Lemington 66_11kV Tx1 | 0 | 0 | 0 | 0 | 0 | 0 | 0 | 0 | 0 | 0.009628 | 0.017906 | 0.026856 | 0.026886 | 0.027333 | 0.026505 | 0.026921 | 0.027343 | 0.027771 | 0.028205 | 0.028645 | 0.029091 | 0.029544 | 0.030003 | 0.030468 | 0.030941 | 0.031419 | 0.031905 | 0.032398 | 0.032897 | 0.033404 | 0.033917 | 0.034438
[35 empty] | Energy Efficiency |  | Lemington 66_11kV Tx1 | 0 | 0 | 0 | 0 | 0 | 0 | 0 | -0.0077021 | -0.0033475 | -0.012376 | -0.01865 | -0.028593 | -0.029149 | -0.016086 | -0.0091093 | -0.011479 | -0.011349 | -0.015991 | -0.010788 | -0.011388 | -0.0077333 | -0.0060094 | -0.0071005 | -0.0086038 | -0.0086038 | -0.0086038 | -0.0086038 | -0.0086038 | -0.0086038 | -0.0086038 | -0.0086038 | -0.0086038
| 0 | [33 empty] | Solar PV |  | Lemington 66_11kV Tx1 | 0 | 0 | 0 | 0 | 0 | 0 | 0 | 0 | 0 | 0 | 0 | 0 | 0 | 0 | 0 | 0 | 0 | 0 | 0 | 0 | 0 | 0 | 0 | 0 | 0 | 0 | 0 | 0 | 0 | 0 | 0 | 0
Diversity Factor: 0
0
Diversity Factor: 0
0
Diversity Factor: 0
0
Diversity Factor: 0
0
Diversity Factor: 0
0
Diversity Factor: 0
0
Diversity Factor: 0
| Weather Correction and Public Holiday Factors | [8 empty] | Forecast ROG
ROG Justification
| Actual loads for season 2013 have been weather corrected by the following: | [6 empty] | -0.1521% |  | Mining load, no growth rate | [59 empty] | Mining load, no growth rate
1 | 2 | 3 | 4 | 5 | 6 | 7 | 8 | 9 | 10 | 2014 | 2015 | 2016 | 2017 | 2018 | 2019 | 2020 | 2021 | 2022 | 2023 | 2024 | 2025 | 2026 | 2027 | 2028 | 2029 | 2030 | 2031 | 2032 | 2033 | 2034 | 2035 | 2036 | 2037 | 2038
1 | 1 | 1 | 1 | 1 | 1 | 1 | 1 | 1 | 1 | 0% | 0% | 0% | 0% | 0% | 0% | 0% | 0% | 0% | 0% | 0% | 0% | 0% | 0% | 0% | 0% | 0% | 0% | 0% | 0% | 0% | 0% | 0% | 0% | 0%
Substation Load Detail
[7 empty] | Units | 2013 |  | 2014 | 2015 | 2016 | 2017 | 2018 | 2019 | 2020 | 2021 | 2022 | 2023 | 2024 | 2025 | 2026 | 2027 | 2028 | 2029 | 2030 | 2031 | 2032 | 2033 | 2034 | 2035 | 2036 | 2037 | 2038
1 | Lemington 66_11kV | Compensated |  | Load (LV side) |  |  | Amps | 0 |  | 94.5961 | 94.4183 | 94.2716 | 94.2281 | 94.1021 | 93.9366 | 94.5269 | 95.4399 | 96.2504 | 97.0899 | 97.7082 | 98.6223 | 99.5281 | 100.649 | 101.8842 | 103.0863 | 104.2339 | 105.4063 | 106.6038 | 107.8268 | 109.0756 | 110.3507 | 111.6524 | 112.981 | 114.337
|  |  |  | Apparent Power |  |  | MVA | 1.973 | 1.81 | 1.8023 | 1.7989 | 1.7961 | 1.7953 | 1.7929 | 1.7897 | 1.801 | 1.8184 | 1.8338 | 1.8498 | 1.8616 | 1.879 | 1.8963 | 1.9176 | 1.9412 | 1.9641 | 1.9859 | 2.0083 | 2.0311 | 2.0544 | 2.0782 | 2.1025 | 2.1273 | 2.1526 | 2.1784
|  |  |  | Real Power |  |  | MW | 1.8388 | 1.6869 | 1.6797 | 1.6766 | 1.674 | 1.6732 | 1.671 | 1.668 | 1.6785 | 1.6947 | 1.7091 | 1.724 | 1.735 | 1.7512 | 1.7673 | 1.7872 | 1.8092 | 1.8305 | 1.8509 | 1.8717 | 1.893 | 1.9147 | 1.9369 | 1.9595 | 1.9826 | 2.0062 | 2.0303
|  |  |  | Reactive Power |  |  | MVAr | 0 |  | 0.65326 | 0.65203 | 0.65102 | 0.65072 | 0.64985 | 0.6487 | 0.65278 | 0.65909 | 0.66468 | 0.67048 | 0.67475 | 0.68106 | 0.68732 | 0.69506 | 0.70359 | 0.71189 | 0.71981 | 0.72791 | 0.73618 | 0.74462 | 0.75325 | 0.76206 | 0.77104 | 0.78022 | 0.78958
|  |  |  | Capacitors In Service |  |  | MVAr | 0 |  | 0 | 0 | 0 | 0 | 0 | 0 | 0 | 0 | 0 | 0 | 0 | 0 | 0 | 0 | 0 | 0 | 0 | 0 | 0 | 0 | 0 | 0 | 0 | 0 | 0
|  |  |  | PF |  |  |  | 0.932 |  | 0.932 | 0.932 | 0.932 | 0.932 | 0.932 | 0.932 | 0.932 | 0.932 | 0.932 | 0.932 | 0.932 | 0.932 | 0.932 | 0.932 | 0.932 | 0.932 | 0.932 | 0.932 | 0.932 | 0.932 | 0.932 | 0.932 | 0.932 | 0.932 | 0.932
0.45038 | Diversity Factor: 0.45 | Uncompensated |  | Reactive Power |  |  | MVAr | 0 | 0.65605 | 0.65326 | 0.65203 | 0.65102 | 0.65072 | 0.64985 | 0.6487 | 0.65278 | 0.65909 | 0.66468 | 0.67048 | 0.67475 | 0.68106 | 0.68732 | 0.69506 | 0.70359 | 0.71189 | 0.71981 | 0.72791 | 0.73618 | 0.74462 | 0.75325 | 0.76206 | 0.77104 | 0.78022 | 0.78958
|  |  |  | PF |  |  |  | 0.932 |  | 0.932 | 0.932 | 0.932 | 0.932 | 0.932 | 0.932 | 0.932 | 0.932 | 0.932 | 0.932 | 0.932 | 0.932 | 0.932 | 0.932 | 0.932 | 0.932 | 0.932 | 0.932 | 0.932 | 0.932 | 0.932 | 0.932 | 0.932 | 0.932 | 0.932
[10 empty] | 1 | 2 | 3 | 4 | 5 | 6 | 7 | 8 | 9 | 10 | 11 | 12 | 13 | 14 | 15 | 16 | 17 | 18 | 19 | 20 | 21 | 22 | 23 | 24 | 25
Transformer Load Detail
[7 empty] | Units | 2013 |  | 2014 | 2015 | 2016 | 2017 | 2018 | 2019 | 2020 | 2021 | 2022 | 2023 | 2024 | 2025 | 2026 | 2027 | 2028 | 2029 | 2030 | 2031 | 2032 | 2033 | 2034 | 2035 | 2036 | 2037 | 2038
| 0 | Compensated |  | Load (LV side) |  |  | Amps
|  |  |  | Apparent Power |  |  | MVA
|  |  |  | Real Power |  |  | MW
|  |  |  | Reactive Power |  |  | MVAr
|  |  |  | Capacitors In Service |  |  | MVAr
PF
| Zone Div: | Uncompensated |  | Reactive Power |  |  | MVAr
PF
| 0 | Compensated |  | Load (LV side) |  |  | Amps
|  |  |  | Apparent Power |  |  | MVA
|  |  |  | Real Power |  |  | MW
|  |  |  | Reactive Power |  |  | MVAr
|  |  |  | Capacitors In Service |  |  | MVAr
PF
| Zone Div: | Uncompensated |  | Reactive Power |  |  | MVAr
PF
| 0 | Compensated |  | Load (LV side) |  |  | Amps
|  |  |  | Apparent Power |  |  | MVA
|  |  |  | Real Power |  |  | MW
|  |  |  | Reactive Power |  |  | MVAr
|  |  |  | Capacitors In Service |  |  | MVAr
PF
| Zone Div: | Uncompensated |  | Reactive Power |  |  | MVAr
PF
| 0 | Compensated |  | Load (LV side) |  |  | Amps
|  |  |  | Apparent Power |  |  | MVA
|  |  |  | Real Power |  |  | MW
|  |  |  | Reactive Power |  |  | MVAr
|  |  |  | Capacitors In Service |  |  | MVAr
PF
| Zone Div: | Uncompensated |  | Reactive Power |  |  | MVAr
PF
| 0 | Compensated |  | Load (LV side) |  |  | Amps
|  |  |  | Apparent Power |  |  | MVA
|  |  |  | Real Power |  |  | MW
|  |  |  | Reactive Power |  |  | MVAr
|  |  |  | Capacitors In Service |  |  | MVAr
PF
| Zone Div: | Uncompensated |  | Reactive Power |  |  | MVAr
PF
| 0 | Compensated |  | Load (LV side) |  |  | Amps
|  |  |  | Apparent Power |  |  | MVA
|  |  |  | Real Power |  |  | MW
|  |  |  | Reactive Power |  |  | MVAr
|  |  |  | Capacitors In Service |  |  | MVAr
PF
| Zone Div: | Uncompensated |  | Reactive Power |  |  | MVAr
PF
| 0 | Compensated |  | Load (LV side) |  |  | Amps
|  |  |  | Apparent Power |  |  | MVA
|  |  |  | Real Power |  |  | MW
|  |  |  | Reactive Power |  |  | MVAr
|  |  |  | Capacitors In Service |  |  | MVAr
PF
| Zone Div: | Uncompensated |  | Reactive Power |  |  | MVAr
PF
| 0 | Compensated |  | Load (LV side) |  |  | Amps
|  |  |  | Apparent Power |  |  | MVA
|  |  |  | Real Power |  |  | MW
|  |  |  | Reactive Power |  |  | MVAr
|  |  |  | Capacitors In Service |  |  | MVAr
PF
| Zone Div: | Uncompensated |  | Reactive Power |  |  | MVAr
PF
| 0 | Compensated |  | Load (LV side) |  |  | Amps
|  |  |  | Apparent Power |  |  | MVA
|  |  |  | Real Power |  |  | MW
|  |  |  | Reactive Power |  |  | MVAr
|  |  |  | Capacitors In Service |  |  | MVAr
PF
| Zone Div: | Uncompensated |  | Reactive Power |  |  | MVAr
PF
| 0 | Compensated |  | Load (LV side) |  |  | Amps
|  |  |  | Apparent Power |  |  | MVA
|  |  |  | Real Power |  |  | MW
|  |  |  | Reactive Power |  |  | MVAr
|  |  |  | Capacitors In Service |  |  | MVAr
PF
| Zone Div: | Uncompensated |  | Reactive Power |  |  | MVAr
PF

## Customer64
| Customer64 | [16 empty] | 2014 | WINTER
| Substation Total Loads | [33 empty] | Spots & Transfers Detail
| Historical Loads | MVA | [7 empty] | Weather Corrected Forecast Loads |  |  |  | MVA | [20 empty] | Spots & Transfers Summary | MVA |  | Historical Spots & Transfers | [6 empty] | Forecast Spots & Transfers
|  | 2007 | 2008 | 2009 | 2010 | 2011 | 2012 | 2013 |  | 2014 | 2015 | 2016 | 2017 | 2018 | 2019 | 2020 | 2021 | 2022 | 2023 | 2024 | 2025 | 2026 | 2027 | 2028 | 2029 | 2030 | 2031 | 2032 | 2033 | 2034 | 2035 | 2036 | 2037 | 2038 |  |  |  | 2007 | 2008 | 2009 | 2010 | 2011 | 2012 | 2013 | 2014 | 2015 | 2016 | 2017 | 2018 | 2019 | 2020 | 2021 | 2022 | 2023 | 2024 | 2025 | 2026 | 2027 | 2028 | 2029 | 2030 | 2031 | 2032 | 2033 | 2034 | 2035 | 2036 | 2037 | 2038
| Total |  |  |  |  | 6.321 | 6.16 | 5.456 |  | 5.456 | 5.456 | 5.456 | 5.456 | 5.456 | 5.456 | 5.456 | 5.456 | 5.456 | 5.456 | 5.456 | 5.456 | 5.456 | 5.456 | 5.456 | 5.456 | 5.456 | 5.456 | 5.456 | 5.456 | 5.456 | 5.456 | 5.456 | 5.456 | 5.456 |  |  | Total
Firm Rating
| Total Capacity | [36 empty] | 0 | 0 | 0 | 0 | 0 | 0 | 0 | 0 | 0 | 0 | 0 | 0 | 0 | 0 | 0 | 0 | 0 | 0 | 0 | 0 | 0 | 0 | 0 | 0 | 0 | 0 | 0 | 0 | 0 | 0 | 0 | 0
|  | -7 | -6 | -5 | -4 | -3 | -2 | -1 |  | 0 | 1 | 2 | 3 | 4 | 5 | 6 | 7 | 8 | 9 | 10 | 11 | 12 | 13 | 14 | 15 | 16 | 17 | 18 | 19 | 20 | 21 | 22 | 23 | 24 |  |  |  | 0 | 0 | 0 | 0 | 0 | 0 | 0 | 0 | 0 | 0 | 0 | 0 | 0 | 0 | 0 | 0 | 0 | 0 | 0 | 0 | 0 | 0 | 0 | 0 | 0 | 0 | 0 | 0 | 0 | 0 | 0 | 0
| Transformer Loads | [36 empty] | 0 | 0 | 0 | 0 | 0 | 0 | 0 | 0 | 0 | 0 | 0 | 0 | 0 | 0 | 0 | 0 | 0 | 0 | 0 | 0 | 0 | 0 | 0 | 0 | 0 | 0 | 0 | 0 | 0 | 0 | 0 | 0
| Historical Loads | MVA | [7 empty] | Weather Corrected Forecast Loads |  |  |  | MVA | [23 empty] | 0 | 0 | 0 | 0 | 0 | 0 | 0 | 0 | 0 | 0 | 0 | 0 | 0 | 0 | 0 | 0 | 0 | 0 | 0 | 0 | 0 | 0 | 0 | 0 | 0 | 0 | 0 | 0 | 0 | 0 | 0 | 0
|  | 2007 | 2008 | 2009 | 2010 | 2011 | 2012 | 2013 |  | 2014 | 2015 | 2016 | 2017 | 2018 | 2019 | 2020 | 2021 | 2022 | 2023 | 2024 | 2025 | 2026 | 2027 | 2028 | 2029 | 2030 | 2031 | 2032 | 2033 | 2034 | 2035 | 2036 | 2037 | 2038 |  |  |  | 0 | 0 | 0 | 0 | 0 | 0 | 0 | 0 | 0 | 0 | 0 | 0 | 0 | 0 | 0 | 0 | 0 | 0 | 0 | 0 | 0 | 0 | 0 | 0 | 0 | 0 | 0 | 0 | 0 | 0 | 0 | 0
| 0 | [36 empty] | 0 | 0 | 0 | 0 | 0 | 0 | 0 | 0 | 0 | 0 | 0 | 0 | 0 | 0 | 0 | 0 | 0 | 0 | 0 | 0 | 0 | 0 | 0 | 0 | 0 | 0 | 0 | 0 | 0 | 0 | 0 | 0
| Diversity Factor: 0 | [36 empty] | 0 | 0 | 0 | 0 | 0 | 0 | 0 | 0 | 0 | 0 | 0 | 0 | 0 | 0 | 0 | 0 | 0 | 0 | 0 | 0 | 0 | 0 | 0 | 0 | 0 | 0 | 0 | 0 | 0 | 0 | 0 | 0
[38 empty] | 0 | 0 | 0 | 0 | 0 | 0 | 0 | 0 | 0 | 0 | 0 | 0 | 0 | 0 | 0 | 0 | 0 | 0 | 0 | 0 | 0 | 0 | 0 | 0 | 0 | 0 | 0 | 0 | 0 | 0 | 0 | 0
[38 empty] | 0 | 0 | 0 | 0 | 0 | 0 | 0 | 0 | 0 | 0 | 0 | 0 | 0 | 0 | 0 | 0 | 0 | 0 | 0 | 0 | 0 | 0 | 0 | 0 | 0 | 0 | 0 | 0 | 0 | 0 | 0 | 0
| 0 | [36 empty] | 0 | 0 | 0 | 0 | 0 | 0 | 0 | 0 | 0 | 0 | 0 | 0 | 0 | 0 | 0 | 0 | 0 | 0 | 0 | 0 | 0 | 0 | 0 | 0 | 0 | 0 | 0 | 0 | 0 | 0 | 0 | 0
Diversity Factor: 0
[38 empty] | Historical Spots & Transfers | [6 empty] | Forecast Spots & Transfers
[35 empty] | Project Name | From | To | 2007 | 2008 | 2009 | 2010 | 2011 | 2012 | 2013 | 2014 | 2015 | 2016 | 2017 | 2018 | 2019 | 2020 | 2021 | 2022 | 2023 | 2024 | 2025 | 2026 | 2027 | 2028 | 2029 | 2030 | 2031 | 2032 | 2033 | 2034 | 2035 | 2036 | 2037 | 2038
0
Diversity Factor: 0
0
Diversity Factor: 0
0
Diversity Factor: 0
0
Diversity Factor: 0
0
Diversity Factor: 0
0
Diversity Factor: 0
0
Diversity Factor: 0
0
Diversity Factor: 0
| Weather Correction and Public Holiday Factors | [8 empty] | Forecast ROG
ROG Justification
| Actual loads for season 2013 have been weather corrected by the following: | [6 empty] | 0% |  | N/A | [59 empty] | N/A
1 | 2 | 3 | 4 | 5 | 6 | 7 | 8 | 9 | 10 | 2014 | 2015 | 2016 | 2017 | 2018 | 2019 | 2020 | 2021 | 2022 | 2023 | 2024 | 2025 | 2026 | 2027 | 2028 | 2029 | 2030 | 2031 | 2032 | 2033 | 2034 | 2035 | 2036 | 2037 | 2038
1 | 1 | 1 | 1 | 1 | 1 | 1 | 1 | 1 | 1 | 0% | 0% | 0% | 0% | 0% | 0% | 0% | 0% | 0% | 0% | 0% | 0% | 0% | 0% | 0% | 0% | 0% | 0% | 0% | 0% | 0% | 0% | 0% | 0% | 0%
Substation Load Detail
[7 empty] | Units | 2013 |  | 2014 | 2015 | 2016 | 2017 | 2018 | 2019 | 2020 | 2021 | 2022 | 2023 | 2024 | 2025 | 2026 | 2027 | 2028 | 2029 | 2030 | 2031 | 2032 | 2033 | 2034 | 2035 | 2036 | 2037 | 2038
1 | Customer64 | Compensated |  | Load (LV side) |  |  | Amps | 48 |  | 48 | 48 | 48 | 48 | 48 | 48 | 48 | 48 | 48 | 48 | 48 | 48 | 48 | 48 | 48 | 48 | 48 | 48 | 48 | 48 | 48 | 48 | 48 | 48 | 48
|  |  |  | Apparent Power |  |  | MVA | 5.456 |  | 5.456 | 5.456 | 5.456 | 5.456 | 5.456 | 5.456 | 5.456 | 5.456 | 5.456 | 5.456 | 5.456 | 5.456 | 5.456 | 5.456 | 5.456 | 5.456 | 5.456 | 5.456 | 5.456 | 5.456 | 5.456 | 5.456 | 5.456 | 5.456 | 5.456
|  |  |  | Real Power |  |  | MW | 4.9104 |  | 4.9104 | 4.9104 | 4.9104 | 4.9104 | 4.9104 | 4.9104 | 4.9104 | 4.9104 | 4.9104 | 4.9104 | 4.9104 | 4.9104 | 4.9104 | 4.9104 | 4.9104 | 4.9104 | 4.9104 | 4.9104 | 4.9104 | 4.9104 | 4.9104 | 4.9104 | 4.9104 | 4.9104 | 4.9104
|  |  |  | Reactive Power |  |  | MVAr | 2.3782 |  | 2.3782 | 2.3782 | 2.3782 | 2.3782 | 2.3782 | 2.3782 | 2.3782 | 2.3782 | 2.3782 | 2.3782 | 2.3782 | 2.3782 | 2.3782 | 2.3782 | 2.3782 | 2.3782 | 2.3782 | 2.3782 | 2.3782 | 2.3782 | 2.3782 | 2.3782 | 2.3782 | 2.3782 | 2.3782
|  |  |  | Capacitors In Service |  |  | MVAr | 0 |  | 0 | 0 | 0 | 0 | 0 | 0 | 0 | 0 | 0 | 0 | 0 | 0 | 0 | 0 | 0 | 0 | 0 | 0 | 0 | 0 | 0 | 0 | 0 | 0 | 0
|  |  |  | PF |  |  |  | 0.9 |  | 0.9 | 0.9 | 0.9 | 0.9 | 0.9 | 0.9 | 0.9 | 0.9 | 0.9 | 0.9 | 0.9 | 0.9 | 0.9 | 0.9 | 0.9 | 0.9 | 0.9 | 0.9 | 0.9 | 0.9 | 0.9 | 0.9 | 0.9 | 0.9 | 0.9
0.55735 | Diversity Factor: 0.56 | Uncompensated |  | Reactive Power |  |  | MVAr | 2.3782 |  | 2.3782 | 2.3782 | 2.3782 | 2.3782 | 2.3782 | 2.3782 | 2.3782 | 2.3782 | 2.3782 | 2.3782 | 2.3782 | 2.3782 | 2.3782 | 2.3782 | 2.3782 | 2.3782 | 2.3782 | 2.3782 | 2.3782 | 2.3782 | 2.3782 | 2.3782 | 2.3782 | 2.3782 | 2.3782
|  |  |  | PF |  |  |  | 0.9 |  | 0.9 | 0.9 | 0.9 | 0.9 | 0.9 | 0.9 | 0.9 | 0.9 | 0.9 | 0.9 | 0.9 | 0.9 | 0.9 | 0.9 | 0.9 | 0.9 | 0.9 | 0.9 | 0.9 | 0.9 | 0.9 | 0.9 | 0.9 | 0.9 | 0.9
[10 empty] | 1 | 2 | 3 | 4 | 5 | 6 | 7 | 8 | 9 | 10 | 11 | 12 | 13 | 14 | 15 | 16 | 17 | 18 | 19 | 20 | 21 | 22 | 23 | 24 | 25
Transformer Load Detail
[7 empty] | Units | 2013 |  | 2014 | 2015 | 2016 | 2017 | 2018 | 2019 | 2020 | 2021 | 2022 | 2023 | 2024 | 2025 | 2026 | 2027 | 2028 | 2029 | 2030 | 2031 | 2032 | 2033 | 2034 | 2035 | 2036 | 2037 | 2038
| 0 | Compensated |  | Load (LV side) |  |  | Amps
|  |  |  | Apparent Power |  |  | MVA
|  |  |  | Real Power |  |  | MW
|  |  |  | Reactive Power |  |  | MVAr
|  |  |  | Capacitors In Service |  |  | MVAr
PF
| Zone Div: | Uncompensated |  | Reactive Power |  |  | MVAr
PF
| 0 | Compensated |  | Load (LV side) |  |  | Amps
|  |  |  | Apparent Power |  |  | MVA
|  |  |  | Real Power |  |  | MW
|  |  |  | Reactive Power |  |  | MVAr
|  |  |  | Capacitors In Service |  |  | MVAr
PF
| Zone Div: | Uncompensated |  | Reactive Power |  |  | MVAr
PF
| 0 | Compensated |  | Load (LV side) |  |  | Amps
|  |  |  | Apparent Power |  |  | MVA
|  |  |  | Real Power |  |  | MW
|  |  |  | Reactive Power |  |  | MVAr
|  |  |  | Capacitors In Service |  |  | MVAr
PF
| Zone Div: | Uncompensated |  | Reactive Power |  |  | MVAr
PF
| 0 | Compensated |  | Load (LV side) |  |  | Amps
|  |  |  | Apparent Power |  |  | MVA
|  |  |  | Real Power |  |  | MW
|  |  |  | Reactive Power |  |  | MVAr
|  |  |  | Capacitors In Service |  |  | MVAr
PF
| Zone Div: | Uncompensated |  | Reactive Power |  |  | MVAr
PF
| 0 | Compensated |  | Load (LV side) |  |  | Amps
|  |  |  | Apparent Power |  |  | MVA
|  |  |  | Real Power |  |  | MW
|  |  |  | Reactive Power |  |  | MVAr
|  |  |  | Capacitors In Service |  |  | MVAr
PF
| Zone Div: | Uncompensated |  | Reactive Power |  |  | MVAr
PF
| 0 | Compensated |  | Load (LV side) |  |  | Amps
|  |  |  | Apparent Power |  |  | MVA
|  |  |  | Real Power |  |  | MW
|  |  |  | Reactive Power |  |  | MVAr
|  |  |  | Capacitors In Service |  |  | MVAr
PF
| Zone Div: | Uncompensated |  | Reactive Power |  |  | MVAr
PF
| 0 | Compensated |  | Load (LV side) |  |  | Amps
|  |  |  | Apparent Power |  |  | MVA
|  |  |  | Real Power |  |  | MW
|  |  |  | Reactive Power |  |  | MVAr
|  |  |  | Capacitors In Service |  |  | MVAr
PF
| Zone Div: | Uncompensated |  | Reactive Power |  |  | MVAr
PF
| 0 | Compensated |  | Load (LV side) |  |  | Amps
|  |  |  | Apparent Power |  |  | MVA
|  |  |  | Real Power |  |  | MW
|  |  |  | Reactive Power |  |  | MVAr
|  |  |  | Capacitors In Service |  |  | MVAr
PF
| Zone Div: | Uncompensated |  | Reactive Power |  |  | MVAr
PF
| 0 | Compensated |  | Load (LV side) |  |  | Amps
|  |  |  | Apparent Power |  |  | MVA
|  |  |  | Real Power |  |  | MW
|  |  |  | Reactive Power |  |  | MVAr
|  |  |  | Capacitors In Service |  |  | MVAr
PF
| Zone Div: | Uncompensated |  | Reactive Power |  |  | MVAr
PF
| 0 | Compensated |  | Load (LV side) |  |  | Amps
|  |  |  | Apparent Power |  |  | MVA
|  |  |  | Real Power |  |  | MW
|  |  |  | Reactive Power |  |  | MVAr
|  |  |  | Capacitors In Service |  |  | MVAr
PF
| Zone Div: | Uncompensated |  | Reactive Power |  |  | MVAr
PF

## Customer65
| Customer65 | [16 empty] | 2014 | WINTER
| Substation Total Loads | [33 empty] | Spots & Transfers Detail
| Historical Loads | MVA | [7 empty] | Weather Corrected Forecast Loads |  |  |  | MVA | [20 empty] | Spots & Transfers Summary | MVA |  | Historical Spots & Transfers | [6 empty] | Forecast Spots & Transfers
|  | 2007 | 2008 | 2009 | 2010 | 2011 | 2012 | 2013 |  | 2014 | 2015 | 2016 | 2017 | 2018 | 2019 | 2020 | 2021 | 2022 | 2023 | 2024 | 2025 | 2026 | 2027 | 2028 | 2029 | 2030 | 2031 | 2032 | 2033 | 2034 | 2035 | 2036 | 2037 | 2038 |  |  |  | 2007 | 2008 | 2009 | 2010 | 2011 | 2012 | 2013 | 2014 | 2015 | 2016 | 2017 | 2018 | 2019 | 2020 | 2021 | 2022 | 2023 | 2024 | 2025 | 2026 | 2027 | 2028 | 2029 | 2030 | 2031 | 2032 | 2033 | 2034 | 2035 | 2036 | 2037 | 2038
| Total |  |  |  |  | 0.024 | 0.025 | 0.0435 |  | 0.0435 | 0.0435 | 0.0435 | 0.0435 | 0.0435 | 0.0435 | 0.0435 | 0.0435 | 0.0435 | 0.0435 | 0.0435 | 0.0435 | 0.0435 | 0.0435 | 0.0435 | 0.0435 | 0.0435 | 0.0435 | 0.0435 | 0.0435 | 0.0435 | 0.0435 | 0.0435 | 0.0435 | 0.0435 |  |  | Total
Firm Rating
| Total Capacity | [36 empty] | 0 | 0 | 0 | 0 | 0 | 0 | 0 | 0 | 0 | 0 | 0 | 0 | 0 | 0 | 0 | 0 | 0 | 0 | 0 | 0 | 0 | 0 | 0 | 0 | 0 | 0 | 0 | 0 | 0 | 0 | 0 | 0
|  | -7 | -6 | -5 | -4 | -3 | -2 | -1 |  | 0 | 1 | 2 | 3 | 4 | 5 | 6 | 7 | 8 | 9 | 10 | 11 | 12 | 13 | 14 | 15 | 16 | 17 | 18 | 19 | 20 | 21 | 22 | 23 | 24 |  |  |  | 0 | 0 | 0 | 0 | 0 | 0 | 0 | 0 | 0 | 0 | 0 | 0 | 0 | 0 | 0 | 0 | 0 | 0 | 0 | 0 | 0 | 0 | 0 | 0 | 0 | 0 | 0 | 0 | 0 | 0 | 0 | 0
| Transformer Loads | [36 empty] | 0 | 0 | 0 | 0 | 0 | 0 | 0 | 0 | 0 | 0 | 0 | 0 | 0 | 0 | 0 | 0 | 0 | 0 | 0 | 0 | 0 | 0 | 0 | 0 | 0 | 0 | 0 | 0 | 0 | 0 | 0 | 0
| Historical Loads | MVA | [7 empty] | Weather Corrected Forecast Loads |  |  |  | MVA | [23 empty] | 0 | 0 | 0 | 0 | 0 | 0 | 0 | 0 | 0 | 0 | 0 | 0 | 0 | 0 | 0 | 0 | 0 | 0 | 0 | 0 | 0 | 0 | 0 | 0 | 0 | 0 | 0 | 0 | 0 | 0 | 0 | 0
|  | 2007 | 2008 | 2009 | 2010 | 2011 | 2012 | 2013 |  | 2014 | 2015 | 2016 | 2017 | 2018 | 2019 | 2020 | 2021 | 2022 | 2023 | 2024 | 2025 | 2026 | 2027 | 2028 | 2029 | 2030 | 2031 | 2032 | 2033 | 2034 | 2035 | 2036 | 2037 | 2038 |  |  |  | 0 | 0 | 0 | 0 | 0 | 0 | 0 | 0 | 0 | 0 | 0 | 0 | 0 | 0 | 0 | 0 | 0 | 0 | 0 | 0 | 0 | 0 | 0 | 0 | 0 | 0 | 0 | 0 | 0 | 0 | 0 | 0
| 0 | [36 empty] | 0 | 0 | 0 | 0 | 0 | 0 | 0 | 0 | 0 | 0 | 0 | 0 | 0 | 0 | 0 | 0 | 0 | 0 | 0 | 0 | 0 | 0 | 0 | 0 | 0 | 0 | 0 | 0 | 0 | 0 | 0 | 0
| Diversity Factor: 0 | [36 empty] | 0 | 0 | 0 | 0 | 0 | 0 | 0 | 0 | 0 | 0 | 0 | 0 | 0 | 0 | 0 | 0 | 0 | 0 | 0 | 0 | 0 | 0 | 0 | 0 | 0 | 0 | 0 | 0 | 0 | 0 | 0 | 0
[38 empty] | 0 | 0 | 0 | 0 | 0 | 0 | 0 | 0 | 0 | 0 | 0 | 0 | 0 | 0 | 0 | 0 | 0 | 0 | 0 | 0 | 0 | 0 | 0 | 0 | 0 | 0 | 0 | 0 | 0 | 0 | 0 | 0
[38 empty] | 0 | 0 | 0 | 0 | 0 | 0 | 0 | 0 | 0 | 0 | 0 | 0 | 0 | 0 | 0 | 0 | 0 | 0 | 0 | 0 | 0 | 0 | 0 | 0 | 0 | 0 | 0 | 0 | 0 | 0 | 0 | 0
| 0 | [36 empty] | 0 | 0 | 0 | 0 | 0 | 0 | 0 | 0 | 0 | 0 | 0 | 0 | 0 | 0 | 0 | 0 | 0 | 0 | 0 | 0 | 0 | 0 | 0 | 0 | 0 | 0 | 0 | 0 | 0 | 0 | 0 | 0
Diversity Factor: 0
[38 empty] | Historical Spots & Transfers | [6 empty] | Forecast Spots & Transfers
[35 empty] | Project Name | From | To | 2007 | 2008 | 2009 | 2010 | 2011 | 2012 | 2013 | 2014 | 2015 | 2016 | 2017 | 2018 | 2019 | 2020 | 2021 | 2022 | 2023 | 2024 | 2025 | 2026 | 2027 | 2028 | 2029 | 2030 | 2031 | 2032 | 2033 | 2034 | 2035 | 2036 | 2037 | 2038
0
Diversity Factor: 0
0
Diversity Factor: 0
0
Diversity Factor: 0
0
Diversity Factor: 0
0
Diversity Factor: 0
0
Diversity Factor: 0
0
Diversity Factor: 0
0
Diversity Factor: 0
| Weather Correction and Public Holiday Factors | [8 empty] | Forecast ROG
ROG Justification
| Actual loads for season 2013 have been weather corrected by the following: | [6 empty] | 0% |  | N/A | [59 empty] | N/A
1 | 2 | 3 | 4 | 5 | 6 | 7 | 8 | 9 | 10 | 2014 | 2015 | 2016 | 2017 | 2018 | 2019 | 2020 | 2021 | 2022 | 2023 | 2024 | 2025 | 2026 | 2027 | 2028 | 2029 | 2030 | 2031 | 2032 | 2033 | 2034 | 2035 | 2036 | 2037 | 2038
1 | 1 | 1 | 1 | 1 | 1 | 1 | 1 | 1 | 1 | 0% | 0% | 0% | 0% | 0% | 0% | 0% | 0% | 0% | 0% | 0% | 0% | 0% | 0% | 0% | 0% | 0% | 0% | 0% | 0% | 0% | 0% | 0% | 0% | 0%
Substation Load Detail
[7 empty] | Units | 2013 |  | 2014 | 2015 | 2016 | 2017 | 2018 | 2019 | 2020 | 2021 | 2022 | 2023 | 2024 | 2025 | 2026 | 2027 | 2028 | 2029 | 2030 | 2031 | 2032 | 2033 | 2034 | 2035 | 2036 | 2037 | 2038
1 | Customer65 | Compensated |  | Load (LV side) |  |  | Amps | 0 |  | 0 | 0 | 0 | 0 | 0 | 0 | 0 | 0 | 0 | 0 | 0 | 0 | 0 | 0 | 0 | 0 | 0 | 0 | 0 | 0 | 0 | 0 | 0 | 0 | 0
|  |  |  | Apparent Power |  |  | MVA | 0.0435 |  | 0.0435 | 0.0435 | 0.0435 | 0.0435 | 0.0435 | 0.0435 | 0.0435 | 0.0435 | 0.0435 | 0.0435 | 0.0435 | 0.0435 | 0.0435 | 0.0435 | 0.0435 | 0.0435 | 0.0435 | 0.0435 | 0.0435 | 0.0435 | 0.0435 | 0.0435 | 0.0435 | 0.0435 | 0.0435
|  |  |  | Real Power |  |  | MW | 0 |  | 0 | 0 | 0 | 0 | 0 | 0 | 0 | 0 | 0 | 0 | 0 | 0 | 0 | 0 | 0 | 0 | 0 | 0 | 0 | 0 | 0 | 0 | 0 | 0 | 0
|  |  |  | Reactive Power |  |  | MVAr | 0 |  | 0 | 0 | 0 | 0 | 0 | 0 | 0 | 0 | 0 | 0 | 0 | 0 | 0 | 0 | 0 | 0 | 0 | 0 | 0 | 0 | 0 | 0 | 0 | 0 | 0
|  |  |  | Capacitors In Service |  |  | MVAr | 0 |  | 0 | 0 | 0 | 0 | 0 | 0 | 0 | 0 | 0 | 0 | 0 | 0 | 0 | 0 | 0 | 0 | 0 | 0 | 0 | 0 | 0 | 0 | 0 | 0 | 0
|  |  |  | PF |  |  |  | 0 |  | 0 | 0 | 0 | 0 | 0 | 0 | 0 | 0 | 0 | 0 | 0 | 0 | 0 | 0 | 0 | 0 | 0 | 0 | 0 | 0 | 0 | 0 | 0 | 0 | 0
0.61125 | Diversity Factor: 0.61 | Uncompensated |  | Reactive Power |  |  | MVAr | 0 |  | 0 | 0 | 0 | 0 | 0 | 0 | 0 | 0 | 0 | 0 | 0 | 0 | 0 | 0 | 0 | 0 | 0 | 0 | 0 | 0 | 0 | 0 | 0 | 0 | 0
|  |  |  | PF |  |  |  | 0 |  | 0 | 0 | 0 | 0 | 0 | 0 | 0 | 0 | 0 | 0 | 0 | 0 | 0 | 0 | 0 | 0 | 0 | 0 | 0 | 0 | 0 | 0 | 0 | 0 | 0
[10 empty] | 1 | 2 | 3 | 4 | 5 | 6 | 7 | 8 | 9 | 10 | 11 | 12 | 13 | 14 | 15 | 16 | 17 | 18 | 19 | 20 | 21 | 22 | 23 | 24 | 25
Transformer Load Detail
[7 empty] | Units | 2013 |  | 2014 | 2015 | 2016 | 2017 | 2018 | 2019 | 2020 | 2021 | 2022 | 2023 | 2024 | 2025 | 2026 | 2027 | 2028 | 2029 | 2030 | 2031 | 2032 | 2033 | 2034 | 2035 | 2036 | 2037 | 2038
| 0 | Compensated |  | Load (LV side) |  |  | Amps
|  |  |  | Apparent Power |  |  | MVA
|  |  |  | Real Power |  |  | MW
|  |  |  | Reactive Power |  |  | MVAr
|  |  |  | Capacitors In Service |  |  | MVAr
PF
| Zone Div: | Uncompensated |  | Reactive Power |  |  | MVAr
PF
| 0 | Compensated |  | Load (LV side) |  |  | Amps
|  |  |  | Apparent Power |  |  | MVA
|  |  |  | Real Power |  |  | MW
|  |  |  | Reactive Power |  |  | MVAr
|  |  |  | Capacitors In Service |  |  | MVAr
PF
| Zone Div: | Uncompensated |  | Reactive Power |  |  | MVAr
PF
| 0 | Compensated |  | Load (LV side) |  |  | Amps
|  |  |  | Apparent Power |  |  | MVA
|  |  |  | Real Power |  |  | MW
|  |  |  | Reactive Power |  |  | MVAr
|  |  |  | Capacitors In Service |  |  | MVAr
PF
| Zone Div: | Uncompensated |  | Reactive Power |  |  | MVAr
PF
| 0 | Compensated |  | Load (LV side) |  |  | Amps
|  |  |  | Apparent Power |  |  | MVA
|  |  |  | Real Power |  |  | MW
|  |  |  | Reactive Power |  |  | MVAr
|  |  |  | Capacitors In Service |  |  | MVAr
PF
| Zone Div: | Uncompensated |  | Reactive Power |  |  | MVAr
PF
| 0 | Compensated |  | Load (LV side) |  |  | Amps
|  |  |  | Apparent Power |  |  | MVA
|  |  |  | Real Power |  |  | MW
|  |  |  | Reactive Power |  |  | MVAr
|  |  |  | Capacitors In Service |  |  | MVAr
PF
| Zone Div: | Uncompensated |  | Reactive Power |  |  | MVAr
PF
| 0 | Compensated |  | Load (LV side) |  |  | Amps
|  |  |  | Apparent Power |  |  | MVA
|  |  |  | Real Power |  |  | MW
|  |  |  | Reactive Power |  |  | MVAr
|  |  |  | Capacitors In Service |  |  | MVAr
PF
| Zone Div: | Uncompensated |  | Reactive Power |  |  | MVAr
PF
| 0 | Compensated |  | Load (LV side) |  |  | Amps
|  |  |  | Apparent Power |  |  | MVA
|  |  |  | Real Power |  |  | MW
|  |  |  | Reactive Power |  |  | MVAr
|  |  |  | Capacitors In Service |  |  | MVAr
PF
| Zone Div: | Uncompensated |  | Reactive Power |  |  | MVAr
PF
| 0 | Compensated |  | Load (LV side) |  |  | Amps
|  |  |  | Apparent Power |  |  | MVA
|  |  |  | Real Power |  |  | MW
|  |  |  | Reactive Power |  |  | MVAr
|  |  |  | Capacitors In Service |  |  | MVAr
PF
| Zone Div: | Uncompensated |  | Reactive Power |  |  | MVAr
PF
| 0 | Compensated |  | Load (LV side) |  |  | Amps
|  |  |  | Apparent Power |  |  | MVA
|  |  |  | Real Power |  |  | MW
|  |  |  | Reactive Power |  |  | MVAr
|  |  |  | Capacitors In Service |  |  | MVAr
PF
| Zone Div: | Uncompensated |  | Reactive Power |  |  | MVAr
PF
| 0 | Compensated |  | Load (LV side) |  |  | Amps
|  |  |  | Apparent Power |  |  | MVA
|  |  |  | Real Power |  |  | MW
|  |  |  | Reactive Power |  |  | MVAr
|  |  |  | Capacitors In Service |  |  | MVAr
PF
| Zone Div: | Uncompensated |  | Reactive Power |  |  | MVAr
PF

## Customer66
| Customer66 | [16 empty] | 2014 | WINTER
| Substation Total Loads | [33 empty] | Spots & Transfers Detail
| Historical Loads | MVA | [7 empty] | Weather Corrected Forecast Loads |  |  |  | MVA | [20 empty] | Spots & Transfers Summary | MVA |  | Historical Spots & Transfers | [6 empty] | Forecast Spots & Transfers
|  | 2007 | 2008 | 2009 | 2010 | 2011 | 2012 | 2013 |  | 2014 | 2015 | 2016 | 2017 | 2018 | 2019 | 2020 | 2021 | 2022 | 2023 | 2024 | 2025 | 2026 | 2027 | 2028 | 2029 | 2030 | 2031 | 2032 | 2033 | 2034 | 2035 | 2036 | 2037 | 2038 |  |  |  | 2007 | 2008 | 2009 | 2010 | 2011 | 2012 | 2013 | 2014 | 2015 | 2016 | 2017 | 2018 | 2019 | 2020 | 2021 | 2022 | 2023 | 2024 | 2025 | 2026 | 2027 | 2028 | 2029 | 2030 | 2031 | 2032 | 2033 | 2034 | 2035 | 2036 | 2037 | 2038
| Total |  |  |  |  | 40.6756 | 41.84 | 45.72 |  | 45.72 | 43.12 | 43.12 | 43.12 | 43.12 | 43.12 | 43.12 | 43.12 | 43.12 | 43.12 | 43.12 | 43.12 | 43.12 | 43.12 | 43.12 | 43.12 | 43.12 | 43.12 | 43.12 | 43.12 | 43.12 | 43.12 | 43.12 | 43.12 | 43.12 |  |  | Total | Forecast Spots & Transfers 2015: -2.6
Firm Rating
| Total Capacity | [36 empty] | 0 | 0 | 0 | 0 | 0 | 0 | 0 | 0 | 0 | 0 | 0 | 0 | 0 | 0 | 0 | 0 | 0 | 0 | 0 | 0 | 0 | 0 | 0 | 0 | 0 | 0 | 0 | 0 | 0 | 0 | 0 | 0
|  | -7 | -6 | -5 | -4 | -3 | -2 | -1 |  | 0 | 1 | 2 | 3 | 4 | 5 | 6 | 7 | 8 | 9 | 10 | 11 | 12 | 13 | 14 | 15 | 16 | 17 | 18 | 19 | 20 | 21 | 22 | 23 | 24 |  |  |  | 0 | 0 | 0 | 0 | 0 | 0 | 0 | 0 | 0 | 0 | 0 | 0 | 0 | 0 | 0 | 0 | 0 | 0 | 0 | 0 | 0 | 0 | 0 | 0 | 0 | 0 | 0 | 0 | 0 | 0 | 0 | 0
| Transformer Loads | [36 empty] | 0 | 0 | 0 | 0 | 0 | 0 | 0 | 0 | 0 | 0 | 0 | 0 | 0 | 0 | 0 | 0 | 0 | 0 | 0 | 0 | 0 | 0 | 0 | 0 | 0 | 0 | 0 | 0 | 0 | 0 | 0 | 0
| Historical Loads | MVA | [7 empty] | Weather Corrected Forecast Loads |  |  |  | MVA | [23 empty] | 0 | 0 | 0 | 0 | 0 | 0 | 0 | 0 | 0 | 0 | 0 | 0 | 0 | 0 | 0 | 0 | 0 | 0 | 0 | 0 | 0 | 0 | 0 | 0 | 0 | 0 | 0 | 0 | 0 | 0 | 0 | 0
|  | 2007 | 2008 | 2009 | 2010 | 2011 | 2012 | 2013 |  | 2014 | 2015 | 2016 | 2017 | 2018 | 2019 | 2020 | 2021 | 2022 | 2023 | 2024 | 2025 | 2026 | 2027 | 2028 | 2029 | 2030 | 2031 | 2032 | 2033 | 2034 | 2035 | 2036 | 2037 | 2038 |  |  |  | 0 | 0 | 0 | 0 | 0 | 0 | 0 | 0 | 0 | 0 | 0 | 0 | 0 | 0 | 0 | 0 | 0 | 0 | 0 | 0 | 0 | 0 | 0 | 0 | 0 | 0 | 0 | 0 | 0 | 0 | 0 | 0
| 0 | [36 empty] | 0 | 0 | 0 | 0 | 0 | 0 | 0 | 0 | 0 | 0 | 0 | 0 | 0 | 0 | 0 | 0 | 0 | 0 | 0 | 0 | 0 | 0 | 0 | 0 | 0 | 0 | 0 | 0 | 0 | 0 | 0 | 0
| Diversity Factor: 0 | [36 empty] | 0 | 0 | 0 | 0 | 0 | 0 | 0 | 0 | 0 | 0 | 0 | 0 | 0 | 0 | 0 | 0 | 0 | 0 | 0 | 0 | 0 | 0 | 0 | 0 | 0 | 0 | 0 | 0 | 0 | 0 | 0 | 0
[38 empty] | 0 | 0 | 0 | 0 | 0 | 0 | 0 | 0 | 0 | 0 | 0 | 0 | 0 | 0 | 0 | 0 | 0 | 0 | 0 | 0 | 0 | 0 | 0 | 0 | 0 | 0 | 0 | 0 | 0 | 0 | 0 | 0
[38 empty] | 0 | 0 | 0 | 0 | 0 | 0 | 0 | 0 | 0 | 0 | 0 | 0 | 0 | 0 | 0 | 0 | 0 | 0 | 0 | 0 | 0 | 0 | 0 | 0 | 0 | 0 | 0 | 0 | 0 | 0 | 0 | 0
| 0 | [36 empty] | 0 | 0 | 0 | 0 | 0 | 0 | 0 | 0 | 0 | 0 | 0 | 0 | 0 | 0 | 0 | 0 | 0 | 0 | 0 | 0 | 0 | 0 | 0 | 0 | 0 | 0 | 0 | 0 | 0 | 0 | 0 | 0
Diversity Factor: 0
[38 empty] | Historical Spots & Transfers | [6 empty] | Forecast Spots & Transfers
[35 empty] | Project Name | From | To | 2007 | 2008 | 2009 | 2010 | 2011 | 2012 | 2013 | 2014 | 2015 | 2016 | 2017 | 2018 | 2019 | 2020 | 2021 | 2022 | 2023 | 2024 | 2025 | 2026 | 2027 | 2028 | 2029 | 2030 | 2031 | 2032 | 2033 | 2034 | 2035 | 2036 | 2037 | 2038
| 0 | [33 empty] | Major Customer Connection |  | Liddell 33kV | Forecast Spots & Transfers 2015: -2.6
Diversity Factor: 0
0
Diversity Factor: 0
0
Diversity Factor: 0
0
Diversity Factor: 0
0
Diversity Factor: 0
0
Diversity Factor: 0
0
Diversity Factor: 0
0
Diversity Factor: 0
| Weather Correction and Public Holiday Factors | [8 empty] | Forecast ROG
ROG Justification
| Actual loads for season 2013 have been weather corrected by the following: | [6 empty] | 0% |  | N/A | [59 empty] | N/A
1 | 2 | 3 | 4 | 5 | 6 | 7 | 8 | 9 | 10 | 2014 | 2015 | 2016 | 2017 | 2018 | 2019 | 2020 | 2021 | 2022 | 2023 | 2024 | 2025 | 2026 | 2027 | 2028 | 2029 | 2030 | 2031 | 2032 | 2033 | 2034 | 2035 | 2036 | 2037 | 2038
1 | 1 | 1 | 1 | 1 | 1 | 1 | 1 | 1 | 1 | 0% | 0% | 0% | 0% | 0% | 0% | 0% | 0% | 0% | 0% | 0% | 0% | 0% | 0% | 0% | 0% | 0% | 0% | 0% | 0% | 0% | 0% | 0% | 0% | 0%
Substation Load Detail
[7 empty] | Units | 2013 |  | 2014 | 2015 | 2016 | 2017 | 2018 | 2019 | 2020 | 2021 | 2022 | 2023 | 2024 | 2025 | 2026 | 2027 | 2028 | 2029 | 2030 | 2031 | 2032 | 2033 | 2034 | 2035 | 2036 | 2037 | 2038
1 | Customer66 | Compensated |  | Load (LV side) |  |  | Amps | 800 |  | 800 | 754 | 754 | 754 | 754 | 754 | 754 | 754 | 754 | 754 | 754 | 754 | 754 | 754 | 754 | 754 | 754 | 754 | 754 | 754 | 754 | 754 | 754 | 754 | 754
|  |  |  | Apparent Power |  |  | MVA | 45.72 |  | 45.72 | 43.12 | 43.12 | 43.12 | 43.12 | 43.12 | 43.12 | 43.12 | 43.12 | 43.12 | 43.12 | 43.12 | 43.12 | 43.12 | 43.12 | 43.12 | 43.12 | 43.12 | 43.12 | 43.12 | 43.12 | 43.12 | 43.12 | 43.12 | 43.12
|  |  |  | Real Power |  |  | MW | 41.148 |  | 41.148 | 38.808 | 38.808 | 38.808 | 38.808 | 38.808 | 38.808 | 38.808 | 38.808 | 38.808 | 38.808 | 38.808 | 38.808 | 38.808 | 38.808 | 38.808 | 38.808 | 38.808 | 38.808 | 38.808 | 38.808 | 38.808 | 38.808 | 38.808 | 38.808
|  |  |  | Reactive Power |  |  | MVAr | 19.9289 |  | 19.9289 | 18.7956 | 18.7956 | 18.7956 | 18.7956 | 18.7956 | 18.7956 | 18.7956 | 18.7956 | 18.7956 | 18.7956 | 18.7956 | 18.7956 | 18.7956 | 18.7956 | 18.7956 | 18.7956 | 18.7956 | 18.7956 | 18.7956 | 18.7956 | 18.7956 | 18.7956 | 18.7956 | 18.7956
|  |  |  | Capacitors In Service |  |  | MVAr | 0 |  | 0 | 0 | 0 | 0 | 0 | 0 | 0 | 0 | 0 | 0 | 0 | 0 | 0 | 0 | 0 | 0 | 0 | 0 | 0 | 0 | 0 | 0 | 0 | 0 | 0
|  |  |  | PF |  |  |  | 0.9 |  | 0.9 | 0.9 | 0.9 | 0.9 | 0.9 | 0.9 | 0.9 | 0.9 | 0.9 | 0.9 | 0.9 | 0.9 | 0.9 | 0.9 | 0.9 | 0.9 | 0.9 | 0.9 | 0.9 | 0.9 | 0.9 | 0.9 | 0.9 | 0.9 | 0.9
| Diversity Factor: 0 | Uncompensated |  | Reactive Power |  |  | MVAr | 19.9289 |  | 19.9289 | 18.7956 | 18.7956 | 18.7956 | 18.7956 | 18.7956 | 18.7956 | 18.7956 | 18.7956 | 18.7956 | 18.7956 | 18.7956 | 18.7956 | 18.7956 | 18.7956 | 18.7956 | 18.7956 | 18.7956 | 18.7956 | 18.7956 | 18.7956 | 18.7956 | 18.7956 | 18.7956 | 18.7956
|  |  |  | PF |  |  |  | 0.9 |  | 0.9 | 0.9 | 0.9 | 0.9 | 0.9 | 0.9 | 0.9 | 0.9 | 0.9 | 0.9 | 0.9 | 0.9 | 0.9 | 0.9 | 0.9 | 0.9 | 0.9 | 0.9 | 0.9 | 0.9 | 0.9 | 0.9 | 0.9 | 0.9 | 0.9
[10 empty] | 1 | 2 | 3 | 4 | 5 | 6 | 7 | 8 | 9 | 10 | 11 | 12 | 13 | 14 | 15 | 16 | 17 | 18 | 19 | 20 | 21 | 22 | 23 | 24 | 25
Transformer Load Detail
[7 empty] | Units | 2013 |  | 2014 | 2015 | 2016 | 2017 | 2018 | 2019 | 2020 | 2021 | 2022 | 2023 | 2024 | 2025 | 2026 | 2027 | 2028 | 2029 | 2030 | 2031 | 2032 | 2033 | 2034 | 2035 | 2036 | 2037 | 2038
| 0 | Compensated |  | Load (LV side) |  |  | Amps
|  |  |  | Apparent Power |  |  | MVA
|  |  |  | Real Power |  |  | MW
|  |  |  | Reactive Power |  |  | MVAr
|  |  |  | Capacitors In Service |  |  | MVAr
PF
| Zone Div: | Uncompensated |  | Reactive Power |  |  | MVAr
PF
| 0 | Compensated |  | Load (LV side) |  |  | Amps
|  |  |  | Apparent Power |  |  | MVA
|  |  |  | Real Power |  |  | MW
|  |  |  | Reactive Power |  |  | MVAr
|  |  |  | Capacitors In Service |  |  | MVAr
PF
| Zone Div: | Uncompensated |  | Reactive Power |  |  | MVAr
PF
| 0 | Compensated |  | Load (LV side) |  |  | Amps
|  |  |  | Apparent Power |  |  | MVA
|  |  |  | Real Power |  |  | MW
|  |  |  | Reactive Power |  |  | MVAr
|  |  |  | Capacitors In Service |  |  | MVAr
PF
| Zone Div: | Uncompensated |  | Reactive Power |  |  | MVAr
PF
| 0 | Compensated |  | Load (LV side) |  |  | Amps
|  |  |  | Apparent Power |  |  | MVA
|  |  |  | Real Power |  |  | MW
|  |  |  | Reactive Power |  |  | MVAr
|  |  |  | Capacitors In Service |  |  | MVAr
PF
| Zone Div: | Uncompensated |  | Reactive Power |  |  | MVAr
PF
| 0 | Compensated |  | Load (LV side) |  |  | Amps
|  |  |  | Apparent Power |  |  | MVA
|  |  |  | Real Power |  |  | MW
|  |  |  | Reactive Power |  |  | MVAr
|  |  |  | Capacitors In Service |  |  | MVAr
PF
| Zone Div: | Uncompensated |  | Reactive Power |  |  | MVAr
PF
| 0 | Compensated |  | Load (LV side) |  |  | Amps
|  |  |  | Apparent Power |  |  | MVA
|  |  |  | Real Power |  |  | MW
|  |  |  | Reactive Power |  |  | MVAr
|  |  |  | Capacitors In Service |  |  | MVAr
PF
| Zone Div: | Uncompensated |  | Reactive Power |  |  | MVAr
PF
| 0 | Compensated |  | Load (LV side) |  |  | Amps
|  |  |  | Apparent Power |  |  | MVA
|  |  |  | Real Power |  |  | MW
|  |  |  | Reactive Power |  |  | MVAr
|  |  |  | Capacitors In Service |  |  | MVAr
PF
| Zone Div: | Uncompensated |  | Reactive Power |  |  | MVAr
PF
| 0 | Compensated |  | Load (LV side) |  |  | Amps
|  |  |  | Apparent Power |  |  | MVA
|  |  |  | Real Power |  |  | MW
|  |  |  | Reactive Power |  |  | MVAr
|  |  |  | Capacitors In Service |  |  | MVAr
PF
| Zone Div: | Uncompensated |  | Reactive Power |  |  | MVAr
PF
| 0 | Compensated |  | Load (LV side) |  |  | Amps
|  |  |  | Apparent Power |  |  | MVA
|  |  |  | Real Power |  |  | MW
|  |  |  | Reactive Power |  |  | MVAr
|  |  |  | Capacitors In Service |  |  | MVAr
PF
| Zone Div: | Uncompensated |  | Reactive Power |  |  | MVAr
PF
| 0 | Compensated |  | Load (LV side) |  |  | Amps
|  |  |  | Apparent Power |  |  | MVA
|  |  |  | Real Power |  |  | MW
|  |  |  | Reactive Power |  |  | MVAr
|  |  |  | Capacitors In Service |  |  | MVAr
PF
| Zone Div: | Uncompensated |  | Reactive Power |  |  | MVAr
PF

## Mitchells Flat 66_11kV
| Mitchells Flat 66_11kV | [16 empty] | 2014 | WINTER
| Substation Total Loads | [33 empty] | Spots & Transfers Detail
| Historical Loads | (11kV MVA) | [7 empty] | Weather Corrected Forecast Loads |  |  |  | (11kV MVA) | [20 empty] | Spots & Transfers Summary | (11kV MVA) |  | Historical Spots & Transfers | [6 empty] | Forecast Spots & Transfers
|  | 2007 | 2008 | 2009 | 2010 | 2011 | 2012 | 2013 |  | 2014 | 2015 | 2016 | 2017 | 2018 | 2019 | 2020 | 2021 | 2022 | 2023 | 2024 | 2025 | 2026 | 2027 | 2028 | 2029 | 2030 | 2031 | 2032 | 2033 | 2034 | 2035 | 2036 | 2037 | 2038 |  |  |  | 2007 | 2008 | 2009 | 2010 | 2011 | 2012 | 2013 | 2014 | 2015 | 2016 | 2017 | 2018 | 2019 | 2020 | 2021 | 2022 | 2023 | 2024 | 2025 | 2026 | 2027 | 2028 | 2029 | 2030 | 2031 | 2032 | 2033 | 2034 | 2035 | 2036 | 2037 | 2038
| Total | 1.1 | 1.1 | 1 | 1 | 0.901 | 0.931 | 0.822 |  | 0.78975 | 0.7506 | 0.73056 | 0.72713 | 0.7394 | 0.74997 | 0.76506 | 0.77887 | 0.79251 | 0.80697 | 0.82208 | 0.83896 | 0.85629 | 0.87415 | 0.89265 | 0.91139 | 0.93064 | 0.95038 | 0.9706 | 0.99132 | 1.0125 | 1.0343 | 1.0565 | 1.0793 | 1.1026 |  |  | Total | 0 | 0 | 0 | 0 | 0 | 0 | 0 | 0.0012505 | 0.00033771 | 0.0049809 | 0.0087432 | 0.012276 | 0.01057 | 0.015084 | 0.013809 | 0.013641 | 0.014465 | 0.01511 | 0.016879 | 0.017328 | 0.017858 | 0.018506 | 0.018737 | 0.019254 | 0.019734 | 0.020222 | 0.020717 | 0.02122 | 0.02173 | 0.022248 | 0.022774 | 0.023308
| Firm Rating | 0 | 0 | 0 | 0 | 0 | 0 | 0 |  | 0 | 0 | 0 | 0 | 0 | 0 | 0 | 0 | 0 | 0 | 0 | 0 | 0 | 0 | 0 | 0 | 0 | 0 | 0 | 0 | 0 | 0 | 0 | 0 | 0
| Total Capacity | 0 | 0 | 0 | 5.5 | 5.5 | 6.65 | 6.65 |  | 6.65 | 6.65 | 6.65 | 6.65 | 6.65 | 6.65 | 6.65 | 6.65 | 6.65 | 6.65 | 6.65 | 6.65 | 6.65 | 6.65 | 6.65 | 6.65 | 6.65 | 6.65 | 6.65 | 6.65 | 6.65 | 6.65 | 6.65 | 6.65 | 6.65 |  |  | Mitchells Flat 66_11kV Tx1 | 0 | 0 | 0 | 0 | 0 | 0 | 0 | 0.0012505 | 0.00033771 | 0.0049809 | 0.0087432 | 0.012276 | 0.01057 | 0.015084 | 0.013809 | 0.013641 | 0.014465 | 0.01511 | 0.016879 | 0.017328 | 0.017858 | 0.018506 | 0.018737 | 0.019254 | 0.019734 | 0.020222 | 0.020717 | 0.02122 | 0.02173 | 0.022248 | 0.022774 | 0.023308
|  | -7 | -6 | -5 | -4 | -3 | -2 | -1 |  | 0 | 1 | 2 | 3 | 4 | 5 | 6 | 7 | 8 | 9 | 10 | 11 | 12 | 13 | 14 | 15 | 16 | 17 | 18 | 19 | 20 | 21 | 22 | 23 | 24 |  |  |  | 0 | 0 | 0 | 0 | 0 | 0 | 0 | 0 | 0 | 0 | 0 | 0 | 0 | 0 | 0 | 0 | 0 | 0 | 0 | 0 | 0 | 0 | 0 | 0 | 0 | 0 | 0 | 0 | 0 | 0 | 0 | 0
| Transformer Loads | [36 empty] | 0 | 0 | 0 | 0 | 0 | 0 | 0 | 0 | 0 | 0 | 0 | 0 | 0 | 0 | 0 | 0 | 0 | 0 | 0 | 0 | 0 | 0 | 0 | 0 | 0 | 0 | 0 | 0 | 0 | 0 | 0 | 0
| Historical Loads | (11kV MVA) | [7 empty] | Weather Corrected Forecast Loads |  |  |  | (11kV MVA) | [23 empty] | 0 | 0 | 0 | 0 | 0 | 0 | 0 | 0 | 0 | 0 | 0 | 0 | 0 | 0 | 0 | 0 | 0 | 0 | 0 | 0 | 0 | 0 | 0 | 0 | 0 | 0 | 0 | 0 | 0 | 0 | 0 | 0
|  | 2007 | 2008 | 2009 | 2010 | 2011 | 2012 | 2013 |  | 2014 | 2015 | 2016 | 2017 | 2018 | 2019 | 2020 | 2021 | 2022 | 2023 | 2024 | 2025 | 2026 | 2027 | 2028 | 2029 | 2030 | 2031 | 2032 | 2033 | 2034 | 2035 | 2036 | 2037 | 2038 |  |  |  | 0 | 0 | 0 | 0 | 0 | 0 | 0 | 0 | 0 | 0 | 0 | 0 | 0 | 0 | 0 | 0 | 0 | 0 | 0 | 0 | 0 | 0 | 0 | 0 | 0 | 0 | 0 | 0 | 0 | 0 | 0 | 0
| 0 | [36 empty] | 0 | 0 | 0 | 0 | 0 | 0 | 0 | 0 | 0 | 0 | 0 | 0 | 0 | 0 | 0 | 0 | 0 | 0 | 0 | 0 | 0 | 0 | 0 | 0 | 0 | 0 | 0 | 0 | 0 | 0 | 0 | 0
| Diversity Factor: 0 | [36 empty] | 0 | 0 | 0 | 0 | 0 | 0 | 0 | 0 | 0 | 0 | 0 | 0 | 0 | 0 | 0 | 0 | 0 | 0 | 0 | 0 | 0 | 0 | 0 | 0 | 0 | 0 | 0 | 0 | 0 | 0 | 0 | 0
[38 empty] | 0 | 0 | 0 | 0 | 0 | 0 | 0 | 0 | 0 | 0 | 0 | 0 | 0 | 0 | 0 | 0 | 0 | 0 | 0 | 0 | 0 | 0 | 0 | 0 | 0 | 0 | 0 | 0 | 0 | 0 | 0 | 0
[38 empty] | 0 | 0 | 0 | 0 | 0 | 0 | 0 | 0 | 0 | 0 | 0 | 0 | 0 | 0 | 0 | 0 | 0 | 0 | 0 | 0 | 0 | 0 | 0 | 0 | 0 | 0 | 0 | 0 | 0 | 0 | 0 | 0
| 0 | [36 empty] | 0 | 0 | 0 | 0 | 0 | 0 | 0 | 0 | 0 | 0 | 0 | 0 | 0 | 0 | 0 | 0 | 0 | 0 | 0 | 0 | 0 | 0 | 0 | 0 | 0 | 0 | 0 | 0 | 0 | 0 | 0 | 0
Diversity Factor: 0
[38 empty] | Historical Spots & Transfers | [6 empty] | Forecast Spots & Transfers
[35 empty] | Project Name | From | To | 2007 | 2008 | 2009 | 2010 | 2011 | 2012 | 2013 | 2014 | 2015 | 2016 | 2017 | 2018 | 2019 | 2020 | 2021 | 2022 | 2023 | 2024 | 2025 | 2026 | 2027 | 2028 | 2029 | 2030 | 2031 | 2032 | 2033 | 2034 | 2035 | 2036 | 2037 | 2038
| 0 | [33 empty] | Broad based demand management |  | Mitchells Flat 66_11kV Tx1 | 0 | 0 | 0 | 0 | 0 | 0 | 0 | 0 | 0 | 0 | 0 | 0 | 0 | 0 | 0 | 0 | 0 | 0 | 0 | 0 | 0 | 0 | 0 | 0 | 0 | 0 | 0 | 0 | 0 | 0 | 0 | 0
| Diversity Factor: 0 | [33 empty] | Econometric |  | Mitchells Flat 66_11kV Tx1 | 0 | 0 | 0 | 0 | 0 | 0 | 0 | 0 | 0 | 0.0090851 | 0.016055 | 0.023882 | 0.023713 | 0.024183 | 0.022744 | 0.023163 | 0.023589 | 0.024021 | 0.02446 | 0.024905 | 0.025358 | 0.025817 | 0.026283 | 0.026757 | 0.027237 | 0.027725 | 0.02822 | 0.028723 | 0.029233 | 0.029751 | 0.030277 | 0.030811
[35 empty] | Energy Efficiency |  | Mitchells Flat 66_11kV Tx1 | 0 | 0 | 0 | 0 | 0 | 0 | 0 | 0.0012505 | 0.00033771 | -0.0041042 | -0.0073117 | -0.011606 | -0.013144 | -0.0090989 | -0.0089353 | -0.0095225 | -0.0091241 | -0.0089109 | -0.0075814 | -0.0075772 | -0.0074993 | -0.0073108 | -0.007546 | -0.0075029 | -0.0075029 | -0.0075029 | -0.0075029 | -0.0075029 | -0.0075029 | -0.0075029 | -0.0075029 | -0.0075029
[35 empty] | Solar PV |  | Mitchells Flat 66_11kV Tx1 | 0 | 0 | 0 | 0 | 0 | 0 | 0 | 0 | 0 | 0 | 0 | 0 | 0 | 0 | 0 | 0 | 0 | 0 | 0 | 0 | 0 | 0 | 0 | 0 | 0 | 0 | 0 | 0 | 0 | 0 | 0 | 0
0
Diversity Factor: 0
0
Diversity Factor: 0
0
Diversity Factor: 0
0
Diversity Factor: 0
0
Diversity Factor: 0
0
Diversity Factor: 0
0
Diversity Factor: 0
| Weather Correction and Public Holiday Factors | [8 empty] | Forecast ROG
ROG Justification
| Actual loads for season 2013 have been weather corrected by the following: | [6 empty] | 0.1204% |  | Rog Capped +/-5% | [59 empty] | Rog Capped +/-5%
1 | 2 | 3 | 4 | 5 | 6 | 7 | 8 | 9 | 10 | 2014 | 2015 | 2016 | 2017 | 2018 | 2019 | 2020 | 2021 | 2022 | 2023 | 2024 | 2025 | 2026 | 2027 | 2028 | 2029 | 2030 | 2031 | 2032 | 2033 | 2034 | 2035 | 2036 | 2037 | 2038
0.95 | 0.9025 | 0.87242 | 0.85789 | 0.85789 | 0.85789 | 0.85789 | 0.85789 | 0.85789 | 0.85789 | -5% | -5% | -3.333% | -1.666% | 0% | 0% | 0% | 0% | 0% | 0% | 0% | 0% | 0% | 0% | 0% | 0% | 0% | 0% | 0% | 0% | 0% | 0% | 0% | 0% | 0%
Substation Load Detail
[7 empty] | Units | 2013 |  | 2014 | 2015 | 2016 | 2017 | 2018 | 2019 | 2020 | 2021 | 2022 | 2023 | 2024 | 2025 | 2026 | 2027 | 2028 | 2029 | 2030 | 2031 | 2032 | 2033 | 2034 | 2035 | 2036 | 2037 | 2038
1 | Mitchells Flat 66_11kV | Compensated |  | Load (LV side) |  |  | Amps | 0 |  | 41.4511 | 39.3963 | 38.3445 | 38.1644 | 38.8087 | 39.3635 | 40.1552 | 40.88 | 41.5959 | 42.3551 | 43.1482 | 44.0341 | 44.9436 | 45.8809 | 46.8522 | 47.8357 | 48.8462 | 49.882 | 50.9434 | 52.0308 | 53.1445 | 54.2851 | 55.4528 | 56.6481 | 57.8715
|  |  |  | Apparent Power |  |  | MVA | 0.822 | 0.83 | 0.78975 | 0.7506 | 0.73056 | 0.72713 | 0.7394 | 0.74997 | 0.76506 | 0.77887 | 0.79251 | 0.80697 | 0.82208 | 0.83896 | 0.85629 | 0.87415 | 0.89265 | 0.91139 | 0.93064 | 0.95038 | 0.9706 | 0.99132 | 1.0125 | 1.0343 | 1.0565 | 1.0793 | 1.1026
|  |  |  | Real Power |  |  | MW | 0.82036 | 0.82834 | 0.78817 | 0.7491 | 0.7291 | 0.72567 | 0.73793 | 0.74848 | 0.76353 | 0.77731 | 0.79092 | 0.80536 | 0.82044 | 0.83728 | 0.85458 | 0.8724 | 0.89087 | 0.90957 | 0.92878 | 0.94848 | 0.96866 | 0.98934 | 1.0105 | 1.0322 | 1.0544 | 1.0771 | 1.1004
|  |  |  | Reactive Power |  |  | MVAr | 0 |  | 0.049923 | 0.047448 | 0.046181 | 0.045964 | 0.04674 | 0.047408 | 0.048362 | 0.049235 | 0.050097 | 0.051011 | 0.051967 | 0.053034 | 0.054129 | 0.055258 | 0.056428 | 0.057612 | 0.058829 | 0.060077 | 0.061355 | 0.062665 | 0.064006 | 0.06538 | 0.066786 | 0.068226 | 0.069699
|  |  |  | Capacitors In Service |  |  | MVAr | 0 |  | 0 | 0 | 0 | 0 | 0 | 0 | 0 | 0 | 0 | 0 | 0 | 0 | 0 | 0 | 0 | 0 | 0 | 0 | 0 | 0 | 0 | 0 | 0 | 0 | 0
|  |  |  | PF |  |  |  | 0.998 |  | 0.998 | 0.998 | 0.998 | 0.998 | 0.998 | 0.998 | 0.998 | 0.998 | 0.998 | 0.998 | 0.998 | 0.998 | 0.998 | 0.998 | 0.998 | 0.998 | 0.998 | 0.998 | 0.998 | 0.998 | 0.998 | 0.998 | 0.998 | 0.998 | 0.998
0.85695 | Diversity Factor: 0.86 | Uncompensated |  | Reactive Power |  |  | MVAr | 0 | 0.052468 | 0.049923 | 0.047448 | 0.046181 | 0.045964 | 0.04674 | 0.047408 | 0.048362 | 0.049235 | 0.050097 | 0.051011 | 0.051967 | 0.053034 | 0.054129 | 0.055258 | 0.056428 | 0.057612 | 0.058829 | 0.060077 | 0.061355 | 0.062665 | 0.064006 | 0.06538 | 0.066786 | 0.068226 | 0.069699
|  |  |  | PF |  |  |  | 0.998 |  | 0.998 | 0.998 | 0.998 | 0.998 | 0.998 | 0.998 | 0.998 | 0.998 | 0.998 | 0.998 | 0.998 | 0.998 | 0.998 | 0.998 | 0.998 | 0.998 | 0.998 | 0.998 | 0.998 | 0.998 | 0.998 | 0.998 | 0.998 | 0.998 | 0.998
[10 empty] | 1 | 2 | 3 | 4 | 5 | 6 | 7 | 8 | 9 | 10 | 11 | 12 | 13 | 14 | 15 | 16 | 17 | 18 | 19 | 20 | 21 | 22 | 23 | 24 | 25
Transformer Load Detail
[7 empty] | Units | 2013 |  | 2014 | 2015 | 2016 | 2017 | 2018 | 2019 | 2020 | 2021 | 2022 | 2023 | 2024 | 2025 | 2026 | 2027 | 2028 | 2029 | 2030 | 2031 | 2032 | 2033 | 2034 | 2035 | 2036 | 2037 | 2038
| 0 | Compensated |  | Load (LV side) |  |  | Amps
|  |  |  | Apparent Power |  |  | MVA
|  |  |  | Real Power |  |  | MW
|  |  |  | Reactive Power |  |  | MVAr
|  |  |  | Capacitors In Service |  |  | MVAr
PF
| Zone Div: | Uncompensated |  | Reactive Power |  |  | MVAr
PF
| 0 | Compensated |  | Load (LV side) |  |  | Amps
|  |  |  | Apparent Power |  |  | MVA
|  |  |  | Real Power |  |  | MW
|  |  |  | Reactive Power |  |  | MVAr
|  |  |  | Capacitors In Service |  |  | MVAr
PF
| Zone Div: | Uncompensated |  | Reactive Power |  |  | MVAr
PF
| 0 | Compensated |  | Load (LV side) |  |  | Amps
|  |  |  | Apparent Power |  |  | MVA
|  |  |  | Real Power |  |  | MW
|  |  |  | Reactive Power |  |  | MVAr
|  |  |  | Capacitors In Service |  |  | MVAr
PF
| Zone Div: | Uncompensated |  | Reactive Power |  |  | MVAr
PF
| 0 | Compensated |  | Load (LV side) |  |  | Amps
|  |  |  | Apparent Power |  |  | MVA
|  |  |  | Real Power |  |  | MW
|  |  |  | Reactive Power |  |  | MVAr
|  |  |  | Capacitors In Service |  |  | MVAr
PF
| Zone Div: | Uncompensated |  | Reactive Power |  |  | MVAr
PF
| 0 | Compensated |  | Load (LV side) |  |  | Amps
|  |  |  | Apparent Power |  |  | MVA
|  |  |  | Real Power |  |  | MW
|  |  |  | Reactive Power |  |  | MVAr
|  |  |  | Capacitors In Service |  |  | MVAr
PF
| Zone Div: | Uncompensated |  | Reactive Power |  |  | MVAr
PF
| 0 | Compensated |  | Load (LV side) |  |  | Amps
|  |  |  | Apparent Power |  |  | MVA
|  |  |  | Real Power |  |  | MW
|  |  |  | Reactive Power |  |  | MVAr
|  |  |  | Capacitors In Service |  |  | MVAr
PF
| Zone Div: | Uncompensated |  | Reactive Power |  |  | MVAr
PF
| 0 | Compensated |  | Load (LV side) |  |  | Amps
|  |  |  | Apparent Power |  |  | MVA
|  |  |  | Real Power |  |  | MW
|  |  |  | Reactive Power |  |  | MVAr
|  |  |  | Capacitors In Service |  |  | MVAr
PF
| Zone Div: | Uncompensated |  | Reactive Power |  |  | MVAr
PF
| 0 | Compensated |  | Load (LV side) |  |  | Amps
|  |  |  | Apparent Power |  |  | MVA
|  |  |  | Real Power |  |  | MW
|  |  |  | Reactive Power |  |  | MVAr
|  |  |  | Capacitors In Service |  |  | MVAr
PF
| Zone Div: | Uncompensated |  | Reactive Power |  |  | MVAr
PF
| 0 | Compensated |  | Load (LV side) |  |  | Amps
|  |  |  | Apparent Power |  |  | MVA
|  |  |  | Real Power |  |  | MW
|  |  |  | Reactive Power |  |  | MVAr
|  |  |  | Capacitors In Service |  |  | MVAr
PF
| Zone Div: | Uncompensated |  | Reactive Power |  |  | MVAr
PF
| 0 | Compensated |  | Load (LV side) |  |  | Amps
|  |  |  | Apparent Power |  |  | MVA
|  |  |  | Real Power |  |  | MW
|  |  |  | Reactive Power |  |  | MVAr
|  |  |  | Capacitors In Service |  |  | MVAr
PF
| Zone Div: | Uncompensated |  | Reactive Power |  |  | MVAr
PF

## Customer67
| Customer67 | [16 empty] | 2014 | WINTER
| Substation Total Loads | [33 empty] | Spots & Transfers Detail
| Historical Loads | MVA | [7 empty] | Weather Corrected Forecast Loads |  |  |  | MVA | [20 empty] | Spots & Transfers Summary | MVA |  | Historical Spots & Transfers | [6 empty] | Forecast Spots & Transfers
|  | 2007 | 2008 | 2009 | 2010 | 2011 | 2012 | 2013 |  | 2014 | 2015 | 2016 | 2017 | 2018 | 2019 | 2020 | 2021 | 2022 | 2023 | 2024 | 2025 | 2026 | 2027 | 2028 | 2029 | 2030 | 2031 | 2032 | 2033 | 2034 | 2035 | 2036 | 2037 | 2038 |  |  |  | 2007 | 2008 | 2009 | 2010 | 2011 | 2012 | 2013 | 2014 | 2015 | 2016 | 2017 | 2018 | 2019 | 2020 | 2021 | 2022 | 2023 | 2024 | 2025 | 2026 | 2027 | 2028 | 2029 | 2030 | 2031 | 2032 | 2033 | 2034 | 2035 | 2036 | 2037 | 2038
| Total | [5 empty] | 7.717 | 8.167 |  | 8.167 | 8.167 | 8.167 | 8.167 | 8.167 | 8.167 | 8.167 | 8.167 | 8.167 | 8.167 | 8.167 | 8.167 | 8.167 | 8.167 | 8.167 | 8.167 | 8.167 | 8.167 | 8.167 | 8.167 | 8.167 | 8.167 | 8.167 | 8.167 | 8.167 |  |  | Total
Firm Rating
| Total Capacity | [36 empty] | 0 | 0 | 0 | 0 | 0 | 0 | 0 | 0 | 0 | 0 | 0 | 0 | 0 | 0 | 0 | 0 | 0 | 0 | 0 | 0 | 0 | 0 | 0 | 0 | 0 | 0 | 0 | 0 | 0 | 0 | 0 | 0
|  | -7 | -6 | -5 | -4 | -3 | -2 | -1 |  | 0 | 1 | 2 | 3 | 4 | 5 | 6 | 7 | 8 | 9 | 10 | 11 | 12 | 13 | 14 | 15 | 16 | 17 | 18 | 19 | 20 | 21 | 22 | 23 | 24 |  |  |  | 0 | 0 | 0 | 0 | 0 | 0 | 0 | 0 | 0 | 0 | 0 | 0 | 0 | 0 | 0 | 0 | 0 | 0 | 0 | 0 | 0 | 0 | 0 | 0 | 0 | 0 | 0 | 0 | 0 | 0 | 0 | 0
| Transformer Loads | [36 empty] | 0 | 0 | 0 | 0 | 0 | 0 | 0 | 0 | 0 | 0 | 0 | 0 | 0 | 0 | 0 | 0 | 0 | 0 | 0 | 0 | 0 | 0 | 0 | 0 | 0 | 0 | 0 | 0 | 0 | 0 | 0 | 0
| Historical Loads | MVA | [7 empty] | Weather Corrected Forecast Loads |  |  |  | MVA | [23 empty] | 0 | 0 | 0 | 0 | 0 | 0 | 0 | 0 | 0 | 0 | 0 | 0 | 0 | 0 | 0 | 0 | 0 | 0 | 0 | 0 | 0 | 0 | 0 | 0 | 0 | 0 | 0 | 0 | 0 | 0 | 0 | 0
|  | 2007 | 2008 | 2009 | 2010 | 2011 | 2012 | 2013 |  | 2014 | 2015 | 2016 | 2017 | 2018 | 2019 | 2020 | 2021 | 2022 | 2023 | 2024 | 2025 | 2026 | 2027 | 2028 | 2029 | 2030 | 2031 | 2032 | 2033 | 2034 | 2035 | 2036 | 2037 | 2038 |  |  |  | 0 | 0 | 0 | 0 | 0 | 0 | 0 | 0 | 0 | 0 | 0 | 0 | 0 | 0 | 0 | 0 | 0 | 0 | 0 | 0 | 0 | 0 | 0 | 0 | 0 | 0 | 0 | 0 | 0 | 0 | 0 | 0
| 0 | [36 empty] | 0 | 0 | 0 | 0 | 0 | 0 | 0 | 0 | 0 | 0 | 0 | 0 | 0 | 0 | 0 | 0 | 0 | 0 | 0 | 0 | 0 | 0 | 0 | 0 | 0 | 0 | 0 | 0 | 0 | 0 | 0 | 0
| Diversity Factor: 0 | [36 empty] | 0 | 0 | 0 | 0 | 0 | 0 | 0 | 0 | 0 | 0 | 0 | 0 | 0 | 0 | 0 | 0 | 0 | 0 | 0 | 0 | 0 | 0 | 0 | 0 | 0 | 0 | 0 | 0 | 0 | 0 | 0 | 0
[38 empty] | 0 | 0 | 0 | 0 | 0 | 0 | 0 | 0 | 0 | 0 | 0 | 0 | 0 | 0 | 0 | 0 | 0 | 0 | 0 | 0 | 0 | 0 | 0 | 0 | 0 | 0 | 0 | 0 | 0 | 0 | 0 | 0
[38 empty] | 0 | 0 | 0 | 0 | 0 | 0 | 0 | 0 | 0 | 0 | 0 | 0 | 0 | 0 | 0 | 0 | 0 | 0 | 0 | 0 | 0 | 0 | 0 | 0 | 0 | 0 | 0 | 0 | 0 | 0 | 0 | 0
| 0 | [36 empty] | 0 | 0 | 0 | 0 | 0 | 0 | 0 | 0 | 0 | 0 | 0 | 0 | 0 | 0 | 0 | 0 | 0 | 0 | 0 | 0 | 0 | 0 | 0 | 0 | 0 | 0 | 0 | 0 | 0 | 0 | 0 | 0
Diversity Factor: 0
[38 empty] | Historical Spots & Transfers | [6 empty] | Forecast Spots & Transfers
[35 empty] | Project Name | From | To | 2007 | 2008 | 2009 | 2010 | 2011 | 2012 | 2013 | 2014 | 2015 | 2016 | 2017 | 2018 | 2019 | 2020 | 2021 | 2022 | 2023 | 2024 | 2025 | 2026 | 2027 | 2028 | 2029 | 2030 | 2031 | 2032 | 2033 | 2034 | 2035 | 2036 | 2037 | 2038
0
Diversity Factor: 0
0
Diversity Factor: 0
0
Diversity Factor: 0
0
Diversity Factor: 0
0
Diversity Factor: 0
0
Diversity Factor: 0
0
Diversity Factor: 0
0
Diversity Factor: 0
| Weather Correction and Public Holiday Factors | [8 empty] | Forecast ROG
ROG Justification
| Actual loads for season 2013 have been weather corrected by the following: | [6 empty] | 0% |  | N/A | [59 empty] | N/A
1 | 2 | 3 | 4 | 5 | 6 | 7 | 8 | 9 | 10 | 2014 | 2015 | 2016 | 2017 | 2018 | 2019 | 2020 | 2021 | 2022 | 2023 | 2024 | 2025 | 2026 | 2027 | 2028 | 2029 | 2030 | 2031 | 2032 | 2033 | 2034 | 2035 | 2036 | 2037 | 2038
1 | 1 | 1 | 1 | 1 | 1 | 1 | 1 | 1 | 1 | 0% | 0% | 0% | 0% | 0% | 0% | 0% | 0% | 0% | 0% | 0% | 0% | 0% | 0% | 0% | 0% | 0% | 0% | 0% | 0% | 0% | 0% | 0% | 0% | 0%
Substation Load Detail
[7 empty] | Units | 2013 |  | 2014 | 2015 | 2016 | 2017 | 2018 | 2019 | 2020 | 2021 | 2022 | 2023 | 2024 | 2025 | 2026 | 2027 | 2028 | 2029 | 2030 | 2031 | 2032 | 2033 | 2034 | 2035 | 2036 | 2037 | 2038
1 | Customer67 | Compensated |  | Load (LV side) |  |  | Amps | 143 |  | 143 | 143 | 143 | 143 | 143 | 143 | 143 | 143 | 143 | 143 | 143 | 143 | 143 | 143 | 143 | 143 | 143 | 143 | 143 | 143 | 143 | 143 | 143 | 143 | 143
|  |  |  | Apparent Power |  |  | MVA | 8.167 |  | 8.167 | 8.167 | 8.167 | 8.167 | 8.167 | 8.167 | 8.167 | 8.167 | 8.167 | 8.167 | 8.167 | 8.167 | 8.167 | 8.167 | 8.167 | 8.167 | 8.167 | 8.167 | 8.167 | 8.167 | 8.167 | 8.167 | 8.167 | 8.167 | 8.167
|  |  |  | Real Power |  |  | MW | 7.3503 |  | 7.3503 | 7.3503 | 7.3503 | 7.3503 | 7.3503 | 7.3503 | 7.3503 | 7.3503 | 7.3503 | 7.3503 | 7.3503 | 7.3503 | 7.3503 | 7.3503 | 7.3503 | 7.3503 | 7.3503 | 7.3503 | 7.3503 | 7.3503 | 7.3503 | 7.3503 | 7.3503 | 7.3503 | 7.3503
|  |  |  | Reactive Power |  |  | MVAr | 3.5599 |  | 3.5599 | 3.5599 | 3.5599 | 3.5599 | 3.5599 | 3.5599 | 3.5599 | 3.5599 | 3.5599 | 3.5599 | 3.5599 | 3.5599 | 3.5599 | 3.5599 | 3.5599 | 3.5599 | 3.5599 | 3.5599 | 3.5599 | 3.5599 | 3.5599 | 3.5599 | 3.5599 | 3.5599 | 3.5599
|  |  |  | Capacitors In Service |  |  | MVAr | 0 |  | 0 | 0 | 0 | 0 | 0 | 0 | 0 | 0 | 0 | 0 | 0 | 0 | 0 | 0 | 0 | 0 | 0 | 0 | 0 | 0 | 0 | 0 | 0 | 0 | 0
|  |  |  | PF |  |  |  | 0.9 |  | 0.9 | 0.9 | 0.9 | 0.9 | 0.9 | 0.9 | 0.9 | 0.9 | 0.9 | 0.9 | 0.9 | 0.9 | 0.9 | 0.9 | 0.9 | 0.9 | 0.9 | 0.9 | 0.9 | 0.9 | 0.9 | 0.9 | 0.9 | 0.9 | 0.9
| Diversity Factor: 0 | Uncompensated |  | Reactive Power |  |  | MVAr | 3.5599 |  | 3.5599 | 3.5599 | 3.5599 | 3.5599 | 3.5599 | 3.5599 | 3.5599 | 3.5599 | 3.5599 | 3.5599 | 3.5599 | 3.5599 | 3.5599 | 3.5599 | 3.5599 | 3.5599 | 3.5599 | 3.5599 | 3.5599 | 3.5599 | 3.5599 | 3.5599 | 3.5599 | 3.5599 | 3.5599
|  |  |  | PF |  |  |  | 0.9 |  | 0.9 | 0.9 | 0.9 | 0.9 | 0.9 | 0.9 | 0.9 | 0.9 | 0.9 | 0.9 | 0.9 | 0.9 | 0.9 | 0.9 | 0.9 | 0.9 | 0.9 | 0.9 | 0.9 | 0.9 | 0.9 | 0.9 | 0.9 | 0.9 | 0.9
[10 empty] | 1 | 2 | 3 | 4 | 5 | 6 | 7 | 8 | 9 | 10 | 11 | 12 | 13 | 14 | 15 | 16 | 17 | 18 | 19 | 20 | 21 | 22 | 23 | 24 | 25
Transformer Load Detail
[7 empty] | Units | 2013 |  | 2014 | 2015 | 2016 | 2017 | 2018 | 2019 | 2020 | 2021 | 2022 | 2023 | 2024 | 2025 | 2026 | 2027 | 2028 | 2029 | 2030 | 2031 | 2032 | 2033 | 2034 | 2035 | 2036 | 2037 | 2038
| 0 | Compensated |  | Load (LV side) |  |  | Amps
|  |  |  | Apparent Power |  |  | MVA
|  |  |  | Real Power |  |  | MW
|  |  |  | Reactive Power |  |  | MVAr
|  |  |  | Capacitors In Service |  |  | MVAr
PF
| Zone Div: | Uncompensated |  | Reactive Power |  |  | MVAr
PF
| 0 | Compensated |  | Load (LV side) |  |  | Amps
|  |  |  | Apparent Power |  |  | MVA
|  |  |  | Real Power |  |  | MW
|  |  |  | Reactive Power |  |  | MVAr
|  |  |  | Capacitors In Service |  |  | MVAr
PF
| Zone Div: | Uncompensated |  | Reactive Power |  |  | MVAr
PF
| 0 | Compensated |  | Load (LV side) |  |  | Amps
|  |  |  | Apparent Power |  |  | MVA
|  |  |  | Real Power |  |  | MW
|  |  |  | Reactive Power |  |  | MVAr
|  |  |  | Capacitors In Service |  |  | MVAr
PF
| Zone Div: | Uncompensated |  | Reactive Power |  |  | MVAr
PF
| 0 | Compensated |  | Load (LV side) |  |  | Amps
|  |  |  | Apparent Power |  |  | MVA
|  |  |  | Real Power |  |  | MW
|  |  |  | Reactive Power |  |  | MVAr
|  |  |  | Capacitors In Service |  |  | MVAr
PF
| Zone Div: | Uncompensated |  | Reactive Power |  |  | MVAr
PF
| 0 | Compensated |  | Load (LV side) |  |  | Amps
|  |  |  | Apparent Power |  |  | MVA
|  |  |  | Real Power |  |  | MW
|  |  |  | Reactive Power |  |  | MVAr
|  |  |  | Capacitors In Service |  |  | MVAr
PF
| Zone Div: | Uncompensated |  | Reactive Power |  |  | MVAr
PF
| 0 | Compensated |  | Load (LV side) |  |  | Amps
|  |  |  | Apparent Power |  |  | MVA
|  |  |  | Real Power |  |  | MW
|  |  |  | Reactive Power |  |  | MVAr
|  |  |  | Capacitors In Service |  |  | MVAr
PF
| Zone Div: | Uncompensated |  | Reactive Power |  |  | MVAr
PF
| 0 | Compensated |  | Load (LV side) |  |  | Amps
|  |  |  | Apparent Power |  |  | MVA
|  |  |  | Real Power |  |  | MW
|  |  |  | Reactive Power |  |  | MVAr
|  |  |  | Capacitors In Service |  |  | MVAr
PF
| Zone Div: | Uncompensated |  | Reactive Power |  |  | MVAr
PF
| 0 | Compensated |  | Load (LV side) |  |  | Amps
|  |  |  | Apparent Power |  |  | MVA
|  |  |  | Real Power |  |  | MW
|  |  |  | Reactive Power |  |  | MVAr
|  |  |  | Capacitors In Service |  |  | MVAr
PF
| Zone Div: | Uncompensated |  | Reactive Power |  |  | MVAr
PF
| 0 | Compensated |  | Load (LV side) |  |  | Amps
|  |  |  | Apparent Power |  |  | MVA
|  |  |  | Real Power |  |  | MW
|  |  |  | Reactive Power |  |  | MVAr
|  |  |  | Capacitors In Service |  |  | MVAr
PF
| Zone Div: | Uncompensated |  | Reactive Power |  |  | MVAr
PF
| 0 | Compensated |  | Load (LV side) |  |  | Amps
|  |  |  | Apparent Power |  |  | MVA
|  |  |  | Real Power |  |  | MW
|  |  |  | Reactive Power |  |  | MVAr
|  |  |  | Capacitors In Service |  |  | MVAr
PF
| Zone Div: | Uncompensated |  | Reactive Power |  |  | MVAr
PF

## Mt Thorley 66_11kV
| Mt Thorley 66_11kV | [16 empty] | 2014 | WINTER
| Substation Total Loads | [33 empty] | Spots & Transfers Detail
| Historical Loads | (11kV MVA) | [7 empty] | Weather Corrected Forecast Loads |  |  |  | (11kV MVA) | [20 empty] | Spots & Transfers Summary | (11kV MVA) |  | Historical Spots & Transfers | [6 empty] | Forecast Spots & Transfers
|  | 2007 | 2008 | 2009 | 2010 | 2011 | 2012 | 2013 |  | 2014 | 2015 | 2016 | 2017 | 2018 | 2019 | 2020 | 2021 | 2022 | 2023 | 2024 | 2025 | 2026 | 2027 | 2028 | 2029 | 2030 | 2031 | 2032 | 2033 | 2034 | 2035 | 2036 | 2037 | 2038 |  |  |  | 2007 | 2008 | 2009 | 2010 | 2011 | 2012 | 2013 | 2014 | 2015 | 2016 | 2017 | 2018 | 2019 | 2020 | 2021 | 2022 | 2023 | 2024 | 2025 | 2026 | 2027 | 2028 | 2029 | 2030 | 2031 | 2032 | 2033 | 2034 | 2035 | 2036 | 2037 | 2038
| Total | 6.6 | 6.9 | 7 | 6.9 | 7.614 | 7.253 | 6.907 |  | 7.0839 | 7.2945 | 7.2892 | 7.2816 | 7.2259 | 7.155 | 7.1948 | 7.2623 | 7.3214 | 7.3824 | 7.4244 | 7.49 | 7.5546 | 7.6369 | 7.7282 | 7.8166 | 7.9002 | 7.9855 | 8.0726 | 8.1615 | 8.2522 | 8.3448 | 8.4392 | 8.5356 | 8.6339 |  |  | Total | 0 | 0.49727 | 0 | 0 | 0 | 0 | 0 | -0.034606 | 0.19217 | -0.017934 | -0.013923 | -0.055742 | -0.070887 | 0.039823 | 0.06753 | 0.059078 | 0.060955 | 0.042053 | 0.065598 | 0.064602 | 0.082237 | 0.091356 | 0.088436 | 0.083547 | 0.085303 | 0.087084 | 0.08889 | 0.090721 | 0.092577 | 0.094459 | 0.096368 | 0.098302
| Firm Rating | 0 | 0 | 0 | 20.3 | 20.3 | 20.25 | 20.25 |  | 20.25 | 20.25 | 20.25 | 20.25 | 20.25 | 20.25 | 20.25 | 20.25 | 20.25 | 20.25 | 20.25 | 20.25 | 20.25 | 20.25 | 20.25 | 20.25 | 20.25 | 20.25 | 20.25 | 20.25 | 20.25 | 20.25 | 20.25 | 20.25 | 20.25
| Total Capacity | 0 | 0 | 0 | 35.17 | 35.17 | 35.17 | 35.17 |  | 35.17 | 35.17 | 35.17 | 35.17 | 35.17 | 35.17 | 35.17 | 35.17 | 35.17 | 35.17 | 35.17 | 35.17 | 35.17 | 35.17 | 35.17 | 35.17 | 35.17 | 35.17 | 35.17 | 35.17 | 35.17 | 35.17 | 35.17 | 35.17 | 35.17 |  |  | Mt Thorley 66_11kV Tx1 | 0 | 0.38998 | 0 | 0 | 0 | 0 | 0 | -0.027139 | 0.15071 | -0.014064 | -0.010919 | -0.043714 | -0.055592 | 0.03123 | 0.052959 | 0.046331 | 0.047803 | 0.032979 | 0.051444 | 0.050663 | 0.064493 | 0.071644 | 0.069354 | 0.06552 | 0.066897 | 0.068294 | 0.06971 | 0.071146 | 0.072602 | 0.074078 | 0.075574 | 0.077092
|  | -7 | -6 | -5 | -4 | -3 | -2 | -1 |  | 0 | 1 | 2 | 3 | 4 | 5 | 6 | 7 | 8 | 9 | 10 | 11 | 12 | 13 | 14 | 15 | 16 | 17 | 18 | 19 | 20 | 21 | 22 | 23 | 24 |  |  | Mt Thorley 66_11kV Tx2 | 0 | 0.1073 | 0 | 0 | 0 | 0 | 0 | -0.0074669 | 0.041465 | -0.0038697 | -0.0030041 | -0.012027 | -0.015295 | 0.0085926 | 0.014571 | 0.012747 | 0.013152 | 0.0090738 | 0.014154 | 0.013939 | 0.017744 | 0.019712 | 0.019082 | 0.018027 | 0.018406 | 0.01879 | 0.01918 | 0.019575 | 0.019975 | 0.020381 | 0.020793 | 0.021211
| Transformer Loads | [36 empty] | 0 | 0 | 0 | 0 | 0 | 0 | 0 | 0 | 0 | 0 | 0 | 0 | 0 | 0 | 0 | 0 | 0 | 0 | 0 | 0 | 0 | 0 | 0 | 0 | 0 | 0 | 0 | 0 | 0 | 0 | 0 | 0
| Historical Loads | (11kV MVA) | [7 empty] | 0: Weather Corrected Forecast Loads; 4: (11kV MVA) |  |  |  | 0 | 0 | 0 | 0 | 0 | 0 | 0 | 0 | 0 | 0 | 0 | 0 | 0 | 0 | 0 | 0 | 0 | 0 | 0 | 0 | 0 | 0 | 0 | 0 | 0 | 0 | 0 | 0 | 0 | 0 | 0 | 0
|  | 2007 | 2008 | 2009 | 2010 | 2011 | 2012 | 2013 |  | 2014 | 2015 | 2016 | 2017 | 2018 | 2019 | 2020 | 2021 | 2022 | 2023 | 2024 | 2025 | 2026 | 2027 | 2028 | 2029 | 2030 | 2031 | 2032 | 2033 | 2034 | 2035 | 2036 | 2037 | 2038 |  |  |  | 0 | 0 | 0 | 0 | 0 | 0 | 0 | 0 | 0 | 0 | 0 | 0 | 0 | 0 | 0 | 0 | 0 | 0 | 0 | 0 | 0 | 0 | 0 | 0 | 0 | 0 | 0 | 0 | 0 | 0 | 0 | 0
| 0 | [36 empty] | 0 | 0 | 0 | 0 | 0 | 0 | 0 | 0 | 0 | 0 | 0 | 0 | 0 | 0 | 0 | 0 | 0 | 0 | 0 | 0 | 0 | 0 | 0 | 0 | 0 | 0 | 0 | 0 | 0 | 0 | 0 | 0
| Diversity Factor: 0 | [36 empty] | 0 | 0 | 0 | 0 | 0 | 0 | 0 | 0 | 0 | 0 | 0 | 0 | 0 | 0 | 0 | 0 | 0 | 0 | 0 | 0 | 0 | 0 | 0 | 0 | 0 | 0 | 0 | 0 | 0 | 0 | 0 | 0
[38 empty] | 0 | 0 | 0 | 0 | 0 | 0 | 0 | 0 | 0 | 0 | 0 | 0 | 0 | 0 | 0 | 0 | 0 | 0 | 0 | 0 | 0 | 0 | 0 | 0 | 0 | 0 | 0 | 0 | 0 | 0 | 0 | 0
[38 empty] | 0 | 0 | 0 | 0 | 0 | 0 | 0 | 0 | 0 | 0 | 0 | 0 | 0 | 0 | 0 | 0 | 0 | 0 | 0 | 0 | 0 | 0 | 0 | 0 | 0 | 0 | 0 | 0 | 0 | 0 | 0 | 0
| 0 | [36 empty] | 0 | 0 | 0 | 0 | 0 | 0 | 0 | 0 | 0 | 0 | 0 | 0 | 0 | 0 | 0 | 0 | 0 | 0 | 0 | 0 | 0 | 0 | 0 | 0 | 0 | 0 | 0 | 0 | 0 | 0 | 0 | 0
Diversity Factor: 0
[38 empty] | Historical Spots & Transfers | [6 empty] | Forecast Spots & Transfers
[35 empty] | Project Name | From | To | 2007 | 2008 | 2009 | 2010 | 2011 | 2012 | 2013 | 2014 | 2015 | 2016 | 2017 | 2018 | 2019 | 2020 | 2021 | 2022 | 2023 | 2024 | 2025 | 2026 | 2027 | 2028 | 2029 | 2030 | 2031 | 2032 | 2033 | 2034 | 2035 | 2036 | 2037 | 2038
| 0 | [33 empty] | Broad based demand management |  | Mt Thorley 66_11kV Tx1 | 0 | 0 | 0 | 0 | 0 | 0 | 0 | 0 | -0.0019614 | -0.0021794 | -0.0041408 | -0.031819 | -0.042715 | 0 | 0 | 0 | 0 | 0 | 0 | 0 | 0 | 0 | 0 | 0 | 0 | 0 | 0 | 0 | 0 | 0 | 0 | 0
| Diversity Factor: 0 | [33 empty] | Broad based demand management |  | Mt Thorley 66_11kV Tx2 | 0 | 0 | 0 | 0 | 0 | 0 | 0 | 0 | -0.00053966 | -0.00059962 | -0.0011393 | -0.0087545 | -0.011753 | 0 | 0 | 0 | 0 | 0 | 0 | 0 | 0 | 0 | 0 | 0 | 0 | 0 | 0 | 0 | 0 | 0 | 0 | 0
[35 empty] | HVCON_ID: 2000107. Brobuilt new 1MVA kiosk ind area HP261/07 around March 08 |  | Mt Thorley 66_11kV Tx1 | 0 | 0.21516 | 0 | 0 | 0 | 0 | 0 | 0 | 0 | 0 | 0 | 0 | 0 | 0 | 0 | 0 | 0 | 0 | 0 | 0 | 0 | 0 | 0 | 0 | 0 | 0 | 0 | 0 | 0 | 0 | 0 | 0
[35 empty] | HVCON_ID: 2000107. Brobuilt new 1MVA kiosk ind area HP261/07 around March 08 |  | Mt Thorley 66_11kV Tx2 | 0 | 0.059198 | 0 | 0 | 0 | 0 | 0 | 0 | 0 | 0 | 0 | 0 | 0 | 0 | 0 | 0 | 0 | 0 | 0 | 0 | 0 | 0 | 0 | 0 | 0 | 0 | 0 | 0 | 0 | 0 | 0 | 0
| 0 | [33 empty] | HVCON_ID: 2000108. Gromor Mushrooms HP273/06 should be in around March 08 |  | Mt Thorley 66_11kV Tx1 | 0 | 0.17482 | 0 | 0 | 0 | 0 | 0 | 0 | 0 | 0 | 0 | 0 | 0 | 0 | 0 | 0 | 0 | 0 | 0 | 0 | 0 | 0 | 0 | 0 | 0 | 0 | 0 | 0 | 0 | 0 | 0 | 0
| Diversity Factor: 0 | [33 empty] | HVCON_ID: 2000108. Gromor Mushrooms HP273/06 should be in around March 08 |  | Mt Thorley 66_11kV Tx2 | 0 | 0.048098 | 0 | 0 | 0 | 0 | 0 | 0 | 0 | 0 | 0 | 0 | 0 | 0 | 0 | 0 | 0 | 0 | 0 | 0 | 0 | 0 | 0 | 0 | 0 | 0 | 0 | 0 | 0 | 0 | 0 | 0
[35 empty] | HVCON_ID: 2000109. HP398-11 HP435-11 |  | Mt Thorley 66_11kV Tx1 | 0 | 0 | 0 | 0 | 0 | 0 | 0 | 0 | 0.16436 | 0 | 0 | 0 | 0 | 0 | 0 | 0 | 0 | 0 | 0 | 0 | 0 | 0 | 0 | 0 | 0 | 0 | 0 | 0 | 0 | 0 | 0 | 0
[35 empty] | HVCON_ID: 2000109. HP398-11 HP435-11 |  | Mt Thorley 66_11kV Tx2 | 0 | 0 | 0 | 0 | 0 | 0 | 0 | 0 | 0.045221 | 0 | 0 | 0 | 0 | 0 | 0 | 0 | 0 | 0 | 0 | 0 | 0 | 0 | 0 | 0 | 0 | 0 | 0 | 0 | 0 | 0 | 0 | 0
| 0 | [33 empty] | Econometric |  | Mt Thorley 66_11kV Tx1 | 0 | 0 | 0 | 0 | 0 | 0 | 0 | 0 | 0 | 0.028534 | 0.053542 | 0.080378 | 0.080506 | 0.081802 | 0.079623 | 0.080838 | 0.08207 | 0.08332 | 0.084587 | 0.085871 | 0.087174 | 0.088495 | 0.089835 | 0.091193 | 0.09257 | 0.093967 | 0.095383 | 0.096818 | 0.098274 | 0.09975 | 0.10125 | 0.10276
| Diversity Factor: 0 | [33 empty] | Econometric |  | Mt Thorley 66_11kV Tx2 | 0 | 0 | 0 | 0 | 0 | 0 | 0 | 0 | 0 | 0.0078506 | 0.014731 | 0.022115 | 0.02215 | 0.022507 | 0.021907 | 0.022241 | 0.02258 | 0.022924 | 0.023273 | 0.023626 | 0.023985 | 0.024348 | 0.024717 | 0.025091 | 0.025469 | 0.025854 | 0.026243 | 0.026638 | 0.027039 | 0.027445 | 0.027857 | 0.028274
[35 empty] | Energy Efficiency |  | Mt Thorley 66_11kV Tx1 | 0 | 0 | 0 | 0 | 0 | 0 | 0 | -0.027139 | -0.011688 | -0.040419 | -0.06032 | -0.092274 | -0.093382 | -0.050572 | -0.026664 | -0.034507 | -0.034267 | -0.05034 | -0.033142 | -0.035208 | -0.022681 | -0.016851 | -0.020481 | -0.025673 | -0.025673 | -0.025673 | -0.025673 | -0.025673 | -0.025673 | -0.025673 | -0.025673 | -0.025673
[35 empty] | Energy Efficiency |  | Mt Thorley 66_11kV Tx2 | 0 | 0 | 0 | 0 | 0 | 0 | 0 | -0.0074669 | -0.0032157 | -0.011121 | -0.016596 | -0.025388 | -0.025693 | -0.013914 | -0.0073362 | -0.0094942 | -0.0094281 | -0.01385 | -0.0091187 | -0.0096871 | -0.0062404 | -0.0046364 | -0.005635 | -0.0070635 | -0.0070635 | -0.0070635 | -0.0070635 | -0.0070635 | -0.0070635 | -0.0070635 | -0.0070635 | -0.0070635
| 0 | [33 empty] | Solar PV |  | Mt Thorley 66_11kV Tx1 | 0 | 0 | 0 | 0 | 0 | 0 | 0 | 0 | 0 | 0 | 0 | 0 | 0 | 0 | 0 | 0 | 0 | 0 | 0 | 0 | 0 | 0 | 0 | 0 | 0 | 0 | 0 | 0 | 0 | 0 | 0 | 0
| Diversity Factor: 0 | [33 empty] | Solar PV |  | Mt Thorley 66_11kV Tx2 | 0 | 0 | 0 | 0 | 0 | 0 | 0 | 0 | 0 | 0 | 0 | 0 | 0 | 0 | 0 | 0 | 0 | 0 | 0 | 0 | 0 | 0 | 0 | 0 | 0 | 0 | 0 | 0 | 0 | 0 | 0 | 0
0
Diversity Factor: 0
0
Diversity Factor: 0
0
Diversity Factor: 0
0
Diversity Factor: 0
| Weather Correction and Public Holiday Factors | [8 empty] | Forecast ROG
ROG Justification
| Actual loads for season 2013 have been weather corrected by the following: | [6 empty] | -1.383% |  | 7 year ROG ok | [59 empty] | 7 year ROG ok
1 | 2 | 3 | 4 | 5 | 6 | 7 | 8 | 9 | 10 | 2014 | 2015 | 2016 | 2017 | 2018 | 2019 | 2020 | 2021 | 2022 | 2023 | 2024 | 2025 | 2026 | 2027 | 2028 | 2029 | 2030 | 2031 | 2032 | 2033 | 2034 | 2035 | 2036 | 2037 | 2038
1.0026 | 1.0052 | 1.007 | 1.0078 | 1.0078 | 1.0078 | 1.0078 | 1.0078 | 1.0078 | 1.0078 | 0.2602% | 0.2602% | 0.1735% | 0.0867% | 0% | 0% | 0% | 0% | 0% | 0% | 0% | 0% | 0% | 0% | 0% | 0% | 0% | 0% | 0% | 0% | 0% | 0% | 0% | 0% | 0%
Substation Load Detail
[7 empty] | Units | 2013 |  | 2014 | 2015 | 2016 | 2017 | 2018 | 2019 | 2020 | 2021 | 2022 | 2023 | 2024 | 2025 | 2026 | 2027 | 2028 | 2029 | 2030 | 2031 | 2032 | 2033 | 2034 | 2035 | 2036 | 2037 | 2038
1 | Mt Thorley 66_11kV | Compensated |  | Load (LV side) |  |  | Amps | 0 |  | 371.8069 | 382.8611 | 382.5841 | 382.1853 | 379.2596 | 375.539 | 377.6292 | 381.1736 | 384.2743 | 387.4737 | 389.6809 | 393.1239 | 396.5147 | 400.831 | 405.6259 | 410.2676 | 414.6527 | 419.13 | 423.7007 | 428.3662 | 433.1278 | 437.9868 | 442.9446 | 448.0026 | 453.1622
|  |  |  | Apparent Power |  |  | MVA | 6.907 | 7.1 | 7.0839 | 7.2945 | 7.2892 | 7.2816 | 7.2259 | 7.155 | 7.1948 | 7.2623 | 7.3214 | 7.3824 | 7.4244 | 7.49 | 7.5546 | 7.6369 | 7.7282 | 7.8166 | 7.9002 | 7.9855 | 8.0726 | 8.1615 | 8.2522 | 8.3448 | 8.4392 | 8.5356 | 8.6339
|  |  |  | Real Power |  |  | MW | 6.496 | 6.6775 | 6.6623 | 6.8604 | 6.8555 | 6.8483 | 6.7959 | 6.7292 | 6.7667 | 6.8302 | 6.8858 | 6.9431 | 6.9826 | 7.0443 | 7.1051 | 7.1824 | 7.2683 | 7.3515 | 7.4301 | 7.5103 | 7.5922 | 7.6758 | 7.7611 | 7.8482 | 7.9371 | 8.0277 | 8.1201
|  |  |  | Reactive Power |  |  | MVAr | 0 |  | 2.4072 | 2.4787 | 2.4769 | 2.4743 | 2.4554 | 2.4313 | 2.4448 | 2.4678 | 2.4879 | 2.5086 | 2.5229 | 2.5452 | 2.5671 | 2.5951 | 2.6261 | 2.6562 | 2.6845 | 2.7135 | 2.7431 | 2.7733 | 2.8042 | 2.8356 | 2.8677 | 2.9005 | 2.9339
|  |  |  | Capacitors In Service |  |  | MVAr | 0 |  | 0 | 0 | 0 | 0 | 0 | 0 | 0 | 0 | 0 | 0 | 0 | 0 | 0 | 0 | 0 | 0 | 0 | 0 | 0 | 0 | 0 | 0 | 0 | 0 | 0
|  |  |  | PF |  |  |  | 0.9405 |  | 0.94049 | 0.94049 | 0.94049 | 0.94049 | 0.94049 | 0.94049 | 0.94049 | 0.94049 | 0.94049 | 0.94049 | 0.94049 | 0.94049 | 0.94049 | 0.94049 | 0.94049 | 0.94049 | 0.94049 | 0.94049 | 0.94049 | 0.94049 | 0.94049 | 0.94049 | 0.94049 | 0.94049 | 0.94049
0.66627 | Diversity Factor: 0.67 | Uncompensated |  | Reactive Power |  |  | MVAr | 0 | 2.4126 | 2.4072 | 2.4787 | 2.4769 | 2.4743 | 2.4554 | 2.4313 | 2.4448 | 2.4678 | 2.4879 | 2.5086 | 2.5229 | 2.5452 | 2.5671 | 2.5951 | 2.6261 | 2.6562 | 2.6845 | 2.7135 | 2.7431 | 2.7733 | 2.8042 | 2.8356 | 2.8677 | 2.9005 | 2.9339
|  |  |  | PF |  |  |  | 0.9405 |  | 0.94049 | 0.94049 | 0.94049 | 0.94049 | 0.94049 | 0.94049 | 0.94049 | 0.94049 | 0.94049 | 0.94049 | 0.94049 | 0.94049 | 0.94049 | 0.94049 | 0.94049 | 0.94049 | 0.94049 | 0.94049 | 0.94049 | 0.94049 | 0.94049 | 0.94049 | 0.94049 | 0.94049 | 0.94049
[10 empty] | 1 | 2 | 3 | 4 | 5 | 6 | 7 | 8 | 9 | 10 | 11 | 12 | 13 | 14 | 15 | 16 | 17 | 18 | 19 | 20 | 21 | 22 | 23 | 24 | 25
Transformer Load Detail
[7 empty] | Units | 2013 |  | 2014 | 2015 | 2016 | 2017 | 2018 | 2019 | 2020 | 2021 | 2022 | 2023 | 2024 | 2025 | 2026 | 2027 | 2028 | 2029 | 2030 | 2031 | 2032 | 2033 | 2034 | 2035 | 2036 | 2037 | 2038
| 0 | Compensated |  | Load (LV side) |  |  | Amps
|  |  |  | Apparent Power |  |  | MVA
|  |  |  | Real Power |  |  | MW
|  |  |  | Reactive Power |  |  | MVAr
|  |  |  | Capacitors In Service |  |  | MVAr
PF
| Zone Div: | Uncompensated |  | Reactive Power |  |  | MVAr
PF
| 0 | Compensated |  | Load (LV side) |  |  | Amps
|  |  |  | Apparent Power |  |  | MVA
|  |  |  | Real Power |  |  | MW
|  |  |  | Reactive Power |  |  | MVAr
|  |  |  | Capacitors In Service |  |  | MVAr
PF
| Zone Div: | Uncompensated |  | Reactive Power |  |  | MVAr
PF
| 0 | Compensated |  | Load (LV side) |  |  | Amps
|  |  |  | Apparent Power |  |  | MVA
|  |  |  | Real Power |  |  | MW
|  |  |  | Reactive Power |  |  | MVAr
|  |  |  | Capacitors In Service |  |  | MVAr
PF
| Zone Div: | Uncompensated |  | Reactive Power |  |  | MVAr
PF
| 0 | Compensated |  | Load (LV side) |  |  | Amps
|  |  |  | Apparent Power |  |  | MVA
|  |  |  | Real Power |  |  | MW
|  |  |  | Reactive Power |  |  | MVAr
|  |  |  | Capacitors In Service |  |  | MVAr
PF
| Zone Div: | Uncompensated |  | Reactive Power |  |  | MVAr
PF
| 0 | Compensated |  | Load (LV side) |  |  | Amps
|  |  |  | Apparent Power |  |  | MVA
|  |  |  | Real Power |  |  | MW
|  |  |  | Reactive Power |  |  | MVAr
|  |  |  | Capacitors In Service |  |  | MVAr
PF
| Zone Div: | Uncompensated |  | Reactive Power |  |  | MVAr
PF
| 0 | Compensated |  | Load (LV side) |  |  | Amps
|  |  |  | Apparent Power |  |  | MVA
|  |  |  | Real Power |  |  | MW
|  |  |  | Reactive Power |  |  | MVAr
|  |  |  | Capacitors In Service |  |  | MVAr
PF
| Zone Div: | Uncompensated |  | Reactive Power |  |  | MVAr
PF
| 0 | Compensated |  | Load (LV side) |  |  | Amps
|  |  |  | Apparent Power |  |  | MVA
|  |  |  | Real Power |  |  | MW
|  |  |  | Reactive Power |  |  | MVAr
|  |  |  | Capacitors In Service |  |  | MVAr
PF
| Zone Div: | Uncompensated |  | Reactive Power |  |  | MVAr
PF
| 0 | Compensated |  | Load (LV side) |  |  | Amps
|  |  |  | Apparent Power |  |  | MVA
|  |  |  | Real Power |  |  | MW
|  |  |  | Reactive Power |  |  | MVAr
|  |  |  | Capacitors In Service |  |  | MVAr
PF
| Zone Div: | Uncompensated |  | Reactive Power |  |  | MVAr
PF
| 0 | Compensated |  | Load (LV side) |  |  | Amps
|  |  |  | Apparent Power |  |  | MVA
|  |  |  | Real Power |  |  | MW
|  |  |  | Reactive Power |  |  | MVAr
|  |  |  | Capacitors In Service |  |  | MVAr
PF
| Zone Div: | Uncompensated |  | Reactive Power |  |  | MVAr
PF
| 0 | Compensated |  | Load (LV side) |  |  | Amps
|  |  |  | Apparent Power |  |  | MVA
|  |  |  | Real Power |  |  | MW
|  |  |  | Reactive Power |  |  | MVAr
|  |  |  | Capacitors In Service |  |  | MVAr
PF
| Zone Div: | Uncompensated |  | Reactive Power |  |  | MVAr
PF

## Customer68
| Customer68 | [16 empty] | 2014 | WINTER
| Substation Total Loads | [33 empty] | Spots & Transfers Detail
| Historical Loads | MVA | [7 empty] | Weather Corrected Forecast Loads |  |  |  | MVA | [20 empty] | Spots & Transfers Summary | MVA |  | Historical Spots & Transfers | [6 empty] | Forecast Spots & Transfers
|  | 2007 | 2008 | 2009 | 2010 | 2011 | 2012 | 2013 |  | 2014 | 2015 | 2016 | 2017 | 2018 | 2019 | 2020 | 2021 | 2022 | 2023 | 2024 | 2025 | 2026 | 2027 | 2028 | 2029 | 2030 | 2031 | 2032 | 2033 | 2034 | 2035 | 2036 | 2037 | 2038 |  |  |  | 2007 | 2008 | 2009 | 2010 | 2011 | 2012 | 2013 | 2014 | 2015 | 2016 | 2017 | 2018 | 2019 | 2020 | 2021 | 2022 | 2023 | 2024 | 2025 | 2026 | 2027 | 2028 | 2029 | 2030 | 2031 | 2032 | 2033 | 2034 | 2035 | 2036 | 2037 | 2038
| Total |  |  |  |  | 9.259 | 9.432 | 8.772 |  | 8.772 | 8.772 | 8.772 | 8.772 | 8.772 | 8.772 | 8.772 | 8.772 | 8.772 | 8.772 | 8.772 | 8.772 | 8.772 | 8.772 | 8.772 | 8.772 | 8.772 | 8.772 | 8.772 | 8.772 | 8.772 | 8.772 | 8.772 | 8.772 | 8.772 |  |  | Total
Firm Rating
| Total Capacity | [36 empty] | 0 | 0 | 0 | 0 | 0 | 0 | 0 | 0 | 0 | 0 | 0 | 0 | 0 | 0 | 0 | 0 | 0 | 0 | 0 | 0 | 0 | 0 | 0 | 0 | 0 | 0 | 0 | 0 | 0 | 0 | 0 | 0
|  | -7 | -6 | -5 | -4 | -3 | -2 | -1 |  | 0 | 1 | 2 | 3 | 4 | 5 | 6 | 7 | 8 | 9 | 10 | 11 | 12 | 13 | 14 | 15 | 16 | 17 | 18 | 19 | 20 | 21 | 22 | 23 | 24 |  |  |  | 0 | 0 | 0 | 0 | 0 | 0 | 0 | 0 | 0 | 0 | 0 | 0 | 0 | 0 | 0 | 0 | 0 | 0 | 0 | 0 | 0 | 0 | 0 | 0 | 0 | 0 | 0 | 0 | 0 | 0 | 0 | 0
| Transformer Loads | [36 empty] | 0 | 0 | 0 | 0 | 0 | 0 | 0 | 0 | 0 | 0 | 0 | 0 | 0 | 0 | 0 | 0 | 0 | 0 | 0 | 0 | 0 | 0 | 0 | 0 | 0 | 0 | 0 | 0 | 0 | 0 | 0 | 0
| Historical Loads | MVA | [7 empty] | Weather Corrected Forecast Loads |  |  |  | MVA | [23 empty] | 0 | 0 | 0 | 0 | 0 | 0 | 0 | 0 | 0 | 0 | 0 | 0 | 0 | 0 | 0 | 0 | 0 | 0 | 0 | 0 | 0 | 0 | 0 | 0 | 0 | 0 | 0 | 0 | 0 | 0 | 0 | 0
|  | 2007 | 2008 | 2009 | 2010 | 2011 | 2012 | 2013 |  | 2014 | 2015 | 2016 | 2017 | 2018 | 2019 | 2020 | 2021 | 2022 | 2023 | 2024 | 2025 | 2026 | 2027 | 2028 | 2029 | 2030 | 2031 | 2032 | 2033 | 2034 | 2035 | 2036 | 2037 | 2038 |  |  |  | 0 | 0 | 0 | 0 | 0 | 0 | 0 | 0 | 0 | 0 | 0 | 0 | 0 | 0 | 0 | 0 | 0 | 0 | 0 | 0 | 0 | 0 | 0 | 0 | 0 | 0 | 0 | 0 | 0 | 0 | 0 | 0
| 0 | [36 empty] | 0 | 0 | 0 | 0 | 0 | 0 | 0 | 0 | 0 | 0 | 0 | 0 | 0 | 0 | 0 | 0 | 0 | 0 | 0 | 0 | 0 | 0 | 0 | 0 | 0 | 0 | 0 | 0 | 0 | 0 | 0 | 0
| Diversity Factor: 0 | [36 empty] | 0 | 0 | 0 | 0 | 0 | 0 | 0 | 0 | 0 | 0 | 0 | 0 | 0 | 0 | 0 | 0 | 0 | 0 | 0 | 0 | 0 | 0 | 0 | 0 | 0 | 0 | 0 | 0 | 0 | 0 | 0 | 0
[38 empty] | 0 | 0 | 0 | 0 | 0 | 0 | 0 | 0 | 0 | 0 | 0 | 0 | 0 | 0 | 0 | 0 | 0 | 0 | 0 | 0 | 0 | 0 | 0 | 0 | 0 | 0 | 0 | 0 | 0 | 0 | 0 | 0
[38 empty] | 0 | 0 | 0 | 0 | 0 | 0 | 0 | 0 | 0 | 0 | 0 | 0 | 0 | 0 | 0 | 0 | 0 | 0 | 0 | 0 | 0 | 0 | 0 | 0 | 0 | 0 | 0 | 0 | 0 | 0 | 0 | 0
| 0 | [36 empty] | 0 | 0 | 0 | 0 | 0 | 0 | 0 | 0 | 0 | 0 | 0 | 0 | 0 | 0 | 0 | 0 | 0 | 0 | 0 | 0 | 0 | 0 | 0 | 0 | 0 | 0 | 0 | 0 | 0 | 0 | 0 | 0
Diversity Factor: 0
[38 empty] | Historical Spots & Transfers | [6 empty] | Forecast Spots & Transfers
[35 empty] | Project Name | From | To | 2007 | 2008 | 2009 | 2010 | 2011 | 2012 | 2013 | 2014 | 2015 | 2016 | 2017 | 2018 | 2019 | 2020 | 2021 | 2022 | 2023 | 2024 | 2025 | 2026 | 2027 | 2028 | 2029 | 2030 | 2031 | 2032 | 2033 | 2034 | 2035 | 2036 | 2037 | 2038
0
Diversity Factor: 0
0
Diversity Factor: 0
0
Diversity Factor: 0
0
Diversity Factor: 0
0
Diversity Factor: 0
0
Diversity Factor: 0
0
Diversity Factor: 0
0
Diversity Factor: 0
| Weather Correction and Public Holiday Factors | [8 empty] | Forecast ROG
ROG Justification
| Actual loads for season 2013 have been weather corrected by the following: | [6 empty] | 0% |  | N/A | [59 empty] | N/A
1 | 2 | 3 | 4 | 5 | 6 | 7 | 8 | 9 | 10 | 2014 | 2015 | 2016 | 2017 | 2018 | 2019 | 2020 | 2021 | 2022 | 2023 | 2024 | 2025 | 2026 | 2027 | 2028 | 2029 | 2030 | 2031 | 2032 | 2033 | 2034 | 2035 | 2036 | 2037 | 2038
1 | 1 | 1 | 1 | 1 | 1 | 1 | 1 | 1 | 1 | 0% | 0% | 0% | 0% | 0% | 0% | 0% | 0% | 0% | 0% | 0% | 0% | 0% | 0% | 0% | 0% | 0% | 0% | 0% | 0% | 0% | 0% | 0% | 0% | 0%
Substation Load Detail
[7 empty] | Units | 2013 |  | 2014 | 2015 | 2016 | 2017 | 2018 | 2019 | 2020 | 2021 | 2022 | 2023 | 2024 | 2025 | 2026 | 2027 | 2028 | 2029 | 2030 | 2031 | 2032 | 2033 | 2034 | 2035 | 2036 | 2037 | 2038
1 | Customer68 | Compensated |  | Load (LV side) |  |  | Amps | 77 |  | 77 | 77 | 77 | 77 | 77 | 77 | 77 | 77 | 77 | 77 | 77 | 77 | 77 | 77 | 77 | 77 | 77 | 77 | 77 | 77 | 77 | 77 | 77 | 77 | 77
|  |  |  | Apparent Power |  |  | MVA | 8.772 |  | 8.772 | 8.772 | 8.772 | 8.772 | 8.772 | 8.772 | 8.772 | 8.772 | 8.772 | 8.772 | 8.772 | 8.772 | 8.772 | 8.772 | 8.772 | 8.772 | 8.772 | 8.772 | 8.772 | 8.772 | 8.772 | 8.772 | 8.772 | 8.772 | 8.772
|  |  |  | Real Power |  |  | MW | 7.8948 |  | 7.8948 | 7.8948 | 7.8948 | 7.8948 | 7.8948 | 7.8948 | 7.8948 | 7.8948 | 7.8948 | 7.8948 | 7.8948 | 7.8948 | 7.8948 | 7.8948 | 7.8948 | 7.8948 | 7.8948 | 7.8948 | 7.8948 | 7.8948 | 7.8948 | 7.8948 | 7.8948 | 7.8948 | 7.8948
|  |  |  | Reactive Power |  |  | MVAr | 3.8236 |  | 3.8236 | 3.8236 | 3.8236 | 3.8236 | 3.8236 | 3.8236 | 3.8236 | 3.8236 | 3.8236 | 3.8236 | 3.8236 | 3.8236 | 3.8236 | 3.8236 | 3.8236 | 3.8236 | 3.8236 | 3.8236 | 3.8236 | 3.8236 | 3.8236 | 3.8236 | 3.8236 | 3.8236 | 3.8236
|  |  |  | Capacitors In Service |  |  | MVAr | 0 |  | 0 | 0 | 0 | 0 | 0 | 0 | 0 | 0 | 0 | 0 | 0 | 0 | 0 | 0 | 0 | 0 | 0 | 0 | 0 | 0 | 0 | 0 | 0 | 0 | 0
|  |  |  | PF |  |  |  | 0.9 |  | 0.9 | 0.9 | 0.9 | 0.9 | 0.9 | 0.9 | 0.9 | 0.9 | 0.9 | 0.9 | 0.9 | 0.9 | 0.9 | 0.9 | 0.9 | 0.9 | 0.9 | 0.9 | 0.9 | 0.9 | 0.9 | 0.9 | 0.9 | 0.9 | 0.9
0.77189 | Diversity Factor: 0.77 | Uncompensated |  | Reactive Power |  |  | MVAr | 3.8236 |  | 3.8236 | 3.8236 | 3.8236 | 3.8236 | 3.8236 | 3.8236 | 3.8236 | 3.8236 | 3.8236 | 3.8236 | 3.8236 | 3.8236 | 3.8236 | 3.8236 | 3.8236 | 3.8236 | 3.8236 | 3.8236 | 3.8236 | 3.8236 | 3.8236 | 3.8236 | 3.8236 | 3.8236 | 3.8236
|  |  |  | PF |  |  |  | 0.9 |  | 0.9 | 0.9 | 0.9 | 0.9 | 0.9 | 0.9 | 0.9 | 0.9 | 0.9 | 0.9 | 0.9 | 0.9 | 0.9 | 0.9 | 0.9 | 0.9 | 0.9 | 0.9 | 0.9 | 0.9 | 0.9 | 0.9 | 0.9 | 0.9 | 0.9
[10 empty] | 1 | 2 | 3 | 4 | 5 | 6 | 7 | 8 | 9 | 10 | 11 | 12 | 13 | 14 | 15 | 16 | 17 | 18 | 19 | 20 | 21 | 22 | 23 | 24 | 25
Transformer Load Detail
[7 empty] | Units | 2013 |  | 2014 | 2015 | 2016 | 2017 | 2018 | 2019 | 2020 | 2021 | 2022 | 2023 | 2024 | 2025 | 2026 | 2027 | 2028 | 2029 | 2030 | 2031 | 2032 | 2033 | 2034 | 2035 | 2036 | 2037 | 2038
| 0 | Compensated |  | Load (LV side) |  |  | Amps
|  |  |  | Apparent Power |  |  | MVA
|  |  |  | Real Power |  |  | MW
|  |  |  | Reactive Power |  |  | MVAr
|  |  |  | Capacitors In Service |  |  | MVAr
PF
| Zone Div: | Uncompensated |  | Reactive Power |  |  | MVAr
PF
| 0 | Compensated |  | Load (LV side) |  |  | Amps
|  |  |  | Apparent Power |  |  | MVA
|  |  |  | Real Power |  |  | MW
|  |  |  | Reactive Power |  |  | MVAr
|  |  |  | Capacitors In Service |  |  | MVAr
PF
| Zone Div: | Uncompensated |  | Reactive Power |  |  | MVAr
PF
| 0 | Compensated |  | Load (LV side) |  |  | Amps
|  |  |  | Apparent Power |  |  | MVA
|  |  |  | Real Power |  |  | MW
|  |  |  | Reactive Power |  |  | MVAr
|  |  |  | Capacitors In Service |  |  | MVAr
PF
| Zone Div: | Uncompensated |  | Reactive Power |  |  | MVAr
PF
| 0 | Compensated |  | Load (LV side) |  |  | Amps
|  |  |  | Apparent Power |  |  | MVA
|  |  |  | Real Power |  |  | MW
|  |  |  | Reactive Power |  |  | MVAr
|  |  |  | Capacitors In Service |  |  | MVAr
PF
| Zone Div: | Uncompensated |  | Reactive Power |  |  | MVAr
PF
| 0 | Compensated |  | Load (LV side) |  |  | Amps
|  |  |  | Apparent Power |  |  | MVA
|  |  |  | Real Power |  |  | MW
|  |  |  | Reactive Power |  |  | MVAr
|  |  |  | Capacitors In Service |  |  | MVAr
PF
| Zone Div: | Uncompensated |  | Reactive Power |  |  | MVAr
PF
| 0 | Compensated |  | Load (LV side) |  |  | Amps
|  |  |  | Apparent Power |  |  | MVA
|  |  |  | Real Power |  |  | MW
|  |  |  | Reactive Power |  |  | MVAr
|  |  |  | Capacitors In Service |  |  | MVAr
PF
| Zone Div: | Uncompensated |  | Reactive Power |  |  | MVAr
PF
| 0 | Compensated |  | Load (LV side) |  |  | Amps
|  |  |  | Apparent Power |  |  | MVA
|  |  |  | Real Power |  |  | MW
|  |  |  | Reactive Power |  |  | MVAr
|  |  |  | Capacitors In Service |  |  | MVAr
PF
| Zone Div: | Uncompensated |  | Reactive Power |  |  | MVAr
PF
| 0 | Compensated |  | Load (LV side) |  |  | Amps
|  |  |  | Apparent Power |  |  | MVA
|  |  |  | Real Power |  |  | MW
|  |  |  | Reactive Power |  |  | MVAr
|  |  |  | Capacitors In Service |  |  | MVAr
PF
| Zone Div: | Uncompensated |  | Reactive Power |  |  | MVAr
PF
| 0 | Compensated |  | Load (LV side) |  |  | Amps
|  |  |  | Apparent Power |  |  | MVA
|  |  |  | Real Power |  |  | MW
|  |  |  | Reactive Power |  |  | MVAr
|  |  |  | Capacitors In Service |  |  | MVAr
PF
| Zone Div: | Uncompensated |  | Reactive Power |  |  | MVAr
PF
| 0 | Compensated |  | Load (LV side) |  |  | Amps
|  |  |  | Apparent Power |  |  | MVA
|  |  |  | Real Power |  |  | MW
|  |  |  | Reactive Power |  |  | MVAr
|  |  |  | Capacitors In Service |  |  | MVAr
PF
| Zone Div: | Uncompensated |  | Reactive Power |  |  | MVAr
PF

## Newdell 66_11kV
| Newdell 66_11kV | [16 empty] | 2014 | WINTER
| Substation Total Loads | [33 empty] | Spots & Transfers Detail
| Historical Loads | (11kV MVA) | [7 empty] | Weather Corrected Forecast Loads |  |  |  | (11kV MVA) | [20 empty] | Spots & Transfers Summary | (11kV MVA) |  | Historical Spots & Transfers | [6 empty] | Forecast Spots & Transfers
|  | 2007 | 2008 | 2009 | 2010 | 2011 | 2012 | 2013 |  | 2014 | 2015 | 2016 | 2017 | 2018 | 2019 | 2020 | 2021 | 2022 | 2023 | 2024 | 2025 | 2026 | 2027 | 2028 | 2029 | 2030 | 2031 | 2032 | 2033 | 2034 | 2035 | 2036 | 2037 | 2038 |  |  |  | 2007 | 2008 | 2009 | 2010 | 2011 | 2012 | 2013 | 2014 | 2015 | 2016 | 2017 | 2018 | 2019 | 2020 | 2021 | 2022 | 2023 | 2024 | 2025 | 2026 | 2027 | 2028 | 2029 | 2030 | 2031 | 2032 | 2033 | 2034 | 2035 | 2036 | 2037 | 2038
| Total | 8.4 | 8.3 | 8.8 | 9 | 8.989 | 8.734 | 7.695 |  | 5.6883 | 5.6855 | 5.6822 | 5.6796 | 5.6734 | 5.6664 | 5.672 | 5.6825 | 5.6915 | 5.7008 | 5.7066 | 5.7164 | 5.7259 | 5.7384 | 5.7525 | 5.766 | 5.7786 | 5.7914 | 5.8045 | 5.8179 | 5.8315 | 5.8454 | 5.8595 | 5.8739 | 5.8886 |  |  | Total | 0 | 0 | 0 | 0 | 0 | 0 | 0 | -2.7517 | -0.002817 | -0.0032888 | -0.0025678 | -0.0061594 | -0.0070139 | 0.0055768 | 0.010484 | 0.009029 | 0.0092502 | 0.0058475 | 0.0097424 | 0.0095112 | 0.01254 | 0.014058 | 0.013519 | 0.012596 | 0.012844 | 0.013096 | 0.01335 | 0.013609 | 0.013871 | 0.014136 | 0.014405 | 0.014678
| Firm Rating | 0 | 0 | 0 | 28.98 | 28.98 | 28.98 | 28.98 |  | 28.98 | 28.98 | 28.98 | 28.98 | 28.98 | 28.98 | 28.98 | 28.98 | 28.98 | 28.98 | 28.98 | 28.98 | 28.98 | 28.98 | 28.98 | 28.98 | 28.98 | 28.98 | 28.98 | 28.98 | 28.98 | 28.98 | 28.98 | 28.98 | 28.98
| Total Capacity | 0 | 0 | 0 | 57.96 | 57.96 | 57.96 | 57.96 |  | 57.96 | 57.96 | 57.96 | 57.96 | 57.96 | 57.96 | 57.96 | 57.96 | 57.96 | 57.96 | 57.96 | 57.96 | 57.96 | 57.96 | 57.96 | 57.96 | 57.96 | 57.96 | 57.96 | 57.96 | 57.96 | 57.96 | 57.96 | 57.96 | 57.96 |  |  | Newdell 66_11kV Tx1 | 0 | 0 | 0 | 0 | 0 | 0 | 0 | -1.3759 | -0.0014085 | -0.0016444 | -0.0012839 | -0.0030797 | -0.003507 | 0.0027884 | 0.0052419 | 0.0045145 | 0.0046251 | 0.0029237 | 0.0048712 | 0.0047556 | 0.0062702 | 0.0070289 | 0.0067597 | 0.0062979 | 0.006422 | 0.0065478 | 0.0066752 | 0.0068044 | 0.0069354 | 0.0070681 | 0.0072026 | 0.007339
|  | -7 | -6 | -5 | -4 | -3 | -2 | -1 |  | 0 | 1 | 2 | 3 | 4 | 5 | 6 | 7 | 8 | 9 | 10 | 11 | 12 | 13 | 14 | 15 | 16 | 17 | 18 | 19 | 20 | 21 | 22 | 23 | 24 |  |  | Newdell 66_11kV Tx2 | 0 | 0 | 0 | 0 | 0 | 0 | 0 | -1.3759 | -0.0014085 | -0.0016444 | -0.0012839 | -0.0030797 | -0.003507 | 0.0027884 | 0.0052419 | 0.0045145 | 0.0046251 | 0.0029237 | 0.0048712 | 0.0047556 | 0.0062702 | 0.0070289 | 0.0067597 | 0.0062979 | 0.006422 | 0.0065478 | 0.0066752 | 0.0068044 | 0.0069354 | 0.0070681 | 0.0072026 | 0.007339
| Transformer Loads | [36 empty] | 0 | 0 | 0 | 0 | 0 | 0 | 0 | 0 | 0 | 0 | 0 | 0 | 0 | 0 | 0 | 0 | 0 | 0 | 0 | 0 | 0 | 0 | 0 | 0 | 0 | 0 | 0 | 0 | 0 | 0 | 0 | 0
| Historical Loads | (11kV MVA) | [7 empty] | 0: Weather Corrected Forecast Loads; 4: (11kV MVA) |  |  |  | 0 | 0 | 0 | 0 | 0 | 0 | 0 | 0 | 0 | 0 | 0 | 0 | 0 | 0 | 0 | 0 | 0 | 0 | 0 | 0 | 0 | 0 | 0 | 0 | 0 | 0 | 0 | 0 | 0 | 0 | 0 | 0
|  | 2007 | 2008 | 2009 | 2010 | 2011 | 2012 | 2013 |  | 2014 | 2015 | 2016 | 2017 | 2018 | 2019 | 2020 | 2021 | 2022 | 2023 | 2024 | 2025 | 2026 | 2027 | 2028 | 2029 | 2030 | 2031 | 2032 | 2033 | 2034 | 2035 | 2036 | 2037 | 2038 |  |  |  | 0 | 0 | 0 | 0 | 0 | 0 | 0 | 0 | 0 | 0 | 0 | 0 | 0 | 0 | 0 | 0 | 0 | 0 | 0 | 0 | 0 | 0 | 0 | 0 | 0 | 0 | 0 | 0 | 0 | 0 | 0 | 0
| 0 | [36 empty] | 0 | 0 | 0 | 0 | 0 | 0 | 0 | 0 | 0 | 0 | 0 | 0 | 0 | 0 | 0 | 0 | 0 | 0 | 0 | 0 | 0 | 0 | 0 | 0 | 0 | 0 | 0 | 0 | 0 | 0 | 0 | 0
| Diversity Factor: 0 | [36 empty] | 0 | 0 | 0 | 0 | 0 | 0 | 0 | 0 | 0 | 0 | 0 | 0 | 0 | 0 | 0 | 0 | 0 | 0 | 0 | 0 | 0 | 0 | 0 | 0 | 0 | 0 | 0 | 0 | 0 | 0 | 0 | 0
[38 empty] | 0 | 0 | 0 | 0 | 0 | 0 | 0 | 0 | 0 | 0 | 0 | 0 | 0 | 0 | 0 | 0 | 0 | 0 | 0 | 0 | 0 | 0 | 0 | 0 | 0 | 0 | 0 | 0 | 0 | 0 | 0 | 0
[38 empty] | 0 | 0 | 0 | 0 | 0 | 0 | 0 | 0 | 0 | 0 | 0 | 0 | 0 | 0 | 0 | 0 | 0 | 0 | 0 | 0 | 0 | 0 | 0 | 0 | 0 | 0 | 0 | 0 | 0 | 0 | 0 | 0
| 0 | [36 empty] | 0 | 0 | 0 | 0 | 0 | 0 | 0 | 0 | 0 | 0 | 0 | 0 | 0 | 0 | 0 | 0 | 0 | 0 | 0 | 0 | 0 | 0 | 0 | 0 | 0 | 0 | 0 | 0 | 0 | 0 | 0 | 0
Diversity Factor: 0
[38 empty] | Historical Spots & Transfers | [6 empty] | Forecast Spots & Transfers
[35 empty] | Project Name | From | To | 2007 | 2008 | 2009 | 2010 | 2011 | 2012 | 2013 | 2014 | 2015 | 2016 | 2017 | 2018 | 2019 | 2020 | 2021 | 2022 | 2023 | 2024 | 2025 | 2026 | 2027 | 2028 | 2029 | 2030 | 2031 | 2032 | 2033 | 2034 | 2035 | 2036 | 2037 | 2038
| 0 | [33 empty] | Broad based demand management |  | Newdell 66_11kV Tx1 | 0 | 0 | 0 | 0 | 0 | 0 | 0 | 0 | -7.6564e-05 | -8.5071e-05 | -0.00016163 | -0.001242 | -0.0016674 | 0 | 0 | 0 | 0 | 0 | 0 | 0 | 0 | 0 | 0 | 0 | 0 | 0 | 0 | 0 | 0 | 0 | 0 | 0
| Diversity Factor: 0 | [33 empty] | Broad based demand management |  | Newdell 66_11kV Tx2 | 0 | 0 | 0 | 0 | 0 | 0 | 0 | 0 | -7.6564e-05 | -8.5071e-05 | -0.00016163 | -0.001242 | -0.0016674 | 0 | 0 | 0 | 0 | 0 | 0 | 0 | 0 | 0 | 0 | 0 | 0 | 0 | 0 | 0 | 0 | 0 | 0 | 0
[35 empty] | HVCON_ID: 2000110. To Ravensworth North Mine 66kV connection |  | Newdell 66_11kV Tx1 | 0 | 0 | 0 | 0 | 0 | 0 | 0 | -1.3727 | 0 | 0 | 0 | 0 | 0 | 0 | 0 | 0 | 0 | 0 | 0 | 0 | 0 | 0 | 0 | 0 | 0 | 0 | 0 | 0 | 0 | 0 | 0 | 0
[35 empty] | HVCON_ID: 2000110. To Ravensworth North Mine 66kV connection |  | Newdell 66_11kV Tx2 | 0 | 0 | 0 | 0 | 0 | 0 | 0 | -1.3727 | 0 | 0 | 0 | 0 | 0 | 0 | 0 | 0 | 0 | 0 | 0 | 0 | 0 | 0 | 0 | 0 | 0 | 0 | 0 | 0 | 0 | 0 | 0 | 0
| 0 | [33 empty] | Econometric |  | Newdell 66_11kV Tx1 | 0 | 0 | 0 | 0 | 0 | 0 | 0 | 0 | 0 | 0.0026806 | 0.0051228 | 0.0076865 | 0.0077019 | 0.007818 | 0.0076063 | 0.0077162 | 0.0078276 | 0.0079405 | 0.008055 | 0.0081709 | 0.0082885 | 0.0084077 | 0.0085285 | 0.0086509 | 0.008775 | 0.0089007 | 0.0090282 | 0.0091574 | 0.0092884 | 0.0094211 | 0.0095556 | 0.0096919
| Diversity Factor: 0 | [33 empty] | Econometric |  | Newdell 66_11kV Tx2 | 0 | 0 | 0 | 0 | 0 | 0 | 0 | 0 | 0 | 0.0026806 | 0.0051228 | 0.0076865 | 0.0077019 | 0.007818 | 0.0076063 | 0.0077162 | 0.0078276 | 0.0079405 | 0.008055 | 0.0081709 | 0.0082885 | 0.0084077 | 0.0085285 | 0.0086509 | 0.008775 | 0.0089007 | 0.0090282 | 0.0091574 | 0.0092884 | 0.0094211 | 0.0095556 | 0.0096919
[35 empty] | Energy Efficiency |  | Newdell 66_11kV Tx1 | 0 | 0 | 0 | 0 | 0 | 0 | 0 | -0.0031251 | -0.0013319 | -0.0042399 | -0.0062451 | -0.0095242 | -0.0095415 | -0.0050296 | -0.0023645 | -0.0032018 | -0.0032025 | -0.0050168 | -0.0031838 | -0.0034153 | -0.0020183 | -0.0013787 | -0.0017687 | -0.002353 | -0.002353 | -0.002353 | -0.002353 | -0.002353 | -0.002353 | -0.002353 | -0.002353 | -0.002353
[35 empty] | Energy Efficiency |  | Newdell 66_11kV Tx2 | 0 | 0 | 0 | 0 | 0 | 0 | 0 | -0.0031251 | -0.0013319 | -0.0042399 | -0.0062451 | -0.0095242 | -0.0095415 | -0.0050296 | -0.0023645 | -0.0032018 | -0.0032025 | -0.0050168 | -0.0031838 | -0.0034153 | -0.0020183 | -0.0013787 | -0.0017687 | -0.002353 | -0.002353 | -0.002353 | -0.002353 | -0.002353 | -0.002353 | -0.002353 | -0.002353 | -0.002353
| 0 | [33 empty] | Solar PV |  | Newdell 66_11kV Tx1 | 0 | 0 | 0 | 0 | 0 | 0 | 0 | 0 | 0 | 0 | 0 | 0 | 0 | 0 | 0 | 0 | 0 | 0 | 0 | 0 | 0 | 0 | 0 | 0 | 0 | 0 | 0 | 0 | 0 | 0 | 0 | 0
| Diversity Factor: 0 | [33 empty] | Solar PV |  | Newdell 66_11kV Tx2 | 0 | 0 | 0 | 0 | 0 | 0 | 0 | 0 | 0 | 0 | 0 | 0 | 0 | 0 | 0 | 0 | 0 | 0 | 0 | 0 | 0 | 0 | 0 | 0 | 0 | 0 | 0 | 0 | 0 | 0 | 0 | 0
0
Diversity Factor: 0
0
Diversity Factor: 0
0
Diversity Factor: 0
0
Diversity Factor: 0
0
Diversity Factor: 0
| Weather Correction and Public Holiday Factors | [8 empty] | Forecast ROG
ROG Justification
| Actual loads for season 2013 have been weather corrected by the following: | [6 empty] | 2.278% |  | Mining load, no growth rate | [59 empty] | Mining load, no growth rate
1 | 2 | 3 | 4 | 5 | 6 | 7 | 8 | 9 | 10 | 2014 | 2015 | 2016 | 2017 | 2018 | 2019 | 2020 | 2021 | 2022 | 2023 | 2024 | 2025 | 2026 | 2027 | 2028 | 2029 | 2030 | 2031 | 2032 | 2033 | 2034 | 2035 | 2036 | 2037 | 2038
1 | 1 | 1 | 1 | 1 | 1 | 1 | 1 | 1 | 1 | 0% | 0% | 0% | 0% | 0% | 0% | 0% | 0% | 0% | 0% | 0% | 0% | 0% | 0% | 0% | 0% | 0% | 0% | 0% | 0% | 0% | 0% | 0% | 0% | 0%
Substation Load Detail
[7 empty] | Units | 2013 |  | 2014 | 2015 | 2016 | 2017 | 2018 | 2019 | 2020 | 2021 | 2022 | 2023 | 2024 | 2025 | 2026 | 2027 | 2028 | 2029 | 2030 | 2031 | 2032 | 2033 | 2034 | 2035 | 2036 | 2037 | 2038
1 | Newdell 66_11kV | Compensated |  | Load (LV side) |  |  | Amps | 0 |  | 298.557 | 298.4092 | 298.2365 | 298.1018 | 297.7785 | 297.4103 | 297.7031 | 298.2533 | 298.7272 | 299.2127 | 299.5196 | 300.031 | 300.5302 | 301.1884 | 301.9262 | 302.6358 | 303.2969 | 303.9711 | 304.6584 | 305.3591 | 306.0734 | 306.8014 | 307.5434 | 308.2995 | 309.0699
|  |  |  | Apparent Power |  |  | MVA | 7.695 | 8.44 | 5.6883 | 5.6855 | 5.6822 | 5.6796 | 5.6734 | 5.6664 | 5.672 | 5.6825 | 5.6915 | 5.7008 | 5.7066 | 5.7164 | 5.7259 | 5.7384 | 5.7525 | 5.766 | 5.7786 | 5.7914 | 5.8045 | 5.8179 | 5.8315 | 5.8454 | 5.8595 | 5.8739 | 5.8886
|  |  |  | Real Power |  |  | MW | 7.1871 | 7.883 | 5.3128 | 5.3102 | 5.3071 | 5.3047 | 5.299 | 5.2924 | 5.2977 | 5.3074 | 5.3159 | 5.3245 | 5.33 | 5.3391 | 5.348 | 5.3597 | 5.3728 | 5.3854 | 5.3972 | 5.4092 | 5.4214 | 5.4339 | 5.4466 | 5.4596 | 5.4728 | 5.4862 | 5.4999
|  |  |  | Reactive Power |  |  | MVAr | 0 |  | 2.0323 | 2.0313 | 2.0301 | 2.0292 | 2.027 | 2.0245 | 2.0265 | 2.0302 | 2.0334 | 2.0367 | 2.0388 | 2.0423 | 2.0457 | 2.0502 | 2.0552 | 2.06 | 2.0645 | 2.0691 | 2.0738 | 2.0786 | 2.0834 | 2.0884 | 2.0934 | 2.0986 | 2.1038
|  |  |  | Capacitors In Service |  |  | MVAr | 0 |  | 0 | 0 | 0 | 0 | 0 | 0 | 0 | 0 | 0 | 0 | 0 | 0 | 0 | 0 | 0 | 0 | 0 | 0 | 0 | 0 | 0 | 0 | 0 | 0 | 0
|  |  |  | PF |  |  |  | 0.934 |  | 0.934 | 0.934 | 0.934 | 0.934 | 0.934 | 0.934 | 0.934 | 0.934 | 0.934 | 0.934 | 0.934 | 0.934 | 0.934 | 0.934 | 0.934 | 0.934 | 0.934 | 0.934 | 0.934 | 0.934 | 0.934 | 0.934 | 0.934 | 0.934 | 0.934
0.69651 | Diversity Factor: 0.7 | Uncompensated |  | Reactive Power |  |  | MVAr | 0 | 3.0154 | 2.0323 | 2.0313 | 2.0301 | 2.0292 | 2.027 | 2.0245 | 2.0265 | 2.0302 | 2.0334 | 2.0367 | 2.0388 | 2.0423 | 2.0457 | 2.0502 | 2.0552 | 2.06 | 2.0645 | 2.0691 | 2.0738 | 2.0786 | 2.0834 | 2.0884 | 2.0934 | 2.0986 | 2.1038
|  |  |  | PF |  |  |  | 0.934 |  | 0.934 | 0.934 | 0.934 | 0.934 | 0.934 | 0.934 | 0.934 | 0.934 | 0.934 | 0.934 | 0.934 | 0.934 | 0.934 | 0.934 | 0.934 | 0.934 | 0.934 | 0.934 | 0.934 | 0.934 | 0.934 | 0.934 | 0.934 | 0.934 | 0.934
[10 empty] | 1 | 2 | 3 | 4 | 5 | 6 | 7 | 8 | 9 | 10 | 11 | 12 | 13 | 14 | 15 | 16 | 17 | 18 | 19 | 20 | 21 | 22 | 23 | 24 | 25
Transformer Load Detail
[7 empty] | Units | 2013 |  | 2014 | 2015 | 2016 | 2017 | 2018 | 2019 | 2020 | 2021 | 2022 | 2023 | 2024 | 2025 | 2026 | 2027 | 2028 | 2029 | 2030 | 2031 | 2032 | 2033 | 2034 | 2035 | 2036 | 2037 | 2038
| 0 | Compensated |  | Load (LV side) |  |  | Amps
|  |  |  | Apparent Power |  |  | MVA
|  |  |  | Real Power |  |  | MW
|  |  |  | Reactive Power |  |  | MVAr
|  |  |  | Capacitors In Service |  |  | MVAr
PF
| Zone Div: | Uncompensated |  | Reactive Power |  |  | MVAr
PF
| 0 | Compensated |  | Load (LV side) |  |  | Amps
|  |  |  | Apparent Power |  |  | MVA
|  |  |  | Real Power |  |  | MW
|  |  |  | Reactive Power |  |  | MVAr
|  |  |  | Capacitors In Service |  |  | MVAr
PF
| Zone Div: | Uncompensated |  | Reactive Power |  |  | MVAr
PF
| 0 | Compensated |  | Load (LV side) |  |  | Amps
|  |  |  | Apparent Power |  |  | MVA
|  |  |  | Real Power |  |  | MW
|  |  |  | Reactive Power |  |  | MVAr
|  |  |  | Capacitors In Service |  |  | MVAr
PF
| Zone Div: | Uncompensated |  | Reactive Power |  |  | MVAr
PF
| 0 | Compensated |  | Load (LV side) |  |  | Amps
|  |  |  | Apparent Power |  |  | MVA
|  |  |  | Real Power |  |  | MW
|  |  |  | Reactive Power |  |  | MVAr
|  |  |  | Capacitors In Service |  |  | MVAr
PF
| Zone Div: | Uncompensated |  | Reactive Power |  |  | MVAr
PF
| 0 | Compensated |  | Load (LV side) |  |  | Amps
|  |  |  | Apparent Power |  |  | MVA
|  |  |  | Real Power |  |  | MW
|  |  |  | Reactive Power |  |  | MVAr
|  |  |  | Capacitors In Service |  |  | MVAr
PF
| Zone Div: | Uncompensated |  | Reactive Power |  |  | MVAr
PF
| 0 | Compensated |  | Load (LV side) |  |  | Amps
|  |  |  | Apparent Power |  |  | MVA
|  |  |  | Real Power |  |  | MW
|  |  |  | Reactive Power |  |  | MVAr
|  |  |  | Capacitors In Service |  |  | MVAr
PF
| Zone Div: | Uncompensated |  | Reactive Power |  |  | MVAr
PF
| 0 | Compensated |  | Load (LV side) |  |  | Amps
|  |  |  | Apparent Power |  |  | MVA
|  |  |  | Real Power |  |  | MW
|  |  |  | Reactive Power |  |  | MVAr
|  |  |  | Capacitors In Service |  |  | MVAr
PF
| Zone Div: | Uncompensated |  | Reactive Power |  |  | MVAr
PF
| 0 | Compensated |  | Load (LV side) |  |  | Amps
|  |  |  | Apparent Power |  |  | MVA
|  |  |  | Real Power |  |  | MW
|  |  |  | Reactive Power |  |  | MVAr
|  |  |  | Capacitors In Service |  |  | MVAr
PF
| Zone Div: | Uncompensated |  | Reactive Power |  |  | MVAr
PF
| 0 | Compensated |  | Load (LV side) |  |  | Amps
|  |  |  | Apparent Power |  |  | MVA
|  |  |  | Real Power |  |  | MW
|  |  |  | Reactive Power |  |  | MVAr
|  |  |  | Capacitors In Service |  |  | MVAr
PF
| Zone Div: | Uncompensated |  | Reactive Power |  |  | MVAr
PF
| 0 | Compensated |  | Load (LV side) |  |  | Amps
|  |  |  | Apparent Power |  |  | MVA
|  |  |  | Real Power |  |  | MW
|  |  |  | Reactive Power |  |  | MVAr
|  |  |  | Capacitors In Service |  |  | MVAr
PF
| Zone Div: | Uncompensated |  | Reactive Power |  |  | MVAr
PF

## Customer69
| Customer69 | [16 empty] | 2014 | WINTER
| Substation Total Loads | [33 empty] | Spots & Transfers Detail
| Historical Loads | MVA | [7 empty] | Weather Corrected Forecast Loads |  |  |  | MVA | [20 empty] | Spots & Transfers Summary | MVA |  | Historical Spots & Transfers | [6 empty] | Forecast Spots & Transfers
|  | 2007 | 2008 | 2009 | 2010 | 2011 | 2012 | 2013 |  | 2014 | 2015 | 2016 | 2017 | 2018 | 2019 | 2020 | 2021 | 2022 | 2023 | 2024 | 2025 | 2026 | 2027 | 2028 | 2029 | 2030 | 2031 | 2032 | 2033 | 2034 | 2035 | 2036 | 2037 | 2038 |  |  |  | 2007 | 2008 | 2009 | 2010 | 2011 | 2012 | 2013 | 2014 | 2015 | 2016 | 2017 | 2018 | 2019 | 2020 | 2021 | 2022 | 2023 | 2024 | 2025 | 2026 | 2027 | 2028 | 2029 | 2030 | 2031 | 2032 | 2033 | 2034 | 2035 | 2036 | 2037 | 2038
| Total |  |  |  |  | 8.986 | 8.568 | 8.796 |  | 8.796 | 8.796 | 8.796 | 8.796 | 8.796 | 8.796 | 8.796 | 8.796 | 8.796 | 8.796 | 8.796 | 8.796 | 8.796 | 8.796 | 8.796 | 8.796 | 8.796 | 8.796 | 8.796 | 8.796 | 8.796 | 8.796 | 8.796 | 8.796 | 8.796 |  |  | Total
Firm Rating
| Total Capacity | [36 empty] | 0 | 0 | 0 | 0 | 0 | 0 | 0 | 0 | 0 | 0 | 0 | 0 | 0 | 0 | 0 | 0 | 0 | 0 | 0 | 0 | 0 | 0 | 0 | 0 | 0 | 0 | 0 | 0 | 0 | 0 | 0 | 0
|  | -7 | -6 | -5 | -4 | -3 | -2 | -1 |  | 0 | 1 | 2 | 3 | 4 | 5 | 6 | 7 | 8 | 9 | 10 | 11 | 12 | 13 | 14 | 15 | 16 | 17 | 18 | 19 | 20 | 21 | 22 | 23 | 24 |  |  |  | 0 | 0 | 0 | 0 | 0 | 0 | 0 | 0 | 0 | 0 | 0 | 0 | 0 | 0 | 0 | 0 | 0 | 0 | 0 | 0 | 0 | 0 | 0 | 0 | 0 | 0 | 0 | 0 | 0 | 0 | 0 | 0
| Transformer Loads | [36 empty] | 0 | 0 | 0 | 0 | 0 | 0 | 0 | 0 | 0 | 0 | 0 | 0 | 0 | 0 | 0 | 0 | 0 | 0 | 0 | 0 | 0 | 0 | 0 | 0 | 0 | 0 | 0 | 0 | 0 | 0 | 0 | 0
| Historical Loads | MVA | [7 empty] | Weather Corrected Forecast Loads |  |  |  | MVA | [23 empty] | 0 | 0 | 0 | 0 | 0 | 0 | 0 | 0 | 0 | 0 | 0 | 0 | 0 | 0 | 0 | 0 | 0 | 0 | 0 | 0 | 0 | 0 | 0 | 0 | 0 | 0 | 0 | 0 | 0 | 0 | 0 | 0
|  | 2007 | 2008 | 2009 | 2010 | 2011 | 2012 | 2013 |  | 2014 | 2015 | 2016 | 2017 | 2018 | 2019 | 2020 | 2021 | 2022 | 2023 | 2024 | 2025 | 2026 | 2027 | 2028 | 2029 | 2030 | 2031 | 2032 | 2033 | 2034 | 2035 | 2036 | 2037 | 2038 |  |  |  | 0 | 0 | 0 | 0 | 0 | 0 | 0 | 0 | 0 | 0 | 0 | 0 | 0 | 0 | 0 | 0 | 0 | 0 | 0 | 0 | 0 | 0 | 0 | 0 | 0 | 0 | 0 | 0 | 0 | 0 | 0 | 0
| 0 | [36 empty] | 0 | 0 | 0 | 0 | 0 | 0 | 0 | 0 | 0 | 0 | 0 | 0 | 0 | 0 | 0 | 0 | 0 | 0 | 0 | 0 | 0 | 0 | 0 | 0 | 0 | 0 | 0 | 0 | 0 | 0 | 0 | 0
| Diversity Factor: 0 | [36 empty] | 0 | 0 | 0 | 0 | 0 | 0 | 0 | 0 | 0 | 0 | 0 | 0 | 0 | 0 | 0 | 0 | 0 | 0 | 0 | 0 | 0 | 0 | 0 | 0 | 0 | 0 | 0 | 0 | 0 | 0 | 0 | 0
[38 empty] | 0 | 0 | 0 | 0 | 0 | 0 | 0 | 0 | 0 | 0 | 0 | 0 | 0 | 0 | 0 | 0 | 0 | 0 | 0 | 0 | 0 | 0 | 0 | 0 | 0 | 0 | 0 | 0 | 0 | 0 | 0 | 0
[38 empty] | 0 | 0 | 0 | 0 | 0 | 0 | 0 | 0 | 0 | 0 | 0 | 0 | 0 | 0 | 0 | 0 | 0 | 0 | 0 | 0 | 0 | 0 | 0 | 0 | 0 | 0 | 0 | 0 | 0 | 0 | 0 | 0
| 0 | [36 empty] | 0 | 0 | 0 | 0 | 0 | 0 | 0 | 0 | 0 | 0 | 0 | 0 | 0 | 0 | 0 | 0 | 0 | 0 | 0 | 0 | 0 | 0 | 0 | 0 | 0 | 0 | 0 | 0 | 0 | 0 | 0 | 0
Diversity Factor: 0
[38 empty] | Historical Spots & Transfers | [6 empty] | Forecast Spots & Transfers
[35 empty] | Project Name | From | To | 2007 | 2008 | 2009 | 2010 | 2011 | 2012 | 2013 | 2014 | 2015 | 2016 | 2017 | 2018 | 2019 | 2020 | 2021 | 2022 | 2023 | 2024 | 2025 | 2026 | 2027 | 2028 | 2029 | 2030 | 2031 | 2032 | 2033 | 2034 | 2035 | 2036 | 2037 | 2038
0
Diversity Factor: 0
0
Diversity Factor: 0
0
Diversity Factor: 0
0
Diversity Factor: 0
0
Diversity Factor: 0
0
Diversity Factor: 0
0
Diversity Factor: 0
0
Diversity Factor: 0
| Weather Correction and Public Holiday Factors | [8 empty] | Forecast ROG
ROG Justification
| Actual loads for season 2013 have been weather corrected by the following: | [6 empty] | 0% |  | N/A | [59 empty] | N/A
1 | 2 | 3 | 4 | 5 | 6 | 7 | 8 | 9 | 10 | 2014 | 2015 | 2016 | 2017 | 2018 | 2019 | 2020 | 2021 | 2022 | 2023 | 2024 | 2025 | 2026 | 2027 | 2028 | 2029 | 2030 | 2031 | 2032 | 2033 | 2034 | 2035 | 2036 | 2037 | 2038
1 | 1 | 1 | 1 | 1 | 1 | 1 | 1 | 1 | 1 | 0% | 0% | 0% | 0% | 0% | 0% | 0% | 0% | 0% | 0% | 0% | 0% | 0% | 0% | 0% | 0% | 0% | 0% | 0% | 0% | 0% | 0% | 0% | 0% | 0%
Substation Load Detail
[7 empty] | Units | 2013 |  | 2014 | 2015 | 2016 | 2017 | 2018 | 2019 | 2020 | 2021 | 2022 | 2023 | 2024 | 2025 | 2026 | 2027 | 2028 | 2029 | 2030 | 2031 | 2032 | 2033 | 2034 | 2035 | 2036 | 2037 | 2038
1 | Customer69 | Compensated |  | Load (LV side) |  |  | Amps | 77 |  | 77 | 77 | 77 | 77 | 77 | 77 | 77 | 77 | 77 | 77 | 77 | 77 | 77 | 77 | 77 | 77 | 77 | 77 | 77 | 77 | 77 | 77 | 77 | 77 | 77
|  |  |  | Apparent Power |  |  | MVA | 8.796 |  | 8.796 | 8.796 | 8.796 | 8.796 | 8.796 | 8.796 | 8.796 | 8.796 | 8.796 | 8.796 | 8.796 | 8.796 | 8.796 | 8.796 | 8.796 | 8.796 | 8.796 | 8.796 | 8.796 | 8.796 | 8.796 | 8.796 | 8.796 | 8.796 | 8.796
|  |  |  | Real Power |  |  | MW | 7.9164 |  | 7.9164 | 7.9164 | 7.9164 | 7.9164 | 7.9164 | 7.9164 | 7.9164 | 7.9164 | 7.9164 | 7.9164 | 7.9164 | 7.9164 | 7.9164 | 7.9164 | 7.9164 | 7.9164 | 7.9164 | 7.9164 | 7.9164 | 7.9164 | 7.9164 | 7.9164 | 7.9164 | 7.9164 | 7.9164
|  |  |  | Reactive Power |  |  | MVAr | 3.8341 |  | 3.8341 | 3.8341 | 3.8341 | 3.8341 | 3.8341 | 3.8341 | 3.8341 | 3.8341 | 3.8341 | 3.8341 | 3.8341 | 3.8341 | 3.8341 | 3.8341 | 3.8341 | 3.8341 | 3.8341 | 3.8341 | 3.8341 | 3.8341 | 3.8341 | 3.8341 | 3.8341 | 3.8341 | 3.8341
|  |  |  | Capacitors In Service |  |  | MVAr | 0 |  | 0 | 0 | 0 | 0 | 0 | 0 | 0 | 0 | 0 | 0 | 0 | 0 | 0 | 0 | 0 | 0 | 0 | 0 | 0 | 0 | 0 | 0 | 0 | 0 | 0
|  |  |  | PF |  |  |  | 0.9 |  | 0.9 | 0.9 | 0.9 | 0.9 | 0.9 | 0.9 | 0.9 | 0.9 | 0.9 | 0.9 | 0.9 | 0.9 | 0.9 | 0.9 | 0.9 | 0.9 | 0.9 | 0.9 | 0.9 | 0.9 | 0.9 | 0.9 | 0.9 | 0.9 | 0.9
0.72587 | Diversity Factor: 0.73 | Uncompensated |  | Reactive Power |  |  | MVAr | 3.8341 |  | 3.8341 | 3.8341 | 3.8341 | 3.8341 | 3.8341 | 3.8341 | 3.8341 | 3.8341 | 3.8341 | 3.8341 | 3.8341 | 3.8341 | 3.8341 | 3.8341 | 3.8341 | 3.8341 | 3.8341 | 3.8341 | 3.8341 | 3.8341 | 3.8341 | 3.8341 | 3.8341 | 3.8341 | 3.8341
|  |  |  | PF |  |  |  | 0.9 |  | 0.9 | 0.9 | 0.9 | 0.9 | 0.9 | 0.9 | 0.9 | 0.9 | 0.9 | 0.9 | 0.9 | 0.9 | 0.9 | 0.9 | 0.9 | 0.9 | 0.9 | 0.9 | 0.9 | 0.9 | 0.9 | 0.9 | 0.9 | 0.9 | 0.9
[10 empty] | 1 | 2 | 3 | 4 | 5 | 6 | 7 | 8 | 9 | 10 | 11 | 12 | 13 | 14 | 15 | 16 | 17 | 18 | 19 | 20 | 21 | 22 | 23 | 24 | 25
Transformer Load Detail
[7 empty] | Units | 2013 |  | 2014 | 2015 | 2016 | 2017 | 2018 | 2019 | 2020 | 2021 | 2022 | 2023 | 2024 | 2025 | 2026 | 2027 | 2028 | 2029 | 2030 | 2031 | 2032 | 2033 | 2034 | 2035 | 2036 | 2037 | 2038
| 0 | Compensated |  | Load (LV side) |  |  | Amps
|  |  |  | Apparent Power |  |  | MVA
|  |  |  | Real Power |  |  | MW
|  |  |  | Reactive Power |  |  | MVAr
|  |  |  | Capacitors In Service |  |  | MVAr
PF
| Zone Div: | Uncompensated |  | Reactive Power |  |  | MVAr
PF
| 0 | Compensated |  | Load (LV side) |  |  | Amps
|  |  |  | Apparent Power |  |  | MVA
|  |  |  | Real Power |  |  | MW
|  |  |  | Reactive Power |  |  | MVAr
|  |  |  | Capacitors In Service |  |  | MVAr
PF
| Zone Div: | Uncompensated |  | Reactive Power |  |  | MVAr
PF
| 0 | Compensated |  | Load (LV side) |  |  | Amps
|  |  |  | Apparent Power |  |  | MVA
|  |  |  | Real Power |  |  | MW
|  |  |  | Reactive Power |  |  | MVAr
|  |  |  | Capacitors In Service |  |  | MVAr
PF
| Zone Div: | Uncompensated |  | Reactive Power |  |  | MVAr
PF
| 0 | Compensated |  | Load (LV side) |  |  | Amps
|  |  |  | Apparent Power |  |  | MVA
|  |  |  | Real Power |  |  | MW
|  |  |  | Reactive Power |  |  | MVAr
|  |  |  | Capacitors In Service |  |  | MVAr
PF
| Zone Div: | Uncompensated |  | Reactive Power |  |  | MVAr
PF
| 0 | Compensated |  | Load (LV side) |  |  | Amps
|  |  |  | Apparent Power |  |  | MVA
|  |  |  | Real Power |  |  | MW
|  |  |  | Reactive Power |  |  | MVAr
|  |  |  | Capacitors In Service |  |  | MVAr
PF
| Zone Div: | Uncompensated |  | Reactive Power |  |  | MVAr
PF
| 0 | Compensated |  | Load (LV side) |  |  | Amps
|  |  |  | Apparent Power |  |  | MVA
|  |  |  | Real Power |  |  | MW
|  |  |  | Reactive Power |  |  | MVAr
|  |  |  | Capacitors In Service |  |  | MVAr
PF
| Zone Div: | Uncompensated |  | Reactive Power |  |  | MVAr
PF
| 0 | Compensated |  | Load (LV side) |  |  | Amps
|  |  |  | Apparent Power |  |  | MVA
|  |  |  | Real Power |  |  | MW
|  |  |  | Reactive Power |  |  | MVAr
|  |  |  | Capacitors In Service |  |  | MVAr
PF
| Zone Div: | Uncompensated |  | Reactive Power |  |  | MVAr
PF
| 0 | Compensated |  | Load (LV side) |  |  | Amps
|  |  |  | Apparent Power |  |  | MVA
|  |  |  | Real Power |  |  | MW
|  |  |  | Reactive Power |  |  | MVAr
|  |  |  | Capacitors In Service |  |  | MVAr
PF
| Zone Div: | Uncompensated |  | Reactive Power |  |  | MVAr
PF
| 0 | Compensated |  | Load (LV side) |  |  | Amps
|  |  |  | Apparent Power |  |  | MVA
|  |  |  | Real Power |  |  | MW
|  |  |  | Reactive Power |  |  | MVAr
|  |  |  | Capacitors In Service |  |  | MVAr
PF
| Zone Div: | Uncompensated |  | Reactive Power |  |  | MVAr
PF
| 0 | Compensated |  | Load (LV side) |  |  | Amps
|  |  |  | Apparent Power |  |  | MVA
|  |  |  | Real Power |  |  | MW
|  |  |  | Reactive Power |  |  | MVAr
|  |  |  | Capacitors In Service |  |  | MVAr
PF
| Zone Div: | Uncompensated |  | Reactive Power |  |  | MVAr
PF

## Customer70
| Customer70 | [16 empty] | 2014 | WINTER
| Substation Total Loads | [33 empty] | Spots & Transfers Detail
| Historical Loads | MVA | [7 empty] | Weather Corrected Forecast Loads |  |  |  | MVA | [20 empty] | Spots & Transfers Summary | MVA |  | Historical Spots & Transfers | [6 empty] | Forecast Spots & Transfers
|  | 2007 | 2008 | 2009 | 2010 | 2011 | 2012 | 2013 |  | 2014 | 2015 | 2016 | 2017 | 2018 | 2019 | 2020 | 2021 | 2022 | 2023 | 2024 | 2025 | 2026 | 2027 | 2028 | 2029 | 2030 | 2031 | 2032 | 2033 | 2034 | 2035 | 2036 | 2037 | 2038 |  |  |  | 2007 | 2008 | 2009 | 2010 | 2011 | 2012 | 2013 | 2014 | 2015 | 2016 | 2017 | 2018 | 2019 | 2020 | 2021 | 2022 | 2023 | 2024 | 2025 | 2026 | 2027 | 2028 | 2029 | 2030 | 2031 | 2032 | 2033 | 2034 | 2035 | 2036 | 2037 | 2038
| Total |  |  |  |  | 10.217 | 10.52 | 10.561 |  | 10.561 | 10.561 | 10.561 | 10.561 | 10.561 | 10.561 | 10.561 | 10.561 | 10.561 | 10.561 | 10.561 | 10.561 | 10.561 | 10.561 | 10.561 | 10.561 | 10.561 | 10.561 | 10.561 | 10.561 | 10.561 | 10.561 | 10.561 | 10.561 | 10.561 |  |  | Total
Firm Rating
| Total Capacity | [36 empty] | 0 | 0 | 0 | 0 | 0 | 0 | 0 | 0 | 0 | 0 | 0 | 0 | 0 | 0 | 0 | 0 | 0 | 0 | 0 | 0 | 0 | 0 | 0 | 0 | 0 | 0 | 0 | 0 | 0 | 0 | 0 | 0
|  | -7 | -6 | -5 | -4 | -3 | -2 | -1 |  | 0 | 1 | 2 | 3 | 4 | 5 | 6 | 7 | 8 | 9 | 10 | 11 | 12 | 13 | 14 | 15 | 16 | 17 | 18 | 19 | 20 | 21 | 22 | 23 | 24 |  |  |  | 0 | 0 | 0 | 0 | 0 | 0 | 0 | 0 | 0 | 0 | 0 | 0 | 0 | 0 | 0 | 0 | 0 | 0 | 0 | 0 | 0 | 0 | 0 | 0 | 0 | 0 | 0 | 0 | 0 | 0 | 0 | 0
| Transformer Loads | [36 empty] | 0 | 0 | 0 | 0 | 0 | 0 | 0 | 0 | 0 | 0 | 0 | 0 | 0 | 0 | 0 | 0 | 0 | 0 | 0 | 0 | 0 | 0 | 0 | 0 | 0 | 0 | 0 | 0 | 0 | 0 | 0 | 0
| Historical Loads | MVA | [7 empty] | Weather Corrected Forecast Loads |  |  |  | MVA | [23 empty] | 0 | 0 | 0 | 0 | 0 | 0 | 0 | 0 | 0 | 0 | 0 | 0 | 0 | 0 | 0 | 0 | 0 | 0 | 0 | 0 | 0 | 0 | 0 | 0 | 0 | 0 | 0 | 0 | 0 | 0 | 0 | 0
|  | 2007 | 2008 | 2009 | 2010 | 2011 | 2012 | 2013 |  | 2014 | 2015 | 2016 | 2017 | 2018 | 2019 | 2020 | 2021 | 2022 | 2023 | 2024 | 2025 | 2026 | 2027 | 2028 | 2029 | 2030 | 2031 | 2032 | 2033 | 2034 | 2035 | 2036 | 2037 | 2038 |  |  |  | 0 | 0 | 0 | 0 | 0 | 0 | 0 | 0 | 0 | 0 | 0 | 0 | 0 | 0 | 0 | 0 | 0 | 0 | 0 | 0 | 0 | 0 | 0 | 0 | 0 | 0 | 0 | 0 | 0 | 0 | 0 | 0
| 0 | [36 empty] | 0 | 0 | 0 | 0 | 0 | 0 | 0 | 0 | 0 | 0 | 0 | 0 | 0 | 0 | 0 | 0 | 0 | 0 | 0 | 0 | 0 | 0 | 0 | 0 | 0 | 0 | 0 | 0 | 0 | 0 | 0 | 0
| Diversity Factor: 0 | [36 empty] | 0 | 0 | 0 | 0 | 0 | 0 | 0 | 0 | 0 | 0 | 0 | 0 | 0 | 0 | 0 | 0 | 0 | 0 | 0 | 0 | 0 | 0 | 0 | 0 | 0 | 0 | 0 | 0 | 0 | 0 | 0 | 0
[38 empty] | 0 | 0 | 0 | 0 | 0 | 0 | 0 | 0 | 0 | 0 | 0 | 0 | 0 | 0 | 0 | 0 | 0 | 0 | 0 | 0 | 0 | 0 | 0 | 0 | 0 | 0 | 0 | 0 | 0 | 0 | 0 | 0
[38 empty] | 0 | 0 | 0 | 0 | 0 | 0 | 0 | 0 | 0 | 0 | 0 | 0 | 0 | 0 | 0 | 0 | 0 | 0 | 0 | 0 | 0 | 0 | 0 | 0 | 0 | 0 | 0 | 0 | 0 | 0 | 0 | 0
| 0 | [36 empty] | 0 | 0 | 0 | 0 | 0 | 0 | 0 | 0 | 0 | 0 | 0 | 0 | 0 | 0 | 0 | 0 | 0 | 0 | 0 | 0 | 0 | 0 | 0 | 0 | 0 | 0 | 0 | 0 | 0 | 0 | 0 | 0
Diversity Factor: 0
[38 empty] | Historical Spots & Transfers | [6 empty] | Forecast Spots & Transfers
[35 empty] | Project Name | From | To | 2007 | 2008 | 2009 | 2010 | 2011 | 2012 | 2013 | 2014 | 2015 | 2016 | 2017 | 2018 | 2019 | 2020 | 2021 | 2022 | 2023 | 2024 | 2025 | 2026 | 2027 | 2028 | 2029 | 2030 | 2031 | 2032 | 2033 | 2034 | 2035 | 2036 | 2037 | 2038
0
Diversity Factor: 0
0
Diversity Factor: 0
0
Diversity Factor: 0
0
Diversity Factor: 0
0
Diversity Factor: 0
0
Diversity Factor: 0
0
Diversity Factor: 0
0
Diversity Factor: 0
| Weather Correction and Public Holiday Factors | [8 empty] | Forecast ROG
ROG Justification
| Actual loads for season 2013 have been weather corrected by the following: | [6 empty] | 0% |  | N/A | [59 empty] | N/A
1 | 2 | 3 | 4 | 5 | 6 | 7 | 8 | 9 | 10 | 2014 | 2015 | 2016 | 2017 | 2018 | 2019 | 2020 | 2021 | 2022 | 2023 | 2024 | 2025 | 2026 | 2027 | 2028 | 2029 | 2030 | 2031 | 2032 | 2033 | 2034 | 2035 | 2036 | 2037 | 2038
1 | 1 | 1 | 1 | 1 | 1 | 1 | 1 | 1 | 1 | 0% | 0% | 0% | 0% | 0% | 0% | 0% | 0% | 0% | 0% | 0% | 0% | 0% | 0% | 0% | 0% | 0% | 0% | 0% | 0% | 0% | 0% | 0% | 0% | 0%
Substation Load Detail
[7 empty] | Units | 2013 |  | 2014 | 2015 | 2016 | 2017 | 2018 | 2019 | 2020 | 2021 | 2022 | 2023 | 2024 | 2025 | 2026 | 2027 | 2028 | 2029 | 2030 | 2031 | 2032 | 2033 | 2034 | 2035 | 2036 | 2037 | 2038
1 | Customer70 | Compensated |  | Load (LV side) |  |  | Amps | 185 |  | 185 | 185 | 185 | 185 | 185 | 185 | 185 | 185 | 185 | 185 | 185 | 185 | 185 | 185 | 185 | 185 | 185 | 185 | 185 | 185 | 185 | 185 | 185 | 185 | 185
|  |  |  | Apparent Power |  |  | MVA | 10.561 |  | 10.561 | 10.561 | 10.561 | 10.561 | 10.561 | 10.561 | 10.561 | 10.561 | 10.561 | 10.561 | 10.561 | 10.561 | 10.561 | 10.561 | 10.561 | 10.561 | 10.561 | 10.561 | 10.561 | 10.561 | 10.561 | 10.561 | 10.561 | 10.561 | 10.561
|  |  |  | Real Power |  |  | MW | 9.5049 |  | 9.5049 | 9.5049 | 9.5049 | 9.5049 | 9.5049 | 9.5049 | 9.5049 | 9.5049 | 9.5049 | 9.5049 | 9.5049 | 9.5049 | 9.5049 | 9.5049 | 9.5049 | 9.5049 | 9.5049 | 9.5049 | 9.5049 | 9.5049 | 9.5049 | 9.5049 | 9.5049 | 9.5049 | 9.5049
|  |  |  | Reactive Power |  |  | MVAr | 4.6034 |  | 4.6034 | 4.6034 | 4.6034 | 4.6034 | 4.6034 | 4.6034 | 4.6034 | 4.6034 | 4.6034 | 4.6034 | 4.6034 | 4.6034 | 4.6034 | 4.6034 | 4.6034 | 4.6034 | 4.6034 | 4.6034 | 4.6034 | 4.6034 | 4.6034 | 4.6034 | 4.6034 | 4.6034 | 4.6034
|  |  |  | Capacitors In Service |  |  | MVAr | 0 |  | 0 | 0 | 0 | 0 | 0 | 0 | 0 | 0 | 0 | 0 | 0 | 0 | 0 | 0 | 0 | 0 | 0 | 0 | 0 | 0 | 0 | 0 | 0 | 0 | 0
|  |  |  | PF |  |  |  | 0.9 |  | 0.9 | 0.9 | 0.9 | 0.9 | 0.9 | 0.9 | 0.9 | 0.9 | 0.9 | 0.9 | 0.9 | 0.9 | 0.9 | 0.9 | 0.9 | 0.9 | 0.9 | 0.9 | 0.9 | 0.9 | 0.9 | 0.9 | 0.9 | 0.9 | 0.9
0.49972 | Diversity Factor: 0.5 | Uncompensated |  | Reactive Power |  |  | MVAr | 4.6034 |  | 4.6034 | 4.6034 | 4.6034 | 4.6034 | 4.6034 | 4.6034 | 4.6034 | 4.6034 | 4.6034 | 4.6034 | 4.6034 | 4.6034 | 4.6034 | 4.6034 | 4.6034 | 4.6034 | 4.6034 | 4.6034 | 4.6034 | 4.6034 | 4.6034 | 4.6034 | 4.6034 | 4.6034 | 4.6034
|  |  |  | PF |  |  |  | 0.9 |  | 0.9 | 0.9 | 0.9 | 0.9 | 0.9 | 0.9 | 0.9 | 0.9 | 0.9 | 0.9 | 0.9 | 0.9 | 0.9 | 0.9 | 0.9 | 0.9 | 0.9 | 0.9 | 0.9 | 0.9 | 0.9 | 0.9 | 0.9 | 0.9 | 0.9
[10 empty] | 1 | 2 | 3 | 4 | 5 | 6 | 7 | 8 | 9 | 10 | 11 | 12 | 13 | 14 | 15 | 16 | 17 | 18 | 19 | 20 | 21 | 22 | 23 | 24 | 25
Transformer Load Detail
[7 empty] | Units | 2013 |  | 2014 | 2015 | 2016 | 2017 | 2018 | 2019 | 2020 | 2021 | 2022 | 2023 | 2024 | 2025 | 2026 | 2027 | 2028 | 2029 | 2030 | 2031 | 2032 | 2033 | 2034 | 2035 | 2036 | 2037 | 2038
| 0 | Compensated |  | Load (LV side) |  |  | Amps
|  |  |  | Apparent Power |  |  | MVA
|  |  |  | Real Power |  |  | MW
|  |  |  | Reactive Power |  |  | MVAr
|  |  |  | Capacitors In Service |  |  | MVAr
PF
| Zone Div: | Uncompensated |  | Reactive Power |  |  | MVAr
PF
| 0 | Compensated |  | Load (LV side) |  |  | Amps
|  |  |  | Apparent Power |  |  | MVA
|  |  |  | Real Power |  |  | MW
|  |  |  | Reactive Power |  |  | MVAr
|  |  |  | Capacitors In Service |  |  | MVAr
PF
| Zone Div: | Uncompensated |  | Reactive Power |  |  | MVAr
PF
| 0 | Compensated |  | Load (LV side) |  |  | Amps
|  |  |  | Apparent Power |  |  | MVA
|  |  |  | Real Power |  |  | MW
|  |  |  | Reactive Power |  |  | MVAr
|  |  |  | Capacitors In Service |  |  | MVAr
PF
| Zone Div: | Uncompensated |  | Reactive Power |  |  | MVAr
PF
| 0 | Compensated |  | Load (LV side) |  |  | Amps
|  |  |  | Apparent Power |  |  | MVA
|  |  |  | Real Power |  |  | MW
|  |  |  | Reactive Power |  |  | MVAr
|  |  |  | Capacitors In Service |  |  | MVAr
PF
| Zone Div: | Uncompensated |  | Reactive Power |  |  | MVAr
PF
| 0 | Compensated |  | Load (LV side) |  |  | Amps
|  |  |  | Apparent Power |  |  | MVA
|  |  |  | Real Power |  |  | MW
|  |  |  | Reactive Power |  |  | MVAr
|  |  |  | Capacitors In Service |  |  | MVAr
PF
| Zone Div: | Uncompensated |  | Reactive Power |  |  | MVAr
PF
| 0 | Compensated |  | Load (LV side) |  |  | Amps
|  |  |  | Apparent Power |  |  | MVA
|  |  |  | Real Power |  |  | MW
|  |  |  | Reactive Power |  |  | MVAr
|  |  |  | Capacitors In Service |  |  | MVAr
PF
| Zone Div: | Uncompensated |  | Reactive Power |  |  | MVAr
PF
| 0 | Compensated |  | Load (LV side) |  |  | Amps
|  |  |  | Apparent Power |  |  | MVA
|  |  |  | Real Power |  |  | MW
|  |  |  | Reactive Power |  |  | MVAr
|  |  |  | Capacitors In Service |  |  | MVAr
PF
| Zone Div: | Uncompensated |  | Reactive Power |  |  | MVAr
PF
| 0 | Compensated |  | Load (LV side) |  |  | Amps
|  |  |  | Apparent Power |  |  | MVA
|  |  |  | Real Power |  |  | MW
|  |  |  | Reactive Power |  |  | MVAr
|  |  |  | Capacitors In Service |  |  | MVAr
PF
| Zone Div: | Uncompensated |  | Reactive Power |  |  | MVAr
PF
| 0 | Compensated |  | Load (LV side) |  |  | Amps
|  |  |  | Apparent Power |  |  | MVA
|  |  |  | Real Power |  |  | MW
|  |  |  | Reactive Power |  |  | MVAr
|  |  |  | Capacitors In Service |  |  | MVAr
PF
| Zone Div: | Uncompensated |  | Reactive Power |  |  | MVAr
PF
| 0 | Compensated |  | Load (LV side) |  |  | Amps
|  |  |  | Apparent Power |  |  | MVA
|  |  |  | Real Power |  |  | MW
|  |  |  | Reactive Power |  |  | MVAr
|  |  |  | Capacitors In Service |  |  | MVAr
PF
| Zone Div: | Uncompensated |  | Reactive Power |  |  | MVAr
PF

## Customer71
| Customer71 | [16 empty] | 2014 | WINTER
| Substation Total Loads | [33 empty] | Spots & Transfers Detail
| Historical Loads | MVA | [7 empty] | Weather Corrected Forecast Loads |  |  |  | MVA | [20 empty] | Spots & Transfers Summary | MVA |  | Historical Spots & Transfers | [6 empty] | Forecast Spots & Transfers
|  | 2007 | 2008 | 2009 | 2010 | 2011 | 2012 | 2013 |  | 2014 | 2015 | 2016 | 2017 | 2018 | 2019 | 2020 | 2021 | 2022 | 2023 | 2024 | 2025 | 2026 | 2027 | 2028 | 2029 | 2030 | 2031 | 2032 | 2033 | 2034 | 2035 | 2036 | 2037 | 2038 |  |  |  | 2007 | 2008 | 2009 | 2010 | 2011 | 2012 | 2013 | 2014 | 2015 | 2016 | 2017 | 2018 | 2019 | 2020 | 2021 | 2022 | 2023 | 2024 | 2025 | 2026 | 2027 | 2028 | 2029 | 2030 | 2031 | 2032 | 2033 | 2034 | 2035 | 2036 | 2037 | 2038
| Total | [5 empty] | 6.131 | 6.476 |  | 6.476 | 6.476 | 6.476 | 6.476 | 6.476 | 6.476 | 6.476 | 6.476 | 6.476 | 6.476 | 6.476 | 6.476 | 6.476 | 6.476 | 6.476 | 6.476 | 6.476 | 6.476 | 6.476 | 6.476 | 6.476 | 6.476 | 6.476 | 6.476 | 6.476 |  |  | Total
Firm Rating
| Total Capacity | [36 empty] | 0 | 0 | 0 | 0 | 0 | 0 | 0 | 0 | 0 | 0 | 0 | 0 | 0 | 0 | 0 | 0 | 0 | 0 | 0 | 0 | 0 | 0 | 0 | 0 | 0 | 0 | 0 | 0 | 0 | 0 | 0 | 0
|  | -7 | -6 | -5 | -4 | -3 | -2 | -1 |  | 0 | 1 | 2 | 3 | 4 | 5 | 6 | 7 | 8 | 9 | 10 | 11 | 12 | 13 | 14 | 15 | 16 | 17 | 18 | 19 | 20 | 21 | 22 | 23 | 24 |  |  |  | 0 | 0 | 0 | 0 | 0 | 0 | 0 | 0 | 0 | 0 | 0 | 0 | 0 | 0 | 0 | 0 | 0 | 0 | 0 | 0 | 0 | 0 | 0 | 0 | 0 | 0 | 0 | 0 | 0 | 0 | 0 | 0
| Transformer Loads | [36 empty] | 0 | 0 | 0 | 0 | 0 | 0 | 0 | 0 | 0 | 0 | 0 | 0 | 0 | 0 | 0 | 0 | 0 | 0 | 0 | 0 | 0 | 0 | 0 | 0 | 0 | 0 | 0 | 0 | 0 | 0 | 0 | 0
| Historical Loads | MVA | [7 empty] | Weather Corrected Forecast Loads |  |  |  | MVA | [23 empty] | 0 | 0 | 0 | 0 | 0 | 0 | 0 | 0 | 0 | 0 | 0 | 0 | 0 | 0 | 0 | 0 | 0 | 0 | 0 | 0 | 0 | 0 | 0 | 0 | 0 | 0 | 0 | 0 | 0 | 0 | 0 | 0
|  | 2007 | 2008 | 2009 | 2010 | 2011 | 2012 | 2013 |  | 2014 | 2015 | 2016 | 2017 | 2018 | 2019 | 2020 | 2021 | 2022 | 2023 | 2024 | 2025 | 2026 | 2027 | 2028 | 2029 | 2030 | 2031 | 2032 | 2033 | 2034 | 2035 | 2036 | 2037 | 2038 |  |  |  | 0 | 0 | 0 | 0 | 0 | 0 | 0 | 0 | 0 | 0 | 0 | 0 | 0 | 0 | 0 | 0 | 0 | 0 | 0 | 0 | 0 | 0 | 0 | 0 | 0 | 0 | 0 | 0 | 0 | 0 | 0 | 0
| 0 | [36 empty] | 0 | 0 | 0 | 0 | 0 | 0 | 0 | 0 | 0 | 0 | 0 | 0 | 0 | 0 | 0 | 0 | 0 | 0 | 0 | 0 | 0 | 0 | 0 | 0 | 0 | 0 | 0 | 0 | 0 | 0 | 0 | 0
| Diversity Factor: 0 | [36 empty] | 0 | 0 | 0 | 0 | 0 | 0 | 0 | 0 | 0 | 0 | 0 | 0 | 0 | 0 | 0 | 0 | 0 | 0 | 0 | 0 | 0 | 0 | 0 | 0 | 0 | 0 | 0 | 0 | 0 | 0 | 0 | 0
[38 empty] | 0 | 0 | 0 | 0 | 0 | 0 | 0 | 0 | 0 | 0 | 0 | 0 | 0 | 0 | 0 | 0 | 0 | 0 | 0 | 0 | 0 | 0 | 0 | 0 | 0 | 0 | 0 | 0 | 0 | 0 | 0 | 0
[38 empty] | 0 | 0 | 0 | 0 | 0 | 0 | 0 | 0 | 0 | 0 | 0 | 0 | 0 | 0 | 0 | 0 | 0 | 0 | 0 | 0 | 0 | 0 | 0 | 0 | 0 | 0 | 0 | 0 | 0 | 0 | 0 | 0
| 0 | [36 empty] | 0 | 0 | 0 | 0 | 0 | 0 | 0 | 0 | 0 | 0 | 0 | 0 | 0 | 0 | 0 | 0 | 0 | 0 | 0 | 0 | 0 | 0 | 0 | 0 | 0 | 0 | 0 | 0 | 0 | 0 | 0 | 0
Diversity Factor: 0
[38 empty] | Historical Spots & Transfers | [6 empty] | Forecast Spots & Transfers
[35 empty] | Project Name | From | To | 2007 | 2008 | 2009 | 2010 | 2011 | 2012 | 2013 | 2014 | 2015 | 2016 | 2017 | 2018 | 2019 | 2020 | 2021 | 2022 | 2023 | 2024 | 2025 | 2026 | 2027 | 2028 | 2029 | 2030 | 2031 | 2032 | 2033 | 2034 | 2035 | 2036 | 2037 | 2038
0
Diversity Factor: 0
0
Diversity Factor: 0
0
Diversity Factor: 0
0
Diversity Factor: 0
0
Diversity Factor: 0
0
Diversity Factor: 0
0
Diversity Factor: 0
0
Diversity Factor: 0
| Weather Correction and Public Holiday Factors | [8 empty] | Forecast ROG
ROG Justification
| Actual loads for season 2013 have been weather corrected by the following: | [6 empty] | 0% |  | N/A | [59 empty] | N/A
1 | 2 | 3 | 4 | 5 | 6 | 7 | 8 | 9 | 10 | 2014 | 2015 | 2016 | 2017 | 2018 | 2019 | 2020 | 2021 | 2022 | 2023 | 2024 | 2025 | 2026 | 2027 | 2028 | 2029 | 2030 | 2031 | 2032 | 2033 | 2034 | 2035 | 2036 | 2037 | 2038
1 | 1 | 1 | 1 | 1 | 1 | 1 | 1 | 1 | 1 | 0% | 0% | 0% | 0% | 0% | 0% | 0% | 0% | 0% | 0% | 0% | 0% | 0% | 0% | 0% | 0% | 0% | 0% | 0% | 0% | 0% | 0% | 0% | 0% | 0%
Substation Load Detail
[7 empty] | Units | 2013 |  | 2014 | 2015 | 2016 | 2017 | 2018 | 2019 | 2020 | 2021 | 2022 | 2023 | 2024 | 2025 | 2026 | 2027 | 2028 | 2029 | 2030 | 2031 | 2032 | 2033 | 2034 | 2035 | 2036 | 2037 | 2038
1 | Customer71 | Compensated |  | Load (LV side) |  |  | Amps | 113 |  | 113 | 113 | 113 | 113 | 113 | 113 | 113 | 113 | 113 | 113 | 113 | 113 | 113 | 113 | 113 | 113 | 113 | 113 | 113 | 113 | 113 | 113 | 113 | 113 | 113
|  |  |  | Apparent Power |  |  | MVA | 6.476 |  | 6.476 | 6.476 | 6.476 | 6.476 | 6.476 | 6.476 | 6.476 | 6.476 | 6.476 | 6.476 | 6.476 | 6.476 | 6.476 | 6.476 | 6.476 | 6.476 | 6.476 | 6.476 | 6.476 | 6.476 | 6.476 | 6.476 | 6.476 | 6.476 | 6.476
|  |  |  | Real Power |  |  | MW | 5.8284 |  | 5.8284 | 5.8284 | 5.8284 | 5.8284 | 5.8284 | 5.8284 | 5.8284 | 5.8284 | 5.8284 | 5.8284 | 5.8284 | 5.8284 | 5.8284 | 5.8284 | 5.8284 | 5.8284 | 5.8284 | 5.8284 | 5.8284 | 5.8284 | 5.8284 | 5.8284 | 5.8284 | 5.8284 | 5.8284
|  |  |  | Reactive Power |  |  | MVAr | 2.8228 |  | 2.8228 | 2.8228 | 2.8228 | 2.8228 | 2.8228 | 2.8228 | 2.8228 | 2.8228 | 2.8228 | 2.8228 | 2.8228 | 2.8228 | 2.8228 | 2.8228 | 2.8228 | 2.8228 | 2.8228 | 2.8228 | 2.8228 | 2.8228 | 2.8228 | 2.8228 | 2.8228 | 2.8228 | 2.8228
|  |  |  | Capacitors In Service |  |  | MVAr | 0 |  | 0 | 0 | 0 | 0 | 0 | 0 | 0 | 0 | 0 | 0 | 0 | 0 | 0 | 0 | 0 | 0 | 0 | 0 | 0 | 0 | 0 | 0 | 0 | 0 | 0
|  |  |  | PF |  |  |  | 0.9 |  | 0.9 | 0.9 | 0.9 | 0.9 | 0.9 | 0.9 | 0.9 | 0.9 | 0.9 | 0.9 | 0.9 | 0.9 | 0.9 | 0.9 | 0.9 | 0.9 | 0.9 | 0.9 | 0.9 | 0.9 | 0.9 | 0.9 | 0.9 | 0.9 | 0.9
| Diversity Factor: 0 | Uncompensated |  | Reactive Power |  |  | MVAr | 2.8228 |  | 2.8228 | 2.8228 | 2.8228 | 2.8228 | 2.8228 | 2.8228 | 2.8228 | 2.8228 | 2.8228 | 2.8228 | 2.8228 | 2.8228 | 2.8228 | 2.8228 | 2.8228 | 2.8228 | 2.8228 | 2.8228 | 2.8228 | 2.8228 | 2.8228 | 2.8228 | 2.8228 | 2.8228 | 2.8228
|  |  |  | PF |  |  |  | 0.9 |  | 0.9 | 0.9 | 0.9 | 0.9 | 0.9 | 0.9 | 0.9 | 0.9 | 0.9 | 0.9 | 0.9 | 0.9 | 0.9 | 0.9 | 0.9 | 0.9 | 0.9 | 0.9 | 0.9 | 0.9 | 0.9 | 0.9 | 0.9 | 0.9 | 0.9
[10 empty] | 1 | 2 | 3 | 4 | 5 | 6 | 7 | 8 | 9 | 10 | 11 | 12 | 13 | 14 | 15 | 16 | 17 | 18 | 19 | 20 | 21 | 22 | 23 | 24 | 25
Transformer Load Detail
[7 empty] | Units | 2013 |  | 2014 | 2015 | 2016 | 2017 | 2018 | 2019 | 2020 | 2021 | 2022 | 2023 | 2024 | 2025 | 2026 | 2027 | 2028 | 2029 | 2030 | 2031 | 2032 | 2033 | 2034 | 2035 | 2036 | 2037 | 2038
| 0 | Compensated |  | Load (LV side) |  |  | Amps
|  |  |  | Apparent Power |  |  | MVA
|  |  |  | Real Power |  |  | MW
|  |  |  | Reactive Power |  |  | MVAr
|  |  |  | Capacitors In Service |  |  | MVAr
PF
| Zone Div: | Uncompensated |  | Reactive Power |  |  | MVAr
PF
| 0 | Compensated |  | Load (LV side) |  |  | Amps
|  |  |  | Apparent Power |  |  | MVA
|  |  |  | Real Power |  |  | MW
|  |  |  | Reactive Power |  |  | MVAr
|  |  |  | Capacitors In Service |  |  | MVAr
PF
| Zone Div: | Uncompensated |  | Reactive Power |  |  | MVAr
PF
| 0 | Compensated |  | Load (LV side) |  |  | Amps
|  |  |  | Apparent Power |  |  | MVA
|  |  |  | Real Power |  |  | MW
|  |  |  | Reactive Power |  |  | MVAr
|  |  |  | Capacitors In Service |  |  | MVAr
PF
| Zone Div: | Uncompensated |  | Reactive Power |  |  | MVAr
PF
| 0 | Compensated |  | Load (LV side) |  |  | Amps
|  |  |  | Apparent Power |  |  | MVA
|  |  |  | Real Power |  |  | MW
|  |  |  | Reactive Power |  |  | MVAr
|  |  |  | Capacitors In Service |  |  | MVAr
PF
| Zone Div: | Uncompensated |  | Reactive Power |  |  | MVAr
PF
| 0 | Compensated |  | Load (LV side) |  |  | Amps
|  |  |  | Apparent Power |  |  | MVA
|  |  |  | Real Power |  |  | MW
|  |  |  | Reactive Power |  |  | MVAr
|  |  |  | Capacitors In Service |  |  | MVAr
PF
| Zone Div: | Uncompensated |  | Reactive Power |  |  | MVAr
PF
| 0 | Compensated |  | Load (LV side) |  |  | Amps
|  |  |  | Apparent Power |  |  | MVA
|  |  |  | Real Power |  |  | MW
|  |  |  | Reactive Power |  |  | MVAr
|  |  |  | Capacitors In Service |  |  | MVAr
PF
| Zone Div: | Uncompensated |  | Reactive Power |  |  | MVAr
PF
| 0 | Compensated |  | Load (LV side) |  |  | Amps
|  |  |  | Apparent Power |  |  | MVA
|  |  |  | Real Power |  |  | MW
|  |  |  | Reactive Power |  |  | MVAr
|  |  |  | Capacitors In Service |  |  | MVAr
PF
| Zone Div: | Uncompensated |  | Reactive Power |  |  | MVAr
PF
| 0 | Compensated |  | Load (LV side) |  |  | Amps
|  |  |  | Apparent Power |  |  | MVA
|  |  |  | Real Power |  |  | MW
|  |  |  | Reactive Power |  |  | MVAr
|  |  |  | Capacitors In Service |  |  | MVAr
PF
| Zone Div: | Uncompensated |  | Reactive Power |  |  | MVAr
PF
| 0 | Compensated |  | Load (LV side) |  |  | Amps
|  |  |  | Apparent Power |  |  | MVA
|  |  |  | Real Power |  |  | MW
|  |  |  | Reactive Power |  |  | MVAr
|  |  |  | Capacitors In Service |  |  | MVAr
PF
| Zone Div: | Uncompensated |  | Reactive Power |  |  | MVAr
PF
| 0 | Compensated |  | Load (LV side) |  |  | Amps
|  |  |  | Apparent Power |  |  | MVA
|  |  |  | Real Power |  |  | MW
|  |  |  | Reactive Power |  |  | MVAr
|  |  |  | Capacitors In Service |  |  | MVAr
PF
| Zone Div: | Uncompensated |  | Reactive Power |  |  | MVAr
PF

## Customer72
| Customer72 | [16 empty] | 2014 | WINTER
| Substation Total Loads | [33 empty] | Spots & Transfers Detail
| Historical Loads | MVA | [7 empty] | Weather Corrected Forecast Loads |  |  |  | MVA | [20 empty] | Spots & Transfers Summary | MVA |  | Historical Spots & Transfers | [6 empty] | Forecast Spots & Transfers
|  | 2007 | 2008 | 2009 | 2010 | 2011 | 2012 | 2013 |  | 2014 | 2015 | 2016 | 2017 | 2018 | 2019 | 2020 | 2021 | 2022 | 2023 | 2024 | 2025 | 2026 | 2027 | 2028 | 2029 | 2030 | 2031 | 2032 | 2033 | 2034 | 2035 | 2036 | 2037 | 2038 |  |  |  | 2007 | 2008 | 2009 | 2010 | 2011 | 2012 | 2013 | 2014 | 2015 | 2016 | 2017 | 2018 | 2019 | 2020 | 2021 | 2022 | 2023 | 2024 | 2025 | 2026 | 2027 | 2028 | 2029 | 2030 | 2031 | 2032 | 2033 | 2034 | 2035 | 2036 | 2037 | 2038
| Total | [6 empty] | 21.2912 |  | 26.2912 | 31.2912 | 31.2912 | 31.2912 | 31.2912 | 31.2912 | 31.2912 | 31.2912 | 31.2912 | 31.2912 | 31.2912 | 31.2912 | 31.2912 | 31.2912 | 31.2912 | 31.2912 | 31.2912 | 31.2912 | 31.2912 | 31.2912 | 31.2912 | 31.2912 | 31.2912 | 31.2912 | 31.2912 |  |  | Total | Historical Spots & Transfers 2013: 21; Forecast Spots & Transfers 2014: 5; Forecast Spots & Transfers 2015: 5
Firm Rating
| Total Capacity | [36 empty] | 0 | 0 | 0 | 0 | 0 | 0 | 0 | 0 | 0 | 0 | 0 | 0 | 0 | 0 | 0 | 0 | 0 | 0 | 0 | 0 | 0 | 0 | 0 | 0 | 0 | 0 | 0 | 0 | 0 | 0 | 0 | 0
|  | -7 | -6 | -5 | -4 | -3 | -2 | -1 |  | 0 | 1 | 2 | 3 | 4 | 5 | 6 | 7 | 8 | 9 | 10 | 11 | 12 | 13 | 14 | 15 | 16 | 17 | 18 | 19 | 20 | 21 | 22 | 23 | 24 |  |  |  | 0 | 0 | 0 | 0 | 0 | 0 | 0 | 0 | 0 | 0 | 0 | 0 | 0 | 0 | 0 | 0 | 0 | 0 | 0 | 0 | 0 | 0 | 0 | 0 | 0 | 0 | 0 | 0 | 0 | 0 | 0 | 0
| Transformer Loads | [36 empty] | 0 | 0 | 0 | 0 | 0 | 0 | 0 | 0 | 0 | 0 | 0 | 0 | 0 | 0 | 0 | 0 | 0 | 0 | 0 | 0 | 0 | 0 | 0 | 0 | 0 | 0 | 0 | 0 | 0 | 0 | 0 | 0
| Historical Loads | MVA | [7 empty] | Weather Corrected Forecast Loads |  |  |  | MVA | [23 empty] | 0 | 0 | 0 | 0 | 0 | 0 | 0 | 0 | 0 | 0 | 0 | 0 | 0 | 0 | 0 | 0 | 0 | 0 | 0 | 0 | 0 | 0 | 0 | 0 | 0 | 0 | 0 | 0 | 0 | 0 | 0 | 0
|  | 2007 | 2008 | 2009 | 2010 | 2011 | 2012 | 2013 |  | 2014 | 2015 | 2016 | 2017 | 2018 | 2019 | 2020 | 2021 | 2022 | 2023 | 2024 | 2025 | 2026 | 2027 | 2028 | 2029 | 2030 | 2031 | 2032 | 2033 | 2034 | 2035 | 2036 | 2037 | 2038 |  |  |  | 0 | 0 | 0 | 0 | 0 | 0 | 0 | 0 | 0 | 0 | 0 | 0 | 0 | 0 | 0 | 0 | 0 | 0 | 0 | 0 | 0 | 0 | 0 | 0 | 0 | 0 | 0 | 0 | 0 | 0 | 0 | 0
| 0 | [36 empty] | 0 | 0 | 0 | 0 | 0 | 0 | 0 | 0 | 0 | 0 | 0 | 0 | 0 | 0 | 0 | 0 | 0 | 0 | 0 | 0 | 0 | 0 | 0 | 0 | 0 | 0 | 0 | 0 | 0 | 0 | 0 | 0
| Diversity Factor: 0 | [36 empty] | 0 | 0 | 0 | 0 | 0 | 0 | 0 | 0 | 0 | 0 | 0 | 0 | 0 | 0 | 0 | 0 | 0 | 0 | 0 | 0 | 0 | 0 | 0 | 0 | 0 | 0 | 0 | 0 | 0 | 0 | 0 | 0
[38 empty] | 0 | 0 | 0 | 0 | 0 | 0 | 0 | 0 | 0 | 0 | 0 | 0 | 0 | 0 | 0 | 0 | 0 | 0 | 0 | 0 | 0 | 0 | 0 | 0 | 0 | 0 | 0 | 0 | 0 | 0 | 0 | 0
[38 empty] | 0 | 0 | 0 | 0 | 0 | 0 | 0 | 0 | 0 | 0 | 0 | 0 | 0 | 0 | 0 | 0 | 0 | 0 | 0 | 0 | 0 | 0 | 0 | 0 | 0 | 0 | 0 | 0 | 0 | 0 | 0 | 0
| 0 | [36 empty] | 0 | 0 | 0 | 0 | 0 | 0 | 0 | 0 | 0 | 0 | 0 | 0 | 0 | 0 | 0 | 0 | 0 | 0 | 0 | 0 | 0 | 0 | 0 | 0 | 0 | 0 | 0 | 0 | 0 | 0 | 0 | 0
Diversity Factor: 0
[38 empty] | Historical Spots & Transfers | [6 empty] | Forecast Spots & Transfers
[35 empty] | Project Name | From | To | 2007 | 2008 | 2009 | 2010 | 2011 | 2012 | 2013 | 2014 | 2015 | 2016 | 2017 | 2018 | 2019 | 2020 | 2021 | 2022 | 2023 | 2024 | 2025 | 2026 | 2027 | 2028 | 2029 | 2030 | 2031 | 2032 | 2033 | 2034 | 2035 | 2036 | 2037 | 2038
| 0 | [33 empty] | Major Customer Connection |  | Ravensworth North 66kV | Historical Spots & Transfers 2013: 21; Forecast Spots & Transfers 2014: 5; Forecast Spots & Transfers 2015: 5
Diversity Factor: 0
0
Diversity Factor: 0
0
Diversity Factor: 0
0
Diversity Factor: 0
0
Diversity Factor: 0
0
Diversity Factor: 0
0
Diversity Factor: 0
0
Diversity Factor: 0
| Weather Correction and Public Holiday Factors | [8 empty] | Forecast ROG
ROG Justification
| Actual loads for season 2013 have been weather corrected by the following: | [6 empty] | 0% |  | N/A | [59 empty] | N/A
1 | 2 | 3 | 4 | 5 | 6 | 7 | 8 | 9 | 10 | 2014 | 2015 | 2016 | 2017 | 2018 | 2019 | 2020 | 2021 | 2022 | 2023 | 2024 | 2025 | 2026 | 2027 | 2028 | 2029 | 2030 | 2031 | 2032 | 2033 | 2034 | 2035 | 2036 | 2037 | 2038
1 | 1 | 1 | 1 | 1 | 1 | 1 | 1 | 1 | 1 | 0% | 0% | 0% | 0% | 0% | 0% | 0% | 0% | 0% | 0% | 0% | 0% | 0% | 0% | 0% | 0% | 0% | 0% | 0% | 0% | 0% | 0% | 0% | 0% | 0%
Substation Load Detail
[7 empty] | Units | 2013 |  | 2014 | 2015 | 2016 | 2017 | 2018 | 2019 | 2020 | 2021 | 2022 | 2023 | 2024 | 2025 | 2026 | 2027 | 2028 | 2029 | 2030 | 2031 | 2032 | 2033 | 2034 | 2035 | 2036 | 2037 | 2038
1 | Customer72 | Compensated |  | Load (LV side) |  |  | Amps | 186 |  | 230 | 274 | 274 | 274 | 274 | 274 | 274 | 274 | 274 | 274 | 274 | 274 | 274 | 274 | 274 | 274 | 274 | 274 | 274 | 274 | 274 | 274 | 274 | 274 | 274
|  |  |  | Apparent Power |  |  | MVA | 21.2912 |  | 26.2912 | 31.2912 | 31.2912 | 31.2912 | 31.2912 | 31.2912 | 31.2912 | 31.2912 | 31.2912 | 31.2912 | 31.2912 | 31.2912 | 31.2912 | 31.2912 | 31.2912 | 31.2912 | 31.2912 | 31.2912 | 31.2912 | 31.2912 | 31.2912 | 31.2912 | 31.2912 | 31.2912 | 31.2912
|  |  |  | Real Power |  |  | MW | 19.1621 |  | 23.6621 | 28.1621 | 28.1621 | 28.1621 | 28.1621 | 28.1621 | 28.1621 | 28.1621 | 28.1621 | 28.1621 | 28.1621 | 28.1621 | 28.1621 | 28.1621 | 28.1621 | 28.1621 | 28.1621 | 28.1621 | 28.1621 | 28.1621 | 28.1621 | 28.1621 | 28.1621 | 28.1621 | 28.1621
|  |  |  | Reactive Power |  |  | MVAr | 9.2806 |  | 11.4601 | 13.6395 | 13.6395 | 13.6395 | 13.6395 | 13.6395 | 13.6395 | 13.6395 | 13.6395 | 13.6395 | 13.6395 | 13.6395 | 13.6395 | 13.6395 | 13.6395 | 13.6395 | 13.6395 | 13.6395 | 13.6395 | 13.6395 | 13.6395 | 13.6395 | 13.6395 | 13.6395 | 13.6395
|  |  |  | Capacitors In Service |  |  | MVAr | 0 |  | 0 | 0 | 0 | 0 | 0 | 0 | 0 | 0 | 0 | 0 | 0 | 0 | 0 | 0 | 0 | 0 | 0 | 0 | 0 | 0 | 0 | 0 | 0 | 0 | 0
|  |  |  | PF |  |  |  | 0.9 |  | 0.9 | 0.9 | 0.9 | 0.9 | 0.9 | 0.9 | 0.9 | 0.9 | 0.9 | 0.9 | 0.9 | 0.9 | 0.9 | 0.9 | 0.9 | 0.9 | 0.9 | 0.9 | 0.9 | 0.9 | 0.9 | 0.9 | 0.9 | 0.9 | 0.9
0.80204 | Diversity Factor: 0.8 | Uncompensated |  | Reactive Power |  |  | MVAr | 9.2806 |  | 11.4601 | 13.6395 | 13.6395 | 13.6395 | 13.6395 | 13.6395 | 13.6395 | 13.6395 | 13.6395 | 13.6395 | 13.6395 | 13.6395 | 13.6395 | 13.6395 | 13.6395 | 13.6395 | 13.6395 | 13.6395 | 13.6395 | 13.6395 | 13.6395 | 13.6395 | 13.6395 | 13.6395 | 13.6395
|  |  |  | PF |  |  |  | 0.9 |  | 0.9 | 0.9 | 0.9 | 0.9 | 0.9 | 0.9 | 0.9 | 0.9 | 0.9 | 0.9 | 0.9 | 0.9 | 0.9 | 0.9 | 0.9 | 0.9 | 0.9 | 0.9 | 0.9 | 0.9 | 0.9 | 0.9 | 0.9 | 0.9 | 0.9
[10 empty] | 1 | 2 | 3 | 4 | 5 | 6 | 7 | 8 | 9 | 10 | 11 | 12 | 13 | 14 | 15 | 16 | 17 | 18 | 19 | 20 | 21 | 22 | 23 | 24 | 25
Transformer Load Detail
[7 empty] | Units | 2013 |  | 2014 | 2015 | 2016 | 2017 | 2018 | 2019 | 2020 | 2021 | 2022 | 2023 | 2024 | 2025 | 2026 | 2027 | 2028 | 2029 | 2030 | 2031 | 2032 | 2033 | 2034 | 2035 | 2036 | 2037 | 2038
| 0 | Compensated |  | Load (LV side) |  |  | Amps
|  |  |  | Apparent Power |  |  | MVA
|  |  |  | Real Power |  |  | MW
|  |  |  | Reactive Power |  |  | MVAr
|  |  |  | Capacitors In Service |  |  | MVAr
PF
| Zone Div: | Uncompensated |  | Reactive Power |  |  | MVAr
PF
| 0 | Compensated |  | Load (LV side) |  |  | Amps
|  |  |  | Apparent Power |  |  | MVA
|  |  |  | Real Power |  |  | MW
|  |  |  | Reactive Power |  |  | MVAr
|  |  |  | Capacitors In Service |  |  | MVAr
PF
| Zone Div: | Uncompensated |  | Reactive Power |  |  | MVAr
PF
| 0 | Compensated |  | Load (LV side) |  |  | Amps
|  |  |  | Apparent Power |  |  | MVA
|  |  |  | Real Power |  |  | MW
|  |  |  | Reactive Power |  |  | MVAr
|  |  |  | Capacitors In Service |  |  | MVAr
PF
| Zone Div: | Uncompensated |  | Reactive Power |  |  | MVAr
PF
| 0 | Compensated |  | Load (LV side) |  |  | Amps
|  |  |  | Apparent Power |  |  | MVA
|  |  |  | Real Power |  |  | MW
|  |  |  | Reactive Power |  |  | MVAr
|  |  |  | Capacitors In Service |  |  | MVAr
PF
| Zone Div: | Uncompensated |  | Reactive Power |  |  | MVAr
PF
| 0 | Compensated |  | Load (LV side) |  |  | Amps
|  |  |  | Apparent Power |  |  | MVA
|  |  |  | Real Power |  |  | MW
|  |  |  | Reactive Power |  |  | MVAr
|  |  |  | Capacitors In Service |  |  | MVAr
PF
| Zone Div: | Uncompensated |  | Reactive Power |  |  | MVAr
PF
| 0 | Compensated |  | Load (LV side) |  |  | Amps
|  |  |  | Apparent Power |  |  | MVA
|  |  |  | Real Power |  |  | MW
|  |  |  | Reactive Power |  |  | MVAr
|  |  |  | Capacitors In Service |  |  | MVAr
PF
| Zone Div: | Uncompensated |  | Reactive Power |  |  | MVAr
PF
| 0 | Compensated |  | Load (LV side) |  |  | Amps
|  |  |  | Apparent Power |  |  | MVA
|  |  |  | Real Power |  |  | MW
|  |  |  | Reactive Power |  |  | MVAr
|  |  |  | Capacitors In Service |  |  | MVAr
PF
| Zone Div: | Uncompensated |  | Reactive Power |  |  | MVAr
PF
| 0 | Compensated |  | Load (LV side) |  |  | Amps
|  |  |  | Apparent Power |  |  | MVA
|  |  |  | Real Power |  |  | MW
|  |  |  | Reactive Power |  |  | MVAr
|  |  |  | Capacitors In Service |  |  | MVAr
PF
| Zone Div: | Uncompensated |  | Reactive Power |  |  | MVAr
PF
| 0 | Compensated |  | Load (LV side) |  |  | Amps
|  |  |  | Apparent Power |  |  | MVA
|  |  |  | Real Power |  |  | MW
|  |  |  | Reactive Power |  |  | MVAr
|  |  |  | Capacitors In Service |  |  | MVAr
PF
| Zone Div: | Uncompensated |  | Reactive Power |  |  | MVAr
PF
| 0 | Compensated |  | Load (LV side) |  |  | Amps
|  |  |  | Apparent Power |  |  | MVA
|  |  |  | Real Power |  |  | MW
|  |  |  | Reactive Power |  |  | MVAr
|  |  |  | Capacitors In Service |  |  | MVAr
PF
| Zone Div: | Uncompensated |  | Reactive Power |  |  | MVAr
PF

## Customer73
| Customer73 | [16 empty] | 2014 | WINTER
| Substation Total Loads | [33 empty] | Spots & Transfers Detail
| Historical Loads | MVA | [7 empty] | Weather Corrected Forecast Loads |  |  |  | MVA | [20 empty] | Spots & Transfers Summary | MVA |  | Historical Spots & Transfers | [6 empty] | Forecast Spots & Transfers
|  | 2007 | 2008 | 2009 | 2010 | 2011 | 2012 | 2013 |  | 2014 | 2015 | 2016 | 2017 | 2018 | 2019 | 2020 | 2021 | 2022 | 2023 | 2024 | 2025 | 2026 | 2027 | 2028 | 2029 | 2030 | 2031 | 2032 | 2033 | 2034 | 2035 | 2036 | 2037 | 2038 |  |  |  | 2007 | 2008 | 2009 | 2010 | 2011 | 2012 | 2013 | 2014 | 2015 | 2016 | 2017 | 2018 | 2019 | 2020 | 2021 | 2022 | 2023 | 2024 | 2025 | 2026 | 2027 | 2028 | 2029 | 2030 | 2031 | 2032 | 2033 | 2034 | 2035 | 2036 | 2037 | 2038
| Total |  |  |  |  | 142.965 | 141.984 | 142.529 |  | 142.529 | 142.529 | 142.529 | 142.529 | 142.529 | 142.529 | 142.529 | 142.529 | 142.529 | 142.529 | 142.529 | 142.529 | 142.529 | 142.529 | 142.529 | 142.529 | 142.529 | 142.529 | 142.529 | 142.529 | 142.529 | 142.529 | 142.529 | 142.529 | 142.529 |  |  | Total
Firm Rating
| Total Capacity | [36 empty] | 0 | 0 | 0 | 0 | 0 | 0 | 0 | 0 | 0 | 0 | 0 | 0 | 0 | 0 | 0 | 0 | 0 | 0 | 0 | 0 | 0 | 0 | 0 | 0 | 0 | 0 | 0 | 0 | 0 | 0 | 0 | 0
|  | -7 | -6 | -5 | -4 | -3 | -2 | -1 |  | 0 | 1 | 2 | 3 | 4 | 5 | 6 | 7 | 8 | 9 | 10 | 11 | 12 | 13 | 14 | 15 | 16 | 17 | 18 | 19 | 20 | 21 | 22 | 23 | 24 |  |  |  | 0 | 0 | 0 | 0 | 0 | 0 | 0 | 0 | 0 | 0 | 0 | 0 | 0 | 0 | 0 | 0 | 0 | 0 | 0 | 0 | 0 | 0 | 0 | 0 | 0 | 0 | 0 | 0 | 0 | 0 | 0 | 0
| Transformer Loads | [36 empty] | 0 | 0 | 0 | 0 | 0 | 0 | 0 | 0 | 0 | 0 | 0 | 0 | 0 | 0 | 0 | 0 | 0 | 0 | 0 | 0 | 0 | 0 | 0 | 0 | 0 | 0 | 0 | 0 | 0 | 0 | 0 | 0
| Historical Loads | MVA | [7 empty] | Weather Corrected Forecast Loads |  |  |  | MVA | [23 empty] | 0 | 0 | 0 | 0 | 0 | 0 | 0 | 0 | 0 | 0 | 0 | 0 | 0 | 0 | 0 | 0 | 0 | 0 | 0 | 0 | 0 | 0 | 0 | 0 | 0 | 0 | 0 | 0 | 0 | 0 | 0 | 0
|  | 2007 | 2008 | 2009 | 2010 | 2011 | 2012 | 2013 |  | 2014 | 2015 | 2016 | 2017 | 2018 | 2019 | 2020 | 2021 | 2022 | 2023 | 2024 | 2025 | 2026 | 2027 | 2028 | 2029 | 2030 | 2031 | 2032 | 2033 | 2034 | 2035 | 2036 | 2037 | 2038 |  |  |  | 0 | 0 | 0 | 0 | 0 | 0 | 0 | 0 | 0 | 0 | 0 | 0 | 0 | 0 | 0 | 0 | 0 | 0 | 0 | 0 | 0 | 0 | 0 | 0 | 0 | 0 | 0 | 0 | 0 | 0 | 0 | 0
| 0 | [36 empty] | 0 | 0 | 0 | 0 | 0 | 0 | 0 | 0 | 0 | 0 | 0 | 0 | 0 | 0 | 0 | 0 | 0 | 0 | 0 | 0 | 0 | 0 | 0 | 0 | 0 | 0 | 0 | 0 | 0 | 0 | 0 | 0
| Diversity Factor: 0 | [36 empty] | 0 | 0 | 0 | 0 | 0 | 0 | 0 | 0 | 0 | 0 | 0 | 0 | 0 | 0 | 0 | 0 | 0 | 0 | 0 | 0 | 0 | 0 | 0 | 0 | 0 | 0 | 0 | 0 | 0 | 0 | 0 | 0
[38 empty] | 0 | 0 | 0 | 0 | 0 | 0 | 0 | 0 | 0 | 0 | 0 | 0 | 0 | 0 | 0 | 0 | 0 | 0 | 0 | 0 | 0 | 0 | 0 | 0 | 0 | 0 | 0 | 0 | 0 | 0 | 0 | 0
[38 empty] | 0 | 0 | 0 | 0 | 0 | 0 | 0 | 0 | 0 | 0 | 0 | 0 | 0 | 0 | 0 | 0 | 0 | 0 | 0 | 0 | 0 | 0 | 0 | 0 | 0 | 0 | 0 | 0 | 0 | 0 | 0 | 0
| 0 | [36 empty] | 0 | 0 | 0 | 0 | 0 | 0 | 0 | 0 | 0 | 0 | 0 | 0 | 0 | 0 | 0 | 0 | 0 | 0 | 0 | 0 | 0 | 0 | 0 | 0 | 0 | 0 | 0 | 0 | 0 | 0 | 0 | 0
Diversity Factor: 0
[38 empty] | Historical Spots & Transfers | [6 empty] | Forecast Spots & Transfers
[35 empty] | Project Name | From | To | 2007 | 2008 | 2009 | 2010 | 2011 | 2012 | 2013 | 2014 | 2015 | 2016 | 2017 | 2018 | 2019 | 2020 | 2021 | 2022 | 2023 | 2024 | 2025 | 2026 | 2027 | 2028 | 2029 | 2030 | 2031 | 2032 | 2033 | 2034 | 2035 | 2036 | 2037 | 2038
0
Diversity Factor: 0
0
Diversity Factor: 0
0
Diversity Factor: 0
0
Diversity Factor: 0
0
Diversity Factor: 0
0
Diversity Factor: 0
0
Diversity Factor: 0
0
Diversity Factor: 0
| Weather Correction and Public Holiday Factors | [8 empty] | Forecast ROG
ROG Justification
| Actual loads for season 2013 have been weather corrected by the following: | [6 empty] | 0% |  | N/A | [59 empty] | N/A
1 | 2 | 3 | 4 | 5 | 6 | 7 | 8 | 9 | 10 | 2014 | 2015 | 2016 | 2017 | 2018 | 2019 | 2020 | 2021 | 2022 | 2023 | 2024 | 2025 | 2026 | 2027 | 2028 | 2029 | 2030 | 2031 | 2032 | 2033 | 2034 | 2035 | 2036 | 2037 | 2038
1 | 1 | 1 | 1 | 1 | 1 | 1 | 1 | 1 | 1 | 0% | 0% | 0% | 0% | 0% | 0% | 0% | 0% | 0% | 0% | 0% | 0% | 0% | 0% | 0% | 0% | 0% | 0% | 0% | 0% | 0% | 0% | 0% | 0% | 0%
Substation Load Detail
[7 empty] | Units | 2013 |  | 2014 | 2015 | 2016 | 2017 | 2018 | 2019 | 2020 | 2021 | 2022 | 2023 | 2024 | 2025 | 2026 | 2027 | 2028 | 2029 | 2030 | 2031 | 2032 | 2033 | 2034 | 2035 | 2036 | 2037 | 2038
1 | Customer73 | Compensated |  | Load (LV side) |  |  | Amps | 623 |  | 623 | 623 | 623 | 623 | 623 | 623 | 623 | 623 | 623 | 623 | 623 | 623 | 623 | 623 | 623 | 623 | 623 | 623 | 623 | 623 | 623 | 623 | 623 | 623 | 623
|  |  |  | Apparent Power |  |  | MVA | 142.529 |  | 142.529 | 142.529 | 142.529 | 142.529 | 142.529 | 142.529 | 142.529 | 142.529 | 142.529 | 142.529 | 142.529 | 142.529 | 142.529 | 142.529 | 142.529 | 142.529 | 142.529 | 142.529 | 142.529 | 142.529 | 142.529 | 142.529 | 142.529 | 142.529 | 142.529
|  |  |  | Real Power |  |  | MW | 142.529 |  | 142.529 | 142.529 | 142.529 | 142.529 | 142.529 | 142.529 | 142.529 | 142.529 | 142.529 | 142.529 | 142.529 | 142.529 | 142.529 | 142.529 | 142.529 | 142.529 | 142.529 | 142.529 | 142.529 | 142.529 | 142.529 | 142.529 | 142.529 | 142.529 | 142.529
|  |  |  | Reactive Power |  |  | MVAr | 0 |  | 0 | 0 | 0 | 0 | 0 | 0 | 0 | 0 | 0 | 0 | 0 | 0 | 0 | 0 | 0 | 0 | 0 | 0 | 0 | 0 | 0 | 0 | 0 | 0 | 0
|  |  |  | Capacitors In Service |  |  | MVAr | 0 |  | 0 | 0 | 0 | 0 | 0 | 0 | 0 | 0 | 0 | 0 | 0 | 0 | 0 | 0 | 0 | 0 | 0 | 0 | 0 | 0 | 0 | 0 | 0 | 0 | 0
|  |  |  | PF |  |  |  | 1 | bar: 2014 to 2038
0.93891 | Diversity Factor: 0.94 | Uncompensated |  | Reactive Power |  |  | MVAr | 0 |  | 0 | 0 | 0 | 0 | 0 | 0 | 0 | 0 | 0 | 0 | 0 | 0 | 0 | 0 | 0 | 0 | 0 | 0 | 0 | 0 | 0 | 0 | 0 | 0 | 0
|  |  |  | PF |  |  |  | 1 | bar: 2014 to 2038
[10 empty] | 1 | 2 | 3 | 4 | 5 | 6 | 7 | 8 | 9 | 10 | 11 | 12 | 13 | 14 | 15 | 16 | 17 | 18 | 19 | 20 | 21 | 22 | 23 | 24 | 25
Transformer Load Detail
[7 empty] | Units | 2013 |  | 2014 | 2015 | 2016 | 2017 | 2018 | 2019 | 2020 | 2021 | 2022 | 2023 | 2024 | 2025 | 2026 | 2027 | 2028 | 2029 | 2030 | 2031 | 2032 | 2033 | 2034 | 2035 | 2036 | 2037 | 2038
| 0 | Compensated |  | Load (LV side) |  |  | Amps
|  |  |  | Apparent Power |  |  | MVA
|  |  |  | Real Power |  |  | MW
|  |  |  | Reactive Power |  |  | MVAr
|  |  |  | Capacitors In Service |  |  | MVAr
PF
| Zone Div: | Uncompensated |  | Reactive Power |  |  | MVAr
PF
| 0 | Compensated |  | Load (LV side) |  |  | Amps
|  |  |  | Apparent Power |  |  | MVA
|  |  |  | Real Power |  |  | MW
|  |  |  | Reactive Power |  |  | MVAr
|  |  |  | Capacitors In Service |  |  | MVAr
PF
| Zone Div: | Uncompensated |  | Reactive Power |  |  | MVAr
PF
| 0 | Compensated |  | Load (LV side) |  |  | Amps
|  |  |  | Apparent Power |  |  | MVA
|  |  |  | Real Power |  |  | MW
|  |  |  | Reactive Power |  |  | MVAr
|  |  |  | Capacitors In Service |  |  | MVAr
PF
| Zone Div: | Uncompensated |  | Reactive Power |  |  | MVAr
PF
| 0 | Compensated |  | Load (LV side) |  |  | Amps
|  |  |  | Apparent Power |  |  | MVA
|  |  |  | Real Power |  |  | MW
|  |  |  | Reactive Power |  |  | MVAr
|  |  |  | Capacitors In Service |  |  | MVAr
PF
| Zone Div: | Uncompensated |  | Reactive Power |  |  | MVAr
PF
| 0 | Compensated |  | Load (LV side) |  |  | Amps
|  |  |  | Apparent Power |  |  | MVA
|  |  |  | Real Power |  |  | MW
|  |  |  | Reactive Power |  |  | MVAr
|  |  |  | Capacitors In Service |  |  | MVAr
PF
| Zone Div: | Uncompensated |  | Reactive Power |  |  | MVAr
PF
| 0 | Compensated |  | Load (LV side) |  |  | Amps
|  |  |  | Apparent Power |  |  | MVA
|  |  |  | Real Power |  |  | MW
|  |  |  | Reactive Power |  |  | MVAr
|  |  |  | Capacitors In Service |  |  | MVAr
PF
| Zone Div: | Uncompensated |  | Reactive Power |  |  | MVAr
PF
| 0 | Compensated |  | Load (LV side) |  |  | Amps
|  |  |  | Apparent Power |  |  | MVA
|  |  |  | Real Power |  |  | MW
|  |  |  | Reactive Power |  |  | MVAr
|  |  |  | Capacitors In Service |  |  | MVAr
PF
| Zone Div: | Uncompensated |  | Reactive Power |  |  | MVAr
PF
| 0 | Compensated |  | Load (LV side) |  |  | Amps
|  |  |  | Apparent Power |  |  | MVA
|  |  |  | Real Power |  |  | MW
|  |  |  | Reactive Power |  |  | MVAr
|  |  |  | Capacitors In Service |  |  | MVAr
PF
| Zone Div: | Uncompensated |  | Reactive Power |  |  | MVAr
PF
| 0 | Compensated |  | Load (LV side) |  |  | Amps
|  |  |  | Apparent Power |  |  | MVA
|  |  |  | Real Power |  |  | MW
|  |  |  | Reactive Power |  |  | MVAr
|  |  |  | Capacitors In Service |  |  | MVAr
PF
| Zone Div: | Uncompensated |  | Reactive Power |  |  | MVAr
PF
| 0 | Compensated |  | Load (LV side) |  |  | Amps
|  |  |  | Apparent Power |  |  | MVA
|  |  |  | Real Power |  |  | MW
|  |  |  | Reactive Power |  |  | MVAr
|  |  |  | Capacitors In Service |  |  | MVAr
PF
| Zone Div: | Uncompensated |  | Reactive Power |  |  | MVAr
PF

## Customer74
| Customer74 | [16 empty] | 2014 | WINTER
| Substation Total Loads | [33 empty] | Spots & Transfers Detail
| Historical Loads | MVA | [7 empty] | Weather Corrected Forecast Loads |  |  |  | MVA | [20 empty] | Spots & Transfers Summary | MVA |  | Historical Spots & Transfers | [6 empty] | Forecast Spots & Transfers
|  | 2007 | 2008 | 2009 | 2010 | 2011 | 2012 | 2013 |  | 2014 | 2015 | 2016 | 2017 | 2018 | 2019 | 2020 | 2021 | 2022 | 2023 | 2024 | 2025 | 2026 | 2027 | 2028 | 2029 | 2030 | 2031 | 2032 | 2033 | 2034 | 2035 | 2036 | 2037 | 2038 |  |  |  | 2007 | 2008 | 2009 | 2010 | 2011 | 2012 | 2013 | 2014 | 2015 | 2016 | 2017 | 2018 | 2019 | 2020 | 2021 | 2022 | 2023 | 2024 | 2025 | 2026 | 2027 | 2028 | 2029 | 2030 | 2031 | 2032 | 2033 | 2034 | 2035 | 2036 | 2037 | 2038
| Total |  |  |  |  | 3.3 | 3.346 | 3.382 |  | 3.382 | 3.382 | 3.382 | 3.382 | 3.382 | 3.382 | 3.382 | 3.382 | 3.382 | 3.382 | 3.382 | 3.382 | 3.382 | 3.382 | 3.382 | 3.382 | 3.382 | 3.382 | 3.382 | 3.382 | 3.382 | 3.382 | 3.382 | 3.382 | 3.382 |  |  | Total
Firm Rating
| Total Capacity | [36 empty] | 0 | 0 | 0 | 0 | 0 | 0 | 0 | 0 | 0 | 0 | 0 | 0 | 0 | 0 | 0 | 0 | 0 | 0 | 0 | 0 | 0 | 0 | 0 | 0 | 0 | 0 | 0 | 0 | 0 | 0 | 0 | 0
|  | -7 | -6 | -5 | -4 | -3 | -2 | -1 |  | 0 | 1 | 2 | 3 | 4 | 5 | 6 | 7 | 8 | 9 | 10 | 11 | 12 | 13 | 14 | 15 | 16 | 17 | 18 | 19 | 20 | 21 | 22 | 23 | 24 |  |  |  | 0 | 0 | 0 | 0 | 0 | 0 | 0 | 0 | 0 | 0 | 0 | 0 | 0 | 0 | 0 | 0 | 0 | 0 | 0 | 0 | 0 | 0 | 0 | 0 | 0 | 0 | 0 | 0 | 0 | 0 | 0 | 0
| Transformer Loads | [36 empty] | 0 | 0 | 0 | 0 | 0 | 0 | 0 | 0 | 0 | 0 | 0 | 0 | 0 | 0 | 0 | 0 | 0 | 0 | 0 | 0 | 0 | 0 | 0 | 0 | 0 | 0 | 0 | 0 | 0 | 0 | 0 | 0
| Historical Loads | MVA | [7 empty] | Weather Corrected Forecast Loads |  |  |  | MVA | [23 empty] | 0 | 0 | 0 | 0 | 0 | 0 | 0 | 0 | 0 | 0 | 0 | 0 | 0 | 0 | 0 | 0 | 0 | 0 | 0 | 0 | 0 | 0 | 0 | 0 | 0 | 0 | 0 | 0 | 0 | 0 | 0 | 0
|  | 2007 | 2008 | 2009 | 2010 | 2011 | 2012 | 2013 |  | 2014 | 2015 | 2016 | 2017 | 2018 | 2019 | 2020 | 2021 | 2022 | 2023 | 2024 | 2025 | 2026 | 2027 | 2028 | 2029 | 2030 | 2031 | 2032 | 2033 | 2034 | 2035 | 2036 | 2037 | 2038 |  |  |  | 0 | 0 | 0 | 0 | 0 | 0 | 0 | 0 | 0 | 0 | 0 | 0 | 0 | 0 | 0 | 0 | 0 | 0 | 0 | 0 | 0 | 0 | 0 | 0 | 0 | 0 | 0 | 0 | 0 | 0 | 0 | 0
| 0 | [36 empty] | 0 | 0 | 0 | 0 | 0 | 0 | 0 | 0 | 0 | 0 | 0 | 0 | 0 | 0 | 0 | 0 | 0 | 0 | 0 | 0 | 0 | 0 | 0 | 0 | 0 | 0 | 0 | 0 | 0 | 0 | 0 | 0
| Diversity Factor: 0 | [36 empty] | 0 | 0 | 0 | 0 | 0 | 0 | 0 | 0 | 0 | 0 | 0 | 0 | 0 | 0 | 0 | 0 | 0 | 0 | 0 | 0 | 0 | 0 | 0 | 0 | 0 | 0 | 0 | 0 | 0 | 0 | 0 | 0
[38 empty] | 0 | 0 | 0 | 0 | 0 | 0 | 0 | 0 | 0 | 0 | 0 | 0 | 0 | 0 | 0 | 0 | 0 | 0 | 0 | 0 | 0 | 0 | 0 | 0 | 0 | 0 | 0 | 0 | 0 | 0 | 0 | 0
[38 empty] | 0 | 0 | 0 | 0 | 0 | 0 | 0 | 0 | 0 | 0 | 0 | 0 | 0 | 0 | 0 | 0 | 0 | 0 | 0 | 0 | 0 | 0 | 0 | 0 | 0 | 0 | 0 | 0 | 0 | 0 | 0 | 0
| 0 | [36 empty] | 0 | 0 | 0 | 0 | 0 | 0 | 0 | 0 | 0 | 0 | 0 | 0 | 0 | 0 | 0 | 0 | 0 | 0 | 0 | 0 | 0 | 0 | 0 | 0 | 0 | 0 | 0 | 0 | 0 | 0 | 0 | 0
Diversity Factor: 0
[38 empty] | Historical Spots & Transfers | [6 empty] | Forecast Spots & Transfers
[35 empty] | Project Name | From | To | 2007 | 2008 | 2009 | 2010 | 2011 | 2012 | 2013 | 2014 | 2015 | 2016 | 2017 | 2018 | 2019 | 2020 | 2021 | 2022 | 2023 | 2024 | 2025 | 2026 | 2027 | 2028 | 2029 | 2030 | 2031 | 2032 | 2033 | 2034 | 2035 | 2036 | 2037 | 2038
0
Diversity Factor: 0
0
Diversity Factor: 0
0
Diversity Factor: 0
0
Diversity Factor: 0
0
Diversity Factor: 0
0
Diversity Factor: 0
0
Diversity Factor: 0
0
Diversity Factor: 0
| Weather Correction and Public Holiday Factors | [8 empty] | Forecast ROG
ROG Justification
| Actual loads for season 2013 have been weather corrected by the following: | [6 empty] | 0% |  | N/A | [59 empty] | N/A
1 | 2 | 3 | 4 | 5 | 6 | 7 | 8 | 9 | 10 | 2014 | 2015 | 2016 | 2017 | 2018 | 2019 | 2020 | 2021 | 2022 | 2023 | 2024 | 2025 | 2026 | 2027 | 2028 | 2029 | 2030 | 2031 | 2032 | 2033 | 2034 | 2035 | 2036 | 2037 | 2038
1 | 1 | 1 | 1 | 1 | 1 | 1 | 1 | 1 | 1 | 0% | 0% | 0% | 0% | 0% | 0% | 0% | 0% | 0% | 0% | 0% | 0% | 0% | 0% | 0% | 0% | 0% | 0% | 0% | 0% | 0% | 0% | 0% | 0% | 0%
Substation Load Detail
[7 empty] | Units | 2013 |  | 2014 | 2015 | 2016 | 2017 | 2018 | 2019 | 2020 | 2021 | 2022 | 2023 | 2024 | 2025 | 2026 | 2027 | 2028 | 2029 | 2030 | 2031 | 2032 | 2033 | 2034 | 2035 | 2036 | 2037 | 2038
1 | Customer74 | Compensated |  | Load (LV side) |  |  | Amps | 30 |  | 30 | 30 | 30 | 30 | 30 | 30 | 30 | 30 | 30 | 30 | 30 | 30 | 30 | 30 | 30 | 30 | 30 | 30 | 30 | 30 | 30 | 30 | 30 | 30 | 30
|  |  |  | Apparent Power |  |  | MVA | 3.382 |  | 3.382 | 3.382 | 3.382 | 3.382 | 3.382 | 3.382 | 3.382 | 3.382 | 3.382 | 3.382 | 3.382 | 3.382 | 3.382 | 3.382 | 3.382 | 3.382 | 3.382 | 3.382 | 3.382 | 3.382 | 3.382 | 3.382 | 3.382 | 3.382 | 3.382
|  |  |  | Real Power |  |  | MW | 3.0438 |  | 3.0438 | 3.0438 | 3.0438 | 3.0438 | 3.0438 | 3.0438 | 3.0438 | 3.0438 | 3.0438 | 3.0438 | 3.0438 | 3.0438 | 3.0438 | 3.0438 | 3.0438 | 3.0438 | 3.0438 | 3.0438 | 3.0438 | 3.0438 | 3.0438 | 3.0438 | 3.0438 | 3.0438 | 3.0438
|  |  |  | Reactive Power |  |  | MVAr | 1.4742 |  | 1.4742 | 1.4742 | 1.4742 | 1.4742 | 1.4742 | 1.4742 | 1.4742 | 1.4742 | 1.4742 | 1.4742 | 1.4742 | 1.4742 | 1.4742 | 1.4742 | 1.4742 | 1.4742 | 1.4742 | 1.4742 | 1.4742 | 1.4742 | 1.4742 | 1.4742 | 1.4742 | 1.4742 | 1.4742
|  |  |  | Capacitors In Service |  |  | MVAr | 0 |  | 0 | 0 | 0 | 0 | 0 | 0 | 0 | 0 | 0 | 0 | 0 | 0 | 0 | 0 | 0 | 0 | 0 | 0 | 0 | 0 | 0 | 0 | 0 | 0 | 0
|  |  |  | PF |  |  |  | 0.9 |  | 0.9 | 0.9 | 0.9 | 0.9 | 0.9 | 0.9 | 0.9 | 0.9 | 0.9 | 0.9 | 0.9 | 0.9 | 0.9 | 0.9 | 0.9 | 0.9 | 0.9 | 0.9 | 0.9 | 0.9 | 0.9 | 0.9 | 0.9 | 0.9 | 0.9
0.8234 | Diversity Factor: 0.82 | Uncompensated |  | Reactive Power |  |  | MVAr | 1.4742 |  | 1.4742 | 1.4742 | 1.4742 | 1.4742 | 1.4742 | 1.4742 | 1.4742 | 1.4742 | 1.4742 | 1.4742 | 1.4742 | 1.4742 | 1.4742 | 1.4742 | 1.4742 | 1.4742 | 1.4742 | 1.4742 | 1.4742 | 1.4742 | 1.4742 | 1.4742 | 1.4742 | 1.4742 | 1.4742
|  |  |  | PF |  |  |  | 0.9 |  | 0.9 | 0.9 | 0.9 | 0.9 | 0.9 | 0.9 | 0.9 | 0.9 | 0.9 | 0.9 | 0.9 | 0.9 | 0.9 | 0.9 | 0.9 | 0.9 | 0.9 | 0.9 | 0.9 | 0.9 | 0.9 | 0.9 | 0.9 | 0.9 | 0.9
[10 empty] | 1 | 2 | 3 | 4 | 5 | 6 | 7 | 8 | 9 | 10 | 11 | 12 | 13 | 14 | 15 | 16 | 17 | 18 | 19 | 20 | 21 | 22 | 23 | 24 | 25
Transformer Load Detail
[7 empty] | Units | 2013 |  | 2014 | 2015 | 2016 | 2017 | 2018 | 2019 | 2020 | 2021 | 2022 | 2023 | 2024 | 2025 | 2026 | 2027 | 2028 | 2029 | 2030 | 2031 | 2032 | 2033 | 2034 | 2035 | 2036 | 2037 | 2038
| 0 | Compensated |  | Load (LV side) |  |  | Amps
|  |  |  | Apparent Power |  |  | MVA
|  |  |  | Real Power |  |  | MW
|  |  |  | Reactive Power |  |  | MVAr
|  |  |  | Capacitors In Service |  |  | MVAr
PF
| Zone Div: | Uncompensated |  | Reactive Power |  |  | MVAr
PF
| 0 | Compensated |  | Load (LV side) |  |  | Amps
|  |  |  | Apparent Power |  |  | MVA
|  |  |  | Real Power |  |  | MW
|  |  |  | Reactive Power |  |  | MVAr
|  |  |  | Capacitors In Service |  |  | MVAr
PF
| Zone Div: | Uncompensated |  | Reactive Power |  |  | MVAr
PF
| 0 | Compensated |  | Load (LV side) |  |  | Amps
|  |  |  | Apparent Power |  |  | MVA
|  |  |  | Real Power |  |  | MW
|  |  |  | Reactive Power |  |  | MVAr
|  |  |  | Capacitors In Service |  |  | MVAr
PF
| Zone Div: | Uncompensated |  | Reactive Power |  |  | MVAr
PF
| 0 | Compensated |  | Load (LV side) |  |  | Amps
|  |  |  | Apparent Power |  |  | MVA
|  |  |  | Real Power |  |  | MW
|  |  |  | Reactive Power |  |  | MVAr
|  |  |  | Capacitors In Service |  |  | MVAr
PF
| Zone Div: | Uncompensated |  | Reactive Power |  |  | MVAr
PF
| 0 | Compensated |  | Load (LV side) |  |  | Amps
|  |  |  | Apparent Power |  |  | MVA
|  |  |  | Real Power |  |  | MW
|  |  |  | Reactive Power |  |  | MVAr
|  |  |  | Capacitors In Service |  |  | MVAr
PF
| Zone Div: | Uncompensated |  | Reactive Power |  |  | MVAr
PF
| 0 | Compensated |  | Load (LV side) |  |  | Amps
|  |  |  | Apparent Power |  |  | MVA
|  |  |  | Real Power |  |  | MW
|  |  |  | Reactive Power |  |  | MVAr
|  |  |  | Capacitors In Service |  |  | MVAr
PF
| Zone Div: | Uncompensated |  | Reactive Power |  |  | MVAr
PF
| 0 | Compensated |  | Load (LV side) |  |  | Amps
|  |  |  | Apparent Power |  |  | MVA
|  |  |  | Real Power |  |  | MW
|  |  |  | Reactive Power |  |  | MVAr
|  |  |  | Capacitors In Service |  |  | MVAr
PF
| Zone Div: | Uncompensated |  | Reactive Power |  |  | MVAr
PF
| 0 | Compensated |  | Load (LV side) |  |  | Amps
|  |  |  | Apparent Power |  |  | MVA
|  |  |  | Real Power |  |  | MW
|  |  |  | Reactive Power |  |  | MVAr
|  |  |  | Capacitors In Service |  |  | MVAr
PF
| Zone Div: | Uncompensated |  | Reactive Power |  |  | MVAr
PF
| 0 | Compensated |  | Load (LV side) |  |  | Amps
|  |  |  | Apparent Power |  |  | MVA
|  |  |  | Real Power |  |  | MW
|  |  |  | Reactive Power |  |  | MVAr
|  |  |  | Capacitors In Service |  |  | MVAr
PF
| Zone Div: | Uncompensated |  | Reactive Power |  |  | MVAr
PF
| 0 | Compensated |  | Load (LV side) |  |  | Amps
|  |  |  | Apparent Power |  |  | MVA
|  |  |  | Real Power |  |  | MW
|  |  |  | Reactive Power |  |  | MVAr
|  |  |  | Capacitors In Service |  |  | MVAr
PF
| Zone Div: | Uncompensated |  | Reactive Power |  |  | MVAr
PF

## Singleton 66_11kV
| Singleton 66_11kV | [16 empty] | 2014 | WINTER
| Substation Total Loads | [33 empty] | Spots & Transfers Detail
| Historical Loads | (11kV MVA) | [7 empty] | Weather Corrected Forecast Loads |  |  |  | (11kV MVA) | [20 empty] | Spots & Transfers Summary | (11kV MVA) |  | Historical Spots & Transfers | [6 empty] | Forecast Spots & Transfers
|  | 2007 | 2008 | 2009 | 2010 | 2011 | 2012 | 2013 |  | 2014 | 2015 | 2016 | 2017 | 2018 | 2019 | 2020 | 2021 | 2022 | 2023 | 2024 | 2025 | 2026 | 2027 | 2028 | 2029 | 2030 | 2031 | 2032 | 2033 | 2034 | 2035 | 2036 | 2037 | 2038 |  |  |  | 2007 | 2008 | 2009 | 2010 | 2011 | 2012 | 2013 | 2014 | 2015 | 2016 | 2017 | 2018 | 2019 | 2020 | 2021 | 2022 | 2023 | 2024 | 2025 | 2026 | 2027 | 2028 | 2029 | 2030 | 2031 | 2032 | 2033 | 2034 | 2035 | 2036 | 2037 | 2038
| Total | 16.6 | 16.2 | 15.7 | 13.9 | 13.194 | 13.485 | 11.973 |  | 12.1143 | 11.6571 | 11.3706 | 11.2511 | 11.2402 | 11.2108 | 11.3428 | 11.521 | 11.6827 | 11.8505 | 11.9841 | 12.1675 | 12.3504 | 12.5684 | 12.8056 | 13.038 | 13.2627 | 13.4922 | 13.7266 | 13.9658 | 14.2101 | 14.4595 | 14.714 | 14.9737 | 15.2387 |  |  | Total | 0 | 0 | 0 | -1.5452 | 0.44583 | 0 | -0.35438 | 0.21006 | -0.029345 | -0.012045 | 0.014432 | -0.010881 | -0.029427 | 0.13198 | 0.17816 | 0.16177 | 0.16772 | 0.13367 | 0.18339 | 0.18286 | 0.21798 | 0.23722 | 0.23244 | 0.2247 | 0.22949 | 0.23435 | 0.23928 | 0.24429 | 0.24936 | 0.2545 | 0.25972 | 0.26501
| Firm Rating | 0 | 0 | 0 | 22.9 | 22.9 | 22.86 | 22.86 |  | 22.86 | 22.86 | 22.86 | 22.86 | 22.86 | 22.86 | 22.86 | 22.86 | 22.86 | 22.86 | 22.86 | 22.86 | 22.86 | 22.86 | 22.86 | 22.86 | 22.86 | 22.86 | 22.86 | 22.86 | 22.86 | 22.86 | 22.86 | 22.86 | 22.86
| Total Capacity | 0 | 0 | 0 | 45.7 | 45.7 | 45.73 | 45.73 |  | 45.73 | 45.73 | 45.73 | 45.73 | 45.73 | 45.73 | 45.73 | 45.73 | 45.73 | 45.73 | 45.73 | 45.73 | 45.73 | 45.73 | 45.73 | 45.73 | 45.73 | 45.73 | 45.73 | 45.73 | 45.73 | 45.73 | 45.73 | 45.73 | 45.73 |  |  | Singleton 66_11kV Tx1 | 0 | 0 | 0 | -0.77258 | 0.22291 | 0 | -0.17719 | 0.10503 | -0.014672 | -0.0060226 | 0.0072158 | -0.0054403 | -0.014713 | 0.065992 | 0.089082 | 0.080885 | 0.083859 | 0.066837 | 0.091696 | 0.091431 | 0.10899 | 0.11861 | 0.11622 | 0.11235 | 0.11475 | 0.11718 | 0.11964 | 0.12214 | 0.12468 | 0.12725 | 0.12986 | 0.1325
|  | -7 | -6 | -5 | -4 | -3 | -2 | -1 |  | 0 | 1 | 2 | 3 | 4 | 5 | 6 | 7 | 8 | 9 | 10 | 11 | 12 | 13 | 14 | 15 | 16 | 17 | 18 | 19 | 20 | 21 | 22 | 23 | 24 |  |  | Singleton 66_11kV Tx2 | 0 | 0 | 0 | -0.77258 | 0.22291 | 0 | -0.17719 | 0.10503 | -0.014672 | -0.0060226 | 0.0072158 | -0.0054403 | -0.014713 | 0.065992 | 0.089082 | 0.080885 | 0.083859 | 0.066837 | 0.091696 | 0.091431 | 0.10899 | 0.11861 | 0.11622 | 0.11235 | 0.11475 | 0.11718 | 0.11964 | 0.12214 | 0.12468 | 0.12725 | 0.12986 | 0.1325
| Transformer Loads | [36 empty] | 0 | 0 | 0 | 0 | 0 | 0 | 0 | 0 | 0 | 0 | 0 | 0 | 0 | 0 | 0 | 0 | 0 | 0 | 0 | 0 | 0 | 0 | 0 | 0 | 0 | 0 | 0 | 0 | 0 | 0 | 0 | 0
| Historical Loads | (11kV MVA) | [7 empty] | 0: Weather Corrected Forecast Loads; 4: (11kV MVA) |  |  |  | 0 | 0 | 0 | 0 | 0 | 0 | 0 | 0 | 0 | 0 | 0 | 0 | 0 | 0 | 0 | 0 | 0 | 0 | 0 | 0 | 0 | 0 | 0 | 0 | 0 | 0 | 0 | 0 | 0 | 0 | 0 | 0
|  | 2007 | 2008 | 2009 | 2010 | 2011 | 2012 | 2013 |  | 2014 | 2015 | 2016 | 2017 | 2018 | 2019 | 2020 | 2021 | 2022 | 2023 | 2024 | 2025 | 2026 | 2027 | 2028 | 2029 | 2030 | 2031 | 2032 | 2033 | 2034 | 2035 | 2036 | 2037 | 2038 |  |  |  | 0 | 0 | 0 | 0 | 0 | 0 | 0 | 0 | 0 | 0 | 0 | 0 | 0 | 0 | 0 | 0 | 0 | 0 | 0 | 0 | 0 | 0 | 0 | 0 | 0 | 0 | 0 | 0 | 0 | 0 | 0 | 0
| 0 | [36 empty] | 0 | 0 | 0 | 0 | 0 | 0 | 0 | 0 | 0 | 0 | 0 | 0 | 0 | 0 | 0 | 0 | 0 | 0 | 0 | 0 | 0 | 0 | 0 | 0 | 0 | 0 | 0 | 0 | 0 | 0 | 0 | 0
| Diversity Factor: 0 | [36 empty] | 0 | 0 | 0 | 0 | 0 | 0 | 0 | 0 | 0 | 0 | 0 | 0 | 0 | 0 | 0 | 0 | 0 | 0 | 0 | 0 | 0 | 0 | 0 | 0 | 0 | 0 | 0 | 0 | 0 | 0 | 0 | 0
[38 empty] | 0 | 0 | 0 | 0 | 0 | 0 | 0 | 0 | 0 | 0 | 0 | 0 | 0 | 0 | 0 | 0 | 0 | 0 | 0 | 0 | 0 | 0 | 0 | 0 | 0 | 0 | 0 | 0 | 0 | 0 | 0 | 0
[38 empty] | 0 | 0 | 0 | 0 | 0 | 0 | 0 | 0 | 0 | 0 | 0 | 0 | 0 | 0 | 0 | 0 | 0 | 0 | 0 | 0 | 0 | 0 | 0 | 0 | 0 | 0 | 0 | 0 | 0 | 0 | 0 | 0
| 0 | [36 empty] | 0 | 0 | 0 | 0 | 0 | 0 | 0 | 0 | 0 | 0 | 0 | 0 | 0 | 0 | 0 | 0 | 0 | 0 | 0 | 0 | 0 | 0 | 0 | 0 | 0 | 0 | 0 | 0 | 0 | 0 | 0 | 0
Diversity Factor: 0
[38 empty] | Historical Spots & Transfers | [6 empty] | Forecast Spots & Transfers
[35 empty] | Project Name | From | To | 2007 | 2008 | 2009 | 2010 | 2011 | 2012 | 2013 | 2014 | 2015 | 2016 | 2017 | 2018 | 2019 | 2020 | 2021 | 2022 | 2023 | 2024 | 2025 | 2026 | 2027 | 2028 | 2029 | 2030 | 2031 | 2032 | 2033 | 2034 | 2035 | 2036 | 2037 | 2038
| 0 | [33 empty] | Broad based demand management |  | Singleton 66_11kV Tx1 | 0 | 0 | 0 | 0 | 0 | 0 | 0 | 0 | -0.0009647 | -0.0010719 | -0.0020366 | -0.01565 | -0.021009 | 0 | 0 | 0 | 0 | 0 | 0 | 0 | 0 | 0 | 0 | 0 | 0 | 0 | 0 | 0 | 0 | 0 | 0 | 0
| Diversity Factor: 0 | [33 empty] | Broad based demand management |  | Singleton 66_11kV Tx2 | 0 | 0 | 0 | 0 | 0 | 0 | 0 | 0 | -0.0009647 | -0.0010719 | -0.0020366 | -0.01565 | -0.021009 | 0 | 0 | 0 | 0 | 0 | 0 | 0 | 0 | 0 | 0 | 0 | 0 | 0 | 0 | 0 | 0 | 0 | 0 | 0
[35 empty] | DNP_ID: 2234. to Singleton North | Singleton 66_11kV Tx1 | Singleton North 66_11kV Tx1 | 0 | 0 | 0 | 0 | 0 | 0 | 0.24673 | 0 | 0 | 0 | 0 | 0 | 0 | 0 | 0 | 0 | 0 | 0 | 0 | 0 | 0 | 0 | 0 | 0 | 0 | 0 | 0 | 0 | 0 | 0 | 0 | 0
[35 empty] | DNP_ID: 2234. to Singleton North | Singleton 66_11kV Tx1 | Singleton North 66_11kV Tx2 | 0 | 0 | 0 | 0 | 0 | 0 | 0.15337 | 0 | 0 | 0 | 0 | 0 | 0 | 0 | 0 | 0 | 0 | 0 | 0 | 0 | 0 | 0 | 0 | 0 | 0 | 0 | 0 | 0 | 0 | 0 | 0 | 0
| 0 | [33 empty] | DNP_ID: 2234. to Singleton North | Singleton 66_11kV Tx2 | Singleton North 66_11kV Tx1 | 0 | 0 | 0 | 0 | 0 | 0 | 0.24673 | 0 | 0 | 0 | 0 | 0 | 0 | 0 | 0 | 0 | 0 | 0 | 0 | 0 | 0 | 0 | 0 | 0 | 0 | 0 | 0 | 0 | 0 | 0 | 0 | 0
| Diversity Factor: 0 | [33 empty] | DNP_ID: 2234. to Singleton North | Singleton 66_11kV Tx2 | Singleton North 66_11kV Tx2 | 0 | 0 | 0 | 0 | 0 | 0 | 0.15337 | 0 | 0 | 0 | 0 | 0 | 0 | 0 | 0 | 0 | 0 | 0 | 0 | 0 | 0 | 0 | 0 | 0 | 0 | 0 | 0 | 0 | 0 | 0 | 0 | 0
[35 empty] | DNP_ID: 6603. Aug Singleton North Fdr 33508 - Darlington Road | Singleton 66_11kV Tx1 | Singleton North 66_11kV Tx1 | 0 | 0 | 0 | 0.58745 | 0 | 0 | 0 | 0 | 0 | 0 | 0 | 0 | 0 | 0 | 0 | 0 | 0 | 0 | 0 | 0 | 0 | 0 | 0 | 0 | 0 | 0 | 0 | 0 | 0 | 0 | 0 | 0
[35 empty] | DNP_ID: 6603. Aug Singleton North Fdr 33508 - Darlington Road | Singleton 66_11kV Tx1 | Singleton North 66_11kV Tx2 | 0 | 0 | 0 | 0.36517 | 0 | 0 | 0 | 0 | 0 | 0 | 0 | 0 | 0 | 0 | 0 | 0 | 0 | 0 | 0 | 0 | 0 | 0 | 0 | 0 | 0 | 0 | 0 | 0 | 0 | 0 | 0 | 0
| 0 | [33 empty] | DNP_ID: 6603. Aug Singleton North Fdr 33508 - Darlington Road | Singleton 66_11kV Tx2 | Singleton North 66_11kV Tx1 | 0 | 0 | 0 | 0.58745 | 0 | 0 | 0 | 0 | 0 | 0 | 0 | 0 | 0 | 0 | 0 | 0 | 0 | 0 | 0 | 0 | 0 | 0 | 0 | 0 | 0 | 0 | 0 | 0 | 0 | 0 | 0 | 0
| Diversity Factor: 0 | [33 empty] | DNP_ID: 6603. Aug Singleton North Fdr 33508 - Darlington Road | Singleton 66_11kV Tx2 | Singleton North 66_11kV Tx2 | 0 | 0 | 0 | 0.36517 | 0 | 0 | 0 | 0 | 0 | 0 | 0 | 0 | 0 | 0 | 0 | 0 | 0 | 0 | 0 | 0 | 0 | 0 | 0 | 0 | 0 | 0 | 0 | 0 | 0 | 0 | 0 | 0
[35 empty] | HVCON_ID: 2000117. HP35/08 Quest Apartments 850kVA mid 2009 |  | Singleton 66_11kV Tx1 | 0 | 0 | 0 | 0.18005 | 0 | 0 | 0 | 0 | 0 | 0 | 0 | 0 | 0 | 0 | 0 | 0 | 0 | 0 | 0 | 0 | 0 | 0 | 0 | 0 | 0 | 0 | 0 | 0 | 0 | 0 | 0 | 0
[35 empty] | HVCON_ID: 2000117. HP35/08 Quest Apartments 850kVA mid 2009 |  | Singleton 66_11kV Tx2 | 0 | 0 | 0 | 0.18005 | 0 | 0 | 0 | 0 | 0 | 0 | 0 | 0 | 0 | 0 | 0 | 0 | 0 | 0 | 0 | 0 | 0 | 0 | 0 | 0 | 0 | 0 | 0 | 0 | 0 | 0 | 0 | 0
| 0 | [33 empty] | HVCON_ID: 2000118. HP253/09 - Singleton, Maitland Rd - Christian Family Centre |  | Singleton 66_11kV Tx1 | 0 | 0 | 0 | 0 | 0.22291 | 0 | 0 | 0 | 0 | 0 | 0 | 0 | 0 | 0 | 0 | 0 | 0 | 0 | 0 | 0 | 0 | 0 | 0 | 0 | 0 | 0 | 0 | 0 | 0 | 0 | 0 | 0
| Diversity Factor: 0 | [33 empty] | HVCON_ID: 2000118. HP253/09 - Singleton, Maitland Rd - Christian Family Centre |  | Singleton 66_11kV Tx2 | 0 | 0 | 0 | 0 | 0.22291 | 0 | 0 | 0 | 0 | 0 | 0 | 0 | 0 | 0 | 0 | 0 | 0 | 0 | 0 | 0 | 0 | 0 | 0 | 0 | 0 | 0 | 0 | 0 | 0 | 0 | 0 | 0
[35 empty] | HVCON_ID: 2000119. HP337/07 - Gowrie Street Mall Redevelopment |  | Singleton 66_11kV Tx1 | 0 | 0 | 0 | 0 | 0 | 0 | 0.22291 | 0.13623 | 0 | 0 | 0 | 0 | 0 | 0 | 0 | 0 | 0 | 0 | 0 | 0 | 0 | 0 | 0 | 0 | 0 | 0 | 0 | 0 | 0 | 0 | 0 | 0
[35 empty] | HVCON_ID: 2000119. HP337/07 - Gowrie Street Mall Redevelopment |  | Singleton 66_11kV Tx2 | 0 | 0 | 0 | 0 | 0 | 0 | 0.22291 | 0.13623 | 0 | 0 | 0 | 0 | 0 | 0 | 0 | 0 | 0 | 0 | 0 | 0 | 0 | 0 | 0 | 0 | 0 | 0 | 0 | 0 | 0 | 0 | 0 | 0
| 0 | [33 empty] | Econometric |  | Singleton 66_11kV Tx1 | 0 | 0 | 0 | 0 | 0 | 0 | 0 | 0 | 0 | 0.049634 | 0.092329 | 0.13787 | 0.13739 | 0.13969 | 0.13357 | 0.13568 | 0.13782 | 0.13999 | 0.1422 | 0.14443 | 0.14669 | 0.14899 | 0.15132 | 0.15369 | 0.15608 | 0.15851 | 0.16098 | 0.16348 | 0.16602 | 0.16859 | 0.1712 | 0.17384
| Diversity Factor: 0 | [33 empty] | Econometric |  | Singleton 66_11kV Tx2 | 0 | 0 | 0 | 0 | 0 | 0 | 0 | 0 | 0 | 0.049634 | 0.092329 | 0.13787 | 0.13739 | 0.13969 | 0.13357 | 0.13568 | 0.13782 | 0.13999 | 0.1422 | 0.14443 | 0.14669 | 0.14899 | 0.15132 | 0.15369 | 0.15608 | 0.15851 | 0.16098 | 0.16348 | 0.16602 | 0.16859 | 0.1712 | 0.17384
[35 empty] | Energy Efficiency |  | Singleton 66_11kV Tx1 | 0 | 0 | 0 | 0 | 0 | 0 | 0 | -0.031195 | -0.013708 | -0.054585 | -0.083077 | -0.12766 | -0.1311 | -0.073694 | -0.04449 | -0.054798 | -0.053964 | -0.073158 | -0.0505 | -0.052998 | -0.037707 | -0.030383 | -0.035103 | -0.041338 | -0.041338 | -0.041338 | -0.041338 | -0.041338 | -0.041338 | -0.041338 | -0.041338 | -0.041338
[35 empty] | Energy Efficiency |  | Singleton 66_11kV Tx2 | 0 | 0 | 0 | 0 | 0 | 0 | 0 | -0.031195 | -0.013708 | -0.054585 | -0.083077 | -0.12766 | -0.1311 | -0.073694 | -0.04449 | -0.054798 | -0.053964 | -0.073158 | -0.0505 | -0.052998 | -0.037707 | -0.030383 | -0.035103 | -0.041338 | -0.041338 | -0.041338 | -0.041338 | -0.041338 | -0.041338 | -0.041338 | -0.041338 | -0.041338
| 0 | [33 empty] | Solar PV |  | Singleton 66_11kV Tx1 | 0 | 0 | 0 | 0 | 0 | 0 | 0 | 0 | 0 | 0 | 0 | 0 | 0 | 0 | 0 | 0 | 0 | 0 | 0 | 0 | 0 | 0 | 0 | 0 | 0 | 0 | 0 | 0 | 0 | 0 | 0 | 0
| Diversity Factor: 0 | [33 empty] | Solar PV |  | Singleton 66_11kV Tx2 | 0 | 0 | 0 | 0 | 0 | 0 | 0 | 0 | 0 | 0 | 0 | 0 | 0 | 0 | 0 | 0 | 0 | 0 | 0 | 0 | 0 | 0 | 0 | 0 | 0 | 0 | 0 | 0 | 0 | 0 | 0 | 0
0
Diversity Factor: 0
0
Diversity Factor: 0
| Weather Correction and Public Holiday Factors | [8 empty] | Forecast ROG
ROG Justification
| Actual loads for season 2013 have been weather corrected by the following: | [6 empty] | 3.764% |  | 7 year ROG ok | [59 empty] | 7 year ROG ok
1 | 2 | 3 | 4 | 5 | 6 | 7 | 8 | 9 | 10 | 2014 | 2015 | 2016 | 2017 | 2018 | 2019 | 2020 | 2021 | 2022 | 2023 | 2024 | 2025 | 2026 | 2027 | 2028 | 2029 | 2030 | 2031 | 2032 | 2033 | 2034 | 2035 | 2036 | 2037 | 2038
0.96469 | 0.93063 | 0.90872 | 0.89802 | 0.89802 | 0.89802 | 0.89802 | 0.89802 | 0.89802 | 0.89802 | -3.531% | -3.531% | -2.354% | -1.177% | 0% | 0% | 0% | 0% | 0% | 0% | 0% | 0% | 0% | 0% | 0% | 0% | 0% | 0% | 0% | 0% | 0% | 0% | 0% | 0% | 0%
Substation Load Detail
[7 empty] | Units | 2013 |  | 2014 | 2015 | 2016 | 2017 | 2018 | 2019 | 2020 | 2021 | 2022 | 2023 | 2024 | 2025 | 2026 | 2027 | 2028 | 2029 | 2030 | 2031 | 2032 | 2033 | 2034 | 2035 | 2036 | 2037 | 2038
1 | Singleton 66_11kV | Compensated |  | Load (LV side) |  |  | Amps | 0 |  | 635.8333 | 611.8374 | 596.7997 | 590.5314 | 589.9603 | 588.4158 | 595.3432 | 604.6944 | 613.1851 | 621.988 | 629.004 | 638.6296 | 648.2274 | 659.6682 | 672.1189 | 684.3188 | 696.1123 | 708.1574 | 720.4577 | 733.0169 | 745.8385 | 758.9264 | 772.2843 | 785.916 | 799.8255
|  |  |  | Apparent Power |  |  | MVA | 11.973 | 12.34 | 12.1143 | 11.6571 | 11.3706 | 11.2511 | 11.2402 | 11.2108 | 11.3428 | 11.521 | 11.6827 | 11.8505 | 11.9841 | 12.1675 | 12.3504 | 12.5684 | 12.8056 | 13.038 | 13.2627 | 13.4922 | 13.7266 | 13.9658 | 14.2101 | 14.4595 | 14.714 | 14.9737 | 15.2387
|  |  |  | Real Power |  |  | MW | 11.4222 | 11.7724 | 11.557 | 11.1208 | 10.8475 | 10.7336 | 10.7232 | 10.6951 | 10.821 | 10.991 | 11.1453 | 11.3053 | 11.4329 | 11.6078 | 11.7823 | 11.9902 | 12.2165 | 12.4383 | 12.6526 | 12.8716 | 13.0951 | 13.3234 | 13.5565 | 13.7943 | 14.0371 | 14.2849 | 14.5377
|  |  |  | Reactive Power |  |  | MVAr | 0 |  | 3.6319 | 3.4949 | 3.409 | 3.3732 | 3.3699 | 3.3611 | 3.4006 | 3.4541 | 3.5026 | 3.5528 | 3.5929 | 3.6479 | 3.7027 | 3.7681 | 3.8392 | 3.9089 | 3.9763 | 4.0451 | 4.1153 | 4.1871 | 4.2603 | 4.3351 | 4.4114 | 4.4892 | 4.5687
|  |  |  | Capacitors In Service |  |  | MVAr | 0 |  | 0 | 0 | 0 | 0 | 0 | 0 | 0 | 0 | 0 | 0 | 0 | 0 | 0 | 0 | 0 | 0 | 0 | 0 | 0 | 0 | 0 | 0 | 0 | 0 | 0
|  |  |  | PF |  |  |  | 0.954 |  | 0.954 | 0.954 | 0.954 | 0.954 | 0.954 | 0.954 | 0.954 | 0.954 | 0.954 | 0.954 | 0.954 | 0.954 | 0.954 | 0.954 | 0.954 | 0.954 | 0.954 | 0.954 | 0.954 | 0.954 | 0.954 | 0.954 | 0.954 | 0.954 | 0.954
0.85102 | Diversity Factor: 0.85 | Uncompensated |  | Reactive Power |  |  | MVAr | 0 | 3.6996 | 3.6319 | 3.4949 | 3.409 | 3.3732 | 3.3699 | 3.3611 | 3.4006 | 3.4541 | 3.5026 | 3.5528 | 3.5929 | 3.6479 | 3.7027 | 3.7681 | 3.8392 | 3.9089 | 3.9763 | 4.0451 | 4.1153 | 4.1871 | 4.2603 | 4.3351 | 4.4114 | 4.4892 | 4.5687
|  |  |  | PF |  |  |  | 0.954 |  | 0.954 | 0.954 | 0.954 | 0.954 | 0.954 | 0.954 | 0.954 | 0.954 | 0.954 | 0.954 | 0.954 | 0.954 | 0.954 | 0.954 | 0.954 | 0.954 | 0.954 | 0.954 | 0.954 | 0.954 | 0.954 | 0.954 | 0.954 | 0.954 | 0.954
[10 empty] | 1 | 2 | 3 | 4 | 5 | 6 | 7 | 8 | 9 | 10 | 11 | 12 | 13 | 14 | 15 | 16 | 17 | 18 | 19 | 20 | 21 | 22 | 23 | 24 | 25
Transformer Load Detail
[7 empty] | Units | 2013 |  | 2014 | 2015 | 2016 | 2017 | 2018 | 2019 | 2020 | 2021 | 2022 | 2023 | 2024 | 2025 | 2026 | 2027 | 2028 | 2029 | 2030 | 2031 | 2032 | 2033 | 2034 | 2035 | 2036 | 2037 | 2038
| 0 | Compensated |  | Load (LV side) |  |  | Amps
|  |  |  | Apparent Power |  |  | MVA
|  |  |  | Real Power |  |  | MW
|  |  |  | Reactive Power |  |  | MVAr
|  |  |  | Capacitors In Service |  |  | MVAr
PF
| Zone Div: | Uncompensated |  | Reactive Power |  |  | MVAr
PF
| 0 | Compensated |  | Load (LV side) |  |  | Amps
|  |  |  | Apparent Power |  |  | MVA
|  |  |  | Real Power |  |  | MW
|  |  |  | Reactive Power |  |  | MVAr
|  |  |  | Capacitors In Service |  |  | MVAr
PF
| Zone Div: | Uncompensated |  | Reactive Power |  |  | MVAr
PF
| 0 | Compensated |  | Load (LV side) |  |  | Amps
|  |  |  | Apparent Power |  |  | MVA
|  |  |  | Real Power |  |  | MW
|  |  |  | Reactive Power |  |  | MVAr
|  |  |  | Capacitors In Service |  |  | MVAr
PF
| Zone Div: | Uncompensated |  | Reactive Power |  |  | MVAr
PF
| 0 | Compensated |  | Load (LV side) |  |  | Amps
|  |  |  | Apparent Power |  |  | MVA
|  |  |  | Real Power |  |  | MW
|  |  |  | Reactive Power |  |  | MVAr
|  |  |  | Capacitors In Service |  |  | MVAr
PF
| Zone Div: | Uncompensated |  | Reactive Power |  |  | MVAr
PF
| 0 | Compensated |  | Load (LV side) |  |  | Amps
|  |  |  | Apparent Power |  |  | MVA
|  |  |  | Real Power |  |  | MW
|  |  |  | Reactive Power |  |  | MVAr
|  |  |  | Capacitors In Service |  |  | MVAr
PF
| Zone Div: | Uncompensated |  | Reactive Power |  |  | MVAr
PF
| 0 | Compensated |  | Load (LV side) |  |  | Amps
|  |  |  | Apparent Power |  |  | MVA
|  |  |  | Real Power |  |  | MW
|  |  |  | Reactive Power |  |  | MVAr
|  |  |  | Capacitors In Service |  |  | MVAr
PF
| Zone Div: | Uncompensated |  | Reactive Power |  |  | MVAr
PF
| 0 | Compensated |  | Load (LV side) |  |  | Amps
|  |  |  | Apparent Power |  |  | MVA
|  |  |  | Real Power |  |  | MW
|  |  |  | Reactive Power |  |  | MVAr
|  |  |  | Capacitors In Service |  |  | MVAr
PF
| Zone Div: | Uncompensated |  | Reactive Power |  |  | MVAr
PF
| 0 | Compensated |  | Load (LV side) |  |  | Amps
|  |  |  | Apparent Power |  |  | MVA
|  |  |  | Real Power |  |  | MW
|  |  |  | Reactive Power |  |  | MVAr
|  |  |  | Capacitors In Service |  |  | MVAr
PF
| Zone Div: | Uncompensated |  | Reactive Power |  |  | MVAr
PF
| 0 | Compensated |  | Load (LV side) |  |  | Amps
|  |  |  | Apparent Power |  |  | MVA
|  |  |  | Real Power |  |  | MW
|  |  |  | Reactive Power |  |  | MVAr
|  |  |  | Capacitors In Service |  |  | MVAr
PF
| Zone Div: | Uncompensated |  | Reactive Power |  |  | MVAr
PF
| 0 | Compensated |  | Load (LV side) |  |  | Amps
|  |  |  | Apparent Power |  |  | MVA
|  |  |  | Real Power |  |  | MW
|  |  |  | Reactive Power |  |  | MVAr
|  |  |  | Capacitors In Service |  |  | MVAr
PF
| Zone Div: | Uncompensated |  | Reactive Power |  |  | MVAr
PF

## Singleton North 66_11kV
| Singleton North 66_11kV | [16 empty] | 2014 | WINTER
| Substation Total Loads | [33 empty] | Spots & Transfers Detail
| Historical Loads | (11kV MVA) | [7 empty] | Weather Corrected Forecast Loads |  |  |  | (11kV MVA) | [20 empty] | Spots & Transfers Summary | (11kV MVA) |  | Historical Spots & Transfers | [6 empty] | Forecast Spots & Transfers
|  | 2007 | 2008 | 2009 | 2010 | 2011 | 2012 | 2013 |  | 2014 | 2015 | 2016 | 2017 | 2018 | 2019 | 2020 | 2021 | 2022 | 2023 | 2024 | 2025 | 2026 | 2027 | 2028 | 2029 | 2030 | 2031 | 2032 | 2033 | 2034 | 2035 | 2036 | 2037 | 2038 |  |  |  | 2007 | 2008 | 2009 | 2010 | 2011 | 2012 | 2013 | 2014 | 2015 | 2016 | 2017 | 2018 | 2019 | 2020 | 2021 | 2022 | 2023 | 2024 | 2025 | 2026 | 2027 | 2028 | 2029 | 2030 | 2031 | 2032 | 2033 | 2034 | 2035 | 2036 | 2037 | 2038
| Total | 12.9 | 13.2 | 11.7 | 13.1 | 12 | 12.4 | 11.6 |  | 12.6166 | 12.198 | 11.9728 | 11.9244 | 12.0391 | 12.1366 | 12.305 | 12.4738 | 12.6369 | 12.8089 | 12.9782 | 13.1761 | 13.3778 | 13.5932 | 13.8193 | 14.0463 | 14.2759 | 14.5112 | 14.752 | 14.9986 | 15.2509 | 15.5091 | 15.7734 | 16.0436 | 16.32 |  |  | Total | 0 | 0 | 0 | 1.9053 | 0 | 0 | 0.80021 | -0.0044461 | -0.0038692 | 0.042066 | 0.082747 | 0.11476 | 0.097426 | 0.16839 | 0.16879 | 0.16312 | 0.17206 | 0.16929 | 0.19783 | 0.20175 | 0.2154 | 0.2261 | 0.22697 | 0.22967 | 0.23522 | 0.24084 | 0.24656 | 0.25235 | 0.25824 | 0.26421 | 0.27027 | 0.27642
| Firm Rating | 0 | 0 | 0 | 38.1 | 38.1 | 38.11 | 38.11 |  | 38.11 | 38.11 | 38.11 | 38.11 | 38.11 | 38.11 | 38.11 | 38.11 | 38.11 | 38.11 | 38.11 | 38.11 | 38.11 | 38.11 | 38.11 | 38.11 | 38.11 | 38.11 | 38.11 | 38.11 | 38.11 | 38.11 | 38.11 | 38.11 | 38.11
| Total Capacity | 0 | 0 | 0 | 74.6 | 74.6 | 76.21 | 76.21 |  | 76.21 | 76.21 | 76.21 | 76.21 | 76.21 | 76.21 | 76.21 | 76.21 | 76.21 | 76.21 | 76.21 | 76.21 | 76.21 | 76.21 | 76.21 | 76.21 | 76.21 | 76.21 | 76.21 | 76.21 | 76.21 | 76.21 | 76.21 | 76.21 | 76.21 |  |  | Singleton North 66_11kV Tx1 | 0 | 0 | 0 | 1.1749 | 0 | 0 | 0.49346 | -0.0027417 | -1.1455 | 0.025941 | 0.051027 | 0.07077 | 0.060079 | 0.10384 | 0.10409 | 0.10059 | 0.10611 | 0.10439 | 0.12199 | 0.12441 | 0.13283 | 0.13943 | 0.13997 | 0.14163 | 0.14505 | 0.14852 | 0.15204 | 0.15562 | 0.15925 | 0.16293 | 0.16666 | 0.17046
|  | -7 | -6 | -5 | -4 | -3 | -2 | -1 |  | 0 | 1 | 2 | 3 | 4 | 5 | 6 | 7 | 8 | 9 | 10 | 11 | 12 | 13 | 14 | 15 | 16 | 17 | 18 | 19 | 20 | 21 | 22 | 23 | 24 |  |  | Singleton North 66_11kV Tx2 | 0 | 0 | 0 | 0.73035 | 0 | 0 | 0.30675 | -0.0017043 | 1.1417 | 0.016125 | 0.03172 | 0.043992 | 0.037346 | 0.064551 | 0.064703 | 0.062529 | 0.065957 | 0.064894 | 0.075833 | 0.077336 | 0.082569 | 0.086673 | 0.087006 | 0.088042 | 0.090167 | 0.092324 | 0.094513 | 0.096735 | 0.09899 | 0.10128 | 0.1036 | 0.10596
| Transformer Loads | [36 empty] | 0 | 0 | 0 | 0 | 0 | 0 | 0 | 0 | 0 | 0 | 0 | 0 | 0 | 0 | 0 | 0 | 0 | 0 | 0 | 0 | 0 | 0 | 0 | 0 | 0 | 0 | 0 | 0 | 0 | 0 | 0 | 0
| Historical Loads | (11kV MVA) | [7 empty] | 0: Weather Corrected Forecast Loads; 4: (11kV MVA) |  |  |  | 0 | 0 | 0 | 0 | 0 | 0 | 0 | 0 | 0 | 0 | 0 | 0 | 0 | 0 | 0 | 0 | 0 | 0 | 0 | 0 | 0 | 0 | 0 | 0 | 0 | 0 | 0 | 0 | 0 | 0 | 0 | 0
|  | 2007 | 2008 | 2009 | 2010 | 2011 | 2012 | 2013 |  | 2014 | 2015 | 2016 | 2017 | 2018 | 2019 | 2020 | 2021 | 2022 | 2023 | 2024 | 2025 | 2026 | 2027 | 2028 | 2029 | 2030 | 2031 | 2032 | 2033 | 2034 | 2035 | 2036 | 2037 | 2038 |  |  |  | 0 | 0 | 0 | 0 | 0 | 0 | 0 | 0 | 0 | 0 | 0 | 0 | 0 | 0 | 0 | 0 | 0 | 0 | 0 | 0 | 0 | 0 | 0 | 0 | 0 | 0 | 0 | 0 | 0 | 0 | 0 | 0
| 0 | [36 empty] | 0 | 0 | 0 | 0 | 0 | 0 | 0 | 0 | 0 | 0 | 0 | 0 | 0 | 0 | 0 | 0 | 0 | 0 | 0 | 0 | 0 | 0 | 0 | 0 | 0 | 0 | 0 | 0 | 0 | 0 | 0 | 0
| Diversity Factor: 0 | [36 empty] | 0 | 0 | 0 | 0 | 0 | 0 | 0 | 0 | 0 | 0 | 0 | 0 | 0 | 0 | 0 | 0 | 0 | 0 | 0 | 0 | 0 | 0 | 0 | 0 | 0 | 0 | 0 | 0 | 0 | 0 | 0 | 0
[38 empty] | 0 | 0 | 0 | 0 | 0 | 0 | 0 | 0 | 0 | 0 | 0 | 0 | 0 | 0 | 0 | 0 | 0 | 0 | 0 | 0 | 0 | 0 | 0 | 0 | 0 | 0 | 0 | 0 | 0 | 0 | 0 | 0
[38 empty] | 0 | 0 | 0 | 0 | 0 | 0 | 0 | 0 | 0 | 0 | 0 | 0 | 0 | 0 | 0 | 0 | 0 | 0 | 0 | 0 | 0 | 0 | 0 | 0 | 0 | 0 | 0 | 0 | 0 | 0 | 0 | 0
| 0 | [36 empty] | 0 | 0 | 0 | 0 | 0 | 0 | 0 | 0 | 0 | 0 | 0 | 0 | 0 | 0 | 0 | 0 | 0 | 0 | 0 | 0 | 0 | 0 | 0 | 0 | 0 | 0 | 0 | 0 | 0 | 0 | 0 | 0
Diversity Factor: 0
[38 empty] | Historical Spots & Transfers | [6 empty] | Forecast Spots & Transfers
[35 empty] | Project Name | From | To | 2007 | 2008 | 2009 | 2010 | 2011 | 2012 | 2013 | 2014 | 2015 | 2016 | 2017 | 2018 | 2019 | 2020 | 2021 | 2022 | 2023 | 2024 | 2025 | 2026 | 2027 | 2028 | 2029 | 2030 | 2031 | 2032 | 2033 | 2034 | 2035 | 2036 | 2037 | 2038
| 0 | [33 empty] | Broad based demand management |  | Singleton North 66_11kV Tx1 | 0 | 0 | 0 | 0 | 0 | 0 | 0 | 0 | 0 | 0 | 0 | 0 | 0 | 0 | 0 | 0 | 0 | 0 | 0 | 0 | 0 | 0 | 0 | 0 | 0 | 0 | 0 | 0 | 0 | 0 | 0 | 0
| Diversity Factor: 0 | [33 empty] | Broad based demand management |  | Singleton North 66_11kV Tx2 | 0 | 0 | 0 | 0 | 0 | 0 | 0 | 0 | 0 | 0 | 0 | 0 | 0 | 0 | 0 | 0 | 0 | 0 | 0 | 0 | 0 | 0 | 0 | 0 | 0 | 0 | 0 | 0 | 0 | 0 | 0 | 0
[35 empty] | DNP_ID: 2234. to Singleton North | Singleton 66_11kV Tx1 | Singleton North 66_11kV Tx1 | 0 | 0 | 0 | 0 | 0 | 0 | 0.24673 | 0 | 0 | 0 | 0 | 0 | 0 | 0 | 0 | 0 | 0 | 0 | 0 | 0 | 0 | 0 | 0 | 0 | 0 | 0 | 0 | 0 | 0 | 0 | 0 | 0
[35 empty] | DNP_ID: 2234. to Singleton North | Singleton 66_11kV Tx1 | Singleton North 66_11kV Tx2 | 0 | 0 | 0 | 0 | 0 | 0 | 0.15337 | 0 | 0 | 0 | 0 | 0 | 0 | 0 | 0 | 0 | 0 | 0 | 0 | 0 | 0 | 0 | 0 | 0 | 0 | 0 | 0 | 0 | 0 | 0 | 0 | 0
| 0 | [33 empty] | DNP_ID: 2234. to Singleton North | Singleton 66_11kV Tx2 | Singleton North 66_11kV Tx1 | 0 | 0 | 0 | 0 | 0 | 0 | 0.24673 | 0 | 0 | 0 | 0 | 0 | 0 | 0 | 0 | 0 | 0 | 0 | 0 | 0 | 0 | 0 | 0 | 0 | 0 | 0 | 0 | 0 | 0 | 0 | 0 | 0
| Diversity Factor: 0 | [33 empty] | DNP_ID: 2234. to Singleton North | Singleton 66_11kV Tx2 | Singleton North 66_11kV Tx2 | 0 | 0 | 0 | 0 | 0 | 0 | 0.15337 | 0 | 0 | 0 | 0 | 0 | 0 | 0 | 0 | 0 | 0 | 0 | 0 | 0 | 0 | 0 | 0 | 0 | 0 | 0 | 0 | 0 | 0 | 0 | 0 | 0
[35 empty] | DNP_ID: 6603. Aug Singleton North Fdr 33508 - Darlington Road | Singleton 66_11kV Tx1 | Singleton North 66_11kV Tx1 | 0 | 0 | 0 | 0.58745 | 0 | 0 | 0 | 0 | 0 | 0 | 0 | 0 | 0 | 0 | 0 | 0 | 0 | 0 | 0 | 0 | 0 | 0 | 0 | 0 | 0 | 0 | 0 | 0 | 0 | 0 | 0 | 0
[35 empty] | DNP_ID: 6603. Aug Singleton North Fdr 33508 - Darlington Road | Singleton 66_11kV Tx1 | Singleton North 66_11kV Tx2 | 0 | 0 | 0 | 0.36517 | 0 | 0 | 0 | 0 | 0 | 0 | 0 | 0 | 0 | 0 | 0 | 0 | 0 | 0 | 0 | 0 | 0 | 0 | 0 | 0 | 0 | 0 | 0 | 0 | 0 | 0 | 0 | 0
| 0 | [33 empty] | DNP_ID: 6603. Aug Singleton North Fdr 33508 - Darlington Road | Singleton 66_11kV Tx2 | Singleton North 66_11kV Tx1 | 0 | 0 | 0 | 0.58745 | 0 | 0 | 0 | 0 | 0 | 0 | 0 | 0 | 0 | 0 | 0 | 0 | 0 | 0 | 0 | 0 | 0 | 0 | 0 | 0 | 0 | 0 | 0 | 0 | 0 | 0 | 0 | 0
| Diversity Factor: 0 | [33 empty] | DNP_ID: 6603. Aug Singleton North Fdr 33508 - Darlington Road | Singleton 66_11kV Tx2 | Singleton North 66_11kV Tx2 | 0 | 0 | 0 | 0.36517 | 0 | 0 | 0 | 0 | 0 | 0 | 0 | 0 | 0 | 0 | 0 | 0 | 0 | 0 | 0 | 0 | 0 | 0 | 0 | 0 | 0 | 0 | 0 | 0 | 0 | 0 | 0 | 0
[35 empty] | DNP_ID: 6810. Singleton North 11kV Fdrs 33501-33511 - New Interconnection (N-1) | Singleton North 66_11kV Tx1 | Singleton North 66_11kV Tx2 | 0 | 0 | 0 | 0 | 0 | 0 | 0 | 0 | 1.1432 | 0 | 0 | 0 | 0 | 0 | 0 | 0 | 0 | 0 | 0 | 0 | 0 | 0 | 0 | 0 | 0 | 0 | 0 | 0 | 0 | 0 | 0 | 0
[35 empty] | HVCON_ID: 2000120. HP278/07 Mines Rescue new kiosk 600kVA |  | Singleton North 66_11kV Tx1 | 0 | 0 | 0 | 0 | 0 | 0 | 0 | 0 | 0 | 0 | 0 | 0 | 0 | 0 | 0 | 0 | 0 | 0 | 0 | 0 | 0 | 0 | 0 | 0 | 0 | 0 | 0 | 0 | 0 | 0 | 0 | 0
| 0 | [33 empty] | HVCON_ID: 2000120. HP278/07 Mines Rescue new kiosk 600kVA |  | Singleton North 66_11kV Tx2 | 0 | 0 | 0 | 0 | 0 | 0 | 0 | 0 | 0 | 0 | 0 | 0 | 0 | 0 | 0 | 0 | 0 | 0 | 0 | 0 | 0 | 0 | 0 | 0 | 0 | 0 | 0 | 0 | 0 | 0 | 0 | 0
| Diversity Factor: 0 | [33 empty] | Econometric |  | Singleton North 66_11kV Tx1 | 0 | 0 | 0 | 0 | 0 | 0 | 0 | 0 | 0 | 0.065833 | 0.11768 | 0.17526 | 0.17422 | 0.17754 | 0.16778 | 0.17077 | 0.1738 | 0.17688 | 0.18001 | 0.18318 | 0.1864 | 0.18967 | 0.19299 | 0.19635 | 0.19977 | 0.20324 | 0.20676 | 0.21034 | 0.21397 | 0.21765 | 0.22139 | 0.22518
[35 empty] | Econometric |  | Singleton North 66_11kV Tx2 | 0 | 0 | 0 | 0 | 0 | 0 | 0 | 0 | 0 | 0.040923 | 0.073154 | 0.10895 | 0.1083 | 0.11036 | 0.1043 | 0.10615 | 0.10804 | 0.10995 | 0.1119 | 0.11387 | 0.11587 | 0.1179 | 0.11996 | 0.12206 | 0.12418 | 0.12634 | 0.12853 | 0.13075 | 0.13301 | 0.1353 | 0.13762 | 0.13998
[35 empty] | Energy Efficiency |  | Singleton North 66_11kV Tx1 | 0 | 0 | 0 | 0 | 0 | 0 | 0 | -0.0027417 | -0.002386 | -0.039892 | -0.066655 | -0.10449 | -0.11414 | -0.073701 | -0.063692 | -0.070178 | -0.067696 | -0.072485 | -0.058013 | -0.058768 | -0.05357 | -0.050238 | -0.05302 | -0.054722 | -0.054722 | -0.054722 | -0.054722 | -0.054722 | -0.054722 | -0.054722 | -0.054722 | -0.054722
| 0 | [33 empty] | Energy Efficiency |  | Singleton North 66_11kV Tx2 | 0 | 0 | 0 | 0 | 0 | 0 | 0 | -0.0017043 | -0.0014832 | -0.024798 | -0.041434 | -0.064954 | -0.070951 | -0.045814 | -0.039592 | -0.043624 | -0.042081 | -0.045058 | -0.036062 | -0.036531 | -0.033301 | -0.031229 | -0.032958 | -0.034016 | -0.034016 | -0.034016 | -0.034016 | -0.034016 | -0.034016 | -0.034016 | -0.034016 | -0.034016
| Diversity Factor: 0 | [33 empty] | Solar PV |  | Singleton North 66_11kV Tx1 | 0 | 0 | 0 | 0 | 0 | 0 | 0 | 0 | 0 | 0 | 0 | 0 | 0 | 0 | 0 | 0 | 0 | 0 | 0 | 0 | 0 | 0 | 0 | 0 | 0 | 0 | 0 | 0 | 0 | 0 | 0 | 0
[35 empty] | Solar PV |  | Singleton North 66_11kV Tx2 | 0 | 0 | 0 | 0 | 0 | 0 | 0 | 0 | 0 | 0 | 0 | 0 | 0 | 0 | 0 | 0 | 0 | 0 | 0 | 0 | 0 | 0 | 0 | 0 | 0 | 0 | 0 | 0 | 0 | 0 | 0 | 0
0
Diversity Factor: 0
0
Diversity Factor: 0
0
Diversity Factor: 0
| Weather Correction and Public Holiday Factors | [8 empty] | Forecast ROG
ROG Justification
| Actual loads for season 2013 have been weather corrected by the following: | [6 empty] | 7.979% |  | 7 year ROG ok | [59 empty] | 7 year ROG ok
1 | 2 | 3 | 4 | 5 | 6 | 7 | 8 | 9 | 10 | 2014 | 2015 | 2016 | 2017 | 2018 | 2019 | 2020 | 2021 | 2022 | 2023 | 2024 | 2025 | 2026 | 2027 | 2028 | 2029 | 2030 | 2031 | 2032 | 2033 | 2034 | 2035 | 2036 | 2037 | 2038
0.96714 | 0.93536 | 0.91487 | 0.90485 | 0.90485 | 0.90485 | 0.90485 | 0.90485 | 0.90485 | 0.90485 | -3.286% | -3.286% | -2.191% | -1.095% | 0% | 0% | 0% | 0% | 0% | 0% | 0% | 0% | 0% | 0% | 0% | 0% | 0% | 0% | 0% | 0% | 0% | 0% | 0% | 0% | 0%
Substation Load Detail
[7 empty] | Units | 2013 |  | 2014 | 2015 | 2016 | 2017 | 2018 | 2019 | 2020 | 2021 | 2022 | 2023 | 2024 | 2025 | 2026 | 2027 | 2028 | 2029 | 2030 | 2031 | 2032 | 2033 | 2034 | 2035 | 2036 | 2037 | 2038
1 | Singleton North 66_11kV | Compensated |  | Load (LV side) |  |  | Amps | 0 |  | 662.2003 | 640.2312 | 628.4099 | 625.8679 | 631.8913 | 637.0048 | 645.8431 | 654.7024 | 663.2639 | 672.2948 | 681.1802 | 691.5633 | 702.1523 | 713.4577 | 725.325 | 737.2379 | 749.2927 | 761.6384 | 774.2794 | 787.2202 | 800.4653 | 814.0191 | 827.8863 | 842.0716 | 856.5797
|  |  |  | Apparent Power |  |  | MVA | 11.6 | 13.05 | 12.6166 | 12.198 | 11.9728 | 11.9244 | 12.0391 | 12.1366 | 12.305 | 12.4738 | 12.6369 | 12.8089 | 12.9782 | 13.1761 | 13.3778 | 13.5932 | 13.8193 | 14.0463 | 14.2759 | 14.5112 | 14.752 | 14.9986 | 15.2509 | 15.5091 | 15.7734 | 16.0436 | 16.32
|  |  |  | Real Power |  |  | MW | 11.524 | 12.9645 | 12.5339 | 12.1181 | 11.8944 | 11.8462 | 11.9603 | 12.057 | 12.2243 | 12.392 | 12.5541 | 12.725 | 12.8932 | 13.0897 | 13.2901 | 13.5041 | 13.7287 | 13.9542 | 14.1824 | 14.4161 | 14.6553 | 14.9003 | 15.151 | 15.4075 | 15.67 | 15.9385 | 16.2131
|  |  |  | Reactive Power |  |  | MVAr | 0 |  | 1.4419 | 1.3941 | 1.3684 | 1.3628 | 1.3759 | 1.3871 | 1.4063 | 1.4256 | 1.4443 | 1.4639 | 1.4833 | 1.5059 | 1.5289 | 1.5536 | 1.5794 | 1.6053 | 1.6316 | 1.6585 | 1.686 | 1.7142 | 1.743 | 1.7725 | 1.8027 | 1.8336 | 1.8652
|  |  |  | Capacitors In Service |  |  | MVAr | 0 |  | 0 | 0 | 0 | 0 | 0 | 0 | 0 | 0 | 0 | 0 | 0 | 0 | 0 | 0 | 0 | 0 | 0 | 0 | 0 | 0 | 0 | 0 | 0 | 0 | 0
|  |  |  | PF |  |  |  | 0.99345 |  | 0.99345 | 0.99345 | 0.99345 | 0.99345 | 0.99345 | 0.99345 | 0.99345 | 0.99345 | 0.99345 | 0.99345 | 0.99345 | 0.99345 | 0.99345 | 0.99345 | 0.99345 | 0.99345 | 0.99345 | 0.99345 | 0.99345 | 0.99345 | 0.99345 | 0.99345 | 0.99345 | 0.99345 | 0.99345
0.85956 | Diversity Factor: 0.86 | Uncompensated |  | Reactive Power |  |  | MVAr | 0 | 1.4915 | 1.4419 | 1.3941 | 1.3684 | 1.3628 | 1.3759 | 1.3871 | 1.4063 | 1.4256 | 1.4443 | 1.4639 | 1.4833 | 1.5059 | 1.5289 | 1.5536 | 1.5794 | 1.6053 | 1.6316 | 1.6585 | 1.686 | 1.7142 | 1.743 | 1.7725 | 1.8027 | 1.8336 | 1.8652
|  |  |  | PF |  |  |  | 0.99345 |  | 0.99345 | 0.99345 | 0.99345 | 0.99345 | 0.99345 | 0.99345 | 0.99345 | 0.99345 | 0.99345 | 0.99345 | 0.99345 | 0.99345 | 0.99345 | 0.99345 | 0.99345 | 0.99345 | 0.99345 | 0.99345 | 0.99345 | 0.99345 | 0.99345 | 0.99345 | 0.99345 | 0.99345 | 0.99345
[10 empty] | 1 | 2 | 3 | 4 | 5 | 6 | 7 | 8 | 9 | 10 | 11 | 12 | 13 | 14 | 15 | 16 | 17 | 18 | 19 | 20 | 21 | 22 | 23 | 24 | 25
Transformer Load Detail
[7 empty] | Units | 2013 |  | 2014 | 2015 | 2016 | 2017 | 2018 | 2019 | 2020 | 2021 | 2022 | 2023 | 2024 | 2025 | 2026 | 2027 | 2028 | 2029 | 2030 | 2031 | 2032 | 2033 | 2034 | 2035 | 2036 | 2037 | 2038
| 0 | Compensated |  | Load (LV side) |  |  | Amps
|  |  |  | Apparent Power |  |  | MVA
|  |  |  | Real Power |  |  | MW
|  |  |  | Reactive Power |  |  | MVAr
|  |  |  | Capacitors In Service |  |  | MVAr
PF
| Zone Div: | Uncompensated |  | Reactive Power |  |  | MVAr
PF
| 0 | Compensated |  | Load (LV side) |  |  | Amps
|  |  |  | Apparent Power |  |  | MVA
|  |  |  | Real Power |  |  | MW
|  |  |  | Reactive Power |  |  | MVAr
|  |  |  | Capacitors In Service |  |  | MVAr
PF
| Zone Div: | Uncompensated |  | Reactive Power |  |  | MVAr
PF
| 0 | Compensated |  | Load (LV side) |  |  | Amps
|  |  |  | Apparent Power |  |  | MVA
|  |  |  | Real Power |  |  | MW
|  |  |  | Reactive Power |  |  | MVAr
|  |  |  | Capacitors In Service |  |  | MVAr
PF
| Zone Div: | Uncompensated |  | Reactive Power |  |  | MVAr
PF
| 0 | Compensated |  | Load (LV side) |  |  | Amps
|  |  |  | Apparent Power |  |  | MVA
|  |  |  | Real Power |  |  | MW
|  |  |  | Reactive Power |  |  | MVAr
|  |  |  | Capacitors In Service |  |  | MVAr
PF
| Zone Div: | Uncompensated |  | Reactive Power |  |  | MVAr
PF
| 0 | Compensated |  | Load (LV side) |  |  | Amps
|  |  |  | Apparent Power |  |  | MVA
|  |  |  | Real Power |  |  | MW
|  |  |  | Reactive Power |  |  | MVAr
|  |  |  | Capacitors In Service |  |  | MVAr
PF
| Zone Div: | Uncompensated |  | Reactive Power |  |  | MVAr
PF
| 0 | Compensated |  | Load (LV side) |  |  | Amps
|  |  |  | Apparent Power |  |  | MVA
|  |  |  | Real Power |  |  | MW
|  |  |  | Reactive Power |  |  | MVAr
|  |  |  | Capacitors In Service |  |  | MVAr
PF
| Zone Div: | Uncompensated |  | Reactive Power |  |  | MVAr
PF
| 0 | Compensated |  | Load (LV side) |  |  | Amps
|  |  |  | Apparent Power |  |  | MVA
|  |  |  | Real Power |  |  | MW
|  |  |  | Reactive Power |  |  | MVAr
|  |  |  | Capacitors In Service |  |  | MVAr
PF
| Zone Div: | Uncompensated |  | Reactive Power |  |  | MVAr
PF
| 0 | Compensated |  | Load (LV side) |  |  | Amps
|  |  |  | Apparent Power |  |  | MVA
|  |  |  | Real Power |  |  | MW
|  |  |  | Reactive Power |  |  | MVAr
|  |  |  | Capacitors In Service |  |  | MVAr
PF
| Zone Div: | Uncompensated |  | Reactive Power |  |  | MVAr
PF
| 0 | Compensated |  | Load (LV side) |  |  | Amps
|  |  |  | Apparent Power |  |  | MVA
|  |  |  | Real Power |  |  | MW
|  |  |  | Reactive Power |  |  | MVAr
|  |  |  | Capacitors In Service |  |  | MVAr
PF
| Zone Div: | Uncompensated |  | Reactive Power |  |  | MVAr
PF
| 0 | Compensated |  | Load (LV side) |  |  | Amps
|  |  |  | Apparent Power |  |  | MVA
|  |  |  | Real Power |  |  | MW
|  |  |  | Reactive Power |  |  | MVAr
|  |  |  | Capacitors In Service |  |  | MVAr
PF
| Zone Div: | Uncompensated |  | Reactive Power |  |  | MVAr
PF

## Customer75
| Customer75 | [16 empty] | 2014 | WINTER
| Substation Total Loads | [33 empty] | Spots & Transfers Detail
| Historical Loads | MVA | [7 empty] | Weather Corrected Forecast Loads |  |  |  | MVA | [20 empty] | Spots & Transfers Summary | MVA |  | Historical Spots & Transfers | [6 empty] | Forecast Spots & Transfers
|  | 2007 | 2008 | 2009 | 2010 | 2011 | 2012 | 2013 |  | 2014 | 2015 | 2016 | 2017 | 2018 | 2019 | 2020 | 2021 | 2022 | 2023 | 2024 | 2025 | 2026 | 2027 | 2028 | 2029 | 2030 | 2031 | 2032 | 2033 | 2034 | 2035 | 2036 | 2037 | 2038 |  |  |  | 2007 | 2008 | 2009 | 2010 | 2011 | 2012 | 2013 | 2014 | 2015 | 2016 | 2017 | 2018 | 2019 | 2020 | 2021 | 2022 | 2023 | 2024 | 2025 | 2026 | 2027 | 2028 | 2029 | 2030 | 2031 | 2032 | 2033 | 2034 | 2035 | 2036 | 2037 | 2038
| Total |  |  |  |  | 0.509 | 0.588 | 0.602 |  | 0.602 | 0.602 | 0.602 | 0.602 | 0.602 | 0.602 | 0.602 | 0.602 | 0.602 | 0.602 | 0.602 | 0.602 | 0.602 | 0.602 | 0.602 | 0.602 | 0.602 | 0.602 | 0.602 | 0.602 | 0.602 | 0.602 | 0.602 | 0.602 | 0.602 |  |  | Total
Firm Rating
| Total Capacity | [36 empty] | 0 | 0 | 0 | 0 | 0 | 0 | 0 | 0 | 0 | 0 | 0 | 0 | 0 | 0 | 0 | 0 | 0 | 0 | 0 | 0 | 0 | 0 | 0 | 0 | 0 | 0 | 0 | 0 | 0 | 0 | 0 | 0
|  | -7 | -6 | -5 | -4 | -3 | -2 | -1 |  | 0 | 1 | 2 | 3 | 4 | 5 | 6 | 7 | 8 | 9 | 10 | 11 | 12 | 13 | 14 | 15 | 16 | 17 | 18 | 19 | 20 | 21 | 22 | 23 | 24 |  |  |  | 0 | 0 | 0 | 0 | 0 | 0 | 0 | 0 | 0 | 0 | 0 | 0 | 0 | 0 | 0 | 0 | 0 | 0 | 0 | 0 | 0 | 0 | 0 | 0 | 0 | 0 | 0 | 0 | 0 | 0 | 0 | 0
| Transformer Loads | [36 empty] | 0 | 0 | 0 | 0 | 0 | 0 | 0 | 0 | 0 | 0 | 0 | 0 | 0 | 0 | 0 | 0 | 0 | 0 | 0 | 0 | 0 | 0 | 0 | 0 | 0 | 0 | 0 | 0 | 0 | 0 | 0 | 0
| Historical Loads | MVA | [7 empty] | Weather Corrected Forecast Loads |  |  |  | MVA | [23 empty] | 0 | 0 | 0 | 0 | 0 | 0 | 0 | 0 | 0 | 0 | 0 | 0 | 0 | 0 | 0 | 0 | 0 | 0 | 0 | 0 | 0 | 0 | 0 | 0 | 0 | 0 | 0 | 0 | 0 | 0 | 0 | 0
|  | 2007 | 2008 | 2009 | 2010 | 2011 | 2012 | 2013 |  | 2014 | 2015 | 2016 | 2017 | 2018 | 2019 | 2020 | 2021 | 2022 | 2023 | 2024 | 2025 | 2026 | 2027 | 2028 | 2029 | 2030 | 2031 | 2032 | 2033 | 2034 | 2035 | 2036 | 2037 | 2038 |  |  |  | 0 | 0 | 0 | 0 | 0 | 0 | 0 | 0 | 0 | 0 | 0 | 0 | 0 | 0 | 0 | 0 | 0 | 0 | 0 | 0 | 0 | 0 | 0 | 0 | 0 | 0 | 0 | 0 | 0 | 0 | 0 | 0
| 0 | [36 empty] | 0 | 0 | 0 | 0 | 0 | 0 | 0 | 0 | 0 | 0 | 0 | 0 | 0 | 0 | 0 | 0 | 0 | 0 | 0 | 0 | 0 | 0 | 0 | 0 | 0 | 0 | 0 | 0 | 0 | 0 | 0 | 0
| Diversity Factor: 0 | [36 empty] | 0 | 0 | 0 | 0 | 0 | 0 | 0 | 0 | 0 | 0 | 0 | 0 | 0 | 0 | 0 | 0 | 0 | 0 | 0 | 0 | 0 | 0 | 0 | 0 | 0 | 0 | 0 | 0 | 0 | 0 | 0 | 0
[38 empty] | 0 | 0 | 0 | 0 | 0 | 0 | 0 | 0 | 0 | 0 | 0 | 0 | 0 | 0 | 0 | 0 | 0 | 0 | 0 | 0 | 0 | 0 | 0 | 0 | 0 | 0 | 0 | 0 | 0 | 0 | 0 | 0
[38 empty] | 0 | 0 | 0 | 0 | 0 | 0 | 0 | 0 | 0 | 0 | 0 | 0 | 0 | 0 | 0 | 0 | 0 | 0 | 0 | 0 | 0 | 0 | 0 | 0 | 0 | 0 | 0 | 0 | 0 | 0 | 0 | 0
| 0 | [36 empty] | 0 | 0 | 0 | 0 | 0 | 0 | 0 | 0 | 0 | 0 | 0 | 0 | 0 | 0 | 0 | 0 | 0 | 0 | 0 | 0 | 0 | 0 | 0 | 0 | 0 | 0 | 0 | 0 | 0 | 0 | 0 | 0
Diversity Factor: 0
[38 empty] | Historical Spots & Transfers | [6 empty] | Forecast Spots & Transfers
[35 empty] | Project Name | From | To | 2007 | 2008 | 2009 | 2010 | 2011 | 2012 | 2013 | 2014 | 2015 | 2016 | 2017 | 2018 | 2019 | 2020 | 2021 | 2022 | 2023 | 2024 | 2025 | 2026 | 2027 | 2028 | 2029 | 2030 | 2031 | 2032 | 2033 | 2034 | 2035 | 2036 | 2037 | 2038
0
Diversity Factor: 0
0
Diversity Factor: 0
0
Diversity Factor: 0
0
Diversity Factor: 0
0
Diversity Factor: 0
0
Diversity Factor: 0
0
Diversity Factor: 0
0
Diversity Factor: 0
| Weather Correction and Public Holiday Factors | [8 empty] | Forecast ROG
ROG Justification
| Actual loads for season 2013 have been weather corrected by the following: | [6 empty] | 0% |  | N/A | [59 empty] | N/A
1 | 2 | 3 | 4 | 5 | 6 | 7 | 8 | 9 | 10 | 2014 | 2015 | 2016 | 2017 | 2018 | 2019 | 2020 | 2021 | 2022 | 2023 | 2024 | 2025 | 2026 | 2027 | 2028 | 2029 | 2030 | 2031 | 2032 | 2033 | 2034 | 2035 | 2036 | 2037 | 2038
1 | 1 | 1 | 1 | 1 | 1 | 1 | 1 | 1 | 1 | 0% | 0% | 0% | 0% | 0% | 0% | 0% | 0% | 0% | 0% | 0% | 0% | 0% | 0% | 0% | 0% | 0% | 0% | 0% | 0% | 0% | 0% | 0% | 0% | 0%
Substation Load Detail
[7 empty] | Units | 2013 |  | 2014 | 2015 | 2016 | 2017 | 2018 | 2019 | 2020 | 2021 | 2022 | 2023 | 2024 | 2025 | 2026 | 2027 | 2028 | 2029 | 2030 | 2031 | 2032 | 2033 | 2034 | 2035 | 2036 | 2037 | 2038
1 | Customer75 | Compensated |  | Load (LV side) |  |  | Amps | 5 |  | 5 | 5 | 5 | 5 | 5 | 5 | 5 | 5 | 5 | 5 | 5 | 5 | 5 | 5 | 5 | 5 | 5 | 5 | 5 | 5 | 5 | 5 | 5 | 5 | 5
|  |  |  | Apparent Power |  |  | MVA | 0.602 |  | 0.602 | 0.602 | 0.602 | 0.602 | 0.602 | 0.602 | 0.602 | 0.602 | 0.602 | 0.602 | 0.602 | 0.602 | 0.602 | 0.602 | 0.602 | 0.602 | 0.602 | 0.602 | 0.602 | 0.602 | 0.602 | 0.602 | 0.602 | 0.602 | 0.602
|  |  |  | Real Power |  |  | MW | 0.5418 |  | 0.5418 | 0.5418 | 0.5418 | 0.5418 | 0.5418 | 0.5418 | 0.5418 | 0.5418 | 0.5418 | 0.5418 | 0.5418 | 0.5418 | 0.5418 | 0.5418 | 0.5418 | 0.5418 | 0.5418 | 0.5418 | 0.5418 | 0.5418 | 0.5418 | 0.5418 | 0.5418 | 0.5418 | 0.5418
|  |  |  | Reactive Power |  |  | MVAr | 0.26241 |  | 0.2624 | 0.2624 | 0.2624 | 0.2624 | 0.2624 | 0.2624 | 0.2624 | 0.2624 | 0.2624 | 0.2624 | 0.2624 | 0.2624 | 0.2624 | 0.2624 | 0.2624 | 0.2624 | 0.2624 | 0.2624 | 0.2624 | 0.2624 | 0.2624 | 0.2624 | 0.2624 | 0.2624 | 0.2624
|  |  |  | Capacitors In Service |  |  | MVAr | 0 |  | 0 | 0 | 0 | 0 | 0 | 0 | 0 | 0 | 0 | 0 | 0 | 0 | 0 | 0 | 0 | 0 | 0 | 0 | 0 | 0 | 0 | 0 | 0 | 0 | 0
|  |  |  | PF |  |  |  | 0.9 |  | 0.9 | 0.9 | 0.9 | 0.9 | 0.9 | 0.9 | 0.9 | 0.9 | 0.9 | 0.9 | 0.9 | 0.9 | 0.9 | 0.9 | 0.9 | 0.9 | 0.9 | 0.9 | 0.9 | 0.9 | 0.9 | 0.9 | 0.9 | 0.9 | 0.9
0.70068 | Diversity Factor: 0.7 | Uncompensated |  | Reactive Power |  |  | MVAr | 0.26241 |  | 0.2624 | 0.2624 | 0.2624 | 0.2624 | 0.2624 | 0.2624 | 0.2624 | 0.2624 | 0.2624 | 0.2624 | 0.2624 | 0.2624 | 0.2624 | 0.2624 | 0.2624 | 0.2624 | 0.2624 | 0.2624 | 0.2624 | 0.2624 | 0.2624 | 0.2624 | 0.2624 | 0.2624 | 0.2624
|  |  |  | PF |  |  |  | 0.9 |  | 0.9 | 0.9 | 0.9 | 0.9 | 0.9 | 0.9 | 0.9 | 0.9 | 0.9 | 0.9 | 0.9 | 0.9 | 0.9 | 0.9 | 0.9 | 0.9 | 0.9 | 0.9 | 0.9 | 0.9 | 0.9 | 0.9 | 0.9 | 0.9 | 0.9
[10 empty] | 1 | 2 | 3 | 4 | 5 | 6 | 7 | 8 | 9 | 10 | 11 | 12 | 13 | 14 | 15 | 16 | 17 | 18 | 19 | 20 | 21 | 22 | 23 | 24 | 25
Transformer Load Detail
[7 empty] | Units | 2013 |  | 2014 | 2015 | 2016 | 2017 | 2018 | 2019 | 2020 | 2021 | 2022 | 2023 | 2024 | 2025 | 2026 | 2027 | 2028 | 2029 | 2030 | 2031 | 2032 | 2033 | 2034 | 2035 | 2036 | 2037 | 2038
| 0 | Compensated |  | Load (LV side) |  |  | Amps
|  |  |  | Apparent Power |  |  | MVA
|  |  |  | Real Power |  |  | MW
|  |  |  | Reactive Power |  |  | MVAr
|  |  |  | Capacitors In Service |  |  | MVAr
PF
| Zone Div: | Uncompensated |  | Reactive Power |  |  | MVAr
PF
| 0 | Compensated |  | Load (LV side) |  |  | Amps
|  |  |  | Apparent Power |  |  | MVA
|  |  |  | Real Power |  |  | MW
|  |  |  | Reactive Power |  |  | MVAr
|  |  |  | Capacitors In Service |  |  | MVAr
PF
| Zone Div: | Uncompensated |  | Reactive Power |  |  | MVAr
PF
| 0 | Compensated |  | Load (LV side) |  |  | Amps
|  |  |  | Apparent Power |  |  | MVA
|  |  |  | Real Power |  |  | MW
|  |  |  | Reactive Power |  |  | MVAr
|  |  |  | Capacitors In Service |  |  | MVAr
PF
| Zone Div: | Uncompensated |  | Reactive Power |  |  | MVAr
PF
| 0 | Compensated |  | Load (LV side) |  |  | Amps
|  |  |  | Apparent Power |  |  | MVA
|  |  |  | Real Power |  |  | MW
|  |  |  | Reactive Power |  |  | MVAr
|  |  |  | Capacitors In Service |  |  | MVAr
PF
| Zone Div: | Uncompensated |  | Reactive Power |  |  | MVAr
PF
| 0 | Compensated |  | Load (LV side) |  |  | Amps
|  |  |  | Apparent Power |  |  | MVA
|  |  |  | Real Power |  |  | MW
|  |  |  | Reactive Power |  |  | MVAr
|  |  |  | Capacitors In Service |  |  | MVAr
PF
| Zone Div: | Uncompensated |  | Reactive Power |  |  | MVAr
PF
| 0 | Compensated |  | Load (LV side) |  |  | Amps
|  |  |  | Apparent Power |  |  | MVA
|  |  |  | Real Power |  |  | MW
|  |  |  | Reactive Power |  |  | MVAr
|  |  |  | Capacitors In Service |  |  | MVAr
PF
| Zone Div: | Uncompensated |  | Reactive Power |  |  | MVAr
PF
| 0 | Compensated |  | Load (LV side) |  |  | Amps
|  |  |  | Apparent Power |  |  | MVA
|  |  |  | Real Power |  |  | MW
|  |  |  | Reactive Power |  |  | MVAr
|  |  |  | Capacitors In Service |  |  | MVAr
PF
| Zone Div: | Uncompensated |  | Reactive Power |  |  | MVAr
PF
| 0 | Compensated |  | Load (LV side) |  |  | Amps
|  |  |  | Apparent Power |  |  | MVA
|  |  |  | Real Power |  |  | MW
|  |  |  | Reactive Power |  |  | MVAr
|  |  |  | Capacitors In Service |  |  | MVAr
PF
| Zone Div: | Uncompensated |  | Reactive Power |  |  | MVAr
PF
| 0 | Compensated |  | Load (LV side) |  |  | Amps
|  |  |  | Apparent Power |  |  | MVA
|  |  |  | Real Power |  |  | MW
|  |  |  | Reactive Power |  |  | MVAr
|  |  |  | Capacitors In Service |  |  | MVAr
PF
| Zone Div: | Uncompensated |  | Reactive Power |  |  | MVAr
PF
| 0 | Compensated |  | Load (LV side) |  |  | Amps
|  |  |  | Apparent Power |  |  | MVA
|  |  |  | Real Power |  |  | MW
|  |  |  | Reactive Power |  |  | MVAr
|  |  |  | Capacitors In Service |  |  | MVAr
PF
| Zone Div: | Uncompensated |  | Reactive Power |  |  | MVAr
PF

## Customer76
| Customer76 | [16 empty] | 2014 | WINTER
| Substation Total Loads | [33 empty] | Spots & Transfers Detail
| Historical Loads | MVA | [7 empty] | Weather Corrected Forecast Loads |  |  |  | MVA | [20 empty] | Spots & Transfers Summary | MVA |  | Historical Spots & Transfers | [6 empty] | Forecast Spots & Transfers
|  | 2007 | 2008 | 2009 | 2010 | 2011 | 2012 | 2013 |  | 2014 | 2015 | 2016 | 2017 | 2018 | 2019 | 2020 | 2021 | 2022 | 2023 | 2024 | 2025 | 2026 | 2027 | 2028 | 2029 | 2030 | 2031 | 2032 | 2033 | 2034 | 2035 | 2036 | 2037 | 2038 |  |  |  | 2007 | 2008 | 2009 | 2010 | 2011 | 2012 | 2013 | 2014 | 2015 | 2016 | 2017 | 2018 | 2019 | 2020 | 2021 | 2022 | 2023 | 2024 | 2025 | 2026 | 2027 | 2028 | 2029 | 2030 | 2031 | 2032 | 2033 | 2034 | 2035 | 2036 | 2037 | 2038
| Total |  |  |  |  | 18.515 | 18.407 | 18.029 |  | 18.029 | 18.029 | 18.029 | 18.029 | 18.029 | 18.029 | 18.029 | 18.029 | 18.029 | 18.029 | 18.029 | 18.029 | 18.029 | 18.029 | 18.029 | 18.029 | 18.029 | 18.029 | 18.029 | 18.029 | 18.029 | 18.029 | 18.029 | 18.029 | 18.029 |  |  | Total
Firm Rating
| Total Capacity | [36 empty] | 0 | 0 | 0 | 0 | 0 | 0 | 0 | 0 | 0 | 0 | 0 | 0 | 0 | 0 | 0 | 0 | 0 | 0 | 0 | 0 | 0 | 0 | 0 | 0 | 0 | 0 | 0 | 0 | 0 | 0 | 0 | 0
|  | -7 | -6 | -5 | -4 | -3 | -2 | -1 |  | 0 | 1 | 2 | 3 | 4 | 5 | 6 | 7 | 8 | 9 | 10 | 11 | 12 | 13 | 14 | 15 | 16 | 17 | 18 | 19 | 20 | 21 | 22 | 23 | 24 |  |  |  | 0 | 0 | 0 | 0 | 0 | 0 | 0 | 0 | 0 | 0 | 0 | 0 | 0 | 0 | 0 | 0 | 0 | 0 | 0 | 0 | 0 | 0 | 0 | 0 | 0 | 0 | 0 | 0 | 0 | 0 | 0 | 0
| Transformer Loads | [36 empty] | 0 | 0 | 0 | 0 | 0 | 0 | 0 | 0 | 0 | 0 | 0 | 0 | 0 | 0 | 0 | 0 | 0 | 0 | 0 | 0 | 0 | 0 | 0 | 0 | 0 | 0 | 0 | 0 | 0 | 0 | 0 | 0
| Historical Loads | MVA | [7 empty] | Weather Corrected Forecast Loads |  |  |  | MVA | [23 empty] | 0 | 0 | 0 | 0 | 0 | 0 | 0 | 0 | 0 | 0 | 0 | 0 | 0 | 0 | 0 | 0 | 0 | 0 | 0 | 0 | 0 | 0 | 0 | 0 | 0 | 0 | 0 | 0 | 0 | 0 | 0 | 0
|  | 2007 | 2008 | 2009 | 2010 | 2011 | 2012 | 2013 |  | 2014 | 2015 | 2016 | 2017 | 2018 | 2019 | 2020 | 2021 | 2022 | 2023 | 2024 | 2025 | 2026 | 2027 | 2028 | 2029 | 2030 | 2031 | 2032 | 2033 | 2034 | 2035 | 2036 | 2037 | 2038 |  |  |  | 0 | 0 | 0 | 0 | 0 | 0 | 0 | 0 | 0 | 0 | 0 | 0 | 0 | 0 | 0 | 0 | 0 | 0 | 0 | 0 | 0 | 0 | 0 | 0 | 0 | 0 | 0 | 0 | 0 | 0 | 0 | 0
| 0 | [36 empty] | 0 | 0 | 0 | 0 | 0 | 0 | 0 | 0 | 0 | 0 | 0 | 0 | 0 | 0 | 0 | 0 | 0 | 0 | 0 | 0 | 0 | 0 | 0 | 0 | 0 | 0 | 0 | 0 | 0 | 0 | 0 | 0
| Diversity Factor: 0 | [36 empty] | 0 | 0 | 0 | 0 | 0 | 0 | 0 | 0 | 0 | 0 | 0 | 0 | 0 | 0 | 0 | 0 | 0 | 0 | 0 | 0 | 0 | 0 | 0 | 0 | 0 | 0 | 0 | 0 | 0 | 0 | 0 | 0
[38 empty] | 0 | 0 | 0 | 0 | 0 | 0 | 0 | 0 | 0 | 0 | 0 | 0 | 0 | 0 | 0 | 0 | 0 | 0 | 0 | 0 | 0 | 0 | 0 | 0 | 0 | 0 | 0 | 0 | 0 | 0 | 0 | 0
[38 empty] | 0 | 0 | 0 | 0 | 0 | 0 | 0 | 0 | 0 | 0 | 0 | 0 | 0 | 0 | 0 | 0 | 0 | 0 | 0 | 0 | 0 | 0 | 0 | 0 | 0 | 0 | 0 | 0 | 0 | 0 | 0 | 0
| 0 | [36 empty] | 0 | 0 | 0 | 0 | 0 | 0 | 0 | 0 | 0 | 0 | 0 | 0 | 0 | 0 | 0 | 0 | 0 | 0 | 0 | 0 | 0 | 0 | 0 | 0 | 0 | 0 | 0 | 0 | 0 | 0 | 0 | 0
Diversity Factor: 0
[38 empty] | Historical Spots & Transfers | [6 empty] | Forecast Spots & Transfers
[35 empty] | Project Name | From | To | 2007 | 2008 | 2009 | 2010 | 2011 | 2012 | 2013 | 2014 | 2015 | 2016 | 2017 | 2018 | 2019 | 2020 | 2021 | 2022 | 2023 | 2024 | 2025 | 2026 | 2027 | 2028 | 2029 | 2030 | 2031 | 2032 | 2033 | 2034 | 2035 | 2036 | 2037 | 2038
0
Diversity Factor: 0
0
Diversity Factor: 0
0
Diversity Factor: 0
0
Diversity Factor: 0
0
Diversity Factor: 0
0
Diversity Factor: 0
0
Diversity Factor: 0
0
Diversity Factor: 0
| Weather Correction and Public Holiday Factors | [8 empty] | Forecast ROG
ROG Justification
| Actual loads for season 2013 have been weather corrected by the following: | [6 empty] | 0% |  | N/A | [59 empty] | N/A
1 | 2 | 3 | 4 | 5 | 6 | 7 | 8 | 9 | 10 | 2014 | 2015 | 2016 | 2017 | 2018 | 2019 | 2020 | 2021 | 2022 | 2023 | 2024 | 2025 | 2026 | 2027 | 2028 | 2029 | 2030 | 2031 | 2032 | 2033 | 2034 | 2035 | 2036 | 2037 | 2038
1 | 1 | 1 | 1 | 1 | 1 | 1 | 1 | 1 | 1 | 0% | 0% | 0% | 0% | 0% | 0% | 0% | 0% | 0% | 0% | 0% | 0% | 0% | 0% | 0% | 0% | 0% | 0% | 0% | 0% | 0% | 0% | 0% | 0% | 0%
Substation Load Detail
[7 empty] | Units | 2013 |  | 2014 | 2015 | 2016 | 2017 | 2018 | 2019 | 2020 | 2021 | 2022 | 2023 | 2024 | 2025 | 2026 | 2027 | 2028 | 2029 | 2030 | 2031 | 2032 | 2033 | 2034 | 2035 | 2036 | 2037 | 2038
1 | Customer76 | Compensated |  | Load (LV side) |  |  | Amps | 158 |  | 158 | 158 | 158 | 158 | 158 | 158 | 158 | 158 | 158 | 158 | 158 | 158 | 158 | 158 | 158 | 158 | 158 | 158 | 158 | 158 | 158 | 158 | 158 | 158 | 158
|  |  |  | Apparent Power |  |  | MVA | 18.029 |  | 18.029 | 18.029 | 18.029 | 18.029 | 18.029 | 18.029 | 18.029 | 18.029 | 18.029 | 18.029 | 18.029 | 18.029 | 18.029 | 18.029 | 18.029 | 18.029 | 18.029 | 18.029 | 18.029 | 18.029 | 18.029 | 18.029 | 18.029 | 18.029 | 18.029
|  |  |  | Real Power |  |  | MW | 16.2261 |  | 16.2261 | 16.2261 | 16.2261 | 16.2261 | 16.2261 | 16.2261 | 16.2261 | 16.2261 | 16.2261 | 16.2261 | 16.2261 | 16.2261 | 16.2261 | 16.2261 | 16.2261 | 16.2261 | 16.2261 | 16.2261 | 16.2261 | 16.2261 | 16.2261 | 16.2261 | 16.2261 | 16.2261 | 16.2261
|  |  |  | Reactive Power |  |  | MVAr | 7.8587 |  | 7.8587 | 7.8587 | 7.8587 | 7.8587 | 7.8587 | 7.8587 | 7.8587 | 7.8587 | 7.8587 | 7.8587 | 7.8587 | 7.8587 | 7.8587 | 7.8587 | 7.8587 | 7.8587 | 7.8587 | 7.8587 | 7.8587 | 7.8587 | 7.8587 | 7.8587 | 7.8587 | 7.8587 | 7.8587
|  |  |  | Capacitors In Service |  |  | MVAr | 0 |  | 0 | 0 | 0 | 0 | 0 | 0 | 0 | 0 | 0 | 0 | 0 | 0 | 0 | 0 | 0 | 0 | 0 | 0 | 0 | 0 | 0 | 0 | 0 | 0 | 0
|  |  |  | PF |  |  |  | 0.9 |  | 0.9 | 0.9 | 0.9 | 0.9 | 0.9 | 0.9 | 0.9 | 0.9 | 0.9 | 0.9 | 0.9 | 0.9 | 0.9 | 0.9 | 0.9 | 0.9 | 0.9 | 0.9 | 0.9 | 0.9 | 0.9 | 0.9 | 0.9 | 0.9 | 0.9
0.77537 | Diversity Factor: 0.78 | Uncompensated |  | Reactive Power |  |  | MVAr | 7.8587 |  | 7.8587 | 7.8587 | 7.8587 | 7.8587 | 7.8587 | 7.8587 | 7.8587 | 7.8587 | 7.8587 | 7.8587 | 7.8587 | 7.8587 | 7.8587 | 7.8587 | 7.8587 | 7.8587 | 7.8587 | 7.8587 | 7.8587 | 7.8587 | 7.8587 | 7.8587 | 7.8587 | 7.8587 | 7.8587
|  |  |  | PF |  |  |  | 0.9 |  | 0.9 | 0.9 | 0.9 | 0.9 | 0.9 | 0.9 | 0.9 | 0.9 | 0.9 | 0.9 | 0.9 | 0.9 | 0.9 | 0.9 | 0.9 | 0.9 | 0.9 | 0.9 | 0.9 | 0.9 | 0.9 | 0.9 | 0.9 | 0.9 | 0.9
[10 empty] | 1 | 2 | 3 | 4 | 5 | 6 | 7 | 8 | 9 | 10 | 11 | 12 | 13 | 14 | 15 | 16 | 17 | 18 | 19 | 20 | 21 | 22 | 23 | 24 | 25
Transformer Load Detail
[7 empty] | Units | 2013 |  | 2014 | 2015 | 2016 | 2017 | 2018 | 2019 | 2020 | 2021 | 2022 | 2023 | 2024 | 2025 | 2026 | 2027 | 2028 | 2029 | 2030 | 2031 | 2032 | 2033 | 2034 | 2035 | 2036 | 2037 | 2038
| 0 | Compensated |  | Load (LV side) |  |  | Amps
|  |  |  | Apparent Power |  |  | MVA
|  |  |  | Real Power |  |  | MW
|  |  |  | Reactive Power |  |  | MVAr
|  |  |  | Capacitors In Service |  |  | MVAr
PF
| Zone Div: | Uncompensated |  | Reactive Power |  |  | MVAr
PF
| 0 | Compensated |  | Load (LV side) |  |  | Amps
|  |  |  | Apparent Power |  |  | MVA
|  |  |  | Real Power |  |  | MW
|  |  |  | Reactive Power |  |  | MVAr
|  |  |  | Capacitors In Service |  |  | MVAr
PF
| Zone Div: | Uncompensated |  | Reactive Power |  |  | MVAr
PF
| 0 | Compensated |  | Load (LV side) |  |  | Amps
|  |  |  | Apparent Power |  |  | MVA
|  |  |  | Real Power |  |  | MW
|  |  |  | Reactive Power |  |  | MVAr
|  |  |  | Capacitors In Service |  |  | MVAr
PF
| Zone Div: | Uncompensated |  | Reactive Power |  |  | MVAr
PF
| 0 | Compensated |  | Load (LV side) |  |  | Amps
|  |  |  | Apparent Power |  |  | MVA
|  |  |  | Real Power |  |  | MW
|  |  |  | Reactive Power |  |  | MVAr
|  |  |  | Capacitors In Service |  |  | MVAr
PF
| Zone Div: | Uncompensated |  | Reactive Power |  |  | MVAr
PF
| 0 | Compensated |  | Load (LV side) |  |  | Amps
|  |  |  | Apparent Power |  |  | MVA
|  |  |  | Real Power |  |  | MW
|  |  |  | Reactive Power |  |  | MVAr
|  |  |  | Capacitors In Service |  |  | MVAr
PF
| Zone Div: | Uncompensated |  | Reactive Power |  |  | MVAr
PF
| 0 | Compensated |  | Load (LV side) |  |  | Amps
|  |  |  | Apparent Power |  |  | MVA
|  |  |  | Real Power |  |  | MW
|  |  |  | Reactive Power |  |  | MVAr
|  |  |  | Capacitors In Service |  |  | MVAr
PF
| Zone Div: | Uncompensated |  | Reactive Power |  |  | MVAr
PF
| 0 | Compensated |  | Load (LV side) |  |  | Amps
|  |  |  | Apparent Power |  |  | MVA
|  |  |  | Real Power |  |  | MW
|  |  |  | Reactive Power |  |  | MVAr
|  |  |  | Capacitors In Service |  |  | MVAr
PF
| Zone Div: | Uncompensated |  | Reactive Power |  |  | MVAr
PF
| 0 | Compensated |  | Load (LV side) |  |  | Amps
|  |  |  | Apparent Power |  |  | MVA
|  |  |  | Real Power |  |  | MW
|  |  |  | Reactive Power |  |  | MVAr
|  |  |  | Capacitors In Service |  |  | MVAr
PF
| Zone Div: | Uncompensated |  | Reactive Power |  |  | MVAr
PF
| 0 | Compensated |  | Load (LV side) |  |  | Amps
|  |  |  | Apparent Power |  |  | MVA
|  |  |  | Real Power |  |  | MW
|  |  |  | Reactive Power |  |  | MVAr
|  |  |  | Capacitors In Service |  |  | MVAr
PF
| Zone Div: | Uncompensated |  | Reactive Power |  |  | MVAr
PF
| 0 | Compensated |  | Load (LV side) |  |  | Amps
|  |  |  | Apparent Power |  |  | MVA
|  |  |  | Real Power |  |  | MW
|  |  |  | Reactive Power |  |  | MVAr
|  |  |  | Capacitors In Service |  |  | MVAr
PF
| Zone Div: | Uncompensated |  | Reactive Power |  |  | MVAr
PF

## Customer77
| Customer77 | [16 empty] | 2014 | WINTER
| Substation Total Loads | [33 empty] | Spots & Transfers Detail
| Historical Loads | MVA | [7 empty] | Weather Corrected Forecast Loads |  |  |  | MVA | [20 empty] | Spots & Transfers Summary | MVA |  | Historical Spots & Transfers | [6 empty] | Forecast Spots & Transfers
|  | 2007 | 2008 | 2009 | 2010 | 2011 | 2012 | 2013 |  | 2014 | 2015 | 2016 | 2017 | 2018 | 2019 | 2020 | 2021 | 2022 | 2023 | 2024 | 2025 | 2026 | 2027 | 2028 | 2029 | 2030 | 2031 | 2032 | 2033 | 2034 | 2035 | 2036 | 2037 | 2038 |  |  |  | 2007 | 2008 | 2009 | 2010 | 2011 | 2012 | 2013 | 2014 | 2015 | 2016 | 2017 | 2018 | 2019 | 2020 | 2021 | 2022 | 2023 | 2024 | 2025 | 2026 | 2027 | 2028 | 2029 | 2030 | 2031 | 2032 | 2033 | 2034 | 2035 | 2036 | 2037 | 2038
| Total |  |  |  |  | 22.934 | 24.332 | 23.918 |  | 23.918 | 23.918 | 23.918 | 23.918 | 23.918 | 23.918 | 23.918 | 23.918 | 23.918 | 23.918 | 23.918 | 23.918 | 23.918 | 23.918 | 23.918 | 23.918 | 23.918 | 23.918 | 23.918 | 23.918 | 23.918 | 23.918 | 23.918 | 23.918 | 23.918 |  |  | Total
Firm Rating
| Total Capacity | [36 empty] | 0 | 0 | 0 | 0 | 0 | 0 | 0 | 0 | 0 | 0 | 0 | 0 | 0 | 0 | 0 | 0 | 0 | 0 | 0 | 0 | 0 | 0 | 0 | 0 | 0 | 0 | 0 | 0 | 0 | 0 | 0 | 0
|  | -7 | -6 | -5 | -4 | -3 | -2 | -1 |  | 0 | 1 | 2 | 3 | 4 | 5 | 6 | 7 | 8 | 9 | 10 | 11 | 12 | 13 | 14 | 15 | 16 | 17 | 18 | 19 | 20 | 21 | 22 | 23 | 24 |  |  |  | 0 | 0 | 0 | 0 | 0 | 0 | 0 | 0 | 0 | 0 | 0 | 0 | 0 | 0 | 0 | 0 | 0 | 0 | 0 | 0 | 0 | 0 | 0 | 0 | 0 | 0 | 0 | 0 | 0 | 0 | 0 | 0
| Transformer Loads | [36 empty] | 0 | 0 | 0 | 0 | 0 | 0 | 0 | 0 | 0 | 0 | 0 | 0 | 0 | 0 | 0 | 0 | 0 | 0 | 0 | 0 | 0 | 0 | 0 | 0 | 0 | 0 | 0 | 0 | 0 | 0 | 0 | 0
| Historical Loads | MVA | [7 empty] | Weather Corrected Forecast Loads |  |  |  | MVA | [23 empty] | 0 | 0 | 0 | 0 | 0 | 0 | 0 | 0 | 0 | 0 | 0 | 0 | 0 | 0 | 0 | 0 | 0 | 0 | 0 | 0 | 0 | 0 | 0 | 0 | 0 | 0 | 0 | 0 | 0 | 0 | 0 | 0
|  | 2007 | 2008 | 2009 | 2010 | 2011 | 2012 | 2013 |  | 2014 | 2015 | 2016 | 2017 | 2018 | 2019 | 2020 | 2021 | 2022 | 2023 | 2024 | 2025 | 2026 | 2027 | 2028 | 2029 | 2030 | 2031 | 2032 | 2033 | 2034 | 2035 | 2036 | 2037 | 2038 |  |  |  | 0 | 0 | 0 | 0 | 0 | 0 | 0 | 0 | 0 | 0 | 0 | 0 | 0 | 0 | 0 | 0 | 0 | 0 | 0 | 0 | 0 | 0 | 0 | 0 | 0 | 0 | 0 | 0 | 0 | 0 | 0 | 0
| 0 | [36 empty] | 0 | 0 | 0 | 0 | 0 | 0 | 0 | 0 | 0 | 0 | 0 | 0 | 0 | 0 | 0 | 0 | 0 | 0 | 0 | 0 | 0 | 0 | 0 | 0 | 0 | 0 | 0 | 0 | 0 | 0 | 0 | 0
| Diversity Factor: 0 | [36 empty] | 0 | 0 | 0 | 0 | 0 | 0 | 0 | 0 | 0 | 0 | 0 | 0 | 0 | 0 | 0 | 0 | 0 | 0 | 0 | 0 | 0 | 0 | 0 | 0 | 0 | 0 | 0 | 0 | 0 | 0 | 0 | 0
[38 empty] | 0 | 0 | 0 | 0 | 0 | 0 | 0 | 0 | 0 | 0 | 0 | 0 | 0 | 0 | 0 | 0 | 0 | 0 | 0 | 0 | 0 | 0 | 0 | 0 | 0 | 0 | 0 | 0 | 0 | 0 | 0 | 0
[38 empty] | 0 | 0 | 0 | 0 | 0 | 0 | 0 | 0 | 0 | 0 | 0 | 0 | 0 | 0 | 0 | 0 | 0 | 0 | 0 | 0 | 0 | 0 | 0 | 0 | 0 | 0 | 0 | 0 | 0 | 0 | 0 | 0
| 0 | [36 empty] | 0 | 0 | 0 | 0 | 0 | 0 | 0 | 0 | 0 | 0 | 0 | 0 | 0 | 0 | 0 | 0 | 0 | 0 | 0 | 0 | 0 | 0 | 0 | 0 | 0 | 0 | 0 | 0 | 0 | 0 | 0 | 0
Diversity Factor: 0
[38 empty] | Historical Spots & Transfers | [6 empty] | Forecast Spots & Transfers
[35 empty] | Project Name | From | To | 2007 | 2008 | 2009 | 2010 | 2011 | 2012 | 2013 | 2014 | 2015 | 2016 | 2017 | 2018 | 2019 | 2020 | 2021 | 2022 | 2023 | 2024 | 2025 | 2026 | 2027 | 2028 | 2029 | 2030 | 2031 | 2032 | 2033 | 2034 | 2035 | 2036 | 2037 | 2038
0
Diversity Factor: 0
0
Diversity Factor: 0
0
Diversity Factor: 0
0
Diversity Factor: 0
0
Diversity Factor: 0
0
Diversity Factor: 0
0
Diversity Factor: 0
0
Diversity Factor: 0
| Weather Correction and Public Holiday Factors | [8 empty] | Forecast ROG
ROG Justification
| Actual loads for season 2013 have been weather corrected by the following: | [6 empty] | 0% |  | N/A | [59 empty] | N/A
1 | 2 | 3 | 4 | 5 | 6 | 7 | 8 | 9 | 10 | 2014 | 2015 | 2016 | 2017 | 2018 | 2019 | 2020 | 2021 | 2022 | 2023 | 2024 | 2025 | 2026 | 2027 | 2028 | 2029 | 2030 | 2031 | 2032 | 2033 | 2034 | 2035 | 2036 | 2037 | 2038
1 | 1 | 1 | 1 | 1 | 1 | 1 | 1 | 1 | 1 | 0% | 0% | 0% | 0% | 0% | 0% | 0% | 0% | 0% | 0% | 0% | 0% | 0% | 0% | 0% | 0% | 0% | 0% | 0% | 0% | 0% | 0% | 0% | 0% | 0%
Substation Load Detail
[7 empty] | Units | 2013 |  | 2014 | 2015 | 2016 | 2017 | 2018 | 2019 | 2020 | 2021 | 2022 | 2023 | 2024 | 2025 | 2026 | 2027 | 2028 | 2029 | 2030 | 2031 | 2032 | 2033 | 2034 | 2035 | 2036 | 2037 | 2038
1 | Customer77 | Compensated |  | Load (LV side) |  |  | Amps | 209 |  | 209 | 209 | 209 | 209 | 209 | 209 | 209 | 209 | 209 | 209 | 209 | 209 | 209 | 209 | 209 | 209 | 209 | 209 | 209 | 209 | 209 | 209 | 209 | 209 | 209
|  |  |  | Apparent Power |  |  | MVA | 23.918 |  | 23.918 | 23.918 | 23.918 | 23.918 | 23.918 | 23.918 | 23.918 | 23.918 | 23.918 | 23.918 | 23.918 | 23.918 | 23.918 | 23.918 | 23.918 | 23.918 | 23.918 | 23.918 | 23.918 | 23.918 | 23.918 | 23.918 | 23.918 | 23.918 | 23.918
|  |  |  | Real Power |  |  | MW | 21.5262 |  | 21.5262 | 21.5262 | 21.5262 | 21.5262 | 21.5262 | 21.5262 | 21.5262 | 21.5262 | 21.5262 | 21.5262 | 21.5262 | 21.5262 | 21.5262 | 21.5262 | 21.5262 | 21.5262 | 21.5262 | 21.5262 | 21.5262 | 21.5262 | 21.5262 | 21.5262 | 21.5262 | 21.5262 | 21.5262
|  |  |  | Reactive Power |  |  | MVAr | 10.4256 |  | 10.4256 | 10.4256 | 10.4256 | 10.4256 | 10.4256 | 10.4256 | 10.4256 | 10.4256 | 10.4256 | 10.4256 | 10.4256 | 10.4256 | 10.4256 | 10.4256 | 10.4256 | 10.4256 | 10.4256 | 10.4256 | 10.4256 | 10.4256 | 10.4256 | 10.4256 | 10.4256 | 10.4256 | 10.4256
|  |  |  | Capacitors In Service |  |  | MVAr | 0 |  | 0 | 0 | 0 | 0 | 0 | 0 | 0 | 0 | 0 | 0 | 0 | 0 | 0 | 0 | 0 | 0 | 0 | 0 | 0 | 0 | 0 | 0 | 0 | 0 | 0
|  |  |  | PF |  |  |  | 0.9 |  | 0.9 | 0.9 | 0.9 | 0.9 | 0.9 | 0.9 | 0.9 | 0.9 | 0.9 | 0.9 | 0.9 | 0.9 | 0.9 | 0.9 | 0.9 | 0.9 | 0.9 | 0.9 | 0.9 | 0.9 | 0.9 | 0.9 | 0.9 | 0.9 | 0.9
0.86647 | Diversity Factor: 0.87 | Uncompensated |  | Reactive Power |  |  | MVAr | 10.4256 |  | 10.4256 | 10.4256 | 10.4256 | 10.4256 | 10.4256 | 10.4256 | 10.4256 | 10.4256 | 10.4256 | 10.4256 | 10.4256 | 10.4256 | 10.4256 | 10.4256 | 10.4256 | 10.4256 | 10.4256 | 10.4256 | 10.4256 | 10.4256 | 10.4256 | 10.4256 | 10.4256 | 10.4256 | 10.4256
|  |  |  | PF |  |  |  | 0.9 |  | 0.9 | 0.9 | 0.9 | 0.9 | 0.9 | 0.9 | 0.9 | 0.9 | 0.9 | 0.9 | 0.9 | 0.9 | 0.9 | 0.9 | 0.9 | 0.9 | 0.9 | 0.9 | 0.9 | 0.9 | 0.9 | 0.9 | 0.9 | 0.9 | 0.9
[10 empty] | 1 | 2 | 3 | 4 | 5 | 6 | 7 | 8 | 9 | 10 | 11 | 12 | 13 | 14 | 15 | 16 | 17 | 18 | 19 | 20 | 21 | 22 | 23 | 24 | 25
Transformer Load Detail
[7 empty] | Units | 2013 |  | 2014 | 2015 | 2016 | 2017 | 2018 | 2019 | 2020 | 2021 | 2022 | 2023 | 2024 | 2025 | 2026 | 2027 | 2028 | 2029 | 2030 | 2031 | 2032 | 2033 | 2034 | 2035 | 2036 | 2037 | 2038
| 0 | Compensated |  | Load (LV side) |  |  | Amps
|  |  |  | Apparent Power |  |  | MVA
|  |  |  | Real Power |  |  | MW
|  |  |  | Reactive Power |  |  | MVAr
|  |  |  | Capacitors In Service |  |  | MVAr
PF
| Zone Div: | Uncompensated |  | Reactive Power |  |  | MVAr
PF
| 0 | Compensated |  | Load (LV side) |  |  | Amps
|  |  |  | Apparent Power |  |  | MVA
|  |  |  | Real Power |  |  | MW
|  |  |  | Reactive Power |  |  | MVAr
|  |  |  | Capacitors In Service |  |  | MVAr
PF
| Zone Div: | Uncompensated |  | Reactive Power |  |  | MVAr
PF
| 0 | Compensated |  | Load (LV side) |  |  | Amps
|  |  |  | Apparent Power |  |  | MVA
|  |  |  | Real Power |  |  | MW
|  |  |  | Reactive Power |  |  | MVAr
|  |  |  | Capacitors In Service |  |  | MVAr
PF
| Zone Div: | Uncompensated |  | Reactive Power |  |  | MVAr
PF
| 0 | Compensated |  | Load (LV side) |  |  | Amps
|  |  |  | Apparent Power |  |  | MVA
|  |  |  | Real Power |  |  | MW
|  |  |  | Reactive Power |  |  | MVAr
|  |  |  | Capacitors In Service |  |  | MVAr
PF
| Zone Div: | Uncompensated |  | Reactive Power |  |  | MVAr
PF
| 0 | Compensated |  | Load (LV side) |  |  | Amps
|  |  |  | Apparent Power |  |  | MVA
|  |  |  | Real Power |  |  | MW
|  |  |  | Reactive Power |  |  | MVAr
|  |  |  | Capacitors In Service |  |  | MVAr
PF
| Zone Div: | Uncompensated |  | Reactive Power |  |  | MVAr
PF
| 0 | Compensated |  | Load (LV side) |  |  | Amps
|  |  |  | Apparent Power |  |  | MVA
|  |  |  | Real Power |  |  | MW
|  |  |  | Reactive Power |  |  | MVAr
|  |  |  | Capacitors In Service |  |  | MVAr
PF
| Zone Div: | Uncompensated |  | Reactive Power |  |  | MVAr
PF
| 0 | Compensated |  | Load (LV side) |  |  | Amps
|  |  |  | Apparent Power |  |  | MVA
|  |  |  | Real Power |  |  | MW
|  |  |  | Reactive Power |  |  | MVAr
|  |  |  | Capacitors In Service |  |  | MVAr
PF
| Zone Div: | Uncompensated |  | Reactive Power |  |  | MVAr
PF
| 0 | Compensated |  | Load (LV side) |  |  | Amps
|  |  |  | Apparent Power |  |  | MVA
|  |  |  | Real Power |  |  | MW
|  |  |  | Reactive Power |  |  | MVAr
|  |  |  | Capacitors In Service |  |  | MVAr
PF
| Zone Div: | Uncompensated |  | Reactive Power |  |  | MVAr
PF
| 0 | Compensated |  | Load (LV side) |  |  | Amps
|  |  |  | Apparent Power |  |  | MVA
|  |  |  | Real Power |  |  | MW
|  |  |  | Reactive Power |  |  | MVAr
|  |  |  | Capacitors In Service |  |  | MVAr
PF
| Zone Div: | Uncompensated |  | Reactive Power |  |  | MVAr
PF
| 0 | Compensated |  | Load (LV side) |  |  | Amps
|  |  |  | Apparent Power |  |  | MVA
|  |  |  | Real Power |  |  | MW
|  |  |  | Reactive Power |  |  | MVAr
|  |  |  | Capacitors In Service |  |  | MVAr
PF
| Zone Div: | Uncompensated |  | Reactive Power |  |  | MVAr
PF