## Inclusions and Exclusions
Sydney Forecast Inclusions and Exclusions
Date Printed |  | 08JUL14:11:21:24
| Description | Value
Season |  | Winter | Winter
Either Summer or Winter
Year |  | 2014 | 2014
Year that the forecast starts
POE |  | 50% | 0.5
10%, 50%, 90%
Spots and Transfers |  | Y | Y
Are Spots and Transfers Included?
BBDM Spots |  | Y | Y
Is BBDM included?
Spots Coefficient |  | 55% | 0.55
Scaling factor applied to spot loads in the future
Aligned ROGs |  | Capped | Capped
Have ROGs been aligned to econometric forecast?
Committed Projects |  | Y | Y
Are Committed Projects Included?
Major Customers Scaling Factor |  | 100% | 1
Scaling factor applied to major customer connections in the future
Future Transfers |  | Y | Y
Are future transfers included?
Future Spots |  | 4 | 4
Future spots are cleared from the following forecast year

## Customer49
| Customer49 | [16 empty] | 2014 | WINTER
| Substation Total Loads | [33 empty] | Spots & Transfers Detail
| Historical Loads | MVA | [7 empty] | Weather Corrected Forecast Loads |  |  |  | MVA | [20 empty] | Spots & Transfers Summary | MVA |  | Historical Spots & Transfers | [6 empty] | Forecast Spots & Transfers
|  | 2007 | 2008 | 2009 | 2010 | 2011 | 2012 | 2013 |  | 2014 | 2015 | 2016 | 2017 | 2018 | 2019 | 2020 | 2021 | 2022 | 2023 | 2024 | 2025 | 2026 | 2027 | 2028 | 2029 | 2030 | 2031 | 2032 | 2033 | 2034 | 2035 | 2036 | 2037 | 2038 |  |  |  | 2007 | 2008 | 2009 | 2010 | 2011 | 2012 | 2013 | 2014 | 2015 | 2016 | 2017 | 2018 | 2019 | 2020 | 2021 | 2022 | 2023 | 2024 | 2025 | 2026 | 2027 | 2028 | 2029 | 2030 | 2031 | 2032 | 2033 | 2034 | 2035 | 2036 | 2037 | 2038
| Total | [8 empty] | 0 | 3 | 3 | 3 | 3 | 3 | 3 | 3 | 3 | 3 | 3 | 3 | 3 | 3 | 3 | 3 | 3 | 3 | 3 | 3 | 3 | 3 | 3 | 3 | 3 |  |  | Total | Forecast Spots & Transfers 2015: 3
Firm Rating
| Total Capacity | [36 empty] | 0 | 0 | 0 | 0 | 0 | 0 | 0 | 0 | 0 | 0 | 0 | 0 | 0 | 0 | 0 | 0 | 0 | 0 | 0 | 0 | 0 | 0 | 0 | 0 | 0 | 0 | 0 | 0 | 0 | 0 | 0 | 0
|  | -7 | -6 | -5 | -4 | -3 | -2 | -1 |  | 0 | 1 | 2 | 3 | 4 | 5 | 6 | 7 | 8 | 9 | 10 | 11 | 12 | 13 | 14 | 15 | 16 | 17 | 18 | 19 | 20 | 21 | 22 | 23 | 24 |  |  |  | 0 | 0 | 0 | 0 | 0 | 0 | 0 | 0 | 0 | 0 | 0 | 0 | 0 | 0 | 0 | 0 | 0 | 0 | 0 | 0 | 0 | 0 | 0 | 0 | 0 | 0 | 0 | 0 | 0 | 0 | 0 | 0
| Transformer Loads | [36 empty] | 0 | 0 | 0 | 0 | 0 | 0 | 0 | 0 | 0 | 0 | 0 | 0 | 0 | 0 | 0 | 0 | 0 | 0 | 0 | 0 | 0 | 0 | 0 | 0 | 0 | 0 | 0 | 0 | 0 | 0 | 0 | 0
| Historical Loads | MVA | [7 empty] | Weather Corrected Forecast Loads |  |  |  | MVA | [23 empty] | 0 | 0 | 0 | 0 | 0 | 0 | 0 | 0 | 0 | 0 | 0 | 0 | 0 | 0 | 0 | 0 | 0 | 0 | 0 | 0 | 0 | 0 | 0 | 0 | 0 | 0 | 0 | 0 | 0 | 0 | 0 | 0
|  | 2007 | 2008 | 2009 | 2010 | 2011 | 2012 | 2013 |  | 2014 | 2015 | 2016 | 2017 | 2018 | 2019 | 2020 | 2021 | 2022 | 2023 | 2024 | 2025 | 2026 | 2027 | 2028 | 2029 | 2030 | 2031 | 2032 | 2033 | 2034 | 2035 | 2036 | 2037 | 2038 |  |  |  | 0 | 0 | 0 | 0 | 0 | 0 | 0 | 0 | 0 | 0 | 0 | 0 | 0 | 0 | 0 | 0 | 0 | 0 | 0 | 0 | 0 | 0 | 0 | 0 | 0 | 0 | 0 | 0 | 0 | 0 | 0 | 0
| 0 | [36 empty] | 0 | 0 | 0 | 0 | 0 | 0 | 0 | 0 | 0 | 0 | 0 | 0 | 0 | 0 | 0 | 0 | 0 | 0 | 0 | 0 | 0 | 0 | 0 | 0 | 0 | 0 | 0 | 0 | 0 | 0 | 0 | 0
| Diversity Factor: 0 | [36 empty] | 0 | 0 | 0 | 0 | 0 | 0 | 0 | 0 | 0 | 0 | 0 | 0 | 0 | 0 | 0 | 0 | 0 | 0 | 0 | 0 | 0 | 0 | 0 | 0 | 0 | 0 | 0 | 0 | 0 | 0 | 0 | 0
[38 empty] | 0 | 0 | 0 | 0 | 0 | 0 | 0 | 0 | 0 | 0 | 0 | 0 | 0 | 0 | 0 | 0 | 0 | 0 | 0 | 0 | 0 | 0 | 0 | 0 | 0 | 0 | 0 | 0 | 0 | 0 | 0 | 0
[38 empty] | 0 | 0 | 0 | 0 | 0 | 0 | 0 | 0 | 0 | 0 | 0 | 0 | 0 | 0 | 0 | 0 | 0 | 0 | 0 | 0 | 0 | 0 | 0 | 0 | 0 | 0 | 0 | 0 | 0 | 0 | 0 | 0
| 0 | [36 empty] | 0 | 0 | 0 | 0 | 0 | 0 | 0 | 0 | 0 | 0 | 0 | 0 | 0 | 0 | 0 | 0 | 0 | 0 | 0 | 0 | 0 | 0 | 0 | 0 | 0 | 0 | 0 | 0 | 0 | 0 | 0 | 0
Diversity Factor: 0
[38 empty] | Historical Spots & Transfers | [6 empty] | Forecast Spots & Transfers
[35 empty] | Project Name | From | To | 2007 | 2008 | 2009 | 2010 | 2011 | 2012 | 2013 | 2014 | 2015 | 2016 | 2017 | 2018 | 2019 | 2020 | 2021 | 2022 | 2023 | 2024 | 2025 | 2026 | 2027 | 2028 | 2029 | 2030 | 2031 | 2032 | 2033 | 2034 | 2035 | 2036 | 2037 | 2038
| 0 | [33 empty] | Major Customer Connection |  | AGL Gas Storage Facility Tomago 33kV | Forecast Spots & Transfers 2015: 3
Diversity Factor: 0
0
Diversity Factor: 0
0
Diversity Factor: 0
0
Diversity Factor: 0
0
Diversity Factor: 0
0
Diversity Factor: 0
0
Diversity Factor: 0
0
Diversity Factor: 0
| Weather Correction and Public Holiday Factors | [8 empty] | Forecast ROG
ROG Justification
| Actual loads for season 2013 have been weather corrected by the following: | [6 empty] | 0% |  | N/A | [59 empty] | N/A
1 | 2 | 3 | 4 | 5 | 6 | 7 | 8 | 9 | 10 | 2014 | 2015 | 2016 | 2017 | 2018 | 2019 | 2020 | 2021 | 2022 | 2023 | 2024 | 2025 | 2026 | 2027 | 2028 | 2029 | 2030 | 2031 | 2032 | 2033 | 2034 | 2035 | 2036 | 2037 | 2038
1 | 1 | 1 | 1 | 1 | 1 | 1 | 1 | 1 | 1 | 0% | 0% | 0% | 0% | 0% | 0% | 0% | 0% | 0% | 0% | 0% | 0% | 0% | 0% | 0% | 0% | 0% | 0% | 0% | 0% | 0% | 0% | 0% | 0% | 0%
Substation Load Detail
[7 empty] | Units | 2013 |  | 2014 | 2015 | 2016 | 2017 | 2018 | 2019 | 2020 | 2021 | 2022 | 2023 | 2024 | 2025 | 2026 | 2027 | 2028 | 2029 | 2030 | 2031 | 2032 | 2033 | 2034 | 2035 | 2036 | 2037 | 2038
1 | Customer49 | Compensated |  | Load (LV side) |  |  | Amps | 0 |  | 0 | 52 | 52 | 52 | 52 | 52 | 52 | 52 | 52 | 52 | 52 | 52 | 52 | 52 | 52 | 52 | 52 | 52 | 52 | 52 | 52 | 52 | 52 | 52 | 52
|  |  |  | Apparent Power |  |  | MVA | 0 |  | 0 | 3 | 3 | 3 | 3 | 3 | 3 | 3 | 3 | 3 | 3 | 3 | 3 | 3 | 3 | 3 | 3 | 3 | 3 | 3 | 3 | 3 | 3 | 3 | 3
|  |  |  | Real Power |  |  | MW | 0 |  | 0 | 2.7 | 2.7 | 2.7 | 2.7 | 2.7 | 2.7 | 2.7 | 2.7 | 2.7 | 2.7 | 2.7 | 2.7 | 2.7 | 2.7 | 2.7 | 2.7 | 2.7 | 2.7 | 2.7 | 2.7 | 2.7 | 2.7 | 2.7 | 2.7
|  |  |  | Reactive Power |  |  | MVAr | 0 |  | 0 | 1.3077 | 1.3077 | 1.3077 | 1.3077 | 1.3077 | 1.3077 | 1.3077 | 1.3077 | 1.3077 | 1.3077 | 1.3077 | 1.3077 | 1.3077 | 1.3077 | 1.3077 | 1.3077 | 1.3077 | 1.3077 | 1.3077 | 1.3077 | 1.3077 | 1.3077 | 1.3077 | 1.3077
|  |  |  | Capacitors In Service |  |  | MVAr | 0 |  | 0 | 0 | 0 | 0 | 0 | 0 | 0 | 0 | 0 | 0 | 0 | 0 | 0 | 0 | 0 | 0 | 0 | 0 | 0 | 0 | 0 | 0 | 0 | 0 | 0
|  |  |  | PF |  |  |  | 0 |  | 0 | 0.9 | 0.9 | 0.9 | 0.9 | 0.9 | 0.9 | 0.9 | 0.9 | 0.9 | 0.9 | 0.9 | 0.9 | 0.9 | 0.9 | 0.9 | 0.9 | 0.9 | 0.9 | 0.9 | 0.9 | 0.9 | 0.9 | 0.9 | 0.9
| #VALUE! | Uncompensated |  | Reactive Power |  |  | MVAr | 0 |  | 0 | 1.3077 | 1.3077 | 1.3077 | 1.3077 | 1.3077 | 1.3077 | 1.3077 | 1.3077 | 1.3077 | 1.3077 | 1.3077 | 1.3077 | 1.3077 | 1.3077 | 1.3077 | 1.3077 | 1.3077 | 1.3077 | 1.3077 | 1.3077 | 1.3077 | 1.3077 | 1.3077 | 1.3077
|  |  |  | PF |  |  |  | 0 |  | 0 | 0.9 | 0.9 | 0.9 | 0.9 | 0.9 | 0.9 | 0.9 | 0.9 | 0.9 | 0.9 | 0.9 | 0.9 | 0.9 | 0.9 | 0.9 | 0.9 | 0.9 | 0.9 | 0.9 | 0.9 | 0.9 | 0.9 | 0.9 | 0.9
[10 empty] | 1 | 2 | 3 | 4 | 5 | 6 | 7 | 8 | 9 | 10 | 11 | 12 | 13 | 14 | 15 | 16 | 17 | 18 | 19 | 20 | 21 | 22 | 23 | 24 | 25
Transformer Load Detail
[7 empty] | Units | 2013 |  | 2014 | 2015 | 2016 | 2017 | 2018 | 2019 | 2020 | 2021 | 2022 | 2023 | 2024 | 2025 | 2026 | 2027 | 2028 | 2029 | 2030 | 2031 | 2032 | 2033 | 2034 | 2035 | 2036 | 2037 | 2038
| 0 | Compensated |  | Load (LV side) |  |  | Amps
|  |  |  | Apparent Power |  |  | MVA
|  |  |  | Real Power |  |  | MW
|  |  |  | Reactive Power |  |  | MVAr
|  |  |  | Capacitors In Service |  |  | MVAr
PF
| Zone Div: | Uncompensated |  | Reactive Power |  |  | MVAr
PF
| 0 | Compensated |  | Load (LV side) |  |  | Amps
|  |  |  | Apparent Power |  |  | MVA
|  |  |  | Real Power |  |  | MW
|  |  |  | Reactive Power |  |  | MVAr
|  |  |  | Capacitors In Service |  |  | MVAr
PF
| Zone Div: | Uncompensated |  | Reactive Power |  |  | MVAr
PF
| 0 | Compensated |  | Load (LV side) |  |  | Amps
|  |  |  | Apparent Power |  |  | MVA
|  |  |  | Real Power |  |  | MW
|  |  |  | Reactive Power |  |  | MVAr
|  |  |  | Capacitors In Service |  |  | MVAr
PF
| Zone Div: | Uncompensated |  | Reactive Power |  |  | MVAr
PF
| 0 | Compensated |  | Load (LV side) |  |  | Amps
|  |  |  | Apparent Power |  |  | MVA
|  |  |  | Real Power |  |  | MW
|  |  |  | Reactive Power |  |  | MVAr
|  |  |  | Capacitors In Service |  |  | MVAr
PF
| Zone Div: | Uncompensated |  | Reactive Power |  |  | MVAr
PF
| 0 | Compensated |  | Load (LV side) |  |  | Amps
|  |  |  | Apparent Power |  |  | MVA
|  |  |  | Real Power |  |  | MW
|  |  |  | Reactive Power |  |  | MVAr
|  |  |  | Capacitors In Service |  |  | MVAr
PF
| Zone Div: | Uncompensated |  | Reactive Power |  |  | MVAr
PF
| 0 | Compensated |  | Load (LV side) |  |  | Amps
|  |  |  | Apparent Power |  |  | MVA
|  |  |  | Real Power |  |  | MW
|  |  |  | Reactive Power |  |  | MVAr
|  |  |  | Capacitors In Service |  |  | MVAr
PF
| Zone Div: | Uncompensated |  | Reactive Power |  |  | MVAr
PF
| 0 | Compensated |  | Load (LV side) |  |  | Amps
|  |  |  | Apparent Power |  |  | MVA
|  |  |  | Real Power |  |  | MW
|  |  |  | Reactive Power |  |  | MVAr
|  |  |  | Capacitors In Service |  |  | MVAr
PF
| Zone Div: | Uncompensated |  | Reactive Power |  |  | MVAr
PF
| 0 | Compensated |  | Load (LV side) |  |  | Amps
|  |  |  | Apparent Power |  |  | MVA
|  |  |  | Real Power |  |  | MW
|  |  |  | Reactive Power |  |  | MVAr
|  |  |  | Capacitors In Service |  |  | MVAr
PF
| Zone Div: | Uncompensated |  | Reactive Power |  |  | MVAr
PF
| 0 | Compensated |  | Load (LV side) |  |  | Amps
|  |  |  | Apparent Power |  |  | MVA
|  |  |  | Real Power |  |  | MW
|  |  |  | Reactive Power |  |  | MVAr
|  |  |  | Capacitors In Service |  |  | MVAr
PF
| Zone Div: | Uncompensated |  | Reactive Power |  |  | MVAr
PF
| 0 | Compensated |  | Load (LV side) |  |  | Amps
|  |  |  | Apparent Power |  |  | MVA
|  |  |  | Real Power |  |  | MW
|  |  |  | Reactive Power |  |  | MVAr
|  |  |  | Capacitors In Service |  |  | MVAr
PF
| Zone Div: | Uncompensated |  | Reactive Power |  |  | MVAr
PF

## Customer50
| Customer50 | [16 empty] | 2014 | WINTER
| Substation Total Loads | [33 empty] | Spots & Transfers Detail
| Historical Loads | MVA | [7 empty] | Weather Corrected Forecast Loads |  |  |  | MVA | [20 empty] | Spots & Transfers Summary | MVA |  | Historical Spots & Transfers | [6 empty] | Forecast Spots & Transfers
|  | 2007 | 2008 | 2009 | 2010 | 2011 | 2012 | 2013 |  | 2014 | 2015 | 2016 | 2017 | 2018 | 2019 | 2020 | 2021 | 2022 | 2023 | 2024 | 2025 | 2026 | 2027 | 2028 | 2029 | 2030 | 2031 | 2032 | 2033 | 2034 | 2035 | 2036 | 2037 | 2038 |  |  |  | 2007 | 2008 | 2009 | 2010 | 2011 | 2012 | 2013 | 2014 | 2015 | 2016 | 2017 | 2018 | 2019 | 2020 | 2021 | 2022 | 2023 | 2024 | 2025 | 2026 | 2027 | 2028 | 2029 | 2030 | 2031 | 2032 | 2033 | 2034 | 2035 | 2036 | 2037 | 2038
| Total |  |  |  |  | 2.887 | 3.57 | 2.93 |  | 2.93 | 2.93 | 2.93 | 2.93 | 2.93 | 2.93 | 2.93 | 2.93 | 2.93 | 2.93 | 2.93 | 2.93 | 2.93 | 2.93 | 2.93 | 2.93 | 2.93 | 2.93 | 2.93 | 2.93 | 2.93 | 2.93 | 2.93 | 2.93 | 2.93 |  |  | Total
Firm Rating
| Total Capacity | [36 empty] | 0 | 0 | 0 | 0 | 0 | 0 | 0 | 0 | 0 | 0 | 0 | 0 | 0 | 0 | 0 | 0 | 0 | 0 | 0 | 0 | 0 | 0 | 0 | 0 | 0 | 0 | 0 | 0 | 0 | 0 | 0 | 0
|  | -7 | -6 | -5 | -4 | -3 | -2 | -1 |  | 0 | 1 | 2 | 3 | 4 | 5 | 6 | 7 | 8 | 9 | 10 | 11 | 12 | 13 | 14 | 15 | 16 | 17 | 18 | 19 | 20 | 21 | 22 | 23 | 24 |  |  |  | 0 | 0 | 0 | 0 | 0 | 0 | 0 | 0 | 0 | 0 | 0 | 0 | 0 | 0 | 0 | 0 | 0 | 0 | 0 | 0 | 0 | 0 | 0 | 0 | 0 | 0 | 0 | 0 | 0 | 0 | 0 | 0
| Transformer Loads | [36 empty] | 0 | 0 | 0 | 0 | 0 | 0 | 0 | 0 | 0 | 0 | 0 | 0 | 0 | 0 | 0 | 0 | 0 | 0 | 0 | 0 | 0 | 0 | 0 | 0 | 0 | 0 | 0 | 0 | 0 | 0 | 0 | 0
| Historical Loads | MVA | [7 empty] | Weather Corrected Forecast Loads |  |  |  | MVA | [23 empty] | 0 | 0 | 0 | 0 | 0 | 0 | 0 | 0 | 0 | 0 | 0 | 0 | 0 | 0 | 0 | 0 | 0 | 0 | 0 | 0 | 0 | 0 | 0 | 0 | 0 | 0 | 0 | 0 | 0 | 0 | 0 | 0
|  | 2007 | 2008 | 2009 | 2010 | 2011 | 2012 | 2013 |  | 2014 | 2015 | 2016 | 2017 | 2018 | 2019 | 2020 | 2021 | 2022 | 2023 | 2024 | 2025 | 2026 | 2027 | 2028 | 2029 | 2030 | 2031 | 2032 | 2033 | 2034 | 2035 | 2036 | 2037 | 2038 |  |  |  | 0 | 0 | 0 | 0 | 0 | 0 | 0 | 0 | 0 | 0 | 0 | 0 | 0 | 0 | 0 | 0 | 0 | 0 | 0 | 0 | 0 | 0 | 0 | 0 | 0 | 0 | 0 | 0 | 0 | 0 | 0 | 0
| 0 | [36 empty] | 0 | 0 | 0 | 0 | 0 | 0 | 0 | 0 | 0 | 0 | 0 | 0 | 0 | 0 | 0 | 0 | 0 | 0 | 0 | 0 | 0 | 0 | 0 | 0 | 0 | 0 | 0 | 0 | 0 | 0 | 0 | 0
| Diversity Factor: 0 | [36 empty] | 0 | 0 | 0 | 0 | 0 | 0 | 0 | 0 | 0 | 0 | 0 | 0 | 0 | 0 | 0 | 0 | 0 | 0 | 0 | 0 | 0 | 0 | 0 | 0 | 0 | 0 | 0 | 0 | 0 | 0 | 0 | 0
[38 empty] | 0 | 0 | 0 | 0 | 0 | 0 | 0 | 0 | 0 | 0 | 0 | 0 | 0 | 0 | 0 | 0 | 0 | 0 | 0 | 0 | 0 | 0 | 0 | 0 | 0 | 0 | 0 | 0 | 0 | 0 | 0 | 0
[38 empty] | 0 | 0 | 0 | 0 | 0 | 0 | 0 | 0 | 0 | 0 | 0 | 0 | 0 | 0 | 0 | 0 | 0 | 0 | 0 | 0 | 0 | 0 | 0 | 0 | 0 | 0 | 0 | 0 | 0 | 0 | 0 | 0
| 0 | [36 empty] | 0 | 0 | 0 | 0 | 0 | 0 | 0 | 0 | 0 | 0 | 0 | 0 | 0 | 0 | 0 | 0 | 0 | 0 | 0 | 0 | 0 | 0 | 0 | 0 | 0 | 0 | 0 | 0 | 0 | 0 | 0 | 0
Diversity Factor: 0
[38 empty] | Historical Spots & Transfers | [6 empty] | Forecast Spots & Transfers
[35 empty] | Project Name | From | To | 2007 | 2008 | 2009 | 2010 | 2011 | 2012 | 2013 | 2014 | 2015 | 2016 | 2017 | 2018 | 2019 | 2020 | 2021 | 2022 | 2023 | 2024 | 2025 | 2026 | 2027 | 2028 | 2029 | 2030 | 2031 | 2032 | 2033 | 2034 | 2035 | 2036 | 2037 | 2038
0
Diversity Factor: 0
0
Diversity Factor: 0
0
Diversity Factor: 0
0
Diversity Factor: 0
0
Diversity Factor: 0
0
Diversity Factor: 0
0
Diversity Factor: 0
0
Diversity Factor: 0
| Weather Correction and Public Holiday Factors | [8 empty] | Forecast ROG
ROG Justification
| Actual loads for season 2013 have been weather corrected by the following: | [6 empty] | 0% |  | N/A | [59 empty] | N/A
1 | 2 | 3 | 4 | 5 | 6 | 7 | 8 | 9 | 10 | 2014 | 2015 | 2016 | 2017 | 2018 | 2019 | 2020 | 2021 | 2022 | 2023 | 2024 | 2025 | 2026 | 2027 | 2028 | 2029 | 2030 | 2031 | 2032 | 2033 | 2034 | 2035 | 2036 | 2037 | 2038
1 | 1 | 1 | 1 | 1 | 1 | 1 | 1 | 1 | 1 | 0% | 0% | 0% | 0% | 0% | 0% | 0% | 0% | 0% | 0% | 0% | 0% | 0% | 0% | 0% | 0% | 0% | 0% | 0% | 0% | 0% | 0% | 0% | 0% | 0%
Substation Load Detail
[7 empty] | Units | 2013 |  | 2014 | 2015 | 2016 | 2017 | 2018 | 2019 | 2020 | 2021 | 2022 | 2023 | 2024 | 2025 | 2026 | 2027 | 2028 | 2029 | 2030 | 2031 | 2032 | 2033 | 2034 | 2035 | 2036 | 2037 | 2038
1 | Customer50 | Compensated |  | Load (LV side) |  |  | Amps | 51 |  | 51 | 51 | 51 | 51 | 51 | 51 | 51 | 51 | 51 | 51 | 51 | 51 | 51 | 51 | 51 | 51 | 51 | 51 | 51 | 51 | 51 | 51 | 51 | 51 | 51
|  |  |  | Apparent Power |  |  | MVA | 2.93 |  | 2.93 | 2.93 | 2.93 | 2.93 | 2.93 | 2.93 | 2.93 | 2.93 | 2.93 | 2.93 | 2.93 | 2.93 | 2.93 | 2.93 | 2.93 | 2.93 | 2.93 | 2.93 | 2.93 | 2.93 | 2.93 | 2.93 | 2.93 | 2.93 | 2.93
|  |  |  | Real Power |  |  | MW | 2.637 |  | 2.637 | 2.637 | 2.637 | 2.637 | 2.637 | 2.637 | 2.637 | 2.637 | 2.637 | 2.637 | 2.637 | 2.637 | 2.637 | 2.637 | 2.637 | 2.637 | 2.637 | 2.637 | 2.637 | 2.637 | 2.637 | 2.637 | 2.637 | 2.637 | 2.637
|  |  |  | Reactive Power |  |  | MVAr | 1.2772 |  | 1.2772 | 1.2772 | 1.2772 | 1.2772 | 1.2772 | 1.2772 | 1.2772 | 1.2772 | 1.2772 | 1.2772 | 1.2772 | 1.2772 | 1.2772 | 1.2772 | 1.2772 | 1.2772 | 1.2772 | 1.2772 | 1.2772 | 1.2772 | 1.2772 | 1.2772 | 1.2772 | 1.2772 | 1.2772
|  |  |  | Capacitors In Service |  |  | MVAr | 0 |  | 0 | 0 | 0 | 0 | 0 | 0 | 0 | 0 | 0 | 0 | 0 | 0 | 0 | 0 | 0 | 0 | 0 | 0 | 0 | 0 | 0 | 0 | 0 | 0 | 0
|  |  |  | PF |  |  |  | 0.9 |  | 0.9 | 0.9 | 0.9 | 0.9 | 0.9 | 0.9 | 0.9 | 0.9 | 0.9 | 0.9 | 0.9 | 0.9 | 0.9 | 0.9 | 0.9 | 0.9 | 0.9 | 0.9 | 0.9 | 0.9 | 0.9 | 0.9 | 0.9 | 0.9 | 0.9
0.61624 | Diversity Factor: 0.62 | Uncompensated |  | Reactive Power |  |  | MVAr | 1.2772 |  | 1.2772 | 1.2772 | 1.2772 | 1.2772 | 1.2772 | 1.2772 | 1.2772 | 1.2772 | 1.2772 | 1.2772 | 1.2772 | 1.2772 | 1.2772 | 1.2772 | 1.2772 | 1.2772 | 1.2772 | 1.2772 | 1.2772 | 1.2772 | 1.2772 | 1.2772 | 1.2772 | 1.2772 | 1.2772
|  |  |  | PF |  |  |  | 0.9 |  | 0.9 | 0.9 | 0.9 | 0.9 | 0.9 | 0.9 | 0.9 | 0.9 | 0.9 | 0.9 | 0.9 | 0.9 | 0.9 | 0.9 | 0.9 | 0.9 | 0.9 | 0.9 | 0.9 | 0.9 | 0.9 | 0.9 | 0.9 | 0.9 | 0.9
[10 empty] | 1 | 2 | 3 | 4 | 5 | 6 | 7 | 8 | 9 | 10 | 11 | 12 | 13 | 14 | 15 | 16 | 17 | 18 | 19 | 20 | 21 | 22 | 23 | 24 | 25
Transformer Load Detail
[7 empty] | Units | 2013 |  | 2014 | 2015 | 2016 | 2017 | 2018 | 2019 | 2020 | 2021 | 2022 | 2023 | 2024 | 2025 | 2026 | 2027 | 2028 | 2029 | 2030 | 2031 | 2032 | 2033 | 2034 | 2035 | 2036 | 2037 | 2038
| 0 | Compensated |  | Load (LV side) |  |  | Amps
|  |  |  | Apparent Power |  |  | MVA
|  |  |  | Real Power |  |  | MW
|  |  |  | Reactive Power |  |  | MVAr
|  |  |  | Capacitors In Service |  |  | MVAr
PF
| Zone Div: | Uncompensated |  | Reactive Power |  |  | MVAr
PF
| 0 | Compensated |  | Load (LV side) |  |  | Amps
|  |  |  | Apparent Power |  |  | MVA
|  |  |  | Real Power |  |  | MW
|  |  |  | Reactive Power |  |  | MVAr
|  |  |  | Capacitors In Service |  |  | MVAr
PF
| Zone Div: | Uncompensated |  | Reactive Power |  |  | MVAr
PF
| 0 | Compensated |  | Load (LV side) |  |  | Amps
|  |  |  | Apparent Power |  |  | MVA
|  |  |  | Real Power |  |  | MW
|  |  |  | Reactive Power |  |  | MVAr
|  |  |  | Capacitors In Service |  |  | MVAr
PF
| Zone Div: | Uncompensated |  | Reactive Power |  |  | MVAr
PF
| 0 | Compensated |  | Load (LV side) |  |  | Amps
|  |  |  | Apparent Power |  |  | MVA
|  |  |  | Real Power |  |  | MW
|  |  |  | Reactive Power |  |  | MVAr
|  |  |  | Capacitors In Service |  |  | MVAr
PF
| Zone Div: | Uncompensated |  | Reactive Power |  |  | MVAr
PF
| 0 | Compensated |  | Load (LV side) |  |  | Amps
|  |  |  | Apparent Power |  |  | MVA
|  |  |  | Real Power |  |  | MW
|  |  |  | Reactive Power |  |  | MVAr
|  |  |  | Capacitors In Service |  |  | MVAr
PF
| Zone Div: | Uncompensated |  | Reactive Power |  |  | MVAr
PF
| 0 | Compensated |  | Load (LV side) |  |  | Amps
|  |  |  | Apparent Power |  |  | MVA
|  |  |  | Real Power |  |  | MW
|  |  |  | Reactive Power |  |  | MVAr
|  |  |  | Capacitors In Service |  |  | MVAr
PF
| Zone Div: | Uncompensated |  | Reactive Power |  |  | MVAr
PF
| 0 | Compensated |  | Load (LV side) |  |  | Amps
|  |  |  | Apparent Power |  |  | MVA
|  |  |  | Real Power |  |  | MW
|  |  |  | Reactive Power |  |  | MVAr
|  |  |  | Capacitors In Service |  |  | MVAr
PF
| Zone Div: | Uncompensated |  | Reactive Power |  |  | MVAr
PF
| 0 | Compensated |  | Load (LV side) |  |  | Amps
|  |  |  | Apparent Power |  |  | MVA
|  |  |  | Real Power |  |  | MW
|  |  |  | Reactive Power |  |  | MVAr
|  |  |  | Capacitors In Service |  |  | MVAr
PF
| Zone Div: | Uncompensated |  | Reactive Power |  |  | MVAr
PF
| 0 | Compensated |  | Load (LV side) |  |  | Amps
|  |  |  | Apparent Power |  |  | MVA
|  |  |  | Real Power |  |  | MW
|  |  |  | Reactive Power |  |  | MVAr
|  |  |  | Capacitors In Service |  |  | MVAr
PF
| Zone Div: | Uncompensated |  | Reactive Power |  |  | MVAr
PF
| 0 | Compensated |  | Load (LV side) |  |  | Amps
|  |  |  | Apparent Power |  |  | MVA
|  |  |  | Real Power |  |  | MW
|  |  |  | Reactive Power |  |  | MVAr
|  |  |  | Capacitors In Service |  |  | MVAr
PF
| Zone Div: | Uncompensated |  | Reactive Power |  |  | MVAr
PF

## Customer51
| Customer51 | [16 empty] | 2014 | WINTER
| Substation Total Loads | [33 empty] | Spots & Transfers Detail
| Historical Loads | MVA | [7 empty] | Weather Corrected Forecast Loads |  |  |  | MVA | [20 empty] | Spots & Transfers Summary | MVA |  | Historical Spots & Transfers | [6 empty] | Forecast Spots & Transfers
|  | 2007 | 2008 | 2009 | 2010 | 2011 | 2012 | 2013 |  | 2014 | 2015 | 2016 | 2017 | 2018 | 2019 | 2020 | 2021 | 2022 | 2023 | 2024 | 2025 | 2026 | 2027 | 2028 | 2029 | 2030 | 2031 | 2032 | 2033 | 2034 | 2035 | 2036 | 2037 | 2038 |  |  |  | 2007 | 2008 | 2009 | 2010 | 2011 | 2012 | 2013 | 2014 | 2015 | 2016 | 2017 | 2018 | 2019 | 2020 | 2021 | 2022 | 2023 | 2024 | 2025 | 2026 | 2027 | 2028 | 2029 | 2030 | 2031 | 2032 | 2033 | 2034 | 2035 | 2036 | 2037 | 2038
| Total |  |  |  |  | 3.276 | 2.013 | 2.465 |  | 2.465 | 2.465 | 2.465 | 2.465 | 2.465 | 2.465 | 2.465 | 2.465 | 2.465 | 2.465 | 2.465 | 2.465 | 2.465 | 2.465 | 2.465 | 2.465 | 2.465 | 2.465 | 2.465 | 2.465 | 2.465 | 2.465 | 2.465 | 2.465 | 2.465 |  |  | Total
Firm Rating
| Total Capacity | [36 empty] | 0 | 0 | 0 | 0 | 0 | 0 | 0 | 0 | 0 | 0 | 0 | 0 | 0 | 0 | 0 | 0 | 0 | 0 | 0 | 0 | 0 | 0 | 0 | 0 | 0 | 0 | 0 | 0 | 0 | 0 | 0 | 0
|  | -7 | -6 | -5 | -4 | -3 | -2 | -1 |  | 0 | 1 | 2 | 3 | 4 | 5 | 6 | 7 | 8 | 9 | 10 | 11 | 12 | 13 | 14 | 15 | 16 | 17 | 18 | 19 | 20 | 21 | 22 | 23 | 24 |  |  |  | 0 | 0 | 0 | 0 | 0 | 0 | 0 | 0 | 0 | 0 | 0 | 0 | 0 | 0 | 0 | 0 | 0 | 0 | 0 | 0 | 0 | 0 | 0 | 0 | 0 | 0 | 0 | 0 | 0 | 0 | 0 | 0
| Transformer Loads | [36 empty] | 0 | 0 | 0 | 0 | 0 | 0 | 0 | 0 | 0 | 0 | 0 | 0 | 0 | 0 | 0 | 0 | 0 | 0 | 0 | 0 | 0 | 0 | 0 | 0 | 0 | 0 | 0 | 0 | 0 | 0 | 0 | 0
| Historical Loads | MVA | [7 empty] | Weather Corrected Forecast Loads |  |  |  | MVA | [23 empty] | 0 | 0 | 0 | 0 | 0 | 0 | 0 | 0 | 0 | 0 | 0 | 0 | 0 | 0 | 0 | 0 | 0 | 0 | 0 | 0 | 0 | 0 | 0 | 0 | 0 | 0 | 0 | 0 | 0 | 0 | 0 | 0
|  | 2007 | 2008 | 2009 | 2010 | 2011 | 2012 | 2013 |  | 2014 | 2015 | 2016 | 2017 | 2018 | 2019 | 2020 | 2021 | 2022 | 2023 | 2024 | 2025 | 2026 | 2027 | 2028 | 2029 | 2030 | 2031 | 2032 | 2033 | 2034 | 2035 | 2036 | 2037 | 2038 |  |  |  | 0 | 0 | 0 | 0 | 0 | 0 | 0 | 0 | 0 | 0 | 0 | 0 | 0 | 0 | 0 | 0 | 0 | 0 | 0 | 0 | 0 | 0 | 0 | 0 | 0 | 0 | 0 | 0 | 0 | 0 | 0 | 0
| 0 | [36 empty] | 0 | 0 | 0 | 0 | 0 | 0 | 0 | 0 | 0 | 0 | 0 | 0 | 0 | 0 | 0 | 0 | 0 | 0 | 0 | 0 | 0 | 0 | 0 | 0 | 0 | 0 | 0 | 0 | 0 | 0 | 0 | 0
| Diversity Factor: 0 | [36 empty] | 0 | 0 | 0 | 0 | 0 | 0 | 0 | 0 | 0 | 0 | 0 | 0 | 0 | 0 | 0 | 0 | 0 | 0 | 0 | 0 | 0 | 0 | 0 | 0 | 0 | 0 | 0 | 0 | 0 | 0 | 0 | 0
[38 empty] | 0 | 0 | 0 | 0 | 0 | 0 | 0 | 0 | 0 | 0 | 0 | 0 | 0 | 0 | 0 | 0 | 0 | 0 | 0 | 0 | 0 | 0 | 0 | 0 | 0 | 0 | 0 | 0 | 0 | 0 | 0 | 0
[38 empty] | 0 | 0 | 0 | 0 | 0 | 0 | 0 | 0 | 0 | 0 | 0 | 0 | 0 | 0 | 0 | 0 | 0 | 0 | 0 | 0 | 0 | 0 | 0 | 0 | 0 | 0 | 0 | 0 | 0 | 0 | 0 | 0
| 0 | [36 empty] | 0 | 0 | 0 | 0 | 0 | 0 | 0 | 0 | 0 | 0 | 0 | 0 | 0 | 0 | 0 | 0 | 0 | 0 | 0 | 0 | 0 | 0 | 0 | 0 | 0 | 0 | 0 | 0 | 0 | 0 | 0 | 0
Diversity Factor: 0
[38 empty] | Historical Spots & Transfers | [6 empty] | Forecast Spots & Transfers
[35 empty] | Project Name | From | To | 2007 | 2008 | 2009 | 2010 | 2011 | 2012 | 2013 | 2014 | 2015 | 2016 | 2017 | 2018 | 2019 | 2020 | 2021 | 2022 | 2023 | 2024 | 2025 | 2026 | 2027 | 2028 | 2029 | 2030 | 2031 | 2032 | 2033 | 2034 | 2035 | 2036 | 2037 | 2038
0
Diversity Factor: 0
0
Diversity Factor: 0
0
Diversity Factor: 0
0
Diversity Factor: 0
0
Diversity Factor: 0
0
Diversity Factor: 0
0
Diversity Factor: 0
0
Diversity Factor: 0
| Weather Correction and Public Holiday Factors | [8 empty] | Forecast ROG
ROG Justification
| Actual loads for season 2013 have been weather corrected by the following: | [6 empty] | 0% |  | N/A | [59 empty] | N/A
1 | 2 | 3 | 4 | 5 | 6 | 7 | 8 | 9 | 10 | 2014 | 2015 | 2016 | 2017 | 2018 | 2019 | 2020 | 2021 | 2022 | 2023 | 2024 | 2025 | 2026 | 2027 | 2028 | 2029 | 2030 | 2031 | 2032 | 2033 | 2034 | 2035 | 2036 | 2037 | 2038
1 | 1 | 1 | 1 | 1 | 1 | 1 | 1 | 1 | 1 | 0% | 0% | 0% | 0% | 0% | 0% | 0% | 0% | 0% | 0% | 0% | 0% | 0% | 0% | 0% | 0% | 0% | 0% | 0% | 0% | 0% | 0% | 0% | 0% | 0%
Substation Load Detail
[7 empty] | Units | 2013 |  | 2014 | 2015 | 2016 | 2017 | 2018 | 2019 | 2020 | 2021 | 2022 | 2023 | 2024 | 2025 | 2026 | 2027 | 2028 | 2029 | 2030 | 2031 | 2032 | 2033 | 2034 | 2035 | 2036 | 2037 | 2038
1 | Customer51 | Compensated |  | Load (LV side) |  |  | Amps | 43 |  | 43 | 43 | 43 | 43 | 43 | 43 | 43 | 43 | 43 | 43 | 43 | 43 | 43 | 43 | 43 | 43 | 43 | 43 | 43 | 43 | 43 | 43 | 43 | 43 | 43
|  |  |  | Apparent Power |  |  | MVA | 2.465 |  | 2.465 | 2.465 | 2.465 | 2.465 | 2.465 | 2.465 | 2.465 | 2.465 | 2.465 | 2.465 | 2.465 | 2.465 | 2.465 | 2.465 | 2.465 | 2.465 | 2.465 | 2.465 | 2.465 | 2.465 | 2.465 | 2.465 | 2.465 | 2.465 | 2.465
|  |  |  | Real Power |  |  | MW | 2.2185 |  | 2.2185 | 2.2185 | 2.2185 | 2.2185 | 2.2185 | 2.2185 | 2.2185 | 2.2185 | 2.2185 | 2.2185 | 2.2185 | 2.2185 | 2.2185 | 2.2185 | 2.2185 | 2.2185 | 2.2185 | 2.2185 | 2.2185 | 2.2185 | 2.2185 | 2.2185 | 2.2185 | 2.2185 | 2.2185
|  |  |  | Reactive Power |  |  | MVAr | 1.0745 |  | 1.0745 | 1.0745 | 1.0745 | 1.0745 | 1.0745 | 1.0745 | 1.0745 | 1.0745 | 1.0745 | 1.0745 | 1.0745 | 1.0745 | 1.0745 | 1.0745 | 1.0745 | 1.0745 | 1.0745 | 1.0745 | 1.0745 | 1.0745 | 1.0745 | 1.0745 | 1.0745 | 1.0745 | 1.0745
|  |  |  | Capacitors In Service |  |  | MVAr | 0 |  | 0 | 0 | 0 | 0 | 0 | 0 | 0 | 0 | 0 | 0 | 0 | 0 | 0 | 0 | 0 | 0 | 0 | 0 | 0 | 0 | 0 | 0 | 0 | 0 | 0
|  |  |  | PF |  |  |  | 0.9 |  | 0.9 | 0.9 | 0.9 | 0.9 | 0.9 | 0.9 | 0.9 | 0.9 | 0.9 | 0.9 | 0.9 | 0.9 | 0.9 | 0.9 | 0.9 | 0.9 | 0.9 | 0.9 | 0.9 | 0.9 | 0.9 | 0.9 | 0.9 | 0.9 | 0.9
0.46906 | Diversity Factor: 0.47 | Uncompensated |  | Reactive Power |  |  | MVAr | 1.0745 |  | 1.0745 | 1.0745 | 1.0745 | 1.0745 | 1.0745 | 1.0745 | 1.0745 | 1.0745 | 1.0745 | 1.0745 | 1.0745 | 1.0745 | 1.0745 | 1.0745 | 1.0745 | 1.0745 | 1.0745 | 1.0745 | 1.0745 | 1.0745 | 1.0745 | 1.0745 | 1.0745 | 1.0745 | 1.0745
|  |  |  | PF |  |  |  | 0.9 |  | 0.9 | 0.9 | 0.9 | 0.9 | 0.9 | 0.9 | 0.9 | 0.9 | 0.9 | 0.9 | 0.9 | 0.9 | 0.9 | 0.9 | 0.9 | 0.9 | 0.9 | 0.9 | 0.9 | 0.9 | 0.9 | 0.9 | 0.9 | 0.9 | 0.9
[10 empty] | 1 | 2 | 3 | 4 | 5 | 6 | 7 | 8 | 9 | 10 | 11 | 12 | 13 | 14 | 15 | 16 | 17 | 18 | 19 | 20 | 21 | 22 | 23 | 24 | 25
Transformer Load Detail
[7 empty] | Units | 2013 |  | 2014 | 2015 | 2016 | 2017 | 2018 | 2019 | 2020 | 2021 | 2022 | 2023 | 2024 | 2025 | 2026 | 2027 | 2028 | 2029 | 2030 | 2031 | 2032 | 2033 | 2034 | 2035 | 2036 | 2037 | 2038
| 0 | Compensated |  | Load (LV side) |  |  | Amps
|  |  |  | Apparent Power |  |  | MVA
|  |  |  | Real Power |  |  | MW
|  |  |  | Reactive Power |  |  | MVAr
|  |  |  | Capacitors In Service |  |  | MVAr
PF
| Zone Div: | Uncompensated |  | Reactive Power |  |  | MVAr
PF
| 0 | Compensated |  | Load (LV side) |  |  | Amps
|  |  |  | Apparent Power |  |  | MVA
|  |  |  | Real Power |  |  | MW
|  |  |  | Reactive Power |  |  | MVAr
|  |  |  | Capacitors In Service |  |  | MVAr
PF
| Zone Div: | Uncompensated |  | Reactive Power |  |  | MVAr
PF
| 0 | Compensated |  | Load (LV side) |  |  | Amps
|  |  |  | Apparent Power |  |  | MVA
|  |  |  | Real Power |  |  | MW
|  |  |  | Reactive Power |  |  | MVAr
|  |  |  | Capacitors In Service |  |  | MVAr
PF
| Zone Div: | Uncompensated |  | Reactive Power |  |  | MVAr
PF
| 0 | Compensated |  | Load (LV side) |  |  | Amps
|  |  |  | Apparent Power |  |  | MVA
|  |  |  | Real Power |  |  | MW
|  |  |  | Reactive Power |  |  | MVAr
|  |  |  | Capacitors In Service |  |  | MVAr
PF
| Zone Div: | Uncompensated |  | Reactive Power |  |  | MVAr
PF
| 0 | Compensated |  | Load (LV side) |  |  | Amps
|  |  |  | Apparent Power |  |  | MVA
|  |  |  | Real Power |  |  | MW
|  |  |  | Reactive Power |  |  | MVAr
|  |  |  | Capacitors In Service |  |  | MVAr
PF
| Zone Div: | Uncompensated |  | Reactive Power |  |  | MVAr
PF
| 0 | Compensated |  | Load (LV side) |  |  | Amps
|  |  |  | Apparent Power |  |  | MVA
|  |  |  | Real Power |  |  | MW
|  |  |  | Reactive Power |  |  | MVAr
|  |  |  | Capacitors In Service |  |  | MVAr
PF
| Zone Div: | Uncompensated |  | Reactive Power |  |  | MVAr
PF
| 0 | Compensated |  | Load (LV side) |  |  | Amps
|  |  |  | Apparent Power |  |  | MVA
|  |  |  | Real Power |  |  | MW
|  |  |  | Reactive Power |  |  | MVAr
|  |  |  | Capacitors In Service |  |  | MVAr
PF
| Zone Div: | Uncompensated |  | Reactive Power |  |  | MVAr
PF
| 0 | Compensated |  | Load (LV side) |  |  | Amps
|  |  |  | Apparent Power |  |  | MVA
|  |  |  | Real Power |  |  | MW
|  |  |  | Reactive Power |  |  | MVAr
|  |  |  | Capacitors In Service |  |  | MVAr
PF
| Zone Div: | Uncompensated |  | Reactive Power |  |  | MVAr
PF
| 0 | Compensated |  | Load (LV side) |  |  | Amps
|  |  |  | Apparent Power |  |  | MVA
|  |  |  | Real Power |  |  | MW
|  |  |  | Reactive Power |  |  | MVAr
|  |  |  | Capacitors In Service |  |  | MVAr
PF
| Zone Div: | Uncompensated |  | Reactive Power |  |  | MVAr
PF
| 0 | Compensated |  | Load (LV side) |  |  | Amps
|  |  |  | Apparent Power |  |  | MVA
|  |  |  | Real Power |  |  | MW
|  |  |  | Reactive Power |  |  | MVAr
|  |  |  | Capacitors In Service |  |  | MVAr
PF
| Zone Div: | Uncompensated |  | Reactive Power |  |  | MVAr
PF

## Medowie 33_11kV
| Medowie 33_11kV | [16 empty] | 2014 | WINTER
[6 empty] | Zone commissioned |  | 2014-07-01
| Substation Total Loads | [33 empty] | Spots & Transfers Detail
| Historical Loads | (11kV MVA) | [7 empty] | Weather Corrected Forecast Loads |  |  |  | (11kV MVA) | [20 empty] | Spots & Transfers Summary | (11kV MVA) |  | Historical Spots & Transfers | [6 empty] | Forecast Spots & Transfers
|  | 2007 | 2008 | 2009 | 2010 | 2011 | 2012 | 2013 |  | 2014 | 2015 | 2016 | 2017 | 2018 | 2019 | 2020 | 2021 | 2022 | 2023 | 2024 | 2025 | 2026 | 2027 | 2028 | 2029 | 2030 | 2031 | 2032 | 2033 | 2034 | 2035 | 2036 | 2037 | 2038 |  |  |  | 2007 | 2008 | 2009 | 2010 | 2011 | 2012 | 2013 | 2014 | 2015 | 2016 | 2017 | 2018 | 2019 | 2020 | 2021 | 2022 | 2023 | 2024 | 2025 | 2026 | 2027 | 2028 | 2029 | 2030 | 2031 | 2032 | 2033 | 2034 | 2035 | 2036 | 2037 | 2038
| Total | [8 empty] | 0 | 6.9228 | 8.3571 | 8.2658 | 8.2792 | 8.3058 | 8.3837 | 8.4653 | 8.5434 | 8.6254 | 8.7036 | 8.797 | 8.892 | 8.9953 | 9.1043 | 9.2134 | 9.323 | 9.4351 | 9.5499 | 9.6674 | 9.7876 | 9.9106 | 10.0364 | 10.1651 | 10.2967 |  |  | Total | 0 | 0 | 0 | 0 | 0 | 0 | 0 | -0.0071288 | 6.9294 | 1.5996 | 0.0085282 | 0.013714 | 0.02719 | 0.079538 | 0.083287 | 0.07966 | 0.083706 | 0.079697 | 0.095221 | 0.096734 | 0.10515 | 0.11103 | 0.11098 | 0.11139 | 0.114 | 0.11665 | 0.11934 | 0.12207 | 0.12484 | 0.12765 | 0.13051 | 0.1334
| Firm Rating | 0 | 0 | 0 | 0 | 0 | 0 | 0 |  | 0 | 38 | 38 | 38 | 38 | 38 | 38 | 38 | 38 | 38 | 38 | 38 | 38 | 38 | 38 | 38 | 38 | 38 | 38 | 38 | 38 | 38 | 38 | 38 | 38
| Total Capacity | 0 | 0 | 0 | 0 | 0 | 0 | 0 |  | 0 | 66 | 66 | 66 | 66 | 66 | 66 | 66 | 66 | 66 | 66 | 66 | 66 | 66 | 66 | 66 | 66 | 66 | 66 | 66 | 66 | 66 | 66 | 66 | 66 |  |  | Medowie 33_11kV Tx1 | 0 | 0 | 0 | 0 | 0 | 0 | 0 | -0.0035644 | 5.8653 | -0.00041066 | 0.0042641 | 0.0068568 | 0.013595 | 0.039769 | 0.041643 | 0.03983 | 0.041853 | 0.039849 | 0.04761 | 0.048367 | 0.052573 | 0.055516 | 0.05549 | 0.055697 | 0.057002 | 0.058327 | 0.059672 | 0.061037 | 0.062422 | 0.063827 | 0.065253 | 0.0667
|  | -7 | -6 | -5 | -4 | -3 | -2 | -1 |  | 0 | 1 | 2 | 3 | 4 | 5 | 6 | 7 | 8 | 9 | 10 | 11 | 12 | 13 | 14 | 15 | 16 | 17 | 18 | 19 | 20 | 21 | 22 | 23 | 24 |  |  | Medowie 33_11kV Tx2 | 0 | 0 | 0 | 0 | 0 | 0 | 0 | -0.0035644 | 1.0641 | 1.6 | 0.0042641 | 0.0068568 | 0.013595 | 0.039769 | 0.041643 | 0.03983 | 0.041853 | 0.039849 | 0.04761 | 0.048367 | 0.052573 | 0.055516 | 0.05549 | 0.055697 | 0.057002 | 0.058327 | 0.059672 | 0.061037 | 0.062422 | 0.063827 | 0.065253 | 0.0667
| Transformer Loads | [36 empty] | 0 | 0 | 0 | 0 | 0 | 0 | 0 | 0 | 0 | 0 | 0 | 0 | 0 | 0 | 0 | 0 | 0 | 0 | 0 | 0 | 0 | 0 | 0 | 0 | 0 | 0 | 0 | 0 | 0 | 0 | 0 | 0
| Historical Loads | (11kV MVA) | [7 empty] | 0: Weather Corrected Forecast Loads; 4: (11kV MVA) |  |  |  | 0 | 0 | 0 | 0 | 0 | 0 | 0 | 0 | 0 | 0 | 0 | 0 | 0 | 0 | 0 | 0 | 0 | 0 | 0 | 0 | 0 | 0 | 0 | 0 | 0 | 0 | 0 | 0 | 0 | 0 | 0 | 0
|  | 2007 | 2008 | 2009 | 2010 | 2011 | 2012 | 2013 |  | 2014 | 2015 | 2016 | 2017 | 2018 | 2019 | 2020 | 2021 | 2022 | 2023 | 2024 | 2025 | 2026 | 2027 | 2028 | 2029 | 2030 | 2031 | 2032 | 2033 | 2034 | 2035 | 2036 | 2037 | 2038 |  |  |  | 0 | 0 | 0 | 0 | 0 | 0 | 0 | 0 | 0 | 0 | 0 | 0 | 0 | 0 | 0 | 0 | 0 | 0 | 0 | 0 | 0 | 0 | 0 | 0 | 0 | 0 | 0 | 0 | 0 | 0 | 0 | 0
| 0 | [36 empty] | 0 | 0 | 0 | 0 | 0 | 0 | 0 | 0 | 0 | 0 | 0 | 0 | 0 | 0 | 0 | 0 | 0 | 0 | 0 | 0 | 0 | 0 | 0 | 0 | 0 | 0 | 0 | 0 | 0 | 0 | 0 | 0
| Diversity Factor: 0 | [36 empty] | 0 | 0 | 0 | 0 | 0 | 0 | 0 | 0 | 0 | 0 | 0 | 0 | 0 | 0 | 0 | 0 | 0 | 0 | 0 | 0 | 0 | 0 | 0 | 0 | 0 | 0 | 0 | 0 | 0 | 0 | 0 | 0
[38 empty] | 0 | 0 | 0 | 0 | 0 | 0 | 0 | 0 | 0 | 0 | 0 | 0 | 0 | 0 | 0 | 0 | 0 | 0 | 0 | 0 | 0 | 0 | 0 | 0 | 0 | 0 | 0 | 0 | 0 | 0 | 0 | 0
[38 empty] | 0 | 0 | 0 | 0 | 0 | 0 | 0 | 0 | 0 | 0 | 0 | 0 | 0 | 0 | 0 | 0 | 0 | 0 | 0 | 0 | 0 | 0 | 0 | 0 | 0 | 0 | 0 | 0 | 0 | 0 | 0 | 0
| 0 | [36 empty] | 0 | 0 | 0 | 0 | 0 | 0 | 0 | 0 | 0 | 0 | 0 | 0 | 0 | 0 | 0 | 0 | 0 | 0 | 0 | 0 | 0 | 0 | 0 | 0 | 0 | 0 | 0 | 0 | 0 | 0 | 0 | 0
Diversity Factor: 0
[38 empty] | Historical Spots & Transfers | [6 empty] | Forecast Spots & Transfers
[35 empty] | Project Name | From | To | 2007 | 2008 | 2009 | 2010 | 2011 | 2012 | 2013 | 2014 | 2015 | 2016 | 2017 | 2018 | 2019 | 2020 | 2021 | 2022 | 2023 | 2024 | 2025 | 2026 | 2027 | 2028 | 2029 | 2030 | 2031 | 2032 | 2033 | 2034 | 2035 | 2036 | 2037 | 2038
| 0 | [33 empty] | Broad based demand management |  | Medowie 33_11kV Tx1 | 0 | 0 | 0 | 0 | 0 | 0 | 0 | 0 | -0.00092523 | -0.0045442 | -0.0050843 | -0.005608 | -0.0070666 | 0 | 0 | 0 | 0 | 0 | 0 | 0 | 0 | 0 | 0 | 0 | 0 | 0 | 0 | 0 | 0 | 0 | 0 | 0
| Diversity Factor: 0 | [33 empty] | Broad based demand management |  | Medowie 33_11kV Tx2 | 0 | 0 | 0 | 0 | 0 | 0 | 0 | 0 | -0.00092523 | -0.0045442 | -0.0050843 | -0.005608 | -0.0070666 | 0 | 0 | 0 | 0 | 0 | 0 | 0 | 0 | 0 | 0 | 0 | 0 | 0 | 0 | 0 | 0 | 0 | 0 | 0
[35 empty] | DNP_ID: 6983. Medowie Zone 11kV Feeder Connections | Williamtown 33_11kV Tx1 | Medowie 33_11kV Tx1 | 0 | 0 | 0 | 0 | 0 | 0 | 0 | 0 | 2.9341 | 0 | 0 | 0 | 0 | 0 | 0 | 0 | 0 | 0 | 0 | 0 | 0 | 0 | 0 | 0 | 0 | 0 | 0 | 0 | 0 | 0 | 0 | 0
[35 empty] | DNP_ID: 6983. Medowie Zone 11kV Feeder Connections | Williamtown 33_11kV Tx1 | Medowie 33_11kV Tx2 | 0 | 0 | 0 | 0 | 0 | 0 | 0 | 0 | 0.53347 | 0.80021 | 0 | 0 | 0 | 0 | 0 | 0 | 0 | 0 | 0 | 0 | 0 | 0 | 0 | 0 | 0 | 0 | 0 | 0 | 0 | 0 | 0 | 0
| 0 | [33 empty] | DNP_ID: 6983. Medowie Zone 11kV Feeder Connections | Williamtown 33_11kV Tx2 | Medowie 33_11kV Tx1 | 0 | 0 | 0 | 0 | 0 | 0 | 0 | 0 | 2.9341 | 0 | 0 | 0 | 0 | 0 | 0 | 0 | 0 | 0 | 0 | 0 | 0 | 0 | 0 | 0 | 0 | 0 | 0 | 0 | 0 | 0 | 0 | 0
| Diversity Factor: 0 | [33 empty] | DNP_ID: 6983. Medowie Zone 11kV Feeder Connections | Williamtown 33_11kV Tx2 | Medowie 33_11kV Tx2 | 0 | 0 | 0 | 0 | 0 | 0 | 0 | 0 | 0.53347 | 0.80021 | 0 | 0 | 0 | 0 | 0 | 0 | 0 | 0 | 0 | 0 | 0 | 0 | 0 | 0 | 0 | 0 | 0 | 0 | 0 | 0 | 0 | 0
[35 empty] | Econometric |  | Medowie 33_11kV Tx1 | 0 | 0 | 0 | 0 | 0 | 0 | 0 | 0 | 0 | 0.021555 | 0.037758 | 0.056778 | 0.068346 | 0.069614 | 0.06578 | 0.066923 | 0.068083 | 0.06926 | 0.070455 | 0.071668 | 0.072899 | 0.074148 | 0.075416 | 0.076702 | 0.078008 | 0.079333 | 0.080678 | 0.082043 | 0.083428 | 0.084833 | 0.086259 | 0.087706
[35 empty] | Econometric |  | Medowie 33_11kV Tx2 | 0 | 0 | 0 | 0 | 0 | 0 | 0 | 0 | 0 | 0.021555 | 0.037758 | 0.056778 | 0.068346 | 0.069614 | 0.06578 | 0.066923 | 0.068083 | 0.06926 | 0.070455 | 0.071668 | 0.072899 | 0.074148 | 0.075416 | 0.076702 | 0.078008 | 0.079333 | 0.080678 | 0.082043 | 0.083428 | 0.084833 | 0.086259 | 0.087706
| 0 | [33 empty] | Energy Efficiency |  | Medowie 33_11kV Tx1 | 0 | 0 | 0 | 0 | 0 | 0 | 0 | -0.0035644 | -0.0019428 | -0.017422 | -0.028409 | -0.044313 | -0.047684 | -0.029845 | -0.024137 | -0.027093 | -0.02623 | -0.029412 | -0.022845 | -0.023301 | -0.020326 | -0.018632 | -0.019926 | -0.021006 | -0.021006 | -0.021006 | -0.021006 | -0.021006 | -0.021006 | -0.021006 | -0.021006 | -0.021006
| Diversity Factor: 0 | [33 empty] | Energy Efficiency |  | Medowie 33_11kV Tx2 | 0 | 0 | 0 | 0 | 0 | 0 | 0 | -0.0035644 | -0.0019428 | -0.017422 | -0.028409 | -0.044313 | -0.047684 | -0.029845 | -0.024137 | -0.027093 | -0.02623 | -0.029412 | -0.022845 | -0.023301 | -0.020326 | -0.018632 | -0.019926 | -0.021006 | -0.021006 | -0.021006 | -0.021006 | -0.021006 | -0.021006 | -0.021006 | -0.021006 | -0.021006
[35 empty] | Solar PV |  | Medowie 33_11kV Tx1 | 0 | 0 | 0 | 0 | 0 | 0 | 0 | 0 | 0 | 0 | 0 | 0 | 0 | 0 | 0 | 0 | 0 | 0 | 0 | 0 | 0 | 0 | 0 | 0 | 0 | 0 | 0 | 0 | 0 | 0 | 0 | 0
[35 empty] | Solar PV |  | Medowie 33_11kV Tx2 | 0 | 0 | 0 | 0 | 0 | 0 | 0 | 0 | 0 | 0 | 0 | 0 | 0 | 0 | 0 | 0 | 0 | 0 | 0 | 0 | 0 | 0 | 0 | 0 | 0 | 0 | 0 | 0 | 0 | 0 | 0 | 0
0
Diversity Factor: 0
0
Diversity Factor: 0
0
Diversity Factor: 0
0
Diversity Factor: 0
0
Diversity Factor: 0
| Weather Correction and Public Holiday Factors | [8 empty] | Forecast ROG
ROG Justification
| Actual loads for season 2013 have been weather corrected by the following: | [8 empty] | same as Williamtown | [59 empty] | same as Williamtown
1 | 2 | 3 | 4 | 5 | 6 | 7 | 8 | 9 | 10 | 2014 | 2015 | 2016 | 2017 | 2018 | 2019 | 2020 | 2021 | 2022 | 2023 | 2024 | 2025 | 2026 | 2027 | 2028 | 2029 | 2030 | 2031 | 2032 | 2033 | 2034 | 2035 | 2036 | 2037 | 2038
0.9642 | 0.92968 | 0.90749 | 0.89666 | 0.89666 | 0.89666 | 0.89666 | 0.89666 | 0.89666 | 0.89666 | -3.58% | -3.58% | -2.387% | -1.193% | 0% | 0% | 0% | 0% | 0% | 0% | 0% | 0% | 0% | 0% | 0% | 0% | 0% | 0% | 0% | 0% | 0% | 0% | 0% | 0% | 0%
Substation Load Detail
[7 empty] | Units | 2013 |  | 2014 | 2015 | 2016 | 2017 | 2018 | 2019 | 2020 | 2021 | 2022 | 2023 | 2024 | 2025 | 2026 | 2027 | 2028 | 2029 | 2030 | 2031 | 2032 | 2033 | 2034 | 2035 | 2036 | 2037 | 2038
1 | Medowie 33_11kV | Compensated |  | Load (LV side) |  |  | Amps | 0 |  | 0 | 363.3521 | 438.6365 | 433.8395 | 434.5441 | 435.9414 | 440.0298 | 444.3127 | 448.4106 | 452.7184 | 456.8213 | 461.7253 | 466.7092 | 472.1289 | 477.8544 | 483.5796 | 489.3285 | 495.2146 | 501.2399 | 507.4065 | 513.7166 | 520.1723 | 526.7759 | 533.5294 | 540.4353
|  |  |  | Apparent Power |  |  | MVA | 0 | 0 | 0 | 6.9228 | 8.3571 | 8.2658 | 8.2792 | 8.3058 | 8.3837 | 8.4653 | 8.5434 | 8.6254 | 8.7036 | 8.797 | 8.892 | 8.9953 | 9.1043 | 9.2134 | 9.323 | 9.4351 | 9.5499 | 9.6674 | 9.7876 | 9.9106 | 10.0364 | 10.1651 | 10.2967
|  |  |  | Real Power |  |  | MW | 0 | 0 | 0 | 6.7157 | 8.1071 | 8.018 | 8.0303 | 8.0548 | 8.1264 | 8.2014 | 8.273 | 8.3484 | 8.4201 | 8.5058 | 8.5929 | 8.6875 | 8.7874 | 8.8873 | 8.9876 | 9.0902 | 9.1952 | 9.3026 | 9.4124 | 9.5248 | 9.6397 | 9.7571 | 9.8772
|  |  |  | Reactive Power |  |  | MVAr | 0 |  | 0 | 1.6805 | 2.0291 | 2.0086 | 2.0145 | 2.0264 | 2.0611 | 2.0974 | 2.1321 | 2.1686 | 2.2033 | 2.2448 | 2.287 | 2.3328 | 2.3812 | 2.4296 | 2.4781 | 2.5278 | 2.5787 | 2.6307 | 2.6839 | 2.7383 | 2.794 | 2.8509 | 2.909
|  |  |  | Capacitors In Service |  |  | MVAr | 0 |  | 0 | 0 | 0 | 0 | 0 | 0 | 0 | 0 | 0 | 0 | 0 | 0 | 0 | 0 | 0 | 0 | 0 | 0 | 0 | 0 | 0 | 0 | 0 | 0 | 0
|  |  |  | PF |  |  |  | 0 |  | 0 | 0.97009 | 0.97008 | 0.97003 | 0.96994 | 0.96978 | 0.96931 | 0.96882 | 0.96836 | 0.96788 | 0.96743 | 0.96689 | 0.96636 | 0.96579 | 0.96519 | 0.9646 | 0.96403 | 0.96344 | 0.96285 | 0.96226 | 0.96167 | 0.96107 | 0.96047 | 0.95987 | 0.95926
0.95302 | Diversity Factor: 0.95 | Uncompensated |  | Reactive Power |  |  | MVAr | 0 | 0 | 0 | 1.6805 | 2.0291 | 2.0086 | 2.0145 | 2.0264 | 2.0611 | 2.0974 | 2.1321 | 2.1686 | 2.2033 | 2.2448 | 2.287 | 2.3328 | 2.3812 | 2.4296 | 2.4781 | 2.5278 | 2.5787 | 2.6307 | 2.6839 | 2.7383 | 2.794 | 2.8509 | 2.909
|  |  |  | PF |  |  |  | 0 |  | 0 | 0.97009 | 0.97008 | 0.97003 | 0.96994 | 0.96978 | 0.96931 | 0.96882 | 0.96836 | 0.96788 | 0.96743 | 0.96689 | 0.96636 | 0.96579 | 0.96519 | 0.9646 | 0.96403 | 0.96344 | 0.96285 | 0.96226 | 0.96167 | 0.96107 | 0.96047 | 0.95987 | 0.95926
[10 empty] | 1 | 2 | 3 | 4 | 5 | 6 | 7 | 8 | 9 | 10 | 11 | 12 | 13 | 14 | 15 | 16 | 17 | 18 | 19 | 20 | 21 | 22 | 23 | 24 | 25
Transformer Load Detail
[7 empty] | Units | 2013 |  | 2014 | 2015 | 2016 | 2017 | 2018 | 2019 | 2020 | 2021 | 2022 | 2023 | 2024 | 2025 | 2026 | 2027 | 2028 | 2029 | 2030 | 2031 | 2032 | 2033 | 2034 | 2035 | 2036 | 2037 | 2038
| 0 | Compensated |  | Load (LV side) |  |  | Amps
|  |  |  | Apparent Power |  |  | MVA
|  |  |  | Real Power |  |  | MW
|  |  |  | Reactive Power |  |  | MVAr
|  |  |  | Capacitors In Service |  |  | MVAr
PF
| Zone Div: | Uncompensated |  | Reactive Power |  |  | MVAr
PF
| 0 | Compensated |  | Load (LV side) |  |  | Amps
|  |  |  | Apparent Power |  |  | MVA
|  |  |  | Real Power |  |  | MW
|  |  |  | Reactive Power |  |  | MVAr
|  |  |  | Capacitors In Service |  |  | MVAr
PF
| Zone Div: | Uncompensated |  | Reactive Power |  |  | MVAr
PF
| 0 | Compensated |  | Load (LV side) |  |  | Amps
|  |  |  | Apparent Power |  |  | MVA
|  |  |  | Real Power |  |  | MW
|  |  |  | Reactive Power |  |  | MVAr
|  |  |  | Capacitors In Service |  |  | MVAr
PF
| Zone Div: | Uncompensated |  | Reactive Power |  |  | MVAr
PF
| 0 | Compensated |  | Load (LV side) |  |  | Amps
|  |  |  | Apparent Power |  |  | MVA
|  |  |  | Real Power |  |  | MW
|  |  |  | Reactive Power |  |  | MVAr
|  |  |  | Capacitors In Service |  |  | MVAr
PF
| Zone Div: | Uncompensated |  | Reactive Power |  |  | MVAr
PF
| 0 | Compensated |  | Load (LV side) |  |  | Amps
|  |  |  | Apparent Power |  |  | MVA
|  |  |  | Real Power |  |  | MW
|  |  |  | Reactive Power |  |  | MVAr
|  |  |  | Capacitors In Service |  |  | MVAr
PF
| Zone Div: | Uncompensated |  | Reactive Power |  |  | MVAr
PF
| 0 | Compensated |  | Load (LV side) |  |  | Amps
|  |  |  | Apparent Power |  |  | MVA
|  |  |  | Real Power |  |  | MW
|  |  |  | Reactive Power |  |  | MVAr
|  |  |  | Capacitors In Service |  |  | MVAr
PF
| Zone Div: | Uncompensated |  | Reactive Power |  |  | MVAr
PF
| 0 | Compensated |  | Load (LV side) |  |  | Amps
|  |  |  | Apparent Power |  |  | MVA
|  |  |  | Real Power |  |  | MW
|  |  |  | Reactive Power |  |  | MVAr
|  |  |  | Capacitors In Service |  |  | MVAr
PF
| Zone Div: | Uncompensated |  | Reactive Power |  |  | MVAr
PF
| 0 | Compensated |  | Load (LV side) |  |  | Amps
|  |  |  | Apparent Power |  |  | MVA
|  |  |  | Real Power |  |  | MW
|  |  |  | Reactive Power |  |  | MVAr
|  |  |  | Capacitors In Service |  |  | MVAr
PF
| Zone Div: | Uncompensated |  | Reactive Power |  |  | MVAr
PF
| 0 | Compensated |  | Load (LV side) |  |  | Amps
|  |  |  | Apparent Power |  |  | MVA
|  |  |  | Real Power |  |  | MW
|  |  |  | Reactive Power |  |  | MVAr
|  |  |  | Capacitors In Service |  |  | MVAr
PF
| Zone Div: | Uncompensated |  | Reactive Power |  |  | MVAr
PF
| 0 | Compensated |  | Load (LV side) |  |  | Amps
|  |  |  | Apparent Power |  |  | MVA
|  |  |  | Real Power |  |  | MW
|  |  |  | Reactive Power |  |  | MVAr
|  |  |  | Capacitors In Service |  |  | MVAr
PF
| Zone Div: | Uncompensated |  | Reactive Power |  |  | MVAr
PF

## Nelson Bay 33_11kV
| Nelson Bay 33_11kV | [16 empty] | 2014 | WINTER
| Substation Total Loads | [33 empty] | Spots & Transfers Detail
| Historical Loads | (11kV MVA) | [7 empty] | Weather Corrected Forecast Loads |  |  |  | (11kV MVA) | [20 empty] | Spots & Transfers Summary | (11kV MVA) |  | Historical Spots & Transfers | [6 empty] | Forecast Spots & Transfers
|  | 2007 | 2008 | 2009 | 2010 | 2011 | 2012 | 2013 |  | 2014 | 2015 | 2016 | 2017 | 2018 | 2019 | 2020 | 2021 | 2022 | 2023 | 2024 | 2025 | 2026 | 2027 | 2028 | 2029 | 2030 | 2031 | 2032 | 2033 | 2034 | 2035 | 2036 | 2037 | 2038 |  |  |  | 2007 | 2008 | 2009 | 2010 | 2011 | 2012 | 2013 | 2014 | 2015 | 2016 | 2017 | 2018 | 2019 | 2020 | 2021 | 2022 | 2023 | 2024 | 2025 | 2026 | 2027 | 2028 | 2029 | 2030 | 2031 | 2032 | 2033 | 2034 | 2035 | 2036 | 2037 | 2038
| Total | 40.9 | 42.9 | 40.4 | 36.8 | 35.335 | 36.564 | 20.14 |  | 20.2954 | 19.5769 | 19.0244 | 18.7903 | 18.8339 | 18.9418 | 19.2249 | 19.5375 | 19.8328 | 20.141 | 20.4204 | 20.7637 | 21.1104 | 21.4971 | 21.9086 | 22.3176 | 22.7234 | 23.1383 | 23.5625 | 23.9959 | 24.4389 | 24.8914 | 25.3538 | 25.826 | 26.3083 |  |  | Total | 0 | 0 | 0 | 1.8005 | 0 | 0 | -14.198 | 0.029811 | 0.14122 | -0.0021571 | 0.033786 | 0.044625 | 0.11031 | 0.2892 | 0.3191 | 0.30136 | 0.31418 | 0.28475 | 0.34965 | 0.35294 | 0.39329 | 0.41834 | 0.4156 | 0.41206 | 0.42105 | 0.43018 | 0.43943 | 0.44882 | 0.45835 | 0.46801 | 0.47782 | 0.48776
| Firm Rating | 0 | 0 | 0 | 45.7 | 45.7 | 45.73 | 45.73 |  | 45.73 | 45.73 | 45.73 | 45.73 | 45.73 | 45.73 | 45.73 | 45.73 | 45.73 | 45.73 | 45.73 | 45.73 | 45.73 | 45.73 | 45.73 | 45.73 | 45.73 | 45.73 | 45.73 | 45.73 | 45.73 | 45.73 | 45.73 | 45.73 | 45.73
| Total Capacity | 0 | 0 | 0 | 61.3 | 61.3 | 68.59 | 68.59 |  | 68.59 | 68.59 | 68.59 | 68.59 | 68.59 | 68.59 | 68.59 | 68.59 | 68.59 | 68.59 | 68.59 | 68.59 | 68.59 | 68.59 | 68.59 | 68.59 | 68.59 | 68.59 | 68.59 | 68.59 | 68.59 | 68.59 | 68.59 | 68.59 | 68.59 |  |  | Nelson Bay 33_11kV Tx1 | 0 | 0 | 0 | 0.61033 | 0 | 0 | -6.7941 | 0.023604 | 0.074867 | -0.00073123 | 0.011453 | 0.015127 | 0.037394 | 0.098033 | 0.10817 | 0.10216 | 0.1065 | 0.096524 | 0.11852 | 0.11964 | 0.13332 | 0.14181 | 0.14088 | 0.13968 | 0.14273 | 0.14582 | 0.14896 | 0.15214 | 0.15537 | 0.15865 | 0.16197 | 0.16534
|  | -7 | -6 | -5 | -4 | -3 | -2 | -1 |  | 0 | 1 | 2 | 3 | 4 | 5 | 6 | 7 | 8 | 9 | 10 | 11 | 12 | 13 | 14 | 15 | 16 | 17 | 18 | 19 | 20 | 21 | 22 | 23 | 24 |  |  | Nelson Bay 33_11kV Tx2 | 0 | 0 | 0 | 0.61033 | 0 | 0 | 0.10288 | 0.023604 | 0.074867 | -0.00073123 | 0.011453 | 0.015127 | 0.037394 | 0.098033 | 0.10817 | 0.10216 | 0.1065 | 0.096524 | 0.11852 | 0.11964 | 0.13332 | 0.14181 | 0.14088 | 0.13968 | 0.14273 | 0.14582 | 0.14896 | 0.15214 | 0.15537 | 0.15865 | 0.16197 | 0.16534
| Transformer Loads | [35 empty] | Nelson Bay 33_11kV Tx3 | 0 | 0 | 0 | 0.57981 | 0 | 0 | -7.5067 | -0.017396 | -0.0085165 | -0.00069466 | 0.01088 | 0.014371 | 0.035524 | 0.093131 | 0.10276 | 0.09705 | 0.10118 | 0.091698 | 0.1126 | 0.11366 | 0.12665 | 0.13472 | 0.13384 | 0.1327 | 0.13559 | 0.13853 | 0.14151 | 0.14454 | 0.1476 | 0.15072 | 0.15387 | 0.15708
| Historical Loads | (11kV MVA) | [7 empty] | 0: Weather Corrected Forecast Loads; 4: (11kV MVA) |  |  |  | 0 | 0 | 0 | 0 | 0 | 0 | 0 | 0 | 0 | 0 | 0 | 0 | 0 | 0 | 0 | 0 | 0 | 0 | 0 | 0 | 0 | 0 | 0 | 0 | 0 | 0 | 0 | 0 | 0 | 0 | 0 | 0
|  | 2007 | 2008 | 2009 | 2010 | 2011 | 2012 | 2013 |  | 2014 | 2015 | 2016 | 2017 | 2018 | 2019 | 2020 | 2021 | 2022 | 2023 | 2024 | 2025 | 2026 | 2027 | 2028 | 2029 | 2030 | 2031 | 2032 | 2033 | 2034 | 2035 | 2036 | 2037 | 2038 |  |  |  | 0 | 0 | 0 | 0 | 0 | 0 | 0 | 0 | 0 | 0 | 0 | 0 | 0 | 0 | 0 | 0 | 0 | 0 | 0 | 0 | 0 | 0 | 0 | 0 | 0 | 0 | 0 | 0 | 0 | 0 | 0 | 0
| 0 | [36 empty] | 0 | 0 | 0 | 0 | 0 | 0 | 0 | 0 | 0 | 0 | 0 | 0 | 0 | 0 | 0 | 0 | 0 | 0 | 0 | 0 | 0 | 0 | 0 | 0 | 0 | 0 | 0 | 0 | 0 | 0 | 0 | 0
| Diversity Factor: 0 | [36 empty] | 0 | 0 | 0 | 0 | 0 | 0 | 0 | 0 | 0 | 0 | 0 | 0 | 0 | 0 | 0 | 0 | 0 | 0 | 0 | 0 | 0 | 0 | 0 | 0 | 0 | 0 | 0 | 0 | 0 | 0 | 0 | 0
[38 empty] | 0 | 0 | 0 | 0 | 0 | 0 | 0 | 0 | 0 | 0 | 0 | 0 | 0 | 0 | 0 | 0 | 0 | 0 | 0 | 0 | 0 | 0 | 0 | 0 | 0 | 0 | 0 | 0 | 0 | 0 | 0 | 0
[38 empty] | 0 | 0 | 0 | 0 | 0 | 0 | 0 | 0 | 0 | 0 | 0 | 0 | 0 | 0 | 0 | 0 | 0 | 0 | 0 | 0 | 0 | 0 | 0 | 0 | 0 | 0 | 0 | 0 | 0 | 0 | 0 | 0
| 0 | [36 empty] | 0 | 0 | 0 | 0 | 0 | 0 | 0 | 0 | 0 | 0 | 0 | 0 | 0 | 0 | 0 | 0 | 0 | 0 | 0 | 0 | 0 | 0 | 0 | 0 | 0 | 0 | 0 | 0 | 0 | 0 | 0 | 0
Diversity Factor: 0
[38 empty] | Historical Spots & Transfers | [6 empty] | Forecast Spots & Transfers
[35 empty] | Project Name | From | To | 2007 | 2008 | 2009 | 2010 | 2011 | 2012 | 2013 | 2014 | 2015 | 2016 | 2017 | 2018 | 2019 | 2020 | 2021 | 2022 | 2023 | 2024 | 2025 | 2026 | 2027 | 2028 | 2029 | 2030 | 2031 | 2032 | 2033 | 2034 | 2035 | 2036 | 2037 | 2038
| 0 | [33 empty] | Broad based demand management |  | Nelson Bay 33_11kV Tx1 | 0 | 0 | 0 | 0 | 0 | 0 | 0 | 0 | -0.00035919 | -0.0041425 | -0.0049177 | -0.005691 | -0.0072394 | 0 | 0 | 0 | 0 | 0 | 0 | 0 | 0 | 0 | 0 | 0 | 0 | 0 | 0 | 0 | 0 | 0 | 0 | 0
| Diversity Factor: 0 | [33 empty] | Broad based demand management |  | Nelson Bay 33_11kV Tx2 | 0 | 0 | 0 | 0 | 0 | 0 | 0 | 0 | -0.00035919 | -0.0041425 | -0.0049177 | -0.005691 | -0.0072394 | 0 | 0 | 0 | 0 | 0 | 0 | 0 | 0 | 0 | 0 | 0 | 0 | 0 | 0 | 0 | 0 | 0 | 0 | 0
[35 empty] | Broad based demand management |  | Nelson Bay 33_11kV Tx3 | 0 | 0 | 0 | 0 | 0 | 0 | 0 | 0 | -0.00034123 | -0.0039354 | -0.0046718 | -0.0054065 | -0.0068774 | 0 | 0 | 0 | 0 | 0 | 0 | 0 | 0 | 0 | 0 | 0 | 0 | 0 | 0 | 0 | 0 | 0 | 0 | 0
[35 empty] | DNP_ID: 6590. Establish 11kV connections to New Tomaree Zone (HZ00242) | Nelson Bay 33_11kV Tx1 | Tomaree 33_11kV Tx1 | 0 | 0 | 0 | 0 | 0 | 0 | 2.0958 | 0 | 0 | 0 | 0 | 0 | 0 | 0 | 0 | 0 | 0 | 0 | 0 | 0 | 0 | 0 | 0 | 0 | 0 | 0 | 0 | 0 | 0 | 0 | 0 | 0
| 0 | [33 empty] | DNP_ID: 6590. Establish 11kV connections to New Tomaree Zone (HZ00242) | Nelson Bay 33_11kV Tx1 | Tomaree 33_11kV Tx2 | 0 | 0 | 0 | 0 | 0 | 0 | 4.8012 | 0 | 0 | 0 | 0 | 0 | 0 | 0 | 0 | 0 | 0 | 0 | 0 | 0 | 0 | 0 | 0 | 0 | 0 | 0 | 0 | 0 | 0 | 0 | 0 | 0
| Diversity Factor: 0 | [33 empty] | DNP_ID: 6590. Establish 11kV connections to New Tomaree Zone (HZ00242) | Nelson Bay 33_11kV Tx3 | Tomaree 33_11kV Tx1 | 0 | 0 | 0 | 0 | 0 | 0 | 3.6581 | 0 | 0 | 0 | 0 | 0 | 0 | 0 | 0 | 0 | 0 | 0 | 0 | 0 | 0 | 0 | 0 | 0 | 0 | 0 | 0 | 0 | 0 | 0 | 0 | 0
[35 empty] | DNP_ID: 6590. Establish 11kV connections to New Tomaree Zone (HZ00242) | Nelson Bay 33_11kV Tx3 | Tomaree 33_11kV Tx2 | 0 | 0 | 0 | 0 | 0 | 0 | 3.8486 | 0 | 0 | 0 | 0 | 0 | 0 | 0 | 0 | 0 | 0 | 0 | 0 | 0 | 0 | 0 | 0 | 0 | 0 | 0 | 0 | 0 | 0 | 0 | 0 | 0
[35 empty] | HVCON_ID: 2000091. Nelson Bay Commercial Development subject to DA |  | Nelson Bay 33_11kV Tx1 | 0 | 0 | 0 | 0.61033 | 0 | 0 | 0 | 0 | 0 | 0 | 0 | 0 | 0 | 0 | 0 | 0 | 0 | 0 | 0 | 0 | 0 | 0 | 0 | 0 | 0 | 0 | 0 | 0 | 0 | 0 | 0 | 0
| 0 | [33 empty] | HVCON_ID: 2000091. Nelson Bay Commercial Development subject to DA |  | Nelson Bay 33_11kV Tx2 | 0 | 0 | 0 | 0.61033 | 0 | 0 | 0 | 0 | 0 | 0 | 0 | 0 | 0 | 0 | 0 | 0 | 0 | 0 | 0 | 0 | 0 | 0 | 0 | 0 | 0 | 0 | 0 | 0 | 0 | 0 | 0 | 0
| Diversity Factor: 0 | [33 empty] | HVCON_ID: 2000091. Nelson Bay Commercial Development subject to DA |  | Nelson Bay 33_11kV Tx3 | 0 | 0 | 0 | 0.57981 | 0 | 0 | 0 | 0 | 0 | 0 | 0 | 0 | 0 | 0 | 0 | 0 | 0 | 0 | 0 | 0 | 0 | 0 | 0 | 0 | 0 | 0 | 0 | 0 | 0 | 0 | 0 | 0
[35 empty] | HVCON_ID: 2013028. SC-03362 Update of HP527-11 Salamander Bay Shopping Centre Upgrade |  | Nelson Bay 33_11kV Tx1 | 0 | 0 | 0 | 0 | 0 | 0 | 0.10288 | 0.041916 | 0 | 0 | 0 | 0 | 0 | 0 | 0 | 0 | 0 | 0 | 0 | 0 | 0 | 0 | 0 | 0 | 0 | 0 | 0 | 0 | 0 | 0 | 0 | 0
[35 empty] | HVCON_ID: 2013028. SC-03362 Update of HP527-11 Salamander Bay Shopping Centre Upgrade |  | Nelson Bay 33_11kV Tx2 | 0 | 0 | 0 | 0 | 0 | 0 | 0.10288 | 0.041916 | 0 | 0 | 0 | 0 | 0 | 0 | 0 | 0 | 0 | 0 | 0 | 0 | 0 | 0 | 0 | 0 | 0 | 0 | 0 | 0 | 0 | 0 | 0 | 0
| 0 | [33 empty] | HVCON_ID: 2013029. Fishermans Bay Road, Anna Bay, NCARR |  | Nelson Bay 33_11kV Tx1 | 0 | 0 | 0 | 0 | 0 | 0 | 0 | 0 | 0.083831 | 0 | 0 | 0 | 0 | 0 | 0 | 0 | 0 | 0 | 0 | 0 | 0 | 0 | 0 | 0 | 0 | 0 | 0 | 0 | 0 | 0 | 0 | 0
| Diversity Factor: 0 | [33 empty] | HVCON_ID: 2013029. Fishermans Bay Road, Anna Bay, NCARR |  | Nelson Bay 33_11kV Tx2 | 0 | 0 | 0 | 0 | 0 | 0 | 0 | 0 | 0.083831 | 0 | 0 | 0 | 0 | 0 | 0 | 0 | 0 | 0 | 0 | 0 | 0 | 0 | 0 | 0 | 0 | 0 | 0 | 0 | 0 | 0 | 0 | 0
[35 empty] | Econometric |  | Nelson Bay 33_11kV Tx1 | 0 | 0 | 0 | 0 | 0 | 0 | 0 | 0 | 0 | 0.052052 | 0.093211 | 0.13987 | 0.17012 | 0.17309 | 0.16256 | 0.16524 | 0.16796 | 0.17071 | 0.17351 | 0.17634 | 0.17922 | 0.18214 | 0.1851 | 0.18811 | 0.19116 | 0.19425 | 0.19739 | 0.20057 | 0.2038 | 0.20708 | 0.2104 | 0.21377
[35 empty] | Econometric |  | Nelson Bay 33_11kV Tx2 | 0 | 0 | 0 | 0 | 0 | 0 | 0 | 0 | 0 | 0.052052 | 0.093211 | 0.13987 | 0.17012 | 0.17309 | 0.16256 | 0.16524 | 0.16796 | 0.17071 | 0.17351 | 0.17634 | 0.17922 | 0.18214 | 0.1851 | 0.18811 | 0.19116 | 0.19425 | 0.19739 | 0.20057 | 0.2038 | 0.20708 | 0.2104 | 0.21377
| 0 | [33 empty] | Econometric |  | Nelson Bay 33_11kV Tx3 | 0 | 0 | 0 | 0 | 0 | 0 | 0 | 0 | 0 | 0.04945 | 0.08855 | 0.13288 | 0.16162 | 0.16443 | 0.15443 | 0.15698 | 0.15956 | 0.16218 | 0.16483 | 0.16753 | 0.17026 | 0.17304 | 0.17585 | 0.1787 | 0.1816 | 0.18454 | 0.18752 | 0.19054 | 0.19361 | 0.19672 | 0.19988 | 0.20308
| Diversity Factor: 0 | [33 empty] | Energy Efficiency |  | Nelson Bay 33_11kV Tx1 | 0 | 0 | 0 | 0 | 0 | 0 | 0 | -0.018312 | -0.0086055 | -0.048641 | -0.07684 | -0.11905 | -0.12549 | -0.075055 | -0.054392 | -0.063081 | -0.061453 | -0.074187 | -0.054983 | -0.056703 | -0.045904 | -0.040333 | -0.044224 | -0.04843 | -0.04843 | -0.04843 | -0.04843 | -0.04843 | -0.04843 | -0.04843 | -0.04843 | -0.04843
[35 empty] | Energy Efficiency |  | Nelson Bay 33_11kV Tx2 | 0 | 0 | 0 | 0 | 0 | 0 | 0 | -0.018312 | -0.0086055 | -0.048641 | -0.07684 | -0.11905 | -0.12549 | -0.075055 | -0.054392 | -0.063081 | -0.061453 | -0.074187 | -0.054983 | -0.056703 | -0.045904 | -0.040333 | -0.044224 | -0.04843 | -0.04843 | -0.04843 | -0.04843 | -0.04843 | -0.04843 | -0.04843 | -0.04843 | -0.04843
[35 empty] | Energy Efficiency |  | Nelson Bay 33_11kV Tx3 | 0 | 0 | 0 | 0 | 0 | 0 | 0 | -0.017396 | -0.0081753 | -0.046209 | -0.072998 | -0.1131 | -0.11922 | -0.071302 | -0.051672 | -0.059927 | -0.05838 | -0.070478 | -0.052234 | -0.053868 | -0.043609 | -0.038317 | -0.042012 | -0.046008 | -0.046008 | -0.046008 | -0.046008 | -0.046008 | -0.046008 | -0.046008 | -0.046008 | -0.046008
| 0 | [33 empty] | Solar PV |  | Nelson Bay 33_11kV Tx1 | 0 | 0 | 0 | 0 | 0 | 0 | 0 | 0 | 0 | 0 | 0 | 0 | 0 | 0 | 0 | 0 | 0 | 0 | 0 | 0 | 0 | 0 | 0 | 0 | 0 | 0 | 0 | 0 | 0 | 0 | 0 | 0
| Diversity Factor: 0 | [33 empty] | Solar PV |  | Nelson Bay 33_11kV Tx2 | 0 | 0 | 0 | 0 | 0 | 0 | 0 | 0 | 0 | 0 | 0 | 0 | 0 | 0 | 0 | 0 | 0 | 0 | 0 | 0 | 0 | 0 | 0 | 0 | 0 | 0 | 0 | 0 | 0 | 0 | 0 | 0
[35 empty] | Solar PV |  | Nelson Bay 33_11kV Tx3 | 0 | 0 | 0 | 0 | 0 | 0 | 0 | 0 | 0 | 0 | 0 | 0 | 0 | 0 | 0 | 0 | 0 | 0 | 0 | 0 | 0 | 0 | 0 | 0 | 0 | 0 | 0 | 0 | 0 | 0 | 0 | 0
0
Diversity Factor: 0
0
Diversity Factor: 0
| Weather Correction and Public Holiday Factors | [8 empty] | Forecast ROG
ROG Justification
| Actual loads for season 2013 have been weather corrected by the following: | [6 empty] | 4.776% |  | 7 year ROG ok | [59 empty] | 7 year ROG ok
1 | 2 | 3 | 4 | 5 | 6 | 7 | 8 | 9 | 10 | 2014 | 2015 | 2016 | 2017 | 2018 | 2019 | 2020 | 2021 | 2022 | 2023 | 2024 | 2025 | 2026 | 2027 | 2028 | 2029 | 2030 | 2031 | 2032 | 2033 | 2034 | 2035 | 2036 | 2037 | 2038
0.95796 | 0.91769 | 0.89196 | 0.87947 | 0.87947 | 0.87947 | 0.87947 | 0.87947 | 0.87947 | 0.87947 | -4.204% | -4.204% | -2.803% | -1.401% | 0% | 0% | 0% | 0% | 0% | 0% | 0% | 0% | 0% | 0% | 0% | 0% | 0% | 0% | 0% | 0% | 0% | 0% | 0% | 0% | 0%
Substation Load Detail
[7 empty] | Units | 2013 |  | 2014 | 2015 | 2016 | 2017 | 2018 | 2019 | 2020 | 2021 | 2022 | 2023 | 2024 | 2025 | 2026 | 2027 | 2028 | 2029 | 2030 | 2031 | 2032 | 2033 | 2034 | 2035 | 2036 | 2037 | 2038
1 | Nelson Bay 33_11kV | Compensated |  | Load (LV side) |  |  | Amps | 0 |  | 1065.231 | 1027.523 | 998.523 | 986.2326 | 988.5238 | 994.1885 | 1009.046 | 1025.451 | 1040.954 | 1057.126 | 1071.792 | 1089.811 | 1108.01 | 1128.303 | 1149.901 | 1171.371 | 1192.671 | 1214.448 | 1236.708 | 1259.459 | 1282.708 | 1306.462 | 1330.728 | 1355.513 | 1380.825
|  |  |  | Apparent Power |  |  | MVA | 20.14 | 21.32 | 20.2954 | 19.5769 | 19.0244 | 18.7903 | 18.8339 | 18.9418 | 19.2249 | 19.5375 | 19.8328 | 20.141 | 20.4204 | 20.7637 | 21.1104 | 21.4971 | 21.9086 | 22.3176 | 22.7234 | 23.1383 | 23.5625 | 23.9959 | 24.4389 | 24.8914 | 25.3538 | 25.826 | 26.3083
|  |  |  | Real Power |  |  | MW | 19.9789 | 21.1494 | 20.2892 | 19.5739 | 19.0231 | 18.7895 | 18.8331 | 18.9408 | 19.2231 | 19.5346 | 19.8288 | 20.1356 | 20.4136 | 20.7549 | 21.0995 | 21.4834 | 21.8918 | 22.2976 | 22.6998 | 23.1109 | 23.5309 | 23.9599 | 24.398 | 24.8455 | 25.3024 | 25.7689 | 26.2451
|  |  |  | Reactive Power |  |  | MVAr | 0 |  | 0.50074 | 0.34207 | 0.21989 | 0.16806 | 0.17772 | 0.20161 | 0.26424 | 0.33335 | 0.39861 | 0.46665 | 0.52832 | 0.60404 | 0.68047 | 0.76565 | 0.85624 | 0.94625 | 1.0355 | 1.1267 | 1.2198 | 1.315 | 1.4122 | 1.5115 | 1.6128 | 1.7163 | 1.8219
|  |  |  | Capacitors In Service |  |  | MVAr | 2 |  | 4 | 4 | 4 | 4 | 4 | 4 | 4 | 4 | 4 | 4 | 4 | 4 | 4 | 4 | 4 | 4 | 4 | 4 | 4 | 4 | 4 | 4 | 4 | 4 | 4
|  |  |  | PF |  |  |  | 0.992 |  | 0.9997 | 0.99985 | 0.99993 | 0.99996 | 0.99996 | 0.99994 | 0.99991 | 0.99985 | 0.9998 | 0.99973 | 0.99967 | 0.99958 | 0.99948 | 0.99936 | 0.99923 | 0.9991 | 0.99896 | 0.99881 | 0.99866 | 0.9985 | 0.99833 | 0.99815 | 0.99797 | 0.99779 | 0.9976
0.95438 | Diversity Factor: 0.95 | Uncompensated |  | Reactive Power |  |  | MVAr | 0 | 4.6914 | 4.5007 | 4.3421 | 4.2199 | 4.1681 | 4.1777 | 4.2016 | 4.2642 | 4.3333 | 4.3986 | 4.4667 | 4.5283 | 4.604 | 4.6805 | 4.7656 | 4.8562 | 4.9462 | 5.0355 | 5.1267 | 5.2198 | 5.315 | 5.4122 | 5.5115 | 5.6128 | 5.7163 | 5.8219
|  |  |  | PF |  |  |  | 0.97511 |  | 0.97627 | 0.97627 | 0.97627 | 0.97627 | 0.97627 | 0.97627 | 0.97627 | 0.97627 | 0.97627 | 0.97627 | 0.97627 | 0.97627 | 0.97627 | 0.97627 | 0.97627 | 0.97627 | 0.97627 | 0.97627 | 0.97627 | 0.97627 | 0.97627 | 0.97627 | 0.97627 | 0.97627 | 0.97627
[10 empty] | 1 | 2 | 3 | 4 | 5 | 6 | 7 | 8 | 9 | 10 | 11 | 12 | 13 | 14 | 15 | 16 | 17 | 18 | 19 | 20 | 21 | 22 | 23 | 24 | 25
Transformer Load Detail
[7 empty] | Units | 2013 |  | 2014 | 2015 | 2016 | 2017 | 2018 | 2019 | 2020 | 2021 | 2022 | 2023 | 2024 | 2025 | 2026 | 2027 | 2028 | 2029 | 2030 | 2031 | 2032 | 2033 | 2034 | 2035 | 2036 | 2037 | 2038
| 0 | Compensated |  | Load (LV side) |  |  | Amps
|  |  |  | Apparent Power |  |  | MVA
|  |  |  | Real Power |  |  | MW
|  |  |  | Reactive Power |  |  | MVAr
|  |  |  | Capacitors In Service |  |  | MVAr
PF
| Zone Div: | Uncompensated |  | Reactive Power |  |  | MVAr
PF
| 0 | Compensated |  | Load (LV side) |  |  | Amps
|  |  |  | Apparent Power |  |  | MVA
|  |  |  | Real Power |  |  | MW
|  |  |  | Reactive Power |  |  | MVAr
|  |  |  | Capacitors In Service |  |  | MVAr
PF
| Zone Div: | Uncompensated |  | Reactive Power |  |  | MVAr
PF
| 0 | Compensated |  | Load (LV side) |  |  | Amps
|  |  |  | Apparent Power |  |  | MVA
|  |  |  | Real Power |  |  | MW
|  |  |  | Reactive Power |  |  | MVAr
|  |  |  | Capacitors In Service |  |  | MVAr
PF
| Zone Div: | Uncompensated |  | Reactive Power |  |  | MVAr
PF
| 0 | Compensated |  | Load (LV side) |  |  | Amps
|  |  |  | Apparent Power |  |  | MVA
|  |  |  | Real Power |  |  | MW
|  |  |  | Reactive Power |  |  | MVAr
|  |  |  | Capacitors In Service |  |  | MVAr
PF
| Zone Div: | Uncompensated |  | Reactive Power |  |  | MVAr
PF
| 0 | Compensated |  | Load (LV side) |  |  | Amps
|  |  |  | Apparent Power |  |  | MVA
|  |  |  | Real Power |  |  | MW
|  |  |  | Reactive Power |  |  | MVAr
|  |  |  | Capacitors In Service |  |  | MVAr
PF
| Zone Div: | Uncompensated |  | Reactive Power |  |  | MVAr
PF
| 0 | Compensated |  | Load (LV side) |  |  | Amps
|  |  |  | Apparent Power |  |  | MVA
|  |  |  | Real Power |  |  | MW
|  |  |  | Reactive Power |  |  | MVAr
|  |  |  | Capacitors In Service |  |  | MVAr
PF
| Zone Div: | Uncompensated |  | Reactive Power |  |  | MVAr
PF
| 0 | Compensated |  | Load (LV side) |  |  | Amps
|  |  |  | Apparent Power |  |  | MVA
|  |  |  | Real Power |  |  | MW
|  |  |  | Reactive Power |  |  | MVAr
|  |  |  | Capacitors In Service |  |  | MVAr
PF
| Zone Div: | Uncompensated |  | Reactive Power |  |  | MVAr
PF
| 0 | Compensated |  | Load (LV side) |  |  | Amps
|  |  |  | Apparent Power |  |  | MVA
|  |  |  | Real Power |  |  | MW
|  |  |  | Reactive Power |  |  | MVAr
|  |  |  | Capacitors In Service |  |  | MVAr
PF
| Zone Div: | Uncompensated |  | Reactive Power |  |  | MVAr
PF
| 0 | Compensated |  | Load (LV side) |  |  | Amps
|  |  |  | Apparent Power |  |  | MVA
|  |  |  | Real Power |  |  | MW
|  |  |  | Reactive Power |  |  | MVAr
|  |  |  | Capacitors In Service |  |  | MVAr
PF
| Zone Div: | Uncompensated |  | Reactive Power |  |  | MVAr
PF
| 0 | Compensated |  | Load (LV side) |  |  | Amps
|  |  |  | Apparent Power |  |  | MVA
|  |  |  | Real Power |  |  | MW
|  |  |  | Reactive Power |  |  | MVAr
|  |  |  | Capacitors In Service |  |  | MVAr
PF
| Zone Div: | Uncompensated |  | Reactive Power |  |  | MVAr
PF

## Raymond Terr NEW 33_11kV
| Raymond Terr NEW 33_11kV | [16 empty] | 2014 | WINTER
[6 empty] | Zone commissioned |  | 2011-10-06
| Substation Total Loads | [33 empty] | Spots & Transfers Detail
| Historical Loads | (11kV MVA) | [7 empty] | Weather Corrected Forecast Loads |  |  |  | (11kV MVA) | [20 empty] | Spots & Transfers Summary | (11kV MVA) |  | Historical Spots & Transfers | [6 empty] | Forecast Spots & Transfers
|  | 2007 | 2008 | 2009 | 2010 | 2011 | 2012 | 2013 |  | 2014 | 2015 | 2016 | 2017 | 2018 | 2019 | 2020 | 2021 | 2022 | 2023 | 2024 | 2025 | 2026 | 2027 | 2028 | 2029 | 2030 | 2031 | 2032 | 2033 | 2034 | 2035 | 2036 | 2037 | 2038 |  |  |  | 2007 | 2008 | 2009 | 2010 | 2011 | 2012 | 2013 | 2014 | 2015 | 2016 | 2017 | 2018 | 2019 | 2020 | 2021 | 2022 | 2023 | 2024 | 2025 | 2026 | 2027 | 2028 | 2029 | 2030 | 2031 | 2032 | 2033 | 2034 | 2035 | 2036 | 2037 | 2038
| Total | [5 empty] | 16.471 | 18.14 |  | 18.9551 | 16.6746 | 17.0412 | 17.3914 | 17.6782 | 18.2358 | 18.9412 | 19.579 | 20.2104 | 20.8569 | 21.4797 | 22.1644 | 22.8559 | 23.5881 | 24.3469 | 25.1073 | 25.8682 | 26.6413 | 27.4267 | 28.2246 | 29.0352 | 29.8585 | 30.6949 | 31.5444 | 32.4072 |  |  | Total | 0 | 0 | 0 | 0 | 0 | 16.8615 | 4.2487 | -0.050912 | -2.8113 | 0.055366 | 0.19113 | 0.28686 | 0.55755 | 0.70543 | 0.63775 | 0.63147 | 0.64643 | 0.62279 | 0.68475 | 0.69147 | 0.73221 | 0.75882 | 0.76036 | 0.76092 | 0.77309 | 0.78541 | 0.7979 | 0.81055 | 0.82337 | 0.83635 | 0.84951 | 0.86284
| Firm Rating | 0 | 0 | 0 | 0 | 0 | 38.11 | 38.11 |  | 38.11 | 38.11 | 38.11 | 38.11 | 38.11 | 38.11 | 38.11 | 38.11 | 38.11 | 38.11 | 38.11 | 38.11 | 38.11 | 38.11 | 38.11 | 38.11 | 38.11 | 38.11 | 38.11 | 38.11 | 38.11 | 38.11 | 38.11 | 38.11 | 38.11
| Total Capacity | 0 | 0 | 0 | 0 | 0 | 73.6 | 73.6 |  | 73.6 | 73.6 | 73.6 | 73.6 | 73.6 | 73.6 | 73.6 | 73.6 | 73.6 | 73.6 | 73.6 | 73.6 | 73.6 | 73.6 | 73.6 | 73.6 | 73.6 | 73.6 | 73.6 | 73.6 | 73.6 | 73.6 | 73.6 | 73.6 | 73.6 |  |  | Raymond Terr NEW 33_11kV Tx1 | 0 | 0 | 0 | 0 | 0 | 7.3021 | 2.0196 | -0.018067 | -0.017281 | 0.019648 | 0.067826 | 0.1018 | 0.19786 | 0.25034 | 0.22632 | 0.22409 | 0.2294 | 0.22101 | 0.243 | 0.24538 | 0.25984 | 0.26928 | 0.26983 | 0.27003 | 0.27435 | 0.27872 | 0.28315 | 0.28764 | 0.29219 | 0.2968 | 0.30147 | 0.3062
|  | -7 | -6 | -5 | -4 | -3 | -2 | -1 |  | 0 | 1 | 2 | 3 | 4 | 5 | 6 | 7 | 8 | 9 | 10 | 11 | 12 | 13 | 14 | 15 | 16 | 17 | 18 | 19 | 20 | 21 | 22 | 23 | 24 |  |  | Raymond Terr NEW 33_11kV Tx3 | 0 | 0 | 0 | 0 | 0 | 9.5594 | 2.2291 | -0.032845 | -2.794 | 0.035718 | 0.1233 | 0.18506 | 0.35969 | 0.45509 | 0.41143 | 0.40738 | 0.41703 | 0.40178 | 0.44175 | 0.44609 | 0.47237 | 0.48954 | 0.49053 | 0.49089 | 0.49874 | 0.50669 | 0.51475 | 0.52291 | 0.53118 | 0.53956 | 0.54804 | 0.55664
| Transformer Loads | [36 empty] | 0 | 0 | 0 | 0 | 0 | 0 | 0 | 0 | 0 | 0 | 0 | 0 | 0 | 0 | 0 | 0 | 0 | 0 | 0 | 0 | 0 | 0 | 0 | 0 | 0 | 0 | 0 | 0 | 0 | 0 | 0 | 0
| Historical Loads | (11kV MVA) | [7 empty] | 0: Weather Corrected Forecast Loads; 4: (11kV MVA) |  |  |  | 0 | 0 | 0 | 0 | 0 | 0 | 0 | 0 | 0 | 0 | 0 | 0 | 0 | 0 | 0 | 0 | 0 | 0 | 0 | 0 | 0 | 0 | 0 | 0 | 0 | 0 | 0 | 0 | 0 | 0 | 0 | 0
|  | 2007 | 2008 | 2009 | 2010 | 2011 | 2012 | 2013 |  | 2014 | 2015 | 2016 | 2017 | 2018 | 2019 | 2020 | 2021 | 2022 | 2023 | 2024 | 2025 | 2026 | 2027 | 2028 | 2029 | 2030 | 2031 | 2032 | 2033 | 2034 | 2035 | 2036 | 2037 | 2038 |  |  |  | 0 | 0 | 0 | 0 | 0 | 0 | 0 | 0 | 0 | 0 | 0 | 0 | 0 | 0 | 0 | 0 | 0 | 0 | 0 | 0 | 0 | 0 | 0 | 0 | 0 | 0 | 0 | 0 | 0 | 0 | 0 | 0
| 0 | [36 empty] | 0 | 0 | 0 | 0 | 0 | 0 | 0 | 0 | 0 | 0 | 0 | 0 | 0 | 0 | 0 | 0 | 0 | 0 | 0 | 0 | 0 | 0 | 0 | 0 | 0 | 0 | 0 | 0 | 0 | 0 | 0 | 0
| Diversity Factor: 0 | [36 empty] | 0 | 0 | 0 | 0 | 0 | 0 | 0 | 0 | 0 | 0 | 0 | 0 | 0 | 0 | 0 | 0 | 0 | 0 | 0 | 0 | 0 | 0 | 0 | 0 | 0 | 0 | 0 | 0 | 0 | 0 | 0 | 0
[38 empty] | 0 | 0 | 0 | 0 | 0 | 0 | 0 | 0 | 0 | 0 | 0 | 0 | 0 | 0 | 0 | 0 | 0 | 0 | 0 | 0 | 0 | 0 | 0 | 0 | 0 | 0 | 0 | 0 | 0 | 0 | 0 | 0
[38 empty] | 0 | 0 | 0 | 0 | 0 | 0 | 0 | 0 | 0 | 0 | 0 | 0 | 0 | 0 | 0 | 0 | 0 | 0 | 0 | 0 | 0 | 0 | 0 | 0 | 0 | 0 | 0 | 0 | 0 | 0 | 0 | 0
| 0 | [36 empty] | 0 | 0 | 0 | 0 | 0 | 0 | 0 | 0 | 0 | 0 | 0 | 0 | 0 | 0 | 0 | 0 | 0 | 0 | 0 | 0 | 0 | 0 | 0 | 0 | 0 | 0 | 0 | 0 | 0 | 0 | 0 | 0
Diversity Factor: 0
[38 empty] | Historical Spots & Transfers | [6 empty] | Forecast Spots & Transfers
[35 empty] | Project Name | From | To | 2007 | 2008 | 2009 | 2010 | 2011 | 2012 | 2013 | 2014 | 2015 | 2016 | 2017 | 2018 | 2019 | 2020 | 2021 | 2022 | 2023 | 2024 | 2025 | 2026 | 2027 | 2028 | 2029 | 2030 | 2031 | 2032 | 2033 | 2034 | 2035 | 2036 | 2037 | 2038
| 0 | [33 empty] | Broad based demand management |  | Raymond Terr NEW 33_11kV Tx1 | 0 | 0 | 0 | 0 | 0 | 0 | 0 | 0 | -0.0088804 | -0.014252 | -0.012206 | -0.0097246 | -0.010788 | 0 | 0 | 0 | 0 | 0 | 0 | 0 | 0 | 0 | 0 | 0 | 0 | 0 | 0 | 0 | 0 | 0 | 0 | 0
| Diversity Factor: 0 | [33 empty] | Broad based demand management |  | Raymond Terr NEW 33_11kV Tx3 | 0 | 0 | 0 | 0 | 0 | 0 | 0 | 0 | -0.016144 | -0.025908 | -0.022189 | -0.017679 | -0.019612 | 0 | 0 | 0 | 0 | 0 | 0 | 0 | 0 | 0 | 0 | 0 | 0 | 0 | 0 | 0 | 0 | 0 | 0 | 0
[35 empty] | DNP_ID: 2210. To Tomago Zone | Raymond Terr NEW 33_11kV Tx1 | Tomago 33_11kV Tx2 | 0 | 0 | 0 | 0 | 0 | 0 | 3.0484 | 0 | 0 | 0 | 0 | 0 | 0 | 0 | 0 | 0 | 0 | 0 | 0 | 0 | 0 | 0 | 0 | 0 | 0 | 0 | 0 | 0 | 0 | 0 | 0 | 0
[35 empty] | DNP_ID: 2210. To Tomago Zone | Raymond Terr NEW 33_11kV Tx3 | Tomago 33_11kV Tx1 | 0 | 0 | 0 | 0 | 0 | 0 | 1.5242 | 0 | 0 | 0 | 0 | 0 | 0 | 0 | 0 | 0 | 0 | 0 | 0 | 0 | 0 | 0 | 0 | 0 | 0 | 0 | 0 | 0 | 0 | 0 | 0 | 0
| 0 | [33 empty] | DNP_ID: 2210. To Tomago Zone | Raymond Terr NEW 33_11kV Tx3 | Tomago 33_11kV Tx2 | 0 | 0 | 0 | 0 | 0 | 3.7152 | 1.448 | 0 | 0 | 0 | 0 | 0 | 0 | 0 | 0 | 0 | 0 | 0 | 0 | 0 | 0 | 0 | 0 | 0 | 0 | 0 | 0 | 0 | 0 | 0 | 0 | 0
| Diversity Factor: 0 | [33 empty] | DNP_ID: 2211. to Raymond Terr NEW | Raymond Terrace 33_11kV Tx1 | Raymond Terr NEW 33_11kV Tx1 | 0 | 0 | 0 | 0 | 0 | 0 | 2.534 | 0 | 0 | 0 | 0 | 0 | 0 | 0 | 0 | 0 | 0 | 0 | 0 | 0 | 0 | 0 | 0 | 0 | 0 | 0 | 0 | 0 | 0 | 0 | 0 | 0
[35 empty] | DNP_ID: 2211. to Raymond Terr NEW | Raymond Terrace 33_11kV Tx1 | Raymond Terr NEW 33_11kV Tx3 | 0 | 0 | 0 | 0 | 0 | 0 | 2.4483 | 0 | 0 | 0 | 0 | 0 | 0 | 0 | 0 | 0 | 0 | 0 | 0 | 0 | 0 | 0 | 0 | 0 | 0 | 0 | 0 | 0 | 0 | 0 | 0 | 0
[35 empty] | DNP_ID: 2211. to Raymond Terr NEW | Raymond Terrace 33_11kV Tx2 | Raymond Terr NEW 33_11kV Tx1 | 0 | 0 | 0 | 0 | 0 | 0 | 2.534 | 0 | 0 | 0 | 0 | 0 | 0 | 0 | 0 | 0 | 0 | 0 | 0 | 0 | 0 | 0 | 0 | 0 | 0 | 0 | 0 | 0 | 0 | 0 | 0 | 0
| 0 | [33 empty] | DNP_ID: 2211. to Raymond Terr NEW | Raymond Terrace 33_11kV Tx2 | Raymond Terr NEW 33_11kV Tx3 | 0 | 0 | 0 | 0 | 0 | 0 | 2.4483 | 0 | 0 | 0 | 0 | 0 | 0 | 0 | 0 | 0 | 0 | 0 | 0 | 0 | 0 | 0 | 0 | 0 | 0 | 0 | 0 | 0 | 0 | 0 | 0 | 0
| Diversity Factor: 0 | [33 empty] | DNP_ID: 2211. to Raymond Terr NEW | Raymond Terrace 33_11kV Tx3 | Raymond Terr NEW 33_11kV Tx3 | 0 | 0 | 0 | 0 | 0 | 0 | 1.5242 | 0 | 0 | 0 | 0 | 0 | 0 | 0 | 0 | 0 | 0 | 0 | 0 | 0 | 0 | 0 | 0 | 0 | 0 | 0 | 0 | 0 | 0 | 0 | 0 | 0
[35 empty] | DNP_ID: 6607. Establish 11kV connections to New Brandy Hill Zone | Raymond Terr NEW 33_11kV Tx3 | Brandy Hill 132_11kV Tx1 | 0 | 0 | 0 | 0 | 0 | 0 | 1.2194 | 0 | 2.7626 | 0 | 0 | 0 | 0 | 0 | 0 | 0 | 0 | 0 | 0 | 0 | 0 | 0 | 0 | 0 | 0 | 0 | 0 | 0 | 0 | 0 | 0 | 0
[35 empty] | DNP_ID: 7149. Transfer from Raymond Terrace (old) to Raymond Terrace (new) - Initial Transfer | Raymond Terrace 33_11kV Tx1 | Raymond Terr NEW 33_11kV Tx1 | 0 | 0 | 0 | 0 | 0 | 2.8085 | 0 | 0 | 0 | 0 | 0 | 0 | 0 | 0 | 0 | 0 | 0 | 0 | 0 | 0 | 0 | 0 | 0 | 0 | 0 | 0 | 0 | 0 | 0 | 0 | 0 | 0
| 0 | [33 empty] | DNP_ID: 7149. Transfer from Raymond Terrace (old) to Raymond Terrace (new) - Initial Transfer | Raymond Terrace 33_11kV Tx1 | Raymond Terr NEW 33_11kV Tx3 | 0 | 0 | 0 | 0 | 0 | 5.1056 | 0 | 0 | 0 | 0 | 0 | 0 | 0 | 0 | 0 | 0 | 0 | 0 | 0 | 0 | 0 | 0 | 0 | 0 | 0 | 0 | 0 | 0 | 0 | 0 | 0 | 0
| Diversity Factor: 0 | [33 empty] | DNP_ID: 7149. Transfer from Raymond Terrace (old) to Raymond Terrace (new) - Initial Transfer | Raymond Terrace 33_11kV Tx2 | Raymond Terr NEW 33_11kV Tx1 | 0 | 0 | 0 | 0 | 0 | 2.8085 | 0 | 0 | 0 | 0 | 0 | 0 | 0 | 0 | 0 | 0 | 0 | 0 | 0 | 0 | 0 | 0 | 0 | 0 | 0 | 0 | 0 | 0 | 0 | 0 | 0 | 0
[35 empty] | DNP_ID: 7149. Transfer from Raymond Terrace (old) to Raymond Terrace (new) - Initial Transfer | Raymond Terrace 33_11kV Tx2 | Raymond Terr NEW 33_11kV Tx3 | 0 | 0 | 0 | 0 | 0 | 5.1056 | 0 | 0 | 0 | 0 | 0 | 0 | 0 | 0 | 0 | 0 | 0 | 0 | 0 | 0 | 0 | 0 | 0 | 0 | 0 | 0 | 0 | 0 | 0 | 0 | 0 | 0
[35 empty] | DNP_ID: 7149. Transfer from Raymond Terrace (old) to Raymond Terrace (new) - Initial Transfer | Raymond Terrace 33_11kV Tx3 | Raymond Terr NEW 33_11kV Tx1 | 0 | 0 | 0 | 0 | 0 | 1.6851 | 0 | 0 | 0 | 0 | 0 | 0 | 0 | 0 | 0 | 0 | 0 | 0 | 0 | 0 | 0 | 0 | 0 | 0 | 0 | 0 | 0 | 0 | 0 | 0 | 0 | 0
| 0 | [33 empty] | DNP_ID: 7149. Transfer from Raymond Terrace (old) to Raymond Terrace (new) - Initial Transfer | Raymond Terrace 33_11kV Tx3 | Raymond Terr NEW 33_11kV Tx3 | 0 | 0 | 0 | 0 | 0 | 3.0634 | 0 | 0 | 0 | 0 | 0 | 0 | 0 | 0 | 0 | 0 | 0 | 0 | 0 | 0 | 0 | 0 | 0 | 0 | 0 | 0 | 0 | 0 | 0 | 0 | 0 | 0
| Diversity Factor: 0 | [33 empty] | Econometric |  | Raymond Terr NEW 33_11kV Tx1 | 0 | 0 | 0 | 0 | 0 | 0 | 0 | 0 | 0 | 0.079221 | 0.15133 | 0.22189 | 0.32465 | 0.31928 | 0.27544 | 0.28136 | 0.28524 | 0.28918 | 0.29317 | 0.29721 | 0.30131 | 0.30546 | 0.30967 | 0.31393 | 0.31824 | 0.32262 | 0.32705 | 0.33154 | 0.33609 | 0.34069 | 0.34536 | 0.35009
[35 empty] | Econometric |  | Raymond Terr NEW 33_11kV Tx3 | 0 | 0 | 0 | 0 | 0 | 0 | 0 | 0 | 0 | 0.14402 | 0.2751 | 0.40338 | 0.5902 | 0.58042 | 0.50072 | 0.51148 | 0.51855 | 0.52571 | 0.53296 | 0.54031 | 0.54776 | 0.5553 | 0.56295 | 0.57069 | 0.57854 | 0.58649 | 0.59455 | 0.60271 | 0.61098 | 0.61935 | 0.62784 | 0.63644
[35 empty] | Energy Efficiency |  | Raymond Terr NEW 33_11kV Tx1 | 0 | 0 | 0 | 0 | 0 | 0 | 0 | -0.018067 | -0.0084006 | -0.045321 | -0.071298 | -0.11037 | -0.11601 | -0.068938 | -0.049117 | -0.057266 | -0.055842 | -0.06817 | -0.050173 | -0.051829 | -0.041468 | -0.036176 | -0.039834 | -0.043896 | -0.043896 | -0.043896 | -0.043896 | -0.043896 | -0.043896 | -0.043896 | -0.043896 | -0.043896
| 0 | [33 empty] | Energy Efficiency |  | Raymond Terr NEW 33_11kV Tx3 | 0 | 0 | 0 | 0 | 0 | 0 | 0 | -0.032845 | -0.015272 | -0.08239 | -0.12961 | -0.20064 | -0.21089 | -0.12532 | -0.08929 | -0.1041 | -0.10152 | -0.12393 | -0.09121 | -0.094221 | -0.075385 | -0.065765 | -0.072415 | -0.079799 | -0.079799 | -0.079799 | -0.079799 | -0.079799 | -0.079799 | -0.079799 | -0.079799 | -0.079799
| Diversity Factor: 0 | [33 empty] | Solar PV |  | Raymond Terr NEW 33_11kV Tx1 | 0 | 0 | 0 | 0 | 0 | 0 | 0 | 0 | 0 | 0 | 0 | 0 | 0 | 0 | 0 | 0 | 0 | 0 | 0 | 0 | 0 | 0 | 0 | 0 | 0 | 0 | 0 | 0 | 0 | 0 | 0 | 0
[35 empty] | Solar PV |  | Raymond Terr NEW 33_11kV Tx3 | 0 | 0 | 0 | 0 | 0 | 0 | 0 | 0 | 0 | 0 | 0 | 0 | 0 | 0 | 0 | 0 | 0 | 0 | 0 | 0 | 0 | 0 | 0 | 0 | 0 | 0 | 0 | 0 | 0 | 0 | 0 | 0
0
Diversity Factor: 0
0
Diversity Factor: 0
| Weather Correction and Public Holiday Factors | [8 empty] | Forecast ROG
ROG Justification
| Actual loads for season 2013 have been weather corrected by the following: | [6 empty] | 1.921% |  | same as Raymond Terrace 33/11kV | [59 empty] | same as Raymond Terrace 33/11kV
1 | 2 | 3 | 4 | 5 | 6 | 7 | 8 | 9 | 10 | 2014 | 2015 | 2016 | 2017 | 2018 | 2019 | 2020 | 2021 | 2022 | 2023 | 2024 | 2025 | 2026 | 2027 | 2028 | 2029 | 2030 | 2031 | 2032 | 2033 | 2034 | 2035 | 2036 | 2037 | 2038
1.028 | 1.0568 | 1.0765 | 1.0866 | 1.0866 | 1.0866 | 1.0866 | 1.0866 | 1.0866 | 1.0866 | 2.8% | 2.8% | 1.867% | 0.9333% | 0% | 0% | 0% | 0% | 0% | 0% | 0% | 0% | 0% | 0% | 0% | 0% | 0% | 0% | 0% | 0% | 0% | 0% | 0% | 0% | 0%
Substation Load Detail
[7 empty] | Units | 2013 |  | 2014 | 2015 | 2016 | 2017 | 2018 | 2019 | 2020 | 2021 | 2022 | 2023 | 2024 | 2025 | 2026 | 2027 | 2028 | 2029 | 2030 | 2031 | 2032 | 2033 | 2034 | 2035 | 2036 | 2037 | 2038
1 | Raymond Terr NEW 33_11kV | Compensated |  | Load (LV side) |  |  | Amps | 0 |  | 994.8872 | 875.1881 | 894.4309 | 912.8106 | 927.867 | 957.1309 | 994.1564 | 1027.629 | 1060.773 | 1094.701 | 1127.389 | 1163.329 | 1199.622 | 1238.054 | 1277.882 | 1317.79 | 1357.728 | 1398.305 | 1439.528 | 1481.407 | 1523.95 | 1567.166 | 1611.063 | 1655.651 | 1700.938
|  |  |  | Apparent Power |  |  | MVA | 18.14 | 18.4884 | 18.9551 | 16.6746 | 17.0412 | 17.3914 | 17.6782 | 18.2358 | 18.9412 | 19.579 | 20.2104 | 20.8569 | 21.4797 | 22.1644 | 22.8559 | 23.5881 | 24.3469 | 25.1073 | 25.8682 | 26.6413 | 27.4267 | 28.2246 | 29.0352 | 29.8585 | 30.6949 | 31.5444 | 32.4072
|  |  |  | Real Power |  |  | MW | 17.6684 | 18.0077 | 18.4623 | 16.241 | 16.5981 | 16.9392 | 17.2186 | 17.7617 | 18.4488 | 19.0699 | 19.685 | 20.3146 | 20.9212 | 21.5881 | 22.2616 | 22.9748 | 23.7139 | 24.4545 | 25.1956 | 25.9486 | 26.7136 | 27.4908 | 28.2802 | 29.0822 | 29.8968 | 30.7242 | 31.5646
|  |  |  | Reactive Power |  |  | MVAr | 0 |  | 4.2942 | 3.7776 | 3.8606 | 3.94 | 4.005 | 4.1313 | 4.2911 | 4.4356 | 4.5786 | 4.7251 | 4.8662 | 5.0213 | 5.178 | 5.3438 | 5.5157 | 5.688 | 5.8604 | 6.0355 | 6.2135 | 6.3942 | 6.5779 | 6.7644 | 6.9539 | 7.1463 | 7.3418
|  |  |  | Capacitors In Service |  |  | MVAr | 0 |  | 0 | 0 | 0 | 0 | 0 | 0 | 0 | 0 | 0 | 0 | 0 | 0 | 0 | 0 | 0 | 0 | 0 | 0 | 0 | 0 | 0 | 0 | 0 | 0 | 0
|  |  |  | PF |  |  |  | 0.974 |  | 0.974 | 0.974 | 0.974 | 0.974 | 0.974 | 0.974 | 0.974 | 0.974 | 0.974 | 0.974 | 0.974 | 0.974 | 0.974 | 0.974 | 0.974 | 0.974 | 0.974 | 0.974 | 0.974 | 0.974 | 0.974 | 0.974 | 0.974 | 0.974 | 0.974
0.98862 | Diversity Factor: 0.99 | Uncompensated |  | Reactive Power |  |  | MVAr | 0 | 4.1885 | 4.2942 | 3.7776 | 3.8606 | 3.94 | 4.005 | 4.1313 | 4.2911 | 4.4356 | 4.5786 | 4.7251 | 4.8662 | 5.0213 | 5.178 | 5.3438 | 5.5157 | 5.688 | 5.8604 | 6.0355 | 6.2135 | 6.3942 | 6.5779 | 6.7644 | 6.9539 | 7.1463 | 7.3418
|  |  |  | PF |  |  |  | 0.974 |  | 0.974 | 0.974 | 0.974 | 0.974 | 0.974 | 0.974 | 0.974 | 0.974 | 0.974 | 0.974 | 0.974 | 0.974 | 0.974 | 0.974 | 0.974 | 0.974 | 0.974 | 0.974 | 0.974 | 0.974 | 0.974 | 0.974 | 0.974 | 0.974 | 0.974
[10 empty] | 1 | 2 | 3 | 4 | 5 | 6 | 7 | 8 | 9 | 10 | 11 | 12 | 13 | 14 | 15 | 16 | 17 | 18 | 19 | 20 | 21 | 22 | 23 | 24 | 25
Transformer Load Detail
[7 empty] | Units | 2013 |  | 2014 | 2015 | 2016 | 2017 | 2018 | 2019 | 2020 | 2021 | 2022 | 2023 | 2024 | 2025 | 2026 | 2027 | 2028 | 2029 | 2030 | 2031 | 2032 | 2033 | 2034 | 2035 | 2036 | 2037 | 2038
| 0 | Compensated |  | Load (LV side) |  |  | Amps
|  |  |  | Apparent Power |  |  | MVA
|  |  |  | Real Power |  |  | MW
|  |  |  | Reactive Power |  |  | MVAr
|  |  |  | Capacitors In Service |  |  | MVAr
PF
| Zone Div: | Uncompensated |  | Reactive Power |  |  | MVAr
PF
| 0 | Compensated |  | Load (LV side) |  |  | Amps
|  |  |  | Apparent Power |  |  | MVA
|  |  |  | Real Power |  |  | MW
|  |  |  | Reactive Power |  |  | MVAr
|  |  |  | Capacitors In Service |  |  | MVAr
PF
| Zone Div: | Uncompensated |  | Reactive Power |  |  | MVAr
PF
| 0 | Compensated |  | Load (LV side) |  |  | Amps
|  |  |  | Apparent Power |  |  | MVA
|  |  |  | Real Power |  |  | MW
|  |  |  | Reactive Power |  |  | MVAr
|  |  |  | Capacitors In Service |  |  | MVAr
PF
| Zone Div: | Uncompensated |  | Reactive Power |  |  | MVAr
PF
| 0 | Compensated |  | Load (LV side) |  |  | Amps
|  |  |  | Apparent Power |  |  | MVA
|  |  |  | Real Power |  |  | MW
|  |  |  | Reactive Power |  |  | MVAr
|  |  |  | Capacitors In Service |  |  | MVAr
PF
| Zone Div: | Uncompensated |  | Reactive Power |  |  | MVAr
PF
| 0 | Compensated |  | Load (LV side) |  |  | Amps
|  |  |  | Apparent Power |  |  | MVA
|  |  |  | Real Power |  |  | MW
|  |  |  | Reactive Power |  |  | MVAr
|  |  |  | Capacitors In Service |  |  | MVAr
PF
| Zone Div: | Uncompensated |  | Reactive Power |  |  | MVAr
PF
| 0 | Compensated |  | Load (LV side) |  |  | Amps
|  |  |  | Apparent Power |  |  | MVA
|  |  |  | Real Power |  |  | MW
|  |  |  | Reactive Power |  |  | MVAr
|  |  |  | Capacitors In Service |  |  | MVAr
PF
| Zone Div: | Uncompensated |  | Reactive Power |  |  | MVAr
PF
| 0 | Compensated |  | Load (LV side) |  |  | Amps
|  |  |  | Apparent Power |  |  | MVA
|  |  |  | Real Power |  |  | MW
|  |  |  | Reactive Power |  |  | MVAr
|  |  |  | Capacitors In Service |  |  | MVAr
PF
| Zone Div: | Uncompensated |  | Reactive Power |  |  | MVAr
PF
| 0 | Compensated |  | Load (LV side) |  |  | Amps
|  |  |  | Apparent Power |  |  | MVA
|  |  |  | Real Power |  |  | MW
|  |  |  | Reactive Power |  |  | MVAr
|  |  |  | Capacitors In Service |  |  | MVAr
PF
| Zone Div: | Uncompensated |  | Reactive Power |  |  | MVAr
PF
| 0 | Compensated |  | Load (LV side) |  |  | Amps
|  |  |  | Apparent Power |  |  | MVA
|  |  |  | Real Power |  |  | MW
|  |  |  | Reactive Power |  |  | MVAr
|  |  |  | Capacitors In Service |  |  | MVAr
PF
| Zone Div: | Uncompensated |  | Reactive Power |  |  | MVAr
PF
| 0 | Compensated |  | Load (LV side) |  |  | Amps
|  |  |  | Apparent Power |  |  | MVA
|  |  |  | Real Power |  |  | MW
|  |  |  | Reactive Power |  |  | MVAr
|  |  |  | Capacitors In Service |  |  | MVAr
PF
| Zone Div: | Uncompensated |  | Reactive Power |  |  | MVAr
PF

## Raymond Terrace 33_11kV
| Raymond Terrace 33_11kV | [16 empty] | 2014 | WINTER
[6 empty] | Zone decommissioned |  | 2013-06-01
| Substation Total Loads | [33 empty] | Spots & Transfers Detail
| Historical Loads | (11kV MVA) | [7 empty] | Weather Corrected Forecast Loads |  |  |  | (11kV MVA) | [20 empty] | Spots & Transfers Summary | (11kV MVA) |  | Historical Spots & Transfers | [6 empty] | Forecast Spots & Transfers
|  | 2007 | 2008 | 2009 | 2010 | 2011 | 2012 | 2013 |  | 2014 | 2015 | 2016 | 2017 | 2018 | 2019 | 2020 | 2021 | 2022 | 2023 | 2024 | 2025 | 2026 | 2027 | 2028 | 2029 | 2030 | 2031 | 2032 | 2033 | 2034 | 2035 | 2036 | 2037 | 2038 |  |  |  | 2007 | 2008 | 2009 | 2010 | 2011 | 2012 | 2013 | 2014 | 2015 | 2016 | 2017 | 2018 | 2019 | 2020 | 2021 | 2022 | 2023 | 2024 | 2025 | 2026 | 2027 | 2028 | 2029 | 2030 | 2031 | 2032 | 2033 | 2034 | 2035 | 2036 | 2037 | 2038
| Total | 29.2 | 29.7 | 27.4 | 31.5 | 29.237 | 13.276 | 8.679 |  | 0 | 0 | 0 | 0 | 0 | 0 | 0 | 0 | 0 | 0 | 0 | 0 | 0 | 0 | 0 | 0 | 0 | 0 | 0 | 0 | 0 | 0 | 0 | 0 | 0 |  |  | Total | 0 | 0 | 1.8005 | 1.8005 | 0.89166 | -19.6851 | -15.3183 | 0 | 0 | 0 | 0 | 0 | 0 | 0 | 0 | 0 | 0 | 0 | 0 | 0 | 0 | 0 | 0 | 0 | 0 | 0 | 0 | 0 | 0 | 0 | 0 | 0
| Firm Rating | 0 | 0 | 0 | 38 | 38 | 35.44 | 0 |  | 0 | 0 | 0 | 0 | 0 | 0 | 0 | 0 | 0 | 0 | 0 | 0 | 0 | 0 | 0 | 0 | 0 | 0 | 0 | 0 | 0 | 0 | 0 | 0 | 0
| Total Capacity | 0 | 0 | 0 | 53.2 | 53.2 | 53.16 | 0 |  | 0 | 0 | 0 | 0 | 0 | 0 | 0 | 0 | 0 | 0 | 0 | 0 | 0 | 0 | 0 | 0 | 0 | 0 | 0 | 0 | 0 | 0 | 0 | 0 | 0 |  |  | Raymond Terrace 33_11kV Tx1 | 0 | 0 | 0.69249 | 0.69249 | 0.34295 | -7.5712 | -4.9822 | 0 | 0 | 0 | 0 | 0 | 0 | 0 | 0 | 0 | 0 | 0 | 0 | 0 | 0 | 0 | 0 | 0 | 0 | 0 | 0 | 0 | 0 | 0 | 0 | 0
|  | -7 | -6 | -5 | -4 | -3 | -2 | -1 |  | 0 | 1 | 2 | 3 | 4 | 5 | 6 | 7 | 8 | 9 | 10 | 11 | 12 | 13 | 14 | 15 | 16 | 17 | 18 | 19 | 20 | 21 | 22 | 23 | 24 |  |  | Raymond Terrace 33_11kV Tx2 | 0 | 0 | 0.69249 | 0.69249 | 0.34295 | -7.5712 | -4.9822 | 0 | 0 | 0 | 0 | 0 | 0 | 0 | 0 | 0 | 0 | 0 | 0 | 0 | 0 | 0 | 0 | 0 | 0 | 0 | 0 | 0 | 0 | 0 | 0 | 0
| Transformer Loads | [35 empty] | Raymond Terrace 33_11kV Tx3 | 0 | 0 | 0.41549 | 0.41549 | 0.20577 | -4.5427 | -5.3538 | 0 | 0 | 0 | 0 | 0 | 0 | 0 | 0 | 0 | 0 | 0 | 0 | 0 | 0 | 0 | 0 | 0 | 0 | 0 | 0 | 0 | 0 | 0 | 0 | 0
| Historical Loads | (11kV MVA) | [7 empty] | Weather Corrected Forecast Loads |  |  |  | (11kV MVA) | [23 empty] | 0 | 0 | 0 | 0 | 0 | 0 | 0 | 0 | 0 | 0 | 0 | 0 | 0 | 0 | 0 | 0 | 0 | 0 | 0 | 0 | 0 | 0 | 0 | 0 | 0 | 0 | 0 | 0 | 0 | 0 | 0 | 0
|  | 2007 | 2008 | 2009 | 2010 | 2011 | 2012 | 2013 |  | 2014 | 2015 | 2016 | 2017 | 2018 | 2019 | 2020 | 2021 | 2022 | 2023 | 2024 | 2025 | 2026 | 2027 | 2028 | 2029 | 2030 | 2031 | 2032 | 2033 | 2034 | 2035 | 2036 | 2037 | 2038 |  |  |  | 0 | 0 | 0 | 0 | 0 | 0 | 0 | 0 | 0 | 0 | 0 | 0 | 0 | 0 | 0 | 0 | 0 | 0 | 0 | 0 | 0 | 0 | 0 | 0 | 0 | 0 | 0 | 0 | 0 | 0 | 0 | 0
| 0 | [36 empty] | 0 | 0 | 0 | 0 | 0 | 0 | 0 | 0 | 0 | 0 | 0 | 0 | 0 | 0 | 0 | 0 | 0 | 0 | 0 | 0 | 0 | 0 | 0 | 0 | 0 | 0 | 0 | 0 | 0 | 0 | 0 | 0
| Diversity Factor: 0 | [36 empty] | 0 | 0 | 0 | 0 | 0 | 0 | 0 | 0 | 0 | 0 | 0 | 0 | 0 | 0 | 0 | 0 | 0 | 0 | 0 | 0 | 0 | 0 | 0 | 0 | 0 | 0 | 0 | 0 | 0 | 0 | 0 | 0
[38 empty] | 0 | 0 | 0 | 0 | 0 | 0 | 0 | 0 | 0 | 0 | 0 | 0 | 0 | 0 | 0 | 0 | 0 | 0 | 0 | 0 | 0 | 0 | 0 | 0 | 0 | 0 | 0 | 0 | 0 | 0 | 0 | 0
[38 empty] | 0 | 0 | 0 | 0 | 0 | 0 | 0 | 0 | 0 | 0 | 0 | 0 | 0 | 0 | 0 | 0 | 0 | 0 | 0 | 0 | 0 | 0 | 0 | 0 | 0 | 0 | 0 | 0 | 0 | 0 | 0 | 0
| 0 | [36 empty] | 0 | 0 | 0 | 0 | 0 | 0 | 0 | 0 | 0 | 0 | 0 | 0 | 0 | 0 | 0 | 0 | 0 | 0 | 0 | 0 | 0 | 0 | 0 | 0 | 0 | 0 | 0 | 0 | 0 | 0 | 0 | 0
Diversity Factor: 0
[38 empty] | Historical Spots & Transfers | [6 empty] | Forecast Spots & Transfers
[35 empty] | Project Name | From | To | 2007 | 2008 | 2009 | 2010 | 2011 | 2012 | 2013 | 2014 | 2015 | 2016 | 2017 | 2018 | 2019 | 2020 | 2021 | 2022 | 2023 | 2024 | 2025 | 2026 | 2027 | 2028 | 2029 | 2030 | 2031 | 2032 | 2033 | 2034 | 2035 | 2036 | 2037 | 2038
| 0 | [33 empty] | DNP_ID: 2210. To Tomago Zone | Raymond Terrace 33_11kV Tx3 | Tomago 33_11kV Tx1 | 0 | 0 | 0 | 0 | 0 | 0 | 2.9341 | 0 | 0 | 0 | 0 | 0 | 0 | 0 | 0 | 0 | 0 | 0 | 0 | 0 | 0 | 0 | 0 | 0 | 0 | 0 | 0 | 0 | 0 | 0 | 0 | 0
| Diversity Factor: 0 | [33 empty] | DNP_ID: 2210. To Tomago Zone | Raymond Terrace 33_11kV Tx3 | Tomago 33_11kV Tx2 | 0 | 0 | 0 | 0 | 0 | 0 | 0.89547 | 0 | 0 | 0 | 0 | 0 | 0 | 0 | 0 | 0 | 0 | 0 | 0 | 0 | 0 | 0 | 0 | 0 | 0 | 0 | 0 | 0 | 0 | 0 | 0 | 0
[35 empty] | DNP_ID: 2211. to Raymond Terr NEW | Raymond Terrace 33_11kV Tx1 | Raymond Terr NEW 33_11kV Tx1 | 0 | 0 | 0 | 0 | 0 | 0 | 2.534 | 0 | 0 | 0 | 0 | 0 | 0 | 0 | 0 | 0 | 0 | 0 | 0 | 0 | 0 | 0 | 0 | 0 | 0 | 0 | 0 | 0 | 0 | 0 | 0 | 0
[35 empty] | DNP_ID: 2211. to Raymond Terr NEW | Raymond Terrace 33_11kV Tx1 | Raymond Terr NEW 33_11kV Tx3 | 0 | 0 | 0 | 0 | 0 | 0 | 2.4483 | 0 | 0 | 0 | 0 | 0 | 0 | 0 | 0 | 0 | 0 | 0 | 0 | 0 | 0 | 0 | 0 | 0 | 0 | 0 | 0 | 0 | 0 | 0 | 0 | 0
| 0 | [33 empty] | DNP_ID: 2211. to Raymond Terr NEW | Raymond Terrace 33_11kV Tx2 | Raymond Terr NEW 33_11kV Tx1 | 0 | 0 | 0 | 0 | 0 | 0 | 2.534 | 0 | 0 | 0 | 0 | 0 | 0 | 0 | 0 | 0 | 0 | 0 | 0 | 0 | 0 | 0 | 0 | 0 | 0 | 0 | 0 | 0 | 0 | 0 | 0 | 0
| Diversity Factor: 0 | [33 empty] | DNP_ID: 2211. to Raymond Terr NEW | Raymond Terrace 33_11kV Tx2 | Raymond Terr NEW 33_11kV Tx3 | 0 | 0 | 0 | 0 | 0 | 0 | 2.4483 | 0 | 0 | 0 | 0 | 0 | 0 | 0 | 0 | 0 | 0 | 0 | 0 | 0 | 0 | 0 | 0 | 0 | 0 | 0 | 0 | 0 | 0 | 0 | 0 | 0
[35 empty] | DNP_ID: 2211. to Raymond Terr NEW | Raymond Terrace 33_11kV Tx3 | Raymond Terr NEW 33_11kV Tx3 | 0 | 0 | 0 | 0 | 0 | 0 | 1.5242 | 0 | 0 | 0 | 0 | 0 | 0 | 0 | 0 | 0 | 0 | 0 | 0 | 0 | 0 | 0 | 0 | 0 | 0 | 0 | 0 | 0 | 0 | 0 | 0 | 0
[35 empty] | DNP_ID: 7149. Transfer from Raymond Terrace (old) to Raymond Terrace (new) - Initial Transfer | Raymond Terrace 33_11kV Tx1 | Raymond Terr NEW 33_11kV Tx1 | 0 | 0 | 0 | 0 | 0 | 2.8085 | 0 | 0 | 0 | 0 | 0 | 0 | 0 | 0 | 0 | 0 | 0 | 0 | 0 | 0 | 0 | 0 | 0 | 0 | 0 | 0 | 0 | 0 | 0 | 0 | 0 | 0
| 0 | [33 empty] | DNP_ID: 7149. Transfer from Raymond Terrace (old) to Raymond Terrace (new) - Initial Transfer | Raymond Terrace 33_11kV Tx1 | Raymond Terr NEW 33_11kV Tx3 | 0 | 0 | 0 | 0 | 0 | 5.1056 | 0 | 0 | 0 | 0 | 0 | 0 | 0 | 0 | 0 | 0 | 0 | 0 | 0 | 0 | 0 | 0 | 0 | 0 | 0 | 0 | 0 | 0 | 0 | 0 | 0 | 0
| Diversity Factor: 0 | [33 empty] | DNP_ID: 7149. Transfer from Raymond Terrace (old) to Raymond Terrace (new) - Initial Transfer | Raymond Terrace 33_11kV Tx2 | Raymond Terr NEW 33_11kV Tx1 | 0 | 0 | 0 | 0 | 0 | 2.8085 | 0 | 0 | 0 | 0 | 0 | 0 | 0 | 0 | 0 | 0 | 0 | 0 | 0 | 0 | 0 | 0 | 0 | 0 | 0 | 0 | 0 | 0 | 0 | 0 | 0 | 0
[35 empty] | DNP_ID: 7149. Transfer from Raymond Terrace (old) to Raymond Terrace (new) - Initial Transfer | Raymond Terrace 33_11kV Tx2 | Raymond Terr NEW 33_11kV Tx3 | 0 | 0 | 0 | 0 | 0 | 5.1056 | 0 | 0 | 0 | 0 | 0 | 0 | 0 | 0 | 0 | 0 | 0 | 0 | 0 | 0 | 0 | 0 | 0 | 0 | 0 | 0 | 0 | 0 | 0 | 0 | 0 | 0
[35 empty] | DNP_ID: 7149. Transfer from Raymond Terrace (old) to Raymond Terrace (new) - Initial Transfer | Raymond Terrace 33_11kV Tx3 | Raymond Terr NEW 33_11kV Tx1 | 0 | 0 | 0 | 0 | 0 | 1.6851 | 0 | 0 | 0 | 0 | 0 | 0 | 0 | 0 | 0 | 0 | 0 | 0 | 0 | 0 | 0 | 0 | 0 | 0 | 0 | 0 | 0 | 0 | 0 | 0 | 0 | 0
| 0 | [33 empty] | DNP_ID: 7149. Transfer from Raymond Terrace (old) to Raymond Terrace (new) - Initial Transfer | Raymond Terrace 33_11kV Tx3 | Raymond Terr NEW 33_11kV Tx3 | 0 | 0 | 0 | 0 | 0 | 3.0634 | 0 | 0 | 0 | 0 | 0 | 0 | 0 | 0 | 0 | 0 | 0 | 0 | 0 | 0 | 0 | 0 | 0 | 0 | 0 | 0 | 0 | 0 | 0 | 0 | 0 | 0
| Diversity Factor: 0 | [33 empty] | HVCON_ID: 2000092. Ampcontrol - Tomago |  | Raymond Terrace 33_11kV Tx1 | 0 | 0 | 0.69249 | 0 | 0 | 0 | 0 | 0 | 0 | 0 | 0 | 0 | 0 | 0 | 0 | 0 | 0 | 0 | 0 | 0 | 0 | 0 | 0 | 0 | 0 | 0 | 0 | 0 | 0 | 0 | 0 | 0
[35 empty] | HVCON_ID: 2000092. Ampcontrol - Tomago |  | Raymond Terrace 33_11kV Tx2 | 0 | 0 | 0.69249 | 0 | 0 | 0 | 0 | 0 | 0 | 0 | 0 | 0 | 0 | 0 | 0 | 0 | 0 | 0 | 0 | 0 | 0 | 0 | 0 | 0 | 0 | 0 | 0 | 0 | 0 | 0 | 0 | 0
[35 empty] | HVCON_ID: 2000092. Ampcontrol - Tomago |  | Raymond Terrace 33_11kV Tx3 | 0 | 0 | 0.41549 | 0 | 0 | 0 | 0 | 0 | 0 | 0 | 0 | 0 | 0 | 0 | 0 | 0 | 0 | 0 | 0 | 0 | 0 | 0 | 0 | 0 | 0 | 0 | 0 | 0 | 0 | 0 | 0 | 0
| 0 | [33 empty] | HVCON_ID: 2000093. Miltec - Tomago |  | Raymond Terrace 33_11kV Tx1 | 0 | 0 | 0 | 0.69249 | 0 | 0 | 0 | 0 | 0 | 0 | 0 | 0 | 0 | 0 | 0 | 0 | 0 | 0 | 0 | 0 | 0 | 0 | 0 | 0 | 0 | 0 | 0 | 0 | 0 | 0 | 0 | 0
| Diversity Factor: 0 | [33 empty] | HVCON_ID: 2000093. Miltec - Tomago |  | Raymond Terrace 33_11kV Tx2 | 0 | 0 | 0 | 0.69249 | 0 | 0 | 0 | 0 | 0 | 0 | 0 | 0 | 0 | 0 | 0 | 0 | 0 | 0 | 0 | 0 | 0 | 0 | 0 | 0 | 0 | 0 | 0 | 0 | 0 | 0 | 0 | 0
[35 empty] | HVCON_ID: 2000093. Miltec - Tomago |  | Raymond Terrace 33_11kV Tx3 | 0 | 0 | 0 | 0.41549 | 0 | 0 | 0 | 0 | 0 | 0 | 0 | 0 | 0 | 0 | 0 | 0 | 0 | 0 | 0 | 0 | 0 | 0 | 0 | 0 | 0 | 0 | 0 | 0 | 0 | 0 | 0 | 0
[35 empty] | HVCON_ID: 2000094. Miltec - Tomago |  | Raymond Terrace 33_11kV Tx1 | 0 | 0 | 0 | 0 | 0.34295 | 0 | 0 | 0 | 0 | 0 | 0 | 0 | 0 | 0 | 0 | 0 | 0 | 0 | 0 | 0 | 0 | 0 | 0 | 0 | 0 | 0 | 0 | 0 | 0 | 0 | 0 | 0
| 0 | [33 empty] | HVCON_ID: 2000094. Miltec - Tomago |  | Raymond Terrace 33_11kV Tx2 | 0 | 0 | 0 | 0 | 0.34295 | 0 | 0 | 0 | 0 | 0 | 0 | 0 | 0 | 0 | 0 | 0 | 0 | 0 | 0 | 0 | 0 | 0 | 0 | 0 | 0 | 0 | 0 | 0 | 0 | 0 | 0 | 0
| Diversity Factor: 0 | [33 empty] | HVCON_ID: 2000094. Miltec - Tomago |  | Raymond Terrace 33_11kV Tx3 | 0 | 0 | 0 | 0 | 0.20577 | 0 | 0 | 0 | 0 | 0 | 0 | 0 | 0 | 0 | 0 | 0 | 0 | 0 | 0 | 0 | 0 | 0 | 0 | 0 | 0 | 0 | 0 | 0 | 0 | 0 | 0 | 0
[35 empty] | HVCON_ID: 2000095. Sandvic - HP239-09 Tomago |  | Raymond Terrace 33_11kV Tx1 | 0 | 0 | 0 | 0 | 0 | 0.34295 | 0 | 0 | 0 | 0 | 0 | 0 | 0 | 0 | 0 | 0 | 0 | 0 | 0 | 0 | 0 | 0 | 0 | 0 | 0 | 0 | 0 | 0 | 0 | 0 | 0 | 0
[35 empty] | HVCON_ID: 2000095. Sandvic - HP239-09 Tomago |  | Raymond Terrace 33_11kV Tx2 | 0 | 0 | 0 | 0 | 0 | 0.34295 | 0 | 0 | 0 | 0 | 0 | 0 | 0 | 0 | 0 | 0 | 0 | 0 | 0 | 0 | 0 | 0 | 0 | 0 | 0 | 0 | 0 | 0 | 0 | 0 | 0 | 0
| 0 | [33 empty] | HVCON_ID: 2000095. Sandvic - HP239-09 Tomago |  | Raymond Terrace 33_11kV Tx3 | 0 | 0 | 0 | 0 | 0 | 0.20577 | 0 | 0 | 0 | 0 | 0 | 0 | 0 | 0 | 0 | 0 | 0 | 0 | 0 | 0 | 0 | 0 | 0 | 0 | 0 | 0 | 0 | 0 | 0 | 0 | 0 | 0
| Diversity Factor: 0 | [33 empty] | Econometric |  | Raymond Terrace 33_11kV Tx1 | 0 | 0 | 0 | 0 | 0 | 0 | 0 | 0 | 0 | 0 | 0 | 0 | 0 | 0 | 0 | 0 | 0 | 0 | 0 | 0 | 0 | 0 | 0 | 0 | 0 | 0 | 0 | 0 | 0 | 0 | 0 | 0
[35 empty] | Econometric |  | Raymond Terrace 33_11kV Tx2 | 0 | 0 | 0 | 0 | 0 | 0 | 0 | 0 | 0 | 0 | 0 | 0 | 0 | 0 | 0 | 0 | 0 | 0 | 0 | 0 | 0 | 0 | 0 | 0 | 0 | 0 | 0 | 0 | 0 | 0 | 0 | 0
[35 empty] | Econometric |  | Raymond Terrace 33_11kV Tx3 | 0 | 0 | 0 | 0 | 0 | 0 | 0 | 0 | 0 | 0 | 0 | 0 | 0 | 0 | 0 | 0 | 0 | 0 | 0 | 0 | 0 | 0 | 0 | 0 | 0 | 0 | 0 | 0 | 0 | 0 | 0 | 0
| 0 | [33 empty] | Energy Efficiency |  | Raymond Terrace 33_11kV Tx1 | 0 | 0 | 0 | 0 | 0 | 0 | 0 | 0 | 0 | 0 | 0 | 0 | 0 | 0 | 0 | 0 | 0 | 0 | 0 | 0 | 0 | 0 | 0 | 0 | 0 | 0 | 0 | 0 | 0 | 0 | 0 | 0
| Diversity Factor: 0 | [33 empty] | Energy Efficiency |  | Raymond Terrace 33_11kV Tx2 | 0 | 0 | 0 | 0 | 0 | 0 | 0 | 0 | 0 | 0 | 0 | 0 | 0 | 0 | 0 | 0 | 0 | 0 | 0 | 0 | 0 | 0 | 0 | 0 | 0 | 0 | 0 | 0 | 0 | 0 | 0 | 0
[35 empty] | Energy Efficiency |  | Raymond Terrace 33_11kV Tx3 | 0 | 0 | 0 | 0 | 0 | 0 | 0 | 0 | 0 | 0 | 0 | 0 | 0 | 0 | 0 | 0 | 0 | 0 | 0 | 0 | 0 | 0 | 0 | 0 | 0 | 0 | 0 | 0 | 0 | 0 | 0 | 0
[35 empty] | Solar PV |  | Raymond Terrace 33_11kV Tx1 | 0 | 0 | 0 | 0 | 0 | 0 | 0 | 0 | 0 | 0 | 0 | 0 | 0 | 0 | 0 | 0 | 0 | 0 | 0 | 0 | 0 | 0 | 0 | 0 | 0 | 0 | 0 | 0 | 0 | 0 | 0 | 0
[35 empty] | Solar PV |  | Raymond Terrace 33_11kV Tx2 | 0 | 0 | 0 | 0 | 0 | 0 | 0 | 0 | 0 | 0 | 0 | 0 | 0 | 0 | 0 | 0 | 0 | 0 | 0 | 0 | 0 | 0 | 0 | 0 | 0 | 0 | 0 | 0 | 0 | 0 | 0 | 0
| Weather Correction and Public Holiday Factors | [8 empty] | Forecast ROG | [24 empty] | Solar PV |  | Raymond Terrace 33_11kV Tx3 | 0 | 0 | 0 | 0 | 0 | 0 | 0 | 0 | 0 | 0 | 0 | 0 | 0 | 0 | 0 | 0 | 0 | 0 | 0 | 0 | 0 | 0 | 0 | 0 | 0 | 0 | 0 | 0 | 0 | 0 | 0 | 0
ROG Justification
| Actual loads for season 2013 have been weather corrected by the following: | [6 empty] | -7.463% |  | 5 year ROG ok, zero'd 2013 WC load and adjusted excessive transfers in 2013 | [59 empty] | 5 year ROG ok, zero'd 2013 WC load and adjusted excessive transfers in 2013
1 | 2 | 3 | 4 | 5 | 6 | 7 | 8 | 9 | 10 | 2014 | 2015 | 2016 | 2017 | 2018 | 2019 | 2020 | 2021 | 2022 | 2023 | 2024 | 2025 | 2026 | 2027 | 2028 | 2029 | 2030 | 2031 | 2032 | 2033 | 2034 | 2035 | 2036 | 2037 | 2038
1.028 | 1.0568 | 1.0765 | 1.0866 | 1.0866 | 1.0866 | 1.0866 | 1.0866 | 1.0866 | 1.0866 | 2.8% | 2.8% | 1.867% | 0.9333% | 0% | 0% | 0% | 0% | 0% | 0% | 0% | 0% | 0% | 0% | 0% | 0% | 0% | 0% | 0% | 0% | 0% | 0% | 0% | 0% | 0%
Substation Load Detail
[7 empty] | Units | 2013 |  | 2014 | 2015 | 2016 | 2017 | 2018 | 2019 | 2020 | 2021 | 2022 | 2023 | 2024 | 2025 | 2026 | 2027 | 2028 | 2029 | 2030 | 2031 | 2032 | 2033 | 2034 | 2035 | 2036 | 2037 | 2038
1 | Raymond Terrace 33_11kV | Compensated |  | Load (LV side) |  |  | Amps | 0 |  | 0 | 0 | 0 | 0 | 0 | 0 | 0 | 0 | 0 | 0 | 0 | 0 | 0 | 0 | 0 | 0 | 0 | 0 | 0 | 0 | 0 | 0 | 0 | 0 | 0
|  |  |  | Apparent Power |  |  | MVA | 0 | 1.8 | 0 | 0 | 0 | 0 | 0 | 0 | 0 | 0 | 0 | 0 | 0 | 0 | 0 | 0 | 0 | 0 | 0 | 0 | 0 | 0 | 0 | 0 | 0 | 0 | 0
|  |  |  | Real Power |  |  | MW | 0 | 1.6704 | 0 | 0 | 0 | 0 | 0 | 0 | 0 | 0 | 0 | 0 | 0 | 0 | 0 | 0 | 0 | 0 | 0 | 0 | 0 | 0 | 0 | 0 | 0 | 0 | 0
|  |  |  | Reactive Power |  |  | MVAr | 0 |  | 0 | 0 | 0 | 0 | 0 | 0 | 0 | 0 | 0 | 0 | 0 | 0 | 0 | 0 | 0 | 0 | 0 | 0 | 0 | 0 | 0 | 0 | 0 | 0 | 0
|  |  |  | Capacitors In Service |  |  | MVAr | 0 |  | 0 | 0 | 0 | 0 | 0 | 0 | 0 | 0 | 0 | 0 | 0 | 0 | 0 | 0 | 0 | 0 | 0 | 0 | 0 | 0 | 0 | 0 | 0 | 0 | 0
|  |  |  | PF |  |  |  | 0 |  | 0 | 0 | 0 | 0 | 0 | 0 | 0 | 0 | 0 | 0 | 0 | 0 | 0 | 0 | 0 | 0 | 0 | 0 | 0 | 0 | 0 | 0 | 0 | 0 | 0
0.8248 | Diversity Factor: 0.82 | Uncompensated |  | Reactive Power |  |  | MVAr | 0 | 0.67064 | 0 | 0 | 0 | 0 | 0 | 0 | 0 | 0 | 0 | 0 | 0 | 0 | 0 | 0 | 0 | 0 | 0 | 0 | 0 | 0 | 0 | 0 | 0 | 0 | 0
|  |  |  | PF |  |  |  | 0 |  | 0 | 0 | 0 | 0 | 0 | 0 | 0 | 0 | 0 | 0 | 0 | 0 | 0 | 0 | 0 | 0 | 0 | 0 | 0 | 0 | 0 | 0 | 0 | 0 | 0
[10 empty] | 1 | 2 | 3 | 4 | 5 | 6 | 7 | 8 | 9 | 10 | 11 | 12 | 13 | 14 | 15 | 16 | 17 | 18 | 19 | 20 | 21 | 22 | 23 | 24 | 25
Transformer Load Detail
[7 empty] | Units | 2013 |  | 2014 | 2015 | 2016 | 2017 | 2018 | 2019 | 2020 | 2021 | 2022 | 2023 | 2024 | 2025 | 2026 | 2027 | 2028 | 2029 | 2030 | 2031 | 2032 | 2033 | 2034 | 2035 | 2036 | 2037 | 2038
| 0 | Compensated |  | Load (LV side) |  |  | Amps
|  |  |  | Apparent Power |  |  | MVA
|  |  |  | Real Power |  |  | MW
|  |  |  | Reactive Power |  |  | MVAr
|  |  |  | Capacitors In Service |  |  | MVAr
PF
| Zone Div: | Uncompensated |  | Reactive Power |  |  | MVAr
PF
| 0 | Compensated |  | Load (LV side) |  |  | Amps
|  |  |  | Apparent Power |  |  | MVA
|  |  |  | Real Power |  |  | MW
|  |  |  | Reactive Power |  |  | MVAr
|  |  |  | Capacitors In Service |  |  | MVAr
PF
| Zone Div: | Uncompensated |  | Reactive Power |  |  | MVAr
PF
| 0 | Compensated |  | Load (LV side) |  |  | Amps
|  |  |  | Apparent Power |  |  | MVA
|  |  |  | Real Power |  |  | MW
|  |  |  | Reactive Power |  |  | MVAr
|  |  |  | Capacitors In Service |  |  | MVAr
PF
| Zone Div: | Uncompensated |  | Reactive Power |  |  | MVAr
PF
| 0 | Compensated |  | Load (LV side) |  |  | Amps
|  |  |  | Apparent Power |  |  | MVA
|  |  |  | Real Power |  |  | MW
|  |  |  | Reactive Power |  |  | MVAr
|  |  |  | Capacitors In Service |  |  | MVAr
PF
| Zone Div: | Uncompensated |  | Reactive Power |  |  | MVAr
PF
| 0 | Compensated |  | Load (LV side) |  |  | Amps
|  |  |  | Apparent Power |  |  | MVA
|  |  |  | Real Power |  |  | MW
|  |  |  | Reactive Power |  |  | MVAr
|  |  |  | Capacitors In Service |  |  | MVAr
PF
| Zone Div: | Uncompensated |  | Reactive Power |  |  | MVAr
PF
| 0 | Compensated |  | Load (LV side) |  |  | Amps
|  |  |  | Apparent Power |  |  | MVA
|  |  |  | Real Power |  |  | MW
|  |  |  | Reactive Power |  |  | MVAr
|  |  |  | Capacitors In Service |  |  | MVAr
PF
| Zone Div: | Uncompensated |  | Reactive Power |  |  | MVAr
PF
| 0 | Compensated |  | Load (LV side) |  |  | Amps
|  |  |  | Apparent Power |  |  | MVA
|  |  |  | Real Power |  |  | MW
|  |  |  | Reactive Power |  |  | MVAr
|  |  |  | Capacitors In Service |  |  | MVAr
PF
| Zone Div: | Uncompensated |  | Reactive Power |  |  | MVAr
PF
| 0 | Compensated |  | Load (LV side) |  |  | Amps
|  |  |  | Apparent Power |  |  | MVA
|  |  |  | Real Power |  |  | MW
|  |  |  | Reactive Power |  |  | MVAr
|  |  |  | Capacitors In Service |  |  | MVAr
PF
| Zone Div: | Uncompensated |  | Reactive Power |  |  | MVAr
PF
| 0 | Compensated |  | Load (LV side) |  |  | Amps
|  |  |  | Apparent Power |  |  | MVA
|  |  |  | Real Power |  |  | MW
|  |  |  | Reactive Power |  |  | MVAr
|  |  |  | Capacitors In Service |  |  | MVAr
PF
| Zone Div: | Uncompensated |  | Reactive Power |  |  | MVAr
PF
| 0 | Compensated |  | Load (LV side) |  |  | Amps
|  |  |  | Apparent Power |  |  | MVA
|  |  |  | Real Power |  |  | MW
|  |  |  | Reactive Power |  |  | MVAr
|  |  |  | Capacitors In Service |  |  | MVAr
PF
| Zone Div: | Uncompensated |  | Reactive Power |  |  | MVAr
PF

## Salt Ash 33_11kV
| Salt Ash 33_11kV | [16 empty] | 2014 | WINTER
[6 empty] | Zone decommissioned |  | 2013-08-31
| Substation Total Loads | [33 empty] | Spots & Transfers Detail
| Historical Loads | (11kV MVA) | [7 empty] | Weather Corrected Forecast Loads |  |  |  | (11kV MVA) | [20 empty] | Spots & Transfers Summary | (11kV MVA) |  | Historical Spots & Transfers | [6 empty] | Forecast Spots & Transfers
|  | 2007 | 2008 | 2009 | 2010 | 2011 | 2012 | 2013 |  | 2014 | 2015 | 2016 | 2017 | 2018 | 2019 | 2020 | 2021 | 2022 | 2023 | 2024 | 2025 | 2026 | 2027 | 2028 | 2029 | 2030 | 2031 | 2032 | 2033 | 2034 | 2035 | 2036 | 2037 | 2038 |  |  |  | 2007 | 2008 | 2009 | 2010 | 2011 | 2012 | 2013 | 2014 | 2015 | 2016 | 2017 | 2018 | 2019 | 2020 | 2021 | 2022 | 2023 | 2024 | 2025 | 2026 | 2027 | 2028 | 2029 | 2030 | 2031 | 2032 | 2033 | 2034 | 2035 | 2036 | 2037 | 2038
| Total | 2.3 | 2.7 | 1.9 | 1.9 | 1.794 | 5.655 | 1.79 |  | 0 | 0 | 0 | 0 | 0 | 0 | 0 | 0 | 0 | 0 | 0 | 0 | 0 | 0 | 0 | 0 | 0 | 0 | 0 | 0 | 0 | 0 | 0 | 0 | 0 |  |  | Total | 0 | 0 | 0 | 0 | 0 | 0 | 0 | -2.4768 | 0 | 0 | 0 | 0 | 0 | 0 | 0 | 0 | 0 | 0 | 0 | 0 | 0 | 0 | 0 | 0 | 0 | 0 | 0 | 0 | 0 | 0 | 0 | 0
| Firm Rating | 0 | 0 | 0 | 0 | 0 | 0 | 0 |  | 0 | 0 | 0 | 0 | 0 | 0 | 0 | 0 | 0 | 0 | 0 | 0 | 0 | 0 | 0 | 0 | 0 | 0 | 0 | 0 | 0 | 0 | 0 | 0 | 0
| Total Capacity | 0 | 0 | 0 | 12.69 | 12.69 | 12.69 | 12.69 |  | 0 | 0 | 0 | 0 | 0 | 0 | 0 | 0 | 0 | 0 | 0 | 0 | 0 | 0 | 0 | 0 | 0 | 0 | 0 | 0 | 0 | 0 | 0 | 0 | 0 |  |  | Salt Ash 33_11kV Tx1 | 0 | 0 | 0 | 0 | 0 | 0 | 0 | -1.2384 | 0 | 0 | 0 | 0 | 0 | 0 | 0 | 0 | 0 | 0 | 0 | 0 | 0 | 0 | 0 | 0 | 0 | 0 | 0 | 0 | 0 | 0 | 0 | 0
|  | -7 | -6 | -5 | -4 | -3 | -2 | -1 |  | 0 | 1 | 2 | 3 | 4 | 5 | 6 | 7 | 8 | 9 | 10 | 11 | 12 | 13 | 14 | 15 | 16 | 17 | 18 | 19 | 20 | 21 | 22 | 23 | 24 |  |  | Salt Ash 33_11kV Tx2 | 0 | 0 | 0 | 0 | 0 | 0 | 0 | -1.2384 | 0 | 0 | 0 | 0 | 0 | 0 | 0 | 0 | 0 | 0 | 0 | 0 | 0 | 0 | 0 | 0 | 0 | 0 | 0 | 0 | 0 | 0 | 0 | 0
| Transformer Loads | [36 empty] | 0 | 0 | 0 | 0 | 0 | 0 | 0 | 0 | 0 | 0 | 0 | 0 | 0 | 0 | 0 | 0 | 0 | 0 | 0 | 0 | 0 | 0 | 0 | 0 | 0 | 0 | 0 | 0 | 0 | 0 | 0 | 0
| Historical Loads | (11kV MVA) | [7 empty] | Weather Corrected Forecast Loads |  |  |  | (11kV MVA) | [23 empty] | 0 | 0 | 0 | 0 | 0 | 0 | 0 | 0 | 0 | 0 | 0 | 0 | 0 | 0 | 0 | 0 | 0 | 0 | 0 | 0 | 0 | 0 | 0 | 0 | 0 | 0 | 0 | 0 | 0 | 0 | 0 | 0
|  | 2007 | 2008 | 2009 | 2010 | 2011 | 2012 | 2013 |  | 2014 | 2015 | 2016 | 2017 | 2018 | 2019 | 2020 | 2021 | 2022 | 2023 | 2024 | 2025 | 2026 | 2027 | 2028 | 2029 | 2030 | 2031 | 2032 | 2033 | 2034 | 2035 | 2036 | 2037 | 2038 |  |  |  | 0 | 0 | 0 | 0 | 0 | 0 | 0 | 0 | 0 | 0 | 0 | 0 | 0 | 0 | 0 | 0 | 0 | 0 | 0 | 0 | 0 | 0 | 0 | 0 | 0 | 0 | 0 | 0 | 0 | 0 | 0 | 0
| 0 | [36 empty] | 0 | 0 | 0 | 0 | 0 | 0 | 0 | 0 | 0 | 0 | 0 | 0 | 0 | 0 | 0 | 0 | 0 | 0 | 0 | 0 | 0 | 0 | 0 | 0 | 0 | 0 | 0 | 0 | 0 | 0 | 0 | 0
| Diversity Factor: 0 | [36 empty] | 0 | 0 | 0 | 0 | 0 | 0 | 0 | 0 | 0 | 0 | 0 | 0 | 0 | 0 | 0 | 0 | 0 | 0 | 0 | 0 | 0 | 0 | 0 | 0 | 0 | 0 | 0 | 0 | 0 | 0 | 0 | 0
[38 empty] | 0 | 0 | 0 | 0 | 0 | 0 | 0 | 0 | 0 | 0 | 0 | 0 | 0 | 0 | 0 | 0 | 0 | 0 | 0 | 0 | 0 | 0 | 0 | 0 | 0 | 0 | 0 | 0 | 0 | 0 | 0 | 0
[38 empty] | 0 | 0 | 0 | 0 | 0 | 0 | 0 | 0 | 0 | 0 | 0 | 0 | 0 | 0 | 0 | 0 | 0 | 0 | 0 | 0 | 0 | 0 | 0 | 0 | 0 | 0 | 0 | 0 | 0 | 0 | 0 | 0
| 0 | [36 empty] | 0 | 0 | 0 | 0 | 0 | 0 | 0 | 0 | 0 | 0 | 0 | 0 | 0 | 0 | 0 | 0 | 0 | 0 | 0 | 0 | 0 | 0 | 0 | 0 | 0 | 0 | 0 | 0 | 0 | 0 | 0 | 0
Diversity Factor: 0
[38 empty] | Historical Spots & Transfers | [6 empty] | Forecast Spots & Transfers
[35 empty] | Project Name | From | To | 2007 | 2008 | 2009 | 2010 | 2011 | 2012 | 2013 | 2014 | 2015 | 2016 | 2017 | 2018 | 2019 | 2020 | 2021 | 2022 | 2023 | 2024 | 2025 | 2026 | 2027 | 2028 | 2029 | 2030 | 2031 | 2032 | 2033 | 2034 | 2035 | 2036 | 2037 | 2038
| 0 | [33 empty] | DNP_ID: 6581. Establish 11kV connections to Tanilba Bay Zone ( HZ00230 ) - STAGE 2 | Salt Ash 33_11kV Tx1 | Tanilba Bay 33_11kV Tx1 | 0 | 0 | 0 | 0 | 0 | 0 | 0 | 0.60971 | 0 | 0 | 0 | 0 | 0 | 0 | 0 | 0 | 0 | 0 | 0 | 0 | 0 | 0 | 0 | 0 | 0 | 0 | 0 | 0 | 0 | 0 | 0 | 0
| Diversity Factor: 0 | [33 empty] | DNP_ID: 6581. Establish 11kV connections to Tanilba Bay Zone ( HZ00230 ) - STAGE 2 | Salt Ash 33_11kV Tx1 | Tanilba Bay 33_11kV Tx2 | 0 | 0 | 0 | 0 | 0 | 0 | 0 | 0.62871 | 0 | 0 | 0 | 0 | 0 | 0 | 0 | 0 | 0 | 0 | 0 | 0 | 0 | 0 | 0 | 0 | 0 | 0 | 0 | 0 | 0 | 0 | 0 | 0
[35 empty] | DNP_ID: 6581. Establish 11kV connections to Tanilba Bay Zone ( HZ00230 ) - STAGE 2 | Salt Ash 33_11kV Tx2 | Tanilba Bay 33_11kV Tx1 | 0 | 0 | 0 | 0 | 0 | 0 | 0 | 0.60971 | 0 | 0 | 0 | 0 | 0 | 0 | 0 | 0 | 0 | 0 | 0 | 0 | 0 | 0 | 0 | 0 | 0 | 0 | 0 | 0 | 0 | 0 | 0 | 0
[35 empty] | DNP_ID: 6581. Establish 11kV connections to Tanilba Bay Zone ( HZ00230 ) - STAGE 2 | Salt Ash 33_11kV Tx2 | Tanilba Bay 33_11kV Tx2 | 0 | 0 | 0 | 0 | 0 | 0 | 0 | 0.62871 | 0 | 0 | 0 | 0 | 0 | 0 | 0 | 0 | 0 | 0 | 0 | 0 | 0 | 0 | 0 | 0 | 0 | 0 | 0 | 0 | 0 | 0 | 0 | 0
| 0 | [33 empty] | Econometric |  | Salt Ash 33_11kV Tx1 | 0 | 0 | 0 | 0 | 0 | 0 | 0 | 0 | 0 | 0 | 0 | 0 | 0 | 0 | 0 | 0 | 0 | 0 | 0 | 0 | 0 | 0 | 0 | 0 | 0 | 0 | 0 | 0 | 0 | 0 | 0 | 0
| Diversity Factor: 0 | [33 empty] | Econometric |  | Salt Ash 33_11kV Tx2 | 0 | 0 | 0 | 0 | 0 | 0 | 0 | 0 | 0 | 0 | 0 | 0 | 0 | 0 | 0 | 0 | 0 | 0 | 0 | 0 | 0 | 0 | 0 | 0 | 0 | 0 | 0 | 0 | 0 | 0 | 0 | 0
[35 empty] | Energy Efficiency |  | Salt Ash 33_11kV Tx1 | 0 | 0 | 0 | 0 | 0 | 0 | 0 | 0 | 0 | 0 | 0 | 0 | 0 | 0 | 0 | 0 | 0 | 0 | 0 | 0 | 0 | 0 | 0 | 0 | 0 | 0 | 0 | 0 | 0 | 0 | 0 | 0
[35 empty] | Energy Efficiency |  | Salt Ash 33_11kV Tx2 | 0 | 0 | 0 | 0 | 0 | 0 | 0 | 0 | 0 | 0 | 0 | 0 | 0 | 0 | 0 | 0 | 0 | 0 | 0 | 0 | 0 | 0 | 0 | 0 | 0 | 0 | 0 | 0 | 0 | 0 | 0 | 0
| 0 | [33 empty] | Solar PV |  | Salt Ash 33_11kV Tx1 | 0 | 0 | 0 | 0 | 0 | 0 | 0 | 0 | 0 | 0 | 0 | 0 | 0 | 0 | 0 | 0 | 0 | 0 | 0 | 0 | 0 | 0 | 0 | 0 | 0 | 0 | 0 | 0 | 0 | 0 | 0 | 0
| Diversity Factor: 0 | [33 empty] | Solar PV |  | Salt Ash 33_11kV Tx2 | 0 | 0 | 0 | 0 | 0 | 0 | 0 | 0 | 0 | 0 | 0 | 0 | 0 | 0 | 0 | 0 | 0 | 0 | 0 | 0 | 0 | 0 | 0 | 0 | 0 | 0 | 0 | 0 | 0 | 0 | 0 | 0
0
Diversity Factor: 0
0
Diversity Factor: 0
0
Diversity Factor: 0
0
Diversity Factor: 0
0
Diversity Factor: 0
| Weather Correction and Public Holiday Factors | [8 empty] | Forecast ROG
ROG Justification
| Actual loads for season 2013 have been weather corrected by the following: | [6 empty] | 5.781% |  | 7 year ROG ok | [59 empty] | 7 year ROG ok
1 | 2 | 3 | 4 | 5 | 6 | 7 | 8 | 9 | 10 | 2014 | 2015 | 2016 | 2017 | 2018 | 2019 | 2020 | 2021 | 2022 | 2023 | 2024 | 2025 | 2026 | 2027 | 2028 | 2029 | 2030 | 2031 | 2032 | 2033 | 2034 | 2035 | 2036 | 2037 | 2038
0.99054 | 0.98117 | 0.97498 | 0.97191 | 0.97191 | 0.97191 | 0.97191 | 0.97191 | 0.97191 | 0.97191 | -0.946% | -0.946% | -0.631% | -0.315% | 0% | 0% | 0% | 0% | 0% | 0% | 0% | 0% | 0% | 0% | 0% | 0% | 0% | 0% | 0% | 0% | 0% | 0% | 0% | 0% | 0%
Substation Load Detail
[7 empty] | Units | 2013 |  | 2014 | 2015 | 2016 | 2017 | 2018 | 2019 | 2020 | 2021 | 2022 | 2023 | 2024 | 2025 | 2026 | 2027 | 2028 | 2029 | 2030 | 2031 | 2032 | 2033 | 2034 | 2035 | 2036 | 2037 | 2038
1 | Salt Ash 33_11kV | Compensated |  | Load (LV side) |  |  | Amps | 0 |  | 0 | 0 | 0 | 0 | 0 | 0 | 0 | 0 | 0 | 0 | 0 | 0 | 0 | 0 | 0 | 0 | 0 | 0 | 0 | 0 | 0 | 0 | 0 | 0 | 0
|  |  |  | Apparent Power |  |  | MVA | 1.79 | 1.9 | 0 | 0 | 0 | 0 | 0 | 0 | 0 | 0 | 0 | 0 | 0 | 0 | 0 | 0 | 0 | 0 | 0 | 0 | 0 | 0 | 0 | 0 | 0 | 0 | 0
|  |  |  | Real Power |  |  | MW | 1.722 | 1.8278 | 0 | 0 | 0 | 0 | 0 | 0 | 0 | 0 | 0 | 0 | 0 | 0 | 0 | 0 | 0 | 0 | 0 | 0 | 0 | 0 | 0 | 0 | 0 | 0 | 0
|  |  |  | Reactive Power |  |  | MVAr | 0 |  | 0 | 0 | 0 | 0 | 0 | 0 | 0 | 0 | 0 | 0 | 0 | 0 | 0 | 0 | 0 | 0 | 0 | 0 | 0 | 0 | 0 | 0 | 0 | 0 | 0
|  |  |  | Capacitors In Service |  |  | MVAr | 0 |  | 0 | 0 | 0 | 0 | 0 | 0 | 0 | 0 | 0 | 0 | 0 | 0 | 0 | 0 | 0 | 0 | 0 | 0 | 0 | 0 | 0 | 0 | 0 | 0 | 0
|  |  |  | PF |  |  |  | 0.962 |  | 0 | 0 | 0 | 0 | 0 | 0 | 0 | 0 | 0 | 0 | 0 | 0 | 0 | 0 | 0 | 0 | 0 | 0 | 0 | 0 | 0 | 0 | 0 | 0 | 0
0.79094 | Diversity Factor: 0.79 | Uncompensated |  | Reactive Power |  |  | MVAr | 0 | 0.51879 | 0 | 0 | 0 | 0 | 0 | 0 | 0 | 0 | 0 | 0 | 0 | 0 | 0 | 0 | 0 | 0 | 0 | 0 | 0 | 0 | 0 | 0 | 0 | 0 | 0
|  |  |  | PF |  |  |  | 0.962 |  | 0 | 0 | 0 | 0 | 0 | 0 | 0 | 0 | 0 | 0 | 0 | 0 | 0 | 0 | 0 | 0 | 0 | 0 | 0 | 0 | 0 | 0 | 0 | 0 | 0
[10 empty] | 1 | 2 | 3 | 4 | 5 | 6 | 7 | 8 | 9 | 10 | 11 | 12 | 13 | 14 | 15 | 16 | 17 | 18 | 19 | 20 | 21 | 22 | 23 | 24 | 25
Transformer Load Detail
[7 empty] | Units | 2013 |  | 2014 | 2015 | 2016 | 2017 | 2018 | 2019 | 2020 | 2021 | 2022 | 2023 | 2024 | 2025 | 2026 | 2027 | 2028 | 2029 | 2030 | 2031 | 2032 | 2033 | 2034 | 2035 | 2036 | 2037 | 2038
| 0 | Compensated |  | Load (LV side) |  |  | Amps
|  |  |  | Apparent Power |  |  | MVA
|  |  |  | Real Power |  |  | MW
|  |  |  | Reactive Power |  |  | MVAr
|  |  |  | Capacitors In Service |  |  | MVAr
PF
| Zone Div: | Uncompensated |  | Reactive Power |  |  | MVAr
PF
| 0 | Compensated |  | Load (LV side) |  |  | Amps
|  |  |  | Apparent Power |  |  | MVA
|  |  |  | Real Power |  |  | MW
|  |  |  | Reactive Power |  |  | MVAr
|  |  |  | Capacitors In Service |  |  | MVAr
PF
| Zone Div: | Uncompensated |  | Reactive Power |  |  | MVAr
PF
| 0 | Compensated |  | Load (LV side) |  |  | Amps
|  |  |  | Apparent Power |  |  | MVA
|  |  |  | Real Power |  |  | MW
|  |  |  | Reactive Power |  |  | MVAr
|  |  |  | Capacitors In Service |  |  | MVAr
PF
| Zone Div: | Uncompensated |  | Reactive Power |  |  | MVAr
PF
| 0 | Compensated |  | Load (LV side) |  |  | Amps
|  |  |  | Apparent Power |  |  | MVA
|  |  |  | Real Power |  |  | MW
|  |  |  | Reactive Power |  |  | MVAr
|  |  |  | Capacitors In Service |  |  | MVAr
PF
| Zone Div: | Uncompensated |  | Reactive Power |  |  | MVAr
PF
| 0 | Compensated |  | Load (LV side) |  |  | Amps
|  |  |  | Apparent Power |  |  | MVA
|  |  |  | Real Power |  |  | MW
|  |  |  | Reactive Power |  |  | MVAr
|  |  |  | Capacitors In Service |  |  | MVAr
PF
| Zone Div: | Uncompensated |  | Reactive Power |  |  | MVAr
PF
| 0 | Compensated |  | Load (LV side) |  |  | Amps
|  |  |  | Apparent Power |  |  | MVA
|  |  |  | Real Power |  |  | MW
|  |  |  | Reactive Power |  |  | MVAr
|  |  |  | Capacitors In Service |  |  | MVAr
PF
| Zone Div: | Uncompensated |  | Reactive Power |  |  | MVAr
PF
| 0 | Compensated |  | Load (LV side) |  |  | Amps
|  |  |  | Apparent Power |  |  | MVA
|  |  |  | Real Power |  |  | MW
|  |  |  | Reactive Power |  |  | MVAr
|  |  |  | Capacitors In Service |  |  | MVAr
PF
| Zone Div: | Uncompensated |  | Reactive Power |  |  | MVAr
PF
| 0 | Compensated |  | Load (LV side) |  |  | Amps
|  |  |  | Apparent Power |  |  | MVA
|  |  |  | Real Power |  |  | MW
|  |  |  | Reactive Power |  |  | MVAr
|  |  |  | Capacitors In Service |  |  | MVAr
PF
| Zone Div: | Uncompensated |  | Reactive Power |  |  | MVAr
PF
| 0 | Compensated |  | Load (LV side) |  |  | Amps
|  |  |  | Apparent Power |  |  | MVA
|  |  |  | Real Power |  |  | MW
|  |  |  | Reactive Power |  |  | MVAr
|  |  |  | Capacitors In Service |  |  | MVAr
PF
| Zone Div: | Uncompensated |  | Reactive Power |  |  | MVAr
PF
| 0 | Compensated |  | Load (LV side) |  |  | Amps
|  |  |  | Apparent Power |  |  | MVA
|  |  |  | Real Power |  |  | MW
|  |  |  | Reactive Power |  |  | MVAr
|  |  |  | Capacitors In Service |  |  | MVAr
PF
| Zone Div: | Uncompensated |  | Reactive Power |  |  | MVAr
PF

## Stockton 33_11kV
| Stockton 33_11kV | [16 empty] | 2014 | WINTER
| Substation Total Loads | [33 empty] | Spots & Transfers Detail
| Historical Loads | (11kV MVA) | [7 empty] | Weather Corrected Forecast Loads |  |  |  | (11kV MVA) | [20 empty] | Spots & Transfers Summary | (11kV MVA) |  | Historical Spots & Transfers | [6 empty] | Forecast Spots & Transfers
|  | 2007 | 2008 | 2009 | 2010 | 2011 | 2012 | 2013 |  | 2014 | 2015 | 2016 | 2017 | 2018 | 2019 | 2020 | 2021 | 2022 | 2023 | 2024 | 2025 | 2026 | 2027 | 2028 | 2029 | 2030 | 2031 | 2032 | 2033 | 2034 | 2035 | 2036 | 2037 | 2038 |  |  |  | 2007 | 2008 | 2009 | 2010 | 2011 | 2012 | 2013 | 2014 | 2015 | 2016 | 2017 | 2018 | 2019 | 2020 | 2021 | 2022 | 2023 | 2024 | 2025 | 2026 | 2027 | 2028 | 2029 | 2030 | 2031 | 2032 | 2033 | 2034 | 2035 | 2036 | 2037 | 2038
| Total | 6.4 | 6.8 | 6 | 5.9 | 5.784 | 5.604 | 5.217 |  | 5.5654 | 5.4433 | 5.404 | 5.4481 | 5.5653 | 5.7644 | 6.0026 | 6.2091 | 6.4143 | 6.6246 | 6.8339 | 7.0575 | 7.2842 | 7.519 | 7.7602 | 8.0031 | 8.2483 | 8.4975 | 8.7506 | 9.0077 | 9.2689 | 9.5342 | 9.8037 | 10.0775 | 10.3555 |  |  | Total | 0 | 0 | 0 | 0 | 0 | 0 | 0 | -0.0042521 | -0.004366 | 0.037455 | 0.082203 | 0.11725 | 0.19911 | 0.23818 | 0.2065 | 0.20517 | 0.21027 | 0.20934 | 0.22365 | 0.22665 | 0.23479 | 0.24119 | 0.24292 | 0.24523 | 0.24914 | 0.25311 | 0.25713 | 0.2612 | 0.26533 | 0.26951 | 0.27375 | 0.27804
| Firm Rating | 0 | 0 | 0 | 12.8 | 12.8 | 20.01 | 20 |  | 20 | 20 | 20 | 20 | 20 | 20 | 20 | 20 | 20 | 20 | 20 | 20 | 20 | 20 | 20 | 20 | 20 | 20 | 20 | 20 | 20 | 20 | 20 | 20 | 20
| Total Capacity | 0 | 0 | 0 | 25.6 | 25.6 | 40.01 | 40 |  | 40 | 40 | 40 | 40 | 40 | 40 | 40 | 40 | 40 | 40 | 40 | 40 | 40 | 40 | 40 | 40 | 40 | 40 | 40 | 40 | 40 | 40 | 40 | 40 | 40 |  |  | Stockton 33_11kV Tx1 | 0 | 0 | 0 | 0 | 0 | 0 | 0 | -0.0021261 | -0.002183 | 0.018727 | 0.041101 | 0.058627 | 0.099553 | 0.11909 | 0.10325 | 0.10258 | 0.10514 | 0.10467 | 0.11182 | 0.11332 | 0.1174 | 0.1206 | 0.12146 | 0.12261 | 0.12457 | 0.12656 | 0.12856 | 0.1306 | 0.13266 | 0.13475 | 0.13687 | 0.13902
|  | -7 | -6 | -5 | -4 | -3 | -2 | -1 |  | 0 | 1 | 2 | 3 | 4 | 5 | 6 | 7 | 8 | 9 | 10 | 11 | 12 | 13 | 14 | 15 | 16 | 17 | 18 | 19 | 20 | 21 | 22 | 23 | 24 |  |  | Stockton 33_11kV Tx2 | 0 | 0 | 0 | 0 | 0 | 0 | 0 | -0.0021261 | -0.002183 | 0.018727 | 0.041101 | 0.058627 | 0.099553 | 0.11909 | 0.10325 | 0.10258 | 0.10514 | 0.10467 | 0.11182 | 0.11332 | 0.1174 | 0.1206 | 0.12146 | 0.12261 | 0.12457 | 0.12656 | 0.12856 | 0.1306 | 0.13266 | 0.13475 | 0.13687 | 0.13902
| Transformer Loads | [36 empty] | 0 | 0 | 0 | 0 | 0 | 0 | 0 | 0 | 0 | 0 | 0 | 0 | 0 | 0 | 0 | 0 | 0 | 0 | 0 | 0 | 0 | 0 | 0 | 0 | 0 | 0 | 0 | 0 | 0 | 0 | 0 | 0
| Historical Loads | (11kV MVA) | [7 empty] | 0: Weather Corrected Forecast Loads; 4: (11kV MVA) |  |  |  | 0 | 0 | 0 | 0 | 0 | 0 | 0 | 0 | 0 | 0 | 0 | 0 | 0 | 0 | 0 | 0 | 0 | 0 | 0 | 0 | 0 | 0 | 0 | 0 | 0 | 0 | 0 | 0 | 0 | 0 | 0 | 0
|  | 2007 | 2008 | 2009 | 2010 | 2011 | 2012 | 2013 |  | 2014 | 2015 | 2016 | 2017 | 2018 | 2019 | 2020 | 2021 | 2022 | 2023 | 2024 | 2025 | 2026 | 2027 | 2028 | 2029 | 2030 | 2031 | 2032 | 2033 | 2034 | 2035 | 2036 | 2037 | 2038 |  |  |  | 0 | 0 | 0 | 0 | 0 | 0 | 0 | 0 | 0 | 0 | 0 | 0 | 0 | 0 | 0 | 0 | 0 | 0 | 0 | 0 | 0 | 0 | 0 | 0 | 0 | 0 | 0 | 0 | 0 | 0 | 0 | 0
| 0 | [36 empty] | 0 | 0 | 0 | 0 | 0 | 0 | 0 | 0 | 0 | 0 | 0 | 0 | 0 | 0 | 0 | 0 | 0 | 0 | 0 | 0 | 0 | 0 | 0 | 0 | 0 | 0 | 0 | 0 | 0 | 0 | 0 | 0
| Diversity Factor: 0 | [36 empty] | 0 | 0 | 0 | 0 | 0 | 0 | 0 | 0 | 0 | 0 | 0 | 0 | 0 | 0 | 0 | 0 | 0 | 0 | 0 | 0 | 0 | 0 | 0 | 0 | 0 | 0 | 0 | 0 | 0 | 0 | 0 | 0
[38 empty] | 0 | 0 | 0 | 0 | 0 | 0 | 0 | 0 | 0 | 0 | 0 | 0 | 0 | 0 | 0 | 0 | 0 | 0 | 0 | 0 | 0 | 0 | 0 | 0 | 0 | 0 | 0 | 0 | 0 | 0 | 0 | 0
[38 empty] | 0 | 0 | 0 | 0 | 0 | 0 | 0 | 0 | 0 | 0 | 0 | 0 | 0 | 0 | 0 | 0 | 0 | 0 | 0 | 0 | 0 | 0 | 0 | 0 | 0 | 0 | 0 | 0 | 0 | 0 | 0 | 0
| 0 | [36 empty] | 0 | 0 | 0 | 0 | 0 | 0 | 0 | 0 | 0 | 0 | 0 | 0 | 0 | 0 | 0 | 0 | 0 | 0 | 0 | 0 | 0 | 0 | 0 | 0 | 0 | 0 | 0 | 0 | 0 | 0 | 0 | 0
Diversity Factor: 0
[38 empty] | Historical Spots & Transfers | [6 empty] | Forecast Spots & Transfers
[35 empty] | Project Name | From | To | 2007 | 2008 | 2009 | 2010 | 2011 | 2012 | 2013 | 2014 | 2015 | 2016 | 2017 | 2018 | 2019 | 2020 | 2021 | 2022 | 2023 | 2024 | 2025 | 2026 | 2027 | 2028 | 2029 | 2030 | 2031 | 2032 | 2033 | 2034 | 2035 | 2036 | 2037 | 2038
| 0 | [33 empty] | Broad based demand management |  | Stockton 33_11kV Tx1 | 0 | 0 | 0 | 0 | 0 | 0 | 0 | 0 | -0.00088886 | -0.0020898 | -0.0021211 | -0.0021801 | -0.0028161 | 0 | 0 | 0 | 0 | 0 | 0 | 0 | 0 | 0 | 0 | 0 | 0 | 0 | 0 | 0 | 0 | 0 | 0 | 0
| Diversity Factor: 0 | [33 empty] | Broad based demand management |  | Stockton 33_11kV Tx2 | 0 | 0 | 0 | 0 | 0 | 0 | 0 | 0 | -0.00088886 | -0.0020898 | -0.0021211 | -0.0021801 | -0.0028161 | 0 | 0 | 0 | 0 | 0 | 0 | 0 | 0 | 0 | 0 | 0 | 0 | 0 | 0 | 0 | 0 | 0 | 0 | 0
[35 empty] | Econometric |  | Stockton 33_11kV Tx1 | 0 | 0 | 0 | 0 | 0 | 0 | 0 | 0 | 0 | 0.03523 | 0.066969 | 0.097926 | 0.14257 | 0.14459 | 0.1245 | 0.12623 | 0.128 | 0.12978 | 0.13159 | 0.13342 | 0.13528 | 0.13716 | 0.13907 | 0.141 | 0.14296 | 0.14494 | 0.14695 | 0.14898 | 0.15105 | 0.15314 | 0.15526 | 0.1574
[35 empty] | Econometric |  | Stockton 33_11kV Tx2 | 0 | 0 | 0 | 0 | 0 | 0 | 0 | 0 | 0 | 0.03523 | 0.066969 | 0.097926 | 0.14257 | 0.14459 | 0.1245 | 0.12623 | 0.128 | 0.12978 | 0.13159 | 0.13342 | 0.13528 | 0.13716 | 0.13907 | 0.141 | 0.14296 | 0.14494 | 0.14695 | 0.14898 | 0.15105 | 0.15314 | 0.15526 | 0.1574
| 0 | [33 empty] | Energy Efficiency |  | Stockton 33_11kV Tx1 | 0 | 0 | 0 | 0 | 0 | 0 | 0 | -0.0021261 | -0.0012942 | -0.014413 | -0.023746 | -0.037119 | -0.040201 | -0.025505 | -0.021247 | -0.02365 | -0.022859 | -0.025112 | -0.019765 | -0.020099 | -0.017882 | -0.016564 | -0.017607 | -0.018383 | -0.018383 | -0.018383 | -0.018383 | -0.018383 | -0.018383 | -0.018383 | -0.018383 | -0.018383
| Diversity Factor: 0 | [33 empty] | Energy Efficiency |  | Stockton 33_11kV Tx2 | 0 | 0 | 0 | 0 | 0 | 0 | 0 | -0.0021261 | -0.0012942 | -0.014413 | -0.023746 | -0.037119 | -0.040201 | -0.025505 | -0.021247 | -0.02365 | -0.022859 | -0.025112 | -0.019765 | -0.020099 | -0.017882 | -0.016564 | -0.017607 | -0.018383 | -0.018383 | -0.018383 | -0.018383 | -0.018383 | -0.018383 | -0.018383 | -0.018383 | -0.018383
[35 empty] | Solar PV |  | Stockton 33_11kV Tx1 | 0 | 0 | 0 | 0 | 0 | 0 | 0 | 0 | 0 | 0 | 0 | 0 | 0 | 0 | 0 | 0 | 0 | 0 | 0 | 0 | 0 | 0 | 0 | 0 | 0 | 0 | 0 | 0 | 0 | 0 | 0 | 0
[35 empty] | Solar PV |  | Stockton 33_11kV Tx2 | 0 | 0 | 0 | 0 | 0 | 0 | 0 | 0 | 0 | 0 | 0 | 0 | 0 | 0 | 0 | 0 | 0 | 0 | 0 | 0 | 0 | 0 | 0 | 0 | 0 | 0 | 0 | 0 | 0 | 0 | 0 | 0
0
Diversity Factor: 0
0
Diversity Factor: 0
0
Diversity Factor: 0
0
Diversity Factor: 0
0
Diversity Factor: 0
0
Diversity Factor: 0
| Weather Correction and Public Holiday Factors | [8 empty] | Forecast ROG
ROG Justification
| Actual loads for season 2013 have been weather corrected by the following: | [6 empty] | 10.43% |  | 7 year ROG ok | [59 empty] | 7 year ROG ok
1 | 2 | 3 | 4 | 5 | 6 | 7 | 8 | 9 | 10 | 2014 | 2015 | 2016 | 2017 | 2018 | 2019 | 2020 | 2021 | 2022 | 2023 | 2024 | 2025 | 2026 | 2027 | 2028 | 2029 | 2030 | 2031 | 2032 | 2033 | 2034 | 2035 | 2036 | 2037 | 2038
0.97885 | 0.95815 | 0.94464 | 0.93798 | 0.93798 | 0.93798 | 0.93798 | 0.93798 | 0.93798 | 0.93798 | -2.115% | -2.115% | -1.41% | -0.705% | 0% | 0% | 0% | 0% | 0% | 0% | 0% | 0% | 0% | 0% | 0% | 0% | 0% | 0% | 0% | 0% | 0% | 0% | 0% | 0% | 0%
Substation Load Detail
[7 empty] | Units | 2013 |  | 2014 | 2015 | 2016 | 2017 | 2018 | 2019 | 2020 | 2021 | 2022 | 2023 | 2024 | 2025 | 2026 | 2027 | 2028 | 2029 | 2030 | 2031 | 2032 | 2033 | 2034 | 2035 | 2036 | 2037 | 2038
1 | Stockton 33_11kV | Compensated |  | Load (LV side) |  |  | Amps | 0 |  | 292.1068 | 285.6984 | 283.6352 | 285.9497 | 292.104 | 302.5543 | 315.0553 | 325.8936 | 336.6622 | 347.6987 | 358.686 | 370.4244 | 382.3202 | 394.6436 | 407.3029 | 420.0528 | 432.924 | 446.0006 | 459.2855 | 472.7813 | 486.4908 | 500.4169 | 514.5625 | 528.9304 | 543.5236
|  |  |  | Apparent Power |  |  | MVA | 5.217 | 5.69 | 5.5654 | 5.4433 | 5.404 | 5.4481 | 5.5653 | 5.7644 | 6.0026 | 6.2091 | 6.4143 | 6.6246 | 6.8339 | 7.0575 | 7.2842 | 7.519 | 7.7602 | 8.0031 | 8.2483 | 8.4975 | 8.7506 | 9.0077 | 9.2689 | 9.5342 | 9.8037 | 10.0775 | 10.3555
|  |  |  | Real Power |  |  | MW | 5.1179 | 5.5819 | 5.4596 | 5.3399 | 5.3013 | 5.3446 | 5.4596 | 5.6549 | 5.8886 | 6.0911 | 6.2924 | 6.4987 | 6.704 | 6.9234 | 7.1458 | 7.3761 | 7.6127 | 7.851 | 8.0916 | 8.336 | 8.5843 | 8.8365 | 9.0928 | 9.3531 | 9.6175 | 9.886 | 10.1588
|  |  |  | Reactive Power |  |  | MVAr | 0 |  | 1.0797 | 1.056 | 1.0484 | 1.057 | 1.0797 | 1.1183 | 1.1646 | 1.2046 | 1.2444 | 1.2852 | 1.3258 | 1.3692 | 1.4132 | 1.4587 | 1.5055 | 1.5527 | 1.6002 | 1.6486 | 1.6977 | 1.7476 | 1.7982 | 1.8497 | 1.902 | 1.9551 | 2.009
|  |  |  | Capacitors In Service |  |  | MVAr | 0 |  | 0 | 0 | 0 | 0 | 0 | 0 | 0 | 0 | 0 | 0 | 0 | 0 | 0 | 0 | 0 | 0 | 0 | 0 | 0 | 0 | 0 | 0 | 0 | 0 | 0
|  |  |  | PF |  |  |  | 0.981 |  | 0.981 | 0.981 | 0.981 | 0.981 | 0.981 | 0.981 | 0.981 | 0.981 | 0.981 | 0.981 | 0.981 | 0.981 | 0.981 | 0.981 | 0.981 | 0.981 | 0.981 | 0.981 | 0.981 | 0.981 | 0.981 | 0.981 | 0.981 | 0.981 | 0.981
0.9681 | Diversity Factor: 0.97 | Uncompensated |  | Reactive Power |  |  | MVAr | 0 | 1.1039 | 1.0797 | 1.056 | 1.0484 | 1.057 | 1.0797 | 1.1183 | 1.1646 | 1.2046 | 1.2444 | 1.2852 | 1.3258 | 1.3692 | 1.4132 | 1.4587 | 1.5055 | 1.5527 | 1.6002 | 1.6486 | 1.6977 | 1.7476 | 1.7982 | 1.8497 | 1.902 | 1.9551 | 2.009
|  |  |  | PF |  |  |  | 0.981 |  | 0.981 | 0.981 | 0.981 | 0.981 | 0.981 | 0.981 | 0.981 | 0.981 | 0.981 | 0.981 | 0.981 | 0.981 | 0.981 | 0.981 | 0.981 | 0.981 | 0.981 | 0.981 | 0.981 | 0.981 | 0.981 | 0.981 | 0.981 | 0.981 | 0.981
[10 empty] | 1 | 2 | 3 | 4 | 5 | 6 | 7 | 8 | 9 | 10 | 11 | 12 | 13 | 14 | 15 | 16 | 17 | 18 | 19 | 20 | 21 | 22 | 23 | 24 | 25
Transformer Load Detail
[7 empty] | Units | 2013 |  | 2014 | 2015 | 2016 | 2017 | 2018 | 2019 | 2020 | 2021 | 2022 | 2023 | 2024 | 2025 | 2026 | 2027 | 2028 | 2029 | 2030 | 2031 | 2032 | 2033 | 2034 | 2035 | 2036 | 2037 | 2038
| 0 | Compensated |  | Load (LV side) |  |  | Amps
|  |  |  | Apparent Power |  |  | MVA
|  |  |  | Real Power |  |  | MW
|  |  |  | Reactive Power |  |  | MVAr
|  |  |  | Capacitors In Service |  |  | MVAr
PF
| Zone Div: | Uncompensated |  | Reactive Power |  |  | MVAr
PF
| 0 | Compensated |  | Load (LV side) |  |  | Amps
|  |  |  | Apparent Power |  |  | MVA
|  |  |  | Real Power |  |  | MW
|  |  |  | Reactive Power |  |  | MVAr
|  |  |  | Capacitors In Service |  |  | MVAr
PF
| Zone Div: | Uncompensated |  | Reactive Power |  |  | MVAr
PF
| 0 | Compensated |  | Load (LV side) |  |  | Amps
|  |  |  | Apparent Power |  |  | MVA
|  |  |  | Real Power |  |  | MW
|  |  |  | Reactive Power |  |  | MVAr
|  |  |  | Capacitors In Service |  |  | MVAr
PF
| Zone Div: | Uncompensated |  | Reactive Power |  |  | MVAr
PF
| 0 | Compensated |  | Load (LV side) |  |  | Amps
|  |  |  | Apparent Power |  |  | MVA
|  |  |  | Real Power |  |  | MW
|  |  |  | Reactive Power |  |  | MVAr
|  |  |  | Capacitors In Service |  |  | MVAr
PF
| Zone Div: | Uncompensated |  | Reactive Power |  |  | MVAr
PF
| 0 | Compensated |  | Load (LV side) |  |  | Amps
|  |  |  | Apparent Power |  |  | MVA
|  |  |  | Real Power |  |  | MW
|  |  |  | Reactive Power |  |  | MVAr
|  |  |  | Capacitors In Service |  |  | MVAr
PF
| Zone Div: | Uncompensated |  | Reactive Power |  |  | MVAr
PF
| 0 | Compensated |  | Load (LV side) |  |  | Amps
|  |  |  | Apparent Power |  |  | MVA
|  |  |  | Real Power |  |  | MW
|  |  |  | Reactive Power |  |  | MVAr
|  |  |  | Capacitors In Service |  |  | MVAr
PF
| Zone Div: | Uncompensated |  | Reactive Power |  |  | MVAr
PF
| 0 | Compensated |  | Load (LV side) |  |  | Amps
|  |  |  | Apparent Power |  |  | MVA
|  |  |  | Real Power |  |  | MW
|  |  |  | Reactive Power |  |  | MVAr
|  |  |  | Capacitors In Service |  |  | MVAr
PF
| Zone Div: | Uncompensated |  | Reactive Power |  |  | MVAr
PF
| 0 | Compensated |  | Load (LV side) |  |  | Amps
|  |  |  | Apparent Power |  |  | MVA
|  |  |  | Real Power |  |  | MW
|  |  |  | Reactive Power |  |  | MVAr
|  |  |  | Capacitors In Service |  |  | MVAr
PF
| Zone Div: | Uncompensated |  | Reactive Power |  |  | MVAr
PF
| 0 | Compensated |  | Load (LV side) |  |  | Amps
|  |  |  | Apparent Power |  |  | MVA
|  |  |  | Real Power |  |  | MW
|  |  |  | Reactive Power |  |  | MVAr
|  |  |  | Capacitors In Service |  |  | MVAr
PF
| Zone Div: | Uncompensated |  | Reactive Power |  |  | MVAr
PF
| 0 | Compensated |  | Load (LV side) |  |  | Amps
|  |  |  | Apparent Power |  |  | MVA
|  |  |  | Real Power |  |  | MW
|  |  |  | Reactive Power |  |  | MVAr
|  |  |  | Capacitors In Service |  |  | MVAr
PF
| Zone Div: | Uncompensated |  | Reactive Power |  |  | MVAr
PF

## Tanilba Bay 33_11kV
| Tanilba Bay 33_11kV | [16 empty] | 2014 | WINTER
| Substation Total Loads | [33 empty] | Spots & Transfers Detail
| Historical Loads | (11kV MVA) | [7 empty] | Weather Corrected Forecast Loads |  |  |  | (11kV MVA) | [20 empty] | Spots & Transfers Summary | (11kV MVA) |  | Historical Spots & Transfers | [6 empty] | Forecast Spots & Transfers
|  | 2007 | 2008 | 2009 | 2010 | 2011 | 2012 | 2013 |  | 2014 | 2015 | 2016 | 2017 | 2018 | 2019 | 2020 | 2021 | 2022 | 2023 | 2024 | 2025 | 2026 | 2027 | 2028 | 2029 | 2030 | 2031 | 2032 | 2033 | 2034 | 2035 | 2036 | 2037 | 2038 |  |  |  | 2007 | 2008 | 2009 | 2010 | 2011 | 2012 | 2013 | 2014 | 2015 | 2016 | 2017 | 2018 | 2019 | 2020 | 2021 | 2022 | 2023 | 2024 | 2025 | 2026 | 2027 | 2028 | 2029 | 2030 | 2031 | 2032 | 2033 | 2034 | 2035 | 2036 | 2037 | 2038
| Total | 8.6 | 9.2 | 7.5 | 7.7 | 6.971 | 7.08 | 7.1388 |  | 8.9678 | 8.6511 | 8.4653 | 8.4015 | 8.4497 | 8.5305 | 8.6698 | 8.806 | 8.9381 | 9.0762 | 9.2109 | 9.3659 | 9.5235 | 9.6916 | 9.8676 | 10.0442 | 9.4029 | 9.5706 | 9.7424 | 9.9184 | 10.0987 | 10.2834 | 10.4725 | 10.6661 | 10.8642 |  |  | Total | 0 | 0 | 0 | 0 | 0 | 0 | 0 | 2.4704 | -0.0044581 | 0.014954 | 0.034467 | 0.048111 | 0.080843 | 0.1393 | 0.13623 | 0.13211 | 0.13809 | 0.13465 | 0.155 | 0.15759 | 0.16816 | 0.17601 | 0.17653 | 0.17797 | 0.18187 | 0.18582 | 0.18984 | 0.19391 | 0.19804 | 0.20224 | 0.20649 | 0.21081
| Firm Rating | 0 | 0 | 0 | 0 | 0 | 18.75 | 15 |  | 15 | 15 | 15 | 15 | 15 | 15 | 15 | 15 | 15 | 15 | 15 | 15 | 15 | 15 | 15 | 15 | 15 | 15 | 15 | 15 | 15 | 15 | 15 | 15 | 15
| Total Capacity | 0 | 0 | 0 | 15.45 | 15.45 | 40.47 | 31 |  | 31 | 31 | 31 | 31 | 31 | 31 | 31 | 31 | 31 | 31 | 31 | 31 | 31 | 31 | 31 | 31 | 31 | 31 | 31 | 31 | 31 | 31 | 31 | 31 | 31 |  |  | Tanilba Bay 33_11kV Tx1 | 0 | 0 | 0 | 0 | 0 | 0 | 0 | 1.2163 | -0.0021948 | 0.0073623 | 0.016969 | 0.023687 | 0.039801 | 0.06858 | 0.06707 | 0.065043 | 0.067987 | 0.066292 | 0.076309 | 0.077585 | 0.082788 | 0.086653 | 0.086909 | 0.087617 | 0.089537 | 0.091486 | 0.093462 | 0.095468 | 0.097502 | 0.099567 | 0.10166 | 0.10379
|  | -7 | -6 | -5 | -4 | -3 | -2 | -1 |  | 0 | 1 | 2 | 3 | 4 | 5 | 6 | 7 | 8 | 9 | 10 | 11 | 12 | 13 | 14 | 15 | 16 | 17 | 18 | 19 | 20 | 21 | 22 | 23 | 24 |  |  | Tanilba Bay 33_11kV Tx2 | 0 | 0 | 0 | 0 | 0 | 0 | 0 | 1.2542 | -0.0022632 | 0.0075917 | 0.017498 | 0.024425 | 0.041041 | 0.070717 | 0.069159 | 0.06707 | 0.070105 | 0.068357 | 0.078687 | 0.080002 | 0.085367 | 0.089353 | 0.089617 | 0.090348 | 0.092328 | 0.094336 | 0.096375 | 0.098443 | 0.10054 | 0.10267 | 0.10483 | 0.10702
| Transformer Loads | [36 empty] | 0 | 0 | 0 | 0 | 0 | 0 | 0 | 0 | 0 | 0 | 0 | 0 | 0 | 0 | 0 | 0 | 0 | 0 | 0 | 0 | 0 | 0 | 0 | 0 | 0 | 0 | 0 | 0 | 0 | 0 | 0 | 0
| Historical Loads | (11kV MVA) | [7 empty] | 0: Weather Corrected Forecast Loads; 4: (11kV MVA) |  |  |  | 0 | 0 | 0 | 0 | 0 | 0 | 0 | 0 | 0 | 0 | 0 | 0 | 0 | 0 | 0 | 0 | 0 | 0 | 0 | 0 | 0 | 0 | 0 | 0 | 0 | 0 | 0 | 0 | 0 | 0 | 0 | 0
|  | 2007 | 2008 | 2009 | 2010 | 2011 | 2012 | 2013 |  | 2014 | 2015 | 2016 | 2017 | 2018 | 2019 | 2020 | 2021 | 2022 | 2023 | 2024 | 2025 | 2026 | 2027 | 2028 | 2029 | 2030 | 2031 | 2032 | 2033 | 2034 | 2035 | 2036 | 2037 | 2038 |  |  |  | 0 | 0 | 0 | 0 | 0 | 0 | 0 | 0 | 0 | 0 | 0 | 0 | 0 | 0 | 0 | 0 | 0 | 0 | 0 | 0 | 0 | 0 | 0 | 0 | 0 | 0 | 0 | 0 | 0 | 0 | 0 | 0
| 0 | [36 empty] | 0 | 0 | 0 | 0 | 0 | 0 | 0 | 0 | 0 | 0 | 0 | 0 | 0 | 0 | 0 | 0 | 0 | 0 | 0 | 0 | 0 | 0 | 0 | 0 | 0 | 0 | 0 | 0 | 0 | 0 | 0 | 0
| Diversity Factor: 0 | [36 empty] | 0 | 0 | 0 | 0 | 0 | 0 | 0 | 0 | 0 | 0 | 0 | 0 | 0 | 0 | 0 | 0 | 0 | 0 | 0 | 0 | 0 | 0 | 0 | 0 | 0 | 0 | 0 | 0 | 0 | 0 | 0 | 0
[38 empty] | 0 | 0 | 0 | 0 | 0 | 0 | 0 | 0 | 0 | 0 | 0 | 0 | 0 | 0 | 0 | 0 | 0 | 0 | 0 | 0 | 0 | 0 | 0 | 0 | 0 | 0 | 0 | 0 | 0 | 0 | 0 | 0
[38 empty] | 0 | 0 | 0 | 0 | 0 | 0 | 0 | 0 | 0 | 0 | 0 | 0 | 0 | 0 | 0 | 0 | 0 | 0 | 0 | 0 | 0 | 0 | 0 | 0 | 0 | 0 | 0 | 0 | 0 | 0 | 0 | 0
| 0 | [36 empty] | 0 | 0 | 0 | 0 | 0 | 0 | 0 | 0 | 0 | 0 | 0 | 0 | 0 | 0 | 0 | 0 | 0 | 0 | 0 | 0 | 0 | 0 | 0 | 0 | 0 | 0 | 0 | 0 | 0 | 0 | 0 | 0
Diversity Factor: 0
[38 empty] | Historical Spots & Transfers | [6 empty] | Forecast Spots & Transfers
[35 empty] | Project Name | From | To | 2007 | 2008 | 2009 | 2010 | 2011 | 2012 | 2013 | 2014 | 2015 | 2016 | 2017 | 2018 | 2019 | 2020 | 2021 | 2022 | 2023 | 2024 | 2025 | 2026 | 2027 | 2028 | 2029 | 2030 | 2031 | 2032 | 2033 | 2034 | 2035 | 2036 | 2037 | 2038
| 0 | [33 empty] | Broad based demand management |  | Tanilba Bay 33_11kV Tx1 | 0 | 0 | 0 | 0 | 0 | 0 | 0 | 0 | -0.00023973 | -0.0021693 | -0.0026204 | -0.0031366 | -0.00417 | 0 | 0 | 0 | 0 | 0 | 0 | 0 | 0 | 0 | 0 | 0 | 0 | 0 | 0 | 0 | 0 | 0 | 0 | 0
| Diversity Factor: 0 | [33 empty] | Broad based demand management |  | Tanilba Bay 33_11kV Tx2 | 0 | 0 | 0 | 0 | 0 | 0 | 0 | 0 | -0.0002472 | -0.0022369 | -0.0027021 | -0.0032343 | -0.0042999 | 0 | 0 | 0 | 0 | 0 | 0 | 0 | 0 | 0 | 0 | 0 | 0 | 0 | 0 | 0 | 0 | 0 | 0 | 0
[35 empty] | DNP_ID: 6581. Establish 11kV connections to Tanilba Bay Zone ( HZ00230 ) - STAGE 2 | Salt Ash 33_11kV Tx1 | Tanilba Bay 33_11kV Tx1 | 0 | 0 | 0 | 0 | 0 | 0 | 0 | 0.60971 | 0 | 0 | 0 | 0 | 0 | 0 | 0 | 0 | 0 | 0 | 0 | 0 | 0 | 0 | 0 | 0 | 0 | 0 | 0 | 0 | 0 | 0 | 0 | 0
[35 empty] | DNP_ID: 6581. Establish 11kV connections to Tanilba Bay Zone ( HZ00230 ) - STAGE 2 | Salt Ash 33_11kV Tx1 | Tanilba Bay 33_11kV Tx2 | 0 | 0 | 0 | 0 | 0 | 0 | 0 | 0.62871 | 0 | 0 | 0 | 0 | 0 | 0 | 0 | 0 | 0 | 0 | 0 | 0 | 0 | 0 | 0 | 0 | 0 | 0 | 0 | 0 | 0 | 0 | 0 | 0
| 0 | [33 empty] | DNP_ID: 6581. Establish 11kV connections to Tanilba Bay Zone ( HZ00230 ) - STAGE 2 | Salt Ash 33_11kV Tx2 | Tanilba Bay 33_11kV Tx1 | 0 | 0 | 0 | 0 | 0 | 0 | 0 | 0.60971 | 0 | 0 | 0 | 0 | 0 | 0 | 0 | 0 | 0 | 0 | 0 | 0 | 0 | 0 | 0 | 0 | 0 | 0 | 0 | 0 | 0 | 0 | 0 | 0
| Diversity Factor: 0 | [33 empty] | DNP_ID: 6581. Establish 11kV connections to Tanilba Bay Zone ( HZ00230 ) - STAGE 2 | Salt Ash 33_11kV Tx2 | Tanilba Bay 33_11kV Tx2 | 0 | 0 | 0 | 0 | 0 | 0 | 0 | 0.62871 | 0 | 0 | 0 | 0 | 0 | 0 | 0 | 0 | 0 | 0 | 0 | 0 | 0 | 0 | 0 | 0 | 0 | 0 | 0 | 0 | 0 | 0 | 0 | 0
[35 empty] | Econometric |  | Tanilba Bay 33_11kV Tx1 | 0 | 0 | 0 | 0 | 0 | 0 | 0 | 0 | 0 | 0.031825 | 0.056356 | 0.084306 | 0.10626 | 0.10815 | 0.10012 | 0.10181 | 0.10352 | 0.10525 | 0.10701 | 0.1088 | 0.11061 | 0.11244 | 0.11431 | 0.1162 | 0.11812 | 0.12007 | 0.12205 | 0.12405 | 0.12609 | 0.12815 | 0.13025 | 0.13237
[35 empty] | Econometric |  | Tanilba Bay 33_11kV Tx2 | 0 | 0 | 0 | 0 | 0 | 0 | 0 | 0 | 0 | 0.032817 | 0.058112 | 0.086933 | 0.10958 | 0.11152 | 0.10324 | 0.10498 | 0.10674 | 0.10853 | 0.11034 | 0.11219 | 0.11405 | 0.11595 | 0.11787 | 0.11982 | 0.1218 | 0.12381 | 0.12585 | 0.12792 | 0.13002 | 0.13214 | 0.1343 | 0.1365
| 0 | [33 empty] | Energy Efficiency |  | Tanilba Bay 33_11kV Tx1 | 0 | 0 | 0 | 0 | 0 | 0 | 0 | -0.0031659 | -0.0019551 | -0.022294 | -0.036766 | -0.057483 | -0.062293 | -0.039572 | -0.033055 | -0.036765 | -0.03553 | -0.038959 | -0.030701 | -0.03121 | -0.027819 | -0.025792 | -0.027401 | -0.028585 | -0.028585 | -0.028585 | -0.028585 | -0.028585 | -0.028585 | -0.028585 | -0.028585 | -0.028585
| Diversity Factor: 0 | [33 empty] | Energy Efficiency |  | Tanilba Bay 33_11kV Tx2 | 0 | 0 | 0 | 0 | 0 | 0 | 0 | -0.0032646 | -0.002016 | -0.022988 | -0.037912 | -0.059274 | -0.064234 | -0.040805 | -0.034085 | -0.03791 | -0.036637 | -0.040173 | -0.031658 | -0.032183 | -0.028686 | -0.026596 | -0.028255 | -0.029475 | -0.029475 | -0.029475 | -0.029475 | -0.029475 | -0.029475 | -0.029475 | -0.029475 | -0.029475
[35 empty] | Solar PV |  | Tanilba Bay 33_11kV Tx1 | 0 | 0 | 0 | 0 | 0 | 0 | 0 | 0 | 0 | 0 | 0 | 0 | 0 | 0 | 0 | 0 | 0 | 0 | 0 | 0 | 0 | 0 | 0 | 0 | 0 | 0 | 0 | 0 | 0 | 0 | 0 | 0
[35 empty] | Solar PV |  | Tanilba Bay 33_11kV Tx2 | 0 | 0 | 0 | 0 | 0 | 0 | 0 | 0 | 0 | 0 | 0 | 0 | 0 | 0 | 0 | 0 | 0 | 0 | 0 | 0 | 0 | 0 | 0 | 0 | 0 | 0 | 0 | 0 | 0 | 0 | 0 | 0
0
Diversity Factor: 0
0
Diversity Factor: 0
0
Diversity Factor: 0
0
Diversity Factor: 0
0
Diversity Factor: 0
| Weather Correction and Public Holiday Factors | [8 empty] | Forecast ROG
ROG Justification
| Actual loads for season 2013 have been weather corrected by the following: | [6 empty] | 2.477% |  | 7 year ROG ok | [59 empty] | 7 year ROG ok
1 | 2 | 3 | 4 | 5 | 6 | 7 | 8 | 9 | 10 | 2014 | 2015 | 2016 | 2017 | 2018 | 2019 | 2020 | 2021 | 2022 | 2023 | 2024 | 2025 | 2026 | 2027 | 2028 | 2029 | 2030 | 2031 | 2032 | 2033 | 2034 | 2035 | 2036 | 2037 | 2038
0.96519 | 0.93159 | 0.90998 | 0.89942 | 0.89942 | 0.89942 | 0.89942 | 0.89942 | 0.89942 | 0.89942 | -3.481% | -3.481% | -2.32% | -1.16% | 0% | 0% | 0% | 0% | 0% | 0% | 0% | 0% | 0% | 0% | 0% | 0% | 0% | 0% | 0% | 0% | 0% | 0% | 0% | 0% | 0%
Substation Load Detail
[7 empty] | Units | 2013 |  | 2014 | 2015 | 2016 | 2017 | 2018 | 2019 | 2020 | 2021 | 2022 | 2023 | 2024 | 2025 | 2026 | 2027 | 2028 | 2029 | 2030 | 2031 | 2032 | 2033 | 2034 | 2035 | 2036 | 2037 | 2038
1 | Tanilba Bay 33_11kV | Compensated |  | Load (LV side) |  |  | Amps | 0 |  | 470.6865 | 454.0668 | 444.3136 | 440.9668 | 443.492 | 447.7352 | 455.0464 | 462.1965 | 469.1307 | 476.3786 | 483.4459 | 491.581 | 499.8522 | 508.6781 | 517.916 | 527.1812 | 493.5266 | 502.3248 | 511.3421 | 520.5816 | 530.0465 | 539.7398 | 549.6649 | 559.8248 | 570.2229
|  |  |  | Apparent Power |  |  | MVA | 7.1388 | 6.76 | 8.9678 | 8.6511 | 8.4653 | 8.4015 | 8.4497 | 8.5305 | 8.6698 | 8.806 | 8.9381 | 9.0762 | 9.2109 | 9.3659 | 9.5235 | 9.6916 | 9.8676 | 10.0442 | 9.4029 | 9.5706 | 9.7424 | 9.9184 | 10.0987 | 10.2834 | 10.4725 | 10.6661 | 10.8642
|  |  |  | Real Power |  |  | MW | 6.425 | 6.084 | 8.2491 | 7.9579 | 7.7869 | 7.7283 | 7.7725 | 7.8469 | 7.975 | 8.1003 | 8.2219 | 8.3489 | 8.4727 | 8.6153 | 8.7603 | 8.915 | 9.0769 | 9.2392 | 9.4029 | 9.5702 | 9.7412 | 9.9158 | 10.0942 | 10.2763 | 10.4624 | 10.6523 | 10.8462
|  |  |  | Reactive Power |  |  | MVAr | 0 |  | 3.5175 | 3.3933 | 3.3204 | 3.2954 | 3.3143 | 3.346 | 3.4007 | 3.4541 | 3.5059 | 3.5601 | 3.6129 | 3.6737 | 3.7355 | 3.8014 | 3.8705 | 3.9397 | 0.009532 | 0.080867 | 0.15375 | 0.22822 | 0.30428 | 0.38196 | 0.46128 | 0.54228 | 0.62496
|  |  |  | Capacitors In Service |  |  | MVAr | 0 |  | 0 | 0 | 0 | 0 | 0 | 0 | 0 | 0 | 0 | 0 | 0 | 0 | 0 | 0 | 0 | 0 | 4 | 4 | 4 | 4 | 4 | 4 | 4 | 4 | 4
|  |  |  | PF |  |  |  | 0.9 |  | 0.91986 | 0.91986 | 0.91986 | 0.91986 | 0.91986 | 0.91986 | 0.91986 | 0.91986 | 0.91986 | 0.91986 | 0.91986 | 0.91986 | 0.91986 | 0.91986 | 0.91986 | 0.91986 | 1 | 0.99996 | 0.99987 | 0.99974 | 0.99955 | 0.99931 | 0.99903 | 0.99871 | 0.99834
0.9296 | Diversity Factor: 0.93 | Uncompensated |  | Reactive Power |  |  | MVAr | 0 | 2.9466 | 3.5175 | 3.3933 | 3.3204 | 3.2954 | 3.3143 | 3.346 | 3.4007 | 3.4541 | 3.5059 | 3.5601 | 3.6129 | 3.6737 | 3.7355 | 3.8014 | 3.8705 | 3.9397 | 4.0095 | 4.0809 | 4.1538 | 4.2282 | 4.3043 | 4.382 | 4.4613 | 4.5423 | 4.625
|  |  |  | PF |  |  |  | 0.9 |  | 0.91986 | 0.91986 | 0.91986 | 0.91986 | 0.91986 | 0.91986 | 0.91986 | 0.91986 | 0.91986 | 0.91986 | 0.91986 | 0.91986 | 0.91986 | 0.91986 | 0.91986 | 0.91986 | 0.91986 | 0.91986 | 0.91986 | 0.91986 | 0.91986 | 0.91986 | 0.91986 | 0.91986 | 0.91986
[10 empty] | 1 | 2 | 3 | 4 | 5 | 6 | 7 | 8 | 9 | 10 | 11 | 12 | 13 | 14 | 15 | 16 | 17 | 18 | 19 | 20 | 21 | 22 | 23 | 24 | 25
Transformer Load Detail
[7 empty] | Units | 2013 |  | 2014 | 2015 | 2016 | 2017 | 2018 | 2019 | 2020 | 2021 | 2022 | 2023 | 2024 | 2025 | 2026 | 2027 | 2028 | 2029 | 2030 | 2031 | 2032 | 2033 | 2034 | 2035 | 2036 | 2037 | 2038
| 0 | Compensated |  | Load (LV side) |  |  | Amps
|  |  |  | Apparent Power |  |  | MVA
|  |  |  | Real Power |  |  | MW
|  |  |  | Reactive Power |  |  | MVAr
|  |  |  | Capacitors In Service |  |  | MVAr
PF
| Zone Div: | Uncompensated |  | Reactive Power |  |  | MVAr
PF
| 0 | Compensated |  | Load (LV side) |  |  | Amps
|  |  |  | Apparent Power |  |  | MVA
|  |  |  | Real Power |  |  | MW
|  |  |  | Reactive Power |  |  | MVAr
|  |  |  | Capacitors In Service |  |  | MVAr
PF
| Zone Div: | Uncompensated |  | Reactive Power |  |  | MVAr
PF
| 0 | Compensated |  | Load (LV side) |  |  | Amps
|  |  |  | Apparent Power |  |  | MVA
|  |  |  | Real Power |  |  | MW
|  |  |  | Reactive Power |  |  | MVAr
|  |  |  | Capacitors In Service |  |  | MVAr
PF
| Zone Div: | Uncompensated |  | Reactive Power |  |  | MVAr
PF
| 0 | Compensated |  | Load (LV side) |  |  | Amps
|  |  |  | Apparent Power |  |  | MVA
|  |  |  | Real Power |  |  | MW
|  |  |  | Reactive Power |  |  | MVAr
|  |  |  | Capacitors In Service |  |  | MVAr
PF
| Zone Div: | Uncompensated |  | Reactive Power |  |  | MVAr
PF
| 0 | Compensated |  | Load (LV side) |  |  | Amps
|  |  |  | Apparent Power |  |  | MVA
|  |  |  | Real Power |  |  | MW
|  |  |  | Reactive Power |  |  | MVAr
|  |  |  | Capacitors In Service |  |  | MVAr
PF
| Zone Div: | Uncompensated |  | Reactive Power |  |  | MVAr
PF
| 0 | Compensated |  | Load (LV side) |  |  | Amps
|  |  |  | Apparent Power |  |  | MVA
|  |  |  | Real Power |  |  | MW
|  |  |  | Reactive Power |  |  | MVAr
|  |  |  | Capacitors In Service |  |  | MVAr
PF
| Zone Div: | Uncompensated |  | Reactive Power |  |  | MVAr
PF
| 0 | Compensated |  | Load (LV side) |  |  | Amps
|  |  |  | Apparent Power |  |  | MVA
|  |  |  | Real Power |  |  | MW
|  |  |  | Reactive Power |  |  | MVAr
|  |  |  | Capacitors In Service |  |  | MVAr
PF
| Zone Div: | Uncompensated |  | Reactive Power |  |  | MVAr
PF
| 0 | Compensated |  | Load (LV side) |  |  | Amps
|  |  |  | Apparent Power |  |  | MVA
|  |  |  | Real Power |  |  | MW
|  |  |  | Reactive Power |  |  | MVAr
|  |  |  | Capacitors In Service |  |  | MVAr
PF
| Zone Div: | Uncompensated |  | Reactive Power |  |  | MVAr
PF
| 0 | Compensated |  | Load (LV side) |  |  | Amps
|  |  |  | Apparent Power |  |  | MVA
|  |  |  | Real Power |  |  | MW
|  |  |  | Reactive Power |  |  | MVAr
|  |  |  | Capacitors In Service |  |  | MVAr
PF
| Zone Div: | Uncompensated |  | Reactive Power |  |  | MVAr
PF
| 0 | Compensated |  | Load (LV side) |  |  | Amps
|  |  |  | Apparent Power |  |  | MVA
|  |  |  | Real Power |  |  | MW
|  |  |  | Reactive Power |  |  | MVAr
|  |  |  | Capacitors In Service |  |  | MVAr
PF
| Zone Div: | Uncompensated |  | Reactive Power |  |  | MVAr
PF

## Customer52
| Customer52 | [16 empty] | 2014 | WINTER
| Substation Total Loads | [33 empty] | Spots & Transfers Detail
| Historical Loads | MVA | [7 empty] | Weather Corrected Forecast Loads |  |  |  | MVA | [20 empty] | Spots & Transfers Summary | MVA |  | Historical Spots & Transfers | [6 empty] | Forecast Spots & Transfers
|  | 2007 | 2008 | 2009 | 2010 | 2011 | 2012 | 2013 |  | 2014 | 2015 | 2016 | 2017 | 2018 | 2019 | 2020 | 2021 | 2022 | 2023 | 2024 | 2025 | 2026 | 2027 | 2028 | 2029 | 2030 | 2031 | 2032 | 2033 | 2034 | 2035 | 2036 | 2037 | 2038 |  |  |  | 2007 | 2008 | 2009 | 2010 | 2011 | 2012 | 2013 | 2014 | 2015 | 2016 | 2017 | 2018 | 2019 | 2020 | 2021 | 2022 | 2023 | 2024 | 2025 | 2026 | 2027 | 2028 | 2029 | 2030 | 2031 | 2032 | 2033 | 2034 | 2035 | 2036 | 2037 | 2038
| Total |  |  |  |  | 7.82 | 8.122 | 0 |  | 0 | 0 | 0 | 0 | 0 | 0 | 0 | 0 | 0 | 0 | 0 | 0 | 0 | 0 | 0 | 0 | 0 | 0 | 0 | 0 | 0 | 0 | 0 | 0 | 0 |  |  | Total | Historical Spots & Transfers 2013: -8.12
Firm Rating
| Total Capacity | [36 empty] | 0 | 0 | 0 | 0 | 0 | 0 | 0 | 0 | 0 | 0 | 0 | 0 | 0 | 0 | 0 | 0 | 0 | 0 | 0 | 0 | 0 | 0 | 0 | 0 | 0 | 0 | 0 | 0 | 0 | 0 | 0 | 0
|  | -7 | -6 | -5 | -4 | -3 | -2 | -1 |  | 0 | 1 | 2 | 3 | 4 | 5 | 6 | 7 | 8 | 9 | 10 | 11 | 12 | 13 | 14 | 15 | 16 | 17 | 18 | 19 | 20 | 21 | 22 | 23 | 24 |  |  |  | 0 | 0 | 0 | 0 | 0 | 0 | 0 | 0 | 0 | 0 | 0 | 0 | 0 | 0 | 0 | 0 | 0 | 0 | 0 | 0 | 0 | 0 | 0 | 0 | 0 | 0 | 0 | 0 | 0 | 0 | 0 | 0
| Transformer Loads | [36 empty] | 0 | 0 | 0 | 0 | 0 | 0 | 0 | 0 | 0 | 0 | 0 | 0 | 0 | 0 | 0 | 0 | 0 | 0 | 0 | 0 | 0 | 0 | 0 | 0 | 0 | 0 | 0 | 0 | 0 | 0 | 0 | 0
| Historical Loads | MVA | [7 empty] | Weather Corrected Forecast Loads |  |  |  | MVA | [23 empty] | 0 | 0 | 0 | 0 | 0 | 0 | 0 | 0 | 0 | 0 | 0 | 0 | 0 | 0 | 0 | 0 | 0 | 0 | 0 | 0 | 0 | 0 | 0 | 0 | 0 | 0 | 0 | 0 | 0 | 0 | 0 | 0
|  | 2007 | 2008 | 2009 | 2010 | 2011 | 2012 | 2013 |  | 2014 | 2015 | 2016 | 2017 | 2018 | 2019 | 2020 | 2021 | 2022 | 2023 | 2024 | 2025 | 2026 | 2027 | 2028 | 2029 | 2030 | 2031 | 2032 | 2033 | 2034 | 2035 | 2036 | 2037 | 2038 |  |  |  | 0 | 0 | 0 | 0 | 0 | 0 | 0 | 0 | 0 | 0 | 0 | 0 | 0 | 0 | 0 | 0 | 0 | 0 | 0 | 0 | 0 | 0 | 0 | 0 | 0 | 0 | 0 | 0 | 0 | 0 | 0 | 0
| 0 | [36 empty] | 0 | 0 | 0 | 0 | 0 | 0 | 0 | 0 | 0 | 0 | 0 | 0 | 0 | 0 | 0 | 0 | 0 | 0 | 0 | 0 | 0 | 0 | 0 | 0 | 0 | 0 | 0 | 0 | 0 | 0 | 0 | 0
| Diversity Factor: 0 | [36 empty] | 0 | 0 | 0 | 0 | 0 | 0 | 0 | 0 | 0 | 0 | 0 | 0 | 0 | 0 | 0 | 0 | 0 | 0 | 0 | 0 | 0 | 0 | 0 | 0 | 0 | 0 | 0 | 0 | 0 | 0 | 0 | 0
[38 empty] | 0 | 0 | 0 | 0 | 0 | 0 | 0 | 0 | 0 | 0 | 0 | 0 | 0 | 0 | 0 | 0 | 0 | 0 | 0 | 0 | 0 | 0 | 0 | 0 | 0 | 0 | 0 | 0 | 0 | 0 | 0 | 0
[38 empty] | 0 | 0 | 0 | 0 | 0 | 0 | 0 | 0 | 0 | 0 | 0 | 0 | 0 | 0 | 0 | 0 | 0 | 0 | 0 | 0 | 0 | 0 | 0 | 0 | 0 | 0 | 0 | 0 | 0 | 0 | 0 | 0
| 0 | [36 empty] | 0 | 0 | 0 | 0 | 0 | 0 | 0 | 0 | 0 | 0 | 0 | 0 | 0 | 0 | 0 | 0 | 0 | 0 | 0 | 0 | 0 | 0 | 0 | 0 | 0 | 0 | 0 | 0 | 0 | 0 | 0 | 0
Diversity Factor: 0
[38 empty] | Historical Spots & Transfers | [6 empty] | Forecast Spots & Transfers
[35 empty] | Project Name | From | To | 2007 | 2008 | 2009 | 2010 | 2011 | 2012 | 2013 | 2014 | 2015 | 2016 | 2017 | 2018 | 2019 | 2020 | 2021 | 2022 | 2023 | 2024 | 2025 | 2026 | 2027 | 2028 | 2029 | 2030 | 2031 | 2032 | 2033 | 2034 | 2035 | 2036 | 2037 | 2038
| 0 | [33 empty] | Major Customer Connection |  | Tea Gardens Spur 33kV | Historical Spots & Transfers 2013: -8.12
Diversity Factor: 0
0
Diversity Factor: 0
0
Diversity Factor: 0
0
Diversity Factor: 0
0
Diversity Factor: 0
0
Diversity Factor: 0
0
Diversity Factor: 0
0
Diversity Factor: 0
| Weather Correction and Public Holiday Factors | [8 empty] | Forecast ROG
ROG Justification
| Actual loads for season 2013 have been weather corrected by the following: | [6 empty] | 0% |  | N/A | [59 empty] | N/A
1 | 2 | 3 | 4 | 5 | 6 | 7 | 8 | 9 | 10 | 2014 | 2015 | 2016 | 2017 | 2018 | 2019 | 2020 | 2021 | 2022 | 2023 | 2024 | 2025 | 2026 | 2027 | 2028 | 2029 | 2030 | 2031 | 2032 | 2033 | 2034 | 2035 | 2036 | 2037 | 2038
1 | 1 | 1 | 1 | 1 | 1 | 1 | 1 | 1 | 1 | 0% | 0% | 0% | 0% | 0% | 0% | 0% | 0% | 0% | 0% | 0% | 0% | 0% | 0% | 0% | 0% | 0% | 0% | 0% | 0% | 0% | 0% | 0% | 0% | 0%
Substation Load Detail
[7 empty] | Units | 2013 |  | 2014 | 2015 | 2016 | 2017 | 2018 | 2019 | 2020 | 2021 | 2022 | 2023 | 2024 | 2025 | 2026 | 2027 | 2028 | 2029 | 2030 | 2031 | 2032 | 2033 | 2034 | 2035 | 2036 | 2037 | 2038
1 | Customer52 | Compensated |  | Load (LV side) |  |  | Amps | 0 |  | 0 | 0 | 0 | 0 | 0 | 0 | 0 | 0 | 0 | 0 | 0 | 0 | 0 | 0 | 0 | 0 | 0 | 0 | 0 | 0 | 0 | 0 | 0 | 0 | 0
|  |  |  | Apparent Power |  |  | MVA | 0 |  | 0 | 0 | 0 | 0 | 0 | 0 | 0 | 0 | 0 | 0 | 0 | 0 | 0 | 0 | 0 | 0 | 0 | 0 | 0 | 0 | 0 | 0 | 0 | 0 | 0
|  |  |  | Real Power |  |  | MW | 0 |  | 0 | 0 | 0 | 0 | 0 | 0 | 0 | 0 | 0 | 0 | 0 | 0 | 0 | 0 | 0 | 0 | 0 | 0 | 0 | 0 | 0 | 0 | 0 | 0 | 0
|  |  |  | Reactive Power |  |  | MVAr | 0 |  | 0 | 0 | 0 | 0 | 0 | 0 | 0 | 0 | 0 | 0 | 0 | 0 | 0 | 0 | 0 | 0 | 0 | 0 | 0 | 0 | 0 | 0 | 0 | 0 | 0
|  |  |  | Capacitors In Service |  |  | MVAr | 0 |  | 0 | 0 | 0 | 0 | 0 | 0 | 0 | 0 | 0 | 0 | 0 | 0 | 0 | 0 | 0 | 0 | 0 | 0 | 0 | 0 | 0 | 0 | 0 | 0 | 0
|  |  |  | PF |  |  |  | 0 |  | 0 | 0 | 0 | 0 | 0 | 0 | 0 | 0 | 0 | 0 | 0 | 0 | 0 | 0 | 0 | 0 | 0 | 0 | 0 | 0 | 0 | 0 | 0 | 0 | 0
0.93946 | Diversity Factor: 0.94 | Uncompensated |  | Reactive Power |  |  | MVAr | 0 |  | 0 | 0 | 0 | 0 | 0 | 0 | 0 | 0 | 0 | 0 | 0 | 0 | 0 | 0 | 0 | 0 | 0 | 0 | 0 | 0 | 0 | 0 | 0 | 0 | 0
|  |  |  | PF |  |  |  | 0 |  | 0 | 0 | 0 | 0 | 0 | 0 | 0 | 0 | 0 | 0 | 0 | 0 | 0 | 0 | 0 | 0 | 0 | 0 | 0 | 0 | 0 | 0 | 0 | 0 | 0
[10 empty] | 1 | 2 | 3 | 4 | 5 | 6 | 7 | 8 | 9 | 10 | 11 | 12 | 13 | 14 | 15 | 16 | 17 | 18 | 19 | 20 | 21 | 22 | 23 | 24 | 25
Transformer Load Detail
[7 empty] | Units | 2013 |  | 2014 | 2015 | 2016 | 2017 | 2018 | 2019 | 2020 | 2021 | 2022 | 2023 | 2024 | 2025 | 2026 | 2027 | 2028 | 2029 | 2030 | 2031 | 2032 | 2033 | 2034 | 2035 | 2036 | 2037 | 2038
| 0 | Compensated |  | Load (LV side) |  |  | Amps
|  |  |  | Apparent Power |  |  | MVA
|  |  |  | Real Power |  |  | MW
|  |  |  | Reactive Power |  |  | MVAr
|  |  |  | Capacitors In Service |  |  | MVAr
PF
| Zone Div: | Uncompensated |  | Reactive Power |  |  | MVAr
PF
| 0 | Compensated |  | Load (LV side) |  |  | Amps
|  |  |  | Apparent Power |  |  | MVA
|  |  |  | Real Power |  |  | MW
|  |  |  | Reactive Power |  |  | MVAr
|  |  |  | Capacitors In Service |  |  | MVAr
PF
| Zone Div: | Uncompensated |  | Reactive Power |  |  | MVAr
PF
| 0 | Compensated |  | Load (LV side) |  |  | Amps
|  |  |  | Apparent Power |  |  | MVA
|  |  |  | Real Power |  |  | MW
|  |  |  | Reactive Power |  |  | MVAr
|  |  |  | Capacitors In Service |  |  | MVAr
PF
| Zone Div: | Uncompensated |  | Reactive Power |  |  | MVAr
PF
| 0 | Compensated |  | Load (LV side) |  |  | Amps
|  |  |  | Apparent Power |  |  | MVA
|  |  |  | Real Power |  |  | MW
|  |  |  | Reactive Power |  |  | MVAr
|  |  |  | Capacitors In Service |  |  | MVAr
PF
| Zone Div: | Uncompensated |  | Reactive Power |  |  | MVAr
PF
| 0 | Compensated |  | Load (LV side) |  |  | Amps
|  |  |  | Apparent Power |  |  | MVA
|  |  |  | Real Power |  |  | MW
|  |  |  | Reactive Power |  |  | MVAr
|  |  |  | Capacitors In Service |  |  | MVAr
PF
| Zone Div: | Uncompensated |  | Reactive Power |  |  | MVAr
PF
| 0 | Compensated |  | Load (LV side) |  |  | Amps
|  |  |  | Apparent Power |  |  | MVA
|  |  |  | Real Power |  |  | MW
|  |  |  | Reactive Power |  |  | MVAr
|  |  |  | Capacitors In Service |  |  | MVAr
PF
| Zone Div: | Uncompensated |  | Reactive Power |  |  | MVAr
PF
| 0 | Compensated |  | Load (LV side) |  |  | Amps
|  |  |  | Apparent Power |  |  | MVA
|  |  |  | Real Power |  |  | MW
|  |  |  | Reactive Power |  |  | MVAr
|  |  |  | Capacitors In Service |  |  | MVAr
PF
| Zone Div: | Uncompensated |  | Reactive Power |  |  | MVAr
PF
| 0 | Compensated |  | Load (LV side) |  |  | Amps
|  |  |  | Apparent Power |  |  | MVA
|  |  |  | Real Power |  |  | MW
|  |  |  | Reactive Power |  |  | MVAr
|  |  |  | Capacitors In Service |  |  | MVAr
PF
| Zone Div: | Uncompensated |  | Reactive Power |  |  | MVAr
PF
| 0 | Compensated |  | Load (LV side) |  |  | Amps
|  |  |  | Apparent Power |  |  | MVA
|  |  |  | Real Power |  |  | MW
|  |  |  | Reactive Power |  |  | MVAr
|  |  |  | Capacitors In Service |  |  | MVAr
PF
| Zone Div: | Uncompensated |  | Reactive Power |  |  | MVAr
PF
| 0 | Compensated |  | Load (LV side) |  |  | Amps
|  |  |  | Apparent Power |  |  | MVA
|  |  |  | Real Power |  |  | MW
|  |  |  | Reactive Power |  |  | MVAr
|  |  |  | Capacitors In Service |  |  | MVAr
PF
| Zone Div: | Uncompensated |  | Reactive Power |  |  | MVAr
PF

## Tomago 33_11kV
| Tomago 33_11kV | [16 empty] | 2014 | WINTER
[6 empty] | Zone commissioned |  | 2012-05-20
| Substation Total Loads | [33 empty] | Spots & Transfers Detail
| Historical Loads | (11kV MVA) | [7 empty] | Weather Corrected Forecast Loads |  |  |  | (11kV MVA) | [20 empty] | Spots & Transfers Summary | (11kV MVA) |  | Historical Spots & Transfers | [6 empty] | Forecast Spots & Transfers
|  | 2007 | 2008 | 2009 | 2010 | 2011 | 2012 | 2013 |  | 2014 | 2015 | 2016 | 2017 | 2018 | 2019 | 2020 | 2021 | 2022 | 2023 | 2024 | 2025 | 2026 | 2027 | 2028 | 2029 | 2030 | 2031 | 2032 | 2033 | 2034 | 2035 | 2036 | 2037 | 2038 |  |  |  | 2007 | 2008 | 2009 | 2010 | 2011 | 2012 | 2013 | 2014 | 2015 | 2016 | 2017 | 2018 | 2019 | 2020 | 2021 | 2022 | 2023 | 2024 | 2025 | 2026 | 2027 | 2028 | 2029 | 2030 | 2031 | 2032 | 2033 | 2034 | 2035 | 2036 | 2037 | 2038
| Total | [5 empty] | 2.61 | 13.54 |  | 16.4592 | 16.8824 | 17.6719 | 17.796 | 17.7477 | 17.7156 | 17.7543 | 17.827 | 17.8895 | 17.9526 | 17.9898 | 18.0532 | 18.1146 | 18.1976 | 18.2911 | 18.3804 | 18.4624 | 18.5457 | 18.6303 | 18.7162 | 18.8035 | 18.8922 | 18.9823 | 19.0738 | 19.1667 |  |  | Total | 0 | 0 | 0 | 0 | 0 | 3.7152 | 10.9647 | 2.3622 | -0.03765 | 0.47439 | -0.040812 | -0.04834 | -0.03204 | 0.038627 | 0.072781 | 0.062468 | 0.063061 | 0.037185 | 0.063491 | 0.061303 | 0.08305 | 0.093474 | 0.089348 | 0.081962 | 0.083274 | 0.084604 | 0.085949 | 0.087311 | 0.08869 | 0.090085 | 0.091498 | 0.092928
| Firm Rating | 0 | 0 | 0 | 0 | 0 | 38 | 38.11 |  | 38.11 | 38.11 | 38.11 | 38.11 | 38.11 | 38.11 | 38.11 | 38.11 | 38.11 | 38.11 | 38.11 | 38.11 | 38.11 | 38.11 | 38.11 | 38.11 | 38.11 | 38.11 | 38.11 | 38.11 | 38.11 | 38.11 | 38.11 | 38.11 | 38.11
| Total Capacity | 0 | 0 | 0 | 0 | 0 | 66 | 74.3 |  | 74.3 | 74.3 | 74.3 | 74.3 | 74.3 | 74.3 | 74.3 | 74.3 | 74.3 | 74.3 | 74.3 | 74.3 | 74.3 | 74.3 | 74.3 | 74.3 | 74.3 | 74.3 | 74.3 | 74.3 | 74.3 | 74.3 | 74.3 | 74.3 | 74.3 |  |  | Tomago 33_11kV Tx1 | 0 | 0 | 0 | 0 | 0 | 0 | 4.4583 | 0.29499 | -0.015214 | -0.020025 | -0.016492 | -0.019533 | -0.012947 | 0.015608 | 0.029409 | 0.025242 | 0.025482 | 0.015026 | 0.025655 | 0.024771 | 0.033559 | 0.037771 | 0.036104 | 0.033119 | 0.03365 | 0.034187 | 0.03473 | 0.035281 | 0.035838 | 0.036402 | 0.036973 | 0.037551
|  | -7 | -6 | -5 | -4 | -3 | -2 | -1 |  | 0 | 1 | 2 | 3 | 4 | 5 | 6 | 7 | 8 | 9 | 10 | 11 | 12 | 13 | 14 | 15 | 16 | 17 | 18 | 19 | 20 | 21 | 22 | 23 | 24 |  |  | Tomago 33_11kV Tx2 | 0 | 0 | 0 | 0 | 0 | 3.7152 | 6.5064 | 2.0672 | -0.022436 | 0.49441 | -0.024321 | -0.028807 | -0.019093 | 0.023019 | 0.043371 | 0.037226 | 0.037579 | 0.022159 | 0.037835 | 0.036532 | 0.049491 | 0.055703 | 0.053244 | 0.048842 | 0.049625 | 0.050417 | 0.051219 | 0.05203 | 0.052852 | 0.053683 | 0.054525 | 0.055378
| Transformer Loads | [36 empty] | 0 | 0 | 0 | 0 | 0 | 0 | 0 | 0 | 0 | 0 | 0 | 0 | 0 | 0 | 0 | 0 | 0 | 0 | 0 | 0 | 0 | 0 | 0 | 0 | 0 | 0 | 0 | 0 | 0 | 0 | 0 | 0
| Historical Loads | (11kV MVA) | [7 empty] | 0: Weather Corrected Forecast Loads; 4: (11kV MVA) |  |  |  | 0 | 0 | 0 | 0 | 0 | 0 | 0 | 0 | 0 | 0 | 0 | 0 | 0 | 0 | 0 | 0 | 0 | 0 | 0 | 0 | 0 | 0 | 0 | 0 | 0 | 0 | 0 | 0 | 0 | 0 | 0 | 0
|  | 2007 | 2008 | 2009 | 2010 | 2011 | 2012 | 2013 |  | 2014 | 2015 | 2016 | 2017 | 2018 | 2019 | 2020 | 2021 | 2022 | 2023 | 2024 | 2025 | 2026 | 2027 | 2028 | 2029 | 2030 | 2031 | 2032 | 2033 | 2034 | 2035 | 2036 | 2037 | 2038 |  |  |  | 0 | 0 | 0 | 0 | 0 | 0 | 0 | 0 | 0 | 0 | 0 | 0 | 0 | 0 | 0 | 0 | 0 | 0 | 0 | 0 | 0 | 0 | 0 | 0 | 0 | 0 | 0 | 0 | 0 | 0 | 0 | 0
| 0 | [36 empty] | 0 | 0 | 0 | 0 | 0 | 0 | 0 | 0 | 0 | 0 | 0 | 0 | 0 | 0 | 0 | 0 | 0 | 0 | 0 | 0 | 0 | 0 | 0 | 0 | 0 | 0 | 0 | 0 | 0 | 0 | 0 | 0
| Diversity Factor: 0 | [36 empty] | 0 | 0 | 0 | 0 | 0 | 0 | 0 | 0 | 0 | 0 | 0 | 0 | 0 | 0 | 0 | 0 | 0 | 0 | 0 | 0 | 0 | 0 | 0 | 0 | 0 | 0 | 0 | 0 | 0 | 0 | 0 | 0
[38 empty] | 0 | 0 | 0 | 0 | 0 | 0 | 0 | 0 | 0 | 0 | 0 | 0 | 0 | 0 | 0 | 0 | 0 | 0 | 0 | 0 | 0 | 0 | 0 | 0 | 0 | 0 | 0 | 0 | 0 | 0 | 0 | 0
[38 empty] | 0 | 0 | 0 | 0 | 0 | 0 | 0 | 0 | 0 | 0 | 0 | 0 | 0 | 0 | 0 | 0 | 0 | 0 | 0 | 0 | 0 | 0 | 0 | 0 | 0 | 0 | 0 | 0 | 0 | 0 | 0 | 0
| 0 | [36 empty] | 0 | 0 | 0 | 0 | 0 | 0 | 0 | 0 | 0 | 0 | 0 | 0 | 0 | 0 | 0 | 0 | 0 | 0 | 0 | 0 | 0 | 0 | 0 | 0 | 0 | 0 | 0 | 0 | 0 | 0 | 0 | 0
Diversity Factor: 0
[38 empty] | Historical Spots & Transfers | [6 empty] | Forecast Spots & Transfers
[35 empty] | Project Name | From | To | 2007 | 2008 | 2009 | 2010 | 2011 | 2012 | 2013 | 2014 | 2015 | 2016 | 2017 | 2018 | 2019 | 2020 | 2021 | 2022 | 2023 | 2024 | 2025 | 2026 | 2027 | 2028 | 2029 | 2030 | 2031 | 2032 | 2033 | 2034 | 2035 | 2036 | 2037 | 2038
| 0 | [33 empty] | Broad based demand management |  | Tomago 33_11kV Tx1 | 0 | 0 | 0 | 0 | 0 | 0 | 0 | 0 | -0.0070721 | -0.0086078 | -0.0063521 | -0.0037676 | -0.0035654 | 0 | 0 | 0 | 0 | 0 | 0 | 0 | 0 | 0 | 0 | 0 | 0 | 0 | 0 | 0 | 0 | 0 | 0 | 0
| Diversity Factor: 0 | [33 empty] | Broad based demand management |  | Tomago 33_11kV Tx2 | 0 | 0 | 0 | 0 | 0 | 0 | 0 | 0 | -0.010429 | -0.012694 | -0.0093678 | -0.0055562 | -0.0052581 | 0 | 0 | 0 | 0 | 0 | 0 | 0 | 0 | 0 | 0 | 0 | 0 | 0 | 0 | 0 | 0 | 0 | 0 | 0
[35 empty] | DNP_ID: 2210. To Tomago Zone | Raymond Terr NEW 33_11kV Tx1 | Tomago 33_11kV Tx2 | 0 | 0 | 0 | 0 | 0 | 0 | 3.0484 | 0 | 0 | 0 | 0 | 0 | 0 | 0 | 0 | 0 | 0 | 0 | 0 | 0 | 0 | 0 | 0 | 0 | 0 | 0 | 0 | 0 | 0 | 0 | 0 | 0
[35 empty] | DNP_ID: 2210. To Tomago Zone | Raymond Terr NEW 33_11kV Tx3 | Tomago 33_11kV Tx1 | 0 | 0 | 0 | 0 | 0 | 0 | 1.5242 | 0 | 0 | 0 | 0 | 0 | 0 | 0 | 0 | 0 | 0 | 0 | 0 | 0 | 0 | 0 | 0 | 0 | 0 | 0 | 0 | 0 | 0 | 0 | 0 | 0
| 0 | [33 empty] | DNP_ID: 2210. To Tomago Zone | Raymond Terr NEW 33_11kV Tx3 | Tomago 33_11kV Tx2 | 0 | 0 | 0 | 0 | 0 | 3.7152 | 1.448 | 0 | 0 | 0 | 0 | 0 | 0 | 0 | 0 | 0 | 0 | 0 | 0 | 0 | 0 | 0 | 0 | 0 | 0 | 0 | 0 | 0 | 0 | 0 | 0 | 0
| Diversity Factor: 0 | [33 empty] | DNP_ID: 2210. To Tomago Zone | Raymond Terrace 33_11kV Tx3 | Tomago 33_11kV Tx1 | 0 | 0 | 0 | 0 | 0 | 0 | 2.9341 | 0 | 0 | 0 | 0 | 0 | 0 | 0 | 0 | 0 | 0 | 0 | 0 | 0 | 0 | 0 | 0 | 0 | 0 | 0 | 0 | 0 | 0 | 0 | 0 | 0
[35 empty] | DNP_ID: 2210. To Tomago Zone | Raymond Terrace 33_11kV Tx3 | Tomago 33_11kV Tx2 | 0 | 0 | 0 | 0 | 0 | 0 | 0.89547 | 0 | 0 | 0 | 0 | 0 | 0 | 0 | 0 | 0 | 0 | 0 | 0 | 0 | 0 | 0 | 0 | 0 | 0 | 0 | 0 | 0 | 0 | 0 | 0 | 0
[35 empty] | HVCON_ID: 2000099. Westrac HP101/10 - to Tomago 5MVA |  | Tomago 33_11kV Tx2 | 0 | 0 | 0 | 0 | 0 | 0 | 1.1146 | 0 | 0 | 0.52395 | 0 | 0 | 0 | 0 | 0 | 0 | 0 | 0 | 0 | 0 | 0 | 0 | 0 | 0 | 0 | 0 | 0 | 0 | 0 | 0 | 0 | 0
| 0 | [33 empty] | HVCON_ID: 2000100. HP224/11 Midal Cables Tomago |  | Tomago 33_11kV Tx2 | 0 | 0 | 0 | 0 | 0 | 0 | 0 | 2.0958 | 0 | 0 | 0 | 0 | 0 | 0 | 0 | 0 | 0 | 0 | 0 | 0 | 0 | 0 | 0 | 0 | 0 | 0 | 0 | 0 | 0 | 0 | 0 | 0
| Diversity Factor: 0 | [33 empty] | HVCON_ID: 2013027. DPH104-12 CMC Kiosk Upgrade SC03752 |  | Tomago 33_11kV Tx1 | 0 | 0 | 0 | 0 | 0 | 0 | 0 | 0.31437 | 0 | 0 | 0 | 0 | 0 | 0 | 0 | 0 | 0 | 0 | 0 | 0 | 0 | 0 | 0 | 0 | 0 | 0 | 0 | 0 | 0 | 0 | 0 | 0
[35 empty] | Econometric |  | Tomago 33_11kV Tx1 | 0 | 0 | 0 | 0 | 0 | 0 | 0 | 0 | 0 | 0.011417 | 0.022741 | 0.034108 | 0.03968 | 0.040179 | 0.038188 | 0.038663 | 0.039144 | 0.039631 | 0.040124 | 0.040623 | 0.041129 | 0.04164 | 0.042158 | 0.042682 | 0.043212 | 0.043749 | 0.044293 | 0.044843 | 0.0454 | 0.045964 | 0.046535 | 0.047113
[35 empty] | Econometric |  | Tomago 33_11kV Tx2 | 0 | 0 | 0 | 0 | 0 | 0 | 0 | 0 | 0 | 0.016838 | 0.033537 | 0.0503 | 0.058518 | 0.059254 | 0.056318 | 0.057018 | 0.057728 | 0.058446 | 0.059173 | 0.059909 | 0.060654 | 0.061408 | 0.062172 | 0.062945 | 0.063727 | 0.064519 | 0.065321 | 0.066133 | 0.066954 | 0.067786 | 0.068628 | 0.06948
| 0 | [33 empty] | Energy Efficiency |  | Tomago 33_11kV Tx1 | 0 | 0 | 0 | 0 | 0 | 0 | 0 | -0.019375 | -0.0081415 | -0.022835 | -0.03288 | -0.049874 | -0.049061 | -0.02457 | -0.0087786 | -0.013421 | -0.013663 | -0.024606 | -0.014469 | -0.015852 | -0.0075696 | -0.0038688 | -0.0060539 | -0.0095626 | -0.0095626 | -0.0095626 | -0.0095626 | -0.0095626 | -0.0095626 | -0.0095626 | -0.0095626 | -0.0095626
| Diversity Factor: 0 | [33 empty] | Energy Efficiency |  | Tomago 33_11kV Tx2 | 0 | 0 | 0 | 0 | 0 | 0 | 0 | -0.028574 | -0.012007 | -0.033675 | -0.04849 | -0.073551 | -0.072353 | -0.036235 | -0.012946 | -0.019792 | -0.020149 | -0.036287 | -0.021338 | -0.023377 | -0.011163 | -0.0057056 | -0.0089279 | -0.014102 | -0.014102 | -0.014102 | -0.014102 | -0.014102 | -0.014102 | -0.014102 | -0.014102 | -0.014102
[35 empty] | Solar PV |  | Tomago 33_11kV Tx1 | 0 | 0 | 0 | 0 | 0 | 0 | 0 | 0 | 0 | 0 | 0 | 0 | 0 | 0 | 0 | 0 | 0 | 0 | 0 | 0 | 0 | 0 | 0 | 0 | 0 | 0 | 0 | 0 | 0 | 0 | 0 | 0
[35 empty] | Solar PV |  | Tomago 33_11kV Tx2 | 0 | 0 | 0 | 0 | 0 | 0 | 0 | 0 | 0 | 0 | 0 | 0 | 0 | 0 | 0 | 0 | 0 | 0 | 0 | 0 | 0 | 0 | 0 | 0 | 0 | 0 | 0 | 0 | 0 | 0 | 0 | 0
0
Diversity Factor: 0
0
Diversity Factor: 0
0
Diversity Factor: 0
0
Diversity Factor: 0
| Weather Correction and Public Holiday Factors | [8 empty] | Forecast ROG
ROG Justification
| Actual loads for season 2013 have been weather corrected by the following: | [6 empty] | 1.278% |  | weighted ROG calc | [59 empty] | weighted ROG calc
1 | 2 | 3 | 4 | 5 | 6 | 7 | 8 | 9 | 10 | 2014 | 2015 | 2016 | 2017 | 2018 | 2019 | 2020 | 2021 | 2022 | 2023 | 2024 | 2025 | 2026 | 2027 | 2028 | 2029 | 2030 | 2031 | 2032 | 2033 | 2034 | 2035 | 2036 | 2037 | 2038
1.028 | 1.0568 | 1.0765 | 1.0866 | 1.0866 | 1.0866 | 1.0866 | 1.0866 | 1.0866 | 1.0866 | 2.8% | 2.8% | 1.867% | 0.9333% | 0% | 0% | 0% | 0% | 0% | 0% | 0% | 0% | 0% | 0% | 0% | 0% | 0% | 0% | 0% | 0% | 0% | 0% | 0% | 0% | 0%
Substation Load Detail
[7 empty] | Units | 2013 |  | 2014 | 2015 | 2016 | 2017 | 2018 | 2019 | 2020 | 2021 | 2022 | 2023 | 2024 | 2025 | 2026 | 2027 | 2028 | 2029 | 2030 | 2031 | 2032 | 2033 | 2034 | 2035 | 2036 | 2037 | 2038
1 | Tomago 33_11kV | Compensated |  | Load (LV side) |  |  | Amps | 0 |  | 863.8823 | 886.0949 | 927.5343 | 934.0492 | 931.512 | 929.8303 | 931.8577 | 935.6777 | 938.9564 | 942.2663 | 944.2179 | 947.5503 | 950.7679 | 955.1269 | 960.033 | 964.7226 | 969.0244 | 973.3952 | 977.8358 | 982.3469 | 986.9295 | 991.5845 | 996.3128 | 1001.115 | 1005.992
|  |  |  | Apparent Power |  |  | MVA | 13.54 | 13.713 | 16.4592 | 16.8824 | 17.6719 | 17.796 | 17.7477 | 17.7156 | 17.7543 | 17.827 | 17.8895 | 17.9526 | 17.9898 | 18.0532 | 18.1146 | 18.1976 | 18.2911 | 18.3804 | 18.4624 | 18.5457 | 18.6303 | 18.7162 | 18.8035 | 18.8922 | 18.9823 | 19.0738 | 19.1667
|  |  |  | Real Power |  |  | MW | 12.3592 | 12.5171 | 15.0238 | 15.4101 | 16.1308 | 16.2441 | 16.1999 | 16.1707 | 16.206 | 16.2724 | 16.3294 | 16.387 | 16.4209 | 16.4789 | 16.5348 | 16.6106 | 16.6959 | 16.7775 | 16.8523 | 16.9283 | 17.0056 | 17.084 | 17.1637 | 17.2447 | 17.3269 | 17.4104 | 17.4952
|  |  |  | Reactive Power |  |  | MVAr | 0 |  | 6.7223 | 6.8952 | 7.2176 | 7.2683 | 7.2486 | 7.2355 | 7.2513 | 7.281 | 7.3065 | 7.3323 | 7.3475 | 7.3734 | 7.3984 | 7.4324 | 7.4705 | 7.507 | 7.5405 | 7.5745 | 7.6091 | 7.6442 | 7.6798 | 7.716 | 7.7528 | 7.7902 | 7.8282
|  |  |  | Capacitors In Service |  |  | MVAr | 0 |  | 0 | 0 | 0 | 0 | 0 | 0 | 0 | 0 | 0 | 0 | 0 | 0 | 0 | 0 | 0 | 0 | 0 | 0 | 0 | 0 | 0 | 0 | 0 | 0 | 0
|  |  |  | PF |  |  |  | 0.91279 |  | 0.91279 | 0.91279 | 0.91279 | 0.91279 | 0.91279 | 0.91279 | 0.91279 | 0.91279 | 0.91279 | 0.91279 | 0.91279 | 0.91279 | 0.91279 | 0.91279 | 0.91279 | 0.91279 | 0.91279 | 0.91279 | 0.91279 | 0.91279 | 0.91279 | 0.91279 | 0.91279 | 0.91279 | 0.91279
0.57336 | Diversity Factor: 0.57 | Uncompensated |  | Reactive Power |  |  | MVAr | 0 | 5.6007 | 6.7223 | 6.8952 | 7.2176 | 7.2683 | 7.2486 | 7.2355 | 7.2513 | 7.281 | 7.3065 | 7.3323 | 7.3475 | 7.3734 | 7.3984 | 7.4324 | 7.4705 | 7.507 | 7.5405 | 7.5745 | 7.6091 | 7.6442 | 7.6798 | 7.716 | 7.7528 | 7.7902 | 7.8282
|  |  |  | PF |  |  |  | 0.91279 |  | 0.91279 | 0.91279 | 0.91279 | 0.91279 | 0.91279 | 0.91279 | 0.91279 | 0.91279 | 0.91279 | 0.91279 | 0.91279 | 0.91279 | 0.91279 | 0.91279 | 0.91279 | 0.91279 | 0.91279 | 0.91279 | 0.91279 | 0.91279 | 0.91279 | 0.91279 | 0.91279 | 0.91279 | 0.91279
[10 empty] | 1 | 2 | 3 | 4 | 5 | 6 | 7 | 8 | 9 | 10 | 11 | 12 | 13 | 14 | 15 | 16 | 17 | 18 | 19 | 20 | 21 | 22 | 23 | 24 | 25
Transformer Load Detail
[7 empty] | Units | 2013 |  | 2014 | 2015 | 2016 | 2017 | 2018 | 2019 | 2020 | 2021 | 2022 | 2023 | 2024 | 2025 | 2026 | 2027 | 2028 | 2029 | 2030 | 2031 | 2032 | 2033 | 2034 | 2035 | 2036 | 2037 | 2038
| 0 | Compensated |  | Load (LV side) |  |  | Amps
|  |  |  | Apparent Power |  |  | MVA
|  |  |  | Real Power |  |  | MW
|  |  |  | Reactive Power |  |  | MVAr
|  |  |  | Capacitors In Service |  |  | MVAr
PF
| Zone Div: | Uncompensated |  | Reactive Power |  |  | MVAr
PF
| 0 | Compensated |  | Load (LV side) |  |  | Amps
|  |  |  | Apparent Power |  |  | MVA
|  |  |  | Real Power |  |  | MW
|  |  |  | Reactive Power |  |  | MVAr
|  |  |  | Capacitors In Service |  |  | MVAr
PF
| Zone Div: | Uncompensated |  | Reactive Power |  |  | MVAr
PF
| 0 | Compensated |  | Load (LV side) |  |  | Amps
|  |  |  | Apparent Power |  |  | MVA
|  |  |  | Real Power |  |  | MW
|  |  |  | Reactive Power |  |  | MVAr
|  |  |  | Capacitors In Service |  |  | MVAr
PF
| Zone Div: | Uncompensated |  | Reactive Power |  |  | MVAr
PF
| 0 | Compensated |  | Load (LV side) |  |  | Amps
|  |  |  | Apparent Power |  |  | MVA
|  |  |  | Real Power |  |  | MW
|  |  |  | Reactive Power |  |  | MVAr
|  |  |  | Capacitors In Service |  |  | MVAr
PF
| Zone Div: | Uncompensated |  | Reactive Power |  |  | MVAr
PF
| 0 | Compensated |  | Load (LV side) |  |  | Amps
|  |  |  | Apparent Power |  |  | MVA
|  |  |  | Real Power |  |  | MW
|  |  |  | Reactive Power |  |  | MVAr
|  |  |  | Capacitors In Service |  |  | MVAr
PF
| Zone Div: | Uncompensated |  | Reactive Power |  |  | MVAr
PF
| 0 | Compensated |  | Load (LV side) |  |  | Amps
|  |  |  | Apparent Power |  |  | MVA
|  |  |  | Real Power |  |  | MW
|  |  |  | Reactive Power |  |  | MVAr
|  |  |  | Capacitors In Service |  |  | MVAr
PF
| Zone Div: | Uncompensated |  | Reactive Power |  |  | MVAr
PF
| 0 | Compensated |  | Load (LV side) |  |  | Amps
|  |  |  | Apparent Power |  |  | MVA
|  |  |  | Real Power |  |  | MW
|  |  |  | Reactive Power |  |  | MVAr
|  |  |  | Capacitors In Service |  |  | MVAr
PF
| Zone Div: | Uncompensated |  | Reactive Power |  |  | MVAr
PF
| 0 | Compensated |  | Load (LV side) |  |  | Amps
|  |  |  | Apparent Power |  |  | MVA
|  |  |  | Real Power |  |  | MW
|  |  |  | Reactive Power |  |  | MVAr
|  |  |  | Capacitors In Service |  |  | MVAr
PF
| Zone Div: | Uncompensated |  | Reactive Power |  |  | MVAr
PF
| 0 | Compensated |  | Load (LV side) |  |  | Amps
|  |  |  | Apparent Power |  |  | MVA
|  |  |  | Real Power |  |  | MW
|  |  |  | Reactive Power |  |  | MVAr
|  |  |  | Capacitors In Service |  |  | MVAr
PF
| Zone Div: | Uncompensated |  | Reactive Power |  |  | MVAr
PF
| 0 | Compensated |  | Load (LV side) |  |  | Amps
|  |  |  | Apparent Power |  |  | MVA
|  |  |  | Real Power |  |  | MW
|  |  |  | Reactive Power |  |  | MVAr
|  |  |  | Capacitors In Service |  |  | MVAr
PF
| Zone Div: | Uncompensated |  | Reactive Power |  |  | MVAr
PF

## Tomaree 33_11kV
| Tomaree 33_11kV | [16 empty] | 2014 | WINTER
[6 empty] | Zone commissioned |  | 2012-12-07
| Substation Total Loads | [33 empty] | Spots & Transfers Detail
| Historical Loads | (11kV MVA) | [7 empty] | Weather Corrected Forecast Loads |  |  |  | (11kV MVA) | [20 empty] | Spots & Transfers Summary | (11kV MVA) |  | Historical Spots & Transfers | [6 empty] | Forecast Spots & Transfers
|  | 2007 | 2008 | 2009 | 2010 | 2011 | 2012 | 2013 |  | 2014 | 2015 | 2016 | 2017 | 2018 | 2019 | 2020 | 2021 | 2022 | 2023 | 2024 | 2025 | 2026 | 2027 | 2028 | 2029 | 2030 | 2031 | 2032 | 2033 | 2034 | 2035 | 2036 | 2037 | 2038 |  |  |  | 2007 | 2008 | 2009 | 2010 | 2011 | 2012 | 2013 | 2014 | 2015 | 2016 | 2017 | 2018 | 2019 | 2020 | 2021 | 2022 | 2023 | 2024 | 2025 | 2026 | 2027 | 2028 | 2029 | 2030 | 2031 | 2032 | 2033 | 2034 | 2035 | 2036 | 2037 | 2038
| Total | [6 empty] | 15.55 |  | 13.9473 | 13.3476 | 12.9831 | 12.8386 | 12.8902 | 12.9911 | 13.2006 | 13.4189 | 13.6276 | 13.8452 | 14.0491 | 14.2918 | 14.5374 | 14.8059 | 15.0894 | 15.3722 | 15.6546 | 15.9431 | 16.2378 | 16.5389 | 16.8463 | 17.1602 | 17.4807 | 17.8078 | 18.1418 |  |  | Total | 0 | 0 | 0 | 0 | 0 | 0 | 14.4037 | -0.025396 | -0.013287 | 0.0096671 | 0.037522 | 0.051525 | 0.10094 | 0.20956 | 0.21826 | 0.20866 | 0.21763 | 0.20388 | 0.24267 | 0.2457 | 0.26848 | 0.28348 | 0.28279 | 0.28239 | 0.28851 | 0.29473 | 0.30103 | 0.30742 | 0.31391 | 0.32049 | 0.32717 | 0.33394
| Firm Rating | 0 | 0 | 0 | 0 | 0 | 0 | 38.11 |  | 38.11 | 38.11 | 38.11 | 38.11 | 38.11 | 38.11 | 38.11 | 38.11 | 38.11 | 38.11 | 38.11 | 38.11 | 38.11 | 38.11 | 38.11 | 38.11 | 38.11 | 38.11 | 38.11 | 38.11 | 38.11 | 38.11 | 38.11 | 38.11 | 38.11
| Total Capacity | 0 | 0 | 0 | 0 | 0 | 0 | 73.3 |  | 73.3 | 73.3 | 73.3 | 73.3 | 73.3 | 73.3 | 73.3 | 73.3 | 73.3 | 73.3 | 73.3 | 73.3 | 73.3 | 73.3 | 73.3 | 73.3 | 73.3 | 73.3 | 73.3 | 73.3 | 73.3 | 73.3 | 73.3 | 73.3 | 73.3 |  |  | Tomaree 33_11kV Tx1 | 0 | 0 | 0 | 0 | 0 | 0 | 5.7539 | -0.011496 | -0.0060146 | 0.004376 | 0.016985 | 0.023324 | 0.045691 | 0.094859 | 0.098798 | 0.094452 | 0.098516 | 0.09229 | 0.10985 | 0.11122 | 0.12153 | 0.12832 | 0.12801 | 0.12783 | 0.1306 | 0.13341 | 0.13627 | 0.13916 | 0.1421 | 0.14508 | 0.1481 | 0.15116
|  | -7 | -6 | -5 | -4 | -3 | -2 | -1 |  | 0 | 1 | 2 | 3 | 4 | 5 | 6 | 7 | 8 | 9 | 10 | 11 | 12 | 13 | 14 | 15 | 16 | 17 | 18 | 19 | 20 | 21 | 22 | 23 | 24 |  |  | Tomaree 33_11kV Tx2 | 0 | 0 | 0 | 0 | 0 | 0 | 8.6499 | -0.0139 | -0.0072724 | 0.0052911 | 0.020537 | 0.028202 | 0.055246 | 0.1147 | 0.11946 | 0.11421 | 0.11912 | 0.11159 | 0.13282 | 0.13448 | 0.14695 | 0.15516 | 0.15478 | 0.15456 | 0.15791 | 0.16131 | 0.16476 | 0.16826 | 0.17181 | 0.17542 | 0.17907 | 0.18278
| Transformer Loads | [36 empty] | 0 | 0 | 0 | 0 | 0 | 0 | 0 | 0 | 0 | 0 | 0 | 0 | 0 | 0 | 0 | 0 | 0 | 0 | 0 | 0 | 0 | 0 | 0 | 0 | 0 | 0 | 0 | 0 | 0 | 0 | 0 | 0
| Historical Loads | (11kV MVA) | [7 empty] | 0: Weather Corrected Forecast Loads; 4: (11kV MVA) |  |  |  | 0 | 0 | 0 | 0 | 0 | 0 | 0 | 0 | 0 | 0 | 0 | 0 | 0 | 0 | 0 | 0 | 0 | 0 | 0 | 0 | 0 | 0 | 0 | 0 | 0 | 0 | 0 | 0 | 0 | 0 | 0 | 0
|  | 2007 | 2008 | 2009 | 2010 | 2011 | 2012 | 2013 |  | 2014 | 2015 | 2016 | 2017 | 2018 | 2019 | 2020 | 2021 | 2022 | 2023 | 2024 | 2025 | 2026 | 2027 | 2028 | 2029 | 2030 | 2031 | 2032 | 2033 | 2034 | 2035 | 2036 | 2037 | 2038 |  |  |  | 0 | 0 | 0 | 0 | 0 | 0 | 0 | 0 | 0 | 0 | 0 | 0 | 0 | 0 | 0 | 0 | 0 | 0 | 0 | 0 | 0 | 0 | 0 | 0 | 0 | 0 | 0 | 0 | 0 | 0 | 0 | 0
| 0 | [36 empty] | 0 | 0 | 0 | 0 | 0 | 0 | 0 | 0 | 0 | 0 | 0 | 0 | 0 | 0 | 0 | 0 | 0 | 0 | 0 | 0 | 0 | 0 | 0 | 0 | 0 | 0 | 0 | 0 | 0 | 0 | 0 | 0
| Diversity Factor: 0 | [36 empty] | 0 | 0 | 0 | 0 | 0 | 0 | 0 | 0 | 0 | 0 | 0 | 0 | 0 | 0 | 0 | 0 | 0 | 0 | 0 | 0 | 0 | 0 | 0 | 0 | 0 | 0 | 0 | 0 | 0 | 0 | 0 | 0
[38 empty] | 0 | 0 | 0 | 0 | 0 | 0 | 0 | 0 | 0 | 0 | 0 | 0 | 0 | 0 | 0 | 0 | 0 | 0 | 0 | 0 | 0 | 0 | 0 | 0 | 0 | 0 | 0 | 0 | 0 | 0 | 0 | 0
[38 empty] | 0 | 0 | 0 | 0 | 0 | 0 | 0 | 0 | 0 | 0 | 0 | 0 | 0 | 0 | 0 | 0 | 0 | 0 | 0 | 0 | 0 | 0 | 0 | 0 | 0 | 0 | 0 | 0 | 0 | 0 | 0 | 0
| 0 | [36 empty] | 0 | 0 | 0 | 0 | 0 | 0 | 0 | 0 | 0 | 0 | 0 | 0 | 0 | 0 | 0 | 0 | 0 | 0 | 0 | 0 | 0 | 0 | 0 | 0 | 0 | 0 | 0 | 0 | 0 | 0 | 0 | 0
Diversity Factor: 0
[38 empty] | Historical Spots & Transfers | [6 empty] | Forecast Spots & Transfers
[35 empty] | Project Name | From | To | 2007 | 2008 | 2009 | 2010 | 2011 | 2012 | 2013 | 2014 | 2015 | 2016 | 2017 | 2018 | 2019 | 2020 | 2021 | 2022 | 2023 | 2024 | 2025 | 2026 | 2027 | 2028 | 2029 | 2030 | 2031 | 2032 | 2033 | 2034 | 2035 | 2036 | 2037 | 2038
| 0 | [33 empty] | Broad based demand management |  | Tomaree 33_11kV Tx1 | 0 | 0 | 0 | 0 | 0 | 0 | 0 | 0 | -0.00033202 | -0.0035655 | -0.0042527 | -0.0049676 | -0.0063989 | 0 | 0 | 0 | 0 | 0 | 0 | 0 | 0 | 0 | 0 | 0 | 0 | 0 | 0 | 0 | 0 | 0 | 0 | 0
| Diversity Factor: 0 | [33 empty] | Broad based demand management |  | Tomaree 33_11kV Tx2 | 0 | 0 | 0 | 0 | 0 | 0 | 0 | 0 | -0.00040145 | -0.0043112 | -0.0051421 | -0.0060065 | -0.0077371 | 0 | 0 | 0 | 0 | 0 | 0 | 0 | 0 | 0 | 0 | 0 | 0 | 0 | 0 | 0 | 0 | 0 | 0 | 0
[35 empty] | DNP_ID: 6590. Establish 11kV connections to New Tomaree Zone (HZ00242) | Nelson Bay 33_11kV Tx1 | Tomaree 33_11kV Tx1 | 0 | 0 | 0 | 0 | 0 | 0 | 2.0958 | 0 | 0 | 0 | 0 | 0 | 0 | 0 | 0 | 0 | 0 | 0 | 0 | 0 | 0 | 0 | 0 | 0 | 0 | 0 | 0 | 0 | 0 | 0 | 0 | 0
[35 empty] | DNP_ID: 6590. Establish 11kV connections to New Tomaree Zone (HZ00242) | Nelson Bay 33_11kV Tx1 | Tomaree 33_11kV Tx2 | 0 | 0 | 0 | 0 | 0 | 0 | 4.8012 | 0 | 0 | 0 | 0 | 0 | 0 | 0 | 0 | 0 | 0 | 0 | 0 | 0 | 0 | 0 | 0 | 0 | 0 | 0 | 0 | 0 | 0 | 0 | 0 | 0
| 0 | [33 empty] | DNP_ID: 6590. Establish 11kV connections to New Tomaree Zone (HZ00242) | Nelson Bay 33_11kV Tx3 | Tomaree 33_11kV Tx1 | 0 | 0 | 0 | 0 | 0 | 0 | 3.6581 | 0 | 0 | 0 | 0 | 0 | 0 | 0 | 0 | 0 | 0 | 0 | 0 | 0 | 0 | 0 | 0 | 0 | 0 | 0 | 0 | 0 | 0 | 0 | 0 | 0
| Diversity Factor: 0 | [33 empty] | DNP_ID: 6590. Establish 11kV connections to New Tomaree Zone (HZ00242) | Nelson Bay 33_11kV Tx3 | Tomaree 33_11kV Tx2 | 0 | 0 | 0 | 0 | 0 | 0 | 3.8486 | 0 | 0 | 0 | 0 | 0 | 0 | 0 | 0 | 0 | 0 | 0 | 0 | 0 | 0 | 0 | 0 | 0 | 0 | 0 | 0 | 0 | 0 | 0 | 0 | 0
[35 empty] | Econometric |  | Tomaree 33_11kV Tx1 | 0 | 0 | 0 | 0 | 0 | 0 | 0 | 0 | 0 | 0.046804 | 0.083559 | 0.12516 | 0.15522 | 0.15793 | 0.14713 | 0.14956 | 0.15203 | 0.15454 | 0.15708 | 0.15966 | 0.16227 | 0.16493 | 0.16762 | 0.17035 | 0.17312 | 0.17594 | 0.17879 | 0.18168 | 0.18462 | 0.1876 | 0.19062 | 0.19369
[35 empty] | Econometric |  | Tomaree 33_11kV Tx2 | 0 | 0 | 0 | 0 | 0 | 0 | 0 | 0 | 0 | 0.056592 | 0.10103 | 0.15133 | 0.18768 | 0.19095 | 0.1779 | 0.18084 | 0.18382 | 0.18685 | 0.18993 | 0.19305 | 0.19621 | 0.19942 | 0.20267 | 0.20598 | 0.20933 | 0.21273 | 0.21618 | 0.21968 | 0.22323 | 0.22683 | 0.23049 | 0.23419
| 0 | [33 empty] | Energy Efficiency |  | Tomaree 33_11kV Tx1 | 0 | 0 | 0 | 0 | 0 | 0 | 0 | -0.011496 | -0.0056826 | -0.038862 | -0.062321 | -0.096868 | -0.10313 | -0.063067 | -0.04833 | -0.055109 | -0.053515 | -0.062245 | -0.047228 | -0.048435 | -0.040742 | -0.036606 | -0.03961 | -0.042524 | -0.042524 | -0.042524 | -0.042524 | -0.042524 | -0.042524 | -0.042524 | -0.042524 | -0.042524
| Diversity Factor: 0 | [33 empty] | Energy Efficiency |  | Tomaree 33_11kV Tx2 | 0 | 0 | 0 | 0 | 0 | 0 | 0 | -0.0139 | -0.006871 | -0.046989 | -0.075354 | -0.11713 | -0.12469 | -0.076257 | -0.058437 | -0.066634 | -0.064706 | -0.075262 | -0.057105 | -0.058564 | -0.049262 | -0.044262 | -0.047894 | -0.051417 | -0.051417 | -0.051417 | -0.051417 | -0.051417 | -0.051417 | -0.051417 | -0.051417 | -0.051417
[35 empty] | Solar PV |  | Tomaree 33_11kV Tx1 | 0 | 0 | 0 | 0 | 0 | 0 | 0 | 0 | 0 | 0 | 0 | 0 | 0 | 0 | 0 | 0 | 0 | 0 | 0 | 0 | 0 | 0 | 0 | 0 | 0 | 0 | 0 | 0 | 0 | 0 | 0 | 0
[35 empty] | Solar PV |  | Tomaree 33_11kV Tx2 | 0 | 0 | 0 | 0 | 0 | 0 | 0 | 0 | 0 | 0 | 0 | 0 | 0 | 0 | 0 | 0 | 0 | 0 | 0 | 0 | 0 | 0 | 0 | 0 | 0 | 0 | 0 | 0 | 0 | 0 | 0 | 0
0
Diversity Factor: 0
0
Diversity Factor: 0
0
Diversity Factor: 0
0
Diversity Factor: 0
0
Diversity Factor: 0
| Weather Correction and Public Holiday Factors | [8 empty] | Forecast ROG
ROG Justification
| Actual loads for season 2013 have been weather corrected by the following: | [6 empty] | -6.199% |  | same as Nelson Bay | [59 empty] | same as Nelson Bay
1 | 2 | 3 | 4 | 5 | 6 | 7 | 8 | 9 | 10 | 2014 | 2015 | 2016 | 2017 | 2018 | 2019 | 2020 | 2021 | 2022 | 2023 | 2024 | 2025 | 2026 | 2027 | 2028 | 2029 | 2030 | 2031 | 2032 | 2033 | 2034 | 2035 | 2036 | 2037 | 2038
0.95796 | 0.91769 | 0.89196 | 0.87947 | 0.87947 | 0.87947 | 0.87947 | 0.87947 | 0.87947 | 0.87947 | -4.204% | -4.204% | -2.803% | -1.401% | 0% | 0% | 0% | 0% | 0% | 0% | 0% | 0% | 0% | 0% | 0% | 0% | 0% | 0% | 0% | 0% | 0% | 0% | 0% | 0% | 0%
Substation Load Detail
[7 empty] | Units | 2013 |  | 2014 | 2015 | 2016 | 2017 | 2018 | 2019 | 2020 | 2021 | 2022 | 2023 | 2024 | 2025 | 2026 | 2027 | 2028 | 2029 | 2030 | 2031 | 2032 | 2033 | 2034 | 2035 | 2036 | 2037 | 2038
1 | Tomaree 33_11kV | Compensated |  | Load (LV side) |  |  | Amps | 0 |  | 732.0444 | 700.5659 | 681.435 | 673.8533 | 676.5577 | 681.8555 | 692.8544 | 704.31 | 715.2617 | 726.6845 | 737.3855 | 750.1224 | 763.0184 | 777.1098 | 791.9885 | 806.8312 | 821.6529 | 836.7959 | 852.2651 | 868.065 | 884.2006 | 900.6766 | 917.4981 | 934.6699 | 952.1972
|  |  |  | Apparent Power |  |  | MVA | 15.55 | 14.586 | 13.9473 | 13.3476 | 12.9831 | 12.8386 | 12.8902 | 12.9911 | 13.2006 | 13.4189 | 13.6276 | 13.8452 | 14.0491 | 14.2918 | 14.5374 | 14.8059 | 15.0894 | 15.3722 | 15.6546 | 15.9431 | 16.2378 | 16.5389 | 16.8463 | 17.1602 | 17.4807 | 17.8078 | 18.1418
|  |  |  | Real Power |  |  | MW | 15.239 | 14.2943 | 13.6684 | 13.0806 | 12.7234 | 12.5818 | 12.6324 | 12.7313 | 12.9366 | 13.1505 | 13.355 | 13.5683 | 13.7681 | 14.0059 | 14.2467 | 14.5098 | 14.7876 | 15.0648 | 15.3415 | 15.6242 | 15.9131 | 16.2081 | 16.5094 | 16.817 | 17.1311 | 17.4517 | 17.7789
|  |  |  | Reactive Power |  |  | MVAr | 0 |  | 2.7755 | 2.6561 | 2.5836 | 2.5549 | 2.5651 | 2.5852 | 2.6269 | 2.6703 | 2.7119 | 2.7552 | 2.7957 | 2.844 | 2.8929 | 2.9463 | 3.0028 | 3.059 | 3.1152 | 3.1726 | 3.2313 | 3.2912 | 3.3524 | 3.4148 | 3.4786 | 3.5437 | 3.6102
|  |  |  | Capacitors In Service |  |  | MVAr | 0 |  | 0 | 0 | 0 | 0 | 0 | 0 | 0 | 0 | 0 | 0 | 0 | 0 | 0 | 0 | 0 | 0 | 0 | 0 | 0 | 0 | 0 | 0 | 0 | 0 | 0
|  |  |  | PF |  |  |  | 0.98 |  | 0.98 | 0.98 | 0.98 | 0.98 | 0.98 | 0.98 | 0.98 | 0.98 | 0.98 | 0.98 | 0.98 | 0.98 | 0.98 | 0.98 | 0.98 | 0.98 | 0.98 | 0.98 | 0.98 | 0.98 | 0.98 | 0.98 | 0.98 | 0.98 | 0.98
0.81479 | Diversity Factor: 0.81 | Uncompensated |  | Reactive Power |  |  | MVAr | 0 | 2.9026 | 2.7755 | 2.6561 | 2.5836 | 2.5549 | 2.5651 | 2.5852 | 2.6269 | 2.6703 | 2.7119 | 2.7552 | 2.7957 | 2.844 | 2.8929 | 2.9463 | 3.0028 | 3.059 | 3.1152 | 3.1726 | 3.2313 | 3.2912 | 3.3524 | 3.4148 | 3.4786 | 3.5437 | 3.6102
|  |  |  | PF |  |  |  | 0.98 |  | 0.98 | 0.98 | 0.98 | 0.98 | 0.98 | 0.98 | 0.98 | 0.98 | 0.98 | 0.98 | 0.98 | 0.98 | 0.98 | 0.98 | 0.98 | 0.98 | 0.98 | 0.98 | 0.98 | 0.98 | 0.98 | 0.98 | 0.98 | 0.98 | 0.98
[10 empty] | 1 | 2 | 3 | 4 | 5 | 6 | 7 | 8 | 9 | 10 | 11 | 12 | 13 | 14 | 15 | 16 | 17 | 18 | 19 | 20 | 21 | 22 | 23 | 24 | 25
Transformer Load Detail
[7 empty] | Units | 2013 |  | 2014 | 2015 | 2016 | 2017 | 2018 | 2019 | 2020 | 2021 | 2022 | 2023 | 2024 | 2025 | 2026 | 2027 | 2028 | 2029 | 2030 | 2031 | 2032 | 2033 | 2034 | 2035 | 2036 | 2037 | 2038
| 0 | Compensated |  | Load (LV side) |  |  | Amps
|  |  |  | Apparent Power |  |  | MVA
|  |  |  | Real Power |  |  | MW
|  |  |  | Reactive Power |  |  | MVAr
|  |  |  | Capacitors In Service |  |  | MVAr
PF
| Zone Div: | Uncompensated |  | Reactive Power |  |  | MVAr
PF
| 0 | Compensated |  | Load (LV side) |  |  | Amps
|  |  |  | Apparent Power |  |  | MVA
|  |  |  | Real Power |  |  | MW
|  |  |  | Reactive Power |  |  | MVAr
|  |  |  | Capacitors In Service |  |  | MVAr
PF
| Zone Div: | Uncompensated |  | Reactive Power |  |  | MVAr
PF
| 0 | Compensated |  | Load (LV side) |  |  | Amps
|  |  |  | Apparent Power |  |  | MVA
|  |  |  | Real Power |  |  | MW
|  |  |  | Reactive Power |  |  | MVAr
|  |  |  | Capacitors In Service |  |  | MVAr
PF
| Zone Div: | Uncompensated |  | Reactive Power |  |  | MVAr
PF
| 0 | Compensated |  | Load (LV side) |  |  | Amps
|  |  |  | Apparent Power |  |  | MVA
|  |  |  | Real Power |  |  | MW
|  |  |  | Reactive Power |  |  | MVAr
|  |  |  | Capacitors In Service |  |  | MVAr
PF
| Zone Div: | Uncompensated |  | Reactive Power |  |  | MVAr
PF
| 0 | Compensated |  | Load (LV side) |  |  | Amps
|  |  |  | Apparent Power |  |  | MVA
|  |  |  | Real Power |  |  | MW
|  |  |  | Reactive Power |  |  | MVAr
|  |  |  | Capacitors In Service |  |  | MVAr
PF
| Zone Div: | Uncompensated |  | Reactive Power |  |  | MVAr
PF
| 0 | Compensated |  | Load (LV side) |  |  | Amps
|  |  |  | Apparent Power |  |  | MVA
|  |  |  | Real Power |  |  | MW
|  |  |  | Reactive Power |  |  | MVAr
|  |  |  | Capacitors In Service |  |  | MVAr
PF
| Zone Div: | Uncompensated |  | Reactive Power |  |  | MVAr
PF
| 0 | Compensated |  | Load (LV side) |  |  | Amps
|  |  |  | Apparent Power |  |  | MVA
|  |  |  | Real Power |  |  | MW
|  |  |  | Reactive Power |  |  | MVAr
|  |  |  | Capacitors In Service |  |  | MVAr
PF
| Zone Div: | Uncompensated |  | Reactive Power |  |  | MVAr
PF
| 0 | Compensated |  | Load (LV side) |  |  | Amps
|  |  |  | Apparent Power |  |  | MVA
|  |  |  | Real Power |  |  | MW
|  |  |  | Reactive Power |  |  | MVAr
|  |  |  | Capacitors In Service |  |  | MVAr
PF
| Zone Div: | Uncompensated |  | Reactive Power |  |  | MVAr
PF
| 0 | Compensated |  | Load (LV side) |  |  | Amps
|  |  |  | Apparent Power |  |  | MVA
|  |  |  | Real Power |  |  | MW
|  |  |  | Reactive Power |  |  | MVAr
|  |  |  | Capacitors In Service |  |  | MVAr
PF
| Zone Div: | Uncompensated |  | Reactive Power |  |  | MVAr
PF
| 0 | Compensated |  | Load (LV side) |  |  | Amps
|  |  |  | Apparent Power |  |  | MVA
|  |  |  | Real Power |  |  | MW
|  |  |  | Reactive Power |  |  | MVAr
|  |  |  | Capacitors In Service |  |  | MVAr
PF
| Zone Div: | Uncompensated |  | Reactive Power |  |  | MVAr
PF

## Williamtown 33_11kV
| Williamtown 33_11kV | [16 empty] | 2014 | WINTER
| Substation Total Loads | [33 empty] | Spots & Transfers Detail
| Historical Loads | (11kV MVA) | [7 empty] | Weather Corrected Forecast Loads |  |  |  | (11kV MVA) | [20 empty] | Spots & Transfers Summary | (11kV MVA) |  | Historical Spots & Transfers | [6 empty] | Forecast Spots & Transfers
|  | 2007 | 2008 | 2009 | 2010 | 2011 | 2012 | 2013 |  | 2014 | 2015 | 2016 | 2017 | 2018 | 2019 | 2020 | 2021 | 2022 | 2023 | 2024 | 2025 | 2026 | 2027 | 2028 | 2029 | 2030 | 2031 | 2032 | 2033 | 2034 | 2035 | 2036 | 2037 | 2038 |  |  |  | 2007 | 2008 | 2009 | 2010 | 2011 | 2012 | 2013 | 2014 | 2015 | 2016 | 2017 | 2018 | 2019 | 2020 | 2021 | 2022 | 2023 | 2024 | 2025 | 2026 | 2027 | 2028 | 2029 | 2030 | 2031 | 2032 | 2033 | 2034 | 2035 | 2036 | 2037 | 2038
| Total | 13.9 | 15.4 | 13.1 | 12.8 | 12.557 | 11.755 | 10.985 |  | 11.1486 | 3.8104 | 2.1273 | 2.1206 | 2.1455 | 2.1869 | 2.2664 | 2.3497 | 2.4293 | 2.513 | 2.5927 | 2.688 | 2.7847 | 2.8898 | 3.0009 | 3.1119 | 3.2233 | 3.3373 | 3.4539 | 3.5733 | 3.6953 | 3.8202 | 3.9478 | 4.0783 | 4.2117 |  |  | Total | 0 | 0 | 0 | 0 | 0 | 0 | 0 | -0.0071288 | -6.939 | -1.5921 | 0.018697 | 0.02493 | 0.041324 | 0.079538 | 0.083287 | 0.07966 | 0.083706 | 0.079697 | 0.095221 | 0.096734 | 0.10515 | 0.11103 | 0.11098 | 0.11139 | 0.114 | 0.11665 | 0.11934 | 0.12207 | 0.12484 | 0.12765 | 0.13051 | 0.1334
| Firm Rating | 0 | 0 | 0 | 25.64 | 25.64 | 25.64 | 25.64 |  | 25.64 | 25.64 | 25.64 | 25.64 | 25.64 | 25.64 | 25.64 | 25.64 | 25.64 | 25.64 | 25.64 | 25.64 | 25.64 | 25.64 | 25.64 | 25.64 | 25.64 | 25.64 | 25.64 | 25.64 | 25.64 | 25.64 | 25.64 | 25.64 | 25.64
| Total Capacity | 0 | 0 | 0 | 50.41 | 50.41 | 49.8 | 49.8 |  | 49.8 | 49.8 | 49.8 | 49.8 | 49.8 | 49.8 | 49.8 | 49.8 | 49.8 | 49.8 | 49.8 | 49.8 | 49.8 | 49.8 | 49.8 | 49.8 | 49.8 | 49.8 | 49.8 | 49.8 | 49.8 | 49.8 | 49.8 | 49.8 | 49.8 |  |  | Williamtown 33_11kV Tx1 | 0 | 0 | 0 | 0 | 0 | 0 | 0 | -0.0035644 | -3.4695 | -0.79607 | 0.0093484 | 0.012465 | 0.020662 | 0.039769 | 0.041643 | 0.03983 | 0.041853 | 0.039849 | 0.04761 | 0.048367 | 0.052573 | 0.055516 | 0.05549 | 0.055697 | 0.057002 | 0.058327 | 0.059672 | 0.061037 | 0.062422 | 0.063827 | 0.065253 | 0.0667
|  | -7 | -6 | -5 | -4 | -3 | -2 | -1 |  | 0 | 1 | 2 | 3 | 4 | 5 | 6 | 7 | 8 | 9 | 10 | 11 | 12 | 13 | 14 | 15 | 16 | 17 | 18 | 19 | 20 | 21 | 22 | 23 | 24 |  |  | Williamtown 33_11kV Tx2 | 0 | 0 | 0 | 0 | 0 | 0 | 0 | -0.0035644 | -3.4695 | -0.79607 | 0.0093484 | 0.012465 | 0.020662 | 0.039769 | 0.041643 | 0.03983 | 0.041853 | 0.039849 | 0.04761 | 0.048367 | 0.052573 | 0.055516 | 0.05549 | 0.055697 | 0.057002 | 0.058327 | 0.059672 | 0.061037 | 0.062422 | 0.063827 | 0.065253 | 0.0667
| Transformer Loads | [36 empty] | 0 | 0 | 0 | 0 | 0 | 0 | 0 | 0 | 0 | 0 | 0 | 0 | 0 | 0 | 0 | 0 | 0 | 0 | 0 | 0 | 0 | 0 | 0 | 0 | 0 | 0 | 0 | 0 | 0 | 0 | 0 | 0
| Historical Loads | (11kV MVA) | [7 empty] | 0: Weather Corrected Forecast Loads; 4: (11kV MVA) |  |  |  | 0 | 0 | 0 | 0 | 0 | 0 | 0 | 0 | 0 | 0 | 0 | 0 | 0 | 0 | 0 | 0 | 0 | 0 | 0 | 0 | 0 | 0 | 0 | 0 | 0 | 0 | 0 | 0 | 0 | 0 | 0 | 0
|  | 2007 | 2008 | 2009 | 2010 | 2011 | 2012 | 2013 |  | 2014 | 2015 | 2016 | 2017 | 2018 | 2019 | 2020 | 2021 | 2022 | 2023 | 2024 | 2025 | 2026 | 2027 | 2028 | 2029 | 2030 | 2031 | 2032 | 2033 | 2034 | 2035 | 2036 | 2037 | 2038 |  |  |  | 0 | 0 | 0 | 0 | 0 | 0 | 0 | 0 | 0 | 0 | 0 | 0 | 0 | 0 | 0 | 0 | 0 | 0 | 0 | 0 | 0 | 0 | 0 | 0 | 0 | 0 | 0 | 0 | 0 | 0 | 0 | 0
| 0 | [36 empty] | 0 | 0 | 0 | 0 | 0 | 0 | 0 | 0 | 0 | 0 | 0 | 0 | 0 | 0 | 0 | 0 | 0 | 0 | 0 | 0 | 0 | 0 | 0 | 0 | 0 | 0 | 0 | 0 | 0 | 0 | 0 | 0
| Diversity Factor: 0 | [36 empty] | 0 | 0 | 0 | 0 | 0 | 0 | 0 | 0 | 0 | 0 | 0 | 0 | 0 | 0 | 0 | 0 | 0 | 0 | 0 | 0 | 0 | 0 | 0 | 0 | 0 | 0 | 0 | 0 | 0 | 0 | 0 | 0
[38 empty] | 0 | 0 | 0 | 0 | 0 | 0 | 0 | 0 | 0 | 0 | 0 | 0 | 0 | 0 | 0 | 0 | 0 | 0 | 0 | 0 | 0 | 0 | 0 | 0 | 0 | 0 | 0 | 0 | 0 | 0 | 0 | 0
[38 empty] | 0 | 0 | 0 | 0 | 0 | 0 | 0 | 0 | 0 | 0 | 0 | 0 | 0 | 0 | 0 | 0 | 0 | 0 | 0 | 0 | 0 | 0 | 0 | 0 | 0 | 0 | 0 | 0 | 0 | 0 | 0 | 0
| 0 | [36 empty] | 0 | 0 | 0 | 0 | 0 | 0 | 0 | 0 | 0 | 0 | 0 | 0 | 0 | 0 | 0 | 0 | 0 | 0 | 0 | 0 | 0 | 0 | 0 | 0 | 0 | 0 | 0 | 0 | 0 | 0 | 0 | 0
Diversity Factor: 0
[38 empty] | Historical Spots & Transfers | [6 empty] | Forecast Spots & Transfers
[35 empty] | Project Name | From | To | 2007 | 2008 | 2009 | 2010 | 2011 | 2012 | 2013 | 2014 | 2015 | 2016 | 2017 | 2018 | 2019 | 2020 | 2021 | 2022 | 2023 | 2024 | 2025 | 2026 | 2027 | 2028 | 2029 | 2030 | 2031 | 2032 | 2033 | 2034 | 2035 | 2036 | 2037 | 2038
| 0 | [33 empty] | Broad based demand management |  | Williamtown 33_11kV Tx1 | 0 | 0 | 0 | 0 | 0 | 0 | 0 | 0 | 0 | 0 | 0 | 0 | 0 | 0 | 0 | 0 | 0 | 0 | 0 | 0 | 0 | 0 | 0 | 0 | 0 | 0 | 0 | 0 | 0 | 0 | 0 | 0
| Diversity Factor: 0 | [33 empty] | Broad based demand management |  | Williamtown 33_11kV Tx2 | 0 | 0 | 0 | 0 | 0 | 0 | 0 | 0 | 0 | 0 | 0 | 0 | 0 | 0 | 0 | 0 | 0 | 0 | 0 | 0 | 0 | 0 | 0 | 0 | 0 | 0 | 0 | 0 | 0 | 0 | 0 | 0
[35 empty] | DNP_ID: 6983. Medowie Zone 11kV Feeder Connections | Williamtown 33_11kV Tx1 | Medowie 33_11kV Tx1 | 0 | 0 | 0 | 0 | 0 | 0 | 0 | 0 | 2.9341 | 0 | 0 | 0 | 0 | 0 | 0 | 0 | 0 | 0 | 0 | 0 | 0 | 0 | 0 | 0 | 0 | 0 | 0 | 0 | 0 | 0 | 0 | 0
[35 empty] | DNP_ID: 6983. Medowie Zone 11kV Feeder Connections | Williamtown 33_11kV Tx1 | Medowie 33_11kV Tx2 | 0 | 0 | 0 | 0 | 0 | 0 | 0 | 0 | 0.53347 | 0.80021 | 0 | 0 | 0 | 0 | 0 | 0 | 0 | 0 | 0 | 0 | 0 | 0 | 0 | 0 | 0 | 0 | 0 | 0 | 0 | 0 | 0 | 0
| 0 | [33 empty] | DNP_ID: 6983. Medowie Zone 11kV Feeder Connections | Williamtown 33_11kV Tx2 | Medowie 33_11kV Tx1 | 0 | 0 | 0 | 0 | 0 | 0 | 0 | 0 | 2.9341 | 0 | 0 | 0 | 0 | 0 | 0 | 0 | 0 | 0 | 0 | 0 | 0 | 0 | 0 | 0 | 0 | 0 | 0 | 0 | 0 | 0 | 0 | 0
| Diversity Factor: 0 | [33 empty] | DNP_ID: 6983. Medowie Zone 11kV Feeder Connections | Williamtown 33_11kV Tx2 | Medowie 33_11kV Tx2 | 0 | 0 | 0 | 0 | 0 | 0 | 0 | 0 | 0.53347 | 0.80021 | 0 | 0 | 0 | 0 | 0 | 0 | 0 | 0 | 0 | 0 | 0 | 0 | 0 | 0 | 0 | 0 | 0 | 0 | 0 | 0 | 0 | 0
[35 empty] | Econometric |  | Williamtown 33_11kV Tx1 | 0 | 0 | 0 | 0 | 0 | 0 | 0 | 0 | 0 | 0.021555 | 0.037758 | 0.056778 | 0.068346 | 0.069614 | 0.06578 | 0.066923 | 0.068083 | 0.06926 | 0.070455 | 0.071668 | 0.072899 | 0.074148 | 0.075416 | 0.076702 | 0.078008 | 0.079333 | 0.080678 | 0.082043 | 0.083428 | 0.084833 | 0.086259 | 0.087706
[35 empty] | Econometric |  | Williamtown 33_11kV Tx2 | 0 | 0 | 0 | 0 | 0 | 0 | 0 | 0 | 0 | 0.021555 | 0.037758 | 0.056778 | 0.068346 | 0.069614 | 0.06578 | 0.066923 | 0.068083 | 0.06926 | 0.070455 | 0.071668 | 0.072899 | 0.074148 | 0.075416 | 0.076702 | 0.078008 | 0.079333 | 0.080678 | 0.082043 | 0.083428 | 0.084833 | 0.086259 | 0.087706
| 0 | [33 empty] | Energy Efficiency |  | Williamtown 33_11kV Tx1 | 0 | 0 | 0 | 0 | 0 | 0 | 0 | -0.0035644 | -0.0019428 | -0.017422 | -0.028409 | -0.044313 | -0.047684 | -0.029845 | -0.024137 | -0.027093 | -0.02623 | -0.029412 | -0.022845 | -0.023301 | -0.020326 | -0.018632 | -0.019926 | -0.021006 | -0.021006 | -0.021006 | -0.021006 | -0.021006 | -0.021006 | -0.021006 | -0.021006 | -0.021006
| Diversity Factor: 0 | [33 empty] | Energy Efficiency |  | Williamtown 33_11kV Tx2 | 0 | 0 | 0 | 0 | 0 | 0 | 0 | -0.0035644 | -0.0019428 | -0.017422 | -0.028409 | -0.044313 | -0.047684 | -0.029845 | -0.024137 | -0.027093 | -0.02623 | -0.029412 | -0.022845 | -0.023301 | -0.020326 | -0.018632 | -0.019926 | -0.021006 | -0.021006 | -0.021006 | -0.021006 | -0.021006 | -0.021006 | -0.021006 | -0.021006 | -0.021006
[35 empty] | Solar PV |  | Williamtown 33_11kV Tx1 | 0 | 0 | 0 | 0 | 0 | 0 | 0 | 0 | 0 | 0 | 0 | 0 | 0 | 0 | 0 | 0 | 0 | 0 | 0 | 0 | 0 | 0 | 0 | 0 | 0 | 0 | 0 | 0 | 0 | 0 | 0 | 0
[35 empty] | Solar PV |  | Williamtown 33_11kV Tx2 | 0 | 0 | 0 | 0 | 0 | 0 | 0 | 0 | 0 | 0 | 0 | 0 | 0 | 0 | 0 | 0 | 0 | 0 | 0 | 0 | 0 | 0 | 0 | 0 | 0 | 0 | 0 | 0 | 0 | 0 | 0 | 0
0
Diversity Factor: 0
0
Diversity Factor: 0
0
Diversity Factor: 0
0
Diversity Factor: 0
0
Diversity Factor: 0
| Weather Correction and Public Holiday Factors | [8 empty] | Forecast ROG
ROG Justification
| Actual loads for season 2013 have been weather corrected by the following: | [6 empty] | 2.58% |  | 7 year ROG ok | [59 empty] | 7 year ROG ok
1 | 2 | 3 | 4 | 5 | 6 | 7 | 8 | 9 | 10 | 2014 | 2015 | 2016 | 2017 | 2018 | 2019 | 2020 | 2021 | 2022 | 2023 | 2024 | 2025 | 2026 | 2027 | 2028 | 2029 | 2030 | 2031 | 2032 | 2033 | 2034 | 2035 | 2036 | 2037 | 2038
0.9642 | 0.92968 | 0.90749 | 0.89666 | 0.89666 | 0.89666 | 0.89666 | 0.89666 | 0.89666 | 0.89666 | -3.58% | -3.58% | -2.387% | -1.193% | 0% | 0% | 0% | 0% | 0% | 0% | 0% | 0% | 0% | 0% | 0% | 0% | 0% | 0% | 0% | 0% | 0% | 0% | 0% | 0% | 0%
Substation Load Detail
[7 empty] | Units | 2013 |  | 2014 | 2015 | 2016 | 2017 | 2018 | 2019 | 2020 | 2021 | 2022 | 2023 | 2024 | 2025 | 2026 | 2027 | 2028 | 2029 | 2030 | 2031 | 2032 | 2033 | 2034 | 2035 | 2036 | 2037 | 2038
1 | Williamtown 33_11kV | Compensated |  | Load (LV side) |  |  | Amps | 0 |  | 585.1497 | 199.9941 | 111.6541 | 111.3028 | 112.6112 | 114.7802 | 118.9548 | 123.3263 | 127.5073 | 131.9008 | 136.0838 | 141.0816 | 146.1588 | 151.6775 | 157.5052 | 163.3301 | 169.1768 | 175.1604 | 181.2832 | 187.5472 | 193.9544 | 200.507 | 207.2071 | 214.0569 | 221.0587
|  |  |  | Apparent Power |  |  | MVA | 10.985 | 11.57 | 11.1486 | 3.8104 | 2.1273 | 2.1206 | 2.1455 | 2.1869 | 2.2664 | 2.3497 | 2.4293 | 2.513 | 2.5927 | 2.688 | 2.7847 | 2.8898 | 3.0009 | 3.1119 | 3.2233 | 3.3373 | 3.4539 | 3.5733 | 3.6953 | 3.8202 | 3.9478 | 4.0783 | 4.2117
|  |  |  | Real Power |  |  | MW | 10.6555 | 11.2229 | 10.8141 | 3.6961 | 2.0635 | 2.057 | 2.0812 | 2.1213 | 2.1984 | 2.2792 | 2.3565 | 2.4377 | 2.515 | 2.6073 | 2.7012 | 2.8032 | 2.9109 | 3.0185 | 3.1266 | 3.2371 | 3.3503 | 3.4661 | 3.5845 | 3.7056 | 3.8294 | 3.956 | 4.0854
|  |  |  | Reactive Power |  |  | MVAr | 0 |  | 2.7103 | 0.92633 | 0.51716 | 0.51553 | 0.52159 | 0.53163 | 0.55097 | 0.57122 | 0.59059 | 0.61093 | 0.63031 | 0.65346 | 0.67697 | 0.70254 | 0.72953 | 0.75651 | 0.78359 | 0.8113 | 0.83966 | 0.86867 | 0.89835 | 0.9287 | 0.95974 | 0.99146 | 1.0239
|  |  |  | Capacitors In Service |  |  | MVAr | 0 |  | 0 | 0 | 0 | 0 | 0 | 0 | 0 | 0 | 0 | 0 | 0 | 0 | 0 | 0 | 0 | 0 | 0 | 0 | 0 | 0 | 0 | 0 | 0 | 0 | 0
|  |  |  | PF |  |  |  | 0.97 |  | 0.97 | 0.97 | 0.97 | 0.97 | 0.97 | 0.97 | 0.97 | 0.97 | 0.97 | 0.97 | 0.97 | 0.97 | 0.97 | 0.97 | 0.97 | 0.97 | 0.97 | 0.97 | 0.97 | 0.97 | 0.97 | 0.97 | 0.97 | 0.97 | 0.97
0.95302 | Diversity Factor: 0.95 | Uncompensated |  | Reactive Power |  |  | MVAr | 0 | 2.8127 | 2.7103 | 0.92633 | 0.51716 | 0.51553 | 0.52159 | 0.53163 | 0.55097 | 0.57122 | 0.59059 | 0.61093 | 0.63031 | 0.65346 | 0.67697 | 0.70254 | 0.72953 | 0.75651 | 0.78359 | 0.8113 | 0.83966 | 0.86867 | 0.89835 | 0.9287 | 0.95974 | 0.99146 | 1.0239
|  |  |  | PF |  |  |  | 0.97 |  | 0.97 | 0.97 | 0.97 | 0.97 | 0.97 | 0.97 | 0.97 | 0.97 | 0.97 | 0.97 | 0.97 | 0.97 | 0.97 | 0.97 | 0.97 | 0.97 | 0.97 | 0.97 | 0.97 | 0.97 | 0.97 | 0.97 | 0.97 | 0.97 | 0.97
[10 empty] | 1 | 2 | 3 | 4 | 5 | 6 | 7 | 8 | 9 | 10 | 11 | 12 | 13 | 14 | 15 | 16 | 17 | 18 | 19 | 20 | 21 | 22 | 23 | 24 | 25
Transformer Load Detail
[7 empty] | Units | 2013 |  | 2014 | 2015 | 2016 | 2017 | 2018 | 2019 | 2020 | 2021 | 2022 | 2023 | 2024 | 2025 | 2026 | 2027 | 2028 | 2029 | 2030 | 2031 | 2032 | 2033 | 2034 | 2035 | 2036 | 2037 | 2038
| 0 | Compensated |  | Load (LV side) |  |  | Amps
|  |  |  | Apparent Power |  |  | MVA
|  |  |  | Real Power |  |  | MW
|  |  |  | Reactive Power |  |  | MVAr
|  |  |  | Capacitors In Service |  |  | MVAr
PF
| Zone Div: | Uncompensated |  | Reactive Power |  |  | MVAr
PF
| 0 | Compensated |  | Load (LV side) |  |  | Amps
|  |  |  | Apparent Power |  |  | MVA
|  |  |  | Real Power |  |  | MW
|  |  |  | Reactive Power |  |  | MVAr
|  |  |  | Capacitors In Service |  |  | MVAr
PF
| Zone Div: | Uncompensated |  | Reactive Power |  |  | MVAr
PF
| 0 | Compensated |  | Load (LV side) |  |  | Amps
|  |  |  | Apparent Power |  |  | MVA
|  |  |  | Real Power |  |  | MW
|  |  |  | Reactive Power |  |  | MVAr
|  |  |  | Capacitors In Service |  |  | MVAr
PF
| Zone Div: | Uncompensated |  | Reactive Power |  |  | MVAr
PF
| 0 | Compensated |  | Load (LV side) |  |  | Amps
|  |  |  | Apparent Power |  |  | MVA
|  |  |  | Real Power |  |  | MW
|  |  |  | Reactive Power |  |  | MVAr
|  |  |  | Capacitors In Service |  |  | MVAr
PF
| Zone Div: | Uncompensated |  | Reactive Power |  |  | MVAr
PF
| 0 | Compensated |  | Load (LV side) |  |  | Amps
|  |  |  | Apparent Power |  |  | MVA
|  |  |  | Real Power |  |  | MW
|  |  |  | Reactive Power |  |  | MVAr
|  |  |  | Capacitors In Service |  |  | MVAr
PF
| Zone Div: | Uncompensated |  | Reactive Power |  |  | MVAr
PF
| 0 | Compensated |  | Load (LV side) |  |  | Amps
|  |  |  | Apparent Power |  |  | MVA
|  |  |  | Real Power |  |  | MW
|  |  |  | Reactive Power |  |  | MVAr
|  |  |  | Capacitors In Service |  |  | MVAr
PF
| Zone Div: | Uncompensated |  | Reactive Power |  |  | MVAr
PF
| 0 | Compensated |  | Load (LV side) |  |  | Amps
|  |  |  | Apparent Power |  |  | MVA
|  |  |  | Real Power |  |  | MW
|  |  |  | Reactive Power |  |  | MVAr
|  |  |  | Capacitors In Service |  |  | MVAr
PF
| Zone Div: | Uncompensated |  | Reactive Power |  |  | MVAr
PF
| 0 | Compensated |  | Load (LV side) |  |  | Amps
|  |  |  | Apparent Power |  |  | MVA
|  |  |  | Real Power |  |  | MW
|  |  |  | Reactive Power |  |  | MVAr
|  |  |  | Capacitors In Service |  |  | MVAr
PF
| Zone Div: | Uncompensated |  | Reactive Power |  |  | MVAr
PF
| 0 | Compensated |  | Load (LV side) |  |  | Amps
|  |  |  | Apparent Power |  |  | MVA
|  |  |  | Real Power |  |  | MW
|  |  |  | Reactive Power |  |  | MVAr
|  |  |  | Capacitors In Service |  |  | MVAr
PF
| Zone Div: | Uncompensated |  | Reactive Power |  |  | MVAr
PF
| 0 | Compensated |  | Load (LV side) |  |  | Amps
|  |  |  | Apparent Power |  |  | MVA
|  |  |  | Real Power |  |  | MW
|  |  |  | Reactive Power |  |  | MVAr
|  |  |  | Capacitors In Service |  |  | MVAr
PF
| Zone Div: | Uncompensated |  | Reactive Power |  |  | MVAr
PF

## Customer53
| Customer53 | [16 empty] | 2014 | WINTER
| Substation Total Loads | [33 empty] | Spots & Transfers Detail
| Historical Loads | MVA | [7 empty] | Weather Corrected Forecast Loads |  |  |  | MVA | [20 empty] | Spots & Transfers Summary | MVA |  | Historical Spots & Transfers | [6 empty] | Forecast Spots & Transfers
|  | 2007 | 2008 | 2009 | 2010 | 2011 | 2012 | 2013 |  | 2014 | 2015 | 2016 | 2017 | 2018 | 2019 | 2020 | 2021 | 2022 | 2023 | 2024 | 2025 | 2026 | 2027 | 2028 | 2029 | 2030 | 2031 | 2032 | 2033 | 2034 | 2035 | 2036 | 2037 | 2038 |  |  |  | 2007 | 2008 | 2009 | 2010 | 2011 | 2012 | 2013 | 2014 | 2015 | 2016 | 2017 | 2018 | 2019 | 2020 | 2021 | 2022 | 2023 | 2024 | 2025 | 2026 | 2027 | 2028 | 2029 | 2030 | 2031 | 2032 | 2033 | 2034 | 2035 | 2036 | 2037 | 2038
| Total |  |  |  |  | 5.204 | 5.45 | 5.601 |  | 5.601 | 5.601 | 5.601 | 5.601 | 5.601 | 5.601 | 5.601 | 5.601 | 5.601 | 5.601 | 5.601 | 5.601 | 5.601 | 5.601 | 5.601 | 5.601 | 5.601 | 5.601 | 5.601 | 5.601 | 5.601 | 5.601 | 5.601 | 5.601 | 5.601 |  |  | Total
Firm Rating
| Total Capacity | [36 empty] | 0 | 0 | 0 | 0 | 0 | 0 | 0 | 0 | 0 | 0 | 0 | 0 | 0 | 0 | 0 | 0 | 0 | 0 | 0 | 0 | 0 | 0 | 0 | 0 | 0 | 0 | 0 | 0 | 0 | 0 | 0 | 0
|  | -7 | -6 | -5 | -4 | -3 | -2 | -1 |  | 0 | 1 | 2 | 3 | 4 | 5 | 6 | 7 | 8 | 9 | 10 | 11 | 12 | 13 | 14 | 15 | 16 | 17 | 18 | 19 | 20 | 21 | 22 | 23 | 24 |  |  |  | 0 | 0 | 0 | 0 | 0 | 0 | 0 | 0 | 0 | 0 | 0 | 0 | 0 | 0 | 0 | 0 | 0 | 0 | 0 | 0 | 0 | 0 | 0 | 0 | 0 | 0 | 0 | 0 | 0 | 0 | 0 | 0
| Transformer Loads | [36 empty] | 0 | 0 | 0 | 0 | 0 | 0 | 0 | 0 | 0 | 0 | 0 | 0 | 0 | 0 | 0 | 0 | 0 | 0 | 0 | 0 | 0 | 0 | 0 | 0 | 0 | 0 | 0 | 0 | 0 | 0 | 0 | 0
| Historical Loads | MVA | [7 empty] | Weather Corrected Forecast Loads |  |  |  | MVA | [23 empty] | 0 | 0 | 0 | 0 | 0 | 0 | 0 | 0 | 0 | 0 | 0 | 0 | 0 | 0 | 0 | 0 | 0 | 0 | 0 | 0 | 0 | 0 | 0 | 0 | 0 | 0 | 0 | 0 | 0 | 0 | 0 | 0
|  | 2007 | 2008 | 2009 | 2010 | 2011 | 2012 | 2013 |  | 2014 | 2015 | 2016 | 2017 | 2018 | 2019 | 2020 | 2021 | 2022 | 2023 | 2024 | 2025 | 2026 | 2027 | 2028 | 2029 | 2030 | 2031 | 2032 | 2033 | 2034 | 2035 | 2036 | 2037 | 2038 |  |  |  | 0 | 0 | 0 | 0 | 0 | 0 | 0 | 0 | 0 | 0 | 0 | 0 | 0 | 0 | 0 | 0 | 0 | 0 | 0 | 0 | 0 | 0 | 0 | 0 | 0 | 0 | 0 | 0 | 0 | 0 | 0 | 0
| 0 | [36 empty] | 0 | 0 | 0 | 0 | 0 | 0 | 0 | 0 | 0 | 0 | 0 | 0 | 0 | 0 | 0 | 0 | 0 | 0 | 0 | 0 | 0 | 0 | 0 | 0 | 0 | 0 | 0 | 0 | 0 | 0 | 0 | 0
| Diversity Factor: 0 | [36 empty] | 0 | 0 | 0 | 0 | 0 | 0 | 0 | 0 | 0 | 0 | 0 | 0 | 0 | 0 | 0 | 0 | 0 | 0 | 0 | 0 | 0 | 0 | 0 | 0 | 0 | 0 | 0 | 0 | 0 | 0 | 0 | 0
[38 empty] | 0 | 0 | 0 | 0 | 0 | 0 | 0 | 0 | 0 | 0 | 0 | 0 | 0 | 0 | 0 | 0 | 0 | 0 | 0 | 0 | 0 | 0 | 0 | 0 | 0 | 0 | 0 | 0 | 0 | 0 | 0 | 0
[38 empty] | 0 | 0 | 0 | 0 | 0 | 0 | 0 | 0 | 0 | 0 | 0 | 0 | 0 | 0 | 0 | 0 | 0 | 0 | 0 | 0 | 0 | 0 | 0 | 0 | 0 | 0 | 0 | 0 | 0 | 0 | 0 | 0
| 0 | [36 empty] | 0 | 0 | 0 | 0 | 0 | 0 | 0 | 0 | 0 | 0 | 0 | 0 | 0 | 0 | 0 | 0 | 0 | 0 | 0 | 0 | 0 | 0 | 0 | 0 | 0 | 0 | 0 | 0 | 0 | 0 | 0 | 0
Diversity Factor: 0
[38 empty] | Historical Spots & Transfers | [6 empty] | Forecast Spots & Transfers
[35 empty] | Project Name | From | To | 2007 | 2008 | 2009 | 2010 | 2011 | 2012 | 2013 | 2014 | 2015 | 2016 | 2017 | 2018 | 2019 | 2020 | 2021 | 2022 | 2023 | 2024 | 2025 | 2026 | 2027 | 2028 | 2029 | 2030 | 2031 | 2032 | 2033 | 2034 | 2035 | 2036 | 2037 | 2038
0
Diversity Factor: 0
0
Diversity Factor: 0
0
Diversity Factor: 0
0
Diversity Factor: 0
0
Diversity Factor: 0
0
Diversity Factor: 0
0
Diversity Factor: 0
0
Diversity Factor: 0
| Weather Correction and Public Holiday Factors | [8 empty] | Forecast ROG
ROG Justification
| Actual loads for season 2013 have been weather corrected by the following: | [6 empty] | 0% |  | N/A | [59 empty] | N/A
1 | 2 | 3 | 4 | 5 | 6 | 7 | 8 | 9 | 10 | 2014 | 2015 | 2016 | 2017 | 2018 | 2019 | 2020 | 2021 | 2022 | 2023 | 2024 | 2025 | 2026 | 2027 | 2028 | 2029 | 2030 | 2031 | 2032 | 2033 | 2034 | 2035 | 2036 | 2037 | 2038
1 | 1 | 1 | 1 | 1 | 1 | 1 | 1 | 1 | 1 | 0% | 0% | 0% | 0% | 0% | 0% | 0% | 0% | 0% | 0% | 0% | 0% | 0% | 0% | 0% | 0% | 0% | 0% | 0% | 0% | 0% | 0% | 0% | 0% | 0%
Substation Load Detail
[7 empty] | Units | 2013 |  | 2014 | 2015 | 2016 | 2017 | 2018 | 2019 | 2020 | 2021 | 2022 | 2023 | 2024 | 2025 | 2026 | 2027 | 2028 | 2029 | 2030 | 2031 | 2032 | 2033 | 2034 | 2035 | 2036 | 2037 | 2038
1 | Customer53 | Compensated |  | Load (LV side) |  |  | Amps | 98 |  | 98 | 98 | 98 | 98 | 98 | 98 | 98 | 98 | 98 | 98 | 98 | 98 | 98 | 98 | 98 | 98 | 98 | 98 | 98 | 98 | 98 | 98 | 98 | 98 | 98
|  |  |  | Apparent Power |  |  | MVA | 5.601 |  | 5.601 | 5.601 | 5.601 | 5.601 | 5.601 | 5.601 | 5.601 | 5.601 | 5.601 | 5.601 | 5.601 | 5.601 | 5.601 | 5.601 | 5.601 | 5.601 | 5.601 | 5.601 | 5.601 | 5.601 | 5.601 | 5.601 | 5.601 | 5.601 | 5.601
|  |  |  | Real Power |  |  | MW | 5.0409 |  | 5.0409 | 5.0409 | 5.0409 | 5.0409 | 5.0409 | 5.0409 | 5.0409 | 5.0409 | 5.0409 | 5.0409 | 5.0409 | 5.0409 | 5.0409 | 5.0409 | 5.0409 | 5.0409 | 5.0409 | 5.0409 | 5.0409 | 5.0409 | 5.0409 | 5.0409 | 5.0409 | 5.0409 | 5.0409
|  |  |  | Reactive Power |  |  | MVAr | 2.4414 |  | 2.4414 | 2.4414 | 2.4414 | 2.4414 | 2.4414 | 2.4414 | 2.4414 | 2.4414 | 2.4414 | 2.4414 | 2.4414 | 2.4414 | 2.4414 | 2.4414 | 2.4414 | 2.4414 | 2.4414 | 2.4414 | 2.4414 | 2.4414 | 2.4414 | 2.4414 | 2.4414 | 2.4414 | 2.4414
|  |  |  | Capacitors In Service |  |  | MVAr | 0 |  | 0 | 0 | 0 | 0 | 0 | 0 | 0 | 0 | 0 | 0 | 0 | 0 | 0 | 0 | 0 | 0 | 0 | 0 | 0 | 0 | 0 | 0 | 0 | 0 | 0
|  |  |  | PF |  |  |  | 0.9 |  | 0.9 | 0.9 | 0.9 | 0.9 | 0.9 | 0.9 | 0.9 | 0.9 | 0.9 | 0.9 | 0.9 | 0.9 | 0.9 | 0.9 | 0.9 | 0.9 | 0.9 | 0.9 | 0.9 | 0.9 | 0.9 | 0.9 | 0.9 | 0.9 | 0.9
0.69239 | Diversity Factor: 0.69 | Uncompensated |  | Reactive Power |  |  | MVAr | 2.4414 |  | 2.4414 | 2.4414 | 2.4414 | 2.4414 | 2.4414 | 2.4414 | 2.4414 | 2.4414 | 2.4414 | 2.4414 | 2.4414 | 2.4414 | 2.4414 | 2.4414 | 2.4414 | 2.4414 | 2.4414 | 2.4414 | 2.4414 | 2.4414 | 2.4414 | 2.4414 | 2.4414 | 2.4414 | 2.4414
|  |  |  | PF |  |  |  | 0.9 |  | 0.9 | 0.9 | 0.9 | 0.9 | 0.9 | 0.9 | 0.9 | 0.9 | 0.9 | 0.9 | 0.9 | 0.9 | 0.9 | 0.9 | 0.9 | 0.9 | 0.9 | 0.9 | 0.9 | 0.9 | 0.9 | 0.9 | 0.9 | 0.9 | 0.9
[10 empty] | 1 | 2 | 3 | 4 | 5 | 6 | 7 | 8 | 9 | 10 | 11 | 12 | 13 | 14 | 15 | 16 | 17 | 18 | 19 | 20 | 21 | 22 | 23 | 24 | 25
Transformer Load Detail
[7 empty] | Units | 2013 |  | 2014 | 2015 | 2016 | 2017 | 2018 | 2019 | 2020 | 2021 | 2022 | 2023 | 2024 | 2025 | 2026 | 2027 | 2028 | 2029 | 2030 | 2031 | 2032 | 2033 | 2034 | 2035 | 2036 | 2037 | 2038
| 0 | Compensated |  | Load (LV side) |  |  | Amps
|  |  |  | Apparent Power |  |  | MVA
|  |  |  | Real Power |  |  | MW
|  |  |  | Reactive Power |  |  | MVAr
|  |  |  | Capacitors In Service |  |  | MVAr
PF
| Zone Div: | Uncompensated |  | Reactive Power |  |  | MVAr
PF
| 0 | Compensated |  | Load (LV side) |  |  | Amps
|  |  |  | Apparent Power |  |  | MVA
|  |  |  | Real Power |  |  | MW
|  |  |  | Reactive Power |  |  | MVAr
|  |  |  | Capacitors In Service |  |  | MVAr
PF
| Zone Div: | Uncompensated |  | Reactive Power |  |  | MVAr
PF
| 0 | Compensated |  | Load (LV side) |  |  | Amps
|  |  |  | Apparent Power |  |  | MVA
|  |  |  | Real Power |  |  | MW
|  |  |  | Reactive Power |  |  | MVAr
|  |  |  | Capacitors In Service |  |  | MVAr
PF
| Zone Div: | Uncompensated |  | Reactive Power |  |  | MVAr
PF
| 0 | Compensated |  | Load (LV side) |  |  | Amps
|  |  |  | Apparent Power |  |  | MVA
|  |  |  | Real Power |  |  | MW
|  |  |  | Reactive Power |  |  | MVAr
|  |  |  | Capacitors In Service |  |  | MVAr
PF
| Zone Div: | Uncompensated |  | Reactive Power |  |  | MVAr
PF
| 0 | Compensated |  | Load (LV side) |  |  | Amps
|  |  |  | Apparent Power |  |  | MVA
|  |  |  | Real Power |  |  | MW
|  |  |  | Reactive Power |  |  | MVAr
|  |  |  | Capacitors In Service |  |  | MVAr
PF
| Zone Div: | Uncompensated |  | Reactive Power |  |  | MVAr
PF
| 0 | Compensated |  | Load (LV side) |  |  | Amps
|  |  |  | Apparent Power |  |  | MVA
|  |  |  | Real Power |  |  | MW
|  |  |  | Reactive Power |  |  | MVAr
|  |  |  | Capacitors In Service |  |  | MVAr
PF
| Zone Div: | Uncompensated |  | Reactive Power |  |  | MVAr
PF
| 0 | Compensated |  | Load (LV side) |  |  | Amps
|  |  |  | Apparent Power |  |  | MVA
|  |  |  | Real Power |  |  | MW
|  |  |  | Reactive Power |  |  | MVAr
|  |  |  | Capacitors In Service |  |  | MVAr
PF
| Zone Div: | Uncompensated |  | Reactive Power |  |  | MVAr
PF
| 0 | Compensated |  | Load (LV side) |  |  | Amps
|  |  |  | Apparent Power |  |  | MVA
|  |  |  | Real Power |  |  | MW
|  |  |  | Reactive Power |  |  | MVAr
|  |  |  | Capacitors In Service |  |  | MVAr
PF
| Zone Div: | Uncompensated |  | Reactive Power |  |  | MVAr
PF
| 0 | Compensated |  | Load (LV side) |  |  | Amps
|  |  |  | Apparent Power |  |  | MVA
|  |  |  | Real Power |  |  | MW
|  |  |  | Reactive Power |  |  | MVAr
|  |  |  | Capacitors In Service |  |  | MVAr
PF
| Zone Div: | Uncompensated |  | Reactive Power |  |  | MVAr
PF
| 0 | Compensated |  | Load (LV side) |  |  | Amps
|  |  |  | Apparent Power |  |  | MVA
|  |  |  | Real Power |  |  | MW
|  |  |  | Reactive Power |  |  | MVAr
|  |  |  | Capacitors In Service |  |  | MVAr
PF
| Zone Div: | Uncompensated |  | Reactive Power |  |  | MVAr
PF