## Inclusions and Exclusions
Sydney Forecast Inclusions and Exclusions
Date Printed |  | 08JUL14:11:21:24
| Description | Value
Season |  | Summer | Summer
Either Summer or Winter
Year |  | 2015 | 2015
Year that the forecast starts
POE |  | 50% | 0.5
10%, 50%, 90%
Spots and Transfers |  | Y | Y
Are Spots and Transfers Included?
BBDM Spots |  | Y | Y
Is BBDM included?
Spots Coefficient |  | 55% | 0.55
Scaling factor applied to spot loads in the future
Aligned ROGs |  | Capped | Capped
Have ROGs been aligned to econometric forecast?
Committed Projects |  | Y | Y
Are Committed Projects Included?
Major Customers Scaling Factor |  | 100% | 1
Scaling factor applied to major customer connections in the future
Future Transfers |  | Y | Y
Are future transfers included?
Future Spots |  | 4 | 4
Future spots are cleared from the following forecast year

## Lindfield 33_11kV
| Lindfield 33_11kV | [16 empty] | 2015 | SUMMER
| Substation Total Loads | [33 empty] | Spots & Transfers Detail
| Historical Loads | (11kV Amps) | [7 empty] | Weather Corrected Forecast Loads |  |  |  | (11kV Amps) | [20 empty] | Spots & Transfers Summary | (11kV Amps) |  | Historical Spots & Transfers | [6 empty] | Forecast Spots & Transfers
|  | 07/08 | 08/09 | 09/10 | 10/11 | 11/12 | 12/13 | 13/14 |  | 14/15 | 15/16 | 16/17 | 17/18 | 18/19 | 19/20 | 20/21 | 21/22 | 22/23 | 23/24 | 24/25 | 25/26 | 26/27 | 27/28 | 28/29 | 29/30 | 30/31 | 31/32 | 32/33 | 33/34 | 34/35 | 35/36 | 36/37 | 37/38 | 38/39 |  |  |  | 07/08 | 08/09 | 09/10 | 10/11 | 11/12 | 12/13 | 13/14 | 14/15 | 15/16 | 16/17 | 17/18 | 18/19 | 19/20 | 20/21 | 21/22 | 22/23 | 23/24 | 24/25 | 25/26 | 26/27 | 27/28 | 28/29 | 29/30 | 30/31 | 31/32 | 32/33 | 33/34 | 34/35 | 35/36 | 36/37 | 37/38 | 38/39
| Total | 1336 | 1635 | 1711 | 1814 | 1435 | 1617 | 1343.1 |  | 1419.412 | 1396.712 | 1390.434 | 1390.176 | 1398.329 | 1406.506 | 1425.65 | 1445.969 | 1464.078 | 1483.498 | 1502.571 | 1525.327 | 1548.557 | 1573.409 | 1599.573 | 1625.792 | 1652.353 | 1679.576 | 1707.469 | 1736.043 | 1765.309 | 1795.275 | 1825.952 | 1857.351 | 1889.483 |  |  | Total | 0 | 0 | 19.8 | -2.1666 | 117.9906 | -115.0131 | -0.3905 | -12.7657 | 17.8318 | 20.3109 | 12.9765 | 8.1532 | 8.1766 | 19.1439 | 20.3192 | 18.1089 | 19.42 | 19.0734 | 22.7561 | 23.2293 | 24.8527 | 26.1631 | 26.2191 | 26.5613 | 27.2225 | 27.8935 | 28.5743 | 29.2652 | 29.9661 | 30.6774 | 31.3991 | 32.1314
| Firm Rating | 0 | 0 | 0 | 0 | 0 | 0 | 1932 |  | 1932 | 1932 | 1932 | 1932 | 1932 | 1932 | 1932 | 1932 | 1932 | 1932 | 1932 | 1932 | 1932 | 1932 | 1932 | 1932 | 1932 | 1932 | 1932 | 1932 | 1932 | 1932 | 1932 | 1932 | 1932
| Total Capacity | 0 | 0 | 0 | 0 | 0 | 0 | 3419 |  | 3419 | 3419 | 3419 | 3419 | 3419 | 3419 | 3419 | 3419 | 3419 | 3419 | 3419 | 3419 | 3419 | 3419 | 3419 | 3419 | 3419 | 3419 | 3419 | 3419 | 3419 | 3419 | 3419 | 3419 | 3419 |  |  | Lindfield 33_11kV Tx1 | 0 | 0 | 0 | 0 | 118 | -372 | -335 | 3.85 | 18.7 | 13.75 | 0 | 0 | 0 | 0 | 0 | 0 | 0 | 0 | 0 | 0 | 0 | 0 | 0 | 0 | 0 | 0 | 0 | 0 | 0 | 0 | 0 | 0
|  | -7 | -6 | -5 | -4 | -3 | -2 | -1 |  | 0 | 1 | 2 | 3 | 4 | 5 | 6 | 7 | 8 | 9 | 10 | 11 | 12 | 13 | 14 | 15 | 16 | 17 | 18 | 19 | 20 | 21 | 22 | 23 | 24 |  |  | Lindfield 33_11kV Tx2 | 0 | 0 | 0 | 106.866 | -0.0049448 | 10.9931 | 771.7956 | -20.3222 | -0.45441 | 3.4339 | 6.7918 | 4.2673 | 4.2795 | 10.0197 | 10.6348 | 9.478 | 10.1642 | 9.9828 | 11.9103 | 12.158 | 13.0077 | 13.6935 | 13.7228 | 13.9019 | 14.248 | 14.5992 | 14.9555 | 15.3171 | 15.684 | 16.0562 | 16.434 | 16.8172
| Transformer Loads | [35 empty] | Lindfield 33_11kV Tx3 | 0 | 0 | 19.8 | -108 | 0 | -348 | -437 | 11 | 0 | 0 | 0 | 0 | 0 | 0 | 0 | 0 | 0 | 0 | 0 | 0 | 0 | 0 | 0 | 0 | 0 | 0 | 0 | 0 | 0 | 0 | 0 | 0
| Historical Loads | (11kV Amps) | [7 empty] | 0: Weather Corrected Forecast Loads; 4: (11kV Amps) |  |  | Lindfield 33_11kV Tx4 | 0 | 0 | 0 | -1.0326 | -0.0045028 | 593.9937 | -0.18612 | -7.2934 | -0.41379 | 3.127 | 6.1848 | 3.8859 | 3.897 | 9.1242 | 9.6843 | 8.6309 | 9.2558 | 9.0906 | 10.8458 | 11.0713 | 11.8451 | 12.4696 | 12.4963 | 12.6594 | 12.9745 | 13.2943 | 13.6188 | 13.9481 | 14.2822 | 14.6212 | 14.9651 | 15.3142
|  | 07/08 | 08/09 | 09/10 | 10/11 | 11/12 | 12/13 | 13/14 |  | 14/15 | 15/16 | 16/17 | 17/18 | 18/19 | 19/20 | 20/21 | 21/22 | 22/23 | 23/24 | 24/25 | 25/26 | 26/27 | 27/28 | 28/29 | 29/30 | 30/31 | 31/32 | 32/33 | 33/34 | 34/35 | 35/36 | 36/37 | 37/38 | 38/39 |  |  |  | 0 | 0 | 0 | 0 | 0 | 0 | 0 | 0 | 0 | 0 | 0 | 0 | 0 | 0 | 0 | 0 | 0 | 0 | 0 | 0 | 0 | 0 | 0 | 0 | 0 | 0 | 0 | 0 | 0 | 0 | 0 | 0
| 0 | [36 empty] | 0 | 0 | 0 | 0 | 0 | 0 | 0 | 0 | 0 | 0 | 0 | 0 | 0 | 0 | 0 | 0 | 0 | 0 | 0 | 0 | 0 | 0 | 0 | 0 | 0 | 0 | 0 | 0 | 0 | 0 | 0 | 0
| Diversity Factor: 0 | [36 empty] | 0 | 0 | 0 | 0 | 0 | 0 | 0 | 0 | 0 | 0 | 0 | 0 | 0 | 0 | 0 | 0 | 0 | 0 | 0 | 0 | 0 | 0 | 0 | 0 | 0 | 0 | 0 | 0 | 0 | 0 | 0 | 0
[38 empty] | 0 | 0 | 0 | 0 | 0 | 0 | 0 | 0 | 0 | 0 | 0 | 0 | 0 | 0 | 0 | 0 | 0 | 0 | 0 | 0 | 0 | 0 | 0 | 0 | 0 | 0 | 0 | 0 | 0 | 0 | 0 | 0
[38 empty] | 0 | 0 | 0 | 0 | 0 | 0 | 0 | 0 | 0 | 0 | 0 | 0 | 0 | 0 | 0 | 0 | 0 | 0 | 0 | 0 | 0 | 0 | 0 | 0 | 0 | 0 | 0 | 0 | 0 | 0 | 0 | 0
| 0 | [36 empty] | 0 | 0 | 0 | 0 | 0 | 0 | 0 | 0 | 0 | 0 | 0 | 0 | 0 | 0 | 0 | 0 | 0 | 0 | 0 | 0 | 0 | 0 | 0 | 0 | 0 | 0 | 0 | 0 | 0 | 0 | 0 | 0
Diversity Factor: 0
[38 empty] | Historical Spots & Transfers | [6 empty] | Forecast Spots & Transfers
[35 empty] | Project Name | From | To | 07/08 | 08/09 | 09/10 | 10/11 | 11/12 | 12/13 | 13/14 | 14/15 | 15/16 | 16/17 | 17/18 | 18/19 | 19/20 | 20/21 | 21/22 | 22/23 | 23/24 | 24/25 | 25/26 | 26/27 | 27/28 | 28/29 | 29/30 | 30/31 | 31/32 | 32/33 | 33/34 | 34/35 | 35/36 | 36/37 | 37/38 | 38/39
| 0 | [33 empty] | Broad based demand management |  | Lindfield 33_11kV Tx2 | 0 | 0 | 0 | 0 | 0 | 0 | 0 | -0.016108 | -0.032216 | -0.048324 | -0.28994 | -2.9 | 0 | 0 | 0 | 0 | 0 | 0 | 0 | 0 | 0 | 0 | 0 | 0 | 0 | 0 | 0 | 0 | 0 | 0 | 0 | 0
| Diversity Factor: 0 | [33 empty] | Broad based demand management |  | Lindfield 33_11kV Tx3 | 0 | 0 | 0 | 0 | 0 | 0 | 0 | 0 | 0 | 0 | 0 | 0 | 0 | 0 | 0 | 0 | 0 | 0 | 0 | 0 | 0 | 0 | 0 | 0 | 0 | 0 | 0 | 0 | 0 | 0 | 0 | 0
[35 empty] | Broad based demand management |  | Lindfield 33_11kV Tx4 | 0 | 0 | 0 | 0 | 0 | 0 | 0 | -0.014668 | -0.029336 | -0.044005 | -0.26403 | -2.6408 | 0 | 0 | 0 | 0 | 0 | 0 | 0 | 0 | 0 | 0 | 0 | 0 | 0 | 0 | 0 | 0 | 0 | 0 | 0 | 0
[35 empty] | DNP_ID: 6464. Relieve Remedial Castle Cove Panel 12,24 and 30 Feeders Amend A has been replaced to improve network pick ups for PA 24 and associated panels for futre DNP (DNP 6473). Amend B was issued due to an open point change DNP6885 | Castle Cove 132_11kV Tx1 | Lindfield 33_11kV Tx1 | 0 | 0 | 0 | 0 | 54 | 0 | 0 | 0 | 0 | 0 | 0 | 0 | 0 | 0 | 0 | 0 | 0 | 0 | 0 | 0 | 0 | 0 | 0 | 0 | 0 | 0 | 0 | 0 | 0 | 0 | 0 | 0
| 0 | [33 empty] | DNP_ID: 6464. Relieve Remedial Castle Cove Panel 12,24 and 30 Feeders Amend A has been replaced to improve network pick ups for PA 24 and associated panels for futre DNP (DNP 6473). Amend B was issued due to an open point change DNP6885 | Castle Cove 132_11kV Tx2 | Lindfield 33_11kV Tx1 | 0 | 0 | 0 | 0 | 64 | 0 | 0 | 0 | 0 | 0 | 0 | 0 | 0 | 0 | 0 | 0 | 0 | 0 | 0 | 0 | 0 | 0 | 0 | 0 | 0 | 0 | 0 | 0 | 0 | 0 | 0 | 0
| Diversity Factor: 0 | [33 empty] | DNP_ID: 6754. Lindfield 11kV Switchgear Replacement (SM-09040) NIG-12015, Project ID - SJ-06014,Reg ID - 5.2.0002 | Lindfield 33_11kV Tx1 | Lindfield 33_11kV Tx2 | 0 | 0 | 0 | 0 | 0 | 0 | 335 | 0 | 0 | 0 | 0 | 0 | 0 | 0 | 0 | 0 | 0 | 0 | 0 | 0 | 0 | 0 | 0 | 0 | 0 | 0 | 0 | 0 | 0 | 0 | 0 | 0
[35 empty] | DNP_ID: 6754. Lindfield 11kV Switchgear Replacement (SM-09040) NIG-12015, Project ID - SJ-06014,Reg ID - 5.2.0002 | Lindfield 33_11kV Tx1 | Lindfield 33_11kV Tx4 | 0 | 0 | 0 | 0 | 0 | 246 | 0 | 0 | 0 | 0 | 0 | 0 | 0 | 0 | 0 | 0 | 0 | 0 | 0 | 0 | 0 | 0 | 0 | 0 | 0 | 0 | 0 | 0 | 0 | 0 | 0 | 0
[35 empty] | DNP_ID: 6754. Lindfield 11kV Switchgear Replacement (SM-09040) NIG-12015, Project ID - SJ-06014,Reg ID - 5.2.0002 | Lindfield 33_11kV Tx3 | Lindfield 33_11kV Tx2 | 0 | 0 | 0 | 0 | 0 | 0 | 437 | 0 | 0 | 0 | 0 | 0 | 0 | 0 | 0 | 0 | 0 | 0 | 0 | 0 | 0 | 0 | 0 | 0 | 0 | 0 | 0 | 0 | 0 | 0 | 0 | 0
| 0 | [33 empty] | DNP_ID: 6754. Lindfield 11kV Switchgear Replacement (SM-09040) NIG-12015, Project ID - SJ-06014,Reg ID - 5.2.0002 | Lindfield 33_11kV Tx3 | Lindfield 33_11kV Tx4 | 0 | 0 | 0 | 0 | 0 | 348 | 0 | 0 | 0 | 0 | 0 | 0 | 0 | 0 | 0 | 0 | 0 | 0 | 0 | 0 | 0 | 0 | 0 | 0 | 0 | 0 | 0 | 0 | 0 | 0 | 0 | 0
| Diversity Factor: 0 | [33 empty] | DNP_ID: 6788. Transfer of Panel 10 feeder at Lindfield from Tx.3 to Tx.2 | Lindfield 33_11kV Tx3 | Lindfield 33_11kV Tx2 | 0 | 0 | 0 | 108 | 0 | 0 | 0 | 0 | 0 | 0 | 0 | 0 | 0 | 0 | 0 | 0 | 0 | 0 | 0 | 0 | 0 | 0 | 0 | 0 | 0 | 0 | 0 | 0 | 0 | 0 | 0 | 0
[35 empty] | DNP_ID: 6885. Lindfield Tx1 load transfer to Chatswood PA31 | Lindfield 33_11kV Tx1 | Chatswood 33_11kV Tx11 | 0 | 0 | 0 | 0 | 0 | 123 | 0 | 0 | 0 | 0 | 0 | 0 | 0 | 0 | 0 | 0 | 0 | 0 | 0 | 0 | 0 | 0 | 0 | 0 | 0 | 0 | 0 | 0 | 0 | 0 | 0 | 0
[35 empty] | DNP_ID: 7086. Re-conductor OH at PA 28 Lindfield Zone | Lindfield 33_11kV Tx4 | Chatswood 33_11kV Tx12 | 0 | 0 | 0 | 0 | 0 | 0 | 0 | 50 | 0 | 0 | 0 | 0 | 0 | 0 | 0 | 0 | 0 | 0 | 0 | 0 | 0 | 0 | 0 | 0 | 0 | 0 | 0 | 0 | 0 | 0 | 0 | 0
| 0 | [33 empty] | HVCON_ID: 2007264. Establishment of S.35073 Burleigh Pacific, 1-3 Eton Rd, Lindfield |  | Lindfield 33_11kV Tx3 | 0 | 0 | 19.8 | 0 | 0 | 0 | 0 | 0 | 0 | 0 | 0 | 0 | 0 | 0 | 0 | 0 | 0 | 0 | 0 | 0 | 0 | 0 | 0 | 0 | 0 | 0 | 0 | 0 | 0 | 0 | 0 | 0
| Diversity Factor: 0 | [33 empty] | HVCON_ID: 2010022. Establishment of S.47700 Fullers Pacific, Fullers Rd, Chatswood (dealership on Pacific Hwy) | Castle Cove 132_11kV Tx2 | Lindfield 33_11kV Tx1 | 0 | 0 | 0 | 0 | 0 | 8 | 0 | 0 | 0 | 0 | 0 | 0 | 0 | 0 | 0 | 0 | 0 | 0 | 0 | 0 | 0 | 0 | 0 | 0 | 0 | 0 | 0 | 0 | 0 | 0 | 0 | 0
[35 empty] | HVCON_ID: 2011082. Establishment of S.49374 Tryon Slade, Cnr of Tyron Rd and Slade Ave, East Lindfield. Decommission PT631 Slade Ave. | Lindfield 33_11kV Tx1 | Lindfield 33_11kV Tx2 | 0 | 0 | 0 | 0 | 0 | 11 | 0 | 0 | 0 | 0 | 0 | 0 | 0 | 0 | 0 | 0 | 0 | 0 | 0 | 0 | 0 | 0 | 0 | 0 | 0 | 0 | 0 | 0 | 0 | 0 | 0 | 0
[35 empty] | HVCON_ID: 2011427. C/S SELF ASSESSED DNP - Uprate Existing S.554 Glencroft AV & Loop in HV, Glencroft Road, Roseville | Castle Cove 132_11kV Tx2 | Lindfield 33_11kV Tx2 | 0 | 0 | 0 | 0 | 0 | 0 | 0 | 23 | 0 | 0 | 0 | 0 | 0 | 0 | 0 | 0 | 0 | 0 | 0 | 0 | 0 | 0 | 0 | 0 | 0 | 0 | 0 | 0 | 0 | 0 | 0 | 0
| 0 | [33 empty] | HVCON_ID: 2011518. Lindfield 132kV STSS new kiosk auxiliary supply, S.61523 TW7210 Lindfield Aux No.1. Part of new GIS room and control room project at TW. Lindfield STSS | Lindfield 33_11kV Tx2 | Lindfield 33_11kV Tx4 | 0 | 0 | 0 | 0 | 0 | 0 | 0 | 43 | 0 | 0 | 0 | 0 | 0 | 0 | 0 | 0 | 0 | 0 | 0 | 0 | 0 | 0 | 0 | 0 | 0 | 0 | 0 | 0 | 0 | 0 | 0 | 0
| Diversity Factor: 0 | [33 empty] | HVCON_ID: 2011526. Establishment of 3 x Kiosks S.50692 Edgelea Eton, S.50693 Eton Edgelea, S.50694 Eton Edgelea No 2, Lot 2 Eton Road, Lindfield |  | Lindfield 33_11kV Tx1 | 0 | 0 | 0 | 0 | 0 | 0 | 0 | 14.85 | 18.7 | 13.75 | 0 | 0 | 0 | 0 | 0 | 0 | 0 | 0 | 0 | 0 | 0 | 0 | 0 | 0 | 0 | 0 | 0 | 0 | 0 | 0 | 0 | 0
[35 empty] | HVCON_ID: 2011530. Establishment of S.49557 Glen Shirley, Glen Street, Roseville and Replace PT.116 Toongarah Shirley NEW / AMMENDMENT NAME: Establish PT61979 Shirley Glen to relieve PT.116 Toongarah Shirley. Note. PT116 will not be removed | Lindfield 33_11kV Tx1 | Lindfield 33_11kV Tx3 | 0 | 0 | 0 | 0 | 0 | 0 | 0 | 11 | 0 | 0 | 0 | 0 | 0 | 0 | 0 | 0 | 0 | 0 | 0 | 0 | 0 | 0 | 0 | 0 | 0 | 0 | 0 | 0 | 0 | 0 | 0 | 0
[35 empty] | Econometric |  | Lindfield 33_11kV Tx2 | 0 | 0 | 0 | 0 | 0 | 0 | 0 | 0 | 0 | 8.2459 | 14.9527 | 19.3821 | 17.6743 | 18.8842 | 18.4783 | 18.0474 | 18.3551 | 18.6674 | 18.9843 | 19.3059 | 19.6322 | 19.9634 | 20.2995 | 20.6405 | 20.9866 | 21.3378 | 21.6941 | 22.0557 | 22.4226 | 22.7948 | 23.1726 | 23.5558
| 0 | [33 empty] | Econometric |  | Lindfield 33_11kV Tx3 | 0 | 0 | 0 | 0 | 0 | 0 | 0 | 0 | 0 | 0 | 0 | 0 | 0 | 0 | 0 | 0 | 0 | 0 | 0 | 0 | 0 | 0 | 0 | 0 | 0 | 0 | 0 | 0 | 0 | 0 | 0 | 0
| Diversity Factor: 0 | [33 empty] | Econometric |  | Lindfield 33_11kV Tx4 | 0 | 0 | 0 | 0 | 0 | 0 | 0 | 0 | 0 | 7.5089 | 13.6163 | 17.6498 | 16.0946 | 17.1964 | 16.8268 | 16.4344 | 16.7146 | 16.9989 | 17.2875 | 17.5803 | 17.8775 | 18.1791 | 18.4852 | 18.7957 | 19.1109 | 19.4306 | 19.7551 | 20.0844 | 20.4185 | 20.7575 | 21.1015 | 21.4505
[35 empty] | Energy Efficiency |  | Lindfield 33_11kV Tx2 | 0 | 0 | 0 | 0 | 0 | 0 | 0 | -0.098034 | -0.18877 | -4.5001 | -7.5818 | -11.9052 | -13.0687 | -8.523 | -7.5133 | -8.2339 | -7.9342 | -8.3771 | -6.7665 | -6.8405 | -6.3171 | -5.9625 | -6.2692 | -6.4312 | -6.4312 | -6.4312 | -6.4312 | -6.4312 | -6.4312 | -6.4312 | -6.4312 | -6.4312
[35 empty] | Energy Efficiency |  | Lindfield 33_11kV Tx3 | 0 | 0 | 0 | 0 | 0 | 0 | 0 | 0 | 0 | 0 | 0 | 0 | 0 | 0 | 0 | 0 | 0 | 0 | 0 | 0 | 0 | 0 | 0 | 0 | 0 | 0 | 0 | 0 | 0 | 0 | 0 | 0
| 0 | [33 empty] | Energy Efficiency |  | Lindfield 33_11kV Tx4 | 0 | 0 | 0 | 0 | 0 | 0 | 0 | -0.089272 | -0.1719 | -4.0979 | -6.9041 | -10.8411 | -11.9006 | -7.7612 | -6.8418 | -7.498 | -7.225 | -7.6284 | -6.1618 | -6.2291 | -5.7525 | -5.4295 | -5.7089 | -5.8564 | -5.8564 | -5.8564 | -5.8564 | -5.8564 | -5.8564 | -5.8564 | -5.8564 | -5.8564
| Diversity Factor: 0 | [33 empty] | Solar PV |  | Lindfield 33_11kV Tx1 | 0 | 0 | 0 | 0 | 0 | 0 | 0 | 0 | 0 | 0 | 0 | 0 | 0 | 0 | 0 | 0 | 0 | 0 | 0 | 0 | 0 | 0 | 0 | 0 | 0 | 0 | 0 | 0 | 0 | 0 | 0 | 0
[35 empty] | Solar PV |  | Lindfield 33_11kV Tx2 | 0 | 0 | 0 | -1.134 | -0.0049448 | -0.0068677 | -0.20438 | -0.20811 | -0.23342 | -0.26362 | -0.28927 | -0.30958 | -0.32614 | -0.34147 | -0.3302 | -0.33545 | -0.25667 | -0.30744 | -0.30744 | -0.30744 | -0.30744 | -0.30744 | -0.30744 | -0.30744 | -0.30744 | -0.30744 | -0.30744 | -0.30744 | -0.30744 | -0.30744 | -0.30744 | -0.30744
[35 empty] | Solar PV |  | Lindfield 33_11kV Tx3 | 0 | 0 | 0 | 0 | 0 | 0 | 0 | 0 | 0 | 0 | 0 | 0 | 0 | 0 | 0 | 0 | 0 | 0 | 0 | 0 | 0 | 0 | 0 | 0 | 0 | 0 | 0 | 0 | 0 | 0 | 0 | 0
| 0 | [33 empty] | Solar PV |  | Lindfield 33_11kV Tx4 | 0 | 0 | 0 | -1.0326 | -0.0045028 | -0.0062539 | -0.18612 | -0.18951 | -0.21256 | -0.24006 | -0.26341 | -0.28191 | -0.29699 | -0.31095 | -0.30069 | -0.30547 | -0.23373 | -0.27996 | -0.27996 | -0.27996 | -0.27996 | -0.27996 | -0.27996 | -0.27996 | -0.27996 | -0.27996 | -0.27996 | -0.27996 | -0.27996 | -0.27996 | -0.27996 | -0.27996
Diversity Factor: 0
| Weather Correction and Public Holiday Factors | [8 empty] | Forecast ROG
ROG Justification
| Actual loads for season 13/14 have been weather corrected by the following: | [6 empty] | 2.835% |  | 7 year ROG ok | [59 empty] | 7 year ROG ok
1 | 2 | 3 | 4 | 5 | 6 | 7 | 8 | 9 | 10 | 14/15 | 15/16 | 16/17 | 17/18 | 18/19 | 19/20 | 20/21 | 21/22 | 22/23 | 23/24 | 24/25 | 25/26 | 26/27 | 27/28 | 28/29 | 29/30 | 30/31 | 31/32 | 32/33 | 33/34 | 34/35 | 35/36 | 36/37 | 37/38 | 38/39
0.97145 | 0.94372 | 0.92576 | 0.91695 | 0.91695 | 0.91695 | 0.91695 | 0.91695 | 0.91695 | 0.91695 | -2.855% | -2.855% | -1.903% | -0.951% | 0% | 0% | 0% | 0% | 0% | 0% | 0% | 0% | 0% | 0% | 0% | 0% | 0% | 0% | 0% | 0% | 0% | 0% | 0% | 0% | 0%
Substation Load Detail
[7 empty] | Units | 13/14 |  | 14/15 | 15/16 | 16/17 | 17/18 | 18/19 | 19/20 | 20/21 | 21/22 | 22/23 | 23/24 | 24/25 | 25/26 | 26/27 | 27/28 | 28/29 | 29/30 | 30/31 | 31/32 | 32/33 | 33/34 | 34/35 | 35/36 | 36/37 | 37/38 | 38/39
1 | Lindfield 33_11kV | Compensated |  | Load (LV side) |  |  | Amps | 1343.1 | 1475 | 1419.412 | 1396.712 | 1390.434 | 1390.176 | 1398.329 | 1406.506 | 1425.65 | 1445.969 | 1464.078 | 1483.498 | 1502.571 | 1525.327 | 1548.557 | 1573.409 | 1599.573 | 1625.792 | 1652.353 | 1679.576 | 1707.469 | 1736.043 | 1765.309 | 1795.275 | 1825.952 | 1857.351 | 1889.483
|  |  |  | Apparent Power |  |  | MVA | 25.5895 |  | 27.0434 | 26.6109 | 26.4913 | 26.4864 | 26.6418 | 26.7975 | 27.1623 | 27.5494 | 27.8944 | 28.2644 | 28.6278 | 29.0614 | 29.504 | 29.9775 | 30.476 | 30.9755 | 31.4816 | 32.0002 | 32.5317 | 33.0761 | 33.6337 | 34.2046 | 34.7891 | 35.3873 | 35.9995
|  |  |  | Real Power |  |  | MW | 23.0305 | 25.2923 | 24.3861 | 23.9962 | 23.8883 | 23.8839 | 24.0239 | 24.1644 | 24.4933 | 24.8424 | 25.1535 | 25.4872 | 25.8149 | 26.2058 | 26.6049 | 27.0319 | 27.4814 | 27.9319 | 28.3882 | 28.8559 | 29.3351 | 29.826 | 30.3288 | 30.8436 | 31.3707 | 31.9102 | 32.4622
|  |  |  | Reactive Power |  |  | MVAr | 11.1542 |  | 11.6903 | 11.5033 | 11.4516 | 11.4495 | 11.5167 | 11.584 | 11.7417 | 11.909 | 12.0582 | 12.2181 | 12.3752 | 12.5626 | 12.7539 | 12.9586 | 13.1741 | 13.39 | 13.6088 | 13.833 | 14.0627 | 14.2981 | 14.5391 | 14.7859 | 15.0386 | 15.2972 | 15.5618
|  |  |  | Capacitors In Service |  |  | MVAr | 0 |  | 0 | 0 | 0 | 0 | 0 | 0 | 0 | 0 | 0 | 0 | 0 | 0 | 0 | 0 | 0 | 0 | 0 | 0 | 0 | 0 | 0 | 0 | 0 | 0 | 0
|  |  |  | PF |  |  |  | 0.9 |  | 0.90174 | 0.90174 | 0.90174 | 0.90174 | 0.90174 | 0.90174 | 0.90174 | 0.90174 | 0.90174 | 0.90174 | 0.90174 | 0.90174 | 0.90174 | 0.90174 | 0.90174 | 0.90174 | 0.90174 | 0.90174 | 0.90174 | 0.90174 | 0.90174 | 0.90174 | 0.90174 | 0.90174 | 0.90174
0.97903 | Diversity Factor: 0.98 | Uncompensated |  | Reactive Power |  |  | MVAr | 11.1542 | 12.2496 | 11.6903 | 11.5033 | 11.4516 | 11.4495 | 11.5167 | 11.584 | 11.7417 | 11.909 | 12.0582 | 12.2181 | 12.3752 | 12.5626 | 12.7539 | 12.9586 | 13.1741 | 13.39 | 13.6088 | 13.833 | 14.0627 | 14.2981 | 14.5391 | 14.7859 | 15.0386 | 15.2972 | 15.5618
|  |  |  | PF |  |  |  | 0.9 |  | 0.90174 | 0.90174 | 0.90174 | 0.90174 | 0.90174 | 0.90174 | 0.90174 | 0.90174 | 0.90174 | 0.90174 | 0.90174 | 0.90174 | 0.90174 | 0.90174 | 0.90174 | 0.90174 | 0.90174 | 0.90174 | 0.90174 | 0.90174 | 0.90174 | 0.90174 | 0.90174 | 0.90174 | 0.90174
[10 empty] | 1 | 2 | 3 | 4 | 5 | 6 | 7 | 8 | 9 | 10 | 11 | 12 | 13 | 14 | 15 | 16 | 17 | 18 | 19 | 20 | 21 | 22 | 23 | 24 | 25
Transformer Load Detail
[7 empty] | Units | 13/14 |  | 14/15 | 15/16 | 16/17 | 17/18 | 18/19 | 19/20 | 20/21 | 21/22 | 22/23 | 23/24 | 24/25 | 25/26 | 26/27 | 27/28 | 28/29 | 29/30 | 30/31 | 31/32 | 32/33 | 33/34 | 34/35 | 35/36 | 36/37 | 37/38 | 38/39
| 0 | Compensated |  | Load (LV side) |  |  | Amps
|  |  |  | Apparent Power |  |  | MVA
|  |  |  | Real Power |  |  | MW
|  |  |  | Reactive Power |  |  | MVAr
|  |  |  | Capacitors In Service |  |  | MVAr
PF
| Zone Div: | Uncompensated |  | Reactive Power |  |  | MVAr
PF
| 0 | Compensated |  | Load (LV side) |  |  | Amps
|  |  |  | Apparent Power |  |  | MVA
|  |  |  | Real Power |  |  | MW
|  |  |  | Reactive Power |  |  | MVAr
|  |  |  | Capacitors In Service |  |  | MVAr
PF
| Zone Div: | Uncompensated |  | Reactive Power |  |  | MVAr
PF
| 0 | Compensated |  | Load (LV side) |  |  | Amps
|  |  |  | Apparent Power |  |  | MVA
|  |  |  | Real Power |  |  | MW
|  |  |  | Reactive Power |  |  | MVAr
|  |  |  | Capacitors In Service |  |  | MVAr
PF
| Zone Div: | Uncompensated |  | Reactive Power |  |  | MVAr
PF
| 0 | Compensated |  | Load (LV side) |  |  | Amps
|  |  |  | Apparent Power |  |  | MVA
|  |  |  | Real Power |  |  | MW
|  |  |  | Reactive Power |  |  | MVAr
|  |  |  | Capacitors In Service |  |  | MVAr
PF
| Zone Div: | Uncompensated |  | Reactive Power |  |  | MVAr
PF
| 0 | Compensated |  | Load (LV side) |  |  | Amps
|  |  |  | Apparent Power |  |  | MVA
|  |  |  | Real Power |  |  | MW
|  |  |  | Reactive Power |  |  | MVAr
|  |  |  | Capacitors In Service |  |  | MVAr
PF
| Zone Div: | Uncompensated |  | Reactive Power |  |  | MVAr
PF
| 0 | Compensated |  | Load (LV side) |  |  | Amps
|  |  |  | Apparent Power |  |  | MVA
|  |  |  | Real Power |  |  | MW
|  |  |  | Reactive Power |  |  | MVAr
|  |  |  | Capacitors In Service |  |  | MVAr
PF
| Zone Div: | Uncompensated |  | Reactive Power |  |  | MVAr
PF
| 0 | Compensated |  | Load (LV side) |  |  | Amps
|  |  |  | Apparent Power |  |  | MVA
|  |  |  | Real Power |  |  | MW
|  |  |  | Reactive Power |  |  | MVAr
|  |  |  | Capacitors In Service |  |  | MVAr
PF
| Zone Div: | Uncompensated |  | Reactive Power |  |  | MVAr
PF
| 0 | Compensated |  | Load (LV side) |  |  | Amps
|  |  |  | Apparent Power |  |  | MVA
|  |  |  | Real Power |  |  | MW
|  |  |  | Reactive Power |  |  | MVAr
|  |  |  | Capacitors In Service |  |  | MVAr
PF
| Zone Div: | Uncompensated |  | Reactive Power |  |  | MVAr
PF
| 0 | Compensated |  | Load (LV side) |  |  | Amps
|  |  |  | Apparent Power |  |  | MVA
|  |  |  | Real Power |  |  | MW
|  |  |  | Reactive Power |  |  | MVAr
|  |  |  | Capacitors In Service |  |  | MVAr
PF
| Zone Div: | Uncompensated |  | Reactive Power |  |  | MVAr
PF
| 0 | Compensated |  | Load (LV side) |  |  | Amps
|  |  |  | Apparent Power |  |  | MVA
|  |  |  | Real Power |  |  | MW
|  |  |  | Reactive Power |  |  | MVAr
|  |  |  | Capacitors In Service |  |  | MVAr
PF
| Zone Div: | Uncompensated |  | Reactive Power |  |  | MVAr
PF

## Pymble 33_11kV
| Pymble 33_11kV | [16 empty] | 2015 | SUMMER
| Substation Total Loads | [33 empty] | Spots & Transfers Detail
| Historical Loads | (11kV Amps) | [7 empty] | Weather Corrected Forecast Loads |  |  |  | (11kV Amps) | [20 empty] | Spots & Transfers Summary | (11kV Amps) |  | Historical Spots & Transfers | [6 empty] | Forecast Spots & Transfers
|  | 07/08 | 08/09 | 09/10 | 10/11 | 11/12 | 12/13 | 13/14 |  | 14/15 | 15/16 | 16/17 | 17/18 | 18/19 | 19/20 | 20/21 | 21/22 | 22/23 | 23/24 | 24/25 | 25/26 | 26/27 | 27/28 | 28/29 | 29/30 | 30/31 | 31/32 | 32/33 | 33/34 | 34/35 | 35/36 | 36/37 | 37/38 | 38/39 |  |  |  | 07/08 | 08/09 | 09/10 | 10/11 | 11/12 | 12/13 | 13/14 | 14/15 | 15/16 | 16/17 | 17/18 | 18/19 | 19/20 | 20/21 | 21/22 | 22/23 | 23/24 | 24/25 | 25/26 | 26/27 | 27/28 | 28/29 | 29/30 | 30/31 | 31/32 | 32/33 | 33/34 | 34/35 | 35/36 | 36/37 | 37/38 | 38/39
| Total | 1915 | 1980 | 1983 | 2181 | 1640 | 1775 | 1561 |  | 1486.005 | 1408.783 | 1364.646 | 1346.289 | 1341.011 | 1346.554 | 1364.131 | 1384.81 | 1403.12 | 1422.685 | 1440.447 | 1462.547 | 1484.913 | 1509.764 | 1536.231 | 1562.533 | 1588.711 | 1615.496 | 1642.897 | 1670.921 | 1699.58 | 1728.88 | 1758.832 | 1789.445 | 1820.728 |  |  | Total | 0 | 10 | 0 | -2.0937 | -0.70017 | -23.0707 | 14.4431 | -15.9147 | -2.9214 | 2.8222 | 4.3871 | -5.2777 | 5.5434 | 17.5764 | 20.6795 | 18.3098 | 19.5652 | 17.7616 | 22.1001 | 22.3657 | 24.8515 | 26.4669 | 26.3015 | 26.1783 | 26.7851 | 27.4006 | 28.0249 | 28.6582 | 29.3005 | 29.952 | 30.6129 | 31.2831
| Firm Rating | 0 | 0 | 0 | 0 | 0 | 0 | 2042 |  | 2042 | 2042 | 2042 | 2042 | 2042 | 2042 | 2042 | 2042 | 2042 | 2042 | 2042 | 2042 | 2042 | 2042 | 2042 | 2042 | 2042 | 2042 | 2042 | 2042 | 2042 | 2042 | 2042 | 2042 | 2042
| Total Capacity | 0 | 0 | 0 | 0 | 0 | 0 | 3551 |  | 3551 | 3551 | 3551 | 3551 | 3551 | 3551 | 3551 | 3551 | 3551 | 3551 | 3551 | 3551 | 3551 | 3551 | 3551 | 3551 | 3551 | 3551 | 3551 | 3551 | 3551 | 3551 | 3551 | 3551 | 3551 |  |  | Pymble 33_11kV Tx1 | 0 | 0 | 0 | -0.2714 | -0.090763 | -0.1388 | -0.072188 | -0.50746 | -0.3787 | 0.36584 | 0.5687 | -0.68415 | 0.71858 | 2.2784 | 2.6807 | 2.3735 | 2.5362 | 2.3024 | 2.8648 | 2.8993 | 3.2215 | 3.4309 | 3.4095 | 3.3935 | 3.4721 | 3.5519 | 3.6329 | 3.7149 | 3.7982 | 3.8827 | 3.9683 | 4.0552
|  | -7 | -6 | -5 | -4 | -3 | -2 | -1 |  | 0 | 1 | 2 | 3 | 4 | 5 | 6 | 7 | 8 | 9 | 10 | 11 | 12 | 13 | 14 | 15 | 16 | 17 | 18 | 19 | 20 | 21 | 22 | 23 | 24 |  |  | Pymble 33_11kV Tx2 | 0 | 10 | 0 | -0.92651 | -0.30984 | -22.4738 | 14.7536 | -0.73235 | -1.2928 | 1.2489 | 1.9414 | -2.3355 | 2.4531 | 7.7781 | 9.1513 | 8.1026 | 8.6582 | 7.86 | 9.7799 | 9.8975 | 10.9975 | 11.7124 | 11.6392 | 11.5846 | 11.8532 | 12.1255 | 12.4018 | 12.6821 | 12.9663 | 13.2546 | 13.5471 | 13.8437
| Transformer Loads | [35 empty] | Pymble 33_11kV Tx4 | 0 | 0 | 0 | -0.89576 | -0.29956 | -0.4581 | -0.23826 | -14.6749 | -1.2499 | 1.2075 | 1.877 | -2.258 | 2.3717 | 7.5199 | 8.8476 | 7.8337 | 8.3708 | 7.5991 | 9.4553 | 9.569 | 10.6325 | 11.3237 | 11.2529 | 11.2001 | 11.4598 | 11.7231 | 11.9902 | 12.2612 | 12.536 | 12.8147 | 13.0975 | 13.3842
| Historical Loads | (11kV Amps) | [7 empty] | 0: Weather Corrected Forecast Loads; 4: (11kV Amps) |  |  |  | 0 | 0 | 0 | 0 | 0 | 0 | 0 | 0 | 0 | 0 | 0 | 0 | 0 | 0 | 0 | 0 | 0 | 0 | 0 | 0 | 0 | 0 | 0 | 0 | 0 | 0 | 0 | 0 | 0 | 0 | 0 | 0
|  | 07/08 | 08/09 | 09/10 | 10/11 | 11/12 | 12/13 | 13/14 |  | 14/15 | 15/16 | 16/17 | 17/18 | 18/19 | 19/20 | 20/21 | 21/22 | 22/23 | 23/24 | 24/25 | 25/26 | 26/27 | 27/28 | 28/29 | 29/30 | 30/31 | 31/32 | 32/33 | 33/34 | 34/35 | 35/36 | 36/37 | 37/38 | 38/39 |  |  |  | 0 | 0 | 0 | 0 | 0 | 0 | 0 | 0 | 0 | 0 | 0 | 0 | 0 | 0 | 0 | 0 | 0 | 0 | 0 | 0 | 0 | 0 | 0 | 0 | 0 | 0 | 0 | 0 | 0 | 0 | 0 | 0
| 0 | [36 empty] | 0 | 0 | 0 | 0 | 0 | 0 | 0 | 0 | 0 | 0 | 0 | 0 | 0 | 0 | 0 | 0 | 0 | 0 | 0 | 0 | 0 | 0 | 0 | 0 | 0 | 0 | 0 | 0 | 0 | 0 | 0 | 0
| Diversity Factor: 0 | [36 empty] | 0 | 0 | 0 | 0 | 0 | 0 | 0 | 0 | 0 | 0 | 0 | 0 | 0 | 0 | 0 | 0 | 0 | 0 | 0 | 0 | 0 | 0 | 0 | 0 | 0 | 0 | 0 | 0 | 0 | 0 | 0 | 0
[38 empty] | 0 | 0 | 0 | 0 | 0 | 0 | 0 | 0 | 0 | 0 | 0 | 0 | 0 | 0 | 0 | 0 | 0 | 0 | 0 | 0 | 0 | 0 | 0 | 0 | 0 | 0 | 0 | 0 | 0 | 0 | 0 | 0
[38 empty] | 0 | 0 | 0 | 0 | 0 | 0 | 0 | 0 | 0 | 0 | 0 | 0 | 0 | 0 | 0 | 0 | 0 | 0 | 0 | 0 | 0 | 0 | 0 | 0 | 0 | 0 | 0 | 0 | 0 | 0 | 0 | 0
| 0 | [36 empty] | 0 | 0 | 0 | 0 | 0 | 0 | 0 | 0 | 0 | 0 | 0 | 0 | 0 | 0 | 0 | 0 | 0 | 0 | 0 | 0 | 0 | 0 | 0 | 0 | 0 | 0 | 0 | 0 | 0 | 0 | 0 | 0
Diversity Factor: 0
[38 empty] | Historical Spots & Transfers | [6 empty] | Forecast Spots & Transfers
[35 empty] | Project Name | From | To | 07/08 | 08/09 | 09/10 | 10/11 | 11/12 | 12/13 | 13/14 | 14/15 | 15/16 | 16/17 | 17/18 | 18/19 | 19/20 | 20/21 | 21/22 | 22/23 | 23/24 | 24/25 | 25/26 | 26/27 | 27/28 | 28/29 | 29/30 | 30/31 | 31/32 | 32/33 | 33/34 | 34/35 | 35/36 | 36/37 | 37/38 | 38/39
| 0 | [33 empty] | Broad based demand management |  | Pymble 33_11kV Tx1 | 0 | 0 | 0 | 0 | 0 | 0 | 0 | -0.04081 | -0.081621 | -0.12243 | -0.73459 | -1.9963 | 0 | 0 | 0 | 0 | 0 | 0 | 0 | 0 | 0 | 0 | 0 | 0 | 0 | 0 | 0 | 0 | 0 | 0 | 0 | 0
| Diversity Factor: 0 | [33 empty] | Broad based demand management |  | Pymble 33_11kV Tx2 | 0 | 0 | 0 | 0 | 0 | 0 | 0 | -0.13932 | -0.27864 | -0.41796 | -2.5077 | -6.815 | 0 | 0 | 0 | 0 | 0 | 0 | 0 | 0 | 0 | 0 | 0 | 0 | 0 | 0 | 0 | 0 | 0 | 0 | 0 | 0
[35 empty] | Broad based demand management |  | Pymble 33_11kV Tx4 | 0 | 0 | 0 | 0 | 0 | 0 | 0 | -0.13469 | -0.26939 | -0.40408 | -2.4245 | -6.5888 | 0 | 0 | 0 | 0 | 0 | 0 | 0 | 0 | 0 | 0 | 0 | 0 | 0 | 0 | 0 | 0 | 0 | 0 | 0 | 0
[35 empty] | DNP_ID: 6198. Remedial Feeder Relief - Pymble Pa25, Turramurra Pa4, Macquarie Park Pa6. | Turramurra 33_11kV Tx3 | Pymble 33_11kV Tx2 | 0 | 10 | 0 | 0 | 0 | 0 | 0 | 0 | 0 | 0 | 0 | 0 | 0 | 0 | 0 | 0 | 0 | 0 | 0 | 0 | 0 | 0 | 0 | 0 | 0 | 0 | 0 | 0 | 0 | 0 | 0 | 0
| 0 | [33 empty] | DNP_ID: 6213. New Feeder to Mt William St, Gordon | Pymble 33_11kV Tx4 | Pymble 33_11kV Tx2 | 0 | 0 | 0 | 0 | 0 | 0 | 0 | 13 | 0 | 0 | 0 | 0 | 0 | 0 | 0 | 0 | 0 | 0 | 0 | 0 | 0 | 0 | 0 | 0 | 0 | 0 | 0 | 0 | 0 | 0 | 0 | 0
| Diversity Factor: 0 | [33 empty] | DNP_ID: 6213. New Feeder to Mt William St, Gordon | St Ives 33_11kV Tx3 | Pymble 33_11kV Tx2 | 0 | 0 | 0 | 0 | 0 | 0 | 0 | 17 | 0 | 0 | 0 | 0 | 0 | 0 | 0 | 0 | 0 | 0 | 0 | 0 | 0 | 0 | 0 | 0 | 0 | 0 | 0 | 0 | 0 | 0 | 0 | 0
[35 empty] | DNP_ID: 6825. Southern Turramurra Zone Development | Pymble 33_11kV Tx2 | Turramurra 33_11kV Tx2 | 0 | 0 | 0 | 0 | 0 | 0 | 0 | 15 | 0 | 0 | 0 | 0 | 0 | 0 | 0 | 0 | 0 | 0 | 0 | 0 | 0 | 0 | 0 | 0 | 0 | 0 | 0 | 0 | 0 | 0 | 0 | 0
[35 empty] | HVCON_ID: 2011285. Upgrade electrical supply for Turramurra High School - Establishment of S.49873 Robin Maxwell No 2, 13 Maxwell St, South Turramurra and Decommission S.2784 | Turramurra 33_11kV Tx2 | Pymble 33_11kV Tx2 | 0 | 0 | 0 | 0 | 0 | 0 | 15 | 0 | 0 | 0 | 0 | 0 | 0 | 0 | 0 | 0 | 0 | 0 | 0 | 0 | 0 | 0 | 0 | 0 | 0 | 0 | 0 | 0 | 0 | 0 | 0 | 0
| 0 | [33 empty] | HVCON_ID: 2011755. Establishment of S.61495 Culworth Powell, 36-40a Culworth Ave, Killara | Pymble 33_11kV Tx2 | St Ives 33_11kV Tx3 | 0 | 0 | 0 | 0 | 0 | 22 | 0 | 14 | 0 | 0 | 0 | 0 | 0 | 0 | 0 | 0 | 0 | 0 | 0 | 0 | 0 | 0 | 0 | 0 | 0 | 0 | 0 | 0 | 0 | 0 | 0 | 0
| Diversity Factor: 0 | [33 empty] | Econometric |  | Pymble 33_11kV Tx1 | 0 | 0 | 0 | 0 | 0 | 0 | 0 | 0 | 0 | 1.8915 | 3.491 | 4.6444 | 4.2686 | 4.5257 | 4.4473 | 4.364 | 4.4341 | 4.5053 | 4.5775 | 4.6508 | 4.7251 | 4.8004 | 4.8769 | 4.9544 | 5.0331 | 5.1129 | 5.1938 | 5.2759 | 5.3591 | 5.4436 | 5.5293 | 5.6162
[35 empty] | Econometric |  | Pymble 33_11kV Tx2 | 0 | 0 | 0 | 0 | 0 | 0 | 0 | 0 | 0 | 6.4572 | 11.9177 | 15.8549 | 14.5721 | 15.4498 | 15.1823 | 14.8977 | 15.1372 | 15.3802 | 15.6267 | 15.8767 | 16.1303 | 16.3876 | 16.6486 | 16.9133 | 17.1819 | 17.4542 | 17.7305 | 18.0108 | 18.295 | 18.5833 | 18.8758 | 19.1724
[35 empty] | Econometric |  | Pymble 33_11kV Tx4 | 0 | 0 | 0 | 0 | 0 | 0 | 0 | 0 | 0 | 6.2428 | 11.5222 | 15.3287 | 14.0884 | 14.937 | 14.6784 | 14.4033 | 14.6348 | 14.8698 | 15.108 | 15.3498 | 15.595 | 15.8437 | 16.0961 | 16.352 | 16.6116 | 16.875 | 17.1421 | 17.413 | 17.6878 | 17.9666 | 18.2493 | 18.5361
| 0 | [33 empty] | Energy Efficiency |  | Pymble 33_11kV Tx1 | 0 | 0 | 0 | 0 | 0 | 0 | 0 | -0.36317 | -0.18102 | -1.2721 | -2.0439 | -3.1783 | -3.3878 | -2.0775 | -1.6025 | -1.8237 | -1.7703 | -2.05 | -1.5598 | -1.5986 | -1.3507 | -1.2167 | -1.3145 | -1.4081 | -1.4081 | -1.4081 | -1.4081 | -1.4081 | -1.4081 | -1.4081 | -1.4081 | -1.4081
| Diversity Factor: 0 | [33 empty] | Energy Efficiency |  | Pymble 33_11kV Tx2 | 0 | 0 | 0 | 0 | 0 | 0 | 0 | -1.2398 | -0.61796 | -4.3428 | -6.9776 | -10.85 | -11.5654 | -7.0921 | -5.4705 | -6.2257 | -6.0434 | -6.9984 | -5.3249 | -5.4574 | -4.611 | -4.1534 | -4.4876 | -4.8069 | -4.8069 | -4.8069 | -4.8069 | -4.8069 | -4.8069 | -4.8069 | -4.8069 | -4.8069
[35 empty] | Energy Efficiency |  | Pymble 33_11kV Tx4 | 0 | 0 | 0 | 0 | 0 | 0 | 0 | -1.1987 | -0.59745 | -4.1987 | -6.746 | -10.4899 | -11.1815 | -6.8567 | -5.289 | -6.0191 | -5.8429 | -6.7661 | -5.1482 | -5.2763 | -4.458 | -4.0156 | -4.3387 | -4.6473 | -4.6473 | -4.6473 | -4.6473 | -4.6473 | -4.6473 | -4.6473 | -4.6473 | -4.6473
[35 empty] | Solar PV |  | Pymble 33_11kV Tx1 | 0 | 0 | 0 | -0.2714 | -0.090763 | -0.1388 | -0.072188 | -0.10347 | -0.11606 | -0.13107 | -0.14382 | -0.15393 | -0.16216 | -0.16978 | -0.16418 | -0.16679 | -0.12762 | -0.15286 | -0.15286 | -0.15286 | -0.15286 | -0.15286 | -0.15286 | -0.15286 | -0.15286 | -0.15286 | -0.15286 | -0.15286 | -0.15286 | -0.15286 | -0.15286 | -0.15286
| 0 | [33 empty] | Solar PV |  | Pymble 33_11kV Tx2 | 0 | 0 | 0 | -0.92651 | -0.30984 | -0.47383 | -0.24644 | -0.35323 | -0.3962 | -0.44746 | -0.49098 | -0.52547 | -0.55358 | -0.57959 | -0.56047 | -0.56938 | -0.43566 | -0.52184 | -0.52184 | -0.52184 | -0.52184 | -0.52184 | -0.52184 | -0.52184 | -0.52184 | -0.52184 | -0.52184 | -0.52184 | -0.52184 | -0.52184 | -0.52184 | -0.52184
| Diversity Factor: 0 | [33 empty] | Solar PV |  | Pymble 33_11kV Tx4 | 0 | 0 | 0 | -0.89576 | -0.29956 | -0.4581 | -0.23826 | -0.3415 | -0.38305 | -0.43261 | -0.47469 | -0.50803 | -0.53521 | -0.56035 | -0.54187 | -0.55048 | -0.4212 | -0.50452 | -0.50452 | -0.50452 | -0.50452 | -0.50452 | -0.50452 | -0.50452 | -0.50452 | -0.50452 | -0.50452 | -0.50452 | -0.50452 | -0.50452 | -0.50452 | -0.50452
0
Diversity Factor: 0
0
Diversity Factor: 0
0
Diversity Factor: 0
| Weather Correction and Public Holiday Factors | [8 empty] | Forecast ROG
ROG Justification
| Actual loads for season 13/14 have been weather corrected by the following: | [6 empty] | 3.596% |  | Rog Capped +/-5% | [59 empty] | Rog Capped +/-5%
1 | 2 | 3 | 4 | 5 | 6 | 7 | 8 | 9 | 10 | 14/15 | 15/16 | 16/17 | 17/18 | 18/19 | 19/20 | 20/21 | 21/22 | 22/23 | 23/24 | 24/25 | 25/26 | 26/27 | 27/28 | 28/29 | 29/30 | 30/31 | 31/32 | 32/33 | 33/34 | 34/35 | 35/36 | 36/37 | 37/38 | 38/39
0.95 | 0.9025 | 0.87242 | 0.85789 | 0.85789 | 0.85789 | 0.85789 | 0.85789 | 0.85789 | 0.85789 | -5% | -5% | -3.333% | -1.666% | 0% | 0% | 0% | 0% | 0% | 0% | 0% | 0% | 0% | 0% | 0% | 0% | 0% | 0% | 0% | 0% | 0% | 0% | 0% | 0% | 0%
Substation Load Detail
[7 empty] | Units | 13/14 |  | 14/15 | 15/16 | 16/17 | 17/18 | 18/19 | 19/20 | 20/21 | 21/22 | 22/23 | 23/24 | 24/25 | 25/26 | 26/27 | 27/28 | 28/29 | 29/30 | 30/31 | 31/32 | 32/33 | 33/34 | 34/35 | 35/36 | 36/37 | 37/38 | 38/39
1 | Pymble 33_11kV | Compensated |  | Load (LV side) |  |  | Amps | 1561 | 1581 | 1486.005 | 1408.783 | 1364.646 | 1346.289 | 1341.011 | 1346.554 | 1364.131 | 1384.81 | 1403.12 | 1422.685 | 1440.447 | 1462.547 | 1484.913 | 1509.764 | 1536.231 | 1562.533 | 1588.711 | 1615.496 | 1642.897 | 1670.921 | 1699.58 | 1728.88 | 1758.832 | 1789.445 | 1820.728
|  |  |  | Apparent Power |  |  | MVA | 29.741 |  | 28.3122 | 26.8409 | 26 | 25.6502 | 25.5497 | 25.6553 | 25.9902 | 26.3842 | 26.733 | 27.1058 | 27.4442 | 27.8653 | 28.2914 | 28.7649 | 29.2691 | 29.7703 | 30.269 | 30.7793 | 31.3014 | 31.8353 | 32.3813 | 32.9396 | 33.5103 | 34.0935 | 34.6895
|  |  |  | Real Power |  |  | MW | 27.3527 | 27.7031 | 26.031 | 24.6782 | 23.9051 | 23.5835 | 23.4911 | 23.5882 | 23.8961 | 24.2583 | 24.579 | 24.9218 | 25.2329 | 25.62 | 26.0118 | 26.4472 | 26.9108 | 27.3715 | 27.8301 | 28.2993 | 28.7793 | 29.2702 | 29.7722 | 30.2855 | 30.8102 | 31.3465 | 31.8945
|  |  |  | Reactive Power |  |  | MVAr | 11.6773 |  | 11.1341 | 10.5555 | 10.2248 | 10.0873 | 10.0477 | 10.0893 | 10.221 | 10.3759 | 10.5131 | 10.6597 | 10.7928 | 10.9584 | 11.1259 | 11.3122 | 11.5105 | 11.7075 | 11.9037 | 12.1044 | 12.3097 | 12.5197 | 12.7344 | 12.9539 | 13.1783 | 13.4077 | 13.6421
|  |  |  | Capacitors In Service |  |  | MVAr | 0 |  | 0 | 0 | 0 | 0 | 0 | 0 | 0 | 0 | 0 | 0 | 0 | 0 | 0 | 0 | 0 | 0 | 0 | 0 | 0 | 0 | 0 | 0 | 0 | 0 | 0
|  |  |  | PF |  |  |  | 0.9197 |  | 0.91943 | 0.91943 | 0.91943 | 0.91943 | 0.91943 | 0.91943 | 0.91943 | 0.91943 | 0.91943 | 0.91943 | 0.91943 | 0.91943 | 0.91943 | 0.91943 | 0.91943 | 0.91943 | 0.91943 | 0.91943 | 0.91943 | 0.91943 | 0.91943 | 0.91943 | 0.91943 | 0.91943 | 0.91943
0.88751 | Diversity Factor: 0.89 | Uncompensated |  | Reactive Power |  |  | MVAr | 11.6773 | 11.8269 | 11.1341 | 10.5555 | 10.2248 | 10.0873 | 10.0477 | 10.0893 | 10.221 | 10.3759 | 10.5131 | 10.6597 | 10.7928 | 10.9584 | 11.1259 | 11.3122 | 11.5105 | 11.7075 | 11.9037 | 12.1044 | 12.3097 | 12.5197 | 12.7344 | 12.9539 | 13.1783 | 13.4077 | 13.6421
|  |  |  | PF |  |  |  | 0.9197 |  | 0.91943 | 0.91943 | 0.91943 | 0.91943 | 0.91943 | 0.91943 | 0.91943 | 0.91943 | 0.91943 | 0.91943 | 0.91943 | 0.91943 | 0.91943 | 0.91943 | 0.91943 | 0.91943 | 0.91943 | 0.91943 | 0.91943 | 0.91943 | 0.91943 | 0.91943 | 0.91943 | 0.91943 | 0.91943
[10 empty] | 1 | 2 | 3 | 4 | 5 | 6 | 7 | 8 | 9 | 10 | 11 | 12 | 13 | 14 | 15 | 16 | 17 | 18 | 19 | 20 | 21 | 22 | 23 | 24 | 25
Transformer Load Detail
[7 empty] | Units | 13/14 |  | 14/15 | 15/16 | 16/17 | 17/18 | 18/19 | 19/20 | 20/21 | 21/22 | 22/23 | 23/24 | 24/25 | 25/26 | 26/27 | 27/28 | 28/29 | 29/30 | 30/31 | 31/32 | 32/33 | 33/34 | 34/35 | 35/36 | 36/37 | 37/38 | 38/39
| 0 | Compensated |  | Load (LV side) |  |  | Amps
|  |  |  | Apparent Power |  |  | MVA
|  |  |  | Real Power |  |  | MW
|  |  |  | Reactive Power |  |  | MVAr
|  |  |  | Capacitors In Service |  |  | MVAr
PF
| Zone Div: | Uncompensated |  | Reactive Power |  |  | MVAr
PF
| 0 | Compensated |  | Load (LV side) |  |  | Amps
|  |  |  | Apparent Power |  |  | MVA
|  |  |  | Real Power |  |  | MW
|  |  |  | Reactive Power |  |  | MVAr
|  |  |  | Capacitors In Service |  |  | MVAr
PF
| Zone Div: | Uncompensated |  | Reactive Power |  |  | MVAr
PF
| 0 | Compensated |  | Load (LV side) |  |  | Amps
|  |  |  | Apparent Power |  |  | MVA
|  |  |  | Real Power |  |  | MW
|  |  |  | Reactive Power |  |  | MVAr
|  |  |  | Capacitors In Service |  |  | MVAr
PF
| Zone Div: | Uncompensated |  | Reactive Power |  |  | MVAr
PF
| 0 | Compensated |  | Load (LV side) |  |  | Amps
|  |  |  | Apparent Power |  |  | MVA
|  |  |  | Real Power |  |  | MW
|  |  |  | Reactive Power |  |  | MVAr
|  |  |  | Capacitors In Service |  |  | MVAr
PF
| Zone Div: | Uncompensated |  | Reactive Power |  |  | MVAr
PF
| 0 | Compensated |  | Load (LV side) |  |  | Amps
|  |  |  | Apparent Power |  |  | MVA
|  |  |  | Real Power |  |  | MW
|  |  |  | Reactive Power |  |  | MVAr
|  |  |  | Capacitors In Service |  |  | MVAr
PF
| Zone Div: | Uncompensated |  | Reactive Power |  |  | MVAr
PF
| 0 | Compensated |  | Load (LV side) |  |  | Amps
|  |  |  | Apparent Power |  |  | MVA
|  |  |  | Real Power |  |  | MW
|  |  |  | Reactive Power |  |  | MVAr
|  |  |  | Capacitors In Service |  |  | MVAr
PF
| Zone Div: | Uncompensated |  | Reactive Power |  |  | MVAr
PF
| 0 | Compensated |  | Load (LV side) |  |  | Amps
|  |  |  | Apparent Power |  |  | MVA
|  |  |  | Real Power |  |  | MW
|  |  |  | Reactive Power |  |  | MVAr
|  |  |  | Capacitors In Service |  |  | MVAr
PF
| Zone Div: | Uncompensated |  | Reactive Power |  |  | MVAr
PF
| 0 | Compensated |  | Load (LV side) |  |  | Amps
|  |  |  | Apparent Power |  |  | MVA
|  |  |  | Real Power |  |  | MW
|  |  |  | Reactive Power |  |  | MVAr
|  |  |  | Capacitors In Service |  |  | MVAr
PF
| Zone Div: | Uncompensated |  | Reactive Power |  |  | MVAr
PF
| 0 | Compensated |  | Load (LV side) |  |  | Amps
|  |  |  | Apparent Power |  |  | MVA
|  |  |  | Real Power |  |  | MW
|  |  |  | Reactive Power |  |  | MVAr
|  |  |  | Capacitors In Service |  |  | MVAr
PF
| Zone Div: | Uncompensated |  | Reactive Power |  |  | MVAr
PF
| 0 | Compensated |  | Load (LV side) |  |  | Amps
|  |  |  | Apparent Power |  |  | MVA
|  |  |  | Real Power |  |  | MW
|  |  |  | Reactive Power |  |  | MVAr
|  |  |  | Capacitors In Service |  |  | MVAr
PF
| Zone Div: | Uncompensated |  | Reactive Power |  |  | MVAr
PF

## Customer92
| Customer92 | [16 empty] | 2015 | SUMMER
| Substation Total Loads | [33 empty] | Spots & Transfers Detail
| Historical Loads | (33kV Amps) | [7 empty] | Weather Corrected Forecast Loads |  |  |  | (33kV Amps) | [20 empty] | Spots & Transfers Summary | (33kV Amps) |  | Historical Spots & Transfers | [6 empty] | Forecast Spots & Transfers
|  | 07/08 | 08/09 | 09/10 | 10/11 | 11/12 | 12/13 | 13/14 |  | 14/15 | 15/16 | 16/17 | 17/18 | 18/19 | 19/20 | 20/21 | 21/22 | 22/23 | 23/24 | 24/25 | 25/26 | 26/27 | 27/28 | 28/29 | 29/30 | 30/31 | 31/32 | 32/33 | 33/34 | 34/35 | 35/36 | 36/37 | 37/38 | 38/39 |  |  |  | 07/08 | 08/09 | 09/10 | 10/11 | 11/12 | 12/13 | 13/14 | 14/15 | 15/16 | 16/17 | 17/18 | 18/19 | 19/20 | 20/21 | 21/22 | 22/23 | 23/24 | 24/25 | 25/26 | 26/27 | 27/28 | 28/29 | 29/30 | 30/31 | 31/32 | 32/33 | 33/34 | 34/35 | 35/36 | 36/37 | 37/38 | 38/39
| Total |  |  |  | 225 | 0 | 0 | 0 |  | 0 | 0 | 0 | 0 | 0 | 0 | 0 | 0 | 0 | 0 | 0 | 0 | 0 | 0 | 0 | 0 | 0 | 0 | 0 | 0 | 0 | 0 | 0 | 0 | 0 |  |  | Total
Firm Rating
| Total Capacity | [36 empty] | 0 | 0 | 0 | 0 | 0 | 0 | 0 | 0 | 0 | 0 | 0 | 0 | 0 | 0 | 0 | 0 | 0 | 0 | 0 | 0 | 0 | 0 | 0 | 0 | 0 | 0 | 0 | 0 | 0 | 0 | 0 | 0
|  | -7 | -6 | -5 | -4 | -3 | -2 | -1 |  | 0 | 1 | 2 | 3 | 4 | 5 | 6 | 7 | 8 | 9 | 10 | 11 | 12 | 13 | 14 | 15 | 16 | 17 | 18 | 19 | 20 | 21 | 22 | 23 | 24 |  |  |  | 0 | 0 | 0 | 0 | 0 | 0 | 0 | 0 | 0 | 0 | 0 | 0 | 0 | 0 | 0 | 0 | 0 | 0 | 0 | 0 | 0 | 0 | 0 | 0 | 0 | 0 | 0 | 0 | 0 | 0 | 0 | 0
| Transformer Loads | [36 empty] | 0 | 0 | 0 | 0 | 0 | 0 | 0 | 0 | 0 | 0 | 0 | 0 | 0 | 0 | 0 | 0 | 0 | 0 | 0 | 0 | 0 | 0 | 0 | 0 | 0 | 0 | 0 | 0 | 0 | 0 | 0 | 0
| Historical Loads | (33kV Amps) | [7 empty] | Weather Corrected Forecast Loads |  |  |  | (33kV Amps) | [23 empty] | 0 | 0 | 0 | 0 | 0 | 0 | 0 | 0 | 0 | 0 | 0 | 0 | 0 | 0 | 0 | 0 | 0 | 0 | 0 | 0 | 0 | 0 | 0 | 0 | 0 | 0 | 0 | 0 | 0 | 0 | 0 | 0
|  | 07/08 | 08/09 | 09/10 | 10/11 | 11/12 | 12/13 | 13/14 |  | 14/15 | 15/16 | 16/17 | 17/18 | 18/19 | 19/20 | 20/21 | 21/22 | 22/23 | 23/24 | 24/25 | 25/26 | 26/27 | 27/28 | 28/29 | 29/30 | 30/31 | 31/32 | 32/33 | 33/34 | 34/35 | 35/36 | 36/37 | 37/38 | 38/39 |  |  |  | 0 | 0 | 0 | 0 | 0 | 0 | 0 | 0 | 0 | 0 | 0 | 0 | 0 | 0 | 0 | 0 | 0 | 0 | 0 | 0 | 0 | 0 | 0 | 0 | 0 | 0 | 0 | 0 | 0 | 0 | 0 | 0
| 0 | [36 empty] | 0 | 0 | 0 | 0 | 0 | 0 | 0 | 0 | 0 | 0 | 0 | 0 | 0 | 0 | 0 | 0 | 0 | 0 | 0 | 0 | 0 | 0 | 0 | 0 | 0 | 0 | 0 | 0 | 0 | 0 | 0 | 0
| Diversity Factor: 0 | [36 empty] | 0 | 0 | 0 | 0 | 0 | 0 | 0 | 0 | 0 | 0 | 0 | 0 | 0 | 0 | 0 | 0 | 0 | 0 | 0 | 0 | 0 | 0 | 0 | 0 | 0 | 0 | 0 | 0 | 0 | 0 | 0 | 0
[38 empty] | 0 | 0 | 0 | 0 | 0 | 0 | 0 | 0 | 0 | 0 | 0 | 0 | 0 | 0 | 0 | 0 | 0 | 0 | 0 | 0 | 0 | 0 | 0 | 0 | 0 | 0 | 0 | 0 | 0 | 0 | 0 | 0
[38 empty] | 0 | 0 | 0 | 0 | 0 | 0 | 0 | 0 | 0 | 0 | 0 | 0 | 0 | 0 | 0 | 0 | 0 | 0 | 0 | 0 | 0 | 0 | 0 | 0 | 0 | 0 | 0 | 0 | 0 | 0 | 0 | 0
| 0 | [36 empty] | 0 | 0 | 0 | 0 | 0 | 0 | 0 | 0 | 0 | 0 | 0 | 0 | 0 | 0 | 0 | 0 | 0 | 0 | 0 | 0 | 0 | 0 | 0 | 0 | 0 | 0 | 0 | 0 | 0 | 0 | 0 | 0
Diversity Factor: 0
[38 empty] | Historical Spots & Transfers | [6 empty] | Forecast Spots & Transfers
[35 empty] | Project Name | From | To | 07/08 | 08/09 | 09/10 | 10/11 | 11/12 | 12/13 | 13/14 | 14/15 | 15/16 | 16/17 | 17/18 | 18/19 | 19/20 | 20/21 | 21/22 | 22/23 | 23/24 | 24/25 | 25/26 | 26/27 | 27/28 | 28/29 | 29/30 | 30/31 | 31/32 | 32/33 | 33/34 | 34/35 | 35/36 | 36/37 | 37/38 | 38/39
0
Diversity Factor: 0
0
Diversity Factor: 0
0
Diversity Factor: 0
0
Diversity Factor: 0
0
Diversity Factor: 0
0
Diversity Factor: 0
0
Diversity Factor: 0
0
Diversity Factor: 0
| Weather Correction and Public Holiday Factors | [8 empty] | Forecast ROG
ROG Justification
| Actual loads for season 13/14 have been weather corrected by the following: | [6 empty] | 0% |  | N/A | [59 empty] | N/A
1 | 2 | 3 | 4 | 5 | 6 | 7 | 8 | 9 | 10 | 14/15 | 15/16 | 16/17 | 17/18 | 18/19 | 19/20 | 20/21 | 21/22 | 22/23 | 23/24 | 24/25 | 25/26 | 26/27 | 27/28 | 28/29 | 29/30 | 30/31 | 31/32 | 32/33 | 33/34 | 34/35 | 35/36 | 36/37 | 37/38 | 38/39
1 | 1 | 1 | 1 | 1 | 1 | 1 | 1 | 1 | 1 | 0% | 0% | 0% | 0% | 0% | 0% | 0% | 0% | 0% | 0% | 0% | 0% | 0% | 0% | 0% | 0% | 0% | 0% | 0% | 0% | 0% | 0% | 0% | 0% | 0%
Substation Load Detail
[7 empty] | Units | 13/14 |  | 14/15 | 15/16 | 16/17 | 17/18 | 18/19 | 19/20 | 20/21 | 21/22 | 22/23 | 23/24 | 24/25 | 25/26 | 26/27 | 27/28 | 28/29 | 29/30 | 30/31 | 31/32 | 32/33 | 33/34 | 34/35 | 35/36 | 36/37 | 37/38 | 38/39
1 | Customer92 | Compensated |  | Load (LV side) |  |  | Amps | 0 |  | 0 | 0 | 0 | 0 | 0 | 0 | 0 | 0 | 0 | 0 | 0 | 0 | 0 | 0 | 0 | 0 | 0 | 0 | 0 | 0 | 0 | 0 | 0 | 0 | 0
|  |  |  | Apparent Power |  |  | MVA | 0 |  | 0 | 0 | 0 | 0 | 0 | 0 | 0 | 0 | 0 | 0 | 0 | 0 | 0 | 0 | 0 | 0 | 0 | 0 | 0 | 0 | 0 | 0 | 0 | 0 | 0
|  |  |  | Real Power |  |  | MW | 0 |  | 0 | 0 | 0 | 0 | 0 | 0 | 0 | 0 | 0 | 0 | 0 | 0 | 0 | 0 | 0 | 0 | 0 | 0 | 0 | 0 | 0 | 0 | 0 | 0 | 0
|  |  |  | Reactive Power |  |  | MVAr | 0 |  | 0 | 0 | 0 | 0 | 0 | 0 | 0 | 0 | 0 | 0 | 0 | 0 | 0 | 0 | 0 | 0 | 0 | 0 | 0 | 0 | 0 | 0 | 0 | 0 | 0
|  |  |  | Capacitors In Service |  |  | MVAr | 0 |  | 0 | 0 | 0 | 0 | 0 | 0 | 0 | 0 | 0 | 0 | 0 | 0 | 0 | 0 | 0 | 0 | 0 | 0 | 0 | 0 | 0 | 0 | 0 | 0 | 0
|  |  |  | PF |  |  |  | 0 |  | 0 | 0 | 0 | 0 | 0 | 0 | 0 | 0 | 0 | 0 | 0 | 0 | 0 | 0 | 0 | 0 | 0 | 0 | 0 | 0 | 0 | 0 | 0 | 0 | 0
| #VALUE! | Uncompensated |  | Reactive Power |  |  | MVAr | 0 |  | 0 | 0 | 0 | 0 | 0 | 0 | 0 | 0 | 0 | 0 | 0 | 0 | 0 | 0 | 0 | 0 | 0 | 0 | 0 | 0 | 0 | 0 | 0 | 0 | 0
|  |  |  | PF |  |  |  | 0 |  | 0 | 0 | 0 | 0 | 0 | 0 | 0 | 0 | 0 | 0 | 0 | 0 | 0 | 0 | 0 | 0 | 0 | 0 | 0 | 0 | 0 | 0 | 0 | 0 | 0
[10 empty] | 1 | 2 | 3 | 4 | 5 | 6 | 7 | 8 | 9 | 10 | 11 | 12 | 13 | 14 | 15 | 16 | 17 | 18 | 19 | 20 | 21 | 22 | 23 | 24 | 25
Transformer Load Detail
[7 empty] | Units | 13/14 |  | 14/15 | 15/16 | 16/17 | 17/18 | 18/19 | 19/20 | 20/21 | 21/22 | 22/23 | 23/24 | 24/25 | 25/26 | 26/27 | 27/28 | 28/29 | 29/30 | 30/31 | 31/32 | 32/33 | 33/34 | 34/35 | 35/36 | 36/37 | 37/38 | 38/39
| 0 | Compensated |  | Load (LV side) |  |  | Amps
|  |  |  | Apparent Power |  |  | MVA
|  |  |  | Real Power |  |  | MW
|  |  |  | Reactive Power |  |  | MVAr
|  |  |  | Capacitors In Service |  |  | MVAr
PF
| Zone Div: | Uncompensated |  | Reactive Power |  |  | MVAr
PF
| 0 | Compensated |  | Load (LV side) |  |  | Amps
|  |  |  | Apparent Power |  |  | MVA
|  |  |  | Real Power |  |  | MW
|  |  |  | Reactive Power |  |  | MVAr
|  |  |  | Capacitors In Service |  |  | MVAr
PF
| Zone Div: | Uncompensated |  | Reactive Power |  |  | MVAr
PF
| 0 | Compensated |  | Load (LV side) |  |  | Amps
|  |  |  | Apparent Power |  |  | MVA
|  |  |  | Real Power |  |  | MW
|  |  |  | Reactive Power |  |  | MVAr
|  |  |  | Capacitors In Service |  |  | MVAr
PF
| Zone Div: | Uncompensated |  | Reactive Power |  |  | MVAr
PF
| 0 | Compensated |  | Load (LV side) |  |  | Amps
|  |  |  | Apparent Power |  |  | MVA
|  |  |  | Real Power |  |  | MW
|  |  |  | Reactive Power |  |  | MVAr
|  |  |  | Capacitors In Service |  |  | MVAr
PF
| Zone Div: | Uncompensated |  | Reactive Power |  |  | MVAr
PF
| 0 | Compensated |  | Load (LV side) |  |  | Amps
|  |  |  | Apparent Power |  |  | MVA
|  |  |  | Real Power |  |  | MW
|  |  |  | Reactive Power |  |  | MVAr
|  |  |  | Capacitors In Service |  |  | MVAr
PF
| Zone Div: | Uncompensated |  | Reactive Power |  |  | MVAr
PF
| 0 | Compensated |  | Load (LV side) |  |  | Amps
|  |  |  | Apparent Power |  |  | MVA
|  |  |  | Real Power |  |  | MW
|  |  |  | Reactive Power |  |  | MVAr
|  |  |  | Capacitors In Service |  |  | MVAr
PF
| Zone Div: | Uncompensated |  | Reactive Power |  |  | MVAr
PF
| 0 | Compensated |  | Load (LV side) |  |  | Amps
|  |  |  | Apparent Power |  |  | MVA
|  |  |  | Real Power |  |  | MW
|  |  |  | Reactive Power |  |  | MVAr
|  |  |  | Capacitors In Service |  |  | MVAr
PF
| Zone Div: | Uncompensated |  | Reactive Power |  |  | MVAr
PF
| 0 | Compensated |  | Load (LV side) |  |  | Amps
|  |  |  | Apparent Power |  |  | MVA
|  |  |  | Real Power |  |  | MW
|  |  |  | Reactive Power |  |  | MVAr
|  |  |  | Capacitors In Service |  |  | MVAr
PF
| Zone Div: | Uncompensated |  | Reactive Power |  |  | MVAr
PF
| 0 | Compensated |  | Load (LV side) |  |  | Amps
|  |  |  | Apparent Power |  |  | MVA
|  |  |  | Real Power |  |  | MW
|  |  |  | Reactive Power |  |  | MVAr
|  |  |  | Capacitors In Service |  |  | MVAr
PF
| Zone Div: | Uncompensated |  | Reactive Power |  |  | MVAr
PF
| 0 | Compensated |  | Load (LV side) |  |  | Amps
|  |  |  | Apparent Power |  |  | MVA
|  |  |  | Real Power |  |  | MW
|  |  |  | Reactive Power |  |  | MVAr
|  |  |  | Capacitors In Service |  |  | MVAr
PF
| Zone Div: | Uncompensated |  | Reactive Power |  |  | MVAr
PF

## Customer93
| Customer93 | [16 empty] | 2015 | SUMMER
| Substation Total Loads | [33 empty] | Spots & Transfers Detail
| Historical Loads | (33kV Amps) | [7 empty] | Weather Corrected Forecast Loads |  |  |  | (33kV Amps) | [20 empty] | Spots & Transfers Summary | (33kV Amps) |  | Historical Spots & Transfers | [6 empty] | Forecast Spots & Transfers
|  | 07/08 | 08/09 | 09/10 | 10/11 | 11/12 | 12/13 | 13/14 |  | 14/15 | 15/16 | 16/17 | 17/18 | 18/19 | 19/20 | 20/21 | 21/22 | 22/23 | 23/24 | 24/25 | 25/26 | 26/27 | 27/28 | 28/29 | 29/30 | 30/31 | 31/32 | 32/33 | 33/34 | 34/35 | 35/36 | 36/37 | 37/38 | 38/39 |  |  |  | 07/08 | 08/09 | 09/10 | 10/11 | 11/12 | 12/13 | 13/14 | 14/15 | 15/16 | 16/17 | 17/18 | 18/19 | 19/20 | 20/21 | 21/22 | 22/23 | 23/24 | 24/25 | 25/26 | 26/27 | 27/28 | 28/29 | 29/30 | 30/31 | 31/32 | 32/33 | 33/34 | 34/35 | 35/36 | 36/37 | 37/38 | 38/39
| Total |  |  |  | 225 | 0 | 0 | 0 |  | 0 | 0 | 0 | 0 | 0 | 0 | 0 | 0 | 0 | 0 | 0 | 0 | 0 | 0 | 0 | 0 | 0 | 0 | 0 | 0 | 0 | 0 | 0 | 0 | 0 |  |  | Total
Firm Rating
| Total Capacity | [36 empty] | 0 | 0 | 0 | 0 | 0 | 0 | 0 | 0 | 0 | 0 | 0 | 0 | 0 | 0 | 0 | 0 | 0 | 0 | 0 | 0 | 0 | 0 | 0 | 0 | 0 | 0 | 0 | 0 | 0 | 0 | 0 | 0
|  | -7 | -6 | -5 | -4 | -3 | -2 | -1 |  | 0 | 1 | 2 | 3 | 4 | 5 | 6 | 7 | 8 | 9 | 10 | 11 | 12 | 13 | 14 | 15 | 16 | 17 | 18 | 19 | 20 | 21 | 22 | 23 | 24 |  |  |  | 0 | 0 | 0 | 0 | 0 | 0 | 0 | 0 | 0 | 0 | 0 | 0 | 0 | 0 | 0 | 0 | 0 | 0 | 0 | 0 | 0 | 0 | 0 | 0 | 0 | 0 | 0 | 0 | 0 | 0 | 0 | 0
| Transformer Loads | [36 empty] | 0 | 0 | 0 | 0 | 0 | 0 | 0 | 0 | 0 | 0 | 0 | 0 | 0 | 0 | 0 | 0 | 0 | 0 | 0 | 0 | 0 | 0 | 0 | 0 | 0 | 0 | 0 | 0 | 0 | 0 | 0 | 0
| Historical Loads | (33kV Amps) | [7 empty] | Weather Corrected Forecast Loads |  |  |  | (33kV Amps) | [23 empty] | 0 | 0 | 0 | 0 | 0 | 0 | 0 | 0 | 0 | 0 | 0 | 0 | 0 | 0 | 0 | 0 | 0 | 0 | 0 | 0 | 0 | 0 | 0 | 0 | 0 | 0 | 0 | 0 | 0 | 0 | 0 | 0
|  | 07/08 | 08/09 | 09/10 | 10/11 | 11/12 | 12/13 | 13/14 |  | 14/15 | 15/16 | 16/17 | 17/18 | 18/19 | 19/20 | 20/21 | 21/22 | 22/23 | 23/24 | 24/25 | 25/26 | 26/27 | 27/28 | 28/29 | 29/30 | 30/31 | 31/32 | 32/33 | 33/34 | 34/35 | 35/36 | 36/37 | 37/38 | 38/39 |  |  |  | 0 | 0 | 0 | 0 | 0 | 0 | 0 | 0 | 0 | 0 | 0 | 0 | 0 | 0 | 0 | 0 | 0 | 0 | 0 | 0 | 0 | 0 | 0 | 0 | 0 | 0 | 0 | 0 | 0 | 0 | 0 | 0
| 0 | [36 empty] | 0 | 0 | 0 | 0 | 0 | 0 | 0 | 0 | 0 | 0 | 0 | 0 | 0 | 0 | 0 | 0 | 0 | 0 | 0 | 0 | 0 | 0 | 0 | 0 | 0 | 0 | 0 | 0 | 0 | 0 | 0 | 0
| Diversity Factor: 0 | [36 empty] | 0 | 0 | 0 | 0 | 0 | 0 | 0 | 0 | 0 | 0 | 0 | 0 | 0 | 0 | 0 | 0 | 0 | 0 | 0 | 0 | 0 | 0 | 0 | 0 | 0 | 0 | 0 | 0 | 0 | 0 | 0 | 0
[38 empty] | 0 | 0 | 0 | 0 | 0 | 0 | 0 | 0 | 0 | 0 | 0 | 0 | 0 | 0 | 0 | 0 | 0 | 0 | 0 | 0 | 0 | 0 | 0 | 0 | 0 | 0 | 0 | 0 | 0 | 0 | 0 | 0
[38 empty] | 0 | 0 | 0 | 0 | 0 | 0 | 0 | 0 | 0 | 0 | 0 | 0 | 0 | 0 | 0 | 0 | 0 | 0 | 0 | 0 | 0 | 0 | 0 | 0 | 0 | 0 | 0 | 0 | 0 | 0 | 0 | 0
| 0 | [36 empty] | 0 | 0 | 0 | 0 | 0 | 0 | 0 | 0 | 0 | 0 | 0 | 0 | 0 | 0 | 0 | 0 | 0 | 0 | 0 | 0 | 0 | 0 | 0 | 0 | 0 | 0 | 0 | 0 | 0 | 0 | 0 | 0
Diversity Factor: 0
[38 empty] | Historical Spots & Transfers | [6 empty] | Forecast Spots & Transfers
[35 empty] | Project Name | From | To | 07/08 | 08/09 | 09/10 | 10/11 | 11/12 | 12/13 | 13/14 | 14/15 | 15/16 | 16/17 | 17/18 | 18/19 | 19/20 | 20/21 | 21/22 | 22/23 | 23/24 | 24/25 | 25/26 | 26/27 | 27/28 | 28/29 | 29/30 | 30/31 | 31/32 | 32/33 | 33/34 | 34/35 | 35/36 | 36/37 | 37/38 | 38/39
0
Diversity Factor: 0
0
Diversity Factor: 0
0
Diversity Factor: 0
0
Diversity Factor: 0
0
Diversity Factor: 0
0
Diversity Factor: 0
0
Diversity Factor: 0
0
Diversity Factor: 0
| Weather Correction and Public Holiday Factors | [8 empty] | Forecast ROG
ROG Justification
| Actual loads for season 13/14 have been weather corrected by the following: | [6 empty] | 0% |  | N/A | [59 empty] | N/A
1 | 2 | 3 | 4 | 5 | 6 | 7 | 8 | 9 | 10 | 14/15 | 15/16 | 16/17 | 17/18 | 18/19 | 19/20 | 20/21 | 21/22 | 22/23 | 23/24 | 24/25 | 25/26 | 26/27 | 27/28 | 28/29 | 29/30 | 30/31 | 31/32 | 32/33 | 33/34 | 34/35 | 35/36 | 36/37 | 37/38 | 38/39
1 | 1 | 1 | 1 | 1 | 1 | 1 | 1 | 1 | 1 | 0% | 0% | 0% | 0% | 0% | 0% | 0% | 0% | 0% | 0% | 0% | 0% | 0% | 0% | 0% | 0% | 0% | 0% | 0% | 0% | 0% | 0% | 0% | 0% | 0%
Substation Load Detail
[7 empty] | Units | 13/14 |  | 14/15 | 15/16 | 16/17 | 17/18 | 18/19 | 19/20 | 20/21 | 21/22 | 22/23 | 23/24 | 24/25 | 25/26 | 26/27 | 27/28 | 28/29 | 29/30 | 30/31 | 31/32 | 32/33 | 33/34 | 34/35 | 35/36 | 36/37 | 37/38 | 38/39
1 | Customer93 | Compensated |  | Load (LV side) |  |  | Amps | 0 |  | 0 | 0 | 0 | 0 | 0 | 0 | 0 | 0 | 0 | 0 | 0 | 0 | 0 | 0 | 0 | 0 | 0 | 0 | 0 | 0 | 0 | 0 | 0 | 0 | 0
|  |  |  | Apparent Power |  |  | MVA | 0 |  | 0 | 0 | 0 | 0 | 0 | 0 | 0 | 0 | 0 | 0 | 0 | 0 | 0 | 0 | 0 | 0 | 0 | 0 | 0 | 0 | 0 | 0 | 0 | 0 | 0
|  |  |  | Real Power |  |  | MW | 0 |  | 0 | 0 | 0 | 0 | 0 | 0 | 0 | 0 | 0 | 0 | 0 | 0 | 0 | 0 | 0 | 0 | 0 | 0 | 0 | 0 | 0 | 0 | 0 | 0 | 0
|  |  |  | Reactive Power |  |  | MVAr | 0 |  | 0 | 0 | 0 | 0 | 0 | 0 | 0 | 0 | 0 | 0 | 0 | 0 | 0 | 0 | 0 | 0 | 0 | 0 | 0 | 0 | 0 | 0 | 0 | 0 | 0
|  |  |  | Capacitors In Service |  |  | MVAr | 0 |  | 0 | 0 | 0 | 0 | 0 | 0 | 0 | 0 | 0 | 0 | 0 | 0 | 0 | 0 | 0 | 0 | 0 | 0 | 0 | 0 | 0 | 0 | 0 | 0 | 0
|  |  |  | PF |  |  |  | 0 |  | 0 | 0 | 0 | 0 | 0 | 0 | 0 | 0 | 0 | 0 | 0 | 0 | 0 | 0 | 0 | 0 | 0 | 0 | 0 | 0 | 0 | 0 | 0 | 0 | 0
| #VALUE! | Uncompensated |  | Reactive Power |  |  | MVAr | 0 |  | 0 | 0 | 0 | 0 | 0 | 0 | 0 | 0 | 0 | 0 | 0 | 0 | 0 | 0 | 0 | 0 | 0 | 0 | 0 | 0 | 0 | 0 | 0 | 0 | 0
|  |  |  | PF |  |  |  | 0 |  | 0 | 0 | 0 | 0 | 0 | 0 | 0 | 0 | 0 | 0 | 0 | 0 | 0 | 0 | 0 | 0 | 0 | 0 | 0 | 0 | 0 | 0 | 0 | 0 | 0
[10 empty] | 1 | 2 | 3 | 4 | 5 | 6 | 7 | 8 | 9 | 10 | 11 | 12 | 13 | 14 | 15 | 16 | 17 | 18 | 19 | 20 | 21 | 22 | 23 | 24 | 25
Transformer Load Detail
[7 empty] | Units | 13/14 |  | 14/15 | 15/16 | 16/17 | 17/18 | 18/19 | 19/20 | 20/21 | 21/22 | 22/23 | 23/24 | 24/25 | 25/26 | 26/27 | 27/28 | 28/29 | 29/30 | 30/31 | 31/32 | 32/33 | 33/34 | 34/35 | 35/36 | 36/37 | 37/38 | 38/39
| 0 | Compensated |  | Load (LV side) |  |  | Amps
|  |  |  | Apparent Power |  |  | MVA
|  |  |  | Real Power |  |  | MW
|  |  |  | Reactive Power |  |  | MVAr
|  |  |  | Capacitors In Service |  |  | MVAr
PF
| Zone Div: | Uncompensated |  | Reactive Power |  |  | MVAr
PF
| 0 | Compensated |  | Load (LV side) |  |  | Amps
|  |  |  | Apparent Power |  |  | MVA
|  |  |  | Real Power |  |  | MW
|  |  |  | Reactive Power |  |  | MVAr
|  |  |  | Capacitors In Service |  |  | MVAr
PF
| Zone Div: | Uncompensated |  | Reactive Power |  |  | MVAr
PF
| 0 | Compensated |  | Load (LV side) |  |  | Amps
|  |  |  | Apparent Power |  |  | MVA
|  |  |  | Real Power |  |  | MW
|  |  |  | Reactive Power |  |  | MVAr
|  |  |  | Capacitors In Service |  |  | MVAr
PF
| Zone Div: | Uncompensated |  | Reactive Power |  |  | MVAr
PF
| 0 | Compensated |  | Load (LV side) |  |  | Amps
|  |  |  | Apparent Power |  |  | MVA
|  |  |  | Real Power |  |  | MW
|  |  |  | Reactive Power |  |  | MVAr
|  |  |  | Capacitors In Service |  |  | MVAr
PF
| Zone Div: | Uncompensated |  | Reactive Power |  |  | MVAr
PF
| 0 | Compensated |  | Load (LV side) |  |  | Amps
|  |  |  | Apparent Power |  |  | MVA
|  |  |  | Real Power |  |  | MW
|  |  |  | Reactive Power |  |  | MVAr
|  |  |  | Capacitors In Service |  |  | MVAr
PF
| Zone Div: | Uncompensated |  | Reactive Power |  |  | MVAr
PF
| 0 | Compensated |  | Load (LV side) |  |  | Amps
|  |  |  | Apparent Power |  |  | MVA
|  |  |  | Real Power |  |  | MW
|  |  |  | Reactive Power |  |  | MVAr
|  |  |  | Capacitors In Service |  |  | MVAr
PF
| Zone Div: | Uncompensated |  | Reactive Power |  |  | MVAr
PF
| 0 | Compensated |  | Load (LV side) |  |  | Amps
|  |  |  | Apparent Power |  |  | MVA
|  |  |  | Real Power |  |  | MW
|  |  |  | Reactive Power |  |  | MVAr
|  |  |  | Capacitors In Service |  |  | MVAr
PF
| Zone Div: | Uncompensated |  | Reactive Power |  |  | MVAr
PF
| 0 | Compensated |  | Load (LV side) |  |  | Amps
|  |  |  | Apparent Power |  |  | MVA
|  |  |  | Real Power |  |  | MW
|  |  |  | Reactive Power |  |  | MVAr
|  |  |  | Capacitors In Service |  |  | MVAr
PF
| Zone Div: | Uncompensated |  | Reactive Power |  |  | MVAr
PF
| 0 | Compensated |  | Load (LV side) |  |  | Amps
|  |  |  | Apparent Power |  |  | MVA
|  |  |  | Real Power |  |  | MW
|  |  |  | Reactive Power |  |  | MVAr
|  |  |  | Capacitors In Service |  |  | MVAr
PF
| Zone Div: | Uncompensated |  | Reactive Power |  |  | MVAr
PF
| 0 | Compensated |  | Load (LV side) |  |  | Amps
|  |  |  | Apparent Power |  |  | MVA
|  |  |  | Real Power |  |  | MW
|  |  |  | Reactive Power |  |  | MVAr
|  |  |  | Capacitors In Service |  |  | MVAr
PF
| Zone Div: | Uncompensated |  | Reactive Power |  |  | MVAr
PF

## St Ives 33_11kV
| St Ives 33_11kV | [16 empty] | 2015 | SUMMER
| Substation Total Loads | [33 empty] | Spots & Transfers Detail
| Historical Loads | (11kV Amps) | [7 empty] | Weather Corrected Forecast Loads |  |  |  | (11kV Amps) | [20 empty] | Spots & Transfers Summary | (11kV Amps) |  | Historical Spots & Transfers | [6 empty] | Forecast Spots & Transfers
|  | 07/08 | 08/09 | 09/10 | 10/11 | 11/12 | 12/13 | 13/14 |  | 14/15 | 15/16 | 16/17 | 17/18 | 18/19 | 19/20 | 20/21 | 21/22 | 22/23 | 23/24 | 24/25 | 25/26 | 26/27 | 27/28 | 28/29 | 29/30 | 30/31 | 31/32 | 32/33 | 33/34 | 34/35 | 35/36 | 36/37 | 37/38 | 38/39 |  |  |  | 07/08 | 08/09 | 09/10 | 10/11 | 11/12 | 12/13 | 13/14 | 14/15 | 15/16 | 16/17 | 17/18 | 18/19 | 19/20 | 20/21 | 21/22 | 22/23 | 23/24 | 24/25 | 25/26 | 26/27 | 27/28 | 28/29 | 29/30 | 30/31 | 31/32 | 32/33 | 33/34 | 34/35 | 35/36 | 36/37 | 37/38 | 38/39
| Total | 2185 | 2695 | 2670 | 2984 | 2049 | 2489 | 2021 |  | 2004.149 | 1902.864 | 1848.461 | 1834.795 | 1841.144 | 1851.441 | 1876.033 | 1901.727 | 1924.602 | 1949.374 | 1974.068 | 2003.521 | 2033.671 | 2065.723 | 2099.438 | 2133.288 | 2167.741 | 2203.094 | 2239.362 | 2276.556 | 2314.691 | 2353.781 | 2393.84 | 2434.883 | 2476.923 |  |  | Total | 0 | 0 | 0 | -1.9966 | -0.012072 | -38.0068 | -1.6339 | -3.1752 | -1.078 | 9.0261 | 17.1412 | 6.3492 | 10.2968 | 24.5926 | 25.6938 | 22.8743 | 24.7728 | 24.694 | 29.453 | 30.1496 | 32.0525 | 33.7142 | 33.85 | 34.4533 | 35.3535 | 36.2671 | 37.1943 | 38.1352 | 39.0901 | 40.0591 | 41.0425 | 42.0404
| Firm Rating | 0 | 0 | 0 | 0 | 0 | 0 | 3064 |  | 3064 | 3064 | 3064 | 3064 | 3064 | 3064 | 3064 | 3064 | 3064 | 3064 | 3064 | 3064 | 3064 | 3064 | 3064 | 3064 | 3064 | 3064 | 3064 | 3064 | 3064 | 3064 | 3064 | 3064 | 3064
| Total Capacity | 0 | 0 | 0 | 0 | 0 | 0 | 4800 |  | 4800 | 4800 | 4800 | 4800 | 4800 | 4800 | 4800 | 4800 | 4800 | 4800 | 4800 | 4800 | 4800 | 4800 | 4800 | 4800 | 4800 | 4800 | 4800 | 4800 | 4800 | 4800 | 4800 | 4800 | 4800 |  |  | St Ives 33_11kV Tx1 | 0 | 0 | 0 | -1.0938 | -0.0066133 | -176.0037 | -0.8951 | -0.095966 | -0.59055 | 4.9448 | 9.3905 | 3.4783 | 5.6409 | 13.4726 | 14.0759 | 12.5313 | 13.5713 | 13.5281 | 16.1352 | 16.5169 | 17.5593 | 18.4697 | 18.5441 | 18.8746 | 19.3677 | 19.8682 | 20.3762 | 20.8916 | 21.4147 | 21.9456 | 22.4843 | 23.031
|  | -7 | -6 | -5 | -4 | -3 | -2 | -1 |  | 0 | 1 | 2 | 3 | 4 | 5 | 6 | 7 | 8 | 9 | 10 | 11 | 12 | 13 | 14 | 15 | 16 | 17 | 18 | 19 | 20 | 21 | 22 | 23 | 24 |  |  | St Ives 33_11kV Tx2 | 0 | 0 | 0 | 0 | 0 | 0 | 0 | 0 | 0 | 0 | 0 | 0 | 0 | 0 | 0 | 0 | 0 | 0 | 0 | 0 | 0 | 0 | 0 | 0 | 0 | 0 | 0 | 0 | 0 | 0 | 0 | 0
| Transformer Loads | [35 empty] | St Ives 33_11kV Tx3 | 0 | 0 | 0 | -0.90279 | -0.0054585 | 137.9969 | -0.7388 | -3.0792 | -0.48743 | 4.0813 | 7.7508 | 2.8709 | 4.6559 | 11.12 | 11.618 | 10.3431 | 11.2015 | 11.1659 | 13.3177 | 13.6327 | 14.4932 | 15.2445 | 15.3059 | 15.5787 | 15.9858 | 16.3989 | 16.8181 | 17.2436 | 17.6754 | 18.1135 | 18.5582 | 19.0094
| Historical Loads | (11kV Amps) | [7 empty] | Weather Corrected Forecast Loads |  |  |  | (11kV Amps) | [23 empty] | 0 | 0 | 0 | 0 | 0 | 0 | 0 | 0 | 0 | 0 | 0 | 0 | 0 | 0 | 0 | 0 | 0 | 0 | 0 | 0 | 0 | 0 | 0 | 0 | 0 | 0 | 0 | 0 | 0 | 0 | 0 | 0
|  | 07/08 | 08/09 | 09/10 | 10/11 | 11/12 | 12/13 | 13/14 |  | 14/15 | 15/16 | 16/17 | 17/18 | 18/19 | 19/20 | 20/21 | 21/22 | 22/23 | 23/24 | 24/25 | 25/26 | 26/27 | 27/28 | 28/29 | 29/30 | 30/31 | 31/32 | 32/33 | 33/34 | 34/35 | 35/36 | 36/37 | 37/38 | 38/39 |  |  |  | 0 | 0 | 0 | 0 | 0 | 0 | 0 | 0 | 0 | 0 | 0 | 0 | 0 | 0 | 0 | 0 | 0 | 0 | 0 | 0 | 0 | 0 | 0 | 0 | 0 | 0 | 0 | 0 | 0 | 0 | 0 | 0
| 0 | [36 empty] | 0 | 0 | 0 | 0 | 0 | 0 | 0 | 0 | 0 | 0 | 0 | 0 | 0 | 0 | 0 | 0 | 0 | 0 | 0 | 0 | 0 | 0 | 0 | 0 | 0 | 0 | 0 | 0 | 0 | 0 | 0 | 0
| Diversity Factor: 0 | [36 empty] | 0 | 0 | 0 | 0 | 0 | 0 | 0 | 0 | 0 | 0 | 0 | 0 | 0 | 0 | 0 | 0 | 0 | 0 | 0 | 0 | 0 | 0 | 0 | 0 | 0 | 0 | 0 | 0 | 0 | 0 | 0 | 0
[38 empty] | 0 | 0 | 0 | 0 | 0 | 0 | 0 | 0 | 0 | 0 | 0 | 0 | 0 | 0 | 0 | 0 | 0 | 0 | 0 | 0 | 0 | 0 | 0 | 0 | 0 | 0 | 0 | 0 | 0 | 0 | 0 | 0
[38 empty] | 0 | 0 | 0 | 0 | 0 | 0 | 0 | 0 | 0 | 0 | 0 | 0 | 0 | 0 | 0 | 0 | 0 | 0 | 0 | 0 | 0 | 0 | 0 | 0 | 0 | 0 | 0 | 0 | 0 | 0 | 0 | 0
| 0 | [36 empty] | 0 | 0 | 0 | 0 | 0 | 0 | 0 | 0 | 0 | 0 | 0 | 0 | 0 | 0 | 0 | 0 | 0 | 0 | 0 | 0 | 0 | 0 | 0 | 0 | 0 | 0 | 0 | 0 | 0 | 0 | 0 | 0
Diversity Factor: 0
[38 empty] | Historical Spots & Transfers | [6 empty] | Forecast Spots & Transfers
[35 empty] | Project Name | From | To | 07/08 | 08/09 | 09/10 | 10/11 | 11/12 | 12/13 | 13/14 | 14/15 | 15/16 | 16/17 | 17/18 | 18/19 | 19/20 | 20/21 | 21/22 | 22/23 | 23/24 | 24/25 | 25/26 | 26/27 | 27/28 | 28/29 | 29/30 | 30/31 | 31/32 | 32/33 | 33/34 | 34/35 | 35/36 | 36/37 | 37/38 | 38/39
| 0 | [33 empty] | Broad based demand management |  | St Ives 33_11kV Tx1 | 0 | 0 | 0 | 0 | 0 | 0 | 0 | -0.034687 | -0.069375 | -0.10406 | -0.62437 | -6.4571 | 0 | 0 | 0 | 0 | 0 | 0 | 0 | 0 | 0 | 0 | 0 | 0 | 0 | 0 | 0 | 0 | 0 | 0 | 0 | 0
| Diversity Factor: 0 | [33 empty] | Broad based demand management |  | St Ives 33_11kV Tx2 | 0 | 0 | 0 | 0 | 0 | 0 | 0 | 0 | 0 | 0 | 0 | 0 | 0 | 0 | 0 | 0 | 0 | 0 | 0 | 0 | 0 | 0 | 0 | 0 | 0 | 0 | 0 | 0 | 0 | 0 | 0 | 0
[35 empty] | Broad based demand management |  | St Ives 33_11kV Tx3 | 0 | 0 | 0 | 0 | 0 | 0 | 0 | -0.02863 | -0.057261 | -0.085891 | -0.51535 | -5.3296 | 0 | 0 | 0 | 0 | 0 | 0 | 0 | 0 | 0 | 0 | 0 | 0 | 0 | 0 | 0 | 0 | 0 | 0 | 0 | 0
[35 empty] | DNP_ID: 6213. New Feeder to Mt William St, Gordon | St Ives 33_11kV Tx3 | Pymble 33_11kV Tx2 | 0 | 0 | 0 | 0 | 0 | 0 | 0 | 17 | 0 | 0 | 0 | 0 | 0 | 0 | 0 | 0 | 0 | 0 | 0 | 0 | 0 | 0 | 0 | 0 | 0 | 0 | 0 | 0 | 0 | 0 | 0 | 0
| 0 | [33 empty] | DNP_ID: 6818. Change in Open Points To Relieve St Ives Zone Transformer No.1 | St Ives 33_11kV Tx1 | St Ives 33_11kV Tx3 | 0 | 0 | 0 | 0 | 0 | 116 | 0 | 0 | 0 | 0 | 0 | 0 | 0 | 0 | 0 | 0 | 0 | 0 | 0 | 0 | 0 | 0 | 0 | 0 | 0 | 0 | 0 | 0 | 0 | 0 | 0 | 0
| Diversity Factor: 0 | [33 empty] | DNP_ID: 7125. Transfer 1MVA from St Ives Zone to Transformer No. 2 at Turramurra Zone | St Ives 33_11kV Tx1 | Turramurra 33_11kV Tx2 | 0 | 0 | 0 | 0 | 0 | 60 | 0 | 0 | 0 | 0 | 0 | 0 | 0 | 0 | 0 | 0 | 0 | 0 | 0 | 0 | 0 | 0 | 0 | 0 | 0 | 0 | 0 | 0 | 0 | 0 | 0 | 0
[35 empty] | HVCON_ID: 2011755. Establishment of S.61495 Culworth Powell, 36-40a Culworth Ave, Killara | Pymble 33_11kV Tx2 | St Ives 33_11kV Tx3 | 0 | 0 | 0 | 0 | 0 | 22 | 0 | 14 | 0 | 0 | 0 | 0 | 0 | 0 | 0 | 0 | 0 | 0 | 0 | 0 | 0 | 0 | 0 | 0 | 0 | 0 | 0 | 0 | 0 | 0 | 0 | 0
[35 empty] | Econometric |  | St Ives 33_11kV Tx1 | 0 | 0 | 0 | 0 | 0 | 0 | 0 | 0 | 0 | 11.7044 | 21.0741 | 27.0718 | 24.5663 | 26.2406 | 25.7035 | 25.1308 | 25.5688 | 26.0133 | 26.4645 | 26.9225 | 27.3873 | 27.8591 | 28.3378 | 28.8238 | 29.3169 | 29.8174 | 30.3254 | 30.8408 | 31.364 | 31.8948 | 32.4335 | 32.9802
| 0 | [33 empty] | Econometric |  | St Ives 33_11kV Tx2 | 0 | 0 | 0 | 0 | 0 | 0 | 0 | 0 | 0 | 0 | 0 | 0 | 0 | 0 | 0 | 0 | 0 | 0 | 0 | 0 | 0 | 0 | 0 | 0 | 0 | 0 | 0 | 0 | 0 | 0 | 0 | 0
| Diversity Factor: 0 | [33 empty] | Econometric |  | St Ives 33_11kV Tx3 | 0 | 0 | 0 | 0 | 0 | 0 | 0 | 0 | 0 | 9.6606 | 17.3942 | 22.3446 | 20.2766 | 21.6585 | 21.2152 | 20.7425 | 21.104 | 21.4709 | 21.8434 | 22.2214 | 22.605 | 22.9944 | 23.3896 | 23.7906 | 24.1977 | 24.6108 | 25.03 | 25.4555 | 25.8873 | 26.3254 | 26.7701 | 27.2213
[35 empty] | Energy Efficiency |  | St Ives 33_11kV Tx1 | 0 | 0 | 0 | 0 | 0 | 0 | 0 | 0.33078 | -0.081427 | -6.1589 | -10.5142 | -16.5531 | -18.3109 | -12.1247 | -11.0056 | -11.9676 | -11.5139 | -11.906 | -9.7501 | -9.8264 | -9.2488 | -8.8102 | -9.2146 | -9.37 | -9.37 | -9.37 | -9.37 | -9.37 | -9.37 | -9.37 | -9.37 | -9.37
[35 empty] | Energy Efficiency |  | St Ives 33_11kV Tx2 | 0 | 0 | 0 | 0 | 0 | 0 | 0 | 0 | 0 | 0 | 0 | 0 | 0 | 0 | 0 | 0 | 0 | 0 | 0 | 0 | 0 | 0 | 0 | 0 | 0 | 0 | 0 | 0 | 0 | 0 | 0 | 0
| 0 | [33 empty] | Energy Efficiency |  | St Ives 33_11kV Tx3 | 0 | 0 | 0 | 0 | 0 | 0 | 0 | 0.27302 | -0.067209 | -5.0834 | -8.6783 | -13.6627 | -15.1135 | -10.0075 | -9.0838 | -9.8778 | -9.5034 | -9.827 | -8.0476 | -8.1106 | -7.6338 | -7.2718 | -7.6056 | -7.7338 | -7.7338 | -7.7338 | -7.7338 | -7.7338 | -7.7338 | -7.7338 | -7.7338 | -7.7338
| Diversity Factor: 0 | [33 empty] | Solar PV |  | St Ives 33_11kV Tx1 | 0 | 0 | 0 | -1.0938 | -0.0066133 | -0.003738 | -0.8951 | -0.39206 | -0.43975 | -0.49665 | -0.54496 | -0.58324 | -0.61444 | -0.6433 | -0.62209 | -0.63197 | -0.48355 | -0.5792 | -0.5792 | -0.5792 | -0.5792 | -0.5792 | -0.5792 | -0.5792 | -0.5792 | -0.5792 | -0.5792 | -0.5792 | -0.5792 | -0.5792 | -0.5792 | -0.5792
[35 empty] | Solar PV |  | St Ives 33_11kV Tx2 | 0 | 0 | 0 | 0 | 0 | 0 | 0 | 0 | 0 | 0 | 0 | 0 | 0 | 0 | 0 | 0 | 0 | 0 | 0 | 0 | 0 | 0 | 0 | 0 | 0 | 0 | 0 | 0 | 0 | 0 | 0 | 0
[35 empty] | Solar PV |  | St Ives 33_11kV Tx3 | 0 | 0 | 0 | -0.90279 | -0.0054585 | -0.0030853 | -0.7388 | -0.3236 | -0.36296 | -0.40993 | -0.4498 | -0.48139 | -0.50715 | -0.53097 | -0.51346 | -0.52162 | -0.39912 | -0.47806 | -0.47806 | -0.47806 | -0.47806 | -0.47806 | -0.47806 | -0.47806 | -0.47806 | -0.47806 | -0.47806 | -0.47806 | -0.47806 | -0.47806 | -0.47806 | -0.47806
0
Diversity Factor: 0
0
Diversity Factor: 0
0
Diversity Factor: 0
0
Diversity Factor: 0
| Weather Correction and Public Holiday Factors | [8 empty] | Forecast ROG
ROG Justification
| Actual loads for season 13/14 have been weather corrected by the following: | [6 empty] | 1.431% |  | Rog Capped +/-5% | [59 empty] | Rog Capped +/-5%
1 | 2 | 3 | 4 | 5 | 6 | 7 | 8 | 9 | 10 | 14/15 | 15/16 | 16/17 | 17/18 | 18/19 | 19/20 | 20/21 | 21/22 | 22/23 | 23/24 | 24/25 | 25/26 | 26/27 | 27/28 | 28/29 | 29/30 | 30/31 | 31/32 | 32/33 | 33/34 | 34/35 | 35/36 | 36/37 | 37/38 | 38/39
0.95 | 0.9025 | 0.87242 | 0.85789 | 0.85789 | 0.85789 | 0.85789 | 0.85789 | 0.85789 | 0.85789 | -5% | -5% | -3.333% | -1.666% | 0% | 0% | 0% | 0% | 0% | 0% | 0% | 0% | 0% | 0% | 0% | 0% | 0% | 0% | 0% | 0% | 0% | 0% | 0% | 0% | 0%
Substation Load Detail
[7 empty] | Units | 13/14 |  | 14/15 | 15/16 | 16/17 | 17/18 | 18/19 | 19/20 | 20/21 | 21/22 | 22/23 | 23/24 | 24/25 | 25/26 | 26/27 | 27/28 | 28/29 | 29/30 | 30/31 | 31/32 | 32/33 | 33/34 | 34/35 | 35/36 | 36/37 | 37/38 | 38/39
1 | St Ives 33_11kV | Compensated |  | Load (LV side) |  |  | Amps | 2021 | 2113 | 2004.149 | 1902.864 | 1848.461 | 1834.795 | 1841.144 | 1851.441 | 1876.033 | 1901.727 | 1924.602 | 1949.374 | 1974.068 | 2003.521 | 2033.671 | 2065.723 | 2099.438 | 2133.288 | 2167.741 | 2203.094 | 2239.362 | 2276.556 | 2314.691 | 2353.781 | 2393.84 | 2434.883 | 2476.923
|  |  |  | Apparent Power |  |  | MVA | 38.5052 |  | 38.1842 | 36.2544 | 35.2179 | 34.9575 | 35.0785 | 35.2747 | 35.7432 | 36.2328 | 36.6686 | 37.1406 | 37.6111 | 38.1722 | 38.7466 | 39.3573 | 39.9997 | 40.6446 | 41.301 | 41.9746 | 42.6656 | 43.3742 | 44.1008 | 44.8456 | 45.6088 | 46.3907 | 47.1917
|  |  |  | Real Power |  |  | MW | 34.4449 | 36.0129 | 34.1648 | 32.4382 | 31.5108 | 31.2778 | 31.386 | 31.5616 | 31.9808 | 32.4188 | 32.8087 | 33.231 | 33.652 | 34.1541 | 34.6681 | 35.2144 | 35.7892 | 36.3662 | 36.9535 | 37.5562 | 38.1745 | 38.8085 | 39.4586 | 40.125 | 40.8079 | 41.5075 | 42.2242
|  |  |  | Reactive Power |  |  | MVAr | 17.2106 |  | 17.0528 | 16.191 | 15.7281 | 15.6118 | 15.6658 | 15.7534 | 15.9627 | 16.1813 | 16.3759 | 16.5867 | 16.7968 | 17.0475 | 17.304 | 17.5767 | 17.8636 | 18.1516 | 18.4448 | 18.7456 | 19.0542 | 19.3706 | 19.6951 | 20.0277 | 20.3686 | 20.7178 | 21.0755
|  |  |  | Capacitors In Service |  |  | MVAr | 0 |  | 0 | 0 | 0 | 0 | 0 | 0 | 0 | 0 | 0 | 0 | 0 | 0 | 0 | 0 | 0 | 0 | 0 | 0 | 0 | 0 | 0 | 0 | 0 | 0 | 0
|  |  |  | PF |  |  |  | 0.89455 |  | 0.89474 | 0.89474 | 0.89474 | 0.89474 | 0.89474 | 0.89474 | 0.89474 | 0.89474 | 0.89474 | 0.89474 | 0.89474 | 0.89474 | 0.89474 | 0.89474 | 0.89474 | 0.89474 | 0.89474 | 0.89474 | 0.89474 | 0.89474 | 0.89474 | 0.89474 | 0.89474 | 0.89474 | 0.89474
0.97962 | Diversity Factor: 0.98 | Uncompensated |  | Reactive Power |  |  | MVAr | 17.2106 | 17.994 | 17.0528 | 16.191 | 15.7281 | 15.6118 | 15.6658 | 15.7534 | 15.9627 | 16.1813 | 16.3759 | 16.5867 | 16.7968 | 17.0475 | 17.304 | 17.5767 | 17.8636 | 18.1516 | 18.4448 | 18.7456 | 19.0542 | 19.3706 | 19.6951 | 20.0277 | 20.3686 | 20.7178 | 21.0755
|  |  |  | PF |  |  |  | 0.89455 |  | 0.89474 | 0.89474 | 0.89474 | 0.89474 | 0.89474 | 0.89474 | 0.89474 | 0.89474 | 0.89474 | 0.89474 | 0.89474 | 0.89474 | 0.89474 | 0.89474 | 0.89474 | 0.89474 | 0.89474 | 0.89474 | 0.89474 | 0.89474 | 0.89474 | 0.89474 | 0.89474 | 0.89474 | 0.89474
[10 empty] | 1 | 2 | 3 | 4 | 5 | 6 | 7 | 8 | 9 | 10 | 11 | 12 | 13 | 14 | 15 | 16 | 17 | 18 | 19 | 20 | 21 | 22 | 23 | 24 | 25
Transformer Load Detail
[7 empty] | Units | 13/14 |  | 14/15 | 15/16 | 16/17 | 17/18 | 18/19 | 19/20 | 20/21 | 21/22 | 22/23 | 23/24 | 24/25 | 25/26 | 26/27 | 27/28 | 28/29 | 29/30 | 30/31 | 31/32 | 32/33 | 33/34 | 34/35 | 35/36 | 36/37 | 37/38 | 38/39
| 0 | Compensated |  | Load (LV side) |  |  | Amps
|  |  |  | Apparent Power |  |  | MVA
|  |  |  | Real Power |  |  | MW
|  |  |  | Reactive Power |  |  | MVAr
|  |  |  | Capacitors In Service |  |  | MVAr
PF
| Zone Div: | Uncompensated |  | Reactive Power |  |  | MVAr
PF
| 0 | Compensated |  | Load (LV side) |  |  | Amps
|  |  |  | Apparent Power |  |  | MVA
|  |  |  | Real Power |  |  | MW
|  |  |  | Reactive Power |  |  | MVAr
|  |  |  | Capacitors In Service |  |  | MVAr
PF
| Zone Div: | Uncompensated |  | Reactive Power |  |  | MVAr
PF
| 0 | Compensated |  | Load (LV side) |  |  | Amps
|  |  |  | Apparent Power |  |  | MVA
|  |  |  | Real Power |  |  | MW
|  |  |  | Reactive Power |  |  | MVAr
|  |  |  | Capacitors In Service |  |  | MVAr
PF
| Zone Div: | Uncompensated |  | Reactive Power |  |  | MVAr
PF
| 0 | Compensated |  | Load (LV side) |  |  | Amps
|  |  |  | Apparent Power |  |  | MVA
|  |  |  | Real Power |  |  | MW
|  |  |  | Reactive Power |  |  | MVAr
|  |  |  | Capacitors In Service |  |  | MVAr
PF
| Zone Div: | Uncompensated |  | Reactive Power |  |  | MVAr
PF
| 0 | Compensated |  | Load (LV side) |  |  | Amps
|  |  |  | Apparent Power |  |  | MVA
|  |  |  | Real Power |  |  | MW
|  |  |  | Reactive Power |  |  | MVAr
|  |  |  | Capacitors In Service |  |  | MVAr
PF
| Zone Div: | Uncompensated |  | Reactive Power |  |  | MVAr
PF
| 0 | Compensated |  | Load (LV side) |  |  | Amps
|  |  |  | Apparent Power |  |  | MVA
|  |  |  | Real Power |  |  | MW
|  |  |  | Reactive Power |  |  | MVAr
|  |  |  | Capacitors In Service |  |  | MVAr
PF
| Zone Div: | Uncompensated |  | Reactive Power |  |  | MVAr
PF
| 0 | Compensated |  | Load (LV side) |  |  | Amps
|  |  |  | Apparent Power |  |  | MVA
|  |  |  | Real Power |  |  | MW
|  |  |  | Reactive Power |  |  | MVAr
|  |  |  | Capacitors In Service |  |  | MVAr
PF
| Zone Div: | Uncompensated |  | Reactive Power |  |  | MVAr
PF
| 0 | Compensated |  | Load (LV side) |  |  | Amps
|  |  |  | Apparent Power |  |  | MVA
|  |  |  | Real Power |  |  | MW
|  |  |  | Reactive Power |  |  | MVAr
|  |  |  | Capacitors In Service |  |  | MVAr
PF
| Zone Div: | Uncompensated |  | Reactive Power |  |  | MVAr
PF
| 0 | Compensated |  | Load (LV side) |  |  | Amps
|  |  |  | Apparent Power |  |  | MVA
|  |  |  | Real Power |  |  | MW
|  |  |  | Reactive Power |  |  | MVAr
|  |  |  | Capacitors In Service |  |  | MVAr
PF
| Zone Div: | Uncompensated |  | Reactive Power |  |  | MVAr
PF
| 0 | Compensated |  | Load (LV side) |  |  | Amps
|  |  |  | Apparent Power |  |  | MVA
|  |  |  | Real Power |  |  | MW
|  |  |  | Reactive Power |  |  | MVAr
|  |  |  | Capacitors In Service |  |  | MVAr
PF
| Zone Div: | Uncompensated |  | Reactive Power |  |  | MVAr
PF

## Turramurra 33_11kV
| Turramurra 33_11kV | [16 empty] | 2015 | SUMMER
| Substation Total Loads | [33 empty] | Spots & Transfers Detail
| Historical Loads | (11kV Amps) | [7 empty] | Weather Corrected Forecast Loads |  |  |  | (11kV Amps) | [20 empty] | Spots & Transfers Summary | (11kV Amps) |  | Historical Spots & Transfers | [6 empty] | Forecast Spots & Transfers
|  | 07/08 | 08/09 | 09/10 | 10/11 | 11/12 | 12/13 | 13/14 |  | 14/15 | 15/16 | 16/17 | 17/18 | 18/19 | 19/20 | 20/21 | 21/22 | 22/23 | 23/24 | 24/25 | 25/26 | 26/27 | 27/28 | 28/29 | 29/30 | 30/31 | 31/32 | 32/33 | 33/34 | 34/35 | 35/36 | 36/37 | 37/38 | 38/39 |  |  |  | 07/08 | 08/09 | 09/10 | 10/11 | 11/12 | 12/13 | 13/14 | 14/15 | 15/16 | 16/17 | 17/18 | 18/19 | 19/20 | 20/21 | 21/22 | 22/23 | 23/24 | 24/25 | 25/26 | 26/27 | 27/28 | 28/29 | 29/30 | 30/31 | 31/32 | 32/33 | 33/34 | 34/35 | 35/36 | 36/37 | 37/38 | 38/39
| Total | 1486 | 1697 | 1709 | 1931 | 1366 | 1791 | 1516.2 |  | 1700.553 | 1632.976 | 1596.76 | 1588.982 | 1595.479 | 1603.495 | 1623.23 | 1644.744 | 1663.987 | 1684.391 | 1704.171 | 1727.979 | 1752.222 | 1778.387 | 1805.998 | 1833.603 | 1861.439 | 1889.947 | 1919.138 | 1949.021 | 1979.606 | 2010.903 | 2042.924 | 2075.678 | 2109.176 |  |  | Total | -192.6 | 26 | 0 | -0.0083978 | -0.032017 | 59.9811 | -15.0037 | 224.1941 | -0.70047 | 6.5969 | 13.1542 | 6.4969 | 8.0159 | 19.7343 | 21.5148 | 19.2427 | 20.4039 | 19.7796 | 23.8081 | 24.2437 | 26.1641 | 27.6113 | 27.6052 | 27.8361 | 28.5083 | 29.1905 | 29.8826 | 30.5849 | 31.2975 | 32.0205 | 32.7541 | 33.4984
| Firm Rating | 0 | 0 | 0 | 0 | 0 | 0 | 2274 |  | 2274 | 2274 | 2274 | 2274 | 2274 | 2274 | 2274 | 2274 | 2274 | 2274 | 2274 | 2274 | 2274 | 2274 | 2274 | 2274 | 2274 | 2274 | 2274 | 2274 | 2274 | 2274 | 2274 | 2274 | 2274
| Total Capacity | 0 | 0 | 0 | 0 | 0 | 0 | 3468 |  | 3468 | 3468 | 3468 | 3468 | 3468 | 3468 | 3468 | 3468 | 3468 | 3468 | 3468 | 3468 | 3468 | 3468 | 3468 | 3468 | 3468 | 3468 | 3468 | 3468 | 3468 | 3468 | 3468 | 3468 | 3468 |  |  | Turramurra 33_11kV Tx1 | 0 | 0 | 0 | 0 | 0 | -311 | 0 | 0 | 0 | 0 | 0 | 0 | 0 | 0 | 0 | 0 | 0 | 0 | 0 | 0 | 0 | 0 | 0 | 0 | 0 | 0 | 0 | 0 | 0 | 0 | 0 | 0
|  | -7 | -6 | -5 | -4 | -3 | -2 | -1 |  | 0 | 1 | 2 | 3 | 4 | 5 | 6 | 7 | 8 | 9 | 10 | 11 | 12 | 13 | 14 | 15 | 16 | 17 | 18 | 19 | 20 | 21 | 22 | 23 | 24 |  |  | Turramurra 33_11kV Tx2 | 152 | 0 | 0 | -0.0045361 | -0.017294 | 400.9898 | -45.002 | 82.5107 | -0.37836 | 3.5633 | 7.1052 | 3.5093 | 4.3298 | 10.6595 | 11.6213 | 10.3939 | 11.0212 | 10.684 | 12.86 | 13.0953 | 14.1326 | 14.9143 | 14.9109 | 15.0357 | 15.3988 | 15.7673 | 16.1411 | 16.5205 | 16.9054 | 17.2959 | 17.6922 | 18.0942
| Transformer Loads | [35 empty] | Turramurra 33_11kV Tx3 | -344.6 | 26 | 0 | -0.0038617 | -0.014723 | -30.0087 | 29.9983 | 141.6834 | -0.32211 | 3.0336 | 6.0489 | 2.9876 | 3.6861 | 9.0748 | 9.8936 | 8.8487 | 9.3827 | 9.0957 | 10.9481 | 11.1485 | 12.0316 | 12.6971 | 12.6942 | 12.8004 | 13.1095 | 13.4232 | 13.7415 | 14.0645 | 14.3922 | 14.7246 | 15.062 | 15.4042
| Historical Loads | (11kV Amps) | [7 empty] | 0: Weather Corrected Forecast Loads; 4: (11kV Amps) |  |  |  | 0 | 0 | 0 | 0 | 0 | 0 | 0 | 0 | 0 | 0 | 0 | 0 | 0 | 0 | 0 | 0 | 0 | 0 | 0 | 0 | 0 | 0 | 0 | 0 | 0 | 0 | 0 | 0 | 0 | 0 | 0 | 0
|  | 07/08 | 08/09 | 09/10 | 10/11 | 11/12 | 12/13 | 13/14 |  | 14/15 | 15/16 | 16/17 | 17/18 | 18/19 | 19/20 | 20/21 | 21/22 | 22/23 | 23/24 | 24/25 | 25/26 | 26/27 | 27/28 | 28/29 | 29/30 | 30/31 | 31/32 | 32/33 | 33/34 | 34/35 | 35/36 | 36/37 | 37/38 | 38/39 |  |  |  | 0 | 0 | 0 | 0 | 0 | 0 | 0 | 0 | 0 | 0 | 0 | 0 | 0 | 0 | 0 | 0 | 0 | 0 | 0 | 0 | 0 | 0 | 0 | 0 | 0 | 0 | 0 | 0 | 0 | 0 | 0 | 0
| 0 | [36 empty] | 0 | 0 | 0 | 0 | 0 | 0 | 0 | 0 | 0 | 0 | 0 | 0 | 0 | 0 | 0 | 0 | 0 | 0 | 0 | 0 | 0 | 0 | 0 | 0 | 0 | 0 | 0 | 0 | 0 | 0 | 0 | 0
| Diversity Factor: 0 | [36 empty] | 0 | 0 | 0 | 0 | 0 | 0 | 0 | 0 | 0 | 0 | 0 | 0 | 0 | 0 | 0 | 0 | 0 | 0 | 0 | 0 | 0 | 0 | 0 | 0 | 0 | 0 | 0 | 0 | 0 | 0 | 0 | 0
[38 empty] | 0 | 0 | 0 | 0 | 0 | 0 | 0 | 0 | 0 | 0 | 0 | 0 | 0 | 0 | 0 | 0 | 0 | 0 | 0 | 0 | 0 | 0 | 0 | 0 | 0 | 0 | 0 | 0 | 0 | 0 | 0 | 0
[38 empty] | 0 | 0 | 0 | 0 | 0 | 0 | 0 | 0 | 0 | 0 | 0 | 0 | 0 | 0 | 0 | 0 | 0 | 0 | 0 | 0 | 0 | 0 | 0 | 0 | 0 | 0 | 0 | 0 | 0 | 0 | 0 | 0
| 0 | [36 empty] | 0 | 0 | 0 | 0 | 0 | 0 | 0 | 0 | 0 | 0 | 0 | 0 | 0 | 0 | 0 | 0 | 0 | 0 | 0 | 0 | 0 | 0 | 0 | 0 | 0 | 0 | 0 | 0 | 0 | 0 | 0 | 0
Diversity Factor: 0
[38 empty] | Historical Spots & Transfers | [6 empty] | Forecast Spots & Transfers
[35 empty] | Project Name | From | To | 07/08 | 08/09 | 09/10 | 10/11 | 11/12 | 12/13 | 13/14 | 14/15 | 15/16 | 16/17 | 17/18 | 18/19 | 19/20 | 20/21 | 21/22 | 22/23 | 23/24 | 24/25 | 25/26 | 26/27 | 27/28 | 28/29 | 29/30 | 30/31 | 31/32 | 32/33 | 33/34 | 34/35 | 35/36 | 36/37 | 37/38 | 38/39
| 0 | [33 empty] | Broad based demand management |  | Turramurra 33_11kV Tx1 | 0 | 0 | 0 | 0 | 0 | 0 | 0 | 0 | 0 | 0 | 0 | 0 | 0 | 0 | 0 | 0 | 0 | 0 | 0 | 0 | 0 | 0 | 0 | 0 | 0 | 0 | 0 | 0 | 0 | 0 | 0 | 0
| Diversity Factor: 0 | [33 empty] | Broad based demand management |  | Turramurra 33_11kV Tx2 | 0 | 0 | 0 | 0 | 0 | 0 | 0 | -0.01131 | -0.022619 | -0.033929 | -0.20357 | -3.7789 | 0 | 0 | 0 | 0 | 0 | 0 | 0 | 0 | 0 | 0 | 0 | 0 | 0 | 0 | 0 | 0 | 0 | 0 | 0 | 0
[35 empty] | Broad based demand management |  | Turramurra 33_11kV Tx3 | 0 | 0 | 0 | 0 | 0 | 0 | 0 | -0.0096282 | -0.019256 | -0.028885 | -0.17331 | -3.2171 | 0 | 0 | 0 | 0 | 0 | 0 | 0 | 0 | 0 | 0 | 0 | 0 | 0 | 0 | 0 | 0 | 0 | 0 | 0 | 0
[35 empty] | DNP_ID: 5975. Western Turramurra Zone Development | Turramurra 33_11kV Tx3 | Turramurra 33_11kV Tx2 | 280 | 0 | 0 | 0 | 0 | 0 | 0 | 0 | 0 | 0 | 0 | 0 | 0 | 0 | 0 | 0 | 0 | 0 | 0 | 0 | 0 | 0 | 0 | 0 | 0 | 0 | 0 | 0 | 0 | 0 | 0 | 0
| 0 | [33 empty] | DNP_ID: 6128. Northern Turramurra Minor Zone Development (Load Transfer from Turramurra Pa13 & Pa18 to Hornsby Pa15) | Turramurra 33_11kV Tx2 | Hornsby 132_11kV Tx1 | 225 | 0 | 0 | 0 | 0 | 0 | 0 | 0 | 0 | 0 | 0 | 0 | 0 | 0 | 0 | 0 | 0 | 0 | 0 | 0 | 0 | 0 | 0 | 0 | 0 | 0 | 0 | 0 | 0 | 0 | 0 | 0
| Diversity Factor: 0 | [33 empty] | DNP_ID: 6128. Northern Turramurra Minor Zone Development (Load Transfer from Turramurra Pa13 & Pa18 to Hornsby Pa15) | Turramurra 33_11kV Tx3 | Turramurra 33_11kV Tx2 | 97 | 0 | 0 | 0 | 0 | 0 | 0 | 0 | 0 | 0 | 0 | 0 | 0 | 0 | 0 | 0 | 0 | 0 | 0 | 0 | 0 | 0 | 0 | 0 | 0 | 0 | 0 | 0 | 0 | 0 | 0 | 0
[35 empty] | DNP_ID: 6198. Remedial Feeder Relief - Pymble Pa25, Turramurra Pa4, Macquarie Park Pa6. | Turramurra 33_11kV Tx3 | Pymble 33_11kV Tx2 | 0 | 10 | 0 | 0 | 0 | 0 | 0 | 0 | 0 | 0 | 0 | 0 | 0 | 0 | 0 | 0 | 0 | 0 | 0 | 0 | 0 | 0 | 0 | 0 | 0 | 0 | 0 | 0 | 0 | 0 | 0 | 0
[35 empty] | DNP_ID: 6736. Northern Turramurra Zone Development | Turramurra 33_11kV Tx3 | Turramurra 33_11kV Tx2 | 0 | 0 | 0 | 0 | 0 | 10 | 0 | 0 | 0 | 0 | 0 | 0 | 0 | 0 | 0 | 0 | 0 | 0 | 0 | 0 | 0 | 0 | 0 | 0 | 0 | 0 | 0 | 0 | 0 | 0 | 0 | 0
| 0 | [33 empty] | DNP_ID: 6825. Southern Turramurra Zone Development | Pymble 33_11kV Tx2 | Turramurra 33_11kV Tx2 | 0 | 0 | 0 | 0 | 0 | 0 | 0 | 15 | 0 | 0 | 0 | 0 | 0 | 0 | 0 | 0 | 0 | 0 | 0 | 0 | 0 | 0 | 0 | 0 | 0 | 0 | 0 | 0 | 0 | 0 | 0 | 0
| Diversity Factor: 0 | [33 empty] | DNP_ID: 6825. Southern Turramurra Zone Development | Turramurra 33_11kV Tx3 | Turramurra 33_11kV Tx2 | 0 | 0 | 0 | 0 | 0 | 14 | 0 | 30 | 0 | 0 | 0 | 0 | 0 | 0 | 0 | 0 | 0 | 0 | 0 | 0 | 0 | 0 | 0 | 0 | 0 | 0 | 0 | 0 | 0 | 0 | 0 | 0
[35 empty] | DNP_ID: 6884. Transfer 11kV feeders to new 11kV switchgear at Turramurra Zone | Turramurra 33_11kV Tx1 | Turramurra 33_11kV Tx2 | 0 | 0 | 0 | 0 | 0 | 154 | 0 | 0 | 0 | 0 | 0 | 0 | 0 | 0 | 0 | 0 | 0 | 0 | 0 | 0 | 0 | 0 | 0 | 0 | 0 | 0 | 0 | 0 | 0 | 0 | 0 | 0
[35 empty] | DNP_ID: 6884. Transfer 11kV feeders to new 11kV switchgear at Turramurra Zone | Turramurra 33_11kV Tx1 | Turramurra 33_11kV Tx3 | 0 | 0 | 0 | 0 | 0 | 157 | 0 | 0 | 0 | 0 | 0 | 0 | 0 | 0 | 0 | 0 | 0 | 0 | 0 | 0 | 0 | 0 | 0 | 0 | 0 | 0 | 0 | 0 | 0 | 0 | 0 | 0
| 0 | [33 empty] | DNP_ID: 6884. Transfer 11kV feeders to new 11kV switchgear at Turramurra Zone | Turramurra 33_11kV Tx2 | Turramurra 33_11kV Tx3 | 0 | 0 | 0 | 0 | 0 | 287 | 0 | 0 | 0 | 0 | 0 | 0 | 0 | 0 | 0 | 0 | 0 | 0 | 0 | 0 | 0 | 0 | 0 | 0 | 0 | 0 | 0 | 0 | 0 | 0 | 0 | 0
| Diversity Factor: 0 | [33 empty] | DNP_ID: 6884. Transfer 11kV feeders to new 11kV switchgear at Turramurra Zone | Turramurra 33_11kV Tx3 | Turramurra 33_11kV Tx2 | 0 | 0 | 0 | 0 | 0 | 450 | 0 | 0 | 0 | 0 | 0 | 0 | 0 | 0 | 0 | 0 | 0 | 0 | 0 | 0 | 0 | 0 | 0 | 0 | 0 | 0 | 0 | 0 | 0 | 0 | 0 | 0
[35 empty] | DNP_ID: 7125. Transfer 1MVA from St Ives Zone to Transformer No. 2 at Turramurra Zone | St Ives 33_11kV Tx1 | Turramurra 33_11kV Tx2 | 0 | 0 | 0 | 0 | 0 | 60 | 0 | 0 | 0 | 0 | 0 | 0 | 0 | 0 | 0 | 0 | 0 | 0 | 0 | 0 | 0 | 0 | 0 | 0 | 0 | 0 | 0 | 0 | 0 | 0 | 0 | 0
[35 empty] | HVCON_ID: 2005003. Est S.8337 'Adventist Hospital No4', Est S.8338 'Adventist Hospital No5', Recover S.3410 'Adventist Hospital No 1' |  | Turramurra 33_11kV Tx3 | 0 | 0 | 0 | 0 | 0 | 0 | 0 | 0 | 0 | 0 | 0 | 0 | 0 | 0 | 0 | 0 | 0 | 0 | 0 | 0 | 0 | 0 | 0 | 0 | 0 | 0 | 0 | 0 | 0 | 0 | 0 | 0
| 0 | [33 empty] | HVCON_ID: 2005012. Est S.8605 'Pacific Bundarra' Ref HVCon2003_105A |  | Turramurra 33_11kV Tx3 | 0 | 36 | 0 | 0 | 0 | 0 | 0 | 0 | 0 | 0 | 0 | 0 | 0 | 0 | 0 | 0 | 0 | 0 | 0 | 0 | 0 | 0 | 0 | 0 | 0 | 0 | 0 | 0 | 0 | 0 | 0 | 0
| Diversity Factor: 0 | [33 empty] | HVCON_ID: 2005031. Est S.8575 'Munderah Pacific No.2' |  | Turramurra 33_11kV Tx3 | 18 | 0 | 0 | 0 | 0 | 0 | 0 | 0 | 0 | 0 | 0 | 0 | 0 | 0 | 0 | 0 | 0 | 0 | 0 | 0 | 0 | 0 | 0 | 0 | 0 | 0 | 0 | 0 | 0 | 0 | 0 | 0
[35 empty] | HVCON_ID: 2006056. Establish customer substation S.35254 Woodville Knox Grammar No.2 (1x1000kVA) |  | Turramurra 33_11kV Tx3 | 14.4 | 0 | 0 | 0 | 0 | 0 | 0 | 0 | 0 | 0 | 0 | 0 | 0 | 0 | 0 | 0 | 0 | 0 | 0 | 0 | 0 | 0 | 0 | 0 | 0 | 0 | 0 | 0 | 0 | 0 | 0 | 0
[35 empty] | HVCON_ID: 2010667. Establishment of S.48783 Neringah Warwilla No 2, 1-12 Neringah Ave South, Wahroonga |  | Turramurra 33_11kV Tx3 | 0 | 0 | 0 | 0 | 0 | 0 | 0 | 27.5 | 0 | 0 | 0 | 0 | 0 | 0 | 0 | 0 | 0 | 0 | 0 | 0 | 0 | 0 | 0 | 0 | 0 | 0 | 0 | 0 | 0 | 0 | 0 | 0
| 0 | [33 empty] | HVCON_ID: 2011285. Upgrade electrical supply for Turramurra High School - Establishment of S.49873 Robin Maxwell No 2, 13 Maxwell St, South Turramurra and Decommission S.2784 | Turramurra 33_11kV Tx2 | Pymble 33_11kV Tx2 | 0 | 0 | 0 | 0 | 0 | 0 | 15 | 0 | 0 | 0 | 0 | 0 | 0 | 0 | 0 | 0 | 0 | 0 | 0 | 0 | 0 | 0 | 0 | 0 | 0 | 0 | 0 | 0 | 0 | 0 | 0 | 0
| Diversity Factor: 0 | [33 empty] | HVCON_ID: 2011285. Upgrade electrical supply for Turramurra High School - Establishment of S.49873 Robin Maxwell No 2, 13 Maxwell St, South Turramurra and Decommission S.2784 | Turramurra 33_11kV Tx2 | Turramurra 33_11kV Tx3 | 0 | 0 | 0 | 0 | 0 | 0 | 30 | 0 | 0 | 0 | 0 | 0 | 0 | 0 | 0 | 0 | 0 | 0 | 0 | 0 | 0 | 0 | 0 | 0 | 0 | 0 | 0 | 0 | 0 | 0 | 0 | 0
[35 empty] | HVCON_ID: 2011558. Establishment of S.61014 Adventist Hospital No 8, 185 Fox Valley Road, Wahroonga |  | Turramurra 33_11kV Tx3 | 0 | 0 | 0 | 0 | 0 | 0 | 0 | 82.5 | 0 | 0 | 0 | 0 | 0 | 0 | 0 | 0 | 0 | 0 | 0 | 0 | 0 | 0 | 0 | 0 | 0 | 0 | 0 | 0 | 0 | 0 | 0 | 0
[35 empty] | HVCON_ID: 2012325. Establishment of S.62656 Fox Valley Comenarra, 185 Fox Valley Road, Wahroonga (Sydney Adventist Hospital) |  | Turramurra 33_11kV Tx3 | 0 | 0 | 0 | 0 | 0 | 0 | 0 | 23.1 | 0 | 0 | 0 | 0 | 0 | 0 | 0 | 0 | 0 | 0 | 0 | 0 | 0 | 0 | 0 | 0 | 0 | 0 | 0 | 0 | 0 | 0 | 0 | 0
| 0 | [33 empty] | HVCON_ID: 2012325. Establishment of S.62656 Fox Valley Comenarra, 185 Fox Valley Road, Wahroonga (Sydney Adventist Hospital) | Turramurra 33_11kV Tx3 | Turramurra 33_11kV Tx2 | 0 | 0 | 0 | 0 | 0 | 0 | 0 | 38 | 0 | 0 | 0 | 0 | 0 | 0 | 0 | 0 | 0 | 0 | 0 | 0 | 0 | 0 | 0 | 0 | 0 | 0 | 0 | 0 | 0 | 0 | 0 | 0
| Diversity Factor: 0 | [33 empty] | HVCON_ID: 2012346. Establishment of S.62717 Fox Valley Comenarra No 1 and S.62718 Fox Valley Comenarra No 2 , 185 Fox Valley Road, Wahroonga |  | Turramurra 33_11kV Tx3 | 0 | 0 | 0 | 0 | 0 | 0 | 0 | 55 | 0 | 0 | 0 | 0 | 0 | 0 | 0 | 0 | 0 | 0 | 0 | 0 | 0 | 0 | 0 | 0 | 0 | 0 | 0 | 0 | 0 | 0 | 0 | 0
[35 empty] | HVCON_ID: 2013190. Establish S.63979 Fox Valley Comenarra forSAH Commercial Development |  | Turramurra 33_11kV Tx3 | 0 | 0 | 0 | 0 | 0 | 0 | 0 | 22 | 0 | 0 | 0 | 0 | 0 | 0 | 0 | 0 | 0 | 0 | 0 | 0 | 0 | 0 | 0 | 0 | 0 | 0 | 0 | 0 | 0 | 0 | 0 | 0
[35 empty] | Econometric |  | Turramurra 33_11kV Tx1 | 0 | 0 | 0 | 0 | 0 | 0 | 0 | 0 | 0 | 0 | 0 | 0 | 0 | 0 | 0 | 0 | 0 | 0 | 0 | 0 | 0 | 0 | 0 | 0 | 0 | 0 | 0 | 0 | 0 | 0 | 0 | 0
| 0 | [33 empty] | Econometric |  | Turramurra 33_11kV Tx2 | 0 | 0 | 0 | 0 | 0 | 0 | 0 | 0 | 0 | 8.6492 | 15.7088 | 20.4407 | 18.6582 | 19.8647 | 19.4893 | 19.0889 | 19.4119 | 19.7397 | 20.0723 | 20.4098 | 20.7523 | 21.0999 | 21.4526 | 21.8105 | 22.1736 | 22.5421 | 22.9159 | 23.2953 | 23.6802 | 24.0707 | 24.467 | 24.869
| Diversity Factor: 0 | [33 empty] | Econometric |  | Turramurra 33_11kV Tx3 | 0 | 0 | 0 | 0 | 0 | 0 | 0 | 0 | 0 | 7.3634 | 13.3735 | 17.4019 | 15.8844 | 16.9115 | 16.5919 | 16.2511 | 16.5261 | 16.8051 | 17.0883 | 17.3756 | 17.6672 | 17.9631 | 18.2634 | 18.568 | 18.8772 | 19.1909 | 19.5091 | 19.8321 | 20.1598 | 20.4923 | 20.8296 | 21.1719
[35 empty] | Energy Efficiency |  | Turramurra 33_11kV Tx1 | 0 | 0 | 0 | 0 | 0 | 0 | 0 | 0 | 0 | 0 | 0 | 0 | 0 | 0 | 0 | 0 | 0 | 0 | 0 | 0 | 0 | 0 | 0 | 0 | 0 | 0 | 0 | 0 | 0 | 0 | 0 | 0
[35 empty] | Energy Efficiency |  | Turramurra 33_11kV Tx2 | 0 | 0 | 0 | 0 | 0 | 0 | 0 | -0.47256 | -0.34963 | -5.045 | -8.3925 | -13.1445 | -14.3198 | -9.1963 | -7.8594 | -8.6862 | -8.384 | -9.0477 | -7.2043 | -7.3065 | -6.6117 | -6.1776 | -6.5336 | -6.7668 | -6.7668 | -6.7668 | -6.7668 | -6.7668 | -6.7668 | -6.7668 | -6.7668 | -6.7668
[35 empty] | Energy Efficiency |  | Turramurra 33_11kV Tx3 | 0 | 0 | 0 | 0 | 0 | 0 | 0 | -0.40231 | -0.29765 | -4.295 | -7.1448 | -11.1903 | -12.191 | -7.8291 | -6.691 | -7.3949 | -7.1376 | -7.7026 | -6.1333 | -6.2203 | -5.6288 | -5.2592 | -5.5623 | -5.7608 | -5.7608 | -5.7608 | -5.7608 | -5.7608 | -5.7608 | -5.7608 | -5.7608 | -5.7608
| Weather Correction and Public Holiday Factors | [8 empty] | Forecast ROG | [24 empty] | Solar PV |  | Turramurra 33_11kV Tx1 | 0 | 0 | 0 | 0 | 0 | 0 | 0 | 0 | 0 | 0 | 0 | 0 | 0 | 0 | 0 | 0 | 0 | 0 | 0 | 0 | 0 | 0 | 0 | 0 | 0 | 0 | 0 | 0 | 0 | 0 | 0 | 0
[10 empty] | ROG Justification | [24 empty] | Solar PV |  | Turramurra 33_11kV Tx2 | 0 | 0 | 0 | -0.0045361 | -0.017294 | -0.010206 | -0.0019845 | -0.005445 | -0.0061074 | -0.0068977 | -0.0075685 | -0.0081002 | -0.0085335 | -0.0089344 | -0.0086397 | -0.008777 | -0.0067157 | -0.0080442 | -0.0080442 | -0.0080442 | -0.0080442 | -0.0080442 | -0.0080442 | -0.0080442 | -0.0080442 | -0.0080442 | -0.0080442 | -0.0080442 | -0.0080442 | -0.0080442 | -0.0080442 | -0.0080442
| Actual loads for season 13/14 have been weather corrected by the following: | [6 empty] | 1.296% |  | 7 year ROG ok | [24 empty] | Solar PV |  | Turramurra 33_11kV Tx3 | 0 | 0 | 0 | -0.0038617 | -0.014723 | -0.0086889 | -0.0016895 | -0.0046355 | -0.0051995 | -0.0058722 | -0.0064434 | -0.006896 | -0.0072649 | -0.0076062 | -0.0073553 | -0.0074722 | -0.0057173 | -0.0068483 | -0.0068483 | -0.0068483 | -0.0068483 | -0.0068483 | -0.0068483 | -0.0068483 | -0.0068483 | -0.0068483 | -0.0068483 | -0.0068483 | -0.0068483 | -0.0068483 | -0.0068483 | -0.0068483 | 7 year ROG ok
1 | 2 | 3 | 4 | 5 | 6 | 7 | 8 | 9 | 10 | 14/15 | 15/16 | 16/17 | 17/18 | 18/19 | 19/20 | 20/21 | 21/22 | 22/23 | 23/24 | 24/25 | 25/26 | 26/27 | 27/28 | 28/29 | 29/30 | 30/31 | 31/32 | 32/33 | 33/34 | 34/35 | 35/36 | 36/37 | 37/38 | 38/39
0.96068 | 0.92291 | 0.89872 | 0.88694 | 0.88694 | 0.88694 | 0.88694 | 0.88694 | 0.88694 | 0.88694 | -3.932% | -3.932% | -2.621% | -1.31% | 0% | 0% | 0% | 0% | 0% | 0% | 0% | 0% | 0% | 0% | 0% | 0% | 0% | 0% | 0% | 0% | 0% | 0% | 0% | 0% | 0%
Substation Load Detail
[7 empty] | Units | 13/14 |  | 14/15 | 15/16 | 16/17 | 17/18 | 18/19 | 19/20 | 20/21 | 21/22 | 22/23 | 23/24 | 24/25 | 25/26 | 26/27 | 27/28 | 28/29 | 29/30 | 30/31 | 31/32 | 32/33 | 33/34 | 34/35 | 35/36 | 36/37 | 37/38 | 38/39
1 | Turramurra 33_11kV | Compensated |  | Load (LV side) |  |  | Amps | 1516.2 | 1537 | 1700.553 | 1632.976 | 1596.76 | 1588.982 | 1595.479 | 1603.495 | 1623.23 | 1644.744 | 1663.987 | 1684.391 | 1704.171 | 1727.979 | 1752.222 | 1778.387 | 1805.998 | 1833.603 | 1861.439 | 1889.947 | 1919.138 | 1949.021 | 1979.606 | 2010.903 | 2042.924 | 2075.678 | 2109.176
|  |  |  | Apparent Power |  |  | MVA | 28.8875 |  | 32.3999 | 31.1124 | 30.4224 | 30.2742 | 30.398 | 30.5507 | 30.9267 | 31.3366 | 31.7032 | 32.092 | 32.4688 | 32.9224 | 33.3843 | 33.8828 | 34.4089 | 34.9348 | 35.4652 | 36.0083 | 36.5645 | 37.1338 | 37.7166 | 38.3128 | 38.9229 | 39.547 | 40.1852
|  |  |  | Real Power |  |  | MW | 28.052 | 28.4368 | 31.4517 | 30.2019 | 29.5321 | 29.3882 | 29.5084 | 29.6566 | 30.0216 | 30.4196 | 30.7754 | 31.1528 | 31.5186 | 31.959 | 32.4074 | 32.8913 | 33.4019 | 33.9125 | 34.4273 | 34.9546 | 35.4945 | 36.0471 | 36.6128 | 37.1917 | 37.7839 | 38.3897 | 39.0092
|  |  |  | Reactive Power |  |  | MVAr | 6.8973 |  | 7.7808 | 7.4716 | 7.3059 | 7.2703 | 7.3001 | 7.3367 | 7.427 | 7.5255 | 7.6135 | 7.7069 | 7.7974 | 7.9063 | 8.0172 | 8.137 | 8.2633 | 8.3896 | 8.517 | 8.6474 | 8.781 | 8.9177 | 9.0576 | 9.2008 | 9.3473 | 9.4972 | 9.6505
|  |  |  | Capacitors In Service |  |  | MVAr | 0 |  | 0 | 0 | 0 | 0 | 0 | 0 | 0 | 0 | 0 | 0 | 0 | 0 | 0 | 0 | 0 | 0 | 0 | 0 | 0 | 0 | 0 | 0 | 0 | 0 | 0
|  |  |  | PF |  |  |  | 0.97108 |  | 0.97074 | 0.97074 | 0.97074 | 0.97074 | 0.97074 | 0.97074 | 0.97074 | 0.97074 | 0.97074 | 0.97074 | 0.97074 | 0.97074 | 0.97074 | 0.97074 | 0.97074 | 0.97074 | 0.97074 | 0.97074 | 0.97074 | 0.97074 | 0.97074 | 0.97074 | 0.97074 | 0.97074 | 0.97074
0.97382 | Diversity Factor: 0.97 | Uncompensated |  | Reactive Power |  |  | MVAr | 6.8973 | 6.992 | 7.7808 | 7.4716 | 7.3059 | 7.2703 | 7.3001 | 7.3367 | 7.427 | 7.5255 | 7.6135 | 7.7069 | 7.7974 | 7.9063 | 8.0172 | 8.137 | 8.2633 | 8.3896 | 8.517 | 8.6474 | 8.781 | 8.9177 | 9.0576 | 9.2008 | 9.3473 | 9.4972 | 9.6505
|  |  |  | PF |  |  |  | 0.97108 |  | 0.97074 | 0.97074 | 0.97074 | 0.97074 | 0.97074 | 0.97074 | 0.97074 | 0.97074 | 0.97074 | 0.97074 | 0.97074 | 0.97074 | 0.97074 | 0.97074 | 0.97074 | 0.97074 | 0.97074 | 0.97074 | 0.97074 | 0.97074 | 0.97074 | 0.97074 | 0.97074 | 0.97074 | 0.97074
[10 empty] | 1 | 2 | 3 | 4 | 5 | 6 | 7 | 8 | 9 | 10 | 11 | 12 | 13 | 14 | 15 | 16 | 17 | 18 | 19 | 20 | 21 | 22 | 23 | 24 | 25
Transformer Load Detail
[7 empty] | Units | 13/14 |  | 14/15 | 15/16 | 16/17 | 17/18 | 18/19 | 19/20 | 20/21 | 21/22 | 22/23 | 23/24 | 24/25 | 25/26 | 26/27 | 27/28 | 28/29 | 29/30 | 30/31 | 31/32 | 32/33 | 33/34 | 34/35 | 35/36 | 36/37 | 37/38 | 38/39
| 0 | Compensated |  | Load (LV side) |  |  | Amps
|  |  |  | Apparent Power |  |  | MVA
|  |  |  | Real Power |  |  | MW
|  |  |  | Reactive Power |  |  | MVAr
|  |  |  | Capacitors In Service |  |  | MVAr
PF
| Zone Div: | Uncompensated |  | Reactive Power |  |  | MVAr
PF
| 0 | Compensated |  | Load (LV side) |  |  | Amps
|  |  |  | Apparent Power |  |  | MVA
|  |  |  | Real Power |  |  | MW
|  |  |  | Reactive Power |  |  | MVAr
|  |  |  | Capacitors In Service |  |  | MVAr
PF
| Zone Div: | Uncompensated |  | Reactive Power |  |  | MVAr
PF
| 0 | Compensated |  | Load (LV side) |  |  | Amps
|  |  |  | Apparent Power |  |  | MVA
|  |  |  | Real Power |  |  | MW
|  |  |  | Reactive Power |  |  | MVAr
|  |  |  | Capacitors In Service |  |  | MVAr
PF
| Zone Div: | Uncompensated |  | Reactive Power |  |  | MVAr
PF
| 0 | Compensated |  | Load (LV side) |  |  | Amps
|  |  |  | Apparent Power |  |  | MVA
|  |  |  | Real Power |  |  | MW
|  |  |  | Reactive Power |  |  | MVAr
|  |  |  | Capacitors In Service |  |  | MVAr
PF
| Zone Div: | Uncompensated |  | Reactive Power |  |  | MVAr
PF
| 0 | Compensated |  | Load (LV side) |  |  | Amps
|  |  |  | Apparent Power |  |  | MVA
|  |  |  | Real Power |  |  | MW
|  |  |  | Reactive Power |  |  | MVAr
|  |  |  | Capacitors In Service |  |  | MVAr
PF
| Zone Div: | Uncompensated |  | Reactive Power |  |  | MVAr
PF
| 0 | Compensated |  | Load (LV side) |  |  | Amps
|  |  |  | Apparent Power |  |  | MVA
|  |  |  | Real Power |  |  | MW
|  |  |  | Reactive Power |  |  | MVAr
|  |  |  | Capacitors In Service |  |  | MVAr
PF
| Zone Div: | Uncompensated |  | Reactive Power |  |  | MVAr
PF
| 0 | Compensated |  | Load (LV side) |  |  | Amps
|  |  |  | Apparent Power |  |  | MVA
|  |  |  | Real Power |  |  | MW
|  |  |  | Reactive Power |  |  | MVAr
|  |  |  | Capacitors In Service |  |  | MVAr
PF
| Zone Div: | Uncompensated |  | Reactive Power |  |  | MVAr
PF
| 0 | Compensated |  | Load (LV side) |  |  | Amps
|  |  |  | Apparent Power |  |  | MVA
|  |  |  | Real Power |  |  | MW
|  |  |  | Reactive Power |  |  | MVAr
|  |  |  | Capacitors In Service |  |  | MVAr
PF
| Zone Div: | Uncompensated |  | Reactive Power |  |  | MVAr
PF
| 0 | Compensated |  | Load (LV side) |  |  | Amps
|  |  |  | Apparent Power |  |  | MVA
|  |  |  | Real Power |  |  | MW
|  |  |  | Reactive Power |  |  | MVAr
|  |  |  | Capacitors In Service |  |  | MVAr
PF
| Zone Div: | Uncompensated |  | Reactive Power |  |  | MVAr
PF
| 0 | Compensated |  | Load (LV side) |  |  | Amps
|  |  |  | Apparent Power |  |  | MVA
|  |  |  | Real Power |  |  | MW
|  |  |  | Reactive Power |  |  | MVAr
|  |  |  | Capacitors In Service |  |  | MVAr
PF
| Zone Div: | Uncompensated |  | Reactive Power |  |  | MVAr
PF