## Inclusions and Exclusions
Sydney Forecast Inclusions and Exclusions
Date Printed |  | 08JUL14:11:48:40
| Description | Value
Season |  | Winter | Winter
Either Summer or Winter
Year |  | 2014 | 2014
Year that the forecast starts
POE |  | 0%
10%, 50%, 90%
Spots and Transfers |  | Y | Y
Are Spots and Transfers Included?
BBDM Spots |  | Y | Y
Is BBDM included?
Spots Coefficient |  | 55% | 0.55
Scaling factor applied to spot loads in the future
Aligned ROGs |  | Capped | Capped
Have ROGs been aligned to econometric forecast?
Committed Projects |  | Y | Y
Are Committed Projects Included?
Major Customers Scaling Factor |  | 100% | 1
Scaling factor applied to major customer connections in the future
Future Transfers |  | Y | Y
Are future transfers included?
Future Spots |  | 4 | 4
Future spots are cleared from the following forecast year

## Bankstown 132_33kV
| Bankstown 132_33kV | [16 empty] | 2014 | WINTER
| Substation Total Loads | [33 empty] | Spots & Transfers Detail
| Historical Loads | (MW) | [7 empty] | Weather Corrected Forecast Loads |  |  |  | (MW) | [20 empty] | Spots & Transfers Summary | (MW) |  | Historical Spots & Transfers | [6 empty] | Forecast Spots & Transfers
|  | 2007 | 2008 | 2009 | 2010 | 2011 | 2012 | 2013 |  | 2014 | 2015 | 2016 | 2017 | 2018 | 2019 | 2020 | 2021 | 2022 | 2023 | 2024 | 2025 | 2026 | 2027 | 2028 | 2029 | 2030 | 2031 | 2032 | 2033 | 2034 | 2035 | 2036 | 2037 | 2038 |  |  |  | 2007 | 2008 | 2009 | 2010 | 2011 | 2012 | 2013 | 2014 | 2015 | 2016 | 2017 | 2018 | 2019 | 2020 | 2021 | 2022 | 2023 | 2024 | 2025 | 2026 | 2027 | 2028 | 2029 | 2030 | 2031 | 2032 | 2033 | 2034 | 2035 | 2036 | 2037 | 2038
| Total | 121.7 | 124 | 112 | 104.49 | 84.8046 | 76.5367 | 76.2355 |  | 59.4717 | 57.3726 | 56.2075 | 55.9458 | 56.4855 | 57.0918 | 58.2664 | 59.4672 | 60.6198 | 61.8219 | 62.9592 | 64.2994 | 65.6575 | 67.1322 | 68.6856 | 70.2371 | 71.7899 | 73.3762 | 74.9964 | 76.6512 | 78.3409 | 80.066 | 81.8272 | 83.6249 | 85.4596 |  |  | Total | -8e-10 | 2.5541 | 0.61105 | -6.8155 | -19.3004 | -1.3278 | 0.82492 | -11.8198 | -0.091365 | 0.12117 | 0.36788 | 0.53963 | 0.60636 | 1.1746 | 1.2008 | 1.1526 | 1.202 | 1.1373 | 1.3402 | 1.3581 | 1.4748 | 1.5533 | 1.5516 | 1.5528 | 1.5863 | 1.6202 | 1.6547 | 1.6897 | 1.7252 | 1.7612 | 1.7977 | 1.8347
| Firm Rating | 0 | 0 | 0 | 153 | 153 | 155.81 | 155.81 |  | 155.81 | 155.81 | 155.81 | 155.81 | 155.81 | 155.81 | 155.81 | 155.81 | 155.81 | 155.81 | 155.81 | 155.81 | 155.81 | 155.81 | 155.81 | 155.81 | 155.81 | 155.81 | 155.81 | 155.81 | 155.81 | 155.81 | 155.81 | 155.81 | 155.81
| Total Capacity | 0 | 0 | 0 | 223 | 223 | 223 | 223 |  | 223 | 223 | 223 | 223 | 223 | 223 | 223 | 223 | 223 | 223 | 223 | 223 | 223 | 223 | 223 | 223 | 223 | 223 | 223 | 223 | 223 | 223 | 223 | 223 | 223 |  |  | Bankstown 132_33kV Tx2 | -2e-10 | 0.83319 | 0.19934 | -2.2233 | -6.2962 | -0.43315 | 0.26911 | -3.8559 | -0.029805 | 0.039528 | 0.12001 | 0.17604 | 0.19781 | 0.38317 | 0.39174 | 0.376 | 0.39213 | 0.37102 | 0.43719 | 0.44303 | 0.4811 | 0.50673 | 0.50616 | 0.50654 | 0.51747 | 0.52856 | 0.5398 | 0.55121 | 0.56279 | 0.57453 | 0.58644 | 0.59853
|  | -7 | -6 | -5 | -4 | -3 | -2 | -1 |  | 0 | 1 | 2 | 3 | 4 | 5 | 6 | 7 | 8 | 9 | 10 | 11 | 12 | 13 | 14 | 15 | 16 | 17 | 18 | 19 | 20 | 21 | 22 | 23 | 24 |  |  | Bankstown 132_33kV Tx3 | -1e-10 | 0.86628 | 0.20726 | -2.3117 | -6.5463 | -0.45036 | 0.27979 | -4.009 | -0.030989 | 0.041098 | 0.12478 | 0.18303 | 0.20566 | 0.39839 | 0.4073 | 0.39094 | 0.4077 | 0.38576 | 0.45456 | 0.46063 | 0.50021 | 0.52685 | 0.52627 | 0.52666 | 0.53802 | 0.54955 | 0.56124 | 0.57311 | 0.58514 | 0.59735 | 0.60974 | 0.6223
| Transformer Loads | [35 empty] | Bankstown 132_33kV Tx4 | -5e-10 | 0.8546 | 0.20446 | -2.2805 | -6.458 | -0.44429 | 0.27602 | -3.955 | -0.030571 | 0.040544 | 0.12309 | 0.18056 | 0.20289 | 0.39302 | 0.4018 | 0.38567 | 0.40221 | 0.38056 | 0.44843 | 0.45442 | 0.49346 | 0.51975 | 0.51917 | 0.51956 | 0.53077 | 0.54214 | 0.55368 | 0.56538 | 0.57725 | 0.5893 | 0.60151 | 0.61391
| Historical Loads | (MW) | [7 empty] | 0: Weather Corrected Forecast Loads; 4: (MW) |  |  |  | 0 | 0 | 0 | 0 | 0 | 0 | 0 | 0 | 0 | 0 | 0 | 0 | 0 | 0 | 0 | 0 | 0 | 0 | 0 | 0 | 0 | 0 | 0 | 0 | 0 | 0 | 0 | 0 | 0 | 0 | 0 | 0
|  | 2007 | 2008 | 2009 | 2010 | 2011 | 2012 | 2013 |  | 2014 | 2015 | 2016 | 2017 | 2018 | 2019 | 2020 | 2021 | 2022 | 2023 | 2024 | 2025 | 2026 | 2027 | 2028 | 2029 | 2030 | 2031 | 2032 | 2033 | 2034 | 2035 | 2036 | 2037 | 2038 |  |  |  | 0 | 0 | 0 | 0 | 0 | 0 | 0 | 0 | 0 | 0 | 0 | 0 | 0 | 0 | 0 | 0 | 0 | 0 | 0 | 0 | 0 | 0 | 0 | 0 | 0 | 0 | 0 | 0 | 0 | 0 | 0 | 0
| 0 | [36 empty] | 0 | 0 | 0 | 0 | 0 | 0 | 0 | 0 | 0 | 0 | 0 | 0 | 0 | 0 | 0 | 0 | 0 | 0 | 0 | 0 | 0 | 0 | 0 | 0 | 0 | 0 | 0 | 0 | 0 | 0 | 0 | 0
| Diversity Factor: 0 | [36 empty] | 0 | 0 | 0 | 0 | 0 | 0 | 0 | 0 | 0 | 0 | 0 | 0 | 0 | 0 | 0 | 0 | 0 | 0 | 0 | 0 | 0 | 0 | 0 | 0 | 0 | 0 | 0 | 0 | 0 | 0 | 0 | 0
[38 empty] | 0 | 0 | 0 | 0 | 0 | 0 | 0 | 0 | 0 | 0 | 0 | 0 | 0 | 0 | 0 | 0 | 0 | 0 | 0 | 0 | 0 | 0 | 0 | 0 | 0 | 0 | 0 | 0 | 0 | 0 | 0 | 0
[38 empty] | 0 | 0 | 0 | 0 | 0 | 0 | 0 | 0 | 0 | 0 | 0 | 0 | 0 | 0 | 0 | 0 | 0 | 0 | 0 | 0 | 0 | 0 | 0 | 0 | 0 | 0 | 0 | 0 | 0 | 0 | 0 | 0
| 0 | [36 empty] | 0 | 0 | 0 | 0 | 0 | 0 | 0 | 0 | 0 | 0 | 0 | 0 | 0 | 0 | 0 | 0 | 0 | 0 | 0 | 0 | 0 | 0 | 0 | 0 | 0 | 0 | 0 | 0 | 0 | 0 | 0 | 0
Diversity Factor: 0
[38 empty] | Historical Spots & Transfers | [6 empty] | Forecast Spots & Transfers
[35 empty] | Project Name | From | To | 2007 | 2008 | 2009 | 2010 | 2011 | 2012 | 2013 | 2014 | 2015 | 2016 | 2017 | 2018 | 2019 | 2020 | 2021 | 2022 | 2023 | 2024 | 2025 | 2026 | 2027 | 2028 | 2029 | 2030 | 2031 | 2032 | 2033 | 2034 | 2035 | 2036 | 2037 | 2038
| 0 | [33 empty] | Bass Hill 33_11kV Spots and Transfers |  | Bankstown 132_33kV Tx2 | 0 | 0 | 0.19934 | 0 | 0.16611 | -0.43315 | 0.26911 | -0.013848 | -0.0075198 | 0.010393 | 0.031461 | 0.044247 | 0.080258 | 0.12921 | 0.12757 | 0.12317 | 0.12735 | 0.1202 | 0.13869 | 0.14019 | 0.1516 | 0.15899 | 0.15879 | 0.1585 | 0.16155 | 0.16464 | 0.16778 | 0.17096 | 0.17418 | 0.17745 | 0.18076 | 0.18412
| Diversity Factor: 0 | [33 empty] | Bass Hill 33_11kV Spots and Transfers |  | Bankstown 132_33kV Tx3 | 0 | 0 | 0.20726 | 0 | 0.17271 | -0.45036 | 0.27979 | -0.014398 | -0.0078185 | 0.010806 | 0.03271 | 0.046005 | 0.083446 | 0.13434 | 0.13264 | 0.12806 | 0.13241 | 0.12497 | 0.1442 | 0.14575 | 0.15762 | 0.1653 | 0.16509 | 0.1648 | 0.16797 | 0.17118 | 0.17444 | 0.17775 | 0.1811 | 0.1845 | 0.18794 | 0.19144
[35 empty] | Bass Hill 33_11kV Spots and Transfers |  | Bankstown 132_33kV Tx4 | 0 | 0 | 0.20446 | 0 | 0.17038 | -0.44429 | 0.27602 | -0.014204 | -0.0077131 | 0.01066 | 0.032269 | 0.045385 | 0.082321 | 0.13253 | 0.13085 | 0.12633 | 0.13063 | 0.12329 | 0.14226 | 0.14379 | 0.15549 | 0.16307 | 0.16287 | 0.16258 | 0.16571 | 0.16888 | 0.17209 | 0.17535 | 0.17866 | 0.18201 | 0.18541 | 0.18886
[35 empty] | Padstow 33_11kV Spots and Transfers |  | Bankstown 132_33kV Tx2 | -0.86096 | 0 | 0 | -2.2233 | -6.4623 | 0 | 0 | 0 | 0 | 0 | 0 | 0 | 0 | 0 | 0 | 0 | 0 | 0 | 0 | 0 | 0 | 0 | 0 | 0 | 0 | 0 | 0 | 0 | 0 | 0 | 0 | 0
| 0 | [33 empty] | Padstow 33_11kV Spots and Transfers |  | Bankstown 132_33kV Tx3 | -0.89516 | 0 | 0 | -2.3117 | -6.719 | 0 | 0 | 0 | 0 | 0 | 0 | 0 | 0 | 0 | 0 | 0 | 0 | 0 | 0 | 0 | 0 | 0 | 0 | 0 | 0 | 0 | 0 | 0 | 0 | 0 | 0 | 0
| Diversity Factor: 0 | [33 empty] | Padstow 33_11kV Spots and Transfers |  | Bankstown 132_33kV Tx4 | -0.88309 | 0 | 0 | -2.2805 | -6.6284 | 0 | 0 | 0 | 0 | 0 | 0 | 0 | 0 | 0 | 0 | 0 | 0 | 0 | 0 | 0 | 0 | 0 | 0 | 0 | 0 | 0 | 0 | 0 | 0 | 0 | 0 | 0
[35 empty] | Punchbowl 33_11kV Spots and Transfers |  | Bankstown 132_33kV Tx2 | 0.86096 | 0.83319 | 4.0373e-17 | 0 | 2.0187e-17 | 0 | 0 | -3.842 | -0.022285 | 0.029135 | 0.088548 | 0.13179 | 0.11755 | 0.25396 | 0.26416 | 0.25283 | 0.26478 | 0.25082 | 0.2985 | 0.30285 | 0.3295 | 0.34774 | 0.34738 | 0.34804 | 0.35592 | 0.36391 | 0.37202 | 0.38025 | 0.38861 | 0.39708 | 0.40568 | 0.4144
[35 empty] | Punchbowl 33_11kV Spots and Transfers |  | Bankstown 132_33kV Tx3 | 0.89516 | 0.86628 | 4.1977e-17 | 0 | 2.0988e-17 | 0 | 0 | -3.9946 | -0.02317 | 0.030292 | 0.092065 | 0.13703 | 0.12222 | 0.26405 | 0.27465 | 0.26288 | 0.27529 | 0.26079 | 0.31036 | 0.31488 | 0.34259 | 0.36155 | 0.36117 | 0.36186 | 0.37005 | 0.37837 | 0.3868 | 0.39536 | 0.40404 | 0.41285 | 0.42179 | 0.43086
| 0 | [33 empty] | Punchbowl 33_11kV Spots and Transfers |  | Bankstown 132_33kV Tx4 | 0.88309 | 0.8546 | 4.1411e-17 | 0 | 2.0705e-17 | 0 | 0 | -3.9407 | -0.022858 | 0.029884 | 0.090824 | 0.13518 | 0.12057 | 0.26049 | 0.27095 | 0.25933 | 0.27158 | 0.25727 | 0.30617 | 0.31063 | 0.33797 | 0.35668 | 0.3563 | 0.35698 | 0.36507 | 0.37327 | 0.38159 | 0.39003 | 0.39859 | 0.40729 | 0.4161 | 0.42505
Diversity Factor: 0
0
Diversity Factor: 0
0
Diversity Factor: 0
0
Diversity Factor: 0
0
Diversity Factor: 0
0
Diversity Factor: 0
| Weather Correction and Public Holiday Factors | [8 empty] | Forecast ROG
ROG Justification
| Actual loads for season 2013 have been weather corrected by the following: | [6 empty] | -1.913% |  | Weighted ROG calculation based on downstream zone substations and customers | [59 empty] | Weighted ROG calculation based on downstream zone substations and customers
1 | 2 | 3 | 4 | 5 | 6 | 7 | 8 | 9 | 10 | 2014 | 2015 | 2016 | 2017 | 2018 | 2019 | 2020 | 2021 | 2022 | 2023 | 2024 | 2025 | 2026 | 2027 | 2028 | 2029 | 2030 | 2031 | 2032 | 2033 | 2034 | 2035 | 2036 | 2037 | 2038
0.96601 | 0.9334 | 0.91247 | 0.90225 | 0.90225 | 0.90225 | 0.90225 | 0.90225 | 0.90225 | 0.90225 | -3.399% | -3.376% | -2.242% | -1.12% | 0% | 0% | 0% | 0% | 0% | 0% | 0% | 0% | 0% | 0% | 0% | 0% | 0% | 0% | 0% | 0% | 0% | 0% | 0% | 0% | 0%
Substation Load Detail
[7 empty] | Units | 2013 |  | 2014 | 2015 | 2016 | 2017 | 2018 | 2019 | 2020 | 2021 | 2022 | 2023 | 2024 | 2025 | 2026 | 2027 | 2028 | 2029 | 2030 | 2031 | 2032 | 2033 | 2034 | 2035 | 2036 | 2037 | 2038
1 | Bankstown 132_33kV | Compensated |  | Load (LV side) |  |  | Amps | 1345 |  | 1041.9 | 1004.46 | 983.7827 | 979.1468 | 988.704 | 999.4613 | 1020.35 | 1041.77 | 1062.4 | 1083.97 | 1104.44 | 1128.61 | 1153.17 | 1179.92 | 1208.16 | 1236.44 | 1264.8 | 1293.84 | 1323.56 | 1353.98 | 1385.1 | 1416.92 | 1449.46 | 1482.74 | 1516.75
|  |  |  | Apparent Power |  |  | MVA | 76.8623 |  | 59.5528 | 57.4129 | 56.2307 | 55.9657 | 56.512 | 57.1269 | 58.321 | 59.5456 | 60.7246 | 61.9576 | 63.1272 | 64.5091 | 65.913 | 67.4416 | 69.0558 | 70.6722 | 72.2934 | 73.9533 | 75.6522 | 77.3906 | 79.1691 | 80.9882 | 82.8483 | 84.7501 | 86.6941
|  |  |  | Real Power |  |  | MW | 76.2355 | 73.8 | 59.4717 | 57.3726 | 56.2075 | 55.9458 | 56.4855 | 57.0918 | 58.2664 | 59.4672 | 60.6198 | 61.8219 | 62.9592 | 64.2994 | 65.6575 | 67.1322 | 68.6856 | 70.2371 | 71.7899 | 73.3762 | 74.9964 | 76.6512 | 78.3409 | 80.066 | 81.8272 | 83.6249 | 85.4596
|  |  |  | Reactive Power |  |  | MVAr | 9.7966 |  | 3.1056 | 2.15 | 1.6174 | 1.4936 | 1.7328 | 2.0016 | 2.5223 | 3.0547 | 3.5657 | 4.0985 | 4.6028 | 5.1969 | 5.7989 | 6.4527 | 7.1413 | 7.8292 | 8.5176 | 9.2208 | 9.9391 | 10.6726 | 11.4217 | 12.1865 | 12.9673 | 13.7642 | 14.5776
|  |  |  | Capacitors In Service |  |  | MVAr | 24 |  | 24 | 24 | 24 | 24 | 24 | 24 | 24 | 24 | 24 | 24 | 24 | 24 | 24 | 24 | 24 | 24 | 24 | 24 | 24 | 24 | 24 | 24 | 24 | 24 | 24
|  |  |  | PF |  |  |  | 0.99184 |  | 0.99864 | 0.9993 | 0.99959 | 0.99964 | 0.99953 | 0.99939 | 0.99906 | 0.99868 | 0.99828 | 0.99781 | 0.99734 | 0.99675 | 0.99612 | 0.99541 | 0.99464 | 0.99384 | 0.99304 | 0.9922 | 0.99133 | 0.99045 | 0.98954 | 0.98861 | 0.98767 | 0.98672 | 0.98576
0.95541 | Diversity Factor: 0.96 | Uncompensated |  | Reactive Power |  |  | MVAr | 33.7966 | 33.4836 | 27.1056 | 26.15 | 25.6174 | 25.4936 | 25.7328 | 26.0016 | 26.5223 | 27.0547 | 27.5657 | 28.0985 | 28.6028 | 29.1969 | 29.7989 | 30.4527 | 31.1413 | 31.8292 | 32.5176 | 33.2208 | 33.9391 | 34.6726 | 35.4217 | 36.1865 | 36.9673 | 37.7642 | 38.5776
|  |  |  | PF |  |  |  | 0.91419 |  | 0.90995 | 0.90994 | 0.90995 | 0.90998 | 0.91002 | 0.91006 | 0.91014 | 0.91023 | 0.9103 | 0.91038 | 0.91045 | 0.91053 | 0.9106 | 0.91068 | 0.91076 | 0.91084 | 0.91091 | 0.91098 | 0.91105 | 0.91112 | 0.91119 | 0.91125 | 0.91132 | 0.91138 | 0.91144
[10 empty] | 1 | 2 | 3 | 4 | 5 | 6 | 7 | 8 | 9 | 10 | 11 | 12 | 13 | 14 | 15 | 16 | 17 | 18 | 19 | 20 | 21 | 22 | 23 | 24 | 25
Transformer Load Detail
[7 empty] | Units | 2013 |  | 2014 | 2015 | 2016 | 2017 | 2018 | 2019 | 2020 | 2021 | 2022 | 2023 | 2024 | 2025 | 2026 | 2027 | 2028 | 2029 | 2030 | 2031 | 2032 | 2033 | 2034 | 2035 | 2036 | 2037 | 2038
| 0 | Compensated |  | Load (LV side) |  |  | Amps
|  |  |  | Apparent Power |  |  | MVA
|  |  |  | Real Power |  |  | MW
|  |  |  | Reactive Power |  |  | MVAr
|  |  |  | Capacitors In Service |  |  | MVAr
PF
| Zone Div: | Uncompensated |  | Reactive Power |  |  | MVAr
PF
| 0 | Compensated |  | Load (LV side) |  |  | Amps
|  |  |  | Apparent Power |  |  | MVA
|  |  |  | Real Power |  |  | MW
|  |  |  | Reactive Power |  |  | MVAr
|  |  |  | Capacitors In Service |  |  | MVAr
PF
| Zone Div: | Uncompensated |  | Reactive Power |  |  | MVAr
PF
| 0 | Compensated |  | Load (LV side) |  |  | Amps
|  |  |  | Apparent Power |  |  | MVA
|  |  |  | Real Power |  |  | MW
|  |  |  | Reactive Power |  |  | MVAr
|  |  |  | Capacitors In Service |  |  | MVAr
PF
| Zone Div: | Uncompensated |  | Reactive Power |  |  | MVAr
PF
| 0 | Compensated |  | Load (LV side) |  |  | Amps
|  |  |  | Apparent Power |  |  | MVA
|  |  |  | Real Power |  |  | MW
|  |  |  | Reactive Power |  |  | MVAr
|  |  |  | Capacitors In Service |  |  | MVAr
PF
| Zone Div: | Uncompensated |  | Reactive Power |  |  | MVAr
PF
| 0 | Compensated |  | Load (LV side) |  |  | Amps
|  |  |  | Apparent Power |  |  | MVA
|  |  |  | Real Power |  |  | MW
|  |  |  | Reactive Power |  |  | MVAr
|  |  |  | Capacitors In Service |  |  | MVAr
PF
| Zone Div: | Uncompensated |  | Reactive Power |  |  | MVAr
PF
| 0 | Compensated |  | Load (LV side) |  |  | Amps
|  |  |  | Apparent Power |  |  | MVA
|  |  |  | Real Power |  |  | MW
|  |  |  | Reactive Power |  |  | MVAr
|  |  |  | Capacitors In Service |  |  | MVAr
PF
| Zone Div: | Uncompensated |  | Reactive Power |  |  | MVAr
PF
| 0 | Compensated |  | Load (LV side) |  |  | Amps
|  |  |  | Apparent Power |  |  | MVA
|  |  |  | Real Power |  |  | MW
|  |  |  | Reactive Power |  |  | MVAr
|  |  |  | Capacitors In Service |  |  | MVAr
PF
| Zone Div: | Uncompensated |  | Reactive Power |  |  | MVAr
PF
| 0 | Compensated |  | Load (LV side) |  |  | Amps
|  |  |  | Apparent Power |  |  | MVA
|  |  |  | Real Power |  |  | MW
|  |  |  | Reactive Power |  |  | MVAr
|  |  |  | Capacitors In Service |  |  | MVAr
PF
| Zone Div: | Uncompensated |  | Reactive Power |  |  | MVAr
PF
| 0 | Compensated |  | Load (LV side) |  |  | Amps
|  |  |  | Apparent Power |  |  | MVA
|  |  |  | Real Power |  |  | MW
|  |  |  | Reactive Power |  |  | MVAr
|  |  |  | Capacitors In Service |  |  | MVAr
PF
| Zone Div: | Uncompensated |  | Reactive Power |  |  | MVAr
PF
| 0 | Compensated |  | Load (LV side) |  |  | Amps
|  |  |  | Apparent Power |  |  | MVA
|  |  |  | Real Power |  |  | MW
|  |  |  | Reactive Power |  |  | MVAr
|  |  |  | Capacitors In Service |  |  | MVAr
PF
| Zone Div: | Uncompensated |  | Reactive Power |  |  | MVAr
PF

## Bunnerong North 132_33kV
| Bunnerong North 132_33kV | [16 empty] | 2014 | WINTER
| Substation Total Loads | [33 empty] | Spots & Transfers Detail
| Historical Loads | (MW) | [7 empty] | Weather Corrected Forecast Loads |  |  |  | (MW) | [20 empty] | Spots & Transfers Summary | (MW) |  | Historical Spots & Transfers | [6 empty] | Forecast Spots & Transfers
|  | 2007 | 2008 | 2009 | 2010 | 2011 | 2012 | 2013 |  | 2014 | 2015 | 2016 | 2017 | 2018 | 2019 | 2020 | 2021 | 2022 | 2023 | 2024 | 2025 | 2026 | 2027 | 2028 | 2029 | 2030 | 2031 | 2032 | 2033 | 2034 | 2035 | 2036 | 2037 | 2038 |  |  |  | 2007 | 2008 | 2009 | 2010 | 2011 | 2012 | 2013 | 2014 | 2015 | 2016 | 2017 | 2018 | 2019 | 2020 | 2021 | 2022 | 2023 | 2024 | 2025 | 2026 | 2027 | 2028 | 2029 | 2030 | 2031 | 2032 | 2033 | 2034 | 2035 | 2036 | 2037 | 2038
| Total | 270.5 | 275.76 | 252.72 | 217.2 | 212.3049 | 180.1389 | 219.5454 |  | 196.1691 | 203.7713 | 205.2892 | 206.4462 | 207.0259 | 207.432 | 208.7162 | 210.1777 | 211.545 | 212.9493 | 214.1478 | 215.6455 | 217.1428 | 218.8565 | 220.6896 | 222.4975 | 224.261 | 226.0566 | 227.8848 | 229.7461 | 231.6409 | 233.5696 | 235.5327 | 237.5306 | 239.564 |  |  | Total | 1.6215 | -2.3991 | -4.8631 | -29.7961 | -10.227 | 0 | 7.8779 | -6.4399 | 10.6645 | 3.5556 | 2.1649 | 0.57975 | 0.40612 | 1.2842 | 1.4615 | 1.3673 | 1.4043 | 1.1985 | 1.4977 | 1.4973 | 1.7138 | 1.833 | 1.808 | 1.7635 | 1.7956 | 1.8282 | 1.8613 | 1.8948 | 1.9287 | 1.9631 | 1.998 | 2.0333
| Firm Rating | 0 | 0 | 0 | 320 | 320 | 274.36 | 274.36 |  | 274.36 | 274.36 | 274.36 | 274.36 | 274.36 | 274.36 | 274.36 | 274.36 | 274.36 | 274.36 | 274.36 | 274.36 | 274.36 | 274.36 | 274.36 | 274.36 | 274.36 | 274.36 | 274.36 | 274.36 | 274.36 | 274.36 | 274.36 | 274.36 | 274.36
| Total Capacity | 0 | 0 | 0 | 378 | 378 | 379 | 379 |  | 379 | 379 | 379 | 379 | 379 | 379 | 379 | 379 | 379 | 379 | 379 | 379 | 379 | 379 | 379 | 379 | 379 | 379 | 379 | 379 | 379 | 379 | 379 | 379 | 379 |  |  | Bunnerong North 132_33kV Tx1 | 0 | 0 | 0 | 0 | 0 | 0 | 0 | 0 | 0 | 0 | 0 | 0 | 0 | 0 | 0 | 0 | 0 | 0 | 0 | 0 | 0 | 0 | 0 | 0 | 0 | 0 | 0 | 0 | 0 | 0 | 0 | 0
|  | -7 | -6 | -5 | -4 | -3 | -2 | -1 |  | 0 | 1 | 2 | 3 | 4 | 5 | 6 | 7 | 8 | 9 | 10 | 11 | 12 | 13 | 14 | 15 | 16 | 17 | 18 | 19 | 20 | 21 | 22 | 23 | 24 |  |  | Bunnerong North 132_33kV Tx2 | 0.53189 | -0.78698 | -1.5952 | -9.774 | -3.3548 | 0 | 2.5842 | -2.1125 | 3.4983 | 1.1663 | 0.71016 | 0.19017 | 0.13322 | 0.42125 | 0.47943 | 0.44851 | 0.46066 | 0.39313 | 0.49129 | 0.49115 | 0.56218 | 0.60129 | 0.59307 | 0.57847 | 0.58902 | 0.59971 | 0.61055 | 0.62154 | 0.63267 | 0.64396 | 0.6554 | 0.66699
| Transformer Loads | [35 empty] | Bunnerong North 132_33kV Tx3 | 0.53585 | -0.79284 | -1.6071 | -9.8468 | -3.3797 | 0 | 2.6034 | -2.1282 | 3.5243 | 1.175 | 0.71545 | 0.19159 | 0.13421 | 0.42438 | 0.48299 | 0.45185 | 0.46408 | 0.39606 | 0.49495 | 0.49481 | 0.56636 | 0.60576 | 0.59748 | 0.58277 | 0.5934 | 0.60418 | 0.6151 | 0.62616 | 0.63738 | 0.64875 | 0.66028 | 0.67196
| Historical Loads | (MW) | [7 empty] | 0: Weather Corrected Forecast Loads; 4: (MW) |  |  | Bunnerong North 132_33kV Tx4 | 0.55372 | -0.81929 | -1.6607 | -10.1753 | -3.4925 | 0 | 2.6903 | -2.1992 | 3.6419 | 1.2142 | 0.73932 | 0.19798 | 0.13869 | 0.43854 | 0.49911 | 0.46692 | 0.47957 | 0.40927 | 0.51146 | 0.51131 | 0.58526 | 0.62597 | 0.61742 | 0.60222 | 0.6132 | 0.62433 | 0.63562 | 0.64705 | 0.65865 | 0.6704 | 0.68231 | 0.69438
|  | 2007 | 2008 | 2009 | 2010 | 2011 | 2012 | 2013 |  | 2014 | 2015 | 2016 | 2017 | 2018 | 2019 | 2020 | 2021 | 2022 | 2023 | 2024 | 2025 | 2026 | 2027 | 2028 | 2029 | 2030 | 2031 | 2032 | 2033 | 2034 | 2035 | 2036 | 2037 | 2038 |  |  |  | 0 | 0 | 0 | 0 | 0 | 0 | 0 | 0 | 0 | 0 | 0 | 0 | 0 | 0 | 0 | 0 | 0 | 0 | 0 | 0 | 0 | 0 | 0 | 0 | 0 | 0 | 0 | 0 | 0 | 0 | 0 | 0
| 0 | [36 empty] | 0 | 0 | 0 | 0 | 0 | 0 | 0 | 0 | 0 | 0 | 0 | 0 | 0 | 0 | 0 | 0 | 0 | 0 | 0 | 0 | 0 | 0 | 0 | 0 | 0 | 0 | 0 | 0 | 0 | 0 | 0 | 0
| Diversity Factor: 0 | [36 empty] | 0 | 0 | 0 | 0 | 0 | 0 | 0 | 0 | 0 | 0 | 0 | 0 | 0 | 0 | 0 | 0 | 0 | 0 | 0 | 0 | 0 | 0 | 0 | 0 | 0 | 0 | 0 | 0 | 0 | 0 | 0 | 0
[38 empty] | 0 | 0 | 0 | 0 | 0 | 0 | 0 | 0 | 0 | 0 | 0 | 0 | 0 | 0 | 0 | 0 | 0 | 0 | 0 | 0 | 0 | 0 | 0 | 0 | 0 | 0 | 0 | 0 | 0 | 0 | 0 | 0
[38 empty] | 0 | 0 | 0 | 0 | 0 | 0 | 0 | 0 | 0 | 0 | 0 | 0 | 0 | 0 | 0 | 0 | 0 | 0 | 0 | 0 | 0 | 0 | 0 | 0 | 0 | 0 | 0 | 0 | 0 | 0 | 0 | 0
| 0 | [36 empty] | 0 | 0 | 0 | 0 | 0 | 0 | 0 | 0 | 0 | 0 | 0 | 0 | 0 | 0 | 0 | 0 | 0 | 0 | 0 | 0 | 0 | 0 | 0 | 0 | 0 | 0 | 0 | 0 | 0 | 0 | 0 | 0
Diversity Factor: 0
[38 empty] | Historical Spots & Transfers | [6 empty] | Forecast Spots & Transfers
[35 empty] | Project Name | From | To | 2007 | 2008 | 2009 | 2010 | 2011 | 2012 | 2013 | 2014 | 2015 | 2016 | 2017 | 2018 | 2019 | 2020 | 2021 | 2022 | 2023 | 2024 | 2025 | 2026 | 2027 | 2028 | 2029 | 2030 | 2031 | 2032 | 2033 | 2034 | 2035 | 2036 | 2037 | 2038
| 0 | [33 empty] | Alexandria 33_5kV Spots and Transfers |  | Bunnerong North 132_33kV Tx2 | 0 | 0 | 0 | -0.73436 | 0 | 0 | 0 | 0 | 0 | 0 | 0 | 0 | 0 | 0 | 0 | 0 | 0 | 0 | 0 | 0 | 0 | 0 | 0 | 0 | 0 | 0 | 0 | 0 | 0 | 0 | 0 | 0
| Diversity Factor: 0 | [33 empty] | Alexandria 33_5kV Spots and Transfers |  | Bunnerong North 132_33kV Tx3 | 0 | 0 | 0 | -0.73983 | 0 | 0 | 0 | 0 | 0 | 0 | 0 | 0 | 0 | 0 | 0 | 0 | 0 | 0 | 0 | 0 | 0 | 0 | 0 | 0 | 0 | 0 | 0 | 0 | 0 | 0 | 0 | 0
[35 empty] | Alexandria 33_5kV Spots and Transfers |  | Bunnerong North 132_33kV Tx4 | 0 | 0 | 0 | -0.76451 | 0 | 0 | 0 | 0 | 0 | 0 | 0 | 0 | 0 | 0 | 0 | 0 | 0 | 0 | 0 | 0 | 0 | 0 | 0 | 0 | 0 | 0 | 0 | 0 | 0 | 0 | 0 | 0
[35 empty] | Amcor Botany Load Increase Spots and Transfers |  | Bunnerong North 132_33kV Tx2 | 0 | 0 | 0 | 0 | 0 | 0 | 2.8162 | 0 | 0 | 0 | 0 | 0 | 0 | 0 | 0 | 0 | 0 | 0 | 0 | 0 | 0 | 0 | 0 | 0 | 0 | 0 | 0 | 0 | 0 | 0 | 0 | 0
| 0 | [33 empty] | Amcor Botany Load Increase Spots and Transfers |  | Bunnerong North 132_33kV Tx3 | 0 | 0 | 0 | 0 | 0 | 0 | 2.8372 | 0 | 0 | 0 | 0 | 0 | 0 | 0 | 0 | 0 | 0 | 0 | 0 | 0 | 0 | 0 | 0 | 0 | 0 | 0 | 0 | 0 | 0 | 0 | 0 | 0
| Diversity Factor: 0 | [33 empty] | Amcor Botany Load Increase Spots and Transfers |  | Bunnerong North 132_33kV Tx4 | 0 | 0 | 0 | 0 | 0 | 0 | 2.9318 | 0 | 0 | 0 | 0 | 0 | 0 | 0 | 0 | 0 | 0 | 0 | 0 | 0 | 0 | 0 | 0 | 0 | 0 | 0 | 0 | 0 | 0 | 0 | 0 | 0
[35 empty] | Botany 33_11kV Spots and Transfers |  | Bunnerong North 132_33kV Tx2 | 0 | 0 | -1.0734 | -0.29505 | 0 | 0 | -0.30523 | -0.57706 | -0.026316 | 0.0077842 | 0.056841 | 0.089302 | 0.060688 | 0.1206 | 0.12708 | 0.12076 | 0.12387 | 0.11021 | 0.13175 | 0.13215 | 0.14749 | 0.1562 | 0.15482 | 0.15222 | 0.15488 | 0.15758 | 0.16031 | 0.16308 | 0.16589 | 0.16873 | 0.17161 | 0.17453
[35 empty] | Botany 33_11kV Spots and Transfers |  | Bunnerong North 132_33kV Tx3 | 0 | 0 | -1.0814 | -0.29725 | 0 | 0 | -0.3075 | -0.58136 | -0.026512 | 0.0078422 | 0.057265 | 0.089967 | 0.061139 | 0.1215 | 0.12802 | 0.12166 | 0.12479 | 0.11103 | 0.13273 | 0.13313 | 0.14859 | 0.15736 | 0.15597 | 0.15335 | 0.15603 | 0.15875 | 0.1615 | 0.16429 | 0.16712 | 0.16999 | 0.17289 | 0.17583
| 0 | [33 empty] | Botany 33_11kV Spots and Transfers |  | Bunnerong North 132_33kV Tx4 | 0 | 0 | -1.1174 | -0.30717 | 0 | 0 | -0.31776 | -0.60075 | -0.027396 | 0.0081038 | 0.059175 | 0.092968 | 0.063179 | 0.12556 | 0.1323 | 0.12571 | 0.12896 | 0.11474 | 0.13716 | 0.13757 | 0.15355 | 0.16262 | 0.16118 | 0.15847 | 0.16124 | 0.16405 | 0.16689 | 0.16977 | 0.1727 | 0.17566 | 0.17866 | 0.1817
| Diversity Factor: 0 | [33 empty] | Camperdown 33_5kV Tx1 Spots and Transfers |  | Bunnerong North 132_33kV Tx2 | 0 | 0 | 0 | 0 | -0.16164 | 0 | -0.10875 | 0.066148 | -0.23506 | 0 | 0 | 0 | 0 | 0 | 0 | 0 | 0 | 0 | 0 | 0 | 0 | 0 | 0 | 0 | 0 | 0 | 0 | 0 | 0 | 0 | 0 | 0
[35 empty] | Camperdown 33_5kV Tx1 Spots and Transfers |  | Bunnerong North 132_33kV Tx3 | 0 | 0 | 0 | 0 | -0.16284 | 0 | -0.10956 | 0.06664 | -0.23681 | 0 | 0 | 0 | 0 | 0 | 0 | 0 | 0 | 0 | 0 | 0 | 0 | 0 | 0 | 0 | 0 | 0 | 0 | 0 | 0 | 0 | 0 | 0
[35 empty] | Camperdown 33_5kV Tx1 Spots and Transfers |  | Bunnerong North 132_33kV Tx4 | 0 | 0 | 0 | 0 | -0.16827 | 0 | -0.11321 | 0.068864 | -0.24471 | 0 | 0 | 0 | 0 | 0 | 0 | 0 | 0 | 0 | 0 | 0 | 0 | 0 | 0 | 0 | 0 | 0 | 0 | 0 | 0 | 0 | 0 | 0
| 0 | [33 empty] | Camperdown 33_5kV Tx2 Spots and Transfers |  | Bunnerong North 132_33kV Tx2 | 0 | 0 | 0 | 0 | 0 | 0 | -0.12324 | 0.074962 | -0.26638 | 0 | 0 | 0 | 0 | 0 | 0 | 0 | 0 | 0 | 0 | 0 | 0 | 0 | 0 | 0 | 0 | 0 | 0 | 0 | 0 | 0 | 0 | 0
| Diversity Factor: 0 | [33 empty] | Camperdown 33_5kV Tx2 Spots and Transfers |  | Bunnerong North 132_33kV Tx3 | 0 | 0 | 0 | 0 | 0 | 0 | -0.12416 | 0.07552 | -0.26837 | 0 | 0 | 0 | 0 | 0 | 0 | 0 | 0 | 0 | 0 | 0 | 0 | 0 | 0 | 0 | 0 | 0 | 0 | 0 | 0 | 0 | 0 | 0
[35 empty] | Camperdown 33_5kV Tx2 Spots and Transfers |  | Bunnerong North 132_33kV Tx4 | 0 | 0 | 0 | 0 | 0 | 0 | -0.1283 | 0.07804 | -0.27732 | 0 | 0 | 0 | 0 | 0 | 0 | 0 | 0 | 0 | 0 | 0 | 0 | 0 | 0 | 0 | 0 | 0 | 0 | 0 | 0 | 0 | 0 | 0
[35 empty] | Camperdown 33_5kV Tx4 Spots and Transfers |  | Bunnerong North 132_33kV Tx2 | 0 | 0 | 0 | 0 | 0 | 0 | 0 | 0 | 0 | 0 | 0 | 0 | 0 | 0 | 0 | 0 | 0 | 0 | 0 | 0 | 0 | 0 | 0 | 0 | 0 | 0 | 0 | 0 | 0 | 0 | 0 | 0
| 0 | [33 empty] | Camperdown 33_5kV Tx4 Spots and Transfers |  | Bunnerong North 132_33kV Tx3 | 0 | 0 | 0 | 0 | 0 | 0 | 0 | 0 | 0 | 0 | 0 | 0 | 0 | 0 | 0 | 0 | 0 | 0 | 0 | 0 | 0 | 0 | 0 | 0 | 0 | 0 | 0 | 0 | 0 | 0 | 0 | 0
| Diversity Factor: 0 | [33 empty] | Camperdown 33_5kV Tx4 Spots and Transfers |  | Bunnerong North 132_33kV Tx4 | 0 | 0 | 0 | 0 | 0 | 0 | 0 | 0 | 0 | 0 | 0 | 0 | 0 | 0 | 0 | 0 | 0 | 0 | 0 | 0 | 0 | 0 | 0 | 0 | 0 | 0 | 0 | 0 | 0 | 0 | 0 | 0
[35 empty] | Equinix Datacentre - Alexandria Spots and Transfers |  | Bunnerong North 132_33kV Tx2 | 0 | 0 | 0 | 0 | 0 | 0 | 0 | 0 | 3.1019 | 1.2407 | 0.62037 | 0 | 0 | 0 | 0 | 0 | 0 | 0 | 0 | 0 | 0 | 0 | 0 | 0 | 0 | 0 | 0 | 0 | 0 | 0 | 0 | 0
[35 empty] | Equinix Datacentre - Alexandria Spots and Transfers |  | Bunnerong North 132_33kV Tx3 | 0 | 0 | 0 | 0 | 0 | 0 | 0 | 0 | 3.125 | 1.25 | 0.62499 | 0 | 0 | 0 | 0 | 0 | 0 | 0 | 0 | 0 | 0 | 0 | 0 | 0 | 0 | 0 | 0 | 0 | 0 | 0 | 0 | 0
| 0 | [33 empty] | Equinix Datacentre - Alexandria Spots and Transfers |  | Bunnerong North 132_33kV Tx4 | 0 | 0 | 0 | 0 | 0 | 0 | 0 | 0 | 3.2292 | 1.2917 | 0.64584 | 0 | 0 | 0 | 0 | 0 | 0 | 0 | 0 | 0 | 0 | 0 | 0 | 0 | 0 | 0 | 0 | 0 | 0 | 0 | 0 | 0
| Diversity Factor: 0 | [33 empty] | Mascot 33_11kV Spots and Transfers |  | Bunnerong North 132_33kV Tx2 | 0 | 0 | 1.0734 | 0.29505 | 0 | 0 | 0.30523 | -0.062635 | -0.065659 | -0.043904 | 0.014333 | 0.044258 | 0.020277 | 0.13663 | 0.17086 | 0.15676 | 0.15997 | 0.12652 | 0.16721 | 0.16573 | 0.19722 | 0.21349 | 0.20884 | 0.20042 | 0.20383 | 0.20729 | 0.21079 | 0.21433 | 0.21793 | 0.22157 | 0.22525 | 0.22899
[35 empty] | Mascot 33_11kV Spots and Transfers |  | Bunnerong North 132_33kV Tx3 | 0 | 0 | 1.0814 | 0.29725 | 0 | 0 | 0.3075 | -0.063101 | -0.066148 | -0.044231 | 0.014439 | 0.044587 | 0.020428 | 0.13765 | 0.17214 | 0.15793 | 0.16116 | 0.12746 | 0.16846 | 0.16697 | 0.19868 | 0.21508 | 0.2104 | 0.20192 | 0.20535 | 0.20883 | 0.21236 | 0.21593 | 0.21955 | 0.22322 | 0.22693 | 0.23069
[35 empty] | Mascot 33_11kV Spots and Transfers |  | Bunnerong North 132_33kV Tx4 | 0 | 0 | 1.1174 | 0.30717 | 0 | 0 | 0.31776 | -0.065207 | -0.068355 | -0.045707 | 0.014921 | 0.046075 | 0.02111 | 0.14224 | 0.17788 | 0.16319 | 0.16654 | 0.13172 | 0.17408 | 0.17254 | 0.20531 | 0.22225 | 0.21742 | 0.20865 | 0.2122 | 0.2158 | 0.21944 | 0.22313 | 0.22687 | 0.23066 | 0.2345 | 0.23839
| 0 | [33 empty] | Matraville 33_11kV Spots and Transfers |  | Bunnerong North 132_33kV Tx2 | 0 | -0.78698 | 0 | 0 | 0 | 0 | 1.6797e-16 | -1.2741 | -2.49 | -0.037726 | 0.019214 | 0.057501 | 0.053089 | 0.16392 | 0.1808 | 0.17046 | 0.17628 | 0.15626 | 0.19181 | 0.1928 | 0.21667 | 0.23066 | 0.22853 | 0.22507 | 0.22954 | 0.23407 | 0.23866 | 0.24332 | 0.24804 | 0.25283 | 0.25769 | 0.26261
| Diversity Factor: 0 | [33 empty] | Matraville 33_11kV Spots and Transfers |  | Bunnerong North 132_33kV Tx3 | 0 | -0.79284 | 0 | 0 | 0 | 0 | 1.6922e-16 | -1.2836 | -2.5086 | -0.038007 | 0.019357 | 0.057929 | 0.053484 | 0.16514 | 0.18214 | 0.17173 | 0.17759 | 0.15742 | 0.19324 | 0.19423 | 0.21829 | 0.23238 | 0.23024 | 0.22674 | 0.23124 | 0.23581 | 0.24044 | 0.24513 | 0.24989 | 0.25471 | 0.25961 | 0.26457
[35 empty] | Matraville 33_11kV Spots and Transfers |  | Bunnerong North 132_33kV Tx4 | 0 | -0.81929 | 0 | 0 | 0 | 0 | 1.7486e-16 | -1.3264 | -2.5923 | -0.039275 | 0.020003 | 0.059862 | 0.055268 | 0.17065 | 0.18822 | 0.17746 | 0.18352 | 0.16267 | 0.19969 | 0.20071 | 0.22557 | 0.24013 | 0.23792 | 0.23431 | 0.23896 | 0.24368 | 0.24846 | 0.25331 | 0.25822 | 0.26321 | 0.26827 | 0.27339
[35 empty] | Port Botany 33_11kV Spots and Transfers |  | Bunnerong North 132_33kV Tx2 | 0 | 0 | 0 | 0 | 0.52909 | 0 | 0 | 1.7243 | 3.4799 | -0.00055444 | -0.00060177 | -0.00088639 | -0.00083443 | 9.464e-05 | 0.00068781 | 0.00053187 | 0.00053147 | 0.00013733 | 0.00051378 | 0.00047449 | 0.00079176 | 0.00093917 | 0.00087241 | 0.00075491 | 0.00076744 | 0.00078012 | 0.00079296 | 0.00080594 | 0.00081908 | 0.00083238 | 0.00084583 | 0.00085945
| 0 | [33 empty] | Port Botany 33_11kV Spots and Transfers |  | Bunnerong North 132_33kV Tx3 | 0 | 0 | 0 | 0 | 0.53303 | 0 | 0 | 1.7371 | 3.5058 | -0.00055857 | -0.00060625 | -0.00089298 | -0.00084064 | 9.5344e-05 | 0.00069293 | 0.00053582 | 0.00053542 | 0.00013835 | 0.00051761 | 0.00047802 | 0.00079765 | 0.00094617 | 0.00087891 | 0.00076053 | 0.00077315 | 0.00078593 | 0.00079886 | 0.00081194 | 0.00082518 | 0.00083857 | 0.00085213 | 0.00086584
| Diversity Factor: 0 | [33 empty] | Port Botany 33_11kV Spots and Transfers |  | Bunnerong North 132_33kV Tx4 | 0 | 0 | 0 | 0 | 0.55082 | 0 | 0 | 1.7951 | 3.6227 | -0.00057721 | -0.00062648 | -0.00092278 | -0.00086869 | 9.8525e-05 | 0.00071605 | 0.0005537 | 0.00055329 | 0.00014297 | 0.00053488 | 0.00049397 | 0.00082427 | 0.00097773 | 0.00090823 | 0.0007859 | 0.00079895 | 0.00081215 | 0.00082551 | 0.00083903 | 0.00085271 | 0.00086655 | 0.00088056 | 0.00089473
[35 empty] | Randwick 33_11kV Spots and Transfers |  | Bunnerong North 132_33kV Tx2 | 0.53189 | 0 | -1.5952 | -9.0397 | -3.7222 | 0 | 0 | 0 | 0 | 0 | 0 | 0 | 0 | 0 | 0 | 0 | 0 | 0 | 0 | 0 | 0 | 0 | 0 | 0 | 0 | 0 | 0 | 0 | 0 | 0 | 0 | 0
[35 empty] | Randwick 33_11kV Spots and Transfers |  | Bunnerong North 132_33kV Tx3 | 0.53585 | 0 | -1.6071 | -9.1069 | -3.7499 | 0 | 0 | 0 | 0 | 0 | 0 | 0 | 0 | 0 | 0 | 0 | 0 | 0 | 0 | 0 | 0 | 0 | 0 | 0 | 0 | 0 | 0 | 0 | 0 | 0 | 0 | 0
[35 empty] | Randwick 33_11kV Spots and Transfers |  | Bunnerong North 132_33kV Tx4 | 0.55372 | 0 | -1.6607 | -9.4108 | -3.875 | 0 | 0 | 0 | 0 | 0 | 0 | 0 | 0 | 0 | 0 | 0 | 0 | 0 | 0 | 0 | 0 | 0 | 0 | 0 | 0 | 0 | 0 | 0 | 0 | 0 | 0 | 0
| Weather Correction and Public Holiday Factors | [8 empty] | Forecast ROG | [24 empty] | Sydney Airport Tri-generation Stage 1 Proposa Spots and Transfers |  | Bunnerong North 132_33kV Tx2 | 0 | 0 | 0 | 0 | 0 | 0 | 0 | -2.0641 | 0 | 0 | 0 | 0 | 0 | 0 | 0 | 0 | 0 | 0 | 0 | 0 | 0 | 0 | 0 | 0 | 0 | 0 | 0 | 0 | 0 | 0 | 0 | 0
[10 empty] | ROG Justification | [24 empty] | Sydney Airport Tri-generation Stage 1 Proposa Spots and Transfers |  | Bunnerong North 132_33kV Tx3 | 0 | 0 | 0 | 0 | 0 | 0 | 0 | -2.0795 | 0 | 0 | 0 | 0 | 0 | 0 | 0 | 0 | 0 | 0 | 0 | 0 | 0 | 0 | 0 | 0 | 0 | 0 | 0 | 0 | 0 | 0 | 0 | 0
| Actual loads for season 2013 have been weather corrected by the following: | [6 empty] | -0.6166% |  | Weighted ROG calculation based on downstream zone substations and customers | [24 empty] | Sydney Airport Tri-generation Stage 1 Proposa Spots and Transfers |  | Bunnerong North 132_33kV Tx4 | 0 | 0 | 0 | 0 | 0 | 0 | 0 | -2.1489 | 0 | 0 | 0 | 0 | 0 | 0 | 0 | 0 | 0 | 0 | 0 | 0 | 0 | 0 | 0 | 0 | 0 | 0 | 0 | 0 | 0 | 0 | 0 | 0 | Weighted ROG calculation based on downstream zone substations and customers
1 | 2 | 3 | 4 | 5 | 6 | 7 | 8 | 9 | 10 | 2014 | 2015 | 2016 | 2017 | 2018 | 2019 | 2020 | 2021 | 2022 | 2023 | 2024 | 2025 | 2026 | 2027 | 2028 | 2029 | 2030 | 2031 | 2032 | 2033 | 2034 | 2035 | 2036 | 2037 | 2038
0.98092 | 0.96561 | 0.95595 | 0.95126 | 0.95126 | 0.95126 | 0.95126 | 0.95126 | 0.95126 | 0.95126 | -1.908% | -1.561% | -1% | -0.491% | 0% | 0% | 0% | 0% | 0% | 0% | 0% | 0% | 0% | 0% | 0% | 0% | 0% | 0% | 0% | 0% | 0% | 0% | 0% | 0% | 0%
Substation Load Detail
[7 empty] | Units | 2013 |  | 2014 | 2015 | 2016 | 2017 | 2018 | 2019 | 2020 | 2021 | 2022 | 2023 | 2024 | 2025 | 2026 | 2027 | 2028 | 2029 | 2030 | 2031 | 2032 | 2033 | 2034 | 2035 | 2036 | 2037 | 2038
1 | Bunnerong North 132_33kV | Compensated |  | Load (LV side) |  |  | Amps | 3845 |  | 3432.14 | 3565.7 | 3592.41 | 3612.8 | 3623.02 | 3630.18 | 3652.83 | 3678.63 | 3702.79 | 3727.61 | 3748.81 | 3775.31 | 3801.83 | 3832.19 | 3864.7 | 3896.79 | 3928.1 | 3960.01 | 3992.52 | 4025.65 | 4059.39 | 4093.75 | 4128.76 | 4155.71 | 4191.32
|  |  |  | Apparent Power |  |  | MVA | 219.7978 |  | 196.1731 | 203.8071 | 205.3343 | 206.4993 | 207.0835 | 207.4928 | 208.7877 | 210.2624 | 211.6429 | 213.0618 | 214.2733 | 215.7883 | 217.3038 | 219.0396 | 220.8976 | 222.7315 | 224.5215 | 226.3454 | 228.2037 | 230.0968 | 232.0253 | 233.9896 | 235.9903 | 237.5309 | 239.5664
|  |  |  | Real Power |  |  | MW | 219.5454 | 206.55 | 196.1691 | 203.7713 | 205.2892 | 206.4462 | 207.0259 | 207.432 | 208.7162 | 210.1777 | 211.545 | 212.9493 | 214.1478 | 215.6455 | 217.1428 | 218.8565 | 220.6896 | 222.4975 | 224.261 | 226.0566 | 227.8848 | 229.7461 | 231.6409 | 233.5696 | 235.5327 | 237.5306 | 239.564
|  |  |  | Reactive Power |  |  | MVAr | 10.5301 |  | 1.262 | 3.8185 | 4.3036 | 4.6836 | 4.883 | 5.0227 | 5.4645 | 5.9673 | 6.4377 | 6.9208 | 7.3331 | 7.8484 | 8.3635 | 8.9531 | 9.5837 | 10.2057 | 10.8124 | 11.4301 | 12.0591 | 12.6994 | 13.3513 | 14.0148 | 14.6902 | 0.37753 | 1.0771
|  |  |  | Capacitors In Service |  |  | MVAr | 65 |  | 70 | 70 | 70 | 70 | 70 | 70 | 70 | 70 | 70 | 70 | 70 | 70 | 70 | 70 | 70 | 70 | 70 | 70 | 70 | 70 | 70 | 70 | 70 | 85 | 85
|  |  |  | PF |  |  |  | 0.99885 |  | 0.99998 | 0.99982 | 0.99978 | 0.99974 | 0.99972 | 0.99971 | 0.99966 | 0.9996 | 0.99954 | 0.99947 | 0.99941 | 0.99934 | 0.99926 | 0.99916 | 0.99906 | 0.99895 | 0.99884 | 0.99872 | 0.9986 | 0.99848 | 0.99834 | 0.99821 | 0.99806 | 1 | 0.99999
0.96002 | Diversity Factor: 0.96 | Uncompensated |  | Reactive Power |  |  | MVAr | 75.5301 | 74.9068 | 71.2621 | 73.8185 | 74.3036 | 74.6835 | 74.883 | 75.0227 | 75.4645 | 75.9673 | 76.4377 | 76.9208 | 77.3331 | 77.8484 | 78.3635 | 78.9531 | 79.5837 | 80.2057 | 80.8124 | 81.4301 | 82.0591 | 82.6994 | 83.3513 | 84.0148 | 84.6902 | 85.3775 | 86.077
|  |  |  | PF |  |  |  | 0.94561 |  | 0.9399 | 0.94021 | 0.9403 | 0.94036 | 0.94037 | 0.94039 | 0.94042 | 0.94045 | 0.94049 | 0.94052 | 0.94055 | 0.94059 | 0.94062 | 0.94066 | 0.9407 | 0.94074 | 0.94078 | 0.94082 | 0.94086 | 0.9409 | 0.94094 | 0.94098 | 0.94102 | 0.94106 | 0.9411
[10 empty] | 1 | 2 | 3 | 4 | 5 | 6 | 7 | 8 | 9 | 10 | 11 | 12 | 13 | 14 | 15 | 16 | 17 | 18 | 19 | 20 | 21 | 22 | 23 | 24 | 25
Transformer Load Detail
[7 empty] | Units | 2013 |  | 2014 | 2015 | 2016 | 2017 | 2018 | 2019 | 2020 | 2021 | 2022 | 2023 | 2024 | 2025 | 2026 | 2027 | 2028 | 2029 | 2030 | 2031 | 2032 | 2033 | 2034 | 2035 | 2036 | 2037 | 2038
| 0 | Compensated |  | Load (LV side) |  |  | Amps
|  |  |  | Apparent Power |  |  | MVA
|  |  |  | Real Power |  |  | MW
|  |  |  | Reactive Power |  |  | MVAr
|  |  |  | Capacitors In Service |  |  | MVAr
PF
| Zone Div: | Uncompensated |  | Reactive Power |  |  | MVAr
PF
| 0 | Compensated |  | Load (LV side) |  |  | Amps
|  |  |  | Apparent Power |  |  | MVA
|  |  |  | Real Power |  |  | MW
|  |  |  | Reactive Power |  |  | MVAr
|  |  |  | Capacitors In Service |  |  | MVAr
PF
| Zone Div: | Uncompensated |  | Reactive Power |  |  | MVAr
PF
| 0 | Compensated |  | Load (LV side) |  |  | Amps
|  |  |  | Apparent Power |  |  | MVA
|  |  |  | Real Power |  |  | MW
|  |  |  | Reactive Power |  |  | MVAr
|  |  |  | Capacitors In Service |  |  | MVAr
PF
| Zone Div: | Uncompensated |  | Reactive Power |  |  | MVAr
PF
| 0 | Compensated |  | Load (LV side) |  |  | Amps
|  |  |  | Apparent Power |  |  | MVA
|  |  |  | Real Power |  |  | MW
|  |  |  | Reactive Power |  |  | MVAr
|  |  |  | Capacitors In Service |  |  | MVAr
PF
| Zone Div: | Uncompensated |  | Reactive Power |  |  | MVAr
PF
| 0 | Compensated |  | Load (LV side) |  |  | Amps
|  |  |  | Apparent Power |  |  | MVA
|  |  |  | Real Power |  |  | MW
|  |  |  | Reactive Power |  |  | MVAr
|  |  |  | Capacitors In Service |  |  | MVAr
PF
| Zone Div: | Uncompensated |  | Reactive Power |  |  | MVAr
PF
| 0 | Compensated |  | Load (LV side) |  |  | Amps
|  |  |  | Apparent Power |  |  | MVA
|  |  |  | Real Power |  |  | MW
|  |  |  | Reactive Power |  |  | MVAr
|  |  |  | Capacitors In Service |  |  | MVAr
PF
| Zone Div: | Uncompensated |  | Reactive Power |  |  | MVAr
PF
| 0 | Compensated |  | Load (LV side) |  |  | Amps
|  |  |  | Apparent Power |  |  | MVA
|  |  |  | Real Power |  |  | MW
|  |  |  | Reactive Power |  |  | MVAr
|  |  |  | Capacitors In Service |  |  | MVAr
PF
| Zone Div: | Uncompensated |  | Reactive Power |  |  | MVAr
PF
| 0 | Compensated |  | Load (LV side) |  |  | Amps
|  |  |  | Apparent Power |  |  | MVA
|  |  |  | Real Power |  |  | MW
|  |  |  | Reactive Power |  |  | MVAr
|  |  |  | Capacitors In Service |  |  | MVAr
PF
| Zone Div: | Uncompensated |  | Reactive Power |  |  | MVAr
PF
| 0 | Compensated |  | Load (LV side) |  |  | Amps
|  |  |  | Apparent Power |  |  | MVA
|  |  |  | Real Power |  |  | MW
|  |  |  | Reactive Power |  |  | MVAr
|  |  |  | Capacitors In Service |  |  | MVAr
PF
| Zone Div: | Uncompensated |  | Reactive Power |  |  | MVAr
PF
| 0 | Compensated |  | Load (LV side) |  |  | Amps
|  |  |  | Apparent Power |  |  | MVA
|  |  |  | Real Power |  |  | MW
|  |  |  | Reactive Power |  |  | MVAr
|  |  |  | Capacitors In Service |  |  | MVAr
PF
| Zone Div: | Uncompensated |  | Reactive Power |  |  | MVAr
PF

## Canterbury 132_33kV
| Canterbury 132_33kV | [16 empty] | 2014 | WINTER
| Substation Total Loads | [33 empty] | Spots & Transfers Detail
| Historical Loads | (MW) | [7 empty] | Weather Corrected Forecast Loads |  |  |  | (MW) | [20 empty] | Spots & Transfers Summary | (MW) |  | Historical Spots & Transfers | [6 empty] | Forecast Spots & Transfers
|  | 2007 | 2008 | 2009 | 2010 | 2011 | 2012 | 2013 |  | 2014 | 2015 | 2016 | 2017 | 2018 | 2019 | 2020 | 2021 | 2022 | 2023 | 2024 | 2025 | 2026 | 2027 | 2028 | 2029 | 2030 | 2031 | 2032 | 2033 | 2034 | 2035 | 2036 | 2037 | 2038 |  |  |  | 2007 | 2008 | 2009 | 2010 | 2011 | 2012 | 2013 | 2014 | 2015 | 2016 | 2017 | 2018 | 2019 | 2020 | 2021 | 2022 | 2023 | 2024 | 2025 | 2026 | 2027 | 2028 | 2029 | 2030 | 2031 | 2032 | 2033 | 2034 | 2035 | 2036 | 2037 | 2038
| Total | 178.4 | 173.7 | 158.76 | 163.98 | 148.5 | 126.346 | 120.9714 |  | 107.7515 | 104.1303 | 102.4021 | 100.7658 | 101.4921 | 102.1557 | 103.8172 | 105.6119 | 107.3151 | 109.0947 | 110.7363 | 112.7291 | 114.7451 | 116.9709 | 119.3318 | 121.6823 | 124.0225 | 126.4149 | 128.8601 | 131.359 | 133.9122 | 136.5206 | 139.185 | 141.9063 | 144.6851 |  |  | Total | 0 | 0 | 0 | 1.484 | -11.1698 | -8.4504 | -2.5535 | -11.9046 | -0.75926 | 0.10237 | -0.73924 | 0.7263 | 0.66362 | 1.6615 | 1.7947 | 1.7032 | 1.7796 | 1.6416 | 1.9929 | 2.0159 | 2.2259 | 2.3609 | 2.3505 | 2.3403 | 2.3924 | 2.4452 | 2.4988 | 2.5532 | 2.6084 | 2.6644 | 2.7212 | 2.7789
| Firm Rating | 0 | 0 | 0 | 194 | 194 | 194.45 | 194.45 |  | 194.45 | 194.45 | 194.45 | 194.45 | 194.45 | 194.45 | 194.45 | 194.45 | 194.45 | 194.45 | 194.45 | 194.45 | 194.45 | 194.45 | 194.45 | 194.45 | 194.45 | 194.45 | 194.45 | 194.45 | 194.45 | 194.45 | 194.45 | 194.45 | 194.45
| Total Capacity | 0 | 0 | 0 | 206 | 206 | 274 | 274 |  | 274 | 274 | 274 | 274 | 274 | 274 | 274 | 274 | 274 | 274 | 274 | 274 | 274 | 274 | 274 | 274 | 274 | 274 | 274 | 274 | 274 | 274 | 274 | 274 | 274 |  |  | Canterbury 132_33kV Tx1 | 0 | 0 | 0 | 0.52916 | -3.983 | -3.0133 | -0.91052 | -4.245 | -0.27074 | 0.036503 | -0.2636 | 0.25899 | 0.23664 | 0.59247 | 0.63995 | 0.60734 | 0.63456 | 0.58535 | 0.71062 | 0.71885 | 0.7937 | 0.84184 | 0.83814 | 0.8345 | 0.85308 | 0.87192 | 0.89104 | 0.91044 | 0.93012 | 0.95009 | 0.97034 | 0.99089
|  | -7 | -6 | -5 | -4 | -3 | -2 | -1 |  | 0 | 1 | 2 | 3 | 4 | 5 | 6 | 7 | 8 | 9 | 10 | 11 | 12 | 13 | 14 | 15 | 16 | 17 | 18 | 19 | 20 | 21 | 22 | 23 | 24 |  |  | Canterbury 132_33kV Tx2 | 0 | 0 | 0 | 0.48567 | -3.6557 | -2.7656 | -0.8357 | -3.8962 | -0.24849 | 0.033503 | -0.24194 | 0.23771 | 0.21719 | 0.54378 | 0.58736 | 0.55743 | 0.58242 | 0.53725 | 0.65223 | 0.65978 | 0.72848 | 0.77266 | 0.76926 | 0.76593 | 0.78298 | 0.80027 | 0.81782 | 0.83562 | 0.85369 | 0.87201 | 0.8906 | 0.90947
| Transformer Loads | [35 empty] | Canterbury 132_33kV Tx3 | 0 | 0 | 0 | 0 | 0 | 0 | 0 | 0 | 0 | 0 | 0 | 0 | 0 | 0 | 0 | 0 | 0 | 0 | 0 | 0 | 0 | 0 | 0 | 0 | 0 | 0 | 0 | 0 | 0 | 0 | 0 | 0
| Historical Loads | (MW) | [7 empty] | 0: Weather Corrected Forecast Loads; 4: (MW) |  |  | Canterbury 132_33kV Tx4 | 0 | 0 | 0 | 0.46914 | -3.5312 | -2.6715 | -0.80725 | -3.7635 | -0.24003 | 0.032362 | -0.2337 | 0.22961 | 0.20979 | 0.52527 | 0.56736 | 0.53845 | 0.56259 | 0.51896 | 0.63002 | 0.63731 | 0.70367 | 0.74636 | 0.74307 | 0.73985 | 0.75632 | 0.77302 | 0.78997 | 0.80717 | 0.82462 | 0.84232 | 0.86028 | 0.8785
|  | 2007 | 2008 | 2009 | 2010 | 2011 | 2012 | 2013 |  | 2014 | 2015 | 2016 | 2017 | 2018 | 2019 | 2020 | 2021 | 2022 | 2023 | 2024 | 2025 | 2026 | 2027 | 2028 | 2029 | 2030 | 2031 | 2032 | 2033 | 2034 | 2035 | 2036 | 2037 | 2038 |  |  |  | 0 | 0 | 0 | 0 | 0 | 0 | 0 | 0 | 0 | 0 | 0 | 0 | 0 | 0 | 0 | 0 | 0 | 0 | 0 | 0 | 0 | 0 | 0 | 0 | 0 | 0 | 0 | 0 | 0 | 0 | 0 | 0
| 0 | [36 empty] | 0 | 0 | 0 | 0 | 0 | 0 | 0 | 0 | 0 | 0 | 0 | 0 | 0 | 0 | 0 | 0 | 0 | 0 | 0 | 0 | 0 | 0 | 0 | 0 | 0 | 0 | 0 | 0 | 0 | 0 | 0 | 0
| Diversity Factor: 0 | [36 empty] | 0 | 0 | 0 | 0 | 0 | 0 | 0 | 0 | 0 | 0 | 0 | 0 | 0 | 0 | 0 | 0 | 0 | 0 | 0 | 0 | 0 | 0 | 0 | 0 | 0 | 0 | 0 | 0 | 0 | 0 | 0 | 0
[38 empty] | 0 | 0 | 0 | 0 | 0 | 0 | 0 | 0 | 0 | 0 | 0 | 0 | 0 | 0 | 0 | 0 | 0 | 0 | 0 | 0 | 0 | 0 | 0 | 0 | 0 | 0 | 0 | 0 | 0 | 0 | 0 | 0
[38 empty] | 0 | 0 | 0 | 0 | 0 | 0 | 0 | 0 | 0 | 0 | 0 | 0 | 0 | 0 | 0 | 0 | 0 | 0 | 0 | 0 | 0 | 0 | 0 | 0 | 0 | 0 | 0 | 0 | 0 | 0 | 0 | 0
| 0 | [36 empty] | 0 | 0 | 0 | 0 | 0 | 0 | 0 | 0 | 0 | 0 | 0 | 0 | 0 | 0 | 0 | 0 | 0 | 0 | 0 | 0 | 0 | 0 | 0 | 0 | 0 | 0 | 0 | 0 | 0 | 0 | 0 | 0
Diversity Factor: 0
[38 empty] | Historical Spots & Transfers | [6 empty] | Forecast Spots & Transfers
[35 empty] | Project Name | From | To | 2007 | 2008 | 2009 | 2010 | 2011 | 2012 | 2013 | 2014 | 2015 | 2016 | 2017 | 2018 | 2019 | 2020 | 2021 | 2022 | 2023 | 2024 | 2025 | 2026 | 2027 | 2028 | 2029 | 2030 | 2031 | 2032 | 2033 | 2034 | 2035 | 2036 | 2037 | 2038
| 0 | [33 empty] | Camperdown 33_5kV Tx5 Spots and Transfers |  | Canterbury 132_33kV Tx1 | 0 | 0 | 0 | 0 | -0.56773 | -2.987 | -1.2664 | -5.0537 | -0.4062 | 0 | -0.43443 | 0 | 0 | 0 | 0 | 0 | 0 | 0 | 0 | 0 | 0 | 0 | 0 | 0 | 0 | 0 | 0 | 0 | 0 | 0 | 0 | 0
| Diversity Factor: 0 | [33 empty] | Camperdown 33_5kV Tx5 Spots and Transfers |  | Canterbury 132_33kV Tx2 | 0 | 0 | 0 | 0 | -0.52108 | -2.7415 | -1.1624 | -4.6384 | -0.37282 | 0 | -0.39873 | 0 | 0 | 0 | 0 | 0 | 0 | 0 | 0 | 0 | 0 | 0 | 0 | 0 | 0 | 0 | 0 | 0 | 0 | 0 | 0 | 0
[35 empty] | Camperdown 33_5kV Tx5 Spots and Transfers |  | Canterbury 132_33kV Tx4 | 0 | 0 | 0 | 0 | -0.50334 | -2.6482 | -1.1228 | -4.4805 | -0.36012 | 0 | -0.38515 | 0 | 0 | 0 | 0 | 0 | 0 | 0 | 0 | 0 | 0 | 0 | 0 | 0 | 0 | 0 | 0 | 0 | 0 | 0 | 0 | 0
[35 empty] | Campsie 33_11kV Spots and Transfers |  | Canterbury 132_33kV Tx1 | 0 | 0 | 0 | 0 | 1.9871 | 0 | 0.3559 | 0.58041 | -0.030982 | 0.020233 | 0.084036 | 0.12383 | 0.087683 | 0.26253 | 0.29368 | 0.2769 | 0.29023 | 0.2649 | 0.32766 | 0.33143 | 0.3689 | 0.39282 | 0.39058 | 0.38832 | 0.3973 | 0.40641 | 0.41565 | 0.42504 | 0.43456 | 0.44422 | 0.45402 | 0.46396
| 0 | [33 empty] | Campsie 33_11kV Spots and Transfers |  | Canterbury 132_33kV Tx2 | 0 | 0 | 0 | 0 | 1.8238 | 0 | 0.32666 | 0.53271 | -0.028436 | 0.018571 | 0.07713 | 0.11365 | 0.080477 | 0.24096 | 0.26955 | 0.25415 | 0.26638 | 0.24313 | 0.30074 | 0.30419 | 0.33858 | 0.36054 | 0.35848 | 0.35641 | 0.36465 | 0.37301 | 0.3815 | 0.39011 | 0.39885 | 0.40771 | 0.41671 | 0.42583
| Diversity Factor: 0 | [33 empty] | Campsie 33_11kV Spots and Transfers |  | Canterbury 132_33kV Tx4 | 0 | 0 | 0 | 0 | 1.7617 | 0 | 0.31553 | 0.51457 | -0.027468 | 0.017938 | 0.074504 | 0.10978 | 0.077737 | 0.23276 | 0.26037 | 0.24549 | 0.25731 | 0.23485 | 0.2905 | 0.29384 | 0.32705 | 0.34826 | 0.34628 | 0.34427 | 0.35223 | 0.36031 | 0.36851 | 0.37683 | 0.38527 | 0.39383 | 0.40252 | 0.41134
[35 empty] | Dulwich Hill 33_11kV Spots and Transfers |  | Canterbury 132_33kV Tx1 | 0 | 0 | 0 | 0 | 0 | 0 | 0 | -0.032832 | 0.18017 | 0.0080979 | 0.048754 | 0.073501 | 0.075437 | 0.20338 | 0.2232 | 0.2112 | 0.221 | 0.20291 | 0.24845 | 0.25133 | 0.27851 | 0.29594 | 0.29446 | 0.293 | 0.29965 | 0.30639 | 0.31323 | 0.32017 | 0.32721 | 0.33435 | 0.3416 | 0.34895
[35 empty] | Dulwich Hill 33_11kV Spots and Transfers |  | Canterbury 132_33kV Tx2 | 0 | 0 | 0 | 0 | 0 | 0 | 0 | -0.030134 | 0.16537 | 0.0074325 | 0.044748 | 0.067461 | 0.069238 | 0.18667 | 0.20486 | 0.19384 | 0.20284 | 0.18624 | 0.22803 | 0.23067 | 0.25562 | 0.27162 | 0.27026 | 0.26892 | 0.27502 | 0.28121 | 0.28749 | 0.29386 | 0.30032 | 0.30687 | 0.31353 | 0.32028
| 0 | [33 empty] | Dulwich Hill 33_11kV Spots and Transfers |  | Canterbury 132_33kV Tx4 | 0 | 0 | 0 | 0 | 0 | 0 | 0 | -0.029108 | 0.15974 | 0.0071794 | 0.043224 | 0.065164 | 0.06688 | 0.18031 | 0.19788 | 0.18724 | 0.19593 | 0.1799 | 0.22027 | 0.22282 | 0.24692 | 0.26237 | 0.26106 | 0.25977 | 0.26566 | 0.27163 | 0.2777 | 0.28385 | 0.29009 | 0.29643 | 0.30285 | 0.30937
| Diversity Factor: 0 | [33 empty] | Enfield 33_11kV Spots and Transfers |  | Canterbury 132_33kV Tx1 | 0 | 0 | 0 | 0.52916 | -5.4024 | -0.02628 | 0 | 0.26118 | -0.013737 | 0.0081713 | 0.038035 | 0.061657 | 0.073516 | 0.12655 | 0.12307 | 0.11924 | 0.12334 | 0.11754 | 0.13451 | 0.13609 | 0.1463 | 0.15309 | 0.1531 | 0.15319 | 0.15614 | 0.15913 | 0.16216 | 0.16524 | 0.16836 | 0.17152 | 0.17473 | 0.17798
[35 empty] | Enfield 33_11kV Spots and Transfers |  | Canterbury 132_33kV Tx2 | 0 | 0 | 0 | 0.48567 | -4.9584 | -0.024121 | 0 | 0.23972 | -0.012609 | 0.0074998 | 0.034909 | 0.05659 | 0.067475 | 0.11615 | 0.11296 | 0.10944 | 0.1132 | 0.10788 | 0.12345 | 0.12491 | 0.13428 | 0.14051 | 0.14052 | 0.1406 | 0.14331 | 0.14605 | 0.14884 | 0.15166 | 0.15452 | 0.15743 | 0.16037 | 0.16336
[35 empty] | Enfield 33_11kV Spots and Transfers |  | Canterbury 132_33kV Tx4 | 0 | 0 | 0 | 0.46914 | -4.7896 | -0.0233 | 0 | 0.23155 | -0.012179 | 0.0072445 | 0.033721 | 0.054663 | 0.065177 | 0.1122 | 0.10911 | 0.10571 | 0.10935 | 0.10421 | 0.11925 | 0.12066 | 0.1297 | 0.13572 | 0.13573 | 0.13581 | 0.13843 | 0.14108 | 0.14377 | 0.1465 | 0.14926 | 0.15207 | 0.15491 | 0.15779
0
Diversity Factor: 0
0
Diversity Factor: 0
0
Diversity Factor: 0
0
Diversity Factor: 0
0
Diversity Factor: 0
| Weather Correction and Public Holiday Factors | [8 empty] | Forecast ROG
ROG Justification
| Actual loads for season 2013 have been weather corrected by the following: | [6 empty] | -0.2311% |  | Weighted ROG calculation based on downstream zone substations and customers | [59 empty] | Weighted ROG calculation based on downstream zone substations and customers
1 | 2 | 3 | 4 | 5 | 6 | 7 | 8 | 9 | 10 | 2014 | 2015 | 2016 | 2017 | 2018 | 2019 | 2020 | 2021 | 2022 | 2023 | 2024 | 2025 | 2026 | 2027 | 2028 | 2029 | 2030 | 2031 | 2032 | 2033 | 2034 | 2035 | 2036 | 2037 | 2038
0.97321 | 0.94736 | 0.93071 | 0.92255 | 0.92255 | 0.92255 | 0.92255 | 0.92255 | 0.92255 | 0.92255 | -2.679% | -2.656% | -1.758% | -0.876% | 0% | 0% | 0% | 0% | 0% | 0% | 0% | 0% | 0% | 0% | 0% | 0% | 0% | 0% | 0% | 0% | 0% | 0% | 0% | 0% | 0%
Substation Load Detail
[7 empty] | Units | 2013 |  | 2014 | 2015 | 2016 | 2017 | 2018 | 2019 | 2020 | 2021 | 2022 | 2023 | 2024 | 2025 | 2026 | 2027 | 2028 | 2029 | 2030 | 2031 | 2032 | 2033 | 2034 | 2035 | 2036 | 2037 | 2038
1 | Canterbury 132_33kV | Compensated |  | Load (LV side) |  |  | Amps | 2154 |  | 1918.44 | 1853.97 | 1823.2 | 1794.06 | 1807 | 1818.81 | 1848.39 | 1880.35 | 1910.67 | 1942.35 | 1971.58 | 2007.06 | 2042.96 | 2082.59 | 2124.62 | 2166.47 | 2208.13 | 2250.73 | 2254.47 | 2298.22 | 2342.96 | 2388.69 | 2435.43 | 2483.19 | 2531.99
|  |  |  | Apparent Power |  |  | MVA | 123.1071 |  | 109.6538 | 105.9687 | 104.2099 | 102.5448 | 103.2839 | 103.9592 | 105.6501 | 107.4764 | 109.2097 | 111.0207 | 112.6912 | 114.7193 | 116.7708 | 119.036 | 121.4385 | 123.8305 | 126.2121 | 128.6467 | 128.8605 | 131.3613 | 133.9182 | 136.532 | 139.2035 | 141.9335 | 144.7229
|  |  |  | Real Power |  |  | MW | 120.9714 | 122.95 | 107.7515 | 104.1303 | 102.4021 | 100.7658 | 101.4921 | 102.1557 | 103.8172 | 105.6119 | 107.3151 | 109.0947 | 110.7363 | 112.7291 | 114.7451 | 116.9709 | 119.3318 | 121.6823 | 124.0225 | 126.4149 | 128.8601 | 131.359 | 133.9122 | 136.5206 | 139.185 | 141.9063 | 144.6851
|  |  |  | Reactive Power |  |  | MVAr | 22.8314 |  | 20.3363 | 19.6529 | 19.3267 | 19.0179 | 19.155 | 19.2802 | 19.5938 | 19.9325 | 20.254 | 20.5898 | 20.8997 | 21.2758 | 21.6562 | 22.0763 | 22.5219 | 22.9655 | 23.4072 | 23.8587 | 0.32023 | 0.79185 | 1.2737 | 1.766 | 2.2689 | 2.7825 | 3.3069
|  |  |  | Capacitors In Service |  |  | MVAr | 0 |  | 0 | 0 | 0 | 0 | 0 | 0 | 0 | 0 | 0 | 0 | 0 | 0 | 0 | 0 | 0 | 0 | 0 | 0 | 24 | 24 | 24 | 24 | 24 | 24 | 24
|  |  |  | PF |  |  |  | 0.98265 |  | 0.98265 | 0.98265 | 0.98265 | 0.98265 | 0.98265 | 0.98265 | 0.98265 | 0.98265 | 0.98265 | 0.98265 | 0.98265 | 0.98265 | 0.98265 | 0.98265 | 0.98265 | 0.98265 | 0.98265 | 0.98265 | 1 | 0.99998 | 0.99996 | 0.99992 | 0.99987 | 0.99981 | 0.99974
0.96018 | Diversity Factor: 0.96 | Uncompensated |  | Reactive Power |  |  | MVAr | 22.8314 | 23.2048 | 20.3363 | 19.6529 | 19.3267 | 19.0179 | 19.155 | 19.2802 | 19.5938 | 19.9325 | 20.254 | 20.5898 | 20.8997 | 21.2758 | 21.6562 | 22.0763 | 22.5219 | 22.9655 | 23.4072 | 23.8587 | 24.3202 | 24.7918 | 25.2737 | 25.766 | 26.2689 | 26.7825 | 27.3069
|  |  |  | PF |  |  |  | 0.98265 |  | 0.98265 | 0.98265 | 0.98265 | 0.98265 | 0.98265 | 0.98265 | 0.98265 | 0.98265 | 0.98265 | 0.98265 | 0.98265 | 0.98265 | 0.98265 | 0.98265 | 0.98265 | 0.98265 | 0.98265 | 0.98265 | 0.98265 | 0.98265 | 0.98265 | 0.98265 | 0.98265 | 0.98265 | 0.98265
[10 empty] | 1 | 2 | 3 | 4 | 5 | 6 | 7 | 8 | 9 | 10 | 11 | 12 | 13 | 14 | 15 | 16 | 17 | 18 | 19 | 20 | 21 | 22 | 23 | 24 | 25
Transformer Load Detail
[7 empty] | Units | 2013 |  | 2014 | 2015 | 2016 | 2017 | 2018 | 2019 | 2020 | 2021 | 2022 | 2023 | 2024 | 2025 | 2026 | 2027 | 2028 | 2029 | 2030 | 2031 | 2032 | 2033 | 2034 | 2035 | 2036 | 2037 | 2038
| 0 | Compensated |  | Load (LV side) |  |  | Amps
|  |  |  | Apparent Power |  |  | MVA
|  |  |  | Real Power |  |  | MW
|  |  |  | Reactive Power |  |  | MVAr
|  |  |  | Capacitors In Service |  |  | MVAr
PF
| Zone Div: | Uncompensated |  | Reactive Power |  |  | MVAr
PF
| 0 | Compensated |  | Load (LV side) |  |  | Amps
|  |  |  | Apparent Power |  |  | MVA
|  |  |  | Real Power |  |  | MW
|  |  |  | Reactive Power |  |  | MVAr
|  |  |  | Capacitors In Service |  |  | MVAr
PF
| Zone Div: | Uncompensated |  | Reactive Power |  |  | MVAr
PF
| 0 | Compensated |  | Load (LV side) |  |  | Amps
|  |  |  | Apparent Power |  |  | MVA
|  |  |  | Real Power |  |  | MW
|  |  |  | Reactive Power |  |  | MVAr
|  |  |  | Capacitors In Service |  |  | MVAr
PF
| Zone Div: | Uncompensated |  | Reactive Power |  |  | MVAr
PF
| 0 | Compensated |  | Load (LV side) |  |  | Amps
|  |  |  | Apparent Power |  |  | MVA
|  |  |  | Real Power |  |  | MW
|  |  |  | Reactive Power |  |  | MVAr
|  |  |  | Capacitors In Service |  |  | MVAr
PF
| Zone Div: | Uncompensated |  | Reactive Power |  |  | MVAr
PF
| 0 | Compensated |  | Load (LV side) |  |  | Amps
|  |  |  | Apparent Power |  |  | MVA
|  |  |  | Real Power |  |  | MW
|  |  |  | Reactive Power |  |  | MVAr
|  |  |  | Capacitors In Service |  |  | MVAr
PF
| Zone Div: | Uncompensated |  | Reactive Power |  |  | MVAr
PF
| 0 | Compensated |  | Load (LV side) |  |  | Amps
|  |  |  | Apparent Power |  |  | MVA
|  |  |  | Real Power |  |  | MW
|  |  |  | Reactive Power |  |  | MVAr
|  |  |  | Capacitors In Service |  |  | MVAr
PF
| Zone Div: | Uncompensated |  | Reactive Power |  |  | MVAr
PF
| 0 | Compensated |  | Load (LV side) |  |  | Amps
|  |  |  | Apparent Power |  |  | MVA
|  |  |  | Real Power |  |  | MW
|  |  |  | Reactive Power |  |  | MVAr
|  |  |  | Capacitors In Service |  |  | MVAr
PF
| Zone Div: | Uncompensated |  | Reactive Power |  |  | MVAr
PF
| 0 | Compensated |  | Load (LV side) |  |  | Amps
|  |  |  | Apparent Power |  |  | MVA
|  |  |  | Real Power |  |  | MW
|  |  |  | Reactive Power |  |  | MVAr
|  |  |  | Capacitors In Service |  |  | MVAr
PF
| Zone Div: | Uncompensated |  | Reactive Power |  |  | MVAr
PF
| 0 | Compensated |  | Load (LV side) |  |  | Amps
|  |  |  | Apparent Power |  |  | MVA
|  |  |  | Real Power |  |  | MW
|  |  |  | Reactive Power |  |  | MVAr
|  |  |  | Capacitors In Service |  |  | MVAr
PF
| Zone Div: | Uncompensated |  | Reactive Power |  |  | MVAr
PF
| 0 | Compensated |  | Load (LV side) |  |  | Amps
|  |  |  | Apparent Power |  |  | MVA
|  |  |  | Real Power |  |  | MW
|  |  |  | Reactive Power |  |  | MVAr
|  |  |  | Capacitors In Service |  |  | MVAr
PF
| Zone Div: | Uncompensated |  | Reactive Power |  |  | MVAr
PF

## Gosford 132_33kV
| Gosford 132_33kV | [16 empty] | 2014 | WINTER
| Substation Total Loads | [33 empty] | Spots & Transfers Detail
| Historical Loads | (MW) | [7 empty] | Weather Corrected Forecast Loads |  |  |  | (MW) | [20 empty] | Spots & Transfers Summary | (MW) |  | Historical Spots & Transfers | [6 empty] | Forecast Spots & Transfers
|  | 2007 | 2008 | 2009 | 2010 | 2011 | 2012 | 2013 |  | 2014 | 2015 | 2016 | 2017 | 2018 | 2019 | 2020 | 2021 | 2022 | 2023 | 2024 | 2025 | 2026 | 2027 | 2028 | 2029 | 2030 | 2031 | 2032 | 2033 | 2034 | 2035 | 2036 | 2037 | 2038 |  |  |  | 2007 | 2008 | 2009 | 2010 | 2011 | 2012 | 2013 | 2014 | 2015 | 2016 | 2017 | 2018 | 2019 | 2020 | 2021 | 2022 | 2023 | 2024 | 2025 | 2026 | 2027 | 2028 | 2029 | 2030 | 2031 | 2032 | 2033 | 2034 | 2035 | 2036 | 2037 | 2038
| Total | 28.165 | 23.3969 | 23.9514 | 23.51 | 20.0149 | 20.0704 | 18.9615 |  | 19.6671 | 19.136 | 18.8232 | 18.7122 | 18.7866 | 18.922 | 19.1589 | 19.3998 | 19.6315 | 19.8746 | 20.1085 | 20.3836 | 20.6632 | 20.9647 | 21.282 | 21.5996 | 21.919 | 22.2457 | 22.5799 | 22.9215 | 23.2708 | 23.6278 | 23.9927 | 24.3656 | 24.7465 |  |  | Total | 1.3972 | 0 | -0.69247 | -0.98947 | 0 | 0 | 0 | -0.016463 | -0.009371 | 0.025722 | 0.055403 | 0.074438 | 0.13541 | 0.23685 | 0.24089 | 0.23176 | 0.24305 | 0.2339 | 0.27512 | 0.27962 | 0.30155 | 0.31727 | 0.31759 | 0.31941 | 0.32672 | 0.33413 | 0.34165 | 0.34928 | 0.35703 | 0.36489 | 0.37287 | 0.38096
| Firm Rating | 0 | 0 | 0 | 0 | 0 | 0 | 0 |  | 0 | 0 | 0 | 0 | 0 | 0 | 0 | 0 | 0 | 0 | 0 | 0 | 0 | 0 | 0 | 0 | 0 | 0 | 0 | 0 | 0 | 0 | 0 | 0 | 0
| Total Capacity | 0 | 0 | 0 | 78 | 78 | 78 | 71 |  | 71 | 71 | 71 | 71 | 71 | 71 | 71 | 71 | 71 | 71 | 71 | 71 | 71 | 71 | 71 | 71 | 71 | 71 | 71 | 71 | 71 | 71 | 71 | 71 | 71 |  |  | Gosford 132_33kV Tx1 | 1.3972 | 0 | -0.69247 | -0.98947 | 0 | 0 | 0 | -0.016463 | -0.009371 | 0.025722 | 0.055403 | 0.074438 | 0.13541 | 0.23685 | 0.24089 | 0.23176 | 0.24305 | 0.2339 | 0.27512 | 0.27962 | 0.30155 | 0.31727 | 0.31759 | 0.31941 | 0.32672 | 0.33413 | 0.34165 | 0.34928 | 0.35703 | 0.36489 | 0.37287 | 0.38096
|  | -7 | -6 | -5 | -4 | -3 | -2 | -1 |  | 0 | 1 | 2 | 3 | 4 | 5 | 6 | 7 | 8 | 9 | 10 | 11 | 12 | 13 | 14 | 15 | 16 | 17 | 18 | 19 | 20 | 21 | 22 | 23 | 24 |  |  |  | 0 | 0 | 0 | 0 | 0 | 0 | 0 | 0 | 0 | 0 | 0 | 0 | 0 | 0 | 0 | 0 | 0 | 0 | 0 | 0 | 0 | 0 | 0 | 0 | 0 | 0 | 0 | 0 | 0 | 0 | 0 | 0
| Transformer Loads | [36 empty] | 0 | 0 | 0 | 0 | 0 | 0 | 0 | 0 | 0 | 0 | 0 | 0 | 0 | 0 | 0 | 0 | 0 | 0 | 0 | 0 | 0 | 0 | 0 | 0 | 0 | 0 | 0 | 0 | 0 | 0 | 0 | 0
| Historical Loads | (MW) | [7 empty] | Weather Corrected Forecast Loads |  |  |  | (MW) | [23 empty] | 0 | 0 | 0 | 0 | 0 | 0 | 0 | 0 | 0 | 0 | 0 | 0 | 0 | 0 | 0 | 0 | 0 | 0 | 0 | 0 | 0 | 0 | 0 | 0 | 0 | 0 | 0 | 0 | 0 | 0 | 0 | 0
|  | 2007 | 2008 | 2009 | 2010 | 2011 | 2012 | 2013 |  | 2014 | 2015 | 2016 | 2017 | 2018 | 2019 | 2020 | 2021 | 2022 | 2023 | 2024 | 2025 | 2026 | 2027 | 2028 | 2029 | 2030 | 2031 | 2032 | 2033 | 2034 | 2035 | 2036 | 2037 | 2038 |  |  |  | 0 | 0 | 0 | 0 | 0 | 0 | 0 | 0 | 0 | 0 | 0 | 0 | 0 | 0 | 0 | 0 | 0 | 0 | 0 | 0 | 0 | 0 | 0 | 0 | 0 | 0 | 0 | 0 | 0 | 0 | 0 | 0
| 0 | [36 empty] | 0 | 0 | 0 | 0 | 0 | 0 | 0 | 0 | 0 | 0 | 0 | 0 | 0 | 0 | 0 | 0 | 0 | 0 | 0 | 0 | 0 | 0 | 0 | 0 | 0 | 0 | 0 | 0 | 0 | 0 | 0 | 0
| Diversity Factor: 0 | [36 empty] | 0 | 0 | 0 | 0 | 0 | 0 | 0 | 0 | 0 | 0 | 0 | 0 | 0 | 0 | 0 | 0 | 0 | 0 | 0 | 0 | 0 | 0 | 0 | 0 | 0 | 0 | 0 | 0 | 0 | 0 | 0 | 0
[38 empty] | 0 | 0 | 0 | 0 | 0 | 0 | 0 | 0 | 0 | 0 | 0 | 0 | 0 | 0 | 0 | 0 | 0 | 0 | 0 | 0 | 0 | 0 | 0 | 0 | 0 | 0 | 0 | 0 | 0 | 0 | 0 | 0
[38 empty] | 0 | 0 | 0 | 0 | 0 | 0 | 0 | 0 | 0 | 0 | 0 | 0 | 0 | 0 | 0 | 0 | 0 | 0 | 0 | 0 | 0 | 0 | 0 | 0 | 0 | 0 | 0 | 0 | 0 | 0 | 0 | 0
| 0 | [36 empty] | 0 | 0 | 0 | 0 | 0 | 0 | 0 | 0 | 0 | 0 | 0 | 0 | 0 | 0 | 0 | 0 | 0 | 0 | 0 | 0 | 0 | 0 | 0 | 0 | 0 | 0 | 0 | 0 | 0 | 0 | 0 | 0
Diversity Factor: 0
[38 empty] | Historical Spots & Transfers | [6 empty] | Forecast Spots & Transfers
[35 empty] | Project Name | From | To | 2007 | 2008 | 2009 | 2010 | 2011 | 2012 | 2013 | 2014 | 2015 | 2016 | 2017 | 2018 | 2019 | 2020 | 2021 | 2022 | 2023 | 2024 | 2025 | 2026 | 2027 | 2028 | 2029 | 2030 | 2031 | 2032 | 2033 | 2034 | 2035 | 2036 | 2037 | 2038
| 0 | [33 empty] | Lisarow 33_11kV Spots and Transfers |  | Gosford 132_33kV Tx1 | 1.3972 | 0 | -0.69247 | -0.98947 | 0 | 0 | 0 | -0.016463 | -0.009371 | 0.025722 | 0.055403 | 0.074438 | 0.13541 | 0.23685 | 0.24089 | 0.23176 | 0.24305 | 0.2339 | 0.27512 | 0.27962 | 0.30155 | 0.31727 | 0.31759 | 0.31941 | 0.32672 | 0.33413 | 0.34165 | 0.34928 | 0.35703 | 0.36489 | 0.37287 | 0.38096
Diversity Factor: 0
0
Diversity Factor: 0
0
Diversity Factor: 0
0
Diversity Factor: 0
0
Diversity Factor: 0
0
Diversity Factor: 0
0
Diversity Factor: 0
0
Diversity Factor: 0
| Weather Correction and Public Holiday Factors | [8 empty] | Forecast ROG
ROG Justification
| Actual loads for season 2013 have been weather corrected by the following: | [6 empty] | 4.829% |  | Weighted ROG calculation based on downstream zone substations and customers | [59 empty] | Weighted ROG calculation based on downstream zone substations and customers
1 | 2 | 3 | 4 | 5 | 6 | 7 | 8 | 9 | 10 | 2014 | 2015 | 2016 | 2017 | 2018 | 2019 | 2020 | 2021 | 2022 | 2023 | 2024 | 2025 | 2026 | 2027 | 2028 | 2029 | 2030 | 2031 | 2032 | 2033 | 2034 | 2035 | 2036 | 2037 | 2038
0.97347 | 0.94764 | 0.93088 | 0.92265 | 0.92265 | 0.92265 | 0.92265 | 0.92265 | 0.92265 | 0.92265 | -2.653% | -2.653% | -1.769% | -0.884% | 0% | 0% | 0% | 0% | 0% | 0% | 0% | 0% | 0% | 0% | 0% | 0% | 0% | 0% | 0% | 0% | 0% | 0% | 0% | 0% | 0%
Substation Load Detail
[7 empty] | Units | 2013 |  | 2014 | 2015 | 2016 | 2017 | 2018 | 2019 | 2020 | 2021 | 2022 | 2023 | 2024 | 2025 | 2026 | 2027 | 2028 | 2029 | 2030 | 2031 | 2032 | 2033 | 2034 | 2035 | 2036 | 2037 | 2038
1 | Gosford 132_33kV | Compensated |  | Load (LV side) |  |  | Amps | 343 |  | 354.0034 | 344.4424 | 338.8139 | 336.8197 | 338.1645 | 340.6108 | 344.8896 | 349.2416 | 353.4285 | 357.8194 | 362.0451 | 367.0154 | 372.0671 | 377.5149 | 383.2467 | 388.9844 | 394.755 | 400.6576 | 406.6941 | 412.8666 | 419.1769 | 425.6273 | 432.2196 | 438.9561 | 445.8387
|  |  |  | Apparent Power |  |  | MVA | 19.5819 |  | 20.234 | 19.6875 | 19.3658 | 19.2518 | 19.3287 | 19.4685 | 19.7131 | 19.9618 | 20.2011 | 20.4521 | 20.6937 | 20.9778 | 21.2665 | 21.5779 | 21.9055 | 22.2334 | 22.5633 | 22.9006 | 23.2457 | 23.5985 | 23.9592 | 24.3279 | 24.7047 | 25.0897 | 25.4831
|  |  |  | Real Power |  |  | MW | 18.9615 | 20.22 | 19.6671 | 19.136 | 18.8232 | 18.7122 | 18.7866 | 18.922 | 19.1589 | 19.3998 | 19.6315 | 19.8746 | 20.1085 | 20.3836 | 20.6632 | 20.9647 | 21.282 | 21.5996 | 21.919 | 22.2457 | 22.5799 | 22.9215 | 23.2708 | 23.6278 | 23.9927 | 24.3656 | 24.7465
|  |  |  | Reactive Power |  |  | MVAr | 4.8901 |  | 4.7561 | 4.6275 | 4.5523 | 4.5263 | 4.5455 | 4.5804 | 4.6415 | 4.7037 | 4.7634 | 4.8261 | 4.8864 | 4.9574 | 5.0295 | 5.1073 | 5.1891 | 5.271 | 5.3534 | 5.4376 | 5.5238 | 5.6119 | 5.702 | 5.7941 | 5.8882 | 5.9843 | 6.0826
|  |  |  | Capacitors In Service |  |  | MVAr | 0 |  | 0 | 0 | 0 | 0 | 0 | 0 | 0 | 0 | 0 | 0 | 0 | 0 | 0 | 0 | 0 | 0 | 0 | 0 | 0 | 0 | 0 | 0 | 0 | 0 | 0
|  |  |  | PF |  |  |  | 0.96832 |  | 0.97198 | 0.97198 | 0.97198 | 0.97197 | 0.97195 | 0.97193 | 0.97188 | 0.97184 | 0.9718 | 0.97176 | 0.97172 | 0.97168 | 0.97163 | 0.97159 | 0.97154 | 0.97149 | 0.97145 | 0.9714 | 0.97136 | 0.97131 | 0.97127 | 0.97123 | 0.97118 | 0.97114 | 0.9711
0.94356 | Diversity Factor: 0.94 | Uncompensated |  | Reactive Power |  |  | MVAr | 4.8901 | 5.2147 | 4.7561 | 4.6275 | 4.5523 | 4.5263 | 4.5455 | 4.5804 | 4.6415 | 4.7037 | 4.7634 | 4.8261 | 4.8864 | 4.9574 | 5.0295 | 5.1073 | 5.1891 | 5.271 | 5.3534 | 5.4376 | 5.5238 | 5.6119 | 5.702 | 5.7941 | 5.8882 | 5.9843 | 6.0826
|  |  |  | PF |  |  |  | 0.96832 |  | 0.97198 | 0.97198 | 0.97198 | 0.97197 | 0.97195 | 0.97193 | 0.97188 | 0.97184 | 0.9718 | 0.97176 | 0.97172 | 0.97168 | 0.97163 | 0.97159 | 0.97154 | 0.97149 | 0.97145 | 0.9714 | 0.97136 | 0.97131 | 0.97127 | 0.97123 | 0.97118 | 0.97114 | 0.9711
[10 empty] | 1 | 2 | 3 | 4 | 5 | 6 | 7 | 8 | 9 | 10 | 11 | 12 | 13 | 14 | 15 | 16 | 17 | 18 | 19 | 20 | 21 | 22 | 23 | 24 | 25
Transformer Load Detail
[7 empty] | Units | 2013 |  | 2014 | 2015 | 2016 | 2017 | 2018 | 2019 | 2020 | 2021 | 2022 | 2023 | 2024 | 2025 | 2026 | 2027 | 2028 | 2029 | 2030 | 2031 | 2032 | 2033 | 2034 | 2035 | 2036 | 2037 | 2038
| 0 | Compensated |  | Load (LV side) |  |  | Amps
|  |  |  | Apparent Power |  |  | MVA
|  |  |  | Real Power |  |  | MW
|  |  |  | Reactive Power |  |  | MVAr
|  |  |  | Capacitors In Service |  |  | MVAr
PF
| Zone Div: | Uncompensated |  | Reactive Power |  |  | MVAr
PF
| 0 | Compensated |  | Load (LV side) |  |  | Amps
|  |  |  | Apparent Power |  |  | MVA
|  |  |  | Real Power |  |  | MW
|  |  |  | Reactive Power |  |  | MVAr
|  |  |  | Capacitors In Service |  |  | MVAr
PF
| Zone Div: | Uncompensated |  | Reactive Power |  |  | MVAr
PF
| 0 | Compensated |  | Load (LV side) |  |  | Amps
|  |  |  | Apparent Power |  |  | MVA
|  |  |  | Real Power |  |  | MW
|  |  |  | Reactive Power |  |  | MVAr
|  |  |  | Capacitors In Service |  |  | MVAr
PF
| Zone Div: | Uncompensated |  | Reactive Power |  |  | MVAr
PF
| 0 | Compensated |  | Load (LV side) |  |  | Amps
|  |  |  | Apparent Power |  |  | MVA
|  |  |  | Real Power |  |  | MW
|  |  |  | Reactive Power |  |  | MVAr
|  |  |  | Capacitors In Service |  |  | MVAr
PF
| Zone Div: | Uncompensated |  | Reactive Power |  |  | MVAr
PF
| 0 | Compensated |  | Load (LV side) |  |  | Amps
|  |  |  | Apparent Power |  |  | MVA
|  |  |  | Real Power |  |  | MW
|  |  |  | Reactive Power |  |  | MVAr
|  |  |  | Capacitors In Service |  |  | MVAr
PF
| Zone Div: | Uncompensated |  | Reactive Power |  |  | MVAr
PF
| 0 | Compensated |  | Load (LV side) |  |  | Amps
|  |  |  | Apparent Power |  |  | MVA
|  |  |  | Real Power |  |  | MW
|  |  |  | Reactive Power |  |  | MVAr
|  |  |  | Capacitors In Service |  |  | MVAr
PF
| Zone Div: | Uncompensated |  | Reactive Power |  |  | MVAr
PF
| 0 | Compensated |  | Load (LV side) |  |  | Amps
|  |  |  | Apparent Power |  |  | MVA
|  |  |  | Real Power |  |  | MW
|  |  |  | Reactive Power |  |  | MVAr
|  |  |  | Capacitors In Service |  |  | MVAr
PF
| Zone Div: | Uncompensated |  | Reactive Power |  |  | MVAr
PF
| 0 | Compensated |  | Load (LV side) |  |  | Amps
|  |  |  | Apparent Power |  |  | MVA
|  |  |  | Real Power |  |  | MW
|  |  |  | Reactive Power |  |  | MVAr
|  |  |  | Capacitors In Service |  |  | MVAr
PF
| Zone Div: | Uncompensated |  | Reactive Power |  |  | MVAr
PF
| 0 | Compensated |  | Load (LV side) |  |  | Amps
|  |  |  | Apparent Power |  |  | MVA
|  |  |  | Real Power |  |  | MW
|  |  |  | Reactive Power |  |  | MVAr
|  |  |  | Capacitors In Service |  |  | MVAr
PF
| Zone Div: | Uncompensated |  | Reactive Power |  |  | MVAr
PF
| 0 | Compensated |  | Load (LV side) |  |  | Amps
|  |  |  | Apparent Power |  |  | MVA
|  |  |  | Real Power |  |  | MW
|  |  |  | Reactive Power |  |  | MVAr
|  |  |  | Capacitors In Service |  |  | MVAr
PF
| Zone Div: | Uncompensated |  | Reactive Power |  |  | MVAr
PF

## Gosford 132_66kV
| Gosford 132_66kV | [16 empty] | 2014 | WINTER
| Substation Total Loads | [33 empty] | Spots & Transfers Detail
| Historical Loads | (MW) | [7 empty] | Weather Corrected Forecast Loads |  |  |  | (MW) | [20 empty] | Spots & Transfers Summary | (MW) |  | Historical Spots & Transfers | [6 empty] | Forecast Spots & Transfers
|  | 2007 | 2008 | 2009 | 2010 | 2011 | 2012 | 2013 |  | 2014 | 2015 | 2016 | 2017 | 2018 | 2019 | 2020 | 2021 | 2022 | 2023 | 2024 | 2025 | 2026 | 2027 | 2028 | 2029 | 2030 | 2031 | 2032 | 2033 | 2034 | 2035 | 2036 | 2037 | 2038 |  |  |  | 2007 | 2008 | 2009 | 2010 | 2011 | 2012 | 2013 | 2014 | 2015 | 2016 | 2017 | 2018 | 2019 | 2020 | 2021 | 2022 | 2023 | 2024 | 2025 | 2026 | 2027 | 2028 | 2029 | 2030 | 2031 | 2032 | 2033 | 2034 | 2035 | 2036 | 2037 | 2038
| Total | 150 | 149.7 | 133 | 142 | 132 | 114 | 111.5856 |  | 108.5529 | 105.217 | 103.2818 | 102.6324 | 103.1521 | 104.0278 | 105.5841 | 107.1749 | 108.7028 | 110.3005 | 111.8229 | 113.6175 | 115.4385 | 117.4109 | 119.4879 | 121.5644 | 123.6469 | 125.7757 | 127.9514 | 130.1748 | 132.4466 | 134.7673 | 137.1379 | 139.5589 | 142.0312 |  |  | Total | -1.3993 | -3.0762 | -0.80297 | 4.9585 | 1.1e-09 | -15.7992 | 8e-10 | -0.13813 | -0.073857 | 0.17018 | 0.38341 | 0.51969 | 0.87572 | 1.5562 | 1.5908 | 1.5279 | 1.5978 | 1.5224 | 1.7946 | 1.821 | 1.9724 | 2.077 | 2.0765 | 2.0825 | 2.1288 | 2.1758 | 2.2234 | 2.2717 | 2.3208 | 2.3705 | 2.421 | 2.4723
| Firm Rating | 0 | 0 | 0 | 240 | 240 | 240 | 233.2 |  | 233.2 | 233.2 | 233.2 | 233.2 | 233.2 | 233.2 | 233.2 | 233.2 | 233.2 | 233.2 | 233.2 | 233.2 | 233.2 | 233.2 | 233.2 | 233.2 | 233.2 | 233.2 | 233.2 | 233.2 | 233.2 | 233.2 | 233.2 | 233.2 | 233.2
| Total Capacity | 0 | 0 | 0 | 350 | 350 | 350 | 350 |  | 350 | 350 | 350 | 350 | 350 | 350 | 350 | 350 | 350 | 350 | 350 | 350 | 350 | 350 | 350 | 350 | 350 | 350 | 350 | 350 | 350 | 350 | 350 | 350 | 350 |  |  | Gosford 132_66kV Tx2 | -0.4614 | -1.0143 | -0.26476 | 1.635 | 5e-10 | -5.2095 | 8e-10 | -0.045544 | -0.024353 | 0.056112 | 0.12642 | 0.17136 | 0.28875 | 0.51314 | 0.52455 | 0.50379 | 0.52683 | 0.50197 | 0.59173 | 0.60044 | 0.65035 | 0.68485 | 0.68468 | 0.68667 | 0.70193 | 0.71741 | 0.73312 | 0.74906 | 0.76523 | 0.78164 | 0.79829 | 0.81518
|  | -7 | -6 | -5 | -4 | -3 | -2 | -1 |  | 0 | 1 | 2 | 3 | 4 | 5 | 6 | 7 | 8 | 9 | 10 | 11 | 12 | 13 | 14 | 15 | 16 | 17 | 18 | 19 | 20 | 21 | 22 | 23 | 24 |  |  | Gosford 132_66kV Tx3 | -0.48599 | -1.0684 | -0.27887 | 1.7221 | 5e-10 | -5.487 | 1e-10 | -0.047971 | -0.02565 | 0.059102 | 0.13316 | 0.18049 | 0.30413 | 0.54048 | 0.5525 | 0.53063 | 0.5549 | 0.52871 | 0.62326 | 0.63243 | 0.685 | 0.72133 | 0.72116 | 0.72325 | 0.73932 | 0.75563 | 0.77218 | 0.78897 | 0.806 | 0.82328 | 0.84082 | 0.85861
| Transformer Loads | [35 empty] | Gosford 132_66kV Tx4 | -0.45195 | -0.99354 | -0.25934 | 1.6015 | 1e-10 | -5.1027 | -1e-10 | -0.044611 | -0.023854 | 0.054962 | 0.12383 | 0.16785 | 0.28283 | 0.50262 | 0.5138 | 0.49347 | 0.51603 | 0.49168 | 0.57961 | 0.58814 | 0.63702 | 0.67081 | 0.67065 | 0.6726 | 0.68754 | 0.70271 | 0.7181 | 0.73371 | 0.74955 | 0.76562 | 0.78193 | 0.79847
| Historical Loads | (MW) | [7 empty] | 0: Weather Corrected Forecast Loads; 4: (MW) |  |  |  | 0 | 0 | 0 | 0 | 0 | 0 | 0 | 0 | 0 | 0 | 0 | 0 | 0 | 0 | 0 | 0 | 0 | 0 | 0 | 0 | 0 | 0 | 0 | 0 | 0 | 0 | 0 | 0 | 0 | 0 | 0 | 0
|  | 2007 | 2008 | 2009 | 2010 | 2011 | 2012 | 2013 |  | 2014 | 2015 | 2016 | 2017 | 2018 | 2019 | 2020 | 2021 | 2022 | 2023 | 2024 | 2025 | 2026 | 2027 | 2028 | 2029 | 2030 | 2031 | 2032 | 2033 | 2034 | 2035 | 2036 | 2037 | 2038 |  |  |  | 0 | 0 | 0 | 0 | 0 | 0 | 0 | 0 | 0 | 0 | 0 | 0 | 0 | 0 | 0 | 0 | 0 | 0 | 0 | 0 | 0 | 0 | 0 | 0 | 0 | 0 | 0 | 0 | 0 | 0 | 0 | 0
| 0 | [36 empty] | 0 | 0 | 0 | 0 | 0 | 0 | 0 | 0 | 0 | 0 | 0 | 0 | 0 | 0 | 0 | 0 | 0 | 0 | 0 | 0 | 0 | 0 | 0 | 0 | 0 | 0 | 0 | 0 | 0 | 0 | 0 | 0
| Diversity Factor: 0 | [36 empty] | 0 | 0 | 0 | 0 | 0 | 0 | 0 | 0 | 0 | 0 | 0 | 0 | 0 | 0 | 0 | 0 | 0 | 0 | 0 | 0 | 0 | 0 | 0 | 0 | 0 | 0 | 0 | 0 | 0 | 0 | 0 | 0
[38 empty] | 0 | 0 | 0 | 0 | 0 | 0 | 0 | 0 | 0 | 0 | 0 | 0 | 0 | 0 | 0 | 0 | 0 | 0 | 0 | 0 | 0 | 0 | 0 | 0 | 0 | 0 | 0 | 0 | 0 | 0 | 0 | 0
[38 empty] | 0 | 0 | 0 | 0 | 0 | 0 | 0 | 0 | 0 | 0 | 0 | 0 | 0 | 0 | 0 | 0 | 0 | 0 | 0 | 0 | 0 | 0 | 0 | 0 | 0 | 0 | 0 | 0 | 0 | 0 | 0 | 0
| 0 | [36 empty] | 0 | 0 | 0 | 0 | 0 | 0 | 0 | 0 | 0 | 0 | 0 | 0 | 0 | 0 | 0 | 0 | 0 | 0 | 0 | 0 | 0 | 0 | 0 | 0 | 0 | 0 | 0 | 0 | 0 | 0 | 0 | 0
Diversity Factor: 0
[38 empty] | Historical Spots & Transfers | [6 empty] | Forecast Spots & Transfers
[35 empty] | Project Name | From | To | 2007 | 2008 | 2009 | 2010 | 2011 | 2012 | 2013 | 2014 | 2015 | 2016 | 2017 | 2018 | 2019 | 2020 | 2021 | 2022 | 2023 | 2024 | 2025 | 2026 | 2027 | 2028 | 2029 | 2030 | 2031 | 2032 | 2033 | 2034 | 2035 | 2036 | 2037 | 2038
| 0 | [33 empty] | Avoca 66_11kV Spots and Transfers |  | Gosford 132_66kV Tx2 | 0 | -0.26269 | 0 | -0.35647 | 0.52538 | -1.5134 | 0.58046 | -0.83944 | -0.26687 | 0.027903 | 0.051817 | 0.07176 | 0.11003 | 0.17686 | 0.17209 | 0.16724 | 0.17554 | 0.17339 | 0.19927 | 0.20305 | 0.21551 | 0.22536 | 0.2264 | 0.22912 | 0.23436 | 0.23969 | 0.24509 | 0.25057 | 0.25613 | 0.26177 | 0.2675 | 0.27331
| Diversity Factor: 0 | [33 empty] | Avoca 66_11kV Spots and Transfers |  | Gosford 132_66kV Tx3 | 0 | -0.27669 | 0 | -0.37546 | 0.55337 | -1.594 | 0.61139 | -0.88417 | -0.28108 | 0.02939 | 0.054578 | 0.075583 | 0.11589 | 0.18628 | 0.18126 | 0.17615 | 0.18489 | 0.18262 | 0.20989 | 0.21387 | 0.22699 | 0.23737 | 0.23847 | 0.24133 | 0.24685 | 0.25246 | 0.25814 | 0.26392 | 0.26977 | 0.27572 | 0.28175 | 0.28787
[35 empty] | Avoca 66_11kV Spots and Transfers |  | Gosford 132_66kV Tx4 | 0 | -0.25731 | 0 | -0.34916 | 0.51462 | -1.4824 | 0.56857 | -0.82224 | -0.2614 | 0.027331 | 0.050756 | 0.070289 | 0.10777 | 0.17323 | 0.16857 | 0.16381 | 0.17194 | 0.16983 | 0.19519 | 0.19889 | 0.21109 | 0.22074 | 0.22176 | 0.22443 | 0.22956 | 0.23477 | 0.24006 | 0.24543 | 0.25088 | 0.25641 | 0.26201 | 0.26771
[35 empty] | Empire Bay 66_11kV Spots and Transfers |  | Gosford 132_66kV Tx2 | 0 | 0 | 0 | 0 | 0 | 0 | 1.5912 | 1.7749 | 1.282 | 0.0048711 | 0.0076389 | 0.010892 | 0.01599 | 0.026437 | 0.025137 | 0.02458 | 0.025908 | 0.026167 | 0.029747 | 0.030404 | 0.0319 | 0.033244 | 0.033499 | 0.034107 | 0.034917 | 0.035739 | 0.036574 | 0.037421 | 0.038281 | 0.039154 | 0.040039 | 0.040938
| 0 | [33 empty] | Empire Bay 66_11kV Spots and Transfers |  | Gosford 132_66kV Tx3 | 0 | 0 | 0 | 0 | 0 | 0 | 1.676 | 1.8695 | 1.3503 | 0.0051307 | 0.0080459 | 0.011472 | 0.016842 | 0.027845 | 0.026477 | 0.025889 | 0.027288 | 0.027562 | 0.031332 | 0.032024 | 0.033599 | 0.035015 | 0.035284 | 0.035924 | 0.036777 | 0.037643 | 0.038523 | 0.039415 | 0.04032 | 0.04124 | 0.042172 | 0.043119
| Diversity Factor: 0 | [33 empty] | Empire Bay 66_11kV Spots and Transfers |  | Gosford 132_66kV Tx4 | 0 | 0 | 0 | 0 | 0 | 0 | 1.5586 | 1.7385 | 1.2557 | 0.0047713 | 0.0074823 | 0.010669 | 0.015662 | 0.025895 | 0.024622 | 0.024076 | 0.025377 | 0.025631 | 0.029137 | 0.029781 | 0.031246 | 0.032562 | 0.032813 | 0.033408 | 0.034201 | 0.035007 | 0.035824 | 0.036654 | 0.037496 | 0.038351 | 0.039219 | 0.040099
[35 empty] | Erina 66_11kV Spots and Transfers |  | Gosford 132_66kV Tx2 | -0.4614 | -0.75164 | 0 | -1.1336 | -0.52538 | -0.64027 | -0.68883 | -0.028768 | -0.012822 | -0.0069637 | 0.0028309 | 0.0010671 | 0.020146 | 0.081142 | 0.10111 | 0.09317 | 0.096763 | 0.081079 | 0.10641 | 0.10659 | 0.12388 | 0.13368 | 0.13164 | 0.12843 | 0.13118 | 0.13397 | 0.1368 | 0.13967 | 0.14258 | 0.14554 | 0.14853 | 0.15157
[35 empty] | Erina 66_11kV Spots and Transfers |  | Gosford 132_66kV Tx3 | -0.48599 | -0.79168 | 0 | -1.194 | -0.55337 | -0.67438 | -0.72554 | -0.0303 | -0.013505 | -0.0073347 | 0.0029817 | 0.0011239 | 0.02122 | 0.085465 | 0.1065 | 0.098134 | 0.10192 | 0.085399 | 0.11208 | 0.11226 | 0.13048 | 0.1408 | 0.13865 | 0.13527 | 0.13817 | 0.14111 | 0.14409 | 0.14711 | 0.15018 | 0.15329 | 0.15645 | 0.15965
| 0 | [33 empty] | Erina 66_11kV Spots and Transfers |  | Gosford 132_66kV Tx4 | -0.45195 | -0.73623 | 0 | -1.1104 | -0.51462 | -0.62715 | -0.67472 | -0.028178 | -0.012559 | -0.006821 | 0.0027729 | 0.0010452 | 0.019733 | 0.079479 | 0.099036 | 0.091261 | 0.09478 | 0.079418 | 0.10423 | 0.1044 | 0.12134 | 0.13094 | 0.12894 | 0.12579 | 0.12849 | 0.13122 | 0.134 | 0.13681 | 0.13966 | 0.14256 | 0.14549 | 0.14847
| Diversity Factor: 0 | [33 empty] | Umina 66_11kV Spots and Transfers |  | Gosford 132_66kV Tx2 | 0 | 0.44127 | -0.26476 | 0 | 0 | 0 | -2.5974e-16 | -0.003642 | -0.44932 | 0.02324 | 0.045642 | 0.062915 | 0.098396 | 0.14698 | 0.14093 | 0.1373 | 0.14358 | 0.14167 | 0.16138 | 0.16428 | 0.17401 | 0.18161 | 0.18246 | 0.18448 | 0.18853 | 0.19263 | 0.19679 | 0.20102 | 0.20531 | 0.20966 | 0.21407 | 0.21855
[35 empty] | Umina 66_11kV Spots and Transfers |  | Gosford 132_66kV Tx3 | 0 | 0.46478 | -0.27887 | 0 | 0 | 0 | -2.7358e-16 | -0.0038361 | -0.47326 | 0.024478 | 0.048074 | 0.066267 | 0.10364 | 0.15481 | 0.14844 | 0.14462 | 0.15123 | 0.14922 | 0.16998 | 0.17303 | 0.18328 | 0.19129 | 0.19218 | 0.19431 | 0.19857 | 0.20289 | 0.20728 | 0.21173 | 0.21625 | 0.22083 | 0.22548 | 0.23019
[35 empty] | Umina 66_11kV Spots and Transfers |  | Gosford 132_66kV Tx4 | 0 | 0.43223 | -0.25934 | 0 | 0 | 0 | -2.5442e-16 | -0.0035674 | -0.44011 | 0.022764 | 0.044707 | 0.061625 | 0.09638 | 0.14397 | 0.13805 | 0.13449 | 0.14064 | 0.13877 | 0.15808 | 0.16091 | 0.17044 | 0.17789 | 0.17872 | 0.1807 | 0.18466 | 0.18868 | 0.19276 | 0.1969 | 0.2011 | 0.20536 | 0.20968 | 0.21407
| 0 | [33 empty] | Wamberal 66_11kV Spots and Transfers |  | Gosford 132_66kV Tx2 | 0 | 0 | 0 | 3.1251 | 0 | -3.0558 | 0 | 0 | 0 | 0 | 0 | 0 | 0 | 0 | 0 | 0 | 0 | 0 | 0 | 0 | 0 | 0 | 0 | 0 | 0 | 0 | 0 | 0 | 0 | 0 | 0 | 0
| Diversity Factor: 0 | [33 empty] | Wamberal 66_11kV Spots and Transfers |  | Gosford 132_66kV Tx3 | 0 | 0 | 0 | 3.2915 | 0 | -3.2186 | 0 | 0 | 0 | 0 | 0 | 0 | 0 | 0 | 0 | 0 | 0 | 0 | 0 | 0 | 0 | 0 | 0 | 0 | 0 | 0 | 0 | 0 | 0 | 0 | 0 | 0
[35 empty] | Wamberal 66_11kV Spots and Transfers |  | Gosford 132_66kV Tx4 | 0 | 0 | 0 | 3.061 | 0 | -2.9932 | 0 | 0 | 0 | 0 | 0 | 0 | 0 | 0 | 0 | 0 | 0 | 0 | 0 | 0 | 0 | 0 | 0 | 0 | 0 | 0 | 0 | 0 | 0 | 0 | 0 | 0
[35 empty] | Woy Woy 66_11kV Spots and Transfers |  | Gosford 132_66kV Tx2 | 0 | -0.44127 | 0 | 0 | 0 | 0 | -1.4828 | -0.94861 | -0.57731 | 0.0070618 | 0.018492 | 0.024725 | 0.04419 | 0.081723 | 0.085277 | 0.0815 | 0.08504 | 0.079666 | 0.094925 | 0.09612 | 0.10506 | 0.11095 | 0.11068 | 0.11053 | 0.11294 | 0.11539 | 0.11787 | 0.12038 | 0.12293 | 0.12552 | 0.12815 | 0.13081
| 0 | [33 empty] | Woy Woy 66_11kV Spots and Transfers |  | Gosford 132_66kV Tx3 | 0 | -0.46478 | 0 | 0 | 0 | 0 | -1.5618 | -0.99915 | -0.60807 | 0.007438 | 0.019477 | 0.026042 | 0.046544 | 0.086077 | 0.089821 | 0.085843 | 0.089571 | 0.083911 | 0.099982 | 0.10124 | 0.11065 | 0.11686 | 0.11658 | 0.11642 | 0.11896 | 0.12153 | 0.12414 | 0.12679 | 0.12948 | 0.13221 | 0.13497 | 0.13778
| Diversity Factor: 0 | [33 empty] | Woy Woy 66_11kV Spots and Transfers |  | Gosford 132_66kV Tx4 | 0 | -0.43223 | 0 | 0 | 0 | 0 | -1.4525 | -0.92917 | -0.56548 | 0.0069171 | 0.018113 | 0.024218 | 0.043284 | 0.080049 | 0.08353 | 0.07983 | 0.083297 | 0.078034 | 0.09298 | 0.094151 | 0.1029 | 0.10868 | 0.10841 | 0.10827 | 0.11063 | 0.11302 | 0.11545 | 0.11791 | 0.12041 | 0.12295 | 0.12552 | 0.12813
0
Diversity Factor: 0
0
Diversity Factor: 0
0
Diversity Factor: 0
| Weather Correction and Public Holiday Factors | [8 empty] | Forecast ROG
ROG Justification
| Actual loads for season 2013 have been weather corrected by the following: | [6 empty] | 2.378% |  | Weighted ROG calculation based on downstream zone substations and customers | [59 empty] | Weighted ROG calculation based on downstream zone substations and customers
1 | 2 | 3 | 4 | 5 | 6 | 7 | 8 | 9 | 10 | 2014 | 2015 | 2016 | 2017 | 2018 | 2019 | 2020 | 2021 | 2022 | 2023 | 2024 | 2025 | 2026 | 2027 | 2028 | 2029 | 2030 | 2031 | 2032 | 2033 | 2034 | 2035 | 2036 | 2037 | 2038
0.96985 | 0.94071 | 0.92188 | 0.91266 | 0.91266 | 0.91266 | 0.91266 | 0.91266 | 0.91266 | 0.91266 | -3.015% | -3.005% | -2.001% | -1% | 0% | 0% | 0% | 0% | 0% | 0% | 0% | 0% | 0% | 0% | 0% | 0% | 0% | 0% | 0% | 0% | 0% | 0% | 0% | 0% | 0%
Substation Load Detail
[7 empty] | Units | 2013 |  | 2014 | 2015 | 2016 | 2017 | 2018 | 2019 | 2020 | 2021 | 2022 | 2023 | 2024 | 2025 | 2026 | 2027 | 2028 | 2029 | 2030 | 2031 | 2032 | 2033 | 2034 | 2035 | 2036 | 2037 | 2038
1 | Gosford 132_66kV | Compensated |  | Load (LV side) |  |  | Amps | 1007 |  | 961.5659 | 931.5975 | 914.2157 | 908.3835 | 913.0507 | 920.9158 | 934.8942 | 949.1853 | 962.9125 | 977.269 | 990.9496 | 1007.07 | 1023.44 | 1041.17 | 1045.25 | 1063.43 | 1081.69 | 1100.38 | 1119.49 | 1139.04 | 1159.03 | 1179.47 | 1200.37 | 1221.73 | 1243.56
|  |  |  | Apparent Power |  |  | MVA | 115.0585 |  | 109.9217 | 106.4958 | 104.5089 | 103.8421 | 104.3757 | 105.2748 | 106.8727 | 108.5064 | 110.0756 | 111.7168 | 113.2807 | 115.1245 | 116.9956 | 119.0225 | 119.4884 | 121.5674 | 123.6547 | 125.7904 | 127.9753 | 130.2101 | 132.4955 | 134.8323 | 137.2212 | 139.6629 | 142.1583
|  |  |  | Real Power |  |  | MW | 111.5856 | 112.07 | 108.5529 | 105.217 | 103.2818 | 102.6324 | 103.1521 | 104.0278 | 105.5841 | 107.1749 | 108.7028 | 110.3005 | 111.8229 | 113.6175 | 115.4385 | 117.4109 | 119.4879 | 121.5644 | 123.6469 | 125.7757 | 127.9514 | 130.1748 | 132.4466 | 134.7673 | 137.1379 | 139.5589 | 142.0312
|  |  |  | Reactive Power |  |  | MVAr | 28.0554 |  | 17.2929 | 16.4542 | 15.9676 | 15.8043 | 15.935 | 16.1552 | 16.5465 | 16.9464 | 17.3306 | 17.7323 | 18.1151 | 18.5663 | 19.0241 | 19.52 | 0.34223 | 0.86431 | 1.3879 | 1.9231 | 2.4702 | 3.0292 | 3.6004 | 4.1839 | 4.7799 | 5.3886 | 6.0102
|  |  |  | Capacitors In Service |  |  | MVAr | 0 |  | 10 | 10 | 10 | 10 | 10 | 10 | 10 | 10 | 10 | 10 | 10 | 10 | 10 | 10 | 29.7 | 29.7 | 29.7 | 29.7 | 29.7 | 29.7 | 29.7 | 29.7 | 29.7 | 29.7 | 29.7
|  |  |  | PF |  |  |  | 0.96982 |  | 0.98755 | 0.98799 | 0.98826 | 0.98835 | 0.98828 | 0.98816 | 0.98794 | 0.98773 | 0.98753 | 0.98732 | 0.98713 | 0.98691 | 0.98669 | 0.98646 | 1 | 0.99997 | 0.99994 | 0.99988 | 0.99981 | 0.99973 | 0.99963 | 0.99952 | 0.99939 | 0.99926 | 0.99911
0.93297 | Diversity Factor: 0.93 | Uncompensated |  | Reactive Power |  |  | MVAr | 28.0554 | 28.1772 | 27.2929 | 26.4542 | 25.9676 | 25.8043 | 25.935 | 26.1552 | 26.5465 | 26.9464 | 27.3306 | 27.7323 | 28.1151 | 28.5663 | 29.0241 | 29.52 | 30.0422 | 30.5643 | 31.0879 | 31.6231 | 32.1702 | 32.7292 | 33.3004 | 33.8839 | 34.4799 | 35.0886 | 35.7102
|  |  |  | PF |  |  |  | 0.96982 |  | 0.96982 | 0.96982 | 0.96982 | 0.96982 | 0.96982 | 0.96982 | 0.96982 | 0.96982 | 0.96982 | 0.96982 | 0.96982 | 0.96982 | 0.96982 | 0.96982 | 0.96982 | 0.96982 | 0.96982 | 0.96982 | 0.96982 | 0.96982 | 0.96982 | 0.96982 | 0.96982 | 0.96982 | 0.96982
[10 empty] | 1 | 2 | 3 | 4 | 5 | 6 | 7 | 8 | 9 | 10 | 11 | 12 | 13 | 14 | 15 | 16 | 17 | 18 | 19 | 20 | 21 | 22 | 23 | 24 | 25
Transformer Load Detail
[7 empty] | Units | 2013 |  | 2014 | 2015 | 2016 | 2017 | 2018 | 2019 | 2020 | 2021 | 2022 | 2023 | 2024 | 2025 | 2026 | 2027 | 2028 | 2029 | 2030 | 2031 | 2032 | 2033 | 2034 | 2035 | 2036 | 2037 | 2038
| 0 | Compensated |  | Load (LV side) |  |  | Amps
|  |  |  | Apparent Power |  |  | MVA
|  |  |  | Real Power |  |  | MW
|  |  |  | Reactive Power |  |  | MVAr
|  |  |  | Capacitors In Service |  |  | MVAr
PF
| Zone Div: | Uncompensated |  | Reactive Power |  |  | MVAr
PF
| 0 | Compensated |  | Load (LV side) |  |  | Amps
|  |  |  | Apparent Power |  |  | MVA
|  |  |  | Real Power |  |  | MW
|  |  |  | Reactive Power |  |  | MVAr
|  |  |  | Capacitors In Service |  |  | MVAr
PF
| Zone Div: | Uncompensated |  | Reactive Power |  |  | MVAr
PF
| 0 | Compensated |  | Load (LV side) |  |  | Amps
|  |  |  | Apparent Power |  |  | MVA
|  |  |  | Real Power |  |  | MW
|  |  |  | Reactive Power |  |  | MVAr
|  |  |  | Capacitors In Service |  |  | MVAr
PF
| Zone Div: | Uncompensated |  | Reactive Power |  |  | MVAr
PF
| 0 | Compensated |  | Load (LV side) |  |  | Amps
|  |  |  | Apparent Power |  |  | MVA
|  |  |  | Real Power |  |  | MW
|  |  |  | Reactive Power |  |  | MVAr
|  |  |  | Capacitors In Service |  |  | MVAr
PF
| Zone Div: | Uncompensated |  | Reactive Power |  |  | MVAr
PF
| 0 | Compensated |  | Load (LV side) |  |  | Amps
|  |  |  | Apparent Power |  |  | MVA
|  |  |  | Real Power |  |  | MW
|  |  |  | Reactive Power |  |  | MVAr
|  |  |  | Capacitors In Service |  |  | MVAr
PF
| Zone Div: | Uncompensated |  | Reactive Power |  |  | MVAr
PF
| 0 | Compensated |  | Load (LV side) |  |  | Amps
|  |  |  | Apparent Power |  |  | MVA
|  |  |  | Real Power |  |  | MW
|  |  |  | Reactive Power |  |  | MVAr
|  |  |  | Capacitors In Service |  |  | MVAr
PF
| Zone Div: | Uncompensated |  | Reactive Power |  |  | MVAr
PF
| 0 | Compensated |  | Load (LV side) |  |  | Amps
|  |  |  | Apparent Power |  |  | MVA
|  |  |  | Real Power |  |  | MW
|  |  |  | Reactive Power |  |  | MVAr
|  |  |  | Capacitors In Service |  |  | MVAr
PF
| Zone Div: | Uncompensated |  | Reactive Power |  |  | MVAr
PF
| 0 | Compensated |  | Load (LV side) |  |  | Amps
|  |  |  | Apparent Power |  |  | MVA
|  |  |  | Real Power |  |  | MW
|  |  |  | Reactive Power |  |  | MVAr
|  |  |  | Capacitors In Service |  |  | MVAr
PF
| Zone Div: | Uncompensated |  | Reactive Power |  |  | MVAr
PF
| 0 | Compensated |  | Load (LV side) |  |  | Amps
|  |  |  | Apparent Power |  |  | MVA
|  |  |  | Real Power |  |  | MW
|  |  |  | Reactive Power |  |  | MVAr
|  |  |  | Capacitors In Service |  |  | MVAr
PF
| Zone Div: | Uncompensated |  | Reactive Power |  |  | MVAr
PF
| 0 | Compensated |  | Load (LV side) |  |  | Amps
|  |  |  | Apparent Power |  |  | MVA
|  |  |  | Real Power |  |  | MW
|  |  |  | Reactive Power |  |  | MVAr
|  |  |  | Capacitors In Service |  |  | MVAr
PF
| Zone Div: | Uncompensated |  | Reactive Power |  |  | MVAr
PF

## Homebush 132_33kV
| Homebush 132_33kV | [16 empty] | 2014 | WINTER
| Substation Total Loads | [33 empty] | Spots & Transfers Detail
| Historical Loads | (MW) | [7 empty] | Weather Corrected Forecast Loads |  |  |  | (MW) | [20 empty] | Spots & Transfers Summary | (MW) |  | Historical Spots & Transfers | [6 empty] | Forecast Spots & Transfers
|  | 2007 | 2008 | 2009 | 2010 | 2011 | 2012 | 2013 |  | 2014 | 2015 | 2016 | 2017 | 2018 | 2019 | 2020 | 2021 | 2022 | 2023 | 2024 | 2025 | 2026 | 2027 | 2028 | 2029 | 2030 | 2031 | 2032 | 2033 | 2034 | 2035 | 2036 | 2037 | 2038 |  |  |  | 2007 | 2008 | 2009 | 2010 | 2011 | 2012 | 2013 | 2014 | 2015 | 2016 | 2017 | 2018 | 2019 | 2020 | 2021 | 2022 | 2023 | 2024 | 2025 | 2026 | 2027 | 2028 | 2029 | 2030 | 2031 | 2032 | 2033 | 2034 | 2035 | 2036 | 2037 | 2038
| Total | 107.6 | 108.29 | 103.01 | 103.81 | 101.4314 | 93.525 | 88.745 |  | 84.3951 | 83.3814 | 81.8177 | 59.2439 | 60.043 | 60.8762 | 62.2304 | 63.577 | 64.8718 | 66.1948 | 67.3999 | 68.7919 | 70.1893 | 71.7226 | 73.3335 | 74.935 | 76.5158 | 78.1218 | 79.7535 | 81.4112 | 83.0952 | 84.8058 | 86.5435 | 88.3085 | 90.1013 |  |  | Total | 0.52097 | 0.12476 | 0 | 4.4977 | 0.94816 | -3.4395 | 0 | -2.7643 | 1.7148 | 0.22152 | -21.9537 | 0.79917 | 0.83313 | 1.3542 | 1.3467 | 1.2948 | 1.323 | 1.2051 | 1.392 | 1.3974 | 1.5333 | 1.611 | 1.6015 | 1.5807 | 1.606 | 1.6317 | 1.6577 | 1.684 | 1.7107 | 1.7377 | 1.765 | 1.7928
| Firm Rating | 0 | 0 | 0 | 129 | 132.9 | 142.89 | 142.89 |  | 142.89 | 142.89 | 142.89 | 142.89 | 142.89 | 142.89 | 142.89 | 142.89 | 142.89 | 142.89 | 142.89 | 142.89 | 142.89 | 142.89 | 142.89 | 142.89 | 142.89 | 142.89 | 142.89 | 142.89 | 142.89 | 142.89 | 142.89 | 142.89 | 142.89
| Total Capacity | 0 | 0 | 0 | 200 | 200 | 266 | 266 |  | 266 | 266 | 266 | 266 | 266 | 266 | 266 | 266 | 266 | 266 | 266 | 266 | 266 | 266 | 266 | 266 | 266 | 266 | 266 | 266 | 266 | 266 | 266 | 266 | 266 |  |  | Homebush 132_33kV Tx1 | 0 | 0 | 0 | 0 | 0 | 0 | 0 | 0 | 0 | 0 | 0 | 0 | 0 | 0 | 0 | 0 | 0 | 0 | 0 | 0 | 0 | 0 | 0 | 0 | 0 | 0 | 0 | 0 | 0 | 0 | 0 | 0
|  | -7 | -6 | -5 | -4 | -3 | -2 | -1 |  | 0 | 1 | 2 | 3 | 4 | 5 | 6 | 7 | 8 | 9 | 10 | 11 | 12 | 13 | 14 | 15 | 16 | 17 | 18 | 19 | 20 | 21 | 22 | 23 | 24 |  |  | Homebush 132_33kV Tx12 | 0.26098 | 0.062502 | 0 | 2.2532 | 0.47499 | -1.7231 | 0 | -1.3848 | 0.85905 | 0.11097 | -10.9979 | 0.40035 | 0.41736 | 0.67839 | 0.67464 | 0.64865 | 0.66276 | 0.6037 | 0.69733 | 0.70004 | 0.76813 | 0.80702 | 0.80228 | 0.79188 | 0.80456 | 0.81741 | 0.83043 | 0.84362 | 0.85697 | 0.87051 | 0.88422 | 0.8981
| Transformer Loads | [35 empty] | Homebush 132_33kV Tx14 | 0.25998 | 0.062262 | 0 | 2.2445 | 0.47317 | -1.7165 | 0 | -1.3795 | 0.85576 | 0.11055 | -10.9557 | 0.39881 | 0.41576 | 0.67579 | 0.67205 | 0.64616 | 0.66022 | 0.60139 | 0.69465 | 0.69735 | 0.76518 | 0.80393 | 0.79921 | 0.78884 | 0.80148 | 0.81428 | 0.82724 | 0.84038 | 0.85369 | 0.86717 | 0.88082 | 0.89466
| Historical Loads | (MW) | [7 empty] | 0: Weather Corrected Forecast Loads; 4: (MW) |  |  | Homebush 132_33kV Tx3 | 0 | 0 | 0 | 0 | 0 | 0 | 0 | 0 | 0 | 0 | 0 | 0 | 0 | 0 | 0 | 0 | 0 | 0 | 0 | 0 | 0 | 0 | 0 | 0 | 0 | 0 | 0 | 0 | 0 | 0 | 0 | 0
|  | 2007 | 2008 | 2009 | 2010 | 2011 | 2012 | 2013 |  | 2014 | 2015 | 2016 | 2017 | 2018 | 2019 | 2020 | 2021 | 2022 | 2023 | 2024 | 2025 | 2026 | 2027 | 2028 | 2029 | 2030 | 2031 | 2032 | 2033 | 2034 | 2035 | 2036 | 2037 | 2038 |  |  | Homebush 132_33kV Tx4 | 0 | 0 | 0 | 0 | 0 | 0 | 0 | 0 | 0 | 0 | 0 | 0 | 0 | 0 | 0 | 0 | 0 | 0 | 0 | 0 | 0 | 0 | 0 | 0 | 0 | 0 | 0 | 0 | 0 | 0 | 0 | 0
| 0 | [36 empty] | 0 | 0 | 0 | 0 | 0 | 0 | 0 | 0 | 0 | 0 | 0 | 0 | 0 | 0 | 0 | 0 | 0 | 0 | 0 | 0 | 0 | 0 | 0 | 0 | 0 | 0 | 0 | 0 | 0 | 0 | 0 | 0
| Diversity Factor: 0 | [36 empty] | 0 | 0 | 0 | 0 | 0 | 0 | 0 | 0 | 0 | 0 | 0 | 0 | 0 | 0 | 0 | 0 | 0 | 0 | 0 | 0 | 0 | 0 | 0 | 0 | 0 | 0 | 0 | 0 | 0 | 0 | 0 | 0
[38 empty] | 0 | 0 | 0 | 0 | 0 | 0 | 0 | 0 | 0 | 0 | 0 | 0 | 0 | 0 | 0 | 0 | 0 | 0 | 0 | 0 | 0 | 0 | 0 | 0 | 0 | 0 | 0 | 0 | 0 | 0 | 0 | 0
[38 empty] | 0 | 0 | 0 | 0 | 0 | 0 | 0 | 0 | 0 | 0 | 0 | 0 | 0 | 0 | 0 | 0 | 0 | 0 | 0 | 0 | 0 | 0 | 0 | 0 | 0 | 0 | 0 | 0 | 0 | 0 | 0 | 0
| 0 | [36 empty] | 0 | 0 | 0 | 0 | 0 | 0 | 0 | 0 | 0 | 0 | 0 | 0 | 0 | 0 | 0 | 0 | 0 | 0 | 0 | 0 | 0 | 0 | 0 | 0 | 0 | 0 | 0 | 0 | 0 | 0 | 0 | 0
Diversity Factor: 0
[38 empty] | Historical Spots & Transfers | [6 empty] | Forecast Spots & Transfers
[35 empty] | Project Name | From | To | 2007 | 2008 | 2009 | 2010 | 2011 | 2012 | 2013 | 2014 | 2015 | 2016 | 2017 | 2018 | 2019 | 2020 | 2021 | 2022 | 2023 | 2024 | 2025 | 2026 | 2027 | 2028 | 2029 | 2030 | 2031 | 2032 | 2033 | 2034 | 2035 | 2036 | 2037 | 2038
| 0 | [33 empty] | Auburn 33_11kV Spots and Transfers |  | Homebush 132_33kV Tx12 | 0 | 0.062502 | 0 | 0.04926 | 0 | 0.62039 | 0 | 0.050317 | -0.026721 | -0.025021 | -0.0049319 | 0.0060563 | 0.01564 | 0.07803 | 0.091948 | 0.085245 | 0.086656 | 0.070171 | 0.089595 | 0.088852 | 0.10424 | 0.11212 | 0.10991 | 0.10575 | 0.10741 | 0.10908 | 0.11077 | 0.11249 | 0.11422 | 0.11598 | 0.11776 | 0.11956
| Diversity Factor: 0 | [33 empty] | Auburn 33_11kV Spots and Transfers |  | Homebush 132_33kV Tx14 | 0 | 0.062262 | 0 | 0.049071 | 0 | 0.61801 | 0 | 0.050124 | -0.026619 | -0.024925 | -0.004913 | 0.0060331 | 0.01558 | 0.077731 | 0.091595 | 0.084918 | 0.086323 | 0.069901 | 0.089251 | 0.088512 | 0.10384 | 0.11169 | 0.10949 | 0.10535 | 0.10699 | 0.10866 | 0.11035 | 0.11205 | 0.11378 | 0.11554 | 0.11731 | 0.11911
[35 empty] | Auburn 33_11kV Spots and Transfers |  | Homebush 132_33kV Tx3 | 0 | 0 | 0 | 0 | 0 | 0 | 0 | 0 | 0 | 0 | 0 | 0 | 0 | 0 | 0 | 0 | 0 | 0 | 0 | 0 | 0 | 0 | 0 | 0 | 0 | 0 | 0 | 0 | 0 | 0 | 0 | 0
[35 empty] | Auburn 33_11kV Spots and Transfers |  | Homebush 132_33kV Tx4 | 0 | 0 | 0 | 0 | 0 | 0 | 0 | 0 | 0 | 0 | 0 | 0 | 0 | 0 | 0 | 0 | 0 | 0 | 0 | 0 | 0 | 0 | 0 | 0 | 0 | 0 | 0 | 0 | 0 | 0 | 0 | 0
| 0 | [33 empty] | Concord 33_11kV Spots and Transfers |  | Homebush 132_33kV Tx12 | 0 | 0 | 0 | 0 | 0 | 0 | 0 | -1.4444 | -0.02933 | 0.055299 | 0.16008 | 0.23023 | 0.22354 | 0.34324 | 0.33861 | 0.32631 | 0.33419 | 0.3078 | 0.3541 | 0.3561 | 0.3886 | 0.40773 | 0.40593 | 0.40194 | 0.40863 | 0.4154 | 0.42227 | 0.42922 | 0.43627 | 0.44341 | 0.45065 | 0.45798
| Diversity Factor: 0 | [33 empty] | Concord 33_11kV Spots and Transfers |  | Homebush 132_33kV Tx14 | 0 | 0 | 0 | 0 | 0 | 0 | 0 | -1.4389 | -0.029218 | 0.055087 | 0.15947 | 0.22934 | 0.22268 | 0.34193 | 0.33731 | 0.32506 | 0.33291 | 0.30662 | 0.35274 | 0.35473 | 0.38711 | 0.40616 | 0.40437 | 0.4004 | 0.40706 | 0.41381 | 0.42065 | 0.42758 | 0.4346 | 0.44171 | 0.44892 | 0.45622
[35 empty] | Concord 33_11kV Spots and Transfers |  | Homebush 132_33kV Tx3 | 0 | 0 | 0 | 0 | 0 | 0 | 0 | 0 | 0 | 0 | 0 | 0 | 0 | 0 | 0 | 0 | 0 | 0 | 0 | 0 | 0 | 0 | 0 | 0 | 0 | 0 | 0 | 0 | 0 | 0 | 0 | 0
[35 empty] | Concord 33_11kV Spots and Transfers |  | Homebush 132_33kV Tx4 | 0 | 0 | 0 | 0 | 0 | 0 | 0 | 0 | 0 | 0 | 0 | 0 | 0 | 0 | 0 | 0 | 0 | 0 | 0 | 0 | 0 | 0 | 0 | 0 | 0 | 0 | 0 | 0 | 0 | 0 | 0 | 0
| 0 | [33 empty] | Five Dock 33_11kV Spots and Transfers |  | Homebush 132_33kV Tx12 | 0 | 0 | 0 | 1.4523 | 0 | 0 | 0 | -0.025099 | 0.4594 | 0.047252 | -11.2626 | 0 | 0 | 0 | 0 | 0 | 0 | 0 | 0 | 0 | 0 | 0 | 0 | 0 | 0 | 0 | 0 | 0 | 0 | 0 | 0 | 0
| Diversity Factor: 0 | [33 empty] | Five Dock 33_11kV Spots and Transfers |  | Homebush 132_33kV Tx14 | 0 | 0 | 0 | 1.4467 | 0 | 0 | 0 | -0.025003 | 0.45764 | 0.047071 | -11.2194 | 0 | 0 | 0 | 0 | 0 | 0 | 0 | 0 | 0 | 0 | 0 | 0 | 0 | 0 | 0 | 0 | 0 | 0 | 0 | 0 | 0
[35 empty] | Five Dock 33_11kV Spots and Transfers |  | Homebush 132_33kV Tx3 | 0 | 0 | 0 | 0 | 0 | 0 | 0 | 0 | 0 | 0 | 0 | 0 | 0 | 0 | 0 | 0 | 0 | 0 | 0 | 0 | 0 | 0 | 0 | 0 | 0 | 0 | 0 | 0 | 0 | 0 | 0 | 0
[35 empty] | Five Dock 33_11kV Spots and Transfers |  | Homebush 132_33kV Tx4 | 0 | 0 | 0 | 0 | 0 | 0 | 0 | 0 | 0 | 0 | 0 | 0 | 0 | 0 | 0 | 0 | 0 | 0 | 0 | 0 | 0 | 0 | 0 | 0 | 0 | 0 | 0 | 0 | 0 | 0 | 0 | 0
| 0 | [33 empty] | Lidcombe 33_11kV Spots and Transfers |  | Homebush 132_33kV Tx12 | 0.26098 | 0 | 0 | 0.75163 | 0.47499 | -2.3435 | 0 | 0.034401 | 0.4557 | 0.033444 | 0.10951 | 0.16407 | 0.17819 | 0.25712 | 0.24408 | 0.23709 | 0.24191 | 0.22573 | 0.25364 | 0.25509 | 0.27529 | 0.28718 | 0.28644 | 0.28418 | 0.28853 | 0.29293 | 0.29739 | 0.30191 | 0.30648 | 0.31111 | 0.31581 | 0.32056
| Diversity Factor: 0 | [33 empty] | Lidcombe 33_11kV Spots and Transfers |  | Homebush 132_33kV Tx14 | 0.25998 | 0 | 0 | 0.74875 | 0.47317 | -2.3345 | 0 | 0.034269 | 0.45395 | 0.033315 | 0.10909 | 0.16344 | 0.1775 | 0.25613 | 0.24314 | 0.23618 | 0.24098 | 0.22487 | 0.25266 | 0.25411 | 0.27423 | 0.28607 | 0.28534 | 0.28309 | 0.28742 | 0.29181 | 0.29625 | 0.30075 | 0.30531 | 0.30992 | 0.3146 | 0.31933
[35 empty] | Lidcombe 33_11kV Spots and Transfers |  | Homebush 132_33kV Tx3 | 0 | 0 | 0 | 0 | 0 | 0 | 0 | 0 | 0 | 0 | 0 | 0 | 0 | 0 | 0 | 0 | 0 | 0 | 0 | 0 | 0 | 0 | 0 | 0 | 0 | 0 | 0 | 0 | 0 | 0 | 0 | 0
[35 empty] | Lidcombe 33_11kV Spots and Transfers |  | Homebush 132_33kV Tx4 | 0 | 0 | 0 | 0 | 0 | 0 | 0 | 0 | 0 | 0 | 0 | 0 | 0 | 0 | 0 | 0 | 0 | 0 | 0 | 0 | 0 | 0 | 0 | 0 | 0 | 0 | 0 | 0 | 0 | 0 | 0 | 0
0
Diversity Factor: 0
0
Diversity Factor: 0
0
Diversity Factor: 0
0
Diversity Factor: 0
| Weather Correction and Public Holiday Factors | [8 empty] | Forecast ROG
ROG Justification
| Actual loads for season 2013 have been weather corrected by the following: | [6 empty] | -0.7961% |  | Weighted ROG calculation based on downstream zone substations and customers | [59 empty] | Weighted ROG calculation based on downstream zone substations and customers
1 | 2 | 3 | 4 | 5 | 6 | 7 | 8 | 9 | 10 | 2014 | 2015 | 2016 | 2017 | 2018 | 2019 | 2020 | 2021 | 2022 | 2023 | 2024 | 2025 | 2026 | 2027 | 2028 | 2029 | 2030 | 2031 | 2032 | 2033 | 2034 | 2035 | 2036 | 2037 | 2038
0.96747 | 0.93619 | 0.91615 | 0.9092 | 0.9092 | 0.9092 | 0.9092 | 0.9092 | 0.9092 | 0.9092 | -3.253% | -3.233% | -2.141% | -0.758% | 0% | 0% | 0% | 0% | 0% | 0% | 0% | 0% | 0% | 0% | 0% | 0% | 0% | 0% | 0% | 0% | 0% | 0% | 0% | 0% | 0%
Substation Load Detail
[7 empty] | Units | 2013 |  | 2014 | 2015 | 2016 | 2017 | 2018 | 2019 | 2020 | 2021 | 2022 | 2023 | 2024 | 2025 | 2026 | 2027 | 2028 | 2029 | 2030 | 2031 | 2032 | 2033 | 2034 | 2035 | 2036 | 2037 | 2038
1 | Homebush 132_33kV | Compensated |  | Load (LV side) |  |  | Amps | 1725 |  | 1500.74 | 1480.96 | 1450.56 | 1096.13 | 1112.8 | 1130.2 | 1158.55 | 1186.8 | 1135.01 | 1158.46 | 1180.02 | 1205.18 | 1230.68 | 1258.91 | 1288.86 | 1318.9 | 1348.78 | 1379.37 | 1410.67 | 1442.69 | 1475.41 | 1508.85 | 1543.01 | 1577.89 | 1613.5
|  |  |  | Apparent Power |  |  | MVA | 98.6055 |  | 85.7789 | 84.6486 | 82.9109 | 62.6526 | 63.6053 | 64.6 | 66.2201 | 67.835 | 64.8749 | 66.2149 | 67.4478 | 68.8855 | 70.3428 | 71.9569 | 73.6686 | 75.3853 | 77.0935 | 78.842 | 80.6311 | 82.4608 | 84.3313 | 86.2427 | 88.1952 | 90.189 | 92.2243
|  |  |  | Real Power |  |  | MW | 88.745 | 90.09 | 84.3951 | 83.3814 | 81.8177 | 59.2439 | 60.043 | 60.8762 | 62.2304 | 63.577 | 64.8718 | 66.1948 | 67.3999 | 68.7919 | 70.1893 | 71.7226 | 73.3335 | 74.935 | 76.5158 | 78.1218 | 79.7535 | 81.4112 | 83.0952 | 84.8058 | 86.5435 | 88.3085 | 90.1013
|  |  |  | Reactive Power |  |  | MVAr | 42.9812 |  | 15.3461 | 14.5924 | 13.4195 | 20.3842 | 20.9874 | 21.6162 | 22.6382 | 23.6547 | 0.63195 | 1.6305 | 2.54 | 3.5906 | 4.6453 | 5.8026 | 7.0185 | 8.2272 | 9.4203 | 10.6325 | 11.864 | 13.1152 | 14.3862 | 15.6773 | 16.9888 | 18.321 | 19.6741
|  |  |  | Capacitors In Service |  |  | MVAr | 24 |  | 48 | 48 | 48 | 24 | 24 | 24 | 24 | 24 | 48 | 48 | 48 | 48 | 48 | 48 | 48 | 48 | 48 | 48 | 48 | 48 | 48 | 48 | 48 | 48 | 48
|  |  |  | PF |  |  |  | 0.9 |  | 0.98387 | 0.98503 | 0.98681 | 0.94559 | 0.94399 | 0.94236 | 0.93975 | 0.93723 | 0.99995 | 0.9997 | 0.99929 | 0.99864 | 0.99782 | 0.99674 | 0.99545 | 0.99403 | 0.99251 | 0.99086 | 0.98912 | 0.98727 | 0.98534 | 0.98334 | 0.98127 | 0.97915 | 0.97698
0.89239 | Diversity Factor: 0.89 | Uncompensated |  | Reactive Power |  |  | MVAr | 66.9812 | 67.6326 | 63.3461 | 62.5924 | 61.4195 | 44.3842 | 44.9874 | 45.6162 | 46.6382 | 47.6547 | 48.632 | 49.6305 | 50.54 | 51.5906 | 52.6453 | 53.8026 | 55.0185 | 56.2272 | 57.4203 | 58.6325 | 59.864 | 61.1152 | 62.3862 | 63.6773 | 64.9888 | 66.321 | 67.6741
|  |  |  | PF |  |  |  | 0.79817 |  | 0.79977 | 0.79974 | 0.79974 | 0.80032 | 0.80029 | 0.80026 | 0.80021 | 0.80017 | 0.80013 | 0.80009 | 0.80006 | 0.80002 | 0.79998 | 0.79994 | 0.7999 | 0.79987 | 0.79983 | 0.7998 | 0.79976 | 0.79973 | 0.7997 | 0.79967 | 0.79964 | 0.79961 | 0.79958
[10 empty] | 1 | 2 | 3 | 4 | 5 | 6 | 7 | 8 | 9 | 10 | 11 | 12 | 13 | 14 | 15 | 16 | 17 | 18 | 19 | 20 | 21 | 22 | 23 | 24 | 25
Transformer Load Detail
[7 empty] | Units | 2013 |  | 2014 | 2015 | 2016 | 2017 | 2018 | 2019 | 2020 | 2021 | 2022 | 2023 | 2024 | 2025 | 2026 | 2027 | 2028 | 2029 | 2030 | 2031 | 2032 | 2033 | 2034 | 2035 | 2036 | 2037 | 2038
| 0 | Compensated |  | Load (LV side) |  |  | Amps
|  |  |  | Apparent Power |  |  | MVA
|  |  |  | Real Power |  |  | MW
|  |  |  | Reactive Power |  |  | MVAr
|  |  |  | Capacitors In Service |  |  | MVAr
PF
| Zone Div: | Uncompensated |  | Reactive Power |  |  | MVAr
PF
| 0 | Compensated |  | Load (LV side) |  |  | Amps
|  |  |  | Apparent Power |  |  | MVA
|  |  |  | Real Power |  |  | MW
|  |  |  | Reactive Power |  |  | MVAr
|  |  |  | Capacitors In Service |  |  | MVAr
PF
| Zone Div: | Uncompensated |  | Reactive Power |  |  | MVAr
PF
| 0 | Compensated |  | Load (LV side) |  |  | Amps
|  |  |  | Apparent Power |  |  | MVA
|  |  |  | Real Power |  |  | MW
|  |  |  | Reactive Power |  |  | MVAr
|  |  |  | Capacitors In Service |  |  | MVAr
PF
| Zone Div: | Uncompensated |  | Reactive Power |  |  | MVAr
PF
| 0 | Compensated |  | Load (LV side) |  |  | Amps
|  |  |  | Apparent Power |  |  | MVA
|  |  |  | Real Power |  |  | MW
|  |  |  | Reactive Power |  |  | MVAr
|  |  |  | Capacitors In Service |  |  | MVAr
PF
| Zone Div: | Uncompensated |  | Reactive Power |  |  | MVAr
PF
| 0 | Compensated |  | Load (LV side) |  |  | Amps
|  |  |  | Apparent Power |  |  | MVA
|  |  |  | Real Power |  |  | MW
|  |  |  | Reactive Power |  |  | MVAr
|  |  |  | Capacitors In Service |  |  | MVAr
PF
| Zone Div: | Uncompensated |  | Reactive Power |  |  | MVAr
PF
| 0 | Compensated |  | Load (LV side) |  |  | Amps
|  |  |  | Apparent Power |  |  | MVA
|  |  |  | Real Power |  |  | MW
|  |  |  | Reactive Power |  |  | MVAr
|  |  |  | Capacitors In Service |  |  | MVAr
PF
| Zone Div: | Uncompensated |  | Reactive Power |  |  | MVAr
PF
| 0 | Compensated |  | Load (LV side) |  |  | Amps
|  |  |  | Apparent Power |  |  | MVA
|  |  |  | Real Power |  |  | MW
|  |  |  | Reactive Power |  |  | MVAr
|  |  |  | Capacitors In Service |  |  | MVAr
PF
| Zone Div: | Uncompensated |  | Reactive Power |  |  | MVAr
PF
| 0 | Compensated |  | Load (LV side) |  |  | Amps
|  |  |  | Apparent Power |  |  | MVA
|  |  |  | Real Power |  |  | MW
|  |  |  | Reactive Power |  |  | MVAr
|  |  |  | Capacitors In Service |  |  | MVAr
PF
| Zone Div: | Uncompensated |  | Reactive Power |  |  | MVAr
PF
| 0 | Compensated |  | Load (LV side) |  |  | Amps
|  |  |  | Apparent Power |  |  | MVA
|  |  |  | Real Power |  |  | MW
|  |  |  | Reactive Power |  |  | MVAr
|  |  |  | Capacitors In Service |  |  | MVAr
PF
| Zone Div: | Uncompensated |  | Reactive Power |  |  | MVAr
PF
| 0 | Compensated |  | Load (LV side) |  |  | Amps
|  |  |  | Apparent Power |  |  | MVA
|  |  |  | Real Power |  |  | MW
|  |  |  | Reactive Power |  |  | MVAr
|  |  |  | Capacitors In Service |  |  | MVAr
PF
| Zone Div: | Uncompensated |  | Reactive Power |  |  | MVAr
PF

## Kuring-gai 132_33kV
| Kuring-gai 132_33kV | [16 empty] | 2014 | WINTER
| Substation Total Loads | [33 empty] | Spots & Transfers Detail
| Historical Loads | (MW) | [7 empty] | Weather Corrected Forecast Loads |  |  |  | (MW) | [20 empty] | Spots & Transfers Summary | (MW) |  | Historical Spots & Transfers | [6 empty] | Forecast Spots & Transfers
|  | 2007 | 2008 | 2009 | 2010 | 2011 | 2012 | 2013 |  | 2014 | 2015 | 2016 | 2017 | 2018 | 2019 | 2020 | 2021 | 2022 | 2023 | 2024 | 2025 | 2026 | 2027 | 2028 | 2029 | 2030 | 2031 | 2032 | 2033 | 2034 | 2035 | 2036 | 2037 | 2038 |  |  |  | 2007 | 2008 | 2009 | 2010 | 2011 | 2012 | 2013 | 2014 | 2015 | 2016 | 2017 | 2018 | 2019 | 2020 | 2021 | 2022 | 2023 | 2024 | 2025 | 2026 | 2027 | 2028 | 2029 | 2030 | 2031 | 2032 | 2033 | 2034 | 2035 | 2036 | 2037 | 2038
| Total | 175.3 | 169.3 | 149.3 | 152.4 | 147 | 135.7389 | 124.762 |  | 132.0151 | 129.7623 | 127.3861 | 126.8857 | 128.2268 | 129.2457 | 131.1887 | 133.1059 | 134.9637 | 136.916 | 138.8358 | 141.0591 | 143.3243 | 145.7375 | 148.2658 | 150.8041 | 153.3706 | 155.9967 | 158.6833 | 161.4314 | 164.2418 | 167.1154 | 170.0532 | 173.0561 | 176.1251 |  |  | Total | -2e-10 | -2.6756 | 0.34594 | 0 | 0 | 0.57724 | 0.13977 | 1.2437 | 2.5314 | 0.75895 | 1.0383 | 1.3412 | 1.0189 | 1.943 | 1.9172 | 1.8577 | 1.9524 | 1.9198 | 2.2233 | 2.2652 | 2.4132 | 2.5283 | 2.5382 | 2.5665 | 2.6261 | 2.6866 | 2.7481 | 2.8104 | 2.8736 | 2.9378 | 3.0029 | 3.069
| Firm Rating | 0 | 0 | 0 | 240 | 240 | 272.07 | 272.07 |  | 272.07 | 272.07 | 272.07 | 272.07 | 272.07 | 272.07 | 272.07 | 272.07 | 272.07 | 272.07 | 272.07 | 272.07 | 272.07 | 272.07 | 272.07 | 272.07 | 272.07 | 272.07 | 272.07 | 272.07 | 272.07 | 272.07 | 272.07 | 272.07 | 272.07
| Total Capacity | 0 | 0 | 0 | 274 | 274 | 350 | 350 |  | 350 | 350 | 350 | 350 | 350 | 350 | 350 | 350 | 350 | 350 | 350 | 350 | 350 | 350 | 350 | 350 | 350 | 350 | 350 | 350 | 350 | 350 | 350 | 350 | 350 |  |  | Kuring-gai 132_33kV Tx1 | 0 | -1.3332 | 0.17237 | 0 | 0 | 0.28763 | 0.069646 | 0.61972 | 1.2614 | 0.37817 | 0.51739 | 0.66827 | 0.50769 | 0.96816 | 0.95529 | 0.92568 | 0.97282 | 0.95658 | 1.1078 | 1.1287 | 1.2025 | 1.2598 | 1.2648 | 1.2788 | 1.3085 | 1.3387 | 1.3693 | 1.4004 | 1.4319 | 1.4638 | 1.4963 | 1.5292
|  | -7 | -6 | -5 | -4 | -3 | -2 | -1 |  | 0 | 1 | 2 | 3 | 4 | 5 | 6 | 7 | 8 | 9 | 10 | 11 | 12 | 13 | 14 | 15 | 16 | 17 | 18 | 19 | 20 | 21 | 22 | 23 | 24 |  |  | Kuring-gai 132_33kV Tx2 | -2e-10 | -1.3424 | 0.17357 | 0 | 0 | 0.28961 | 0.070127 | 0.624 | 1.2701 | 0.38078 | 0.52096 | 0.67289 | 0.5112 | 0.97485 | 0.96189 | 0.93207 | 0.97954 | 0.96319 | 1.1155 | 1.1365 | 1.2108 | 1.2685 | 1.2735 | 1.2877 | 1.3176 | 1.3479 | 1.3788 | 1.41 | 1.4418 | 1.474 | 1.5066 | 1.5398
| Transformer Loads | [35 empty] | Kuring-gai 132_33kV Tx3 | 0 | 0 | 0 | 0 | 0 | 0 | 0 | 0 | 0 | 0 | 0 | 0 | 0 | 0 | 0 | 0 | 0 | 0 | 0 | 0 | 0 | 0 | 0 | 0 | 0 | 0 | 0 | 0 | 0 | 0 | 0 | 0
| Historical Loads | (MW) | [7 empty] | 0: Weather Corrected Forecast Loads; 4: (MW) |  |  |  | 0 | 0 | 0 | 0 | 0 | 0 | 0 | 0 | 0 | 0 | 0 | 0 | 0 | 0 | 0 | 0 | 0 | 0 | 0 | 0 | 0 | 0 | 0 | 0 | 0 | 0 | 0 | 0 | 0 | 0 | 0 | 0
|  | 2007 | 2008 | 2009 | 2010 | 2011 | 2012 | 2013 |  | 2014 | 2015 | 2016 | 2017 | 2018 | 2019 | 2020 | 2021 | 2022 | 2023 | 2024 | 2025 | 2026 | 2027 | 2028 | 2029 | 2030 | 2031 | 2032 | 2033 | 2034 | 2035 | 2036 | 2037 | 2038 |  |  |  | 0 | 0 | 0 | 0 | 0 | 0 | 0 | 0 | 0 | 0 | 0 | 0 | 0 | 0 | 0 | 0 | 0 | 0 | 0 | 0 | 0 | 0 | 0 | 0 | 0 | 0 | 0 | 0 | 0 | 0 | 0 | 0
| 0 | [36 empty] | 0 | 0 | 0 | 0 | 0 | 0 | 0 | 0 | 0 | 0 | 0 | 0 | 0 | 0 | 0 | 0 | 0 | 0 | 0 | 0 | 0 | 0 | 0 | 0 | 0 | 0 | 0 | 0 | 0 | 0 | 0 | 0
| Diversity Factor: 0 | [36 empty] | 0 | 0 | 0 | 0 | 0 | 0 | 0 | 0 | 0 | 0 | 0 | 0 | 0 | 0 | 0 | 0 | 0 | 0 | 0 | 0 | 0 | 0 | 0 | 0 | 0 | 0 | 0 | 0 | 0 | 0 | 0 | 0
[38 empty] | 0 | 0 | 0 | 0 | 0 | 0 | 0 | 0 | 0 | 0 | 0 | 0 | 0 | 0 | 0 | 0 | 0 | 0 | 0 | 0 | 0 | 0 | 0 | 0 | 0 | 0 | 0 | 0 | 0 | 0 | 0 | 0
[38 empty] | 0 | 0 | 0 | 0 | 0 | 0 | 0 | 0 | 0 | 0 | 0 | 0 | 0 | 0 | 0 | 0 | 0 | 0 | 0 | 0 | 0 | 0 | 0 | 0 | 0 | 0 | 0 | 0 | 0 | 0 | 0 | 0
| 0 | [36 empty] | 0 | 0 | 0 | 0 | 0 | 0 | 0 | 0 | 0 | 0 | 0 | 0 | 0 | 0 | 0 | 0 | 0 | 0 | 0 | 0 | 0 | 0 | 0 | 0 | 0 | 0 | 0 | 0 | 0 | 0 | 0 | 0
Diversity Factor: 0
[38 empty] | Historical Spots & Transfers | [6 empty] | Forecast Spots & Transfers
[35 empty] | Project Name | From | To | 2007 | 2008 | 2009 | 2010 | 2011 | 2012 | 2013 | 2014 | 2015 | 2016 | 2017 | 2018 | 2019 | 2020 | 2021 | 2022 | 2023 | 2024 | 2025 | 2026 | 2027 | 2028 | 2029 | 2030 | 2031 | 2032 | 2033 | 2034 | 2035 | 2036 | 2037 | 2038
| 0 | [33 empty] | Lindfield 33_11kV Spots and Transfers |  | Kuring-gai 132_33kV Tx1 | 0 | 0 | 0.17237 | 0 | 0 | 0.28763 | 0.069646 | -0.080994 | 0.15937 | 0.18595 | 0.12933 | 0.17687 | 0.14369 | 0.23232 | 0.22435 | 0.21846 | 0.22964 | 0.22856 | 0.26173 | 0.26698 | 0.28226 | 0.29483 | 0.2965 | 0.30067 | 0.30765 | 0.31473 | 0.32191 | 0.3292 | 0.33659 | 0.3441 | 0.35172 | 0.35945
| Diversity Factor: 0 | [33 empty] | Lindfield 33_11kV Spots and Transfers |  | Kuring-gai 132_33kV Tx2 | 0 | 0 | 0.17357 | 0 | 0 | 0.28961 | 0.070127 | -0.081554 | 0.16047 | 0.18723 | 0.13023 | 0.17809 | 0.14468 | 0.23393 | 0.2259 | 0.21997 | 0.23123 | 0.23014 | 0.26354 | 0.26882 | 0.28421 | 0.29686 | 0.29854 | 0.30275 | 0.30977 | 0.3169 | 0.32413 | 0.33147 | 0.33892 | 0.34648 | 0.35415 | 0.36193
[35 empty] | Pymble 33_11kV Spots and Transfers |  | Kuring-gai 132_33kV Tx1 | -3.7061 | 0 | 0.12869 | 0 | 0 | 0 | -0.20295 | 0.19505 | -0.28839 | 0.035884 | 0.084701 | 0.078422 | 0.036418 | 0.19138 | 0.20249 | 0.19304 | 0.20184 | 0.18867 | 0.22653 | 0.22947 | 0.25146 | 0.266 | 0.26527 | 0.26491 | 0.27083 | 0.27684 | 0.28293 | 0.28911 | 0.29538 | 0.30175 | 0.3082 | 0.31475
[35 empty] | Pymble 33_11kV Spots and Transfers |  | Kuring-gai 132_33kV Tx2 | -3.7317 | 0 | 0.12958 | 0 | 0 | 0 | -0.20435 | 0.1964 | -0.29038 | 0.036132 | 0.085286 | 0.078964 | 0.036669 | 0.1927 | 0.20389 | 0.19437 | 0.20323 | 0.18997 | 0.2281 | 0.23105 | 0.2532 | 0.26784 | 0.2671 | 0.26674 | 0.2727 | 0.27875 | 0.28488 | 0.29111 | 0.29742 | 0.30383 | 0.31033 | 0.31693
| 0 | [33 empty] | St Ives 33_11kV Spots and Transfers |  | Kuring-gai 132_33kV Tx1 | 7.2356 | 0 | 0 | 0 | 0 | 0 | -0.54622 | -0.21774 | 0.27164 | 0.095518 | 0.18109 | 0.24545 | 0.19439 | 0.31649 | 0.30214 | 0.29516 | 0.31112 | 0.31358 | 0.35722 | 0.36504 | 0.38353 | 0.39991 | 0.40286 | 0.40996 | 0.41971 | 0.4296 | 0.43964 | 0.44983 | 0.46018 | 0.47068 | 0.48133 | 0.49214
| Diversity Factor: 0 | [33 empty] | St Ives 33_11kV Spots and Transfers |  | Kuring-gai 132_33kV Tx2 | 7.2856 | 0 | 0 | 0 | 0 | 0 | -0.54999 | -0.21925 | 0.27351 | 0.096178 | 0.18234 | 0.24714 | 0.19573 | 0.31868 | 0.30422 | 0.2972 | 0.31327 | 0.31575 | 0.35969 | 0.36756 | 0.38617 | 0.40267 | 0.40564 | 0.41279 | 0.42261 | 0.43257 | 0.44268 | 0.45294 | 0.46336 | 0.47393 | 0.48465 | 0.49554
[35 empty] | Turramurra 33_11kV Spots and Transfers |  | Kuring-gai 132_33kV Tx1 | -3.5296 | -1.3332 | -0.12869 | 0 | 0 | 5.0398e-16 | 0.74917 | 0.72341 | 1.1187 | 0.060817 | 0.12226 | 0.16754 | 0.1332 | 0.22797 | 0.22632 | 0.21902 | 0.23023 | 0.22577 | 0.26232 | 0.26722 | 0.28522 | 0.29907 | 0.30013 | 0.30329 | 0.31036 | 0.31754 | 0.32482 | 0.33221 | 0.33971 | 0.34732 | 0.35504 | 0.36288
[35 empty] | Turramurra 33_11kV Spots and Transfers |  | Kuring-gai 132_33kV Tx2 | -3.554 | -1.3424 | -0.12958 | 0 | 0 | 5.0746e-16 | 0.75435 | 0.7284 | 1.1265 | 0.061237 | 0.1231 | 0.1687 | 0.13412 | 0.22954 | 0.22788 | 0.22053 | 0.23182 | 0.22733 | 0.26413 | 0.26907 | 0.28719 | 0.30114 | 0.3022 | 0.30538 | 0.3125 | 0.31973 | 0.32706 | 0.3345 | 0.34205 | 0.34972 | 0.35749 | 0.36539
0
Diversity Factor: 0
0
Diversity Factor: 0
0
Diversity Factor: 0
0
Diversity Factor: 0
0
Diversity Factor: 0
0
Diversity Factor: 0
| Weather Correction and Public Holiday Factors | [8 empty] | Forecast ROG
ROG Justification
| Actual loads for season 2013 have been weather corrected by the following: | [6 empty] | 5.304% |  | Weighted ROG calculation based on downstream zone substations and customers | [59 empty] | Weighted ROG calculation based on downstream zone substations and customers
1 | 2 | 3 | 4 | 5 | 6 | 7 | 8 | 9 | 10 | 2014 | 2015 | 2016 | 2017 | 2018 | 2019 | 2020 | 2021 | 2022 | 2023 | 2024 | 2025 | 2026 | 2027 | 2028 | 2029 | 2030 | 2031 | 2032 | 2033 | 2034 | 2035 | 2036 | 2037 | 2038
0.96368 | 0.92876 | 0.90632 | 0.89537 | 0.89537 | 0.89537 | 0.89537 | 0.89537 | 0.89537 | 0.89537 | -3.632% | -3.624% | -2.416% | -1.208% | 0% | 0% | 0% | 0% | 0% | 0% | 0% | 0% | 0% | 0% | 0% | 0% | 0% | 0% | 0% | 0% | 0% | 0% | 0% | 0% | 0%
Substation Load Detail
[7 empty] | Units | 2013 |  | 2014 | 2015 | 2016 | 2017 | 2018 | 2019 | 2020 | 2021 | 2022 | 2023 | 2024 | 2025 | 2026 | 2027 | 2028 | 2029 | 2030 | 2031 | 2032 | 2033 | 2034 | 2035 | 2036 | 2037 | 2038
1 | Kuring-gai 132_33kV | Compensated |  | Load (LV side) |  |  | Amps | 2281 |  | 2411.78 | 2369.84 | 2325.56 | 2306.51 | 2331.54 | 2350.55 | 2386.8 | 2422.58 | 2457.26 | 2493.7 | 2529.54 | 2571.05 | 2613.35 | 2658.41 | 2705.63 | 2753.04 | 2800.99 | 2850.05 | 2900.25 | 2951.59 | 3004.11 | 3057.82 | 3112.73 | 3168.86 | 3226.23
|  |  |  | Apparent Power |  |  | MVA | 130.35 |  | 137.8519 | 135.4551 | 132.9237 | 131.8352 | 133.2654 | 134.3521 | 136.4244 | 138.4695 | 140.4514 | 142.5345 | 144.583 | 146.9555 | 149.3731 | 151.949 | 154.648 | 157.3579 | 160.0982 | 162.9024 | 165.7716 | 168.7065 | 171.7084 | 174.778 | 177.9164 | 181.1247 | 184.4039
|  |  |  | Real Power |  |  | MW | 124.762 | 135.7 | 132.0151 | 129.7623 | 127.3861 | 126.8857 | 128.2268 | 129.2457 | 131.1887 | 133.1059 | 134.9637 | 136.916 | 138.8358 | 141.0591 | 143.3243 | 145.7375 | 148.2658 | 150.8041 | 153.3706 | 155.9967 | 158.6833 | 161.4314 | 164.2418 | 167.1154 | 170.0532 | 173.0561 | 176.1251
|  |  |  | Reactive Power |  |  | MVAr | 37.7568 |  | 39.6883 | 38.8566 | 37.9667 | 35.7847 | 36.2981 | 36.6881 | 37.4319 | 38.1657 | 38.8768 | 39.6242 | 40.359 | 41.2101 | 42.0771 | 43.0009 | 43.9687 | 44.9403 | 45.9227 | 46.9279 | 47.9563 | 49.0082 | 50.084 | 51.184 | 52.3085 | 53.458 | 54.6328
|  |  |  | Capacitors In Service |  |  | MVAr | 10 |  | 10 | 10 | 10 | 12 | 12 | 12 | 12 | 12 | 12 | 12 | 12 | 12 | 12 | 12 | 12 | 12 | 12 | 12 | 12 | 12 | 12 | 12 | 12 | 12 | 12
|  |  |  | PF |  |  |  | 0.95713 |  | 0.95766 | 0.95797 | 0.95834 | 0.96246 | 0.96219 | 0.96199 | 0.96162 | 0.96127 | 0.96093 | 0.96058 | 0.96025 | 0.95988 | 0.95951 | 0.95912 | 0.95873 | 0.95835 | 0.95798 | 0.95761 | 0.95724 | 0.95688 | 0.95652 | 0.95616 | 0.9558 | 0.95545 | 0.9551
0.90693 | Diversity Factor: 0.91 | Uncompensated |  | Reactive Power |  |  | MVAr | 47.7568 | 51.067 | 49.6883 | 48.8566 | 47.9667 | 47.7847 | 48.2981 | 48.6881 | 49.4319 | 50.1657 | 50.8768 | 51.6242 | 52.359 | 53.2101 | 54.0771 | 55.0009 | 55.9687 | 56.9403 | 57.9227 | 58.9279 | 59.9563 | 61.0082 | 62.084 | 63.184 | 64.3085 | 65.458 | 66.6328
|  |  |  | PF |  |  |  | 0.93392 |  | 0.9359 | 0.93586 | 0.93585 | 0.93584 | 0.93582 | 0.9358 | 0.93577 | 0.93575 | 0.93572 | 0.9357 | 0.93567 | 0.93564 | 0.93562 | 0.93559 | 0.93556 | 0.93553 | 0.93551 | 0.93548 | 0.93545 | 0.93543 | 0.9354 | 0.93538 | 0.93535 | 0.93533 | 0.9353
[10 empty] | 1 | 2 | 3 | 4 | 5 | 6 | 7 | 8 | 9 | 10 | 11 | 12 | 13 | 14 | 15 | 16 | 17 | 18 | 19 | 20 | 21 | 22 | 23 | 24 | 25
Transformer Load Detail
[7 empty] | Units | 2013 |  | 2014 | 2015 | 2016 | 2017 | 2018 | 2019 | 2020 | 2021 | 2022 | 2023 | 2024 | 2025 | 2026 | 2027 | 2028 | 2029 | 2030 | 2031 | 2032 | 2033 | 2034 | 2035 | 2036 | 2037 | 2038
| 0 | Compensated |  | Load (LV side) |  |  | Amps
|  |  |  | Apparent Power |  |  | MVA
|  |  |  | Real Power |  |  | MW
|  |  |  | Reactive Power |  |  | MVAr
|  |  |  | Capacitors In Service |  |  | MVAr
PF
| Zone Div: | Uncompensated |  | Reactive Power |  |  | MVAr
PF
| 0 | Compensated |  | Load (LV side) |  |  | Amps
|  |  |  | Apparent Power |  |  | MVA
|  |  |  | Real Power |  |  | MW
|  |  |  | Reactive Power |  |  | MVAr
|  |  |  | Capacitors In Service |  |  | MVAr
PF
| Zone Div: | Uncompensated |  | Reactive Power |  |  | MVAr
PF
| 0 | Compensated |  | Load (LV side) |  |  | Amps
|  |  |  | Apparent Power |  |  | MVA
|  |  |  | Real Power |  |  | MW
|  |  |  | Reactive Power |  |  | MVAr
|  |  |  | Capacitors In Service |  |  | MVAr
PF
| Zone Div: | Uncompensated |  | Reactive Power |  |  | MVAr
PF
| 0 | Compensated |  | Load (LV side) |  |  | Amps
|  |  |  | Apparent Power |  |  | MVA
|  |  |  | Real Power |  |  | MW
|  |  |  | Reactive Power |  |  | MVAr
|  |  |  | Capacitors In Service |  |  | MVAr
PF
| Zone Div: | Uncompensated |  | Reactive Power |  |  | MVAr
PF
| 0 | Compensated |  | Load (LV side) |  |  | Amps
|  |  |  | Apparent Power |  |  | MVA
|  |  |  | Real Power |  |  | MW
|  |  |  | Reactive Power |  |  | MVAr
|  |  |  | Capacitors In Service |  |  | MVAr
PF
| Zone Div: | Uncompensated |  | Reactive Power |  |  | MVAr
PF
| 0 | Compensated |  | Load (LV side) |  |  | Amps
|  |  |  | Apparent Power |  |  | MVA
|  |  |  | Real Power |  |  | MW
|  |  |  | Reactive Power |  |  | MVAr
|  |  |  | Capacitors In Service |  |  | MVAr
PF
| Zone Div: | Uncompensated |  | Reactive Power |  |  | MVAr
PF
| 0 | Compensated |  | Load (LV side) |  |  | Amps
|  |  |  | Apparent Power |  |  | MVA
|  |  |  | Real Power |  |  | MW
|  |  |  | Reactive Power |  |  | MVAr
|  |  |  | Capacitors In Service |  |  | MVAr
PF
| Zone Div: | Uncompensated |  | Reactive Power |  |  | MVAr
PF
| 0 | Compensated |  | Load (LV side) |  |  | Amps
|  |  |  | Apparent Power |  |  | MVA
|  |  |  | Real Power |  |  | MW
|  |  |  | Reactive Power |  |  | MVAr
|  |  |  | Capacitors In Service |  |  | MVAr
PF
| Zone Div: | Uncompensated |  | Reactive Power |  |  | MVAr
PF
| 0 | Compensated |  | Load (LV side) |  |  | Amps
|  |  |  | Apparent Power |  |  | MVA
|  |  |  | Real Power |  |  | MW
|  |  |  | Reactive Power |  |  | MVAr
|  |  |  | Capacitors In Service |  |  | MVAr
PF
| Zone Div: | Uncompensated |  | Reactive Power |  |  | MVAr
PF
| 0 | Compensated |  | Load (LV side) |  |  | Amps
|  |  |  | Apparent Power |  |  | MVA
|  |  |  | Real Power |  |  | MW
|  |  |  | Reactive Power |  |  | MVAr
|  |  |  | Capacitors In Service |  |  | MVAr
PF
| Zone Div: | Uncompensated |  | Reactive Power |  |  | MVAr
PF

## Kurnell 132_33kV
| Kurnell 132_33kV | [16 empty] | 2014 | WINTER
| Substation Total Loads | [33 empty] | Spots & Transfers Detail
| Historical Loads | (MW) | [7 empty] | Weather Corrected Forecast Loads |  |  |  | (MW) | [20 empty] | Spots & Transfers Summary | (MW) |  | Historical Spots & Transfers | [6 empty] | Forecast Spots & Transfers
|  | 2007 | 2008 | 2009 | 2010 | 2011 | 2012 | 2013 |  | 2014 | 2015 | 2016 | 2017 | 2018 | 2019 | 2020 | 2021 | 2022 | 2023 | 2024 | 2025 | 2026 | 2027 | 2028 | 2029 | 2030 | 2031 | 2032 | 2033 | 2034 | 2035 | 2036 | 2037 | 2038 |  |  |  | 2007 | 2008 | 2009 | 2010 | 2011 | 2012 | 2013 | 2014 | 2015 | 2016 | 2017 | 2018 | 2019 | 2020 | 2021 | 2022 | 2023 | 2024 | 2025 | 2026 | 2027 | 2028 | 2029 | 2030 | 2031 | 2032 | 2033 | 2034 | 2035 | 2036 | 2037 | 2038
| Total | 49 | 46 | 48 | 48.05 | 50.754 | 39.4002 | 37.9857 |  | 39.8034 | 20.5499 | 20.3522 | 20.1273 | 20.0631 | 20.0279 | 20.1763 | 20.3795 | 20.5635 | 20.754 | 20.904 | 21.1115 | 21.3181 | 21.5659 | 21.836 | 22.1003 | 22.3552 | 22.6154 | 22.8811 | 23.1523 | 23.4291 | 23.7116 | 23.9999 | 24.294 | 24.594 |  |  | Total | -11.6363 | 0.75006 | 1.1539 | -1.1539 | 1.0039 | -1.8838 | 0 | 0.14174 | -18.3499 | 0.11322 | -0.070907 | -0.064119 | -0.035237 | 0.14836 | 0.20323 | 0.18401 | 0.19053 | 0.14996 | 0.20753 | 0.20664 | 0.24776 | 0.27008 | 0.26431 | 0.25486 | 0.26024 | 0.26569 | 0.27121 | 0.27682 | 0.2825 | 0.28826 | 0.29411 | 0.30004
| Firm Rating | 0 | 0 | 0 | 135 | 135 | 116.6 | 116.6 |  | 116.6 | 116.6 | 116.6 | 116.6 | 116.6 | 116.6 | 116.6 | 116.6 | 116.6 | 116.6 | 116.6 | 116.6 | 116.6 | 116.6 | 116.6 | 116.6 | 116.6 | 116.6 | 116.6 | 116.6 | 116.6 | 116.6 | 116.6 | 116.6 | 116.6
| Total Capacity | 0 | 0 | 0 | 206 | 206 | 175 | 175 |  | 175 | 175 | 175 | 175 | 175 | 175 | 175 | 175 | 175 | 175 | 175 | 175 | 175 | 175 | 175 | 175 | 175 | 175 | 175 | 175 | 175 | 175 | 175 | 175 | 175 |  |  | Kurnell 132_33kV Tx1 | -3.5978 | 0.23191 | 0.35678 | -0.35678 | 0.31038 | -0.58243 | 0 | 0.043825 | -5.6735 | 0.035007 | -0.021923 | -0.019825 | -0.010895 | 0.04587 | 0.062837 | 0.056894 | 0.058908 | 0.046364 | 0.064165 | 0.063889 | 0.076603 | 0.083504 | 0.081721 | 0.0788 | 0.080461 | 0.082146 | 0.083855 | 0.085588 | 0.087345 | 0.089127 | 0.090934 | 0.092767
|  | -7 | -6 | -5 | -4 | -3 | -2 | -1 |  | 0 | 1 | 2 | 3 | 4 | 5 | 6 | 7 | 8 | 9 | 10 | 11 | 12 | 13 | 14 | 15 | 16 | 17 | 18 | 19 | 20 | 21 | 22 | 23 | 24 |  |  | Kurnell 132_33kV Tx2 | -4.4408 | 0.28625 | 0.44038 | -0.44038 | 0.38311 | -0.7189 | 0 | 0.054093 | -7.0029 | 0.043209 | -0.02706 | -0.02447 | -0.013447 | 0.056617 | 0.07756 | 0.070224 | 0.072711 | 0.057228 | 0.079199 | 0.078859 | 0.094552 | 0.10307 | 0.10087 | 0.097264 | 0.099314 | 0.10139 | 0.1035 | 0.10564 | 0.10781 | 0.11001 | 0.11224 | 0.1145
| Transformer Loads | [35 empty] | Kurnell 132_33kV Tx3 | -3.5978 | 0.23191 | 0.35678 | -0.35678 | 0.31038 | -0.58243 | 0 | 0.043825 | -5.6735 | 0.035007 | -0.021923 | -0.019825 | -0.010895 | 0.04587 | 0.062837 | 0.056894 | 0.058908 | 0.046364 | 0.064165 | 0.063889 | 0.076603 | 0.083504 | 0.081721 | 0.0788 | 0.080461 | 0.082146 | 0.083855 | 0.085588 | 0.087345 | 0.089127 | 0.090934 | 0.092767
| Historical Loads | (MW) | [7 empty] | 0: Weather Corrected Forecast Loads; 4: (MW) |  |  |  | 0 | 0 | 0 | 0 | 0 | 0 | 0 | 0 | 0 | 0 | 0 | 0 | 0 | 0 | 0 | 0 | 0 | 0 | 0 | 0 | 0 | 0 | 0 | 0 | 0 | 0 | 0 | 0 | 0 | 0 | 0 | 0
|  | 2007 | 2008 | 2009 | 2010 | 2011 | 2012 | 2013 |  | 2014 | 2015 | 2016 | 2017 | 2018 | 2019 | 2020 | 2021 | 2022 | 2023 | 2024 | 2025 | 2026 | 2027 | 2028 | 2029 | 2030 | 2031 | 2032 | 2033 | 2034 | 2035 | 2036 | 2037 | 2038 |  |  |  | 0 | 0 | 0 | 0 | 0 | 0 | 0 | 0 | 0 | 0 | 0 | 0 | 0 | 0 | 0 | 0 | 0 | 0 | 0 | 0 | 0 | 0 | 0 | 0 | 0 | 0 | 0 | 0 | 0 | 0 | 0 | 0
| 0 | [36 empty] | 0 | 0 | 0 | 0 | 0 | 0 | 0 | 0 | 0 | 0 | 0 | 0 | 0 | 0 | 0 | 0 | 0 | 0 | 0 | 0 | 0 | 0 | 0 | 0 | 0 | 0 | 0 | 0 | 0 | 0 | 0 | 0
| Diversity Factor: 0 | [36 empty] | 0 | 0 | 0 | 0 | 0 | 0 | 0 | 0 | 0 | 0 | 0 | 0 | 0 | 0 | 0 | 0 | 0 | 0 | 0 | 0 | 0 | 0 | 0 | 0 | 0 | 0 | 0 | 0 | 0 | 0 | 0 | 0
[38 empty] | 0 | 0 | 0 | 0 | 0 | 0 | 0 | 0 | 0 | 0 | 0 | 0 | 0 | 0 | 0 | 0 | 0 | 0 | 0 | 0 | 0 | 0 | 0 | 0 | 0 | 0 | 0 | 0 | 0 | 0 | 0 | 0
[38 empty] | 0 | 0 | 0 | 0 | 0 | 0 | 0 | 0 | 0 | 0 | 0 | 0 | 0 | 0 | 0 | 0 | 0 | 0 | 0 | 0 | 0 | 0 | 0 | 0 | 0 | 0 | 0 | 0 | 0 | 0 | 0 | 0
| 0 | [36 empty] | 0 | 0 | 0 | 0 | 0 | 0 | 0 | 0 | 0 | 0 | 0 | 0 | 0 | 0 | 0 | 0 | 0 | 0 | 0 | 0 | 0 | 0 | 0 | 0 | 0 | 0 | 0 | 0 | 0 | 0 | 0 | 0
Diversity Factor: 0
[38 empty] | Historical Spots & Transfers | [6 empty] | Forecast Spots & Transfers
[35 empty] | Project Name | From | To | 2007 | 2008 | 2009 | 2010 | 2011 | 2012 | 2013 | 2014 | 2015 | 2016 | 2017 | 2018 | 2019 | 2020 | 2021 | 2022 | 2023 | 2024 | 2025 | 2026 | 2027 | 2028 | 2029 | 2030 | 2031 | 2032 | 2033 | 2034 | 2035 | 2036 | 2037 | 2038
| 0 | [33 empty] | Caringbah 33_11kV Spots and Transfers |  | Kurnell 132_33kV Tx1 | -3.7985 | 0 | 0 | 0 | 0.31038 | -0.58243 | 0 | 0.043825 | 0.10803 | 0.035007 | -0.021923 | -0.019825 | -0.010895 | 0.04587 | 0.062837 | 0.056894 | 0.058908 | 0.046364 | 0.064165 | 0.063889 | 0.076603 | 0.083504 | 0.081721 | 0.0788 | 0.080461 | 0.082146 | 0.083855 | 0.085588 | 0.087345 | 0.089127 | 0.090934 | 0.092767
| Diversity Factor: 0 | [33 empty] | Caringbah 33_11kV Spots and Transfers |  | Kurnell 132_33kV Tx2 | -4.6885 | 0 | 0 | 0 | 0.38311 | -0.7189 | 0 | 0.054093 | 0.13334 | 0.043209 | -0.02706 | -0.02447 | -0.013447 | 0.056617 | 0.07756 | 0.070224 | 0.072711 | 0.057228 | 0.079199 | 0.078859 | 0.094552 | 0.10307 | 0.10087 | 0.097264 | 0.099314 | 0.10139 | 0.1035 | 0.10564 | 0.10781 | 0.11001 | 0.11224 | 0.1145
[35 empty] | Caringbah 33_11kV Spots and Transfers |  | Kurnell 132_33kV Tx3 | -3.7985 | 0 | 0 | 0 | 0.31038 | -0.58243 | 0 | 0.043825 | 0.10803 | 0.035007 | -0.021923 | -0.019825 | -0.010895 | 0.04587 | 0.062837 | 0.056894 | 0.058908 | 0.046364 | 0.064165 | 0.063889 | 0.076603 | 0.083504 | 0.081721 | 0.0788 | 0.080461 | 0.082146 | 0.083855 | 0.085588 | 0.087345 | 0.089127 | 0.090934 | 0.092767
[35 empty] | Kurnell 33_11kV Spots and Transfers |  | Kurnell 132_33kV Tx1 | 0.20069 | 0.23191 | 0.35678 | -0.35678 | 0 | 0 | 0 | 0 | -3.7693 | 0 | 0 | 0 | 0 | 0 | 0 | 0 | 0 | 0 | 0 | 0 | 0 | 0 | 0 | 0 | 0 | 0 | 0 | 0 | 0 | 0 | 0 | 0
| 0 | [33 empty] | Kurnell 33_11kV Spots and Transfers |  | Kurnell 132_33kV Tx2 | 0.24771 | 0.28625 | 0.44038 | -0.44038 | 0 | 0 | 0 | 0 | -4.6525 | 0 | 0 | 0 | 0 | 0 | 0 | 0 | 0 | 0 | 0 | 0 | 0 | 0 | 0 | 0 | 0 | 0 | 0 | 0 | 0 | 0 | 0 | 0
| Diversity Factor: 0 | [33 empty] | Kurnell 33_11kV Spots and Transfers |  | Kurnell 132_33kV Tx3 | 0.20069 | 0.23191 | 0.35678 | -0.35678 | 0 | 0 | 0 | 0 | -3.7693 | 0 | 0 | 0 | 0 | 0 | 0 | 0 | 0 | 0 | 0 | 0 | 0 | 0 | 0 | 0 | 0 | 0 | 0 | 0 | 0 | 0 | 0 | 0
[35 empty] | Kurnell 33_6.3kV Spots and Transfers |  | Kurnell 132_33kV Tx1 | 0 | 0 | 0 | 0 | 0 | 0 | 0 | 0 | -2.0122 | 0 | 0 | 0 | 0 | 0 | 0 | 0 | 0 | 0 | 0 | 0 | 0 | 0 | 0 | 0 | 0 | 0 | 0 | 0 | 0 | 0 | 0 | 0
[35 empty] | Kurnell 33_6.3kV Spots and Transfers |  | Kurnell 132_33kV Tx2 | 0 | 0 | 0 | 0 | 0 | 0 | 0 | 0 | -2.4837 | 0 | 0 | 0 | 0 | 0 | 0 | 0 | 0 | 0 | 0 | 0 | 0 | 0 | 0 | 0 | 0 | 0 | 0 | 0 | 0 | 0 | 0 | 0
| 0 | [33 empty] | Kurnell 33_6.3kV Spots and Transfers |  | Kurnell 132_33kV Tx3 | 0 | 0 | 0 | 0 | 0 | 0 | 0 | 0 | -2.0122 | 0 | 0 | 0 | 0 | 0 | 0 | 0 | 0 | 0 | 0 | 0 | 0 | 0 | 0 | 0 | 0 | 0 | 0 | 0 | 0 | 0 | 0 | 0
Diversity Factor: 0
0
Diversity Factor: 0
0
Diversity Factor: 0
0
Diversity Factor: 0
0
Diversity Factor: 0
0
Diversity Factor: 0
| Weather Correction and Public Holiday Factors | [8 empty] | Forecast ROG
ROG Justification
| Actual loads for season 2013 have been weather corrected by the following: | [6 empty] | 4.176% |  | Weighted ROG calculation based on downstream zone substations and customers | [59 empty] | Weighted ROG calculation based on downstream zone substations and customers
1 | 2 | 3 | 4 | 5 | 6 | 7 | 8 | 9 | 10 | 2014 | 2015 | 2016 | 2017 | 2018 | 2019 | 2020 | 2021 | 2022 | 2023 | 2024 | 2025 | 2026 | 2027 | 2028 | 2029 | 2030 | 2031 | 2032 | 2033 | 2034 | 2035 | 2036 | 2037 | 2038
0.97091 | 0.94887 | 0.93451 | 0.92744 | 0.92744 | 0.92744 | 0.92744 | 0.92744 | 0.92744 | 0.92744 | -2.909% | -2.27% | -1.513% | -0.757% | 0% | 0% | 0% | 0% | 0% | 0% | 0% | 0% | 0% | 0% | 0% | 0% | 0% | 0% | 0% | 0% | 0% | 0% | 0% | 0% | 0%
Substation Load Detail
[7 empty] | Units | 2013 |  | 2014 | 2015 | 2016 | 2017 | 2018 | 2019 | 2020 | 2021 | 2022 | 2023 | 2024 | 2025 | 2026 | 2027 | 2028 | 2029 | 2030 | 2031 | 2032 | 2033 | 2034 | 2035 | 2036 | 2037 | 2038
1 | Kurnell 132_33kV | Compensated |  | Load (LV side) |  |  | Amps | 714 |  | 748.3779 | 386.3768 | 382.6597 | 378.4298 | 377.2242 | 376.5617 | 379.3511 | 383.1723 | 386.632 | 390.2143 | 393.0337 | 396.9357 | 400.8208 | 405.4791 | 410.5571 | 415.5266 | 420.3185 | 425.2115 | 430.2069 | 435.3062 | 440.5108 | 445.8224 | 451.2423 | 456.7721 | 462.4133
|  |  |  | Apparent Power |  |  | MVA | 40.8221 |  | 42.7755 | 22.0844 | 21.8719 | 21.6302 | 21.5613 | 21.5234 | 21.6828 | 21.9012 | 22.099 | 22.3037 | 22.4649 | 22.6879 | 22.91 | 23.1762 | 23.4665 | 23.7505 | 24.0244 | 24.3041 | 24.5896 | 24.8811 | 25.1786 | 25.4822 | 25.792 | 26.108 | 26.4305
|  |  |  | Real Power |  |  | MW | 37.9857 | 40.85 | 39.8034 | 20.5499 | 20.3522 | 20.1273 | 20.0631 | 20.0279 | 20.1763 | 20.3795 | 20.5635 | 20.754 | 20.904 | 21.1115 | 21.3181 | 21.5659 | 21.836 | 22.1003 | 22.3552 | 22.6154 | 22.8811 | 23.1523 | 23.4291 | 23.7116 | 23.9999 | 24.294 | 24.594
|  |  |  | Reactive Power |  |  | MVAr | 14.9509 |  | 15.6664 | 8.0883 | 8.0105 | 7.922 | 7.8967 | 7.8829 | 7.9413 | 8.0212 | 8.0937 | 8.1687 | 8.2277 | 8.3094 | 8.3907 | 8.4882 | 8.5945 | 8.6985 | 8.7989 | 8.9013 | 9.0059 | 9.1126 | 9.2216 | 9.3327 | 9.4462 | 9.562 | 9.6801
|  |  |  | Capacitors In Service |  |  | MVAr | 0 |  | 0 | 0 | 0 | 0 | 0 | 0 | 0 | 0 | 0 | 0 | 0 | 0 | 0 | 0 | 0 | 0 | 0 | 0 | 0 | 0 | 0 | 0 | 0 | 0 | 0
|  |  |  | PF |  |  |  | 0.93052 |  | 0.93052 | 0.93052 | 0.93052 | 0.93052 | 0.93052 | 0.93052 | 0.93052 | 0.93052 | 0.93052 | 0.93052 | 0.93052 | 0.93052 | 0.93052 | 0.93052 | 0.93052 | 0.93052 | 0.93052 | 0.93052 | 0.93052 | 0.93052 | 0.93052 | 0.93052 | 0.93052 | 0.93052 | 0.93052
0.96811 | Diversity Factor: 0.97 | Uncompensated |  | Reactive Power |  |  | MVAr | 14.9509 | 16.0783 | 15.6664 | 8.0883 | 8.0105 | 7.922 | 7.8967 | 7.8829 | 7.9413 | 8.0212 | 8.0937 | 8.1687 | 8.2277 | 8.3094 | 8.3907 | 8.4882 | 8.5945 | 8.6985 | 8.7989 | 8.9013 | 9.0059 | 9.1126 | 9.2216 | 9.3327 | 9.4462 | 9.562 | 9.6801
|  |  |  | PF |  |  |  | 0.93052 |  | 0.93052 | 0.93052 | 0.93052 | 0.93052 | 0.93052 | 0.93052 | 0.93052 | 0.93052 | 0.93052 | 0.93052 | 0.93052 | 0.93052 | 0.93052 | 0.93052 | 0.93052 | 0.93052 | 0.93052 | 0.93052 | 0.93052 | 0.93052 | 0.93052 | 0.93052 | 0.93052 | 0.93052 | 0.93052
[10 empty] | 1 | 2 | 3 | 4 | 5 | 6 | 7 | 8 | 9 | 10 | 11 | 12 | 13 | 14 | 15 | 16 | 17 | 18 | 19 | 20 | 21 | 22 | 23 | 24 | 25
Transformer Load Detail
[7 empty] | Units | 2013 |  | 2014 | 2015 | 2016 | 2017 | 2018 | 2019 | 2020 | 2021 | 2022 | 2023 | 2024 | 2025 | 2026 | 2027 | 2028 | 2029 | 2030 | 2031 | 2032 | 2033 | 2034 | 2035 | 2036 | 2037 | 2038
| 0 | Compensated |  | Load (LV side) |  |  | Amps
|  |  |  | Apparent Power |  |  | MVA
|  |  |  | Real Power |  |  | MW
|  |  |  | Reactive Power |  |  | MVAr
|  |  |  | Capacitors In Service |  |  | MVAr
PF
| Zone Div: | Uncompensated |  | Reactive Power |  |  | MVAr
PF
| 0 | Compensated |  | Load (LV side) |  |  | Amps
|  |  |  | Apparent Power |  |  | MVA
|  |  |  | Real Power |  |  | MW
|  |  |  | Reactive Power |  |  | MVAr
|  |  |  | Capacitors In Service |  |  | MVAr
PF
| Zone Div: | Uncompensated |  | Reactive Power |  |  | MVAr
PF
| 0 | Compensated |  | Load (LV side) |  |  | Amps
|  |  |  | Apparent Power |  |  | MVA
|  |  |  | Real Power |  |  | MW
|  |  |  | Reactive Power |  |  | MVAr
|  |  |  | Capacitors In Service |  |  | MVAr
PF
| Zone Div: | Uncompensated |  | Reactive Power |  |  | MVAr
PF
| 0 | Compensated |  | Load (LV side) |  |  | Amps
|  |  |  | Apparent Power |  |  | MVA
|  |  |  | Real Power |  |  | MW
|  |  |  | Reactive Power |  |  | MVAr
|  |  |  | Capacitors In Service |  |  | MVAr
PF
| Zone Div: | Uncompensated |  | Reactive Power |  |  | MVAr
PF
| 0 | Compensated |  | Load (LV side) |  |  | Amps
|  |  |  | Apparent Power |  |  | MVA
|  |  |  | Real Power |  |  | MW
|  |  |  | Reactive Power |  |  | MVAr
|  |  |  | Capacitors In Service |  |  | MVAr
PF
| Zone Div: | Uncompensated |  | Reactive Power |  |  | MVAr
PF
| 0 | Compensated |  | Load (LV side) |  |  | Amps
|  |  |  | Apparent Power |  |  | MVA
|  |  |  | Real Power |  |  | MW
|  |  |  | Reactive Power |  |  | MVAr
|  |  |  | Capacitors In Service |  |  | MVAr
PF
| Zone Div: | Uncompensated |  | Reactive Power |  |  | MVAr
PF
| 0 | Compensated |  | Load (LV side) |  |  | Amps
|  |  |  | Apparent Power |  |  | MVA
|  |  |  | Real Power |  |  | MW
|  |  |  | Reactive Power |  |  | MVAr
|  |  |  | Capacitors In Service |  |  | MVAr
PF
| Zone Div: | Uncompensated |  | Reactive Power |  |  | MVAr
PF
| 0 | Compensated |  | Load (LV side) |  |  | Amps
|  |  |  | Apparent Power |  |  | MVA
|  |  |  | Real Power |  |  | MW
|  |  |  | Reactive Power |  |  | MVAr
|  |  |  | Capacitors In Service |  |  | MVAr
PF
| Zone Div: | Uncompensated |  | Reactive Power |  |  | MVAr
PF
| 0 | Compensated |  | Load (LV side) |  |  | Amps
|  |  |  | Apparent Power |  |  | MVA
|  |  |  | Real Power |  |  | MW
|  |  |  | Reactive Power |  |  | MVAr
|  |  |  | Capacitors In Service |  |  | MVAr
PF
| Zone Div: | Uncompensated |  | Reactive Power |  |  | MVAr
PF
| 0 | Compensated |  | Load (LV side) |  |  | Amps
|  |  |  | Apparent Power |  |  | MVA
|  |  |  | Real Power |  |  | MW
|  |  |  | Reactive Power |  |  | MVAr
|  |  |  | Capacitors In Service |  |  | MVAr
PF
| Zone Div: | Uncompensated |  | Reactive Power |  |  | MVAr
PF

## Munmorah 330_33kV
| Munmorah 330_33kV | [16 empty] | 2014 | WINTER
| Substation Total Loads | [33 empty] | Spots & Transfers Detail
| Historical Loads | (MW) | [7 empty] | Weather Corrected Forecast Loads |  |  |  | (MW) | [20 empty] | Spots & Transfers Summary | (MW) |  | Historical Spots & Transfers | [6 empty] | Forecast Spots & Transfers
|  | 2007 | 2008 | 2009 | 2010 | 2011 | 2012 | 2013 |  | 2014 | 2015 | 2016 | 2017 | 2018 | 2019 | 2020 | 2021 | 2022 | 2023 | 2024 | 2025 | 2026 | 2027 | 2028 | 2029 | 2030 | 2031 | 2032 | 2033 | 2034 | 2035 | 2036 | 2037 | 2038 |  |  |  | 2007 | 2008 | 2009 | 2010 | 2011 | 2012 | 2013 | 2014 | 2015 | 2016 | 2017 | 2018 | 2019 | 2020 | 2021 | 2022 | 2023 | 2024 | 2025 | 2026 | 2027 | 2028 | 2029 | 2030 | 2031 | 2032 | 2033 | 2034 | 2035 | 2036 | 2037 | 2038
| Total | 49.2 | 53.32 | 45.79 | 47.664 | 43.6253 | 43.3284 | 13.71 |  | 19.5995 | 19.4869 | 19.4472 | 19.4555 | 19.5161 | 19.7934 | 20.2125 | 20.6059 | 20.9904 | 21.3886 | 21.7772 | 22.2135 | 22.6562 | 23.1252 | 23.6134 | 24.1032 | 24.5963 | 25.0989 | 25.6113 | 26.1336 | 26.6658 | 27.2083 | 27.761 | 28.3241 | 28.8978 |  |  | Total | 0 | 1.0029 | 0.70266 | 0 | 0 | 0 | -16.6798 | -0.019952 | -0.012785 | 0.02631 | 0.041406 | 0.060607 | 0.2773 | 0.41903 | 0.39349 | 0.38442 | 0.39825 | 0.38859 | 0.43633 | 0.44263 | 0.46903 | 0.48817 | 0.48985 | 0.49306 | 0.50266 | 0.51239 | 0.52226 | 0.53227 | 0.54242 | 0.55271 | 0.56315 | 0.57373
| Firm Rating | 0 | 0 | 0 | 69 | 69 | 69 | 69 |  | 69 | 69 | 69 | 69 | 69 | 69 | 69 | 69 | 69 | 69 | 69 | 69 | 69 | 69 | 69 | 69 | 69 | 69 | 69 | 69 | 69 | 69 | 69 | 69 | 69
| Total Capacity | 0 | 0 | 0 | 0 | 0 | 0 | 0 |  | 0 | 0 | 0 | 0 | 0 | 0 | 0 | 0 | 0 | 0 | 0 | 0 | 0 | 0 | 0 | 0 | 0 | 0 | 0 | 0 | 0 | 0 | 0 | 0 | 0 |  |  | Munmorah 330_33kV Tx1 | 0 | 0.8077 | 0.56591 | 0 | 0 | 0 | -13.4335 | -0.016069 | -0.010297 | 0.021189 | 0.033347 | 0.048811 | 0.22333 | 0.33747 | 0.31691 | 0.30961 | 0.32074 | 0.31296 | 0.35141 | 0.35648 | 0.37774 | 0.39316 | 0.39451 | 0.3971 | 0.40483 | 0.41267 | 0.42061 | 0.42867 | 0.43685 | 0.44514 | 0.45354 | 0.46207
|  | -7 | -6 | -5 | -4 | -3 | -2 | -1 |  | 0 | 1 | 2 | 3 | 4 | 5 | 6 | 7 | 8 | 9 | 10 | 11 | 12 | 13 | 14 | 15 | 16 | 17 | 18 | 19 | 20 | 21 | 22 | 23 | 24 |  |  | Munmorah 330_33kV Tx2 | 0 | 0.19519 | 0.13676 | 0 | 0 | 0 | -3.2463 | -0.0038831 | -0.0024884 | 0.0051206 | 0.0080586 | 0.011796 | 0.053969 | 0.081553 | 0.076583 | 0.074819 | 0.077509 | 0.07563 | 0.084922 | 0.086147 | 0.091284 | 0.095011 | 0.095337 | 0.095962 | 0.09783 | 0.099724 | 0.10164 | 0.10359 | 0.10557 | 0.10757 | 0.1096 | 0.11166
| Transformer Loads | [36 empty] | 0 | 0 | 0 | 0 | 0 | 0 | 0 | 0 | 0 | 0 | 0 | 0 | 0 | 0 | 0 | 0 | 0 | 0 | 0 | 0 | 0 | 0 | 0 | 0 | 0 | 0 | 0 | 0 | 0 | 0 | 0 | 0
| Historical Loads | (MW) | [7 empty] | 0: Weather Corrected Forecast Loads; 4: (MW) |  |  |  | 0 | 0 | 0 | 0 | 0 | 0 | 0 | 0 | 0 | 0 | 0 | 0 | 0 | 0 | 0 | 0 | 0 | 0 | 0 | 0 | 0 | 0 | 0 | 0 | 0 | 0 | 0 | 0 | 0 | 0 | 0 | 0
|  | 2007 | 2008 | 2009 | 2010 | 2011 | 2012 | 2013 |  | 2014 | 2015 | 2016 | 2017 | 2018 | 2019 | 2020 | 2021 | 2022 | 2023 | 2024 | 2025 | 2026 | 2027 | 2028 | 2029 | 2030 | 2031 | 2032 | 2033 | 2034 | 2035 | 2036 | 2037 | 2038 |  |  |  | 0 | 0 | 0 | 0 | 0 | 0 | 0 | 0 | 0 | 0 | 0 | 0 | 0 | 0 | 0 | 0 | 0 | 0 | 0 | 0 | 0 | 0 | 0 | 0 | 0 | 0 | 0 | 0 | 0 | 0 | 0 | 0
| 0 | [36 empty] | 0 | 0 | 0 | 0 | 0 | 0 | 0 | 0 | 0 | 0 | 0 | 0 | 0 | 0 | 0 | 0 | 0 | 0 | 0 | 0 | 0 | 0 | 0 | 0 | 0 | 0 | 0 | 0 | 0 | 0 | 0 | 0
| Diversity Factor: 0 | [36 empty] | 0 | 0 | 0 | 0 | 0 | 0 | 0 | 0 | 0 | 0 | 0 | 0 | 0 | 0 | 0 | 0 | 0 | 0 | 0 | 0 | 0 | 0 | 0 | 0 | 0 | 0 | 0 | 0 | 0 | 0 | 0 | 0
[38 empty] | 0 | 0 | 0 | 0 | 0 | 0 | 0 | 0 | 0 | 0 | 0 | 0 | 0 | 0 | 0 | 0 | 0 | 0 | 0 | 0 | 0 | 0 | 0 | 0 | 0 | 0 | 0 | 0 | 0 | 0 | 0 | 0
[38 empty] | 0 | 0 | 0 | 0 | 0 | 0 | 0 | 0 | 0 | 0 | 0 | 0 | 0 | 0 | 0 | 0 | 0 | 0 | 0 | 0 | 0 | 0 | 0 | 0 | 0 | 0 | 0 | 0 | 0 | 0 | 0 | 0
| 0 | [36 empty] | 0 | 0 | 0 | 0 | 0 | 0 | 0 | 0 | 0 | 0 | 0 | 0 | 0 | 0 | 0 | 0 | 0 | 0 | 0 | 0 | 0 | 0 | 0 | 0 | 0 | 0 | 0 | 0 | 0 | 0 | 0 | 0
Diversity Factor: 0
[38 empty] | Historical Spots & Transfers | [6 empty] | Forecast Spots & Transfers
[35 empty] | Project Name | From | To | 2007 | 2008 | 2009 | 2010 | 2011 | 2012 | 2013 | 2014 | 2015 | 2016 | 2017 | 2018 | 2019 | 2020 | 2021 | 2022 | 2023 | 2024 | 2025 | 2026 | 2027 | 2028 | 2029 | 2030 | 2031 | 2032 | 2033 | 2034 | 2035 | 2036 | 2037 | 2038
| 0 | [33 empty] | Lake Munmorah 33_11kV Spots and Transfers |  | Munmorah 330_33kV Tx1 | 0 | 0 | 0 | 0 | 0 | 0 | -13.4335 | 0 | 0 | 0 | 0 | 0 | 0 | 0 | 0 | 0 | 0 | 0 | 0 | 0 | 0 | 0 | 0 | 0 | 0 | 0 | 0 | 0 | 0 | 0 | 0 | 0
| Diversity Factor: 0 | [33 empty] | Lake Munmorah 33_11kV Spots and Transfers |  | Munmorah 330_33kV Tx2 | 0 | 0 | 0 | 0 | 0 | 0 | -3.2463 | 0 | 0 | 0 | 0 | 0 | 0 | 0 | 0 | 0 | 0 | 0 | 0 | 0 | 0 | 0 | 0 | 0 | 0 | 0 | 0 | 0 | 0 | 0 | 0 | 0
[35 empty] | Noraville 33_11kV Spots and Transfers |  | Munmorah 330_33kV Tx1 | 0 | 0.8077 | 0 | 0 | 0 | 0 | 0 | -0.016069 | -0.0089235 | 0.022716 | 0.049982 | 0.067125 | 0.24439 | 0.33747 | 0.31691 | 0.30961 | 0.32074 | 0.31296 | 0.35141 | 0.35648 | 0.37774 | 0.39316 | 0.39451 | 0.3971 | 0.40483 | 0.41267 | 0.42061 | 0.42867 | 0.43685 | 0.44514 | 0.45354 | 0.46207
[35 empty] | Noraville 33_11kV Spots and Transfers |  | Munmorah 330_33kV Tx2 | 0 | 0.19519 | 0 | 0 | 0 | 0 | 0 | -0.0038831 | -0.0021564 | 0.0054894 | 0.012079 | 0.016221 | 0.059058 | 0.081553 | 0.076583 | 0.074819 | 0.077509 | 0.07563 | 0.084922 | 0.086147 | 0.091284 | 0.095011 | 0.095337 | 0.095962 | 0.09783 | 0.099724 | 0.10164 | 0.10359 | 0.10557 | 0.10757 | 0.1096 | 0.11166
| 0 | [33 empty] | Vales Point 33_11kV Spots and Transfers |  | Munmorah 330_33kV Tx1 | 0 | 0 | 0.56591 | 0 | 0 | 0 | 0 | 0 | -0.0013735 | -0.0015262 | -0.016635 | -0.018314 | -0.021061 | 0 | 0 | 0 | 0 | 0 | 0 | 0 | 0 | 0 | 0 | 0 | 0 | 0 | 0 | 0 | 0 | 0 | 0 | 0
| Diversity Factor: 0 | [33 empty] | Vales Point 33_11kV Spots and Transfers |  | Munmorah 330_33kV Tx2 | 0 | 0 | 0.13676 | 0 | 0 | 0 | 0 | 0 | -0.00033193 | -0.00036881 | -0.00402 | -0.0044257 | -0.0050895 | 0 | 0 | 0 | 0 | 0 | 0 | 0 | 0 | 0 | 0 | 0 | 0 | 0 | 0 | 0 | 0 | 0 | 0 | 0
0
Diversity Factor: 0
0
Diversity Factor: 0
0
Diversity Factor: 0
0
Diversity Factor: 0
0
Diversity Factor: 0
0
Diversity Factor: 0
| Weather Correction and Public Holiday Factors | [8 empty] | Forecast ROG
ROG Justification
| Actual loads for season 2013 have been weather corrected by the following: | [6 empty] | 6.641% |  | Weighted ROG calculation based on downstream zone substations and customers | [59 empty] | Weighted ROG calculation based on downstream zone substations and customers
1 | 2 | 3 | 4 | 5 | 6 | 7 | 8 | 9 | 10 | 2014 | 2015 | 2016 | 2017 | 2018 | 2019 | 2020 | 2021 | 2022 | 2023 | 2024 | 2025 | 2026 | 2027 | 2028 | 2029 | 2030 | 2031 | 2032 | 2033 | 2034 | 2035 | 2036 | 2037 | 2038
0.9949 | 0.98984 | 0.98648 | 0.9848 | 0.9848 | 0.9848 | 0.9848 | 0.9848 | 0.9848 | 0.9848 | -0.51% | -0.509% | -0.339% | -0.17% | 0% | 0% | 0% | 0% | 0% | 0% | 0% | 0% | 0% | 0% | 0% | 0% | 0% | 0% | 0% | 0% | 0% | 0% | 0% | 0% | 0%
Substation Load Detail
[7 empty] | Units | 2013 |  | 2014 | 2015 | 2016 | 2017 | 2018 | 2019 | 2020 | 2021 | 2022 | 2023 | 2024 | 2025 | 2026 | 2027 | 2028 | 2029 | 2030 | 2031 | 2032 | 2033 | 2034 | 2035 | 2036 | 2037 | 2038
1 | Munmorah 330_33kV | Compensated |  | Load (LV side) |  |  | Amps | 267 |  | 361.8024 | 359.7143 | 359.0022 | 359.1904 | 360.3593 | 365.7079 | 373.7926 | 381.3869 | 388.8084 | 396.4988 | 404.0045 | 412.4346 | 420.9885 | 430.0546 | 439.4931 | 448.9662 | 458.5035 | 468.2284 | 478.1436 | 488.2516 | 498.5551 | 509.057 | 519.7599 | 530.6666 | 541.78
|  |  |  | Apparent Power |  |  | MVA | 15.2333 |  | 20.6798 | 20.5604 | 20.5197 | 20.5305 | 20.5973 | 20.903 | 21.3651 | 21.7992 | 22.2234 | 22.6629 | 23.092 | 23.5738 | 24.0627 | 24.5809 | 25.1204 | 25.6619 | 26.207 | 26.7629 | 27.3296 | 27.9073 | 28.4962 | 29.0965 | 29.7083 | 30.3317 | 30.9669
|  |  |  | Real Power |  |  | MW | 13.71 | 19.72 | 19.5995 | 19.4869 | 19.4472 | 19.4555 | 19.5161 | 19.7934 | 20.2125 | 20.6059 | 20.9904 | 21.3886 | 21.7772 | 22.2135 | 22.6562 | 23.1252 | 23.6134 | 24.1032 | 24.5963 | 25.0989 | 25.6113 | 26.1336 | 26.6658 | 27.2083 | 27.761 | 28.3241 | 28.8978
|  |  |  | Reactive Power |  |  | MVAr | 6.6401 |  | 6.5965 | 6.5568 | 6.5473 | 6.5562 | 6.5856 | 6.7199 | 6.9228 | 7.1134 | 7.2996 | 7.4924 | 7.6806 | 7.892 | 8.1063 | 8.3335 | 8.5699 | 8.8072 | 9.046 | 9.2894 | 9.5376 | 9.7905 | 10.0483 | 10.311 | 10.5787 | 10.8514 | 11.1293
|  |  |  | Capacitors In Service |  |  | MVAr | 0 |  | 0 | 0 | 0 | 0 | 0 | 0 | 0 | 0 | 0 | 0 | 0 | 0 | 0 | 0 | 0 | 0 | 0 | 0 | 0 | 0 | 0 | 0 | 0 | 0 | 0
|  |  |  | PF |  |  |  | 0.9 |  | 0.94776 | 0.94779 | 0.94773 | 0.94764 | 0.94751 | 0.94692 | 0.94605 | 0.94526 | 0.94452 | 0.94377 | 0.94306 | 0.9423 | 0.94155 | 0.94078 | 0.94001 | 0.93926 | 0.93854 | 0.93783 | 0.93713 | 0.93644 | 0.93577 | 0.9351 | 0.93445 | 0.93381 | 0.93319
0.93017 | Diversity Factor: 0.93 | Uncompensated |  | Reactive Power |  |  | MVAr | 6.6401 | 9.5508 | 6.5965 | 6.5568 | 6.5473 | 6.5562 | 6.5856 | 6.7199 | 6.9228 | 7.1134 | 7.2996 | 7.4924 | 7.6806 | 7.892 | 8.1063 | 8.3335 | 8.5699 | 8.8072 | 9.046 | 9.2894 | 9.5376 | 9.7905 | 10.0483 | 10.311 | 10.5787 | 10.8514 | 11.1293
|  |  |  | PF |  |  |  | 0.9 |  | 0.94776 | 0.94779 | 0.94773 | 0.94764 | 0.94751 | 0.94692 | 0.94605 | 0.94526 | 0.94452 | 0.94377 | 0.94306 | 0.9423 | 0.94155 | 0.94078 | 0.94001 | 0.93926 | 0.93854 | 0.93783 | 0.93713 | 0.93644 | 0.93577 | 0.9351 | 0.93445 | 0.93381 | 0.93319
[10 empty] | 1 | 2 | 3 | 4 | 5 | 6 | 7 | 8 | 9 | 10 | 11 | 12 | 13 | 14 | 15 | 16 | 17 | 18 | 19 | 20 | 21 | 22 | 23 | 24 | 25
Transformer Load Detail
[7 empty] | Units | 2013 |  | 2014 | 2015 | 2016 | 2017 | 2018 | 2019 | 2020 | 2021 | 2022 | 2023 | 2024 | 2025 | 2026 | 2027 | 2028 | 2029 | 2030 | 2031 | 2032 | 2033 | 2034 | 2035 | 2036 | 2037 | 2038
| 0 | Compensated |  | Load (LV side) |  |  | Amps
|  |  |  | Apparent Power |  |  | MVA
|  |  |  | Real Power |  |  | MW
|  |  |  | Reactive Power |  |  | MVAr
|  |  |  | Capacitors In Service |  |  | MVAr
PF
| Zone Div: | Uncompensated |  | Reactive Power |  |  | MVAr
PF
| 0 | Compensated |  | Load (LV side) |  |  | Amps
|  |  |  | Apparent Power |  |  | MVA
|  |  |  | Real Power |  |  | MW
|  |  |  | Reactive Power |  |  | MVAr
|  |  |  | Capacitors In Service |  |  | MVAr
PF
| Zone Div: | Uncompensated |  | Reactive Power |  |  | MVAr
PF
| 0 | Compensated |  | Load (LV side) |  |  | Amps
|  |  |  | Apparent Power |  |  | MVA
|  |  |  | Real Power |  |  | MW
|  |  |  | Reactive Power |  |  | MVAr
|  |  |  | Capacitors In Service |  |  | MVAr
PF
| Zone Div: | Uncompensated |  | Reactive Power |  |  | MVAr
PF
| 0 | Compensated |  | Load (LV side) |  |  | Amps
|  |  |  | Apparent Power |  |  | MVA
|  |  |  | Real Power |  |  | MW
|  |  |  | Reactive Power |  |  | MVAr
|  |  |  | Capacitors In Service |  |  | MVAr
PF
| Zone Div: | Uncompensated |  | Reactive Power |  |  | MVAr
PF
| 0 | Compensated |  | Load (LV side) |  |  | Amps
|  |  |  | Apparent Power |  |  | MVA
|  |  |  | Real Power |  |  | MW
|  |  |  | Reactive Power |  |  | MVAr
|  |  |  | Capacitors In Service |  |  | MVAr
PF
| Zone Div: | Uncompensated |  | Reactive Power |  |  | MVAr
PF
| 0 | Compensated |  | Load (LV side) |  |  | Amps
|  |  |  | Apparent Power |  |  | MVA
|  |  |  | Real Power |  |  | MW
|  |  |  | Reactive Power |  |  | MVAr
|  |  |  | Capacitors In Service |  |  | MVAr
PF
| Zone Div: | Uncompensated |  | Reactive Power |  |  | MVAr
PF
| 0 | Compensated |  | Load (LV side) |  |  | Amps
|  |  |  | Apparent Power |  |  | MVA
|  |  |  | Real Power |  |  | MW
|  |  |  | Reactive Power |  |  | MVAr
|  |  |  | Capacitors In Service |  |  | MVAr
PF
| Zone Div: | Uncompensated |  | Reactive Power |  |  | MVAr
PF
| 0 | Compensated |  | Load (LV side) |  |  | Amps
|  |  |  | Apparent Power |  |  | MVA
|  |  |  | Real Power |  |  | MW
|  |  |  | Reactive Power |  |  | MVAr
|  |  |  | Capacitors In Service |  |  | MVAr
PF
| Zone Div: | Uncompensated |  | Reactive Power |  |  | MVAr
PF
| 0 | Compensated |  | Load (LV side) |  |  | Amps
|  |  |  | Apparent Power |  |  | MVA
|  |  |  | Real Power |  |  | MW
|  |  |  | Reactive Power |  |  | MVAr
|  |  |  | Capacitors In Service |  |  | MVAr
PF
| Zone Div: | Uncompensated |  | Reactive Power |  |  | MVAr
PF
| 0 | Compensated |  | Load (LV side) |  |  | Amps
|  |  |  | Apparent Power |  |  | MVA
|  |  |  | Real Power |  |  | MW
|  |  |  | Reactive Power |  |  | MVAr
|  |  |  | Capacitors In Service |  |  | MVAr
PF
| Zone Div: | Uncompensated |  | Reactive Power |  |  | MVAr
PF

## Ourimbah 132_33kV
| Ourimbah 132_33kV | [16 empty] | 2014 | WINTER
| Substation Total Loads | [33 empty] | Spots & Transfers Detail
| Historical Loads | (MW) | [7 empty] | Weather Corrected Forecast Loads |  |  |  | (MW) | [20 empty] | Spots & Transfers Summary | (MW) |  | Historical Spots & Transfers | [6 empty] | Forecast Spots & Transfers
|  | 2007 | 2008 | 2009 | 2010 | 2011 | 2012 | 2013 |  | 2014 | 2015 | 2016 | 2017 | 2018 | 2019 | 2020 | 2021 | 2022 | 2023 | 2024 | 2025 | 2026 | 2027 | 2028 | 2029 | 2030 | 2031 | 2032 | 2033 | 2034 | 2035 | 2036 | 2037 | 2038 |  |  |  | 2007 | 2008 | 2009 | 2010 | 2011 | 2012 | 2013 | 2014 | 2015 | 2016 | 2017 | 2018 | 2019 | 2020 | 2021 | 2022 | 2023 | 2024 | 2025 | 2026 | 2027 | 2028 | 2029 | 2030 | 2031 | 2032 | 2033 | 2034 | 2035 | 2036 | 2037 | 2038
| Total | 107.4216 | 106.9107 | 67.0196 | 67.5833 | 11.244 | 13.0678 | 11.8027 |  | 12.2666 | 12.1827 | 12.1216 | 12.08 | 12.0526 | 12.0371 | 12.0964 | 12.1825 | 12.2598 | 12.3401 | 12.4021 | 12.4904 | 12.5782 | 12.6848 | 12.8015 | 12.9155 | 13.0252 | 13.1374 | 13.252 | 13.3691 | 13.4887 | 13.6109 | 13.7357 | 13.8632 | 13.9933 |  |  | Total | 1.3312 | -1.0813 | -38.6971 | -4.1467 | -44.7861 | -2.3666 | 0.43017 | 0.93037 | -0.015459 | -0.015816 | -0.019082 | -0.027398 | -0.015486 | 0.059308 | 0.086144 | 0.077292 | 0.080311 | 0.061925 | 0.088296 | 0.087878 | 0.10654 | 0.11669 | 0.11402 | 0.10973 | 0.11215 | 0.11461 | 0.11711 | 0.11964 | 0.12221 | 0.12481 | 0.12745 | 0.13013
| Firm Rating | 0 | 0 | 0 | 130 | 22.3 | 22.3 | 22.3 |  | 22.3 | 22.3 | 22.3 | 22.3 | 22.3 | 22.3 | 22.3 | 22.3 | 22.3 | 22.3 | 22.3 | 22.3 | 22.3 | 22.3 | 22.3 | 22.3 | 22.3 | 22.3 | 22.3 | 22.3 | 22.3 | 22.3 | 22.3 | 22.3 | 22.3
| Total Capacity | 0 | 0 | 0 | 57 | 22 | 22 | 22 |  | 22 | 22 | 22 | 22 | 22 | 22 | 22 | 22 | 22 | 22 | 22 | 22 | 22 | 22 | 22 | 22 | 22 | 22 | 22 | 22 | 22 | 22 | 22 | 22 | 22 |  |  | Ourimbah 132_33kV Tx1 | 0 | 0 | 0 | 0 | 0 | 0 | 0 | 0 | 0 | 0 | 0 | 0 | 0 | 0 | 0 | 0 | 0 | 0 | 0 | 0 | 0 | 0 | 0 | 0 | 0 | 0 | 0 | 0 | 0 | 0 | 0 | 0
|  | -7 | -6 | -5 | -4 | -3 | -2 | -1 |  | 0 | 1 | 2 | 3 | 4 | 5 | 6 | 7 | 8 | 9 | 10 | 11 | 12 | 13 | 14 | 15 | 16 | 17 | 18 | 19 | 20 | 21 | 22 | 23 | 24 |  |  | Ourimbah 132_33kV Tx14 | 1.3312 | -1.0813 | -38.6971 | -4.1467 | -44.7861 | -2.3666 | 0.43017 | 0.93037 | -0.015459 | -0.015816 | -0.019082 | -0.027398 | -0.015486 | 0.059308 | 0.086144 | 0.077292 | 0.080311 | 0.061925 | 0.088296 | 0.087878 | 0.10654 | 0.11669 | 0.11402 | 0.10973 | 0.11215 | 0.11461 | 0.11711 | 0.11964 | 0.12221 | 0.12481 | 0.12745 | 0.13013
| Transformer Loads | [35 empty] | Ourimbah 132_33kV Tx2 | 0 | 0 | 0 | 0 | 0 | 0 | 0 | 0 | 0 | 0 | 0 | 0 | 0 | 0 | 0 | 0 | 0 | 0 | 0 | 0 | 0 | 0 | 0 | 0 | 0 | 0 | 0 | 0 | 0 | 0 | 0 | 0
| Historical Loads | (MW) | [7 empty] | 0: Weather Corrected Forecast Loads; 4: (MW) |  |  |  | 0 | 0 | 0 | 0 | 0 | 0 | 0 | 0 | 0 | 0 | 0 | 0 | 0 | 0 | 0 | 0 | 0 | 0 | 0 | 0 | 0 | 0 | 0 | 0 | 0 | 0 | 0 | 0 | 0 | 0 | 0 | 0
|  | 2007 | 2008 | 2009 | 2010 | 2011 | 2012 | 2013 |  | 2014 | 2015 | 2016 | 2017 | 2018 | 2019 | 2020 | 2021 | 2022 | 2023 | 2024 | 2025 | 2026 | 2027 | 2028 | 2029 | 2030 | 2031 | 2032 | 2033 | 2034 | 2035 | 2036 | 2037 | 2038 |  |  |  | 0 | 0 | 0 | 0 | 0 | 0 | 0 | 0 | 0 | 0 | 0 | 0 | 0 | 0 | 0 | 0 | 0 | 0 | 0 | 0 | 0 | 0 | 0 | 0 | 0 | 0 | 0 | 0 | 0 | 0 | 0 | 0
| 0 | [36 empty] | 0 | 0 | 0 | 0 | 0 | 0 | 0 | 0 | 0 | 0 | 0 | 0 | 0 | 0 | 0 | 0 | 0 | 0 | 0 | 0 | 0 | 0 | 0 | 0 | 0 | 0 | 0 | 0 | 0 | 0 | 0 | 0
| Diversity Factor: 0 | [36 empty] | 0 | 0 | 0 | 0 | 0 | 0 | 0 | 0 | 0 | 0 | 0 | 0 | 0 | 0 | 0 | 0 | 0 | 0 | 0 | 0 | 0 | 0 | 0 | 0 | 0 | 0 | 0 | 0 | 0 | 0 | 0 | 0
[38 empty] | 0 | 0 | 0 | 0 | 0 | 0 | 0 | 0 | 0 | 0 | 0 | 0 | 0 | 0 | 0 | 0 | 0 | 0 | 0 | 0 | 0 | 0 | 0 | 0 | 0 | 0 | 0 | 0 | 0 | 0 | 0 | 0
[38 empty] | 0 | 0 | 0 | 0 | 0 | 0 | 0 | 0 | 0 | 0 | 0 | 0 | 0 | 0 | 0 | 0 | 0 | 0 | 0 | 0 | 0 | 0 | 0 | 0 | 0 | 0 | 0 | 0 | 0 | 0 | 0 | 0
| 0 | [36 empty] | 0 | 0 | 0 | 0 | 0 | 0 | 0 | 0 | 0 | 0 | 0 | 0 | 0 | 0 | 0 | 0 | 0 | 0 | 0 | 0 | 0 | 0 | 0 | 0 | 0 | 0 | 0 | 0 | 0 | 0 | 0 | 0
Diversity Factor: 0
[38 empty] | Historical Spots & Transfers | [6 empty] | Forecast Spots & Transfers
[35 empty] | Project Name | From | To | 2007 | 2008 | 2009 | 2010 | 2011 | 2012 | 2013 | 2014 | 2015 | 2016 | 2017 | 2018 | 2019 | 2020 | 2021 | 2022 | 2023 | 2024 | 2025 | 2026 | 2027 | 2028 | 2029 | 2030 | 2031 | 2032 | 2033 | 2034 | 2035 | 2036 | 2037 | 2038
| 0 | [33 empty] | Berkeley Vale 33_11kV Spots and Transfers |  | Ourimbah 132_33kV Tx1 | 0 | 0 | 0 | 0 | 0 | 0 | 0 | 0 | 0 | 0 | 0 | 0 | 0 | 0 | 0 | 0 | 0 | 0 | 0 | 0 | 0 | 0 | 0 | 0 | 0 | 0 | 0 | 0 | 0 | 0 | 0 | 0
| Diversity Factor: 0 | [33 empty] | Berkeley Vale 33_11kV Spots and Transfers |  | Ourimbah 132_33kV Tx14 | 1.3312 | 0 | -39.4937 | 0 | 0 | 0 | 0 | 0 | 0 | 0 | 0 | 0 | 0 | 0 | 0 | 0 | 0 | 0 | 0 | 0 | 0 | 0 | 0 | 0 | 0 | 0 | 0 | 0 | 0 | 0 | 0 | 0
[35 empty] | Berkeley Vale 33_11kV Spots and Transfers |  | Ourimbah 132_33kV Tx2 | 0 | 0 | 0 | 0 | 0 | 0 | 0 | 0 | 0 | 0 | 0 | 0 | 0 | 0 | 0 | 0 | 0 | 0 | 0 | 0 | 0 | 0 | 0 | 0 | 0 | 0 | 0 | 0 | 0 | 0 | 0 | 0
[35 empty] | Long Jetty 33_11kV Spots and Transfers |  | Ourimbah 132_33kV Tx1 | 0 | 0 | 0 | 0 | 0 | 0 | 0 | 0 | 0 | 0 | 0 | 0 | 0 | 0 | 0 | 0 | 0 | 0 | 0 | 0 | 0 | 0 | 0 | 0 | 0 | 0 | 0 | 0 | 0 | 0 | 0 | 0
| 0 | [33 empty] | Long Jetty 33_11kV Spots and Transfers |  | Ourimbah 132_33kV Tx14 | 0 | -1.0813 | 0 | -4.1467 | -44.7861 | 0 | 0 | 0 | 0 | 0 | 0 | 0 | 0 | 0 | 0 | 0 | 0 | 0 | 0 | 0 | 0 | 0 | 0 | 0 | 0 | 0 | 0 | 0 | 0 | 0 | 0 | 0
| Diversity Factor: 0 | [33 empty] | Long Jetty 33_11kV Spots and Transfers |  | Ourimbah 132_33kV Tx2 | 0 | 0 | 0 | 0 | 0 | 0 | 0 | 0 | 0 | 0 | 0 | 0 | 0 | 0 | 0 | 0 | 0 | 0 | 0 | 0 | 0 | 0 | 0 | 0 | 0 | 0 | 0 | 0 | 0 | 0 | 0 | 0
[35 empty] | Peats Ridge 33_11kV Spots and Transfers |  | Ourimbah 132_33kV Tx1 | 0 | 0 | 0 | 0 | 0 | 0 | 0 | 0 | 0 | 0 | 0 | 0 | 0 | 0 | 0 | 0 | 0 | 0 | 0 | 0 | 0 | 0 | 0 | 0 | 0 | 0 | 0 | 0 | 0 | 0 | 0 | 0
[35 empty] | Peats Ridge 33_11kV Spots and Transfers |  | Ourimbah 132_33kV Tx14 | 0 | 0 | 0.79661 | 0 | 0 | -2.3666 | 0.43017 | 0.93037 | -0.015459 | -0.015816 | -0.019082 | -0.027398 | -0.015486 | 0.059308 | 0.086144 | 0.077292 | 0.080311 | 0.061925 | 0.088296 | 0.087878 | 0.10654 | 0.11669 | 0.11402 | 0.10973 | 0.11215 | 0.11461 | 0.11711 | 0.11964 | 0.12221 | 0.12481 | 0.12745 | 0.13013
| 0 | [33 empty] | Peats Ridge 33_11kV Spots and Transfers |  | Ourimbah 132_33kV Tx2 | 0 | 0 | 0 | 0 | 0 | 0 | 0 | 0 | 0 | 0 | 0 | 0 | 0 | 0 | 0 | 0 | 0 | 0 | 0 | 0 | 0 | 0 | 0 | 0 | 0 | 0 | 0 | 0 | 0 | 0 | 0 | 0
Diversity Factor: 0
0
Diversity Factor: 0
0
Diversity Factor: 0
0
Diversity Factor: 0
0
Diversity Factor: 0
0
Diversity Factor: 0
| Weather Correction and Public Holiday Factors | [8 empty] | Forecast ROG
ROG Justification
| Actual loads for season 2013 have been weather corrected by the following: | [6 empty] | -3.664% |  | Weighted ROG calculation based on downstream zone substations and customers | [59 empty] | Weighted ROG calculation based on downstream zone substations and customers
1 | 2 | 3 | 4 | 5 | 6 | 7 | 8 | 9 | 10 | 2014 | 2015 | 2016 | 2017 | 2018 | 2019 | 2020 | 2021 | 2022 | 2023 | 2024 | 2025 | 2026 | 2027 | 2028 | 2029 | 2030 | 2031 | 2032 | 2033 | 2034 | 2035 | 2036 | 2037 | 2038
0.99441 | 0.98886 | 0.98518 | 0.98335 | 0.98335 | 0.98335 | 0.98335 | 0.98335 | 0.98335 | 0.98335 | -0.559% | -0.558% | -0.372% | -0.186% | 0% | 0% | 0% | 0% | 0% | 0% | 0% | 0% | 0% | 0% | 0% | 0% | 0% | 0% | 0% | 0% | 0% | 0% | 0% | 0% | 0%
Substation Load Detail
[7 empty] | Units | 2013 |  | 2014 | 2015 | 2016 | 2017 | 2018 | 2019 | 2020 | 2021 | 2022 | 2023 | 2024 | 2025 | 2026 | 2027 | 2028 | 2029 | 2030 | 2031 | 2032 | 2033 | 2034 | 2035 | 2036 | 2037 | 2038
1 | Ourimbah 132_33kV | Compensated |  | Load (LV side) |  |  | Amps | 213 |  | 221.1579 | 219.6451 | 218.5429 | 217.7924 | 217.2984 | 217.0192 | 218.0885 | 219.6416 | 221.0351 | 222.4831 | 223.5995 | 225.1914 | 226.7758 | 228.6966 | 230.8005 | 232.8562 | 234.8345 | 236.8565 | 238.9228 | 241.0342 | 243.1912 | 245.3945 | 247.6448 | 249.9427 | 252.2889
|  |  |  | Apparent Power |  |  | MVA | 12.1628 |  | 12.6409 | 12.5544 | 12.4914 | 12.4485 | 12.4203 | 12.4043 | 12.4654 | 12.5542 | 12.6339 | 12.7166 | 12.7804 | 12.8714 | 12.962 | 13.0718 | 13.192 | 13.3095 | 13.4226 | 13.5382 | 13.6563 | 13.7769 | 13.9002 | 14.0262 | 14.1548 | 14.2861 | 14.4202
|  |  |  | Real Power |  |  | MW | 11.8027 | 11.4 | 12.2666 | 12.1827 | 12.1216 | 12.08 | 12.0526 | 12.0371 | 12.0964 | 12.1825 | 12.2598 | 12.3401 | 12.4021 | 12.4904 | 12.5782 | 12.6848 | 12.8015 | 12.9155 | 13.0252 | 13.1374 | 13.252 | 13.3691 | 13.4887 | 13.6109 | 13.7357 | 13.8632 | 13.9933
|  |  |  | Reactive Power |  |  | MVAr | 2.9376 |  | 3.0531 | 3.0322 | 3.017 | 3.0066 | 2.9998 | 2.9959 | 3.0107 | 3.0321 | 3.0514 | 3.0714 | 3.0868 | 3.1088 | 3.1306 | 3.1571 | 3.1862 | 3.2146 | 3.2419 | 3.2698 | 3.2983 | 3.3275 | 3.3572 | 3.3877 | 3.4187 | 3.4504 | 3.4828
|  |  |  | Capacitors In Service |  |  | MVAr | 0 |  | 0 | 0 | 0 | 0 | 0 | 0 | 0 | 0 | 0 | 0 | 0 | 0 | 0 | 0 | 0 | 0 | 0 | 0 | 0 | 0 | 0 | 0 | 0 | 0 | 0
|  |  |  | PF |  |  |  | 0.9704 |  | 0.9704 | 0.9704 | 0.9704 | 0.9704 | 0.9704 | 0.9704 | 0.9704 | 0.9704 | 0.9704 | 0.9704 | 0.9704 | 0.9704 | 0.9704 | 0.9704 | 0.9704 | 0.9704 | 0.9704 | 0.9704 | 0.9704 | 0.9704 | 0.9704 | 0.9704 | 0.9704 | 0.9704 | 0.9704
0.81431 | Diversity Factor: 0.81 | Uncompensated |  | Reactive Power |  |  | MVAr | 2.9376 | 2.8374 | 3.0531 | 3.0322 | 3.017 | 3.0066 | 2.9998 | 2.9959 | 3.0107 | 3.0321 | 3.0514 | 3.0714 | 3.0868 | 3.1088 | 3.1306 | 3.1571 | 3.1862 | 3.2146 | 3.2419 | 3.2698 | 3.2983 | 3.3275 | 3.3572 | 3.3877 | 3.4187 | 3.4504 | 3.4828
|  |  |  | PF |  |  |  | 0.9704 |  | 0.9704 | 0.9704 | 0.9704 | 0.9704 | 0.9704 | 0.9704 | 0.9704 | 0.9704 | 0.9704 | 0.9704 | 0.9704 | 0.9704 | 0.9704 | 0.9704 | 0.9704 | 0.9704 | 0.9704 | 0.9704 | 0.9704 | 0.9704 | 0.9704 | 0.9704 | 0.9704 | 0.9704 | 0.9704
[10 empty] | 1 | 2 | 3 | 4 | 5 | 6 | 7 | 8 | 9 | 10 | 11 | 12 | 13 | 14 | 15 | 16 | 17 | 18 | 19 | 20 | 21 | 22 | 23 | 24 | 25
Transformer Load Detail
[7 empty] | Units | 2013 |  | 2014 | 2015 | 2016 | 2017 | 2018 | 2019 | 2020 | 2021 | 2022 | 2023 | 2024 | 2025 | 2026 | 2027 | 2028 | 2029 | 2030 | 2031 | 2032 | 2033 | 2034 | 2035 | 2036 | 2037 | 2038
| 0 | Compensated |  | Load (LV side) |  |  | Amps
|  |  |  | Apparent Power |  |  | MVA
|  |  |  | Real Power |  |  | MW
|  |  |  | Reactive Power |  |  | MVAr
|  |  |  | Capacitors In Service |  |  | MVAr
PF
| Zone Div: | Uncompensated |  | Reactive Power |  |  | MVAr
PF
| 0 | Compensated |  | Load (LV side) |  |  | Amps
|  |  |  | Apparent Power |  |  | MVA
|  |  |  | Real Power |  |  | MW
|  |  |  | Reactive Power |  |  | MVAr
|  |  |  | Capacitors In Service |  |  | MVAr
PF
| Zone Div: | Uncompensated |  | Reactive Power |  |  | MVAr
PF
| 0 | Compensated |  | Load (LV side) |  |  | Amps
|  |  |  | Apparent Power |  |  | MVA
|  |  |  | Real Power |  |  | MW
|  |  |  | Reactive Power |  |  | MVAr
|  |  |  | Capacitors In Service |  |  | MVAr
PF
| Zone Div: | Uncompensated |  | Reactive Power |  |  | MVAr
PF
| 0 | Compensated |  | Load (LV side) |  |  | Amps
|  |  |  | Apparent Power |  |  | MVA
|  |  |  | Real Power |  |  | MW
|  |  |  | Reactive Power |  |  | MVAr
|  |  |  | Capacitors In Service |  |  | MVAr
PF
| Zone Div: | Uncompensated |  | Reactive Power |  |  | MVAr
PF
| 0 | Compensated |  | Load (LV side) |  |  | Amps
|  |  |  | Apparent Power |  |  | MVA
|  |  |  | Real Power |  |  | MW
|  |  |  | Reactive Power |  |  | MVAr
|  |  |  | Capacitors In Service |  |  | MVAr
PF
| Zone Div: | Uncompensated |  | Reactive Power |  |  | MVAr
PF
| 0 | Compensated |  | Load (LV side) |  |  | Amps
|  |  |  | Apparent Power |  |  | MVA
|  |  |  | Real Power |  |  | MW
|  |  |  | Reactive Power |  |  | MVAr
|  |  |  | Capacitors In Service |  |  | MVAr
PF
| Zone Div: | Uncompensated |  | Reactive Power |  |  | MVAr
PF
| 0 | Compensated |  | Load (LV side) |  |  | Amps
|  |  |  | Apparent Power |  |  | MVA
|  |  |  | Real Power |  |  | MW
|  |  |  | Reactive Power |  |  | MVAr
|  |  |  | Capacitors In Service |  |  | MVAr
PF
| Zone Div: | Uncompensated |  | Reactive Power |  |  | MVAr
PF
| 0 | Compensated |  | Load (LV side) |  |  | Amps
|  |  |  | Apparent Power |  |  | MVA
|  |  |  | Real Power |  |  | MW
|  |  |  | Reactive Power |  |  | MVAr
|  |  |  | Capacitors In Service |  |  | MVAr
PF
| Zone Div: | Uncompensated |  | Reactive Power |  |  | MVAr
PF
| 0 | Compensated |  | Load (LV side) |  |  | Amps
|  |  |  | Apparent Power |  |  | MVA
|  |  |  | Real Power |  |  | MW
|  |  |  | Reactive Power |  |  | MVAr
|  |  |  | Capacitors In Service |  |  | MVAr
PF
| Zone Div: | Uncompensated |  | Reactive Power |  |  | MVAr
PF
| 0 | Compensated |  | Load (LV side) |  |  | Amps
|  |  |  | Apparent Power |  |  | MVA
|  |  |  | Real Power |  |  | MW
|  |  |  | Reactive Power |  |  | MVAr
|  |  |  | Capacitors In Service |  |  | MVAr
PF
| Zone Div: | Uncompensated |  | Reactive Power |  |  | MVAr
PF

## Ourimbah 132_66kV
| Ourimbah 132_66kV | [16 empty] | 2014 | WINTER
[6 empty] | Commissioned |  | 2011-03-01
| Substation Total Loads | [33 empty] | Spots & Transfers Detail
| Historical Loads | (MW) | [7 empty] | Weather Corrected Forecast Loads |  |  |  | (MW) | [20 empty] | Spots & Transfers Summary | (MW) |  | Historical Spots & Transfers | [6 empty] | Forecast Spots & Transfers
|  | 2007 | 2008 | 2009 | 2010 | 2011 | 2012 | 2013 |  | 2014 | 2015 | 2016 | 2017 | 2018 | 2019 | 2020 | 2021 | 2022 | 2023 | 2024 | 2025 | 2026 | 2027 | 2028 | 2029 | 2030 | 2031 | 2032 | 2033 | 2034 | 2035 | 2036 | 2037 | 2038 |  |  |  | 2007 | 2008 | 2009 | 2010 | 2011 | 2012 | 2013 | 2014 | 2015 | 2016 | 2017 | 2018 | 2019 | 2020 | 2021 | 2022 | 2023 | 2024 | 2025 | 2026 | 2027 | 2028 | 2029 | 2030 | 2031 | 2032 | 2033 | 2034 | 2035 | 2036 | 2037 | 2038
| Total |  |  |  |  | 47.3266 | 43.6536 | 44.6084 |  | 46.6865 | 45.2537 | 44.3987 | 44.0631 | 44.2078 | 44.7926 | 45.6429 | 46.4522 | 47.2402 | 48.0562 | 48.8456 | 49.7383 | 50.6431 | 51.6071 | 52.6124 | 53.6199 | 54.6319 | 55.6634 | 56.7149 | 57.7865 | 58.8787 | 59.9917 | 61.1257 | 62.281 | 63.4581 |  |  | Total | 0 | 0 | 0 | 0 | 44.8236 | 0 | 0 | -0.053513 | -0.028937 | 0.048267 | 0.10658 | 0.14473 | 0.5848 | 0.85033 | 0.80922 | 0.78807 | 0.81602 | 0.78935 | 0.89275 | 0.90478 | 0.96393 | 1.0053 | 1.0075 | 1.0119 | 1.0316 | 1.0515 | 1.0717 | 1.0922 | 1.1129 | 1.134 | 1.1554 | 1.177
| Firm Rating | 0 | 0 | 0 | 0 | 130 | 108.028 | 91.8 |  | 91.8 | 91.8 | 91.8 | 91.8 | 91.8 | 91.8 | 91.8 | 91.8 | 91.8 | 91.8 | 91.8 | 91.8 | 91.8 | 91.8 | 91.8 | 91.8 | 91.8 | 91.8 | 91.8 | 91.8 | 91.8 | 91.8 | 91.8 | 91.8 | 91.8
| Total Capacity | 0 | 0 | 0 | 0 | 240 | 216 | 216 |  | 216 | 216 | 216 | 216 | 216 | 216 | 216 | 216 | 216 | 216 | 216 | 216 | 216 | 216 | 216 | 216 | 216 | 216 | 216 | 216 | 216 | 216 | 216 | 216 | 216 |  |  | Ourimbah 132_66kV Tx11 | 0 | 0 | 0 | 0 | 22.442 | 0 | 0 | -0.026793 | -0.014488 | 0.024166 | 0.05336 | 0.072463 | 0.29279 | 0.42574 | 0.40516 | 0.39457 | 0.40856 | 0.39521 | 0.44698 | 0.453 | 0.48262 | 0.50335 | 0.50444 | 0.50664 | 0.51647 | 0.52645 | 0.53656 | 0.54682 | 0.55722 | 0.56777 | 0.57846 | 0.58931
|  | -7 | -6 | -5 | -4 | -3 | -2 | -1 |  | 0 | 1 | 2 | 3 | 4 | 5 | 6 | 7 | 8 | 9 | 10 | 11 | 12 | 13 | 14 | 15 | 16 | 17 | 18 | 19 | 20 | 21 | 22 | 23 | 24 |  |  | Ourimbah 132_66kV Tx12 | 0 | 0 | 0 | 0 | 22.3816 | 0 | 0 | -0.026721 | -0.014449 | 0.024101 | 0.053217 | 0.072268 | 0.292 | 0.42459 | 0.40407 | 0.3935 | 0.40746 | 0.39414 | 0.44577 | 0.45178 | 0.48132 | 0.50199 | 0.50309 | 0.50527 | 0.51508 | 0.52503 | 0.53512 | 0.54535 | 0.55572 | 0.56624 | 0.57691 | 0.58773
| Transformer Loads | [36 empty] | 0 | 0 | 0 | 0 | 0 | 0 | 0 | 0 | 0 | 0 | 0 | 0 | 0 | 0 | 0 | 0 | 0 | 0 | 0 | 0 | 0 | 0 | 0 | 0 | 0 | 0 | 0 | 0 | 0 | 0 | 0 | 0
| Historical Loads | (MW) | [7 empty] | 0: Weather Corrected Forecast Loads; 4: (MW) |  |  |  | 0 | 0 | 0 | 0 | 0 | 0 | 0 | 0 | 0 | 0 | 0 | 0 | 0 | 0 | 0 | 0 | 0 | 0 | 0 | 0 | 0 | 0 | 0 | 0 | 0 | 0 | 0 | 0 | 0 | 0 | 0 | 0
|  | 2007 | 2008 | 2009 | 2010 | 2011 | 2012 | 2013 |  | 2014 | 2015 | 2016 | 2017 | 2018 | 2019 | 2020 | 2021 | 2022 | 2023 | 2024 | 2025 | 2026 | 2027 | 2028 | 2029 | 2030 | 2031 | 2032 | 2033 | 2034 | 2035 | 2036 | 2037 | 2038 |  |  |  | 0 | 0 | 0 | 0 | 0 | 0 | 0 | 0 | 0 | 0 | 0 | 0 | 0 | 0 | 0 | 0 | 0 | 0 | 0 | 0 | 0 | 0 | 0 | 0 | 0 | 0 | 0 | 0 | 0 | 0 | 0 | 0
| 0 | [36 empty] | 0 | 0 | 0 | 0 | 0 | 0 | 0 | 0 | 0 | 0 | 0 | 0 | 0 | 0 | 0 | 0 | 0 | 0 | 0 | 0 | 0 | 0 | 0 | 0 | 0 | 0 | 0 | 0 | 0 | 0 | 0 | 0
| Diversity Factor: 0 | [36 empty] | 0 | 0 | 0 | 0 | 0 | 0 | 0 | 0 | 0 | 0 | 0 | 0 | 0 | 0 | 0 | 0 | 0 | 0 | 0 | 0 | 0 | 0 | 0 | 0 | 0 | 0 | 0 | 0 | 0 | 0 | 0 | 0
[38 empty] | 0 | 0 | 0 | 0 | 0 | 0 | 0 | 0 | 0 | 0 | 0 | 0 | 0 | 0 | 0 | 0 | 0 | 0 | 0 | 0 | 0 | 0 | 0 | 0 | 0 | 0 | 0 | 0 | 0 | 0 | 0 | 0
[38 empty] | 0 | 0 | 0 | 0 | 0 | 0 | 0 | 0 | 0 | 0 | 0 | 0 | 0 | 0 | 0 | 0 | 0 | 0 | 0 | 0 | 0 | 0 | 0 | 0 | 0 | 0 | 0 | 0 | 0 | 0 | 0 | 0
| 0 | [36 empty] | 0 | 0 | 0 | 0 | 0 | 0 | 0 | 0 | 0 | 0 | 0 | 0 | 0 | 0 | 0 | 0 | 0 | 0 | 0 | 0 | 0 | 0 | 0 | 0 | 0 | 0 | 0 | 0 | 0 | 0 | 0 | 0
Diversity Factor: 0
[38 empty] | Historical Spots & Transfers | [6 empty] | Forecast Spots & Transfers
[35 empty] | Project Name | From | To | 2007 | 2008 | 2009 | 2010 | 2011 | 2012 | 2013 | 2014 | 2015 | 2016 | 2017 | 2018 | 2019 | 2020 | 2021 | 2022 | 2023 | 2024 | 2025 | 2026 | 2027 | 2028 | 2029 | 2030 | 2031 | 2032 | 2033 | 2034 | 2035 | 2036 | 2037 | 2038
| 0 | [33 empty] | Long Jetty 66_11kV Spots and Transfers |  | Ourimbah 132_66kV Tx11 | 0 | 0 | 0 | 0 | 22.442 | 0 | 0 | -0.026793 | -0.014488 | 0.024166 | 0.05336 | 0.072463 | 0.29279 | 0.42574 | 0.40516 | 0.39457 | 0.40856 | 0.39521 | 0.44698 | 0.453 | 0.48262 | 0.50335 | 0.50444 | 0.50664 | 0.51647 | 0.52645 | 0.53656 | 0.54682 | 0.55722 | 0.56777 | 0.57846 | 0.58931
| Diversity Factor: 0 | [33 empty] | Long Jetty 66_11kV Spots and Transfers |  | Ourimbah 132_66kV Tx12 | 0 | 0 | 0 | 0 | 22.3816 | 0 | 0 | -0.026721 | -0.014449 | 0.024101 | 0.053217 | 0.072268 | 0.292 | 0.42459 | 0.40407 | 0.3935 | 0.40746 | 0.39414 | 0.44577 | 0.45178 | 0.48132 | 0.50199 | 0.50309 | 0.50527 | 0.51508 | 0.52503 | 0.53512 | 0.54535 | 0.55572 | 0.56624 | 0.57691 | 0.58773
0
Diversity Factor: 0
0
Diversity Factor: 0
0
Diversity Factor: 0
0
Diversity Factor: 0
0
Diversity Factor: 0
0
Diversity Factor: 0
0
Diversity Factor: 0
| Weather Correction and Public Holiday Factors | [8 empty] | Forecast ROG
ROG Justification
| Actual loads for season 2013 have been weather corrected by the following: | [6 empty] | 8.071% |  | Weighted ROG calculation based on downstream zone substations and customers | [59 empty] | Weighted ROG calculation based on downstream zone substations and customers
1 | 2 | 3 | 4 | 5 | 6 | 7 | 8 | 9 | 10 | 2014 | 2015 | 2016 | 2017 | 2018 | 2019 | 2020 | 2021 | 2022 | 2023 | 2024 | 2025 | 2026 | 2027 | 2028 | 2029 | 2030 | 2031 | 2032 | 2033 | 2034 | 2035 | 2036 | 2037 | 2038
0.96971 | 0.94055 | 0.92178 | 0.9126 | 0.9126 | 0.9126 | 0.9126 | 0.9126 | 0.9126 | 0.9126 | -3.029% | -3.007% | -1.996% | -0.996% | 0% | 0% | 0% | 0% | 0% | 0% | 0% | 0% | 0% | 0% | 0% | 0% | 0% | 0% | 0% | 0% | 0% | 0% | 0% | 0% | 0%
Substation Load Detail
[7 empty] | Units | 2013 |  | 2014 | 2015 | 2016 | 2017 | 2018 | 2019 | 2020 | 2021 | 2022 | 2023 | 2024 | 2025 | 2026 | 2027 | 2028 | 2029 | 2030 | 2031 | 2032 | 2033 | 2034 | 2035 | 2036 | 2037 | 2038
1 | Ourimbah 132_66kV | Compensated |  | Load (LV side) |  |  | Amps | 402 |  | 418.7905 | 405.9368 | 398.269 | 395.2621 | 396.5655 | 401.832 | 409.4899 | 416.7776 | 423.8749 | 431.2239 | 438.3328 | 446.3728 | 454.5213 | 463.2025 | 472.2568 | 481.3307 | 490.4442 | 499.7345 | 509.2043 | 518.8561 | 528.6925 | 538.716 | 548.9292 | 559.3349 | 569.9358
|  |  |  | Apparent Power |  |  | MVA | 45.9308 |  | 47.8742 | 46.4048 | 45.5283 | 45.1845 | 45.3335 | 45.9356 | 46.811 | 47.6441 | 48.4554 | 49.2955 | 50.1082 | 51.0273 | 51.9588 | 52.9512 | 53.9862 | 55.0235 | 56.0653 | 57.1273 | 58.2099 | 59.3132 | 60.4377 | 61.5835 | 62.751 | 63.9406 | 65.1524
|  |  |  | Real Power |  |  | MW | 44.6084 | 48.2 | 46.6865 | 45.2537 | 44.3987 | 44.0631 | 44.2078 | 44.7926 | 45.6429 | 46.4522 | 47.2402 | 48.0562 | 48.8456 | 49.7383 | 50.6431 | 51.6071 | 52.6124 | 53.6199 | 54.6319 | 55.6634 | 56.7149 | 57.7865 | 58.8787 | 59.9917 | 61.1257 | 62.281 | 63.4581
|  |  |  | Reactive Power |  |  | MVAr | 10.9421 |  | 10.5975 | 10.2718 | 10.0786 | 10.0043 | 10.0398 | 10.1833 | 10.3919 | 10.5904 | 10.7837 | 10.9838 | 11.1775 | 11.3964 | 11.6184 | 11.8548 | 12.1014 | 12.3486 | 12.5968 | 12.8498 | 13.1077 | 13.3706 | 13.6385 | 13.9115 | 14.1897 | 14.4731 | 14.7618
|  |  |  | Capacitors In Service |  |  | MVAr | 0 |  | 0 | 0 | 0 | 0 | 0 | 0 | 0 | 0 | 0 | 0 | 0 | 0 | 0 | 0 | 0 | 0 | 0 | 0 | 0 | 0 | 0 | 0 | 0 | 0 | 0
|  |  |  | PF |  |  |  | 0.97121 |  | 0.97519 | 0.97519 | 0.97519 | 0.97518 | 0.97517 | 0.97512 | 0.97505 | 0.97498 | 0.97492 | 0.97486 | 0.9748 | 0.97474 | 0.97468 | 0.97462 | 0.97455 | 0.97449 | 0.97443 | 0.97437 | 0.97432 | 0.97426 | 0.97421 | 0.97415 | 0.9741 | 0.97405 | 0.97399
0.95024 | Diversity Factor: 0.95 | Uncompensated |  | Reactive Power |  |  | MVAr | 10.9421 | 11.8231 | 10.5975 | 10.2718 | 10.0786 | 10.0043 | 10.0398 | 10.1833 | 10.3919 | 10.5904 | 10.7837 | 10.9838 | 11.1775 | 11.3964 | 11.6184 | 11.8548 | 12.1014 | 12.3486 | 12.5968 | 12.8498 | 13.1077 | 13.3706 | 13.6385 | 13.9115 | 14.1897 | 14.4731 | 14.7618
|  |  |  | PF |  |  |  | 0.97121 |  | 0.97519 | 0.97519 | 0.97519 | 0.97518 | 0.97517 | 0.97512 | 0.97505 | 0.97498 | 0.97492 | 0.97486 | 0.9748 | 0.97474 | 0.97468 | 0.97462 | 0.97455 | 0.97449 | 0.97443 | 0.97437 | 0.97432 | 0.97426 | 0.97421 | 0.97415 | 0.9741 | 0.97405 | 0.97399
[10 empty] | 1 | 2 | 3 | 4 | 5 | 6 | 7 | 8 | 9 | 10 | 11 | 12 | 13 | 14 | 15 | 16 | 17 | 18 | 19 | 20 | 21 | 22 | 23 | 24 | 25
Transformer Load Detail
[7 empty] | Units | 2013 |  | 2014 | 2015 | 2016 | 2017 | 2018 | 2019 | 2020 | 2021 | 2022 | 2023 | 2024 | 2025 | 2026 | 2027 | 2028 | 2029 | 2030 | 2031 | 2032 | 2033 | 2034 | 2035 | 2036 | 2037 | 2038
| 0 | Compensated |  | Load (LV side) |  |  | Amps
|  |  |  | Apparent Power |  |  | MVA
|  |  |  | Real Power |  |  | MW
|  |  |  | Reactive Power |  |  | MVAr
|  |  |  | Capacitors In Service |  |  | MVAr
PF
| Zone Div: | Uncompensated |  | Reactive Power |  |  | MVAr
PF
| 0 | Compensated |  | Load (LV side) |  |  | Amps
|  |  |  | Apparent Power |  |  | MVA
|  |  |  | Real Power |  |  | MW
|  |  |  | Reactive Power |  |  | MVAr
|  |  |  | Capacitors In Service |  |  | MVAr
PF
| Zone Div: | Uncompensated |  | Reactive Power |  |  | MVAr
PF
| 0 | Compensated |  | Load (LV side) |  |  | Amps
|  |  |  | Apparent Power |  |  | MVA
|  |  |  | Real Power |  |  | MW
|  |  |  | Reactive Power |  |  | MVAr
|  |  |  | Capacitors In Service |  |  | MVAr
PF
| Zone Div: | Uncompensated |  | Reactive Power |  |  | MVAr
PF
| 0 | Compensated |  | Load (LV side) |  |  | Amps
|  |  |  | Apparent Power |  |  | MVA
|  |  |  | Real Power |  |  | MW
|  |  |  | Reactive Power |  |  | MVAr
|  |  |  | Capacitors In Service |  |  | MVAr
PF
| Zone Div: | Uncompensated |  | Reactive Power |  |  | MVAr
PF
| 0 | Compensated |  | Load (LV side) |  |  | Amps
|  |  |  | Apparent Power |  |  | MVA
|  |  |  | Real Power |  |  | MW
|  |  |  | Reactive Power |  |  | MVAr
|  |  |  | Capacitors In Service |  |  | MVAr
PF
| Zone Div: | Uncompensated |  | Reactive Power |  |  | MVAr
PF
| 0 | Compensated |  | Load (LV side) |  |  | Amps
|  |  |  | Apparent Power |  |  | MVA
|  |  |  | Real Power |  |  | MW
|  |  |  | Reactive Power |  |  | MVAr
|  |  |  | Capacitors In Service |  |  | MVAr
PF
| Zone Div: | Uncompensated |  | Reactive Power |  |  | MVAr
PF
| 0 | Compensated |  | Load (LV side) |  |  | Amps
|  |  |  | Apparent Power |  |  | MVA
|  |  |  | Real Power |  |  | MW
|  |  |  | Reactive Power |  |  | MVAr
|  |  |  | Capacitors In Service |  |  | MVAr
PF
| Zone Div: | Uncompensated |  | Reactive Power |  |  | MVAr
PF
| 0 | Compensated |  | Load (LV side) |  |  | Amps
|  |  |  | Apparent Power |  |  | MVA
|  |  |  | Real Power |  |  | MW
|  |  |  | Reactive Power |  |  | MVAr
|  |  |  | Capacitors In Service |  |  | MVAr
PF
| Zone Div: | Uncompensated |  | Reactive Power |  |  | MVAr
PF
| 0 | Compensated |  | Load (LV side) |  |  | Amps
|  |  |  | Apparent Power |  |  | MVA
|  |  |  | Real Power |  |  | MW
|  |  |  | Reactive Power |  |  | MVAr
|  |  |  | Capacitors In Service |  |  | MVAr
PF
| Zone Div: | Uncompensated |  | Reactive Power |  |  | MVAr
PF
| 0 | Compensated |  | Load (LV side) |  |  | Amps
|  |  |  | Apparent Power |  |  | MVA
|  |  |  | Real Power |  |  | MW
|  |  |  | Reactive Power |  |  | MVAr
|  |  |  | Capacitors In Service |  |  | MVAr
PF
| Zone Div: | Uncompensated |  | Reactive Power |  |  | MVAr
PF

## Peakhurst 132_33kV
| Peakhurst 132_33kV | [16 empty] | 2014 | WINTER
| Substation Total Loads | [33 empty] | Spots & Transfers Detail
| Historical Loads | (MW) | [7 empty] | Weather Corrected Forecast Loads |  |  |  | (MW) | [20 empty] | Spots & Transfers Summary | (MW) |  | Historical Spots & Transfers | [6 empty] | Forecast Spots & Transfers
|  | 2007 | 2008 | 2009 | 2010 | 2011 | 2012 | 2013 |  | 2014 | 2015 | 2016 | 2017 | 2018 | 2019 | 2020 | 2021 | 2022 | 2023 | 2024 | 2025 | 2026 | 2027 | 2028 | 2029 | 2030 | 2031 | 2032 | 2033 | 2034 | 2035 | 2036 | 2037 | 2038 |  |  |  | 2007 | 2008 | 2009 | 2010 | 2011 | 2012 | 2013 | 2014 | 2015 | 2016 | 2017 | 2018 | 2019 | 2020 | 2021 | 2022 | 2023 | 2024 | 2025 | 2026 | 2027 | 2028 | 2029 | 2030 | 2031 | 2032 | 2033 | 2034 | 2035 | 2036 | 2037 | 2038
| Total | 265 | 264 | 233.8 | 185 | 161.7999 | 141.7999 | 140.2 |  | 140.9743 | 126.9193 | 125.2906 | 124.9674 | 126.3412 | 127.7933 | 130.1635 | 132.4808 | 134.7264 | 137.0644 | 139.3224 | 141.9185 | 144.5531 | 147.3739 | 150.3269 | 153.2851 | 156.2584 | 159.294 | 162.3928 | 165.5557 | 168.7836 | 172.0775 | 175.4383 | 178.8669 | 182.3644 |  |  | Total | 0 | 1.9861 | 0 | -63.4536 | -16.7266 | 1.0041 | 0.56883 | 0.51411 | -9.7384 | 0.95036 | 0.9472 | 1.3738 | 1.4521 | 2.3701 | 2.3174 | 2.2456 | 2.338 | 2.258 | 2.5961 | 2.6346 | 2.8208 | 2.953 | 2.9582 | 2.9733 | 3.0356 | 3.0988 | 3.1629 | 3.2279 | 3.2939 | 3.3608 | 3.4287 | 3.4975
| Firm Rating | 0 | 0 | 0 | 260 | 260 | 233.2 | 233.2 |  | 233.2 | 233.2 | 233.2 | 233.2 | 233.2 | 233.2 | 233.2 | 233.2 | 233.2 | 233.2 | 233.2 | 233.2 | 233.2 | 233.2 | 233.2 | 233.2 | 233.2 | 233.2 | 233.2 | 233.2 | 233.2 | 233.2 | 233.2 | 233.2 | 233.2
| Total Capacity | 0 | 0 | 0 | 350 | 350 | 350 | 350 |  | 350 | 350 | 350 | 350 | 350 | 350 | 350 | 350 | 350 | 350 | 350 | 350 | 350 | 350 | 350 | 350 | 350 | 350 | 350 | 350 | 350 | 350 | 350 | 350 | 350 |  |  | Peakhurst 132_33kV Tx2 | 0 | 0 | 0 | 0 | 0 | 0 | 0 | 0 | 0 | 0 | 0 | 0 | 0 | 0 | 0 | 0 | 0 | 0 | 0 | 0 | 0 | 0 | 0 | 0 | 0 | 0 | 0 | 0 | 0 | 0 | 0 | 0
|  | -7 | -6 | -5 | -4 | -3 | -2 | -1 |  | 0 | 1 | 2 | 3 | 4 | 5 | 6 | 7 | 8 | 9 | 10 | 11 | 12 | 13 | 14 | 15 | 16 | 17 | 18 | 19 | 20 | 21 | 22 | 23 | 24 |  |  | Peakhurst 132_33kV Tx3 | 0 | 1.0809 | 0 | -34.5335 | -9.1032 | 0.54644 | 0.30958 | 0.2798 | -5.2999 | 0.51721 | 0.5155 | 0.74769 | 0.79029 | 1.2899 | 1.2612 | 1.2221 | 1.2724 | 1.2289 | 1.4129 | 1.4338 | 1.5352 | 1.6071 | 1.6099 | 1.6182 | 1.6521 | 1.6865 | 1.7213 | 1.7567 | 1.7926 | 1.8291 | 1.866 | 1.9035
| Transformer Loads | [35 empty] | Peakhurst 132_33kV Tx4 | 0 | 0.90522 | 0 | -28.9201 | -7.6235 | 0.45762 | 0.25925 | 0.23432 | -4.4384 | 0.43314 | 0.4317 | 0.62615 | 0.66183 | 1.0802 | 1.0562 | 1.0235 | 1.0656 | 1.0291 | 1.1832 | 1.2008 | 1.2856 | 1.3459 | 1.3482 | 1.3551 | 1.3835 | 1.4123 | 1.4415 | 1.4712 | 1.5012 | 1.5317 | 1.5627 | 1.5941
| Historical Loads | (MW) | [7 empty] | 0: Weather Corrected Forecast Loads; 4: (MW) |  |  |  | 0 | 0 | 0 | 0 | 0 | 0 | 0 | 0 | 0 | 0 | 0 | 0 | 0 | 0 | 0 | 0 | 0 | 0 | 0 | 0 | 0 | 0 | 0 | 0 | 0 | 0 | 0 | 0 | 0 | 0 | 0 | 0
|  | 2007 | 2008 | 2009 | 2010 | 2011 | 2012 | 2013 |  | 2014 | 2015 | 2016 | 2017 | 2018 | 2019 | 2020 | 2021 | 2022 | 2023 | 2024 | 2025 | 2026 | 2027 | 2028 | 2029 | 2030 | 2031 | 2032 | 2033 | 2034 | 2035 | 2036 | 2037 | 2038 |  |  |  | 0 | 0 | 0 | 0 | 0 | 0 | 0 | 0 | 0 | 0 | 0 | 0 | 0 | 0 | 0 | 0 | 0 | 0 | 0 | 0 | 0 | 0 | 0 | 0 | 0 | 0 | 0 | 0 | 0 | 0 | 0 | 0
| 0 | [36 empty] | 0 | 0 | 0 | 0 | 0 | 0 | 0 | 0 | 0 | 0 | 0 | 0 | 0 | 0 | 0 | 0 | 0 | 0 | 0 | 0 | 0 | 0 | 0 | 0 | 0 | 0 | 0 | 0 | 0 | 0 | 0 | 0
| Diversity Factor: 0 | [36 empty] | 0 | 0 | 0 | 0 | 0 | 0 | 0 | 0 | 0 | 0 | 0 | 0 | 0 | 0 | 0 | 0 | 0 | 0 | 0 | 0 | 0 | 0 | 0 | 0 | 0 | 0 | 0 | 0 | 0 | 0 | 0 | 0
[38 empty] | 0 | 0 | 0 | 0 | 0 | 0 | 0 | 0 | 0 | 0 | 0 | 0 | 0 | 0 | 0 | 0 | 0 | 0 | 0 | 0 | 0 | 0 | 0 | 0 | 0 | 0 | 0 | 0 | 0 | 0 | 0 | 0
[38 empty] | 0 | 0 | 0 | 0 | 0 | 0 | 0 | 0 | 0 | 0 | 0 | 0 | 0 | 0 | 0 | 0 | 0 | 0 | 0 | 0 | 0 | 0 | 0 | 0 | 0 | 0 | 0 | 0 | 0 | 0 | 0 | 0
| 0 | [36 empty] | 0 | 0 | 0 | 0 | 0 | 0 | 0 | 0 | 0 | 0 | 0 | 0 | 0 | 0 | 0 | 0 | 0 | 0 | 0 | 0 | 0 | 0 | 0 | 0 | 0 | 0 | 0 | 0 | 0 | 0 | 0 | 0
Diversity Factor: 0
[38 empty] | Historical Spots & Transfers | [6 empty] | Forecast Spots & Transfers
[35 empty] | Project Name | From | To | 2007 | 2008 | 2009 | 2010 | 2011 | 2012 | 2013 | 2014 | 2015 | 2016 | 2017 | 2018 | 2019 | 2020 | 2021 | 2022 | 2023 | 2024 | 2025 | 2026 | 2027 | 2028 | 2029 | 2030 | 2031 | 2032 | 2033 | 2034 | 2035 | 2036 | 2037 | 2038
| 0 | [33 empty] | Arncliffe 33_11kV Spots and Transfers |  | Peakhurst 132_33kV Tx3 | 0 | -0.14162 | 0 | -2.8933 | 0.1506 | 0.066935 | -1.456 | 0.34491 | 1.1495 | 0.3351 | 0.081272 | 0.12118 | 0.094288 | 0.16937 | 0.1701 | 0.16373 | 0.16993 | 0.1604 | 0.18699 | 0.18921 | 0.20512 | 0.21559 | 0.2153 | 0.21512 | 0.21948 | 0.22391 | 0.2284 | 0.23295 | 0.23757 | 0.24226 | 0.24701 | 0.25183
| Diversity Factor: 0 | [33 empty] | Arncliffe 33_11kV Spots and Transfers |  | Peakhurst 132_33kV Tx4 | 0 | -0.1186 | 0 | -2.423 | 0.12612 | 0.056055 | -1.2193 | 0.28885 | 0.96269 | 0.28063 | 0.068062 | 0.10149 | 0.078961 | 0.14184 | 0.14245 | 0.13712 | 0.14231 | 0.13432 | 0.1566 | 0.15845 | 0.17178 | 0.18055 | 0.18031 | 0.18015 | 0.1838 | 0.18751 | 0.19127 | 0.19509 | 0.19896 | 0.20288 | 0.20686 | 0.21089
[35 empty] | Blakehurst 33_11kV Spots and Transfers |  | Peakhurst 132_33kV Tx3 | 0 | -1.1864 | 0 | -2.7253 | -0.812 | 0 | 0 | -0.0061003 | -0.0061417 | 0.033582 | 0.072746 | 0.10349 | 0.14907 | 0.21283 | 0.19889 | 0.19466 | 0.20229 | 0.19944 | 0.22359 | 0.22723 | 0.23969 | 0.24927 | 0.25047 | 0.25291 | 0.25803 | 0.26322 | 0.26849 | 0.27383 | 0.27925 | 0.28475 | 0.29032 | 0.29598
[35 empty] | Blakehurst 33_11kV Spots and Transfers |  | Peakhurst 132_33kV Tx4 | 0 | -0.99353 | 0 | -2.2823 | -0.68001 | 0 | 0 | -0.0051087 | -0.0051433 | 0.028123 | 0.060921 | 0.08667 | 0.12484 | 0.17823 | 0.16656 | 0.16302 | 0.16941 | 0.16702 | 0.18725 | 0.19029 | 0.20073 | 0.20875 | 0.20976 | 0.2118 | 0.21609 | 0.22044 | 0.22485 | 0.22932 | 0.23386 | 0.23846 | 0.24313 | 0.24787
| 0 | [33 empty] | Carlton 33_11kV Spots and Transfers |  | Peakhurst 132_33kV Tx3 | 0 | -0.15106 | 0 | -24.3881 | 0 | 0 | 0 | 0 | 0 | 0 | 0 | 0 | 0 | 0 | 0 | 0 | 0 | 0 | 0 | 0 | 0 | 0 | 0 | 0 | 0 | 0 | 0 | 0 | 0 | 0 | 0 | 0
| Diversity Factor: 0 | [33 empty] | Carlton 33_11kV Spots and Transfers |  | Peakhurst 132_33kV Tx4 | 0 | -0.12651 | 0 | -20.4238 | 0 | 0 | 0 | 0 | 0 | 0 | 0 | 0 | 0 | 0 | 0 | 0 | 0 | 0 | 0 | 0 | 0 | 0 | 0 | 0 | 0 | 0 | 0 | 0 | 0 | 0 | 0 | 0
[35 empty] | Hurstville North 33_11kV Spots and Transfers |  | Peakhurst 132_33kV Tx3 | 0 | 1.0809 | 0 | 0 | -4.4852 | 0.47951 | 0 | 0 | -6.977 | 0 | 0 | 0 | 0 | 0 | 0 | 0 | 0 | 0 | 0 | 0 | 0 | 0 | 0 | 0 | 0 | 0 | 0 | 0 | 0 | 0 | 0 | 0
[35 empty] | Hurstville North 33_11kV Spots and Transfers |  | Peakhurst 132_33kV Tx4 | 0 | 0.90522 | 0 | 0 | -3.7561 | 0.40156 | 0 | 0 | -5.8429 | 0 | 0 | 0 | 0 | 0 | 0 | 0 | 0 | 0 | 0 | 0 | 0 | 0 | 0 | 0 | 0 | 0 | 0 | 0 | 0 | 0 | 0 | 0
| 0 | [33 empty] | Mortdale 33_11kV Spots and Transfers |  | Peakhurst 132_33kV Tx3 | 0 | 0 | 0 | 0 | 0 | 0 | 0 | 0.16586 | -0.015245 | 0.065077 | 0.14485 | 0.21061 | 0.2605 | 0.40071 | 0.38027 | 0.37126 | 0.38775 | 0.38362 | 0.43442 | 0.44219 | 0.46712 | 0.48682 | 0.48931 | 0.49495 | 0.50563 | 0.51646 | 0.52746 | 0.53861 | 0.54992 | 0.5614 | 0.57305 | 0.58487
| Diversity Factor: 0 | [33 empty] | Mortdale 33_11kV Spots and Transfers |  | Peakhurst 132_33kV Tx4 | 0 | 0 | 0 | 0 | 0 | 0 | 0 | 0.1389 | -0.012767 | 0.054499 | 0.12131 | 0.17637 | 0.21816 | 0.33557 | 0.31846 | 0.31091 | 0.32472 | 0.32126 | 0.36381 | 0.37031 | 0.39119 | 0.40769 | 0.40977 | 0.41449 | 0.42344 | 0.43251 | 0.44172 | 0.45106 | 0.46053 | 0.47015 | 0.4799 | 0.4898
[35 empty] | Riverwood 33_11kV Spots and Transfers |  | Peakhurst 132_33kV Tx3 | 0 | 0 | 0 | 0 | 0 | 0 | 0 | -0.19201 | 0.10551 | 0.029495 | 0.0738 | 0.1052 | 0.12271 | 0.21379 | 0.21481 | 0.20697 | 0.21587 | 0.20626 | 0.24079 | 0.24422 | 0.2636 | 0.27699 | 0.27704 | 0.27787 | 0.28385 | 0.28992 | 0.29607 | 0.30231 | 0.30864 | 0.31507 | 0.32158 | 0.3282
[35 empty] | Riverwood 33_11kV Spots and Transfers |  | Peakhurst 132_33kV Tx4 | 0 | 0 | 0 | 0 | 0 | 0 | 0 | -0.1608 | 0.088363 | 0.0247 | 0.061804 | 0.0881 | 0.10276 | 0.17903 | 0.1799 | 0.17333 | 0.18078 | 0.17273 | 0.20165 | 0.20453 | 0.22075 | 0.23196 | 0.23201 | 0.2327 | 0.23771 | 0.24279 | 0.24794 | 0.25317 | 0.25847 | 0.26385 | 0.26931 | 0.27485
| 0 | [33 empty] | Rockdale 33_11kV Spots and Transfers |  | Peakhurst 132_33kV Tx3 | 0 | 0.29269 | 0 | -0.28 | -2.7899 | 0 | 1.7656 | -0.031333 | 0.44633 | 0.0083805 | 0.049128 | 0.074341 | 0.05428 | 0.13806 | 0.15311 | 0.14424 | 0.14939 | 0.13255 | 0.16321 | 0.16414 | 0.1845 | 0.19652 | 0.19473 | 0.1919 | 0.19578 | 0.19972 | 0.20372 | 0.20777 | 0.21188 | 0.21604 | 0.22027 | 0.22455
| Diversity Factor: 0 | [33 empty] | Rockdale 33_11kV Spots and Transfers |  | Peakhurst 132_33kV Tx4 | 0 | 0.24511 | 0 | -0.23449 | -2.3364 | 0 | 1.4786 | -0.02624 | 0.37378 | 0.0070183 | 0.041142 | 0.062257 | 0.045457 | 0.11562 | 0.12822 | 0.1208 | 0.1251 | 0.11101 | 0.13668 | 0.13746 | 0.15451 | 0.16457 | 0.16308 | 0.16071 | 0.16396 | 0.16726 | 0.1706 | 0.174 | 0.17744 | 0.18093 | 0.18446 | 0.18805
[35 empty] | Sans Souci 33_11kV Spots and Transfers |  | Peakhurst 132_33kV Tx3 | 0 | 1.1864 | 0 | -4.2467 | -1.1667 | 0 | 0 | -0.0015281 | -0.0028928 | 0.045578 | 0.093695 | 0.13286 | 0.10945 | 0.15515 | 0.144 | 0.14125 | 0.14718 | 0.1466 | 0.1639 | 0.16684 | 0.17515 | 0.18195 | 0.18308 | 0.18543 | 0.1893 | 0.19323 | 0.19722 | 0.20126 | 0.20537 | 0.20953 | 0.21375 | 0.21803
[35 empty] | Sans Souci 33_11kV Spots and Transfers |  | Peakhurst 132_33kV Tx4 | 0 | 0.99353 | 0 | -3.5564 | -0.97703 | 0 | 0 | -0.0012797 | -0.0024225 | 0.038169 | 0.078465 | 0.11127 | 0.091662 | 0.12993 | 0.12059 | 0.11829 | 0.12325 | 0.12277 | 0.13726 | 0.13972 | 0.14668 | 0.15237 | 0.15332 | 0.15529 | 0.15853 | 0.16182 | 0.16516 | 0.16855 | 0.17198 | 0.17547 | 0.179 | 0.18259
0
Diversity Factor: 0
0
Diversity Factor: 0
0
Diversity Factor: 0
0
Diversity Factor: 0
| Weather Correction and Public Holiday Factors | [8 empty] | Forecast ROG
ROG Justification
| Actual loads for season 2013 have been weather corrected by the following: | [6 empty] | 2.504% |  | Weighted ROG calculation based on downstream zone substations and customers | [59 empty] | Weighted ROG calculation based on downstream zone substations and customers
1 | 2 | 3 | 4 | 5 | 6 | 7 | 8 | 9 | 10 | 2014 | 2015 | 2016 | 2017 | 2018 | 2019 | 2020 | 2021 | 2022 | 2023 | 2024 | 2025 | 2026 | 2027 | 2028 | 2029 | 2030 | 2031 | 2032 | 2033 | 2034 | 2035 | 2036 | 2037 | 2038
0.97023 | 0.94052 | 0.92141 | 0.91207 | 0.91207 | 0.91207 | 0.91207 | 0.91207 | 0.91207 | 0.91207 | -2.977% | -3.062% | -2.032% | -1.014% | 0% | 0% | 0% | 0% | 0% | 0% | 0% | 0% | 0% | 0% | 0% | 0% | 0% | 0% | 0% | 0% | 0% | 0% | 0% | 0% | 0%
Substation Load Detail
[7 empty] | Units | 2013 |  | 2014 | 2015 | 2016 | 2017 | 2018 | 2019 | 2020 | 2021 | 2022 | 2023 | 2024 | 2025 | 2026 | 2027 | 2028 | 2029 | 2030 | 2031 | 2032 | 2033 | 2034 | 2035 | 2036 | 2037 | 2038
1 | Peakhurst 132_33kV | Compensated |  | Load (LV side) |  |  | Amps | 2541 |  | 2472.48 | 2222.16 | 2193.32 | 2187.6 | 2211.92 | 2237.66 | 2279.74 | 2320.94 | 2360.93 | 2402.63 | 2442.96 | 2489.4 | 2536.59 | 2578.37 | 2630.13 | 2682.09 | 2734.44 | 2788.01 | 2842.8 | 2898.83 | 2956.12 | 3014.7 | 3074.56 | 3135.74 | 3198.25
|  |  |  | Apparent Power |  |  | MVA | 145.2585 |  | 141.3212 | 127.0136 | 125.3651 | 125.0383 | 126.4286 | 127.8998 | 130.3046 | 132.6599 | 134.9457 | 137.3292 | 139.6344 | 142.2886 | 144.986 | 147.3741 | 150.3322 | 153.3025 | 156.2948 | 159.3562 | 162.4879 | 165.6906 | 168.9654 | 172.3133 | 175.7351 | 179.2319 | 182.8048
|  |  |  | Real Power |  |  | MW | 140.2 | 144.77 | 140.9743 | 126.9193 | 125.2906 | 124.9674 | 126.3412 | 127.7933 | 130.1635 | 132.4808 | 134.7264 | 137.0644 | 139.3224 | 141.9185 | 144.5531 | 147.3739 | 150.3269 | 153.2851 | 156.2584 | 159.294 | 162.3928 | 165.5557 | 168.7836 | 172.0775 | 175.4383 | 178.8669 | 182.3644
|  |  |  | Reactive Power |  |  | MVAr | 37.9997 |  | 9.8964 | 4.8955 | 4.3222 | 4.2106 | 4.7005 | 5.2184 | 6.0637 | 6.8901 | 7.6909 | 8.5247 | 9.33 | 10.2559 | 11.1954 | 0.20144 | 1.2546 | 2.3096 | 3.3699 | 4.4525 | 5.5577 | 6.6856 | 7.8368 | 9.0115 | 10.2101 | 11.4328 | 12.6802
|  |  |  | Capacitors In Service |  |  | MVAr | 12 |  | 40 | 40 | 40 | 40 | 40 | 40 | 40 | 40 | 40 | 40 | 40 | 40 | 40 | 52 | 52 | 52 | 52 | 52 | 52 | 52 | 52 | 52 | 52 | 52 | 52
|  |  |  | PF |  |  |  | 0.96518 |  | 0.99755 | 0.99926 | 0.9994 | 0.99943 | 0.99931 | 0.99917 | 0.99892 | 0.99865 | 0.99838 | 0.99807 | 0.99777 | 0.9974 | 0.99701 | 1 | 0.99996 | 0.99989 | 0.99977 | 0.99961 | 0.99942 | 0.99919 | 0.99892 | 0.99863 | 0.99831 | 0.99796 | 0.99759
0.91368 | Diversity Factor: 0.91 | Uncompensated |  | Reactive Power |  |  | MVAr | 49.9997 | 51.2384 | 49.8964 | 44.8955 | 44.3222 | 44.2106 | 44.7005 | 45.2184 | 46.0637 | 46.8901 | 47.6909 | 48.5247 | 49.33 | 50.2559 | 51.1954 | 52.2014 | 53.2546 | 54.3096 | 55.3699 | 56.4525 | 57.5577 | 58.6856 | 59.8368 | 61.0115 | 62.2101 | 63.4328 | 64.6802
|  |  |  | PF |  |  |  | 0.94189 |  | 0.94269 | 0.94276 | 0.94275 | 0.94274 | 0.94273 | 0.94272 | 0.94271 | 0.94269 | 0.94268 | 0.94267 | 0.94266 | 0.94264 | 0.94263 | 0.94261 | 0.9426 | 0.94259 | 0.94257 | 0.94256 | 0.94255 | 0.94254 | 0.94252 | 0.94251 | 0.9425 | 0.94249 | 0.94248
[10 empty] | 1 | 2 | 3 | 4 | 5 | 6 | 7 | 8 | 9 | 10 | 11 | 12 | 13 | 14 | 15 | 16 | 17 | 18 | 19 | 20 | 21 | 22 | 23 | 24 | 25
Transformer Load Detail
[7 empty] | Units | 2013 |  | 2014 | 2015 | 2016 | 2017 | 2018 | 2019 | 2020 | 2021 | 2022 | 2023 | 2024 | 2025 | 2026 | 2027 | 2028 | 2029 | 2030 | 2031 | 2032 | 2033 | 2034 | 2035 | 2036 | 2037 | 2038
| 0 | Compensated |  | Load (LV side) |  |  | Amps
|  |  |  | Apparent Power |  |  | MVA
|  |  |  | Real Power |  |  | MW
|  |  |  | Reactive Power |  |  | MVAr
|  |  |  | Capacitors In Service |  |  | MVAr
PF
| Zone Div: | Uncompensated |  | Reactive Power |  |  | MVAr
PF
| 0 | Compensated |  | Load (LV side) |  |  | Amps
|  |  |  | Apparent Power |  |  | MVA
|  |  |  | Real Power |  |  | MW
|  |  |  | Reactive Power |  |  | MVAr
|  |  |  | Capacitors In Service |  |  | MVAr
PF
| Zone Div: | Uncompensated |  | Reactive Power |  |  | MVAr
PF
| 0 | Compensated |  | Load (LV side) |  |  | Amps
|  |  |  | Apparent Power |  |  | MVA
|  |  |  | Real Power |  |  | MW
|  |  |  | Reactive Power |  |  | MVAr
|  |  |  | Capacitors In Service |  |  | MVAr
PF
| Zone Div: | Uncompensated |  | Reactive Power |  |  | MVAr
PF
| 0 | Compensated |  | Load (LV side) |  |  | Amps
|  |  |  | Apparent Power |  |  | MVA
|  |  |  | Real Power |  |  | MW
|  |  |  | Reactive Power |  |  | MVAr
|  |  |  | Capacitors In Service |  |  | MVAr
PF
| Zone Div: | Uncompensated |  | Reactive Power |  |  | MVAr
PF
| 0 | Compensated |  | Load (LV side) |  |  | Amps
|  |  |  | Apparent Power |  |  | MVA
|  |  |  | Real Power |  |  | MW
|  |  |  | Reactive Power |  |  | MVAr
|  |  |  | Capacitors In Service |  |  | MVAr
PF
| Zone Div: | Uncompensated |  | Reactive Power |  |  | MVAr
PF
| 0 | Compensated |  | Load (LV side) |  |  | Amps
|  |  |  | Apparent Power |  |  | MVA
|  |  |  | Real Power |  |  | MW
|  |  |  | Reactive Power |  |  | MVAr
|  |  |  | Capacitors In Service |  |  | MVAr
PF
| Zone Div: | Uncompensated |  | Reactive Power |  |  | MVAr
PF
| 0 | Compensated |  | Load (LV side) |  |  | Amps
|  |  |  | Apparent Power |  |  | MVA
|  |  |  | Real Power |  |  | MW
|  |  |  | Reactive Power |  |  | MVAr
|  |  |  | Capacitors In Service |  |  | MVAr
PF
| Zone Div: | Uncompensated |  | Reactive Power |  |  | MVAr
PF
| 0 | Compensated |  | Load (LV side) |  |  | Amps
|  |  |  | Apparent Power |  |  | MVA
|  |  |  | Real Power |  |  | MW
|  |  |  | Reactive Power |  |  | MVAr
|  |  |  | Capacitors In Service |  |  | MVAr
PF
| Zone Div: | Uncompensated |  | Reactive Power |  |  | MVAr
PF
| 0 | Compensated |  | Load (LV side) |  |  | Amps
|  |  |  | Apparent Power |  |  | MVA
|  |  |  | Real Power |  |  | MW
|  |  |  | Reactive Power |  |  | MVAr
|  |  |  | Capacitors In Service |  |  | MVAr
PF
| Zone Div: | Uncompensated |  | Reactive Power |  |  | MVAr
PF
| 0 | Compensated |  | Load (LV side) |  |  | Amps
|  |  |  | Apparent Power |  |  | MVA
|  |  |  | Real Power |  |  | MW
|  |  |  | Reactive Power |  |  | MVAr
|  |  |  | Capacitors In Service |  |  | MVAr
PF
| Zone Div: | Uncompensated |  | Reactive Power |  |  | MVAr
PF

## Port Hacking 132_33kV
| Port Hacking 132_33kV | [16 empty] | 2014 | WINTER
| Substation Total Loads | [33 empty] | Spots & Transfers Detail
| Historical Loads | (MW) | [7 empty] | Weather Corrected Forecast Loads |  |  |  | (MW) | [20 empty] | Spots & Transfers Summary | (MW) |  | Historical Spots & Transfers | [6 empty] | Forecast Spots & Transfers
|  | 2007 | 2008 | 2009 | 2010 | 2011 | 2012 | 2013 |  | 2014 | 2015 | 2016 | 2017 | 2018 | 2019 | 2020 | 2021 | 2022 | 2023 | 2024 | 2025 | 2026 | 2027 | 2028 | 2029 | 2030 | 2031 | 2032 | 2033 | 2034 | 2035 | 2036 | 2037 | 2038 |  |  |  | 2007 | 2008 | 2009 | 2010 | 2011 | 2012 | 2013 | 2014 | 2015 | 2016 | 2017 | 2018 | 2019 | 2020 | 2021 | 2022 | 2023 | 2024 | 2025 | 2026 | 2027 | 2028 | 2029 | 2030 | 2031 | 2032 | 2033 | 2034 | 2035 | 2036 | 2037 | 2038
| Total | 111.5 | 117.42 | 109.49 | 101.83 | 122.51 | 112.0134 | 77.9563 |  | 87.1377 | 61.1189 | 60.0972 | 59.6891 | 59.8438 | 60.0786 | 60.706 | 61.3683 | 62.001 | 62.6672 | 63.3021 | 64.0641 | 64.8387 | 65.6812 | 66.5716 | 67.4616 | 68.3556 | 69.2709 | 70.208 | 71.1671 | 72.1487 | 73.1529 | 74.1801 | 75.2308 | 76.3052 |  |  | Total | -1.6896 | 0 | -15 | -4.0862 | -4.6972 | 0 | -32.0957 | -0.054837 | -23.837 | -0.0064442 | 0.090115 | 0.15471 | 0.2348 | 0.62741 | 0.6623 | 0.63266 | 0.66619 | 0.63493 | 0.76198 | 0.77456 | 0.84249 | 0.89041 | 0.89007 | 0.89395 | 0.91535 | 0.93708 | 0.95913 | 0.98151 | 1.0042 | 1.0273 | 1.0507 | 1.0744
| Firm Rating | 0 | 0 | 0 | 120 | 120 | 137.41 | 137.41 |  | 137.41 | 137.41 | 137.41 | 137.41 | 137.41 | 137.41 | 137.41 | 137.41 | 137.41 | 137.41 | 137.41 | 137.41 | 137.41 | 137.41 | 137.41 | 137.41 | 137.41 | 137.41 | 137.41 | 137.41 | 137.41 | 137.41 | 137.41 | 137.41 | 137.41
| Total Capacity | 0 | 0 | 0 | 206 | 206 | 206 | 206 |  | 206 | 206 | 206 | 206 | 206 | 206 | 206 | 206 | 206 | 206 | 206 | 206 | 206 | 206 | 206 | 206 | 206 | 206 | 206 | 206 | 206 | 206 | 206 | 206 | 206 |  |  | Port Hacking 132_33kV Tx1 | -0.84479 | 0 | -7.5 | -2.0431 | -2.3486 | 0 | -16.0479 | -0.027419 | -11.9185 | -0.0032221 | 0.045058 | 0.077354 | 0.1174 | 0.3137 | 0.33115 | 0.31633 | 0.33309 | 0.31746 | 0.38099 | 0.38728 | 0.42125 | 0.44521 | 0.44504 | 0.44697 | 0.45768 | 0.46854 | 0.47957 | 0.49075 | 0.50211 | 0.51363 | 0.52533 | 0.5372
|  | -7 | -6 | -5 | -4 | -3 | -2 | -1 |  | 0 | 1 | 2 | 3 | 4 | 5 | 6 | 7 | 8 | 9 | 10 | 11 | 12 | 13 | 14 | 15 | 16 | 17 | 18 | 19 | 20 | 21 | 22 | 23 | 24 |  |  | Port Hacking 132_33kV Tx2 | 0 | 0 | 0 | 0 | 0 | 0 | 0 | 0 | 0 | 0 | 0 | 0 | 0 | 0 | 0 | 0 | 0 | 0 | 0 | 0 | 0 | 0 | 0 | 0 | 0 | 0 | 0 | 0 | 0 | 0 | 0 | 0
| Transformer Loads | [35 empty] | Port Hacking 132_33kV Tx3 | -0.84479 | 0 | -7.5 | -2.0431 | -2.3486 | 0 | -16.0479 | -0.027419 | -11.9185 | -0.0032221 | 0.045058 | 0.077354 | 0.1174 | 0.3137 | 0.33115 | 0.31633 | 0.33309 | 0.31746 | 0.38099 | 0.38728 | 0.42125 | 0.44521 | 0.44504 | 0.44697 | 0.45768 | 0.46854 | 0.47957 | 0.49075 | 0.50211 | 0.51363 | 0.52533 | 0.5372
| Historical Loads | (MW) | [7 empty] | Weather Corrected Forecast Loads |  |  |  | (MW) | [23 empty] | 0 | 0 | 0 | 0 | 0 | 0 | 0 | 0 | 0 | 0 | 0 | 0 | 0 | 0 | 0 | 0 | 0 | 0 | 0 | 0 | 0 | 0 | 0 | 0 | 0 | 0 | 0 | 0 | 0 | 0 | 0 | 0
|  | 2007 | 2008 | 2009 | 2010 | 2011 | 2012 | 2013 |  | 2014 | 2015 | 2016 | 2017 | 2018 | 2019 | 2020 | 2021 | 2022 | 2023 | 2024 | 2025 | 2026 | 2027 | 2028 | 2029 | 2030 | 2031 | 2032 | 2033 | 2034 | 2035 | 2036 | 2037 | 2038 |  |  |  | 0 | 0 | 0 | 0 | 0 | 0 | 0 | 0 | 0 | 0 | 0 | 0 | 0 | 0 | 0 | 0 | 0 | 0 | 0 | 0 | 0 | 0 | 0 | 0 | 0 | 0 | 0 | 0 | 0 | 0 | 0 | 0
| 0 | [36 empty] | 0 | 0 | 0 | 0 | 0 | 0 | 0 | 0 | 0 | 0 | 0 | 0 | 0 | 0 | 0 | 0 | 0 | 0 | 0 | 0 | 0 | 0 | 0 | 0 | 0 | 0 | 0 | 0 | 0 | 0 | 0 | 0
| Diversity Factor: 0 | [36 empty] | 0 | 0 | 0 | 0 | 0 | 0 | 0 | 0 | 0 | 0 | 0 | 0 | 0 | 0 | 0 | 0 | 0 | 0 | 0 | 0 | 0 | 0 | 0 | 0 | 0 | 0 | 0 | 0 | 0 | 0 | 0 | 0
[38 empty] | 0 | 0 | 0 | 0 | 0 | 0 | 0 | 0 | 0 | 0 | 0 | 0 | 0 | 0 | 0 | 0 | 0 | 0 | 0 | 0 | 0 | 0 | 0 | 0 | 0 | 0 | 0 | 0 | 0 | 0 | 0 | 0
[38 empty] | 0 | 0 | 0 | 0 | 0 | 0 | 0 | 0 | 0 | 0 | 0 | 0 | 0 | 0 | 0 | 0 | 0 | 0 | 0 | 0 | 0 | 0 | 0 | 0 | 0 | 0 | 0 | 0 | 0 | 0 | 0 | 0
| 0 | [36 empty] | 0 | 0 | 0 | 0 | 0 | 0 | 0 | 0 | 0 | 0 | 0 | 0 | 0 | 0 | 0 | 0 | 0 | 0 | 0 | 0 | 0 | 0 | 0 | 0 | 0 | 0 | 0 | 0 | 0 | 0 | 0 | 0
Diversity Factor: 0
[38 empty] | Historical Spots & Transfers | [6 empty] | Forecast Spots & Transfers
[35 empty] | Project Name | From | To | 2007 | 2008 | 2009 | 2010 | 2011 | 2012 | 2013 | 2014 | 2015 | 2016 | 2017 | 2018 | 2019 | 2020 | 2021 | 2022 | 2023 | 2024 | 2025 | 2026 | 2027 | 2028 | 2029 | 2030 | 2031 | 2032 | 2033 | 2034 | 2035 | 2036 | 2037 | 2038
| 0 | [33 empty] | Data Correction: Port Hacking 132_33kV Spots and Transfers |  | Port Hacking 132_33kV Tx1 | 0 | 0 | -7.5 | 0 | 0 | 0 | 0 | 0 | 0 | 0 | 0 | 0 | 0 | 0 | 0 | 0 | 0 | 0 | 0 | 0 | 0 | 0 | 0 | 0 | 0 | 0 | 0 | 0 | 0 | 0 | 0 | 0
| Diversity Factor: 0 | [33 empty] | Data Correction: Port Hacking 132_33kV Spots and Transfers |  | Port Hacking 132_33kV Tx2 | 0 | 0 | 0 | 0 | 0 | 0 | 0 | 0 | 0 | 0 | 0 | 0 | 0 | 0 | 0 | 0 | 0 | 0 | 0 | 0 | 0 | 0 | 0 | 0 | 0 | 0 | 0 | 0 | 0 | 0 | 0 | 0
[35 empty] | Data Correction: Port Hacking 132_33kV Spots and Transfers |  | Port Hacking 132_33kV Tx3 | 0 | 0 | -7.5 | 0 | 0 | 0 | 0 | 0 | 0 | 0 | 0 | 0 | 0 | 0 | 0 | 0 | 0 | 0 | 0 | 0 | 0 | 0 | 0 | 0 | 0 | 0 | 0 | 0 | 0 | 0 | 0 | 0
[35 empty] | Engadine 33_11kV Spots and Transfers |  | Port Hacking 132_33kV Tx1 | 0 | 0 | 0 | 0 | 0 | 0 | 0 | 0 | -11.8827 | 0 | 0 | 0 | 0 | 0 | 0 | 0 | 0 | 0 | 0 | 0 | 0 | 0 | 0 | 0 | 0 | 0 | 0 | 0 | 0 | 0 | 0 | 0
| 0 | [33 empty] | Engadine 33_11kV Spots and Transfers |  | Port Hacking 132_33kV Tx2 | 0 | 0 | 0 | 0 | 0 | 0 | 0 | 0 | 0 | 0 | 0 | 0 | 0 | 0 | 0 | 0 | 0 | 0 | 0 | 0 | 0 | 0 | 0 | 0 | 0 | 0 | 0 | 0 | 0 | 0 | 0 | 0
| Diversity Factor: 0 | [33 empty] | Engadine 33_11kV Spots and Transfers |  | Port Hacking 132_33kV Tx3 | 0 | 0 | 0 | 0 | 0 | 0 | 0 | 0 | -11.8827 | 0 | 0 | 0 | 0 | 0 | 0 | 0 | 0 | 0 | 0 | 0 | 0 | 0 | 0 | 0 | 0 | 0 | 0 | 0 | 0 | 0 | 0 | 0
[35 empty] | Gwawley Bay 33_11kV Spots and Transfers |  | Port Hacking 132_33kV Tx1 | 0.72871 | 0 | 0 | 0 | -0.52759 | 0 | -16.0479 | 0 | 0 | 0 | 0 | 0 | 0 | 0 | 0 | 0 | 0 | 0 | 0 | 0 | 0 | 0 | 0 | 0 | 0 | 0 | 0 | 0 | 0 | 0 | 0 | 0
[35 empty] | Gwawley Bay 33_11kV Spots and Transfers |  | Port Hacking 132_33kV Tx2 | 0 | 0 | 0 | 0 | 0 | 0 | 0 | 0 | 0 | 0 | 0 | 0 | 0 | 0 | 0 | 0 | 0 | 0 | 0 | 0 | 0 | 0 | 0 | 0 | 0 | 0 | 0 | 0 | 0 | 0 | 0 | 0
| 0 | [33 empty] | Gwawley Bay 33_11kV Spots and Transfers |  | Port Hacking 132_33kV Tx3 | 0.72871 | 0 | 0 | 0 | -0.52759 | 0 | -16.0479 | 0 | 0 | 0 | 0 | 0 | 0 | 0 | 0 | 0 | 0 | 0 | 0 | 0 | 0 | 0 | 0 | 0 | 0 | 0 | 0 | 0 | 0 | 0 | 0 | 0
| Diversity Factor: 0 | [33 empty] | Jannali 33_11kV Spots and Transfers |  | Port Hacking 132_33kV Tx1 | 0.041332 | 0 | 0 | -2.0431 | 0 | 0 | 0 | 0.007908 | -0.0023558 | 0.029913 | 0.057385 | 0.082585 | 0.10416 | 0.18058 | 0.17106 | 0.16756 | 0.17736 | 0.18125 | 0.2059 | 0.21087 | 0.22023 | 0.22935 | 0.23146 | 0.23648 | 0.24231 | 0.24824 | 0.25426 | 0.26036 | 0.26656 | 0.27285 | 0.27924 | 0.28572
[35 empty] | Jannali 33_11kV Spots and Transfers |  | Port Hacking 132_33kV Tx2 | 0 | 0 | 0 | 0 | 0 | 0 | 0 | 0 | 0 | 0 | 0 | 0 | 0 | 0 | 0 | 0 | 0 | 0 | 0 | 0 | 0 | 0 | 0 | 0 | 0 | 0 | 0 | 0 | 0 | 0 | 0 | 0
[35 empty] | Jannali 33_11kV Spots and Transfers |  | Port Hacking 132_33kV Tx3 | 0.041332 | 0 | 0 | -2.0431 | 0 | 0 | 0 | 0.007908 | -0.0023558 | 0.029913 | 0.057385 | 0.082585 | 0.10416 | 0.18058 | 0.17106 | 0.16756 | 0.17736 | 0.18125 | 0.2059 | 0.21087 | 0.22023 | 0.22935 | 0.23146 | 0.23648 | 0.24231 | 0.24824 | 0.25426 | 0.26036 | 0.26656 | 0.27285 | 0.27924 | 0.28572
| 0 | [33 empty] | Lucas Heights 33_11kV Spots and Transfers |  | Port Hacking 132_33kV Tx1 | 0 | 0 | 0 | 0 | 0 | 0 | 0 | -0.00079689 | -0.011947 | -0.013471 | -0.0096474 | -0.0056592 | -0.0051719 | 0.00010408 | 0.00075645 | 0.00058494 | 0.00058451 | 0.00015103 | 0.00056506 | 0.00052185 | 0.00087078 | 0.0010329 | 0.00095948 | 0.00083024 | 0.00084403 | 0.00085798 | 0.00087209 | 0.00088637 | 0.00090082 | 0.00091545 | 0.00093025 | 0.00094522
| Diversity Factor: 0 | [33 empty] | Lucas Heights 33_11kV Spots and Transfers |  | Port Hacking 132_33kV Tx2 | 0 | 0 | 0 | 0 | 0 | 0 | 0 | 0 | 0 | 0 | 0 | 0 | 0 | 0 | 0 | 0 | 0 | 0 | 0 | 0 | 0 | 0 | 0 | 0 | 0 | 0 | 0 | 0 | 0 | 0 | 0 | 0
[35 empty] | Lucas Heights 33_11kV Spots and Transfers |  | Port Hacking 132_33kV Tx3 | 0 | 0 | 0 | 0 | 0 | 0 | 0 | -0.00079689 | -0.011947 | -0.013471 | -0.0096474 | -0.0056592 | -0.0051719 | 0.00010408 | 0.00075645 | 0.00058494 | 0.00058451 | 0.00015103 | 0.00056506 | 0.00052185 | 0.00087078 | 0.0010329 | 0.00095948 | 0.00083024 | 0.00084403 | 0.00085798 | 0.00087209 | 0.00088637 | 0.00090082 | 0.00091545 | 0.00093025 | 0.00094522
[35 empty] | Miranda 33_11kV Spots and Transfers |  | Port Hacking 132_33kV Tx1 | -1.6148 | 0 | 0 | 0 | -1.821 | 0 | 0 | -0.03453 | -0.021495 | -0.019664 | -0.0026799 | 0.00042875 | 0.018411 | 0.13302 | 0.15934 | 0.14819 | 0.15515 | 0.13606 | 0.17452 | 0.17588 | 0.20015 | 0.21482 | 0.21261 | 0.20967 | 0.21452 | 0.21944 | 0.22444 | 0.22951 | 0.23465 | 0.23987 | 0.24516 | 0.25053
| 0 | [33 empty] | Miranda 33_11kV Spots and Transfers |  | Port Hacking 132_33kV Tx2 | 0 | 0 | 0 | 0 | 0 | 0 | 0 | 0 | 0 | 0 | 0 | 0 | 0 | 0 | 0 | 0 | 0 | 0 | 0 | 0 | 0 | 0 | 0 | 0 | 0 | 0 | 0 | 0 | 0 | 0 | 0 | 0
| Diversity Factor: 0 | [33 empty] | Miranda 33_11kV Spots and Transfers |  | Port Hacking 132_33kV Tx3 | -1.6148 | 0 | 0 | 0 | -1.821 | 0 | 0 | -0.03453 | -0.021495 | -0.019664 | -0.0026799 | 0.00042875 | 0.018411 | 0.13302 | 0.15934 | 0.14819 | 0.15515 | 0.13606 | 0.17452 | 0.17588 | 0.20015 | 0.21482 | 0.21261 | 0.20967 | 0.21452 | 0.21944 | 0.22444 | 0.22951 | 0.23465 | 0.23987 | 0.24516 | 0.25053
0
Diversity Factor: 0
0
Diversity Factor: 0
0
Diversity Factor: 0
| Weather Correction and Public Holiday Factors | [8 empty] | Forecast ROG
ROG Justification
| Actual loads for season 2013 have been weather corrected by the following: | [6 empty] | 12.51% |  | Weighted ROG calculation based on downstream zone substations and customers | [59 empty] | Weighted ROG calculation based on downstream zone substations and customers
1 | 2 | 3 | 4 | 5 | 6 | 7 | 8 | 9 | 10 | 2014 | 2015 | 2016 | 2017 | 2018 | 2019 | 2020 | 2021 | 2022 | 2023 | 2024 | 2025 | 2026 | 2027 | 2028 | 2029 | 2030 | 2031 | 2032 | 2033 | 2034 | 2035 | 2036 | 2037 | 2038
0.9701 | 0.94581 | 0.9301 | 0.92239 | 0.92239 | 0.92239 | 0.92239 | 0.92239 | 0.92239 | 0.92239 | -2.99% | -2.504% | -1.661% | -0.829% | 0% | 0% | 0% | 0% | 0% | 0% | 0% | 0% | 0% | 0% | 0% | 0% | 0% | 0% | 0% | 0% | 0% | 0% | 0% | 0% | 0%
Substation Load Detail
[7 empty] | Units | 2013 |  | 2014 | 2015 | 2016 | 2017 | 2018 | 2019 | 2020 | 2021 | 2022 | 2023 | 2024 | 2025 | 2026 | 2027 | 2028 | 2029 | 2030 | 2031 | 2032 | 2033 | 2034 | 2035 | 2036 | 2037 | 2038
1 | Port Hacking 132_33kV | Compensated |  | Load (LV side) |  |  | Amps | 1394 |  | 1550.29 | 1085.3 | 1067.16 | 1059.93 | 1062.69 | 1066.89 | 1078.1 | 1089.94 | 1101.25 | 1113.16 | 1124.51 | 1138.13 | 1151.98 | 1167.04 | 1182.96 | 1198.87 | 1214.85 | 1231.22 | 1247.97 | 1265.12 | 1282.67 | 1300.62 | 1318.99 | 1337.77 | 1356.98
|  |  |  | Apparent Power |  |  | MVA | 79.7045 |  | 88.6115 | 62.0337 | 60.9967 | 60.5832 | 60.7412 | 60.9811 | 61.6221 | 62.2988 | 62.9453 | 63.6259 | 64.2747 | 65.0533 | 65.8447 | 66.7056 | 67.6154 | 68.5249 | 69.4384 | 70.3738 | 71.3314 | 72.3115 | 73.3146 | 74.3408 | 75.3906 | 76.4644 | 77.5624
|  |  |  | Real Power |  |  | MW | 77.9563 | 89.88 | 87.1377 | 61.1189 | 60.0972 | 59.6891 | 59.8438 | 60.0786 | 60.706 | 61.3683 | 62.001 | 62.6672 | 63.3021 | 64.0641 | 64.8387 | 65.6812 | 66.5716 | 67.4616 | 68.3556 | 69.2709 | 70.208 | 71.1671 | 72.1487 | 73.1529 | 74.1801 | 75.2308 | 76.3052
|  |  |  | Reactive Power |  |  | MVAr | 16.602 |  | 16.094 | 10.6145 | 10.4368 | 10.3695 | 10.4024 | 10.4524 | 10.5861 | 10.7271 | 10.8618 | 11.0037 | 11.1389 | 11.3012 | 11.4662 | 11.6456 | 11.8352 | 12.0248 | 12.2151 | 12.4101 | 12.6097 | 12.8139 | 13.0229 | 13.2368 | 13.4556 | 13.6793 | 13.9081
|  |  |  | Capacitors In Service |  |  | MVAr | 0 |  | 0 | 0 | 0 | 0 | 0 | 0 | 0 | 0 | 0 | 0 | 0 | 0 | 0 | 0 | 0 | 0 | 0 | 0 | 0 | 0 | 0 | 0 | 0 | 0 | 0
|  |  |  | PF |  |  |  | 0.97807 |  | 0.98337 | 0.98525 | 0.98525 | 0.98524 | 0.98523 | 0.9852 | 0.98513 | 0.98506 | 0.985 | 0.98493 | 0.98487 | 0.98479 | 0.98472 | 0.98464 | 0.98456 | 0.98448 | 0.98441 | 0.98433 | 0.98425 | 0.98417 | 0.9841 | 0.98402 | 0.98394 | 0.98387 | 0.98379
1 | Diversity Factor: 1 | Uncompensated |  | Reactive Power |  |  | MVAr | 16.602 | 19.1414 | 16.094 | 10.6145 | 10.4368 | 10.3695 | 10.4024 | 10.4524 | 10.5861 | 10.7271 | 10.8618 | 11.0037 | 11.1389 | 11.3012 | 11.4662 | 11.6456 | 11.8352 | 12.0248 | 12.2151 | 12.4101 | 12.6097 | 12.8139 | 13.0229 | 13.2368 | 13.4556 | 13.6793 | 13.9081
|  |  |  | PF |  |  |  | 0.97807 |  | 0.98337 | 0.98525 | 0.98525 | 0.98524 | 0.98523 | 0.9852 | 0.98513 | 0.98506 | 0.985 | 0.98493 | 0.98487 | 0.98479 | 0.98472 | 0.98464 | 0.98456 | 0.98448 | 0.98441 | 0.98433 | 0.98425 | 0.98417 | 0.9841 | 0.98402 | 0.98394 | 0.98387 | 0.98379
[10 empty] | 1 | 2 | 3 | 4 | 5 | 6 | 7 | 8 | 9 | 10 | 11 | 12 | 13 | 14 | 15 | 16 | 17 | 18 | 19 | 20 | 21 | 22 | 23 | 24 | 25
Transformer Load Detail
[7 empty] | Units | 2013 |  | 2014 | 2015 | 2016 | 2017 | 2018 | 2019 | 2020 | 2021 | 2022 | 2023 | 2024 | 2025 | 2026 | 2027 | 2028 | 2029 | 2030 | 2031 | 2032 | 2033 | 2034 | 2035 | 2036 | 2037 | 2038
| 0 | Compensated |  | Load (LV side) |  |  | Amps
|  |  |  | Apparent Power |  |  | MVA
|  |  |  | Real Power |  |  | MW
|  |  |  | Reactive Power |  |  | MVAr
|  |  |  | Capacitors In Service |  |  | MVAr
PF
| Zone Div: | Uncompensated |  | Reactive Power |  |  | MVAr
PF
| 0 | Compensated |  | Load (LV side) |  |  | Amps
|  |  |  | Apparent Power |  |  | MVA
|  |  |  | Real Power |  |  | MW
|  |  |  | Reactive Power |  |  | MVAr
|  |  |  | Capacitors In Service |  |  | MVAr
PF
| Zone Div: | Uncompensated |  | Reactive Power |  |  | MVAr
PF
| 0 | Compensated |  | Load (LV side) |  |  | Amps
|  |  |  | Apparent Power |  |  | MVA
|  |  |  | Real Power |  |  | MW
|  |  |  | Reactive Power |  |  | MVAr
|  |  |  | Capacitors In Service |  |  | MVAr
PF
| Zone Div: | Uncompensated |  | Reactive Power |  |  | MVAr
PF
| 0 | Compensated |  | Load (LV side) |  |  | Amps
|  |  |  | Apparent Power |  |  | MVA
|  |  |  | Real Power |  |  | MW
|  |  |  | Reactive Power |  |  | MVAr
|  |  |  | Capacitors In Service |  |  | MVAr
PF
| Zone Div: | Uncompensated |  | Reactive Power |  |  | MVAr
PF
| 0 | Compensated |  | Load (LV side) |  |  | Amps
|  |  |  | Apparent Power |  |  | MVA
|  |  |  | Real Power |  |  | MW
|  |  |  | Reactive Power |  |  | MVAr
|  |  |  | Capacitors In Service |  |  | MVAr
PF
| Zone Div: | Uncompensated |  | Reactive Power |  |  | MVAr
PF
| 0 | Compensated |  | Load (LV side) |  |  | Amps
|  |  |  | Apparent Power |  |  | MVA
|  |  |  | Real Power |  |  | MW
|  |  |  | Reactive Power |  |  | MVAr
|  |  |  | Capacitors In Service |  |  | MVAr
PF
| Zone Div: | Uncompensated |  | Reactive Power |  |  | MVAr
PF
| 0 | Compensated |  | Load (LV side) |  |  | Amps
|  |  |  | Apparent Power |  |  | MVA
|  |  |  | Real Power |  |  | MW
|  |  |  | Reactive Power |  |  | MVAr
|  |  |  | Capacitors In Service |  |  | MVAr
PF
| Zone Div: | Uncompensated |  | Reactive Power |  |  | MVAr
PF
| 0 | Compensated |  | Load (LV side) |  |  | Amps
|  |  |  | Apparent Power |  |  | MVA
|  |  |  | Real Power |  |  | MW
|  |  |  | Reactive Power |  |  | MVAr
|  |  |  | Capacitors In Service |  |  | MVAr
PF
| Zone Div: | Uncompensated |  | Reactive Power |  |  | MVAr
PF
| 0 | Compensated |  | Load (LV side) |  |  | Amps
|  |  |  | Apparent Power |  |  | MVA
|  |  |  | Real Power |  |  | MW
|  |  |  | Reactive Power |  |  | MVAr
|  |  |  | Capacitors In Service |  |  | MVAr
PF
| Zone Div: | Uncompensated |  | Reactive Power |  |  | MVAr
PF
| 0 | Compensated |  | Load (LV side) |  |  | Amps
|  |  |  | Apparent Power |  |  | MVA
|  |  |  | Real Power |  |  | MW
|  |  |  | Reactive Power |  |  | MVAr
|  |  |  | Capacitors In Service |  |  | MVAr
PF
| Zone Div: | Uncompensated |  | Reactive Power |  |  | MVAr
PF

## Pyrmont 132_33kV
| Pyrmont 132_33kV | [16 empty] | 2014 | WINTER
| Substation Total Loads | [33 empty] | Spots & Transfers Detail
| Historical Loads | (MW) | [7 empty] | Weather Corrected Forecast Loads |  |  |  | (MW) | [20 empty] | Spots & Transfers Summary | (MW) |  | Historical Spots & Transfers | [6 empty] | Forecast Spots & Transfers
|  | 2007 | 2008 | 2009 | 2010 | 2011 | 2012 | 2013 |  | 2014 | 2015 | 2016 | 2017 | 2018 | 2019 | 2020 | 2021 | 2022 | 2023 | 2024 | 2025 | 2026 | 2027 | 2028 | 2029 | 2030 | 2031 | 2032 | 2033 | 2034 | 2035 | 2036 | 2037 | 2038 |  |  |  | 2007 | 2008 | 2009 | 2010 | 2011 | 2012 | 2013 | 2014 | 2015 | 2016 | 2017 | 2018 | 2019 | 2020 | 2021 | 2022 | 2023 | 2024 | 2025 | 2026 | 2027 | 2028 | 2029 | 2030 | 2031 | 2032 | 2033 | 2034 | 2035 | 2036 | 2037 | 2038
| Total | 86.4 | 88.2 | 86.76 | 90.18 | 86.1077 | 86 | 74.6 |  | 107.1872 | 135.482 | 139.9896 | 144.3708 | 146.268 | 150.2281 | 150.7345 | 151.3949 | 151.9971 | 152.6161 | 153.1052 | 153.7658 | 154.4222 | 155.2058 | 156.0568 | 156.8896 | 157.6909 | 158.5076 | 159.3398 | 160.1877 | 161.0516 | 161.9316 | 162.828 | 163.7411 | 164.6709 |  |  | Total | 0 | 0 | 0 | 0 | -6.3798 | -16.0378 | 2.3088 | 27.5817 | 29.5038 | 5.5914 | 4.9174 | 1.8971 | 3.9601 | 0.50638 | 0.66043 | 0.6022 | 0.61899 | 0.48907 | 0.66063 | 0.65639 | 0.78354 | 0.85101 | 0.83279 | 0.80137 | 0.81667 | 0.83219 | 0.84792 | 0.86387 | 0.88003 | 0.89641 | 0.91302 | 0.92986
| Firm Rating | 0 | 0 | 0 | 160 | 160 | 134.61 | 134.61 |  | 134.61 | 134.61 | 134.61 | 134.61 | 134.61 | 134.61 | 134.61 | 134.61 | 134.61 | 134.61 | 134.61 | 134.61 | 134.61 | 134.61 | 134.61 | 134.61 | 134.61 | 134.61 | 134.61 | 134.61 | 134.61 | 134.61 | 134.61 | 134.61 | 134.61
| Total Capacity | 0 | 0 | 0 | 233 | 233 | 299 | 233 |  | 233 | 233 | 233 | 233 | 233 | 233 | 233 | 233 | 233 | 233 | 233 | 233 | 233 | 233 | 233 | 233 | 233 | 233 | 233 | 233 | 233 | 233 | 233 | 233 | 233 |  |  | Pyrmont 132_33kV Tx1 | 0 | 0 | 0 | 0 | -3.2224 | -8.1006 | 1.1662 | 13.9314 | 14.9022 | 2.8242 | 2.4838 | 0.95824 | 2.0002 | 0.25577 | 0.33358 | 0.30417 | 0.31265 | 0.24703 | 0.33368 | 0.33154 | 0.39576 | 0.42984 | 0.42064 | 0.40477 | 0.4125 | 0.42034 | 0.42828 | 0.43633 | 0.4445 | 0.45277 | 0.46116 | 0.46966
|  | -7 | -6 | -5 | -4 | -3 | -2 | -1 |  | 0 | 1 | 2 | 3 | 4 | 5 | 6 | 7 | 8 | 9 | 10 | 11 | 12 | 13 | 14 | 15 | 16 | 17 | 18 | 19 | 20 | 21 | 22 | 23 | 24 |  |  | Pyrmont 132_33kV Tx2 | 0 | 0 | 0 | 0 | -3.1574 | -7.9372 | 1.1427 | 13.6504 | 14.6016 | 2.7672 | 2.4337 | 0.93891 | 1.9599 | 0.25061 | 0.32685 | 0.29803 | 0.30634 | 0.24204 | 0.32695 | 0.32485 | 0.38778 | 0.42117 | 0.41215 | 0.3966 | 0.40418 | 0.41186 | 0.41964 | 0.42753 | 0.43553 | 0.44364 | 0.45186 | 0.46019
| Transformer Loads | [35 empty] | Pyrmont 132_33kV Tx3 | 0 | 0 | 0 | 0 | 0 | 0 | 0 | 0 | 0 | 0 | 0 | 0 | 0 | 0 | 0 | 0 | 0 | 0 | 0 | 0 | 0 | 0 | 0 | 0 | 0 | 0 | 0 | 0 | 0 | 0 | 0 | 0
| Historical Loads | (MW) | [7 empty] | 0: Weather Corrected Forecast Loads; 4: (MW) |  |  |  | 0 | 0 | 0 | 0 | 0 | 0 | 0 | 0 | 0 | 0 | 0 | 0 | 0 | 0 | 0 | 0 | 0 | 0 | 0 | 0 | 0 | 0 | 0 | 0 | 0 | 0 | 0 | 0 | 0 | 0 | 0 | 0
|  | 2007 | 2008 | 2009 | 2010 | 2011 | 2012 | 2013 |  | 2014 | 2015 | 2016 | 2017 | 2018 | 2019 | 2020 | 2021 | 2022 | 2023 | 2024 | 2025 | 2026 | 2027 | 2028 | 2029 | 2030 | 2031 | 2032 | 2033 | 2034 | 2035 | 2036 | 2037 | 2038 |  |  |  | 0 | 0 | 0 | 0 | 0 | 0 | 0 | 0 | 0 | 0 | 0 | 0 | 0 | 0 | 0 | 0 | 0 | 0 | 0 | 0 | 0 | 0 | 0 | 0 | 0 | 0 | 0 | 0 | 0 | 0 | 0 | 0
| 0 | [36 empty] | 0 | 0 | 0 | 0 | 0 | 0 | 0 | 0 | 0 | 0 | 0 | 0 | 0 | 0 | 0 | 0 | 0 | 0 | 0 | 0 | 0 | 0 | 0 | 0 | 0 | 0 | 0 | 0 | 0 | 0 | 0 | 0
| Diversity Factor: 0 | [36 empty] | 0 | 0 | 0 | 0 | 0 | 0 | 0 | 0 | 0 | 0 | 0 | 0 | 0 | 0 | 0 | 0 | 0 | 0 | 0 | 0 | 0 | 0 | 0 | 0 | 0 | 0 | 0 | 0 | 0 | 0 | 0 | 0
[38 empty] | 0 | 0 | 0 | 0 | 0 | 0 | 0 | 0 | 0 | 0 | 0 | 0 | 0 | 0 | 0 | 0 | 0 | 0 | 0 | 0 | 0 | 0 | 0 | 0 | 0 | 0 | 0 | 0 | 0 | 0 | 0 | 0
[38 empty] | 0 | 0 | 0 | 0 | 0 | 0 | 0 | 0 | 0 | 0 | 0 | 0 | 0 | 0 | 0 | 0 | 0 | 0 | 0 | 0 | 0 | 0 | 0 | 0 | 0 | 0 | 0 | 0 | 0 | 0 | 0 | 0
| 0 | [36 empty] | 0 | 0 | 0 | 0 | 0 | 0 | 0 | 0 | 0 | 0 | 0 | 0 | 0 | 0 | 0 | 0 | 0 | 0 | 0 | 0 | 0 | 0 | 0 | 0 | 0 | 0 | 0 | 0 | 0 | 0 | 0 | 0
Diversity Factor: 0
[38 empty] | Historical Spots & Transfers | [6 empty] | Forecast Spots & Transfers
[35 empty] | Project Name | From | To | 2007 | 2008 | 2009 | 2010 | 2011 | 2012 | 2013 | 2014 | 2015 | 2016 | 2017 | 2018 | 2019 | 2020 | 2021 | 2022 | 2023 | 2024 | 2025 | 2026 | 2027 | 2028 | 2029 | 2030 | 2031 | 2032 | 2033 | 2034 | 2035 | 2036 | 2037 | 2038
| 0 | [33 empty] | Barangaroo South Development Spots and Transfers |  | Pyrmont 132_33kV Tx1 | 0 | 0 | 0 | 0 | 0 | 0 | 0 | 0 | 8.0812 | 3.0304 | 1.5152 | 0 | 0 | 0 | 0 | 0 | 0 | 0 | 0 | 0 | 0 | 0 | 0 | 0 | 0 | 0 | 0 | 0 | 0 | 0 | 0 | 0
| Diversity Factor: 0 | [33 empty] | Barangaroo South Development Spots and Transfers |  | Pyrmont 132_33kV Tx2 | 0 | 0 | 0 | 0 | 0 | 0 | 0 | 0 | 7.9182 | 2.9693 | 1.4847 | 0 | 0 | 0 | 0 | 0 | 0 | 0 | 0 | 0 | 0 | 0 | 0 | 0 | 0 | 0 | 0 | 0 | 0 | 0 | 0 | 0
[35 empty] | Barangaroo South Development Spots and Transfers |  | Pyrmont 132_33kV Tx3 | 0 | 0 | 0 | 0 | 0 | 0 | 0 | 0 | 0 | 0 | 0 | 0 | 0 | 0 | 0 | 0 | 0 | 0 | 0 | 0 | 0 | 0 | 0 | 0 | 0 | 0 | 0 | 0 | 0 | 0 | 0 | 0
[35 empty] | Blackwattle Bay 33_5kV Spots and Transfers |  | Pyrmont 132_33kV Tx1 | 0 | 0 | 0 | 0 | 0.81834 | -0.019092 | -0.894 | -0.070376 | -0.033292 | -0.024395 | -0.033147 | -0.041646 | -0.024942 | 0.13664 | 0.18269 | 0.16582 | 0.17033 | 0.13234 | 0.18136 | 0.17991 | 0.21655 | 0.23583 | 0.2304 | 0.22104 | 0.22525 | 0.22951 | 0.23384 | 0.23822 | 0.24266 | 0.24716 | 0.25173 | 0.25635
| 0 | [33 empty] | Blackwattle Bay 33_5kV Spots and Transfers |  | Pyrmont 132_33kV Tx2 | 0 | 0 | 0 | 0 | 0.80184 | -0.018707 | -0.87597 | -0.068956 | -0.032621 | -0.023903 | -0.032478 | -0.040806 | -0.024439 | 0.13389 | 0.179 | 0.16248 | 0.16689 | 0.12967 | 0.1777 | 0.17628 | 0.21218 | 0.23107 | 0.22576 | 0.21658 | 0.2207 | 0.22488 | 0.22912 | 0.23341 | 0.23777 | 0.24218 | 0.24665 | 0.25118
| Diversity Factor: 0 | [33 empty] | Blackwattle Bay 33_5kV Spots and Transfers |  | Pyrmont 132_33kV Tx3 | 0 | 0 | 0 | 0 | 0 | 0 | 0 | 0 | 0 | 0 | 0 | 0 | 0 | 0 | 0 | 0 | 0 | 0 | 0 | 0 | 0 | 0 | 0 | 0 | 0 | 0 | 0 | 0 | 0 | 0 | 0 | 0
[35 empty] | Camperdown 33_11kV Spots and Transfers |  | Pyrmont 132_33kV Tx1 | 0 | 0 | 0 | 0 | 0 | 0 | -0.46517 | 8.951 | 1.8036 | 2.8486 | -0.0084419 | -0.010261 | 0.0048972 | 0.11913 | 0.15089 | 0.13834 | 0.14232 | 0.11469 | 0.15232 | 0.15163 | 0.17921 | 0.19402 | 0.19023 | 0.18372 | 0.18725 | 0.19082 | 0.19444 | 0.19812 | 0.20184 | 0.20561 | 0.20944 | 0.21331
[35 empty] | Camperdown 33_11kV Spots and Transfers |  | Pyrmont 132_33kV Tx2 | 0 | 0 | 0 | 0 | 0 | 0 | -0.45579 | 8.7705 | 1.7672 | 2.7911 | -0.0082716 | -0.010054 | 0.0047984 | 0.11672 | 0.14785 | 0.13555 | 0.13945 | 0.11238 | 0.14925 | 0.14857 | 0.1756 | 0.1901 | 0.18639 | 0.18002 | 0.18347 | 0.18697 | 0.19052 | 0.19412 | 0.19777 | 0.20146 | 0.20521 | 0.20901
| 0 | [33 empty] | Camperdown 33_11kV Spots and Transfers |  | Pyrmont 132_33kV Tx3 | 0 | 0 | 0 | 0 | 0 | 0 | 0 | 0 | 0 | 0 | 0 | 0 | 0 | 0 | 0 | 0 | 0 | 0 | 0 | 0 | 0 | 0 | 0 | 0 | 0 | 0 | 0 | 0 | 0 | 0 | 0 | 0
| Diversity Factor: 0 | [33 empty] | Data Correction: Pyrmont 132_33kV Spots and Transfers |  | Pyrmont 132_33kV Tx1 | 0 | 0 | 0 | 0 | -4.0408 | -8.0815 | 0 | 0 | 0 | 0 | 0 | 0 | 0 | 0 | 0 | 0 | 0 | 0 | 0 | 0 | 0 | 0 | 0 | 0 | 0 | 0 | 0 | 0 | 0 | 0 | 0 | 0
[35 empty] | Data Correction: Pyrmont 132_33kV Spots and Transfers |  | Pyrmont 132_33kV Tx2 | 0 | 0 | 0 | 0 | -3.9592 | -7.9185 | 0 | 0 | 0 | 0 | 0 | 0 | 0 | 0 | 0 | 0 | 0 | 0 | 0 | 0 | 0 | 0 | 0 | 0 | 0 | 0 | 0 | 0 | 0 | 0 | 0 | 0
[35 empty] | Data Correction: Pyrmont 132_33kV Spots and Transfers |  | Pyrmont 132_33kV Tx3 | 0 | 0 | 0 | 0 | 0 | 0 | 0 | 0 | 0 | 0 | 0 | 0 | 0 | 0 | 0 | 0 | 0 | 0 | 0 | 0 | 0 | 0 | 0 | 0 | 0 | 0 | 0 | 0 | 0 | 0 | 0 | 0
| 0 | [33 empty] | Global Switch Ultimo SYD1 Development (SYDWes Spots and Transfers |  | Pyrmont 132_33kV Tx1 | 0 | 0 | 0 | 0 | 0 | 0 | 0 | 2.5254 | 2.5254 | -3.0304 | 1.0101 | 1.0101 | 2.0203 | 0 | 0 | 0 | 0 | 0 | 0 | 0 | 0 | 0 | 0 | 0 | 0 | 0 | 0 | 0 | 0 | 0 | 0 | 0
| Diversity Factor: 0 | [33 empty] | Global Switch Ultimo SYD1 Development (SYDWes Spots and Transfers |  | Pyrmont 132_33kV Tx2 | 0 | 0 | 0 | 0 | 0 | 0 | 0 | 2.4744 | 2.4744 | -2.9693 | 0.98977 | 0.98977 | 1.9795 | 0 | 0 | 0 | 0 | 0 | 0 | 0 | 0 | 0 | 0 | 0 | 0 | 0 | 0 | 0 | 0 | 0 | 0 | 0
[35 empty] | Global Switch Ultimo SYD1 Development (SYDWes Spots and Transfers |  | Pyrmont 132_33kV Tx3 | 0 | 0 | 0 | 0 | 0 | 0 | 0 | 0 | 0 | 0 | 0 | 0 | 0 | 0 | 0 | 0 | 0 | 0 | 0 | 0 | 0 | 0 | 0 | 0 | 0 | 0 | 0 | 0 | 0 | 0 | 0 | 0
[35 empty] | Global Switch Ultimo SYD1 Development Spots and Transfers |  | Pyrmont 132_33kV Tx1 | 0 | 0 | 0 | 0 | 0 | 0 | 2.5254 | 2.5254 | 2.5254 | 0 | 0 | 0 | 0 | 0 | 0 | 0 | 0 | 0 | 0 | 0 | 0 | 0 | 0 | 0 | 0 | 0 | 0 | 0 | 0 | 0 | 0 | 0
| 0 | [33 empty] | Global Switch Ultimo SYD1 Development Spots and Transfers |  | Pyrmont 132_33kV Tx2 | 0 | 0 | 0 | 0 | 0 | 0 | 2.4744 | 2.4744 | 2.4744 | 0 | 0 | 0 | 0 | 0 | 0 | 0 | 0 | 0 | 0 | 0 | 0 | 0 | 0 | 0 | 0 | 0 | 0 | 0 | 0 | 0 | 0 | 0
| Diversity Factor: 0 | [33 empty] | Global Switch Ultimo SYD1 Development Spots and Transfers |  | Pyrmont 132_33kV Tx3 | 0 | 0 | 0 | 0 | 0 | 0 | 0 | 0 | 0 | 0 | 0 | 0 | 0 | 0 | 0 | 0 | 0 | 0 | 0 | 0 | 0 | 0 | 0 | 0 | 0 | 0 | 0 | 0 | 0 | 0 | 0 | 0
0
Diversity Factor: 0
0
Diversity Factor: 0
0
Diversity Factor: 0
| Weather Correction and Public Holiday Factors | [8 empty] | Forecast ROG
ROG Justification
| Actual loads for season 2013 have been weather corrected by the following: | [6 empty] | 0% |  | Weighted ROG calculation based on downstream zone substations and customers | [59 empty] | Weighted ROG calculation based on downstream zone substations and customers
1 | 2 | 3 | 4 | 5 | 6 | 7 | 8 | 9 | 10 | 2014 | 2015 | 2016 | 2017 | 2018 | 2019 | 2020 | 2021 | 2022 | 2023 | 2024 | 2025 | 2026 | 2027 | 2028 | 2029 | 2030 | 2031 | 2032 | 2033 | 2034 | 2035 | 2036 | 2037 | 2038
0.98656 | 0.97543 | 0.96763 | 0.96392 | 0.96392 | 0.96392 | 0.96392 | 0.96392 | 0.96392 | 0.96392 | -1.344% | -1.128% | -0.8% | -0.383% | 0% | 0% | 0% | 0% | 0% | 0% | 0% | 0% | 0% | 0% | 0% | 0% | 0% | 0% | 0% | 0% | 0% | 0% | 0% | 0% | 0%
Substation Load Detail
[7 empty] | Units | 2013 |  | 2014 | 2015 | 2016 | 2017 | 2018 | 2019 | 2020 | 2021 | 2022 | 2023 | 2024 | 2025 | 2026 | 2027 | 2028 | 2029 | 2030 | 2031 | 2032 | 2033 | 2034 | 2035 | 2036 | 2037 | 2038
1 | Pyrmont 132_33kV | Compensated |  | Load (LV side) |  |  | Amps | 1305 |  | 1875.37 | 2370.42 | 2449.28 | 2525.94 | 2559.13 | 2628.42 | 2637.28 | 2648.83 | 2659.37 | 2670.2 | 2678.76 | 2690.32 | 2701.8 | 2715.51 | 2730.4 | 2744.97 | 2758.99 | 2773.28 | 2787.84 | 2802.67 | 2817.79 | 2833.19 | 2848.87 | 2864.84 | 2881.11
|  |  |  | Apparent Power |  |  | MVA | 74.6032 |  | 107.1918 | 135.4878 | 139.9955 | 144.377 | 146.2742 | 150.2346 | 150.741 | 151.4014 | 152.0036 | 152.6227 | 153.1118 | 153.7724 | 154.4288 | 155.2124 | 156.0635 | 156.8963 | 157.6977 | 158.5144 | 159.3466 | 160.1946 | 161.0585 | 161.9385 | 162.835 | 163.7481 | 164.678
|  |  |  | Real Power |  |  | MW | 74.6 | 80.69 | 107.1872 | 135.482 | 139.9896 | 144.3708 | 146.268 | 150.2281 | 150.7345 | 151.3949 | 151.9971 | 152.6161 | 153.1052 | 153.7658 | 154.4222 | 155.2058 | 156.0568 | 156.8896 | 157.6909 | 158.5076 | 159.3398 | 160.1877 | 161.0516 | 161.9316 | 162.828 | 163.7411 | 164.6709
|  |  |  | Reactive Power |  |  | MVAr | 0.69 |  | 0.99141 | 1.2531 | 1.2948 | 1.3353 | 1.3529 | 1.3895 | 1.3942 | 1.4003 | 1.4059 | 1.4116 | 1.4161 | 1.4222 | 1.4283 | 1.4356 | 1.4434 | 1.4511 | 1.4585 | 1.4661 | 1.4738 | 1.4816 | 1.4896 | 1.4978 | 1.5061 | 1.5145 | 1.5231
|  |  |  | Capacitors In Service |  |  | MVAr | 0 |  | 0 | 0 | 0 | 0 | 0 | 0 | 0 | 0 | 0 | 0 | 0 | 0 | 0 | 0 | 0 | 0 | 0 | 0 | 0 | 0 | 0 | 0 | 0 | 0 | 0
|  |  |  | PF |  |  |  | 0.99996 |  | 0.99996 | 0.99996 | 0.99996 | 0.99996 | 0.99996 | 0.99996 | 0.99996 | 0.99996 | 0.99996 | 0.99996 | 0.99996 | 0.99996 | 0.99996 | 0.99996 | 0.99996 | 0.99996 | 0.99996 | 0.99996 | 0.99996 | 0.99996 | 0.99996 | 0.99996 | 0.99996 | 0.99996 | 0.99996
0.8494 | Diversity Factor: 0.85 | Uncompensated |  | Reactive Power |  |  | MVAr | 0.69 | 0.74633 | 0.99141 | 1.2531 | 1.2948 | 1.3353 | 1.3529 | 1.3895 | 1.3942 | 1.4003 | 1.4059 | 1.4116 | 1.4161 | 1.4222 | 1.4283 | 1.4356 | 1.4434 | 1.4511 | 1.4585 | 1.4661 | 1.4738 | 1.4816 | 1.4896 | 1.4978 | 1.5061 | 1.5145 | 1.5231
|  |  |  | PF |  |  |  | 0.99996 |  | 0.99996 | 0.99996 | 0.99996 | 0.99996 | 0.99996 | 0.99996 | 0.99996 | 0.99996 | 0.99996 | 0.99996 | 0.99996 | 0.99996 | 0.99996 | 0.99996 | 0.99996 | 0.99996 | 0.99996 | 0.99996 | 0.99996 | 0.99996 | 0.99996 | 0.99996 | 0.99996 | 0.99996 | 0.99996
[10 empty] | 1 | 2 | 3 | 4 | 5 | 6 | 7 | 8 | 9 | 10 | 11 | 12 | 13 | 14 | 15 | 16 | 17 | 18 | 19 | 20 | 21 | 22 | 23 | 24 | 25
Transformer Load Detail
[7 empty] | Units | 2013 |  | 2014 | 2015 | 2016 | 2017 | 2018 | 2019 | 2020 | 2021 | 2022 | 2023 | 2024 | 2025 | 2026 | 2027 | 2028 | 2029 | 2030 | 2031 | 2032 | 2033 | 2034 | 2035 | 2036 | 2037 | 2038
| 0 | Compensated |  | Load (LV side) |  |  | Amps
|  |  |  | Apparent Power |  |  | MVA
|  |  |  | Real Power |  |  | MW
|  |  |  | Reactive Power |  |  | MVAr
|  |  |  | Capacitors In Service |  |  | MVAr
PF
| Zone Div: | Uncompensated |  | Reactive Power |  |  | MVAr
PF
| 0 | Compensated |  | Load (LV side) |  |  | Amps
|  |  |  | Apparent Power |  |  | MVA
|  |  |  | Real Power |  |  | MW
|  |  |  | Reactive Power |  |  | MVAr
|  |  |  | Capacitors In Service |  |  | MVAr
PF
| Zone Div: | Uncompensated |  | Reactive Power |  |  | MVAr
PF
| 0 | Compensated |  | Load (LV side) |  |  | Amps
|  |  |  | Apparent Power |  |  | MVA
|  |  |  | Real Power |  |  | MW
|  |  |  | Reactive Power |  |  | MVAr
|  |  |  | Capacitors In Service |  |  | MVAr
PF
| Zone Div: | Uncompensated |  | Reactive Power |  |  | MVAr
PF
| 0 | Compensated |  | Load (LV side) |  |  | Amps
|  |  |  | Apparent Power |  |  | MVA
|  |  |  | Real Power |  |  | MW
|  |  |  | Reactive Power |  |  | MVAr
|  |  |  | Capacitors In Service |  |  | MVAr
PF
| Zone Div: | Uncompensated |  | Reactive Power |  |  | MVAr
PF
| 0 | Compensated |  | Load (LV side) |  |  | Amps
|  |  |  | Apparent Power |  |  | MVA
|  |  |  | Real Power |  |  | MW
|  |  |  | Reactive Power |  |  | MVAr
|  |  |  | Capacitors In Service |  |  | MVAr
PF
| Zone Div: | Uncompensated |  | Reactive Power |  |  | MVAr
PF
| 0 | Compensated |  | Load (LV side) |  |  | Amps
|  |  |  | Apparent Power |  |  | MVA
|  |  |  | Real Power |  |  | MW
|  |  |  | Reactive Power |  |  | MVAr
|  |  |  | Capacitors In Service |  |  | MVAr
PF
| Zone Div: | Uncompensated |  | Reactive Power |  |  | MVAr
PF
| 0 | Compensated |  | Load (LV side) |  |  | Amps
|  |  |  | Apparent Power |  |  | MVA
|  |  |  | Real Power |  |  | MW
|  |  |  | Reactive Power |  |  | MVAr
|  |  |  | Capacitors In Service |  |  | MVAr
PF
| Zone Div: | Uncompensated |  | Reactive Power |  |  | MVAr
PF
| 0 | Compensated |  | Load (LV side) |  |  | Amps
|  |  |  | Apparent Power |  |  | MVA
|  |  |  | Real Power |  |  | MW
|  |  |  | Reactive Power |  |  | MVAr
|  |  |  | Capacitors In Service |  |  | MVAr
PF
| Zone Div: | Uncompensated |  | Reactive Power |  |  | MVAr
PF
| 0 | Compensated |  | Load (LV side) |  |  | Amps
|  |  |  | Apparent Power |  |  | MVA
|  |  |  | Real Power |  |  | MW
|  |  |  | Reactive Power |  |  | MVAr
|  |  |  | Capacitors In Service |  |  | MVAr
PF
| Zone Div: | Uncompensated |  | Reactive Power |  |  | MVAr
PF
| 0 | Compensated |  | Load (LV side) |  |  | Amps
|  |  |  | Apparent Power |  |  | MVA
|  |  |  | Real Power |  |  | MW
|  |  |  | Reactive Power |  |  | MVAr
|  |  |  | Capacitors In Service |  |  | MVAr
PF
| Zone Div: | Uncompensated |  | Reactive Power |  |  | MVAr
PF

## Rozelle 132_33kV
| Rozelle 132_33kV | [16 empty] | 2014 | WINTER
[6 empty] | Decommissioned |  | 2016-04-01
| Substation Total Loads | [33 empty] | Spots & Transfers Detail
| Historical Loads | (MW) | [7 empty] | Weather Corrected Forecast Loads |  |  |  | (MW) | [20 empty] | Spots & Transfers Summary | (MW) |  | Historical Spots & Transfers | [6 empty] | Forecast Spots & Transfers
|  | 2007 | 2008 | 2009 | 2010 | 2011 | 2012 | 2013 |  | 2014 | 2015 | 2016 | 2017 | 2018 | 2019 | 2020 | 2021 | 2022 | 2023 | 2024 | 2025 | 2026 | 2027 | 2028 | 2029 | 2030 | 2031 | 2032 | 2033 | 2034 | 2035 | 2036 | 2037 | 2038 |  |  |  | 2007 | 2008 | 2009 | 2010 | 2011 | 2012 | 2013 | 2014 | 2015 | 2016 | 2017 | 2018 | 2019 | 2020 | 2021 | 2022 | 2023 | 2024 | 2025 | 2026 | 2027 | 2028 | 2029 | 2030 | 2031 | 2032 | 2033 | 2034 | 2035 | 2036 | 2037 | 2038
| Total | 15 | 13.1 | 13.48 | 13.64 | 14.0928 | 14.6187 | 12.1121 |  | 11.737 | 14.346 | 0 | 0 | 0 | 0 | 0 | 0 | 0 | 0 | 0 | 0 | 0 | 0 | 0 | 0 | 0 | 0 | 0 | 0 | 0 | 0 | 0 | 0 | 0 |  |  | Total | 0 | 0 | 0 | 0 | 0 | 0 | 0 | -0.028834 | 2.7704 | -2.7959 | -10.5216 | 0 | 0 | 0 | 0 | 0 | 0 | 0 | 0 | 0 | 0 | 0 | 0 | 0 | 0 | 0 | 0 | 0 | 0 | 0 | 0 | 0
| Firm Rating | 0 | 0 | 0 | 0 | 0 | 0 | 0 |  | 0 | 0 | 0 | 0 | 0 | 0 | 0 | 0 | 0 | 0 | 0 | 0 | 0 | 0 | 0 | 0 | 0 | 0 | 0 | 0 | 0 | 0 | 0 | 0 | 0
| Total Capacity | 0 | 0 | 0 | 45 | 45 | 45 | 45 |  | 45 | 45 | 0 | 0 | 0 | 0 | 0 | 0 | 0 | 0 | 0 | 0 | 0 | 0 | 0 | 0 | 0 | 0 | 0 | 0 | 0 | 0 | 0 | 0 | 0 |  |  | Rozelle 132_33kV Tx1 | 0 | 0 | 0 | 0 | 0 | 0 | 0 | 0 | 0 | 0 | 0 | 0 | 0 | 0 | 0 | 0 | 0 | 0 | 0 | 0 | 0 | 0 | 0 | 0 | 0 | 0 | 0 | 0 | 0 | 0 | 0 | 0
|  | -7 | -6 | -5 | -4 | -3 | -2 | -1 |  | 0 | 1 | 2 | 3 | 4 | 5 | 6 | 7 | 8 | 9 | 10 | 11 | 12 | 13 | 14 | 15 | 16 | 17 | 18 | 19 | 20 | 21 | 22 | 23 | 24 |  |  | Rozelle 132_33kV Tx2 | 0 | 0 | 0 | 0 | 0 | 0 | 0 | -0.028834 | 2.7704 | -2.7959 | -10.5216 | 0 | 0 | 0 | 0 | 0 | 0 | 0 | 0 | 0 | 0 | 0 | 0 | 0 | 0 | 0 | 0 | 0 | 0 | 0 | 0 | 0
| Transformer Loads | [36 empty] | 0 | 0 | 0 | 0 | 0 | 0 | 0 | 0 | 0 | 0 | 0 | 0 | 0 | 0 | 0 | 0 | 0 | 0 | 0 | 0 | 0 | 0 | 0 | 0 | 0 | 0 | 0 | 0 | 0 | 0 | 0 | 0
| Historical Loads | (MW) | [7 empty] | 0: Weather Corrected Forecast Loads; 4: (MW) |  |  |  | 0 | 0 | 0 | 0 | 0 | 0 | 0 | 0 | 0 | 0 | 0 | 0 | 0 | 0 | 0 | 0 | 0 | 0 | 0 | 0 | 0 | 0 | 0 | 0 | 0 | 0 | 0 | 0 | 0 | 0 | 0 | 0
|  | 2007 | 2008 | 2009 | 2010 | 2011 | 2012 | 2013 |  | 2014 | 2015 | 2016 | 2017 | 2018 | 2019 | 2020 | 2021 | 2022 | 2023 | 2024 | 2025 | 2026 | 2027 | 2028 | 2029 | 2030 | 2031 | 2032 | 2033 | 2034 | 2035 | 2036 | 2037 | 2038 |  |  |  | 0 | 0 | 0 | 0 | 0 | 0 | 0 | 0 | 0 | 0 | 0 | 0 | 0 | 0 | 0 | 0 | 0 | 0 | 0 | 0 | 0 | 0 | 0 | 0 | 0 | 0 | 0 | 0 | 0 | 0 | 0 | 0
| 0 | [36 empty] | 0 | 0 | 0 | 0 | 0 | 0 | 0 | 0 | 0 | 0 | 0 | 0 | 0 | 0 | 0 | 0 | 0 | 0 | 0 | 0 | 0 | 0 | 0 | 0 | 0 | 0 | 0 | 0 | 0 | 0 | 0 | 0
| Diversity Factor: 0 | [36 empty] | 0 | 0 | 0 | 0 | 0 | 0 | 0 | 0 | 0 | 0 | 0 | 0 | 0 | 0 | 0 | 0 | 0 | 0 | 0 | 0 | 0 | 0 | 0 | 0 | 0 | 0 | 0 | 0 | 0 | 0 | 0 | 0
[38 empty] | 0 | 0 | 0 | 0 | 0 | 0 | 0 | 0 | 0 | 0 | 0 | 0 | 0 | 0 | 0 | 0 | 0 | 0 | 0 | 0 | 0 | 0 | 0 | 0 | 0 | 0 | 0 | 0 | 0 | 0 | 0 | 0
[38 empty] | 0 | 0 | 0 | 0 | 0 | 0 | 0 | 0 | 0 | 0 | 0 | 0 | 0 | 0 | 0 | 0 | 0 | 0 | 0 | 0 | 0 | 0 | 0 | 0 | 0 | 0 | 0 | 0 | 0 | 0 | 0 | 0
| 0 | [36 empty] | 0 | 0 | 0 | 0 | 0 | 0 | 0 | 0 | 0 | 0 | 0 | 0 | 0 | 0 | 0 | 0 | 0 | 0 | 0 | 0 | 0 | 0 | 0 | 0 | 0 | 0 | 0 | 0 | 0 | 0 | 0 | 0
Diversity Factor: 0
[38 empty] | Historical Spots & Transfers | [6 empty] | Forecast Spots & Transfers
[35 empty] | Project Name | From | To | 2007 | 2008 | 2009 | 2010 | 2011 | 2012 | 2013 | 2014 | 2015 | 2016 | 2017 | 2018 | 2019 | 2020 | 2021 | 2022 | 2023 | 2024 | 2025 | 2026 | 2027 | 2028 | 2029 | 2030 | 2031 | 2032 | 2033 | 2034 | 2035 | 2036 | 2037 | 2038
| 0 | [33 empty] | Leichhardt 33_11kV Tx2 Spots and Transfers |  | Rozelle 132_33kV Tx1 | 0 | 0 | 0 | 0 | 0 | 0 | 0 | 0 | 0 | 0 | 0 | 0 | 0 | 0 | 0 | 0 | 0 | 0 | 0 | 0 | 0 | 0 | 0 | 0 | 0 | 0 | 0 | 0 | 0 | 0 | 0 | 0
| Diversity Factor: 0 | [33 empty] | Leichhardt 33_11kV Tx2 Spots and Transfers |  | Rozelle 132_33kV Tx2 | 0 | 0 | 0 | 0 | 0 | 0 | 0 | -0.028834 | 2.7704 | -2.7959 | -10.5216 | 0 | 0 | 0 | 0 | 0 | 0 | 0 | 0 | 0 | 0 | 0 | 0 | 0 | 0 | 0 | 0 | 0 | 0 | 0 | 0 | 0
0
Diversity Factor: 0
0
Diversity Factor: 0
0
Diversity Factor: 0
0
Diversity Factor: 0
0
Diversity Factor: 0
0
Diversity Factor: 0
0
Diversity Factor: 0
| Weather Correction and Public Holiday Factors | [8 empty] | Forecast ROG
ROG Justification
| Actual loads for season 2013 have been weather corrected by the following: | [6 empty] | 2.55% |  | Weighted ROG calculation based on downstream zone substations and customers | [59 empty] | Weighted ROG calculation based on downstream zone substations and customers
1 | 2 | 3 | 4 | 5 | 6 | 7 | 8 | 9 | 10 | 2014 | 2015 | 2016 | 2017 | 2018 | 2019 | 2020 | 2021 | 2022 | 2023 | 2024 | 2025 | 2026 | 2027 | 2028 | 2029 | 2030 | 2031 | 2032 | 2033 | 2034 | 2035 | 2036 | 2037 | 2038
0.98624 | 0.97267 | 0.96375 | #VALUE! | #VALUE! | #VALUE! | #VALUE! | #VALUE! | #VALUE! | #VALUE! | -1.376% | -1.376% | -0.917%
Substation Load Detail
[7 empty] | Units | 2013 |  | 2014 | 2015 | 2016 | 2017 | 2018 | 2019 | 2020 | 2021 | 2022 | 2023 | 2024 | 2025 | 2026 | 2027 | 2028 | 2029 | 2030 | 2031 | 2032 | 2033 | 2034 | 2035 | 2036 | 2037 | 2038
1 | Rozelle 132_33kV | Compensated |  | Load (LV side) |  |  | Amps | 235 |  | 228.8278 | 279.5341 | 0 | 0 | 0 | 0 | 0 | 0 | 0 | 0 | 0 | 0 | 0 | 0 | 0 | 0 | 0 | 0 | 0 | 0 | 0 | 0 | 0 | 0 | 0
|  |  |  | Apparent Power |  |  | MVA | 13.4579 |  | 13.0793 | 15.9775 | 0 | 0 | 0 | 0 | 0 | 0 | 0 | 0 | 0 | 0 | 0 | 0 | 0 | 0 | 0 | 0 | 0 | 0 | 0 | 0 | 0 | 0 | 0
|  |  |  | Real Power |  |  | MW | 12.1121 | 11.93 | 11.737 | 14.346 | 0 | 0 | 0 | 0 | 0 | 0 | 0 | 0 | 0 | 0 | 0 | 0 | 0 | 0 | 0 | 0 | 0 | 0 | 0 | 0 | 0 | 0 | 0
|  |  |  | Reactive Power |  |  | MVAr | 5.8662 |  | 5.7715 | 7.0338 | 0 | 0 | 0 | 0 | 0 | 0 | 0 | 0 | 0 | 0 | 0 | 0 | 0 | 0 | 0 | 0 | 0 | 0 | 0 | 0 | 0 | 0 | 0
|  |  |  | Capacitors In Service |  |  | MVAr | 0 |  | 0 | 0 | 0 | 0 | 0 | 0 | 0 | 0 | 0 | 0 | 0 | 0 | 0 | 0 | 0 | 0 | 0 | 0 | 0 | 0 | 0 | 0 | 0 | 0 | 0
|  |  |  | PF |  |  |  | 0.9 |  | 0.89738 | 0.89788 | 0 | 0 | 0 | 0 | 0 | 0 | 0 | 0 | 0 | 0 | 0 | 0 | 0 | 0 | 0 | 0 | 0 | 0 | 0 | 0 | 0 | 0 | 0
0.80024 | Diversity Factor: 0.8 | Uncompensated |  | Reactive Power |  |  | MVAr | 5.8662 | 5.778 | 5.7715 | 7.0338 | 0 | 0 | 0 | 0 | 0 | 0 | 0 | 0 | 0 | 0 | 0 | 0 | 0 | 0 | 0 | 0 | 0 | 0 | 0 | 0 | 0 | 0 | 0
|  |  |  | PF |  |  |  | 0.9 |  | 0.89738 | 0.89788 | 0 | 0 | 0 | 0 | 0 | 0 | 0 | 0 | 0 | 0 | 0 | 0 | 0 | 0 | 0 | 0 | 0 | 0 | 0 | 0 | 0 | 0 | 0
[10 empty] | 1 | 2 | 3 | 4 | 5 | 6 | 7 | 8 | 9 | 10 | 11 | 12 | 13 | 14 | 15 | 16 | 17 | 18 | 19 | 20 | 21 | 22 | 23 | 24 | 25
Transformer Load Detail
[7 empty] | Units | 2013 |  | 2014 | 2015 | 2016 | 2017 | 2018 | 2019 | 2020 | 2021 | 2022 | 2023 | 2024 | 2025 | 2026 | 2027 | 2028 | 2029 | 2030 | 2031 | 2032 | 2033 | 2034 | 2035 | 2036 | 2037 | 2038
| 0 | Compensated |  | Load (LV side) |  |  | Amps
|  |  |  | Apparent Power |  |  | MVA
|  |  |  | Real Power |  |  | MW
|  |  |  | Reactive Power |  |  | MVAr
|  |  |  | Capacitors In Service |  |  | MVAr
PF
| Zone Div: | Uncompensated |  | Reactive Power |  |  | MVAr
PF
| 0 | Compensated |  | Load (LV side) |  |  | Amps
|  |  |  | Apparent Power |  |  | MVA
|  |  |  | Real Power |  |  | MW
|  |  |  | Reactive Power |  |  | MVAr
|  |  |  | Capacitors In Service |  |  | MVAr
PF
| Zone Div: | Uncompensated |  | Reactive Power |  |  | MVAr
PF
| 0 | Compensated |  | Load (LV side) |  |  | Amps
|  |  |  | Apparent Power |  |  | MVA
|  |  |  | Real Power |  |  | MW
|  |  |  | Reactive Power |  |  | MVAr
|  |  |  | Capacitors In Service |  |  | MVAr
PF
| Zone Div: | Uncompensated |  | Reactive Power |  |  | MVAr
PF
| 0 | Compensated |  | Load (LV side) |  |  | Amps
|  |  |  | Apparent Power |  |  | MVA
|  |  |  | Real Power |  |  | MW
|  |  |  | Reactive Power |  |  | MVAr
|  |  |  | Capacitors In Service |  |  | MVAr
PF
| Zone Div: | Uncompensated |  | Reactive Power |  |  | MVAr
PF
| 0 | Compensated |  | Load (LV side) |  |  | Amps
|  |  |  | Apparent Power |  |  | MVA
|  |  |  | Real Power |  |  | MW
|  |  |  | Reactive Power |  |  | MVAr
|  |  |  | Capacitors In Service |  |  | MVAr
PF
| Zone Div: | Uncompensated |  | Reactive Power |  |  | MVAr
PF
| 0 | Compensated |  | Load (LV side) |  |  | Amps
|  |  |  | Apparent Power |  |  | MVA
|  |  |  | Real Power |  |  | MW
|  |  |  | Reactive Power |  |  | MVAr
|  |  |  | Capacitors In Service |  |  | MVAr
PF
| Zone Div: | Uncompensated |  | Reactive Power |  |  | MVAr
PF
| 0 | Compensated |  | Load (LV side) |  |  | Amps
|  |  |  | Apparent Power |  |  | MVA
|  |  |  | Real Power |  |  | MW
|  |  |  | Reactive Power |  |  | MVAr
|  |  |  | Capacitors In Service |  |  | MVAr
PF
| Zone Div: | Uncompensated |  | Reactive Power |  |  | MVAr
PF
| 0 | Compensated |  | Load (LV side) |  |  | Amps
|  |  |  | Apparent Power |  |  | MVA
|  |  |  | Real Power |  |  | MW
|  |  |  | Reactive Power |  |  | MVAr
|  |  |  | Capacitors In Service |  |  | MVAr
PF
| Zone Div: | Uncompensated |  | Reactive Power |  |  | MVAr
PF
| 0 | Compensated |  | Load (LV side) |  |  | Amps
|  |  |  | Apparent Power |  |  | MVA
|  |  |  | Real Power |  |  | MW
|  |  |  | Reactive Power |  |  | MVAr
|  |  |  | Capacitors In Service |  |  | MVAr
PF
| Zone Div: | Uncompensated |  | Reactive Power |  |  | MVAr
PF
| 0 | Compensated |  | Load (LV side) |  |  | Amps
|  |  |  | Apparent Power |  |  | MVA
|  |  |  | Real Power |  |  | MW
|  |  |  | Reactive Power |  |  | MVAr
|  |  |  | Capacitors In Service |  |  | MVAr
PF
| Zone Div: | Uncompensated |  | Reactive Power |  |  | MVAr
PF

## Strathfield 132_33kV
| Strathfield 132_33kV | [16 empty] | 2014 | WINTER
| Substation Total Loads | [33 empty] | Spots & Transfers Detail
| Historical Loads | (MW) | [7 empty] | Weather Corrected Forecast Loads |  |  |  | (MW) | [20 empty] | Spots & Transfers Summary | (MW) |  | Historical Spots & Transfers | [6 empty] | Forecast Spots & Transfers
|  | 2007 | 2008 | 2009 | 2010 | 2011 | 2012 | 2013 |  | 2014 | 2015 | 2016 | 2017 | 2018 | 2019 | 2020 | 2021 | 2022 | 2023 | 2024 | 2025 | 2026 | 2027 | 2028 | 2029 | 2030 | 2031 | 2032 | 2033 | 2034 | 2035 | 2036 | 2037 | 2038 |  |  |  | 2007 | 2008 | 2009 | 2010 | 2011 | 2012 | 2013 | 2014 | 2015 | 2016 | 2017 | 2018 | 2019 | 2020 | 2021 | 2022 | 2023 | 2024 | 2025 | 2026 | 2027 | 2028 | 2029 | 2030 | 2031 | 2032 | 2033 | 2034 | 2035 | 2036 | 2037 | 2038
| Total | 44 | 55.2 | 49.6 | 47.6 | 40.0938 | 47.182 | 49.4464 |  | 49.1162 | 49.6556 | 49.4743 | 26.9769 | 26.9769 | 26.9769 | 26.9769 | 26.9769 | 26.9769 | 26.9769 | 26.9769 | 26.9769 | 26.9769 | 26.9769 | 26.9769 | 26.9769 | 26.9769 | 26.9769 | 26.9769 | 26.9769 | 26.9769 | 26.9769 | 26.9769 | 26.9769 | 26.9769 |  |  | Total | 0 | 0 | 0 | -3.5989 | 0 | 7.3403 | 0 | 0.31044 | 0.79923 | -0.016399 | -22.4974 | 0 | 0 | 0 | 0 | 0 | 0 | 0 | 0 | 0 | 0 | 0 | 0 | 0 | 0 | 0 | 0 | 0 | 0 | 0 | 0 | 0
| Firm Rating | 0 | 0 | 0 | 68 | 68 | 68.59 | 68.59 |  | 68.59 | 68.59 | 68.59 | 68.59 | 68.59 | 68.59 | 68.59 | 68.59 | 68.59 | 68.59 | 68.59 | 68.59 | 68.59 | 68.59 | 68.59 | 68.59 | 68.59 | 68.59 | 68.59 | 68.59 | 68.59 | 68.59 | 68.59 | 68.59 | 68.59
| Total Capacity | 0 | 0 | 0 | 137 | 137 | 137 | 137 |  | 137 | 137 | 137 | 137 | 137 | 137 | 137 | 137 | 137 | 137 | 137 | 137 | 137 | 137 | 137 | 137 | 137 | 137 | 137 | 137 | 137 | 137 | 137 | 137 | 137 |  |  | Strathfield 132_33kV Tx1 | 0 | 0 | 0 | -2.0747 | 0 | 4.2315 | 0 | 0.17896 | 0.46073 | -0.0094537 | -12.9691 | 0 | 0 | 0 | 0 | 0 | 0 | 0 | 0 | 0 | 0 | 0 | 0 | 0 | 0 | 0 | 0 | 0 | 0 | 0 | 0 | 0
|  | -7 | -6 | -5 | -4 | -3 | -2 | -1 |  | 0 | 1 | 2 | 3 | 4 | 5 | 6 | 7 | 8 | 9 | 10 | 11 | 12 | 13 | 14 | 15 | 16 | 17 | 18 | 19 | 20 | 21 | 22 | 23 | 24 |  |  | Strathfield 132_33kV Tx2 | 0 | 0 | 0 | -1.5242 | 0 | 3.1088 | 0 | 0.13148 | 0.3385 | -0.0069456 | -9.5283 | 0 | 0 | 0 | 0 | 0 | 0 | 0 | 0 | 0 | 0 | 0 | 0 | 0 | 0 | 0 | 0 | 0 | 0 | 0 | 0 | 0
| Transformer Loads | [36 empty] | 0 | 0 | 0 | 0 | 0 | 0 | 0 | 0 | 0 | 0 | 0 | 0 | 0 | 0 | 0 | 0 | 0 | 0 | 0 | 0 | 0 | 0 | 0 | 0 | 0 | 0 | 0 | 0 | 0 | 0 | 0 | 0
| Historical Loads | (MW) | [7 empty] | 0: Weather Corrected Forecast Loads; 4: (MW) |  |  |  | 0 | 0 | 0 | 0 | 0 | 0 | 0 | 0 | 0 | 0 | 0 | 0 | 0 | 0 | 0 | 0 | 0 | 0 | 0 | 0 | 0 | 0 | 0 | 0 | 0 | 0 | 0 | 0 | 0 | 0 | 0 | 0
|  | 2007 | 2008 | 2009 | 2010 | 2011 | 2012 | 2013 |  | 2014 | 2015 | 2016 | 2017 | 2018 | 2019 | 2020 | 2021 | 2022 | 2023 | 2024 | 2025 | 2026 | 2027 | 2028 | 2029 | 2030 | 2031 | 2032 | 2033 | 2034 | 2035 | 2036 | 2037 | 2038 |  |  |  | 0 | 0 | 0 | 0 | 0 | 0 | 0 | 0 | 0 | 0 | 0 | 0 | 0 | 0 | 0 | 0 | 0 | 0 | 0 | 0 | 0 | 0 | 0 | 0 | 0 | 0 | 0 | 0 | 0 | 0 | 0 | 0
| 0 | [36 empty] | 0 | 0 | 0 | 0 | 0 | 0 | 0 | 0 | 0 | 0 | 0 | 0 | 0 | 0 | 0 | 0 | 0 | 0 | 0 | 0 | 0 | 0 | 0 | 0 | 0 | 0 | 0 | 0 | 0 | 0 | 0 | 0
| Diversity Factor: 0 | [36 empty] | 0 | 0 | 0 | 0 | 0 | 0 | 0 | 0 | 0 | 0 | 0 | 0 | 0 | 0 | 0 | 0 | 0 | 0 | 0 | 0 | 0 | 0 | 0 | 0 | 0 | 0 | 0 | 0 | 0 | 0 | 0 | 0
[38 empty] | 0 | 0 | 0 | 0 | 0 | 0 | 0 | 0 | 0 | 0 | 0 | 0 | 0 | 0 | 0 | 0 | 0 | 0 | 0 | 0 | 0 | 0 | 0 | 0 | 0 | 0 | 0 | 0 | 0 | 0 | 0 | 0
[38 empty] | 0 | 0 | 0 | 0 | 0 | 0 | 0 | 0 | 0 | 0 | 0 | 0 | 0 | 0 | 0 | 0 | 0 | 0 | 0 | 0 | 0 | 0 | 0 | 0 | 0 | 0 | 0 | 0 | 0 | 0 | 0 | 0
| 0 | [36 empty] | 0 | 0 | 0 | 0 | 0 | 0 | 0 | 0 | 0 | 0 | 0 | 0 | 0 | 0 | 0 | 0 | 0 | 0 | 0 | 0 | 0 | 0 | 0 | 0 | 0 | 0 | 0 | 0 | 0 | 0 | 0 | 0
Diversity Factor: 0
[38 empty] | Historical Spots & Transfers | [6 empty] | Forecast Spots & Transfers
[35 empty] | Project Name | From | To | 2007 | 2008 | 2009 | 2010 | 2011 | 2012 | 2013 | 2014 | 2015 | 2016 | 2017 | 2018 | 2019 | 2020 | 2021 | 2022 | 2023 | 2024 | 2025 | 2026 | 2027 | 2028 | 2029 | 2030 | 2031 | 2032 | 2033 | 2034 | 2035 | 2036 | 2037 | 2038
| 0 | [33 empty] | Leichhardt 33_11kV Tx3 Spots and Transfers |  | Strathfield 132_33kV Tx1 | 0 | 0 | 0 | -2.0747 | 0 | 2.5545 | 0 | 0.18359 | 0.46359 | -0.008221 | -11.2779 | 0 | 0 | 0 | 0 | 0 | 0 | 0 | 0 | 0 | 0 | 0 | 0 | 0 | 0 | 0 | 0 | 0 | 0 | 0 | 0 | 0
| Diversity Factor: 0 | [33 empty] | Leichhardt 33_11kV Tx3 Spots and Transfers |  | Strathfield 132_33kV Tx2 | 0 | 0 | 0 | -1.5242 | 0 | 1.8768 | 0 | 0.13488 | 0.34059 | -0.0060399 | -8.2858 | 0 | 0 | 0 | 0 | 0 | 0 | 0 | 0 | 0 | 0 | 0 | 0 | 0 | 0 | 0 | 0 | 0 | 0 | 0 | 0 | 0
[35 empty] | Leichhardt 33_11kV Tx4 Spots and Transfers |  | Strathfield 132_33kV Tx1 | 0 | 0 | 0 | 0 | 0 | 1.677 | 0 | -0.0046347 | -0.0028544 | -0.0012328 | -1.6912 | 0 | 0 | 0 | 0 | 0 | 0 | 0 | 0 | 0 | 0 | 0 | 0 | 0 | 0 | 0 | 0 | 0 | 0 | 0 | 0 | 0
[35 empty] | Leichhardt 33_11kV Tx4 Spots and Transfers |  | Strathfield 132_33kV Tx2 | 0 | 0 | 0 | 0 | 0 | 1.2321 | 0 | -0.0034051 | -0.0020971 | -0.00090572 | -1.2425 | 0 | 0 | 0 | 0 | 0 | 0 | 0 | 0 | 0 | 0 | 0 | 0 | 0 | 0 | 0 | 0 | 0 | 0 | 0 | 0 | 0
0
Diversity Factor: 0
0
Diversity Factor: 0
0
Diversity Factor: 0
0
Diversity Factor: 0
0
Diversity Factor: 0
0
Diversity Factor: 0
0
Diversity Factor: 0
| Weather Correction and Public Holiday Factors | [8 empty] | Forecast ROG
ROG Justification
| Actual loads for season 2013 have been weather corrected by the following: | [6 empty] | 1.335% |  | Weighted ROG calculation based on downstream zone substations and customers | [59 empty] | Weighted ROG calculation based on downstream zone substations and customers
1 | 2 | 3 | 4 | 5 | 6 | 7 | 8 | 9 | 10 | 2014 | 2015 | 2016 | 2017 | 2018 | 2019 | 2020 | 2021 | 2022 | 2023 | 2024 | 2025 | 2026 | 2027 | 2028 | 2029 | 2030 | 2031 | 2032 | 2033 | 2034 | 2035 | 2036 | 2037 | 2038
0.99502 | 0.98976 | 0.98647 | 0.98647 | 0.98647 | 0.98647 | 0.98647 | 0.98647 | 0.98647 | 0.98647 | -0.498% | -0.529% | -0.332% | 0% | 0% | 0% | 0% | 0% | 0% | 0% | 0% | 0% | 0% | 0% | 0% | 0% | 0% | 0% | 0% | 0% | 0% | 0% | 0% | 0% | 0%
Substation Load Detail
[7 empty] | Units | 2013 |  | 2014 | 2015 | 2016 | 2017 | 2018 | 2019 | 2020 | 2021 | 2022 | 2023 | 2024 | 2025 | 2026 | 2027 | 2028 | 2029 | 2030 | 2031 | 2032 | 2033 | 2034 | 2035 | 2036 | 2037 | 2038
1 | Strathfield 132_33kV | Compensated |  | Load (LV side) |  |  | Amps | 873 |  | 867.3503 | 876.8736 | 873.6729 | 476.4457 | 476.4457 | 476.4457 | 476.4457 | 476.4457 | 476.4457 | 476.4457 | 476.4457 | 476.4457 | 476.4457 | 476.4457 | 476.4457 | 476.4457 | 476.4457 | 476.4457 | 476.4457 | 476.4457 | 476.4457 | 476.4457 | 476.4457 | 476.4457 | 476.4457
|  |  |  | Apparent Power |  |  | MVA | 49.9017 |  | 49.5757 | 50.1201 | 49.9371 | 27.2325 | 27.2325 | 27.2325 | 27.2325 | 27.2325 | 27.2325 | 27.2325 | 27.2325 | 27.2325 | 27.2325 | 27.2325 | 27.2325 | 27.2325 | 27.2325 | 27.2325 | 27.2325 | 27.2325 | 27.2325 | 27.2325 | 27.2325 | 27.2325 | 27.2325
|  |  |  | Real Power |  |  | MW | 49.4464 | 49.05 | 49.1162 | 49.6556 | 49.4743 | 26.9769 | 26.9769 | 26.9769 | 26.9769 | 26.9769 | 26.9769 | 26.9769 | 26.9769 | 26.9769 | 26.9769 | 26.9769 | 26.9769 | 26.9769 | 26.9769 | 26.9769 | 26.9769 | 26.9769 | 26.9769 | 26.9769 | 26.9769 | 26.9769 | 26.9769
|  |  |  | Reactive Power |  |  | MVAr | 6.7259 |  | 6.7346 | 6.8077 | 6.7829 | 3.7227 | 3.7227 | 3.7227 | 3.7227 | 3.7227 | 3.7227 | 3.7227 | 3.7227 | 3.7227 | 3.7227 | 3.7227 | 3.7227 | 3.7227 | 3.7227 | 3.7227 | 3.7227 | 3.7227 | 3.7227 | 3.7227 | 3.7227 | 3.7227 | 3.7227
|  |  |  | Capacitors In Service |  |  | MVAr | 0 |  | 0 | 0 | 0 | 0 | 0 | 0 | 0 | 0 | 0 | 0 | 0 | 0 | 0 | 0 | 0 | 0 | 0 | 0 | 0 | 0 | 0 | 0 | 0 | 0 | 0
|  |  |  | PF |  |  |  | 0.99087 |  | 0.99073 | 0.99073 | 0.99073 | 0.99061 | 0.99061 | 0.99061 | 0.99061 | 0.99061 | 0.99061 | 0.99061 | 0.99061 | 0.99061 | 0.99061 | 0.99061 | 0.99061 | 0.99061 | 0.99061 | 0.99061 | 0.99061 | 0.99061 | 0.99061 | 0.99061 | 0.99061 | 0.99061 | 0.99061
0.8664 | Diversity Factor: 0.87 | Uncompensated |  | Reactive Power |  |  | MVAr | 6.7259 | 6.672 | 6.7346 | 6.8077 | 6.7829 | 3.7227 | 3.7227 | 3.7227 | 3.7227 | 3.7227 | 3.7227 | 3.7227 | 3.7227 | 3.7227 | 3.7227 | 3.7227 | 3.7227 | 3.7227 | 3.7227 | 3.7227 | 3.7227 | 3.7227 | 3.7227 | 3.7227 | 3.7227 | 3.7227 | 3.7227
|  |  |  | PF |  |  |  | 0.99087 |  | 0.99073 | 0.99073 | 0.99073 | 0.99061 | 0.99061 | 0.99061 | 0.99061 | 0.99061 | 0.99061 | 0.99061 | 0.99061 | 0.99061 | 0.99061 | 0.99061 | 0.99061 | 0.99061 | 0.99061 | 0.99061 | 0.99061 | 0.99061 | 0.99061 | 0.99061 | 0.99061 | 0.99061 | 0.99061
[10 empty] | 1 | 2 | 3 | 4 | 5 | 6 | 7 | 8 | 9 | 10 | 11 | 12 | 13 | 14 | 15 | 16 | 17 | 18 | 19 | 20 | 21 | 22 | 23 | 24 | 25
Transformer Load Detail
[7 empty] | Units | 2013 |  | 2014 | 2015 | 2016 | 2017 | 2018 | 2019 | 2020 | 2021 | 2022 | 2023 | 2024 | 2025 | 2026 | 2027 | 2028 | 2029 | 2030 | 2031 | 2032 | 2033 | 2034 | 2035 | 2036 | 2037 | 2038
| 0 | Compensated |  | Load (LV side) |  |  | Amps
|  |  |  | Apparent Power |  |  | MVA
|  |  |  | Real Power |  |  | MW
|  |  |  | Reactive Power |  |  | MVAr
|  |  |  | Capacitors In Service |  |  | MVAr
PF
| Zone Div: | Uncompensated |  | Reactive Power |  |  | MVAr
PF
| 0 | Compensated |  | Load (LV side) |  |  | Amps
|  |  |  | Apparent Power |  |  | MVA
|  |  |  | Real Power |  |  | MW
|  |  |  | Reactive Power |  |  | MVAr
|  |  |  | Capacitors In Service |  |  | MVAr
PF
| Zone Div: | Uncompensated |  | Reactive Power |  |  | MVAr
PF
| 0 | Compensated |  | Load (LV side) |  |  | Amps
|  |  |  | Apparent Power |  |  | MVA
|  |  |  | Real Power |  |  | MW
|  |  |  | Reactive Power |  |  | MVAr
|  |  |  | Capacitors In Service |  |  | MVAr
PF
| Zone Div: | Uncompensated |  | Reactive Power |  |  | MVAr
PF
| 0 | Compensated |  | Load (LV side) |  |  | Amps
|  |  |  | Apparent Power |  |  | MVA
|  |  |  | Real Power |  |  | MW
|  |  |  | Reactive Power |  |  | MVAr
|  |  |  | Capacitors In Service |  |  | MVAr
PF
| Zone Div: | Uncompensated |  | Reactive Power |  |  | MVAr
PF
| 0 | Compensated |  | Load (LV side) |  |  | Amps
|  |  |  | Apparent Power |  |  | MVA
|  |  |  | Real Power |  |  | MW
|  |  |  | Reactive Power |  |  | MVAr
|  |  |  | Capacitors In Service |  |  | MVAr
PF
| Zone Div: | Uncompensated |  | Reactive Power |  |  | MVAr
PF
| 0 | Compensated |  | Load (LV side) |  |  | Amps
|  |  |  | Apparent Power |  |  | MVA
|  |  |  | Real Power |  |  | MW
|  |  |  | Reactive Power |  |  | MVAr
|  |  |  | Capacitors In Service |  |  | MVAr
PF
| Zone Div: | Uncompensated |  | Reactive Power |  |  | MVAr
PF
| 0 | Compensated |  | Load (LV side) |  |  | Amps
|  |  |  | Apparent Power |  |  | MVA
|  |  |  | Real Power |  |  | MW
|  |  |  | Reactive Power |  |  | MVAr
|  |  |  | Capacitors In Service |  |  | MVAr
PF
| Zone Div: | Uncompensated |  | Reactive Power |  |  | MVAr
PF
| 0 | Compensated |  | Load (LV side) |  |  | Amps
|  |  |  | Apparent Power |  |  | MVA
|  |  |  | Real Power |  |  | MW
|  |  |  | Reactive Power |  |  | MVAr
|  |  |  | Capacitors In Service |  |  | MVAr
PF
| Zone Div: | Uncompensated |  | Reactive Power |  |  | MVAr
PF
| 0 | Compensated |  | Load (LV side) |  |  | Amps
|  |  |  | Apparent Power |  |  | MVA
|  |  |  | Real Power |  |  | MW
|  |  |  | Reactive Power |  |  | MVAr
|  |  |  | Capacitors In Service |  |  | MVAr
PF
| Zone Div: | Uncompensated |  | Reactive Power |  |  | MVAr
PF
| 0 | Compensated |  | Load (LV side) |  |  | Amps
|  |  |  | Apparent Power |  |  | MVA
|  |  |  | Real Power |  |  | MW
|  |  |  | Reactive Power |  |  | MVAr
|  |  |  | Capacitors In Service |  |  | MVAr
PF
| Zone Div: | Uncompensated |  | Reactive Power |  |  | MVAr
PF

## Surry Hills 132_33kV
| Surry Hills 132_33kV | [16 empty] | 2014 | WINTER
| Substation Total Loads | [33 empty] | Spots & Transfers Detail
| Historical Loads | (MW) | [7 empty] | Weather Corrected Forecast Loads |  |  |  | (MW) | [20 empty] | Spots & Transfers Summary | (MW) |  | Historical Spots & Transfers | [6 empty] | Forecast Spots & Transfers
|  | 2007 | 2008 | 2009 | 2010 | 2011 | 2012 | 2013 |  | 2014 | 2015 | 2016 | 2017 | 2018 | 2019 | 2020 | 2021 | 2022 | 2023 | 2024 | 2025 | 2026 | 2027 | 2028 | 2029 | 2030 | 2031 | 2032 | 2033 | 2034 | 2035 | 2036 | 2037 | 2038 |  |  |  | 2007 | 2008 | 2009 | 2010 | 2011 | 2012 | 2013 | 2014 | 2015 | 2016 | 2017 | 2018 | 2019 | 2020 | 2021 | 2022 | 2023 | 2024 | 2025 | 2026 | 2027 | 2028 | 2029 | 2030 | 2031 | 2032 | 2033 | 2034 | 2035 | 2036 | 2037 | 2038
| Total | 232.1 | 229.82 | 219.74 | 208.8 | 211.9679 | 206 | 182.1649 |  | 189.6602 | 133.9439 | 131.9314 | 130.7093 | 130.4801 | 130.4562 | 131.8537 | 133.759 | 135.4823 | 137.2509 | 138.6056 | 140.4838 | 142.3443 | 144.5991 | 147.0598 | 149.4607 | 151.7581 | 154.0988 | 156.4836 | 158.9131 | 161.3878 | 163.9083 | 166.4753 | 169.0894 | 171.7512 |  |  | Total | 0 | 0 | 0 | 0.70535 | 0 | -9.0291 | 0 | -0.4038 | -51.4679 | -0.027367 | -0.24718 | -0.22921 | -0.023883 | 1.3975 | 1.9053 | 1.7233 | 1.7686 | 1.3547 | 1.8782 | 1.8605 | 2.2548 | 2.4607 | 2.4009 | 2.2973 | 2.3408 | 2.3848 | 2.4294 | 2.4747 | 2.5205 | 2.567 | 2.6141 | 2.6619
| Firm Rating | 0 | 0 | 0 | 350 | 350 | 346.72 | 346.72 |  | 346.72 | 346.72 | 346.72 | 346.72 | 346.72 | 346.72 | 346.72 | 346.72 | 346.72 | 346.72 | 346.72 | 346.72 | 346.72 | 346.72 | 346.72 | 346.72 | 346.72 | 346.72 | 346.72 | 346.72 | 346.72 | 346.72 | 346.72 | 346.72 | 346.72
| Total Capacity | 0 | 0 | 0 | 350 | 350 | 466 | 466 |  | 466 | 466 | 466 | 466 | 466 | 466 | 466 | 466 | 466 | 466 | 466 | 466 | 466 | 466 | 466 | 466 | 466 | 466 | 466 | 466 | 466 | 466 | 466 | 466 | 466 |  |  | Surry Hills 132_33kV Tx1 | 0 | 0 | 0 | 0 | 0 | 0 | 0 | 0 | 0 | 0 | 0 | 0 | 0 | 0 | 0 | 0 | 0 | 0 | 0 | 0 | 0 | 0 | 0 | 0 | 0 | 0 | 0 | 0 | 0 | 0 | 0 | 0
|  | -7 | -6 | -5 | -4 | -3 | -2 | -1 |  | 0 | 1 | 2 | 3 | 4 | 5 | 6 | 7 | 8 | 9 | 10 | 11 | 12 | 13 | 14 | 15 | 16 | 17 | 18 | 19 | 20 | 21 | 22 | 23 | 24 |  |  | Surry Hills 132_33kV Tx2 | 0 | 0 | 0 | 0.24775 | 0 | -3.1715 | 0 | -0.14184 | -18.078 | -0.0096124 | -0.086822 | -0.080509 | -0.0083888 | 0.49088 | 0.66924 | 0.6053 | 0.62122 | 0.47583 | 0.65971 | 0.65351 | 0.792 | 0.86431 | 0.84331 | 0.80693 | 0.82219 | 0.83766 | 0.85333 | 0.86922 | 0.88533 | 0.90165 | 0.9182 | 0.93497
| Transformer Loads | [35 empty] | Surry Hills 132_33kV Tx3 | 0 | 0 | 0 | 0.22293 | 0 | -2.8537 | 0 | -0.12763 | -16.2669 | -0.0086494 | -0.078124 | -0.072443 | -0.0075484 | 0.4417 | 0.60219 | 0.54466 | 0.55898 | 0.42816 | 0.59362 | 0.58804 | 0.71265 | 0.77772 | 0.75883 | 0.72609 | 0.73982 | 0.75374 | 0.76784 | 0.78214 | 0.79664 | 0.81132 | 0.82621 | 0.8413
| Historical Loads | (MW) | [7 empty] | 0: Weather Corrected Forecast Loads; 4: (MW) |  |  | Surry Hills 132_33kV Tx4 | 0 | 0 | 0 | 0.23466 | 0 | -3.0039 | 0 | -0.13434 | -17.123 | -0.0091047 | -0.082236 | -0.076256 | -0.0079457 | 0.46495 | 0.63389 | 0.57333 | 0.5884 | 0.4507 | 0.62486 | 0.61899 | 0.75016 | 0.81866 | 0.79877 | 0.76431 | 0.77876 | 0.79341 | 0.80826 | 0.82331 | 0.83856 | 0.85403 | 0.8697 | 0.88558
|  | 2007 | 2008 | 2009 | 2010 | 2011 | 2012 | 2013 |  | 2014 | 2015 | 2016 | 2017 | 2018 | 2019 | 2020 | 2021 | 2022 | 2023 | 2024 | 2025 | 2026 | 2027 | 2028 | 2029 | 2030 | 2031 | 2032 | 2033 | 2034 | 2035 | 2036 | 2037 | 2038 |  |  |  | 0 | 0 | 0 | 0 | 0 | 0 | 0 | 0 | 0 | 0 | 0 | 0 | 0 | 0 | 0 | 0 | 0 | 0 | 0 | 0 | 0 | 0 | 0 | 0 | 0 | 0 | 0 | 0 | 0 | 0 | 0 | 0
| 0 | [36 empty] | 0 | 0 | 0 | 0 | 0 | 0 | 0 | 0 | 0 | 0 | 0 | 0 | 0 | 0 | 0 | 0 | 0 | 0 | 0 | 0 | 0 | 0 | 0 | 0 | 0 | 0 | 0 | 0 | 0 | 0 | 0 | 0
| Diversity Factor: 0 | [36 empty] | 0 | 0 | 0 | 0 | 0 | 0 | 0 | 0 | 0 | 0 | 0 | 0 | 0 | 0 | 0 | 0 | 0 | 0 | 0 | 0 | 0 | 0 | 0 | 0 | 0 | 0 | 0 | 0 | 0 | 0 | 0 | 0
[38 empty] | 0 | 0 | 0 | 0 | 0 | 0 | 0 | 0 | 0 | 0 | 0 | 0 | 0 | 0 | 0 | 0 | 0 | 0 | 0 | 0 | 0 | 0 | 0 | 0 | 0 | 0 | 0 | 0 | 0 | 0 | 0 | 0
[38 empty] | 0 | 0 | 0 | 0 | 0 | 0 | 0 | 0 | 0 | 0 | 0 | 0 | 0 | 0 | 0 | 0 | 0 | 0 | 0 | 0 | 0 | 0 | 0 | 0 | 0 | 0 | 0 | 0 | 0 | 0 | 0 | 0
| 0 | [36 empty] | 0 | 0 | 0 | 0 | 0 | 0 | 0 | 0 | 0 | 0 | 0 | 0 | 0 | 0 | 0 | 0 | 0 | 0 | 0 | 0 | 0 | 0 | 0 | 0 | 0 | 0 | 0 | 0 | 0 | 0 | 0 | 0
Diversity Factor: 0
[38 empty] | Historical Spots & Transfers | [6 empty] | Forecast Spots & Transfers
[35 empty] | Project Name | From | To | 2007 | 2008 | 2009 | 2010 | 2011 | 2012 | 2013 | 2014 | 2015 | 2016 | 2017 | 2018 | 2019 | 2020 | 2021 | 2022 | 2023 | 2024 | 2025 | 2026 | 2027 | 2028 | 2029 | 2030 | 2031 | 2032 | 2033 | 2034 | 2035 | 2036 | 2037 | 2038
| 0 | [33 empty] | City East 33_11kV Spots and Transfers |  | Surry Hills 132_33kV Tx2 | 0 | 0 | 0 | 0 | 0 | 0 | 0 | 0.10997 | 0.15336 | -0.042975 | -0.044756 | -0.065455 | -0.059733 | 0.015874 | 0.061307 | 0.049019 | 0.049162 | 0.018178 | 0.048227 | 0.045245 | 0.070441 | 0.082237 | 0.077056 | 0.067908 | 0.069027 | 0.07016 | 0.071307 | 0.072468 | 0.073642 | 0.074831 | 0.076034 | 0.077252
| Diversity Factor: 0 | [33 empty] | City East 33_11kV Spots and Transfers |  | Surry Hills 132_33kV Tx3 | 0 | 0 | 0 | 0 | 0 | 0 | 0 | 0.098957 | 0.138 | -0.038669 | -0.040272 | -0.058897 | -0.053748 | 0.014284 | 0.055165 | 0.044108 | 0.044237 | 0.016357 | 0.043395 | 0.040713 | 0.063384 | 0.073998 | 0.069336 | 0.061105 | 0.062112 | 0.063132 | 0.064164 | 0.065208 | 0.066265 | 0.067334 | 0.068417 | 0.069512
[35 empty] | City East 33_11kV Spots and Transfers |  | Surry Hills 132_33kV Tx4 | 0 | 0 | 0 | 0 | 0 | 0 | 0 | 0.10417 | 0.14526 | -0.040705 | -0.042392 | -0.061997 | -0.056577 | 0.015035 | 0.058068 | 0.046429 | 0.046565 | 0.017218 | 0.045679 | 0.042855 | 0.06672 | 0.077893 | 0.072985 | 0.064321 | 0.065381 | 0.066454 | 0.067541 | 0.06864 | 0.069752 | 0.070878 | 0.072018 | 0.073171
[35 empty] | Darlinghurst 33_11kV Spots and Transfers |  | Surry Hills 132_33kV Tx2 | 0 | 0 | 0 | 0 | 0 | 0 | 0 | 0.2109 | -0.077496 | -0.081984 | -0.043777 | -0.042529 | -0.016699 | 0.16451 | 0.23129 | 0.20808 | 0.21346 | 0.16035 | 0.22632 | 0.22382 | 0.27381 | 0.29973 | 0.29194 | 0.27845 | 0.28373 | 0.28907 | 0.29449 | 0.29998 | 0.30554 | 0.31118 | 0.3169 | 0.32269
| 0 | [33 empty] | Darlinghurst 33_11kV Spots and Transfers |  | Surry Hills 132_33kV Tx3 | 0 | 0 | 0 | 0 | 0 | 0 | 0 | 0.18978 | -0.069732 | -0.073771 | -0.039392 | -0.038269 | -0.015026 | 0.14802 | 0.20812 | 0.18723 | 0.19207 | 0.14428 | 0.20365 | 0.2014 | 0.24638 | 0.2697 | 0.26269 | 0.25056 | 0.2553 | 0.26011 | 0.26498 | 0.26992 | 0.27493 | 0.28001 | 0.28515 | 0.29036
| Diversity Factor: 0 | [33 empty] | Darlinghurst 33_11kV Spots and Transfers |  | Surry Hills 132_33kV Tx4 | 0 | 0 | 0 | 0 | 0 | 0 | 0 | 0.19976 | -0.073402 | -0.077654 | -0.041465 | -0.040283 | -0.015817 | 0.15582 | 0.21907 | 0.19708 | 0.20218 | 0.15188 | 0.21436 | 0.21199 | 0.25935 | 0.2839 | 0.27652 | 0.26374 | 0.26874 | 0.2738 | 0.27893 | 0.28413 | 0.2894 | 0.29474 | 0.30016 | 0.30565
[35 empty] | Graving Dock No 1 33_11kV Spots and Transfers |  | Surry Hills 132_33kV Tx2 | 0 | 0 | 0 | 0 | 0 | 0 | 0 | 0 | 0 | 0 | 0 | 0 | 0 | 0 | 0 | 0 | 0 | 0 | 0 | 0 | 0 | 0 | 0 | 0 | 0 | 0 | 0 | 0 | 0 | 0 | 0 | 0
[35 empty] | Graving Dock No 1 33_11kV Spots and Transfers |  | Surry Hills 132_33kV Tx3 | 0 | 0 | 0 | 0 | 0 | 0 | 0 | 0 | 0 | 0 | 0 | 0 | 0 | 0 | 0 | 0 | 0 | 0 | 0 | 0 | 0 | 0 | 0 | 0 | 0 | 0 | 0 | 0 | 0 | 0 | 0 | 0
| 0 | [33 empty] | Graving Dock No 1 33_11kV Spots and Transfers |  | Surry Hills 132_33kV Tx4 | 0 | 0 | 0 | 0 | 0 | 0 | 0 | 0 | 0 | 0 | 0 | 0 | 0 | 0 | 0 | 0 | 0 | 0 | 0 | 0 | 0 | 0 | 0 | 0 | 0 | 0 | 0 | 0 | 0 | 0 | 0 | 0
| Diversity Factor: 0 | [33 empty] | Graving Dock No 2 33_11kV Spots and Transfers |  | Surry Hills 132_33kV Tx2 | 0 | 0 | 0 | 0 | 0 | 0 | 0 | 0 | 0 | 0 | 0 | 0 | 0 | 0 | 0 | 0 | 0 | 0 | 0 | 0 | 0 | 0 | 0 | 0 | 0 | 0 | 0 | 0 | 0 | 0 | 0 | 0
[35 empty] | Graving Dock No 2 33_11kV Spots and Transfers |  | Surry Hills 132_33kV Tx3 | 0 | 0 | 0 | 0 | 0 | 0 | 0 | 0 | 0 | 0 | 0 | 0 | 0 | 0 | 0 | 0 | 0 | 0 | 0 | 0 | 0 | 0 | 0 | 0 | 0 | 0 | 0 | 0 | 0 | 0 | 0 | 0
[35 empty] | Graving Dock No 2 33_11kV Spots and Transfers |  | Surry Hills 132_33kV Tx4 | 0 | 0 | 0 | 0 | 0 | 0 | 0 | 0 | 0 | 0 | 0 | 0 | 0 | 0 | 0 | 0 | 0 | 0 | 0 | 0 | 0 | 0 | 0 | 0 | 0 | 0 | 0 | 0 | 0 | 0 | 0 | 0
| 0 | [33 empty] | Paddington 33_11kV Spots and Transfers |  | Surry Hills 132_33kV Tx2 | 0 | 0 | 0 | 0 | 0 | 0 | 0 | -0.050406 | 0.23764 | -0.021522 | 0.016302 | 0.031586 | 0.04768 | 0.16159 | 0.18923 | 0.17621 | 0.18181 | 0.15472 | 0.19643 | 0.19661 | 0.22592 | 0.24233 | 0.23897 | 0.23331 | 0.23788 | 0.24251 | 0.2472 | 0.25196 | 0.25679 | 0.26168 | 0.26664 | 0.27167
| Diversity Factor: 0 | [33 empty] | Paddington 33_11kV Spots and Transfers |  | Surry Hills 132_33kV Tx3 | 0 | 0 | 0 | 0 | 0 | 0 | 0 | -0.045356 | 0.21384 | -0.019366 | 0.014669 | 0.028421 | 0.042903 | 0.1454 | 0.17027 | 0.15855 | 0.1636 | 0.13922 | 0.17675 | 0.17692 | 0.20328 | 0.21805 | 0.21503 | 0.20994 | 0.21405 | 0.21821 | 0.22244 | 0.22672 | 0.23106 | 0.23546 | 0.23993 | 0.24445
[35 empty] | Paddington 33_11kV Spots and Transfers |  | Surry Hills 132_33kV Tx4 | 0 | 0 | 0 | 0 | 0 | 0 | 0 | -0.047743 | 0.22509 | -0.020385 | 0.015441 | 0.029917 | 0.045161 | 0.15305 | 0.17924 | 0.1669 | 0.17221 | 0.14655 | 0.18605 | 0.18623 | 0.21398 | 0.22952 | 0.22635 | 0.22099 | 0.22531 | 0.2297 | 0.23414 | 0.23865 | 0.24322 | 0.24786 | 0.25255 | 0.25732
[35 empty] | Rose Bay 33_11kV Spots and Transfers |  | Surry Hills 132_33kV Tx2 | 0 | 0 | 0 | 0 | 0 | 9.4001e-17 | 0 | -0.0010396 | -12.1239 | 0 | 0 | 0 | 0 | 0 | 0 | 0 | 0 | 0 | 0 | 0 | 0 | 0 | 0 | 0 | 0 | 0 | 0 | 0 | 0 | 0 | 0 | 0
| 0 | [33 empty] | Rose Bay 33_11kV Spots and Transfers |  | Surry Hills 132_33kV Tx3 | 0 | 0 | 0 | 0 | 0 | 8.4584e-17 | 0 | -0.00093549 | -10.9093 | 0 | 0 | 0 | 0 | 0 | 0 | 0 | 0 | 0 | 0 | 0 | 0 | 0 | 0 | 0 | 0 | 0 | 0 | 0 | 0 | 0 | 0 | 0
| Diversity Factor: 0 | [33 empty] | Rose Bay 33_11kV Spots and Transfers |  | Surry Hills 132_33kV Tx4 | 0 | 0 | 0 | 0 | 0 | 8.9036e-17 | 0 | -0.00098473 | -11.4835 | 0 | 0 | 0 | 0 | 0 | 0 | 0 | 0 | 0 | 0 | 0 | 0 | 0 | 0 | 0 | 0 | 0 | 0 | 0 | 0 | 0 | 0 | 0
[35 empty] | Surry Hills 33_11kV Spots and Transfers |  | Surry Hills 132_33kV Tx2 | 0 | 0 | 0 | 0.24775 | 0 | -3.1715 | 0 | -0.41127 | 1.8573 | 0.13687 | -0.014591 | -0.0041103 | 0.020364 | 0.14891 | 0.18741 | 0.172 | 0.17679 | 0.14259 | 0.18873 | 0.18783 | 0.22183 | 0.24002 | 0.23535 | 0.22725 | 0.23156 | 0.23592 | 0.24034 | 0.24482 | 0.24936 | 0.25396 | 0.25863 | 0.26336
[35 empty] | Surry Hills 33_11kV Spots and Transfers |  | Surry Hills 132_33kV Tx3 | 0 | 0 | 0 | 0.22293 | 0 | -2.8537 | 0 | -0.37007 | 1.6712 | 0.12316 | -0.013129 | -0.0036985 | 0.018324 | 0.13399 | 0.16864 | 0.15477 | 0.15908 | 0.1283 | 0.16982 | 0.16901 | 0.1996 | 0.21597 | 0.21177 | 0.20449 | 0.20836 | 0.21228 | 0.21626 | 0.22029 | 0.22438 | 0.22852 | 0.23272 | 0.23697
| 0 | [33 empty] | Surry Hills 33_11kV Spots and Transfers |  | Surry Hills 132_33kV Tx4 | 0 | 0 | 0 | 0.23466 | 0 | -3.0039 | 0 | -0.38954 | 1.7592 | 0.12964 | -0.013821 | -0.0038932 | 0.019288 | 0.14104 | 0.17751 | 0.16291 | 0.16745 | 0.13505 | 0.17876 | 0.17791 | 0.21011 | 0.22734 | 0.22291 | 0.21525 | 0.21932 | 0.22345 | 0.22764 | 0.23188 | 0.23619 | 0.24055 | 0.24497 | 0.24945
| Diversity Factor: 0 | [33 empty] | Waverley 33_11kV Spots and Transfers |  | Surry Hills 132_33kV Tx2 | 0 | 0 | 0 | 0 | 0 | 0 | 0 | 0 | -8.1249 | 0 | 0 | 0 | 0 | 0 | 0 | 0 | 0 | 0 | 0 | 0 | 0 | 0 | 0 | 0 | 0 | 0 | 0 | 0 | 0 | 0 | 0 | 0
[35 empty] | Waverley 33_11kV Spots and Transfers |  | Surry Hills 132_33kV Tx3 | 0 | 0 | 0 | 0 | 0 | 0 | 0 | 0 | -7.3109 | 0 | 0 | 0 | 0 | 0 | 0 | 0 | 0 | 0 | 0 | 0 | 0 | 0 | 0 | 0 | 0 | 0 | 0 | 0 | 0 | 0 | 0 | 0
[35 empty] | Waverley 33_11kV Spots and Transfers |  | Surry Hills 132_33kV Tx4 | 0 | 0 | 0 | 0 | 0 | 0 | 0 | 0 | -7.6957 | 0 | 0 | 0 | 0 | 0 | 0 | 0 | 0 | 0 | 0 | 0 | 0 | 0 | 0 | 0 | 0 | 0 | 0 | 0 | 0 | 0 | 0 | 0
0
Diversity Factor: 0
0
Diversity Factor: 0
| Weather Correction and Public Holiday Factors | [8 empty] | Forecast ROG
ROG Justification
| Actual loads for season 2013 have been weather corrected by the following: | [6 empty] | 3.075% |  | Weighted ROG calculation based on downstream zone substations and customers | [59 empty] | Weighted ROG calculation based on downstream zone substations and customers
1 | 2 | 3 | 4 | 5 | 6 | 7 | 8 | 9 | 10 | 2014 | 2015 | 2016 | 2017 | 2018 | 2019 | 2020 | 2021 | 2022 | 2023 | 2024 | 2025 | 2026 | 2027 | 2028 | 2029 | 2030 | 2031 | 2032 | 2033 | 2034 | 2035 | 2036 | 2037 | 2038
0.97319 | 0.95139 | 0.93729 | 0.93036 | 0.93036 | 0.93036 | 0.93036 | 0.93036 | 0.93036 | 0.93036 | -2.681% | -2.24% | -1.482% | -0.739% | 0% | 0% | 0% | 0% | 0% | 0% | 0% | 0% | 0% | 0% | 0% | 0% | 0% | 0% | 0% | 0% | 0% | 0% | 0% | 0% | 0%
Substation Load Detail
[7 empty] | Units | 2013 |  | 2014 | 2015 | 2016 | 2017 | 2018 | 2019 | 2020 | 2021 | 2022 | 2023 | 2024 | 2025 | 2026 | 2027 | 2028 | 2029 | 2030 | 2031 | 2032 | 2033 | 2034 | 2035 | 2036 | 2037 | 2038
1 | Surry Hills 132_33kV | Compensated |  | Load (LV side) |  |  | Amps | 3187 |  | 3318.44 | 2366.46 | 2330.91 | 2309.31 | 2305.25 | 2304.83 | 2329.56 | 2363.28 | 2393.78 | 2425.09 | 2449.06 | 2482.3 | 2515.23 | 2555.14 | 2598.69 | 2641.19 | 2681.85 | 2723.28 | 2765.49 | 2808.49 | 2852.29 | 2896.9 | 2942.33 | 2988.6 | 3035.71
|  |  |  | Apparent Power |  |  | MVA | 182.1888 |  | 189.6746 | 135.2617 | 133.2294 | 131.9948 | 131.7629 | 131.7388 | 133.1525 | 135.08 | 136.8233 | 138.6125 | 139.9829 | 141.883 | 143.7651 | 146.0462 | 148.5355 | 150.9643 | 153.2884 | 155.6564 | 158.069 | 160.5267 | 163.0302 | 165.5801 | 168.177 | 170.8216 | 173.5145
|  |  |  | Real Power |  |  | MW | 182.1649 | 195.3 | 189.6602 | 133.9439 | 131.9314 | 130.7093 | 130.4801 | 130.4562 | 131.8537 | 133.759 | 135.4823 | 137.2509 | 138.6056 | 140.4838 | 142.3443 | 144.5991 | 147.0598 | 149.4607 | 151.7581 | 154.0988 | 156.4836 | 158.9131 | 161.3878 | 163.9083 | 166.4753 | 169.0894 | 171.7512
|  |  |  | Reactive Power |  |  | MVAr | 2.9484 |  | 2.344 | 18.8351 | 18.5518 | 18.3768 | 18.3416 | 18.3379 | 18.5524 | 18.8447 | 19.1091 | 19.3804 | 19.5883 | 19.8764 | 20.1619 | 20.5078 | 20.8853 | 21.2537 | 21.6062 | 21.9653 | 22.3312 | 22.7039 | 23.0836 | 23.4703 | 23.8641 | 24.2652 | 24.6736
|  |  |  | Capacitors In Service |  |  | MVAr | 25 |  | 25 | 0 | 0 | 0 | 0 | 0 | 0 | 0 | 0 | 0 | 0 | 0 | 0 | 0 | 0 | 0 | 0 | 0 | 0 | 0 | 0 | 0 | 0 | 0 | 0
|  |  |  | PF |  |  |  | 0.99987 |  | 0.99992 | 0.99026 | 0.99026 | 0.99026 | 0.99026 | 0.99026 | 0.99025 | 0.99022 | 0.9902 | 0.99018 | 0.99016 | 0.99014 | 0.99012 | 0.99009 | 0.99006 | 0.99004 | 0.99002 | 0.98999 | 0.98997 | 0.98995 | 0.98993 | 0.9899 | 0.98988 | 0.98986 | 0.98984
0.95745 | Diversity Factor: 0.96 | Uncompensated |  | Reactive Power |  |  | MVAr | 27.9484 | 28.161 | 27.344 | 18.8351 | 18.5518 | 18.3768 | 18.3416 | 18.3379 | 18.5524 | 18.8447 | 19.1091 | 19.3804 | 19.5883 | 19.8764 | 20.1619 | 20.5078 | 20.8853 | 21.2537 | 21.6062 | 21.9653 | 22.3312 | 22.7039 | 23.0836 | 23.4703 | 23.8641 | 24.2652 | 24.6736
|  |  |  | PF |  |  |  | 0.98843 |  | 0.98977 | 0.99026 | 0.99026 | 0.99026 | 0.99026 | 0.99026 | 0.99025 | 0.99022 | 0.9902 | 0.99018 | 0.99016 | 0.99014 | 0.99012 | 0.99009 | 0.99006 | 0.99004 | 0.99002 | 0.98999 | 0.98997 | 0.98995 | 0.98993 | 0.9899 | 0.98988 | 0.98986 | 0.98984
[10 empty] | 1 | 2 | 3 | 4 | 5 | 6 | 7 | 8 | 9 | 10 | 11 | 12 | 13 | 14 | 15 | 16 | 17 | 18 | 19 | 20 | 21 | 22 | 23 | 24 | 25
Transformer Load Detail
[7 empty] | Units | 2013 |  | 2014 | 2015 | 2016 | 2017 | 2018 | 2019 | 2020 | 2021 | 2022 | 2023 | 2024 | 2025 | 2026 | 2027 | 2028 | 2029 | 2030 | 2031 | 2032 | 2033 | 2034 | 2035 | 2036 | 2037 | 2038
| 0 | Compensated |  | Load (LV side) |  |  | Amps
|  |  |  | Apparent Power |  |  | MVA
|  |  |  | Real Power |  |  | MW
|  |  |  | Reactive Power |  |  | MVAr
|  |  |  | Capacitors In Service |  |  | MVAr
PF
| Zone Div: | Uncompensated |  | Reactive Power |  |  | MVAr
PF
| 0 | Compensated |  | Load (LV side) |  |  | Amps
|  |  |  | Apparent Power |  |  | MVA
|  |  |  | Real Power |  |  | MW
|  |  |  | Reactive Power |  |  | MVAr
|  |  |  | Capacitors In Service |  |  | MVAr
PF
| Zone Div: | Uncompensated |  | Reactive Power |  |  | MVAr
PF
| 0 | Compensated |  | Load (LV side) |  |  | Amps
|  |  |  | Apparent Power |  |  | MVA
|  |  |  | Real Power |  |  | MW
|  |  |  | Reactive Power |  |  | MVAr
|  |  |  | Capacitors In Service |  |  | MVAr
PF
| Zone Div: | Uncompensated |  | Reactive Power |  |  | MVAr
PF
| 0 | Compensated |  | Load (LV side) |  |  | Amps
|  |  |  | Apparent Power |  |  | MVA
|  |  |  | Real Power |  |  | MW
|  |  |  | Reactive Power |  |  | MVAr
|  |  |  | Capacitors In Service |  |  | MVAr
PF
| Zone Div: | Uncompensated |  | Reactive Power |  |  | MVAr
PF
| 0 | Compensated |  | Load (LV side) |  |  | Amps
|  |  |  | Apparent Power |  |  | MVA
|  |  |  | Real Power |  |  | MW
|  |  |  | Reactive Power |  |  | MVAr
|  |  |  | Capacitors In Service |  |  | MVAr
PF
| Zone Div: | Uncompensated |  | Reactive Power |  |  | MVAr
PF
| 0 | Compensated |  | Load (LV side) |  |  | Amps
|  |  |  | Apparent Power |  |  | MVA
|  |  |  | Real Power |  |  | MW
|  |  |  | Reactive Power |  |  | MVAr
|  |  |  | Capacitors In Service |  |  | MVAr
PF
| Zone Div: | Uncompensated |  | Reactive Power |  |  | MVAr
PF
| 0 | Compensated |  | Load (LV side) |  |  | Amps
|  |  |  | Apparent Power |  |  | MVA
|  |  |  | Real Power |  |  | MW
|  |  |  | Reactive Power |  |  | MVAr
|  |  |  | Capacitors In Service |  |  | MVAr
PF
| Zone Div: | Uncompensated |  | Reactive Power |  |  | MVAr
PF
| 0 | Compensated |  | Load (LV side) |  |  | Amps
|  |  |  | Apparent Power |  |  | MVA
|  |  |  | Real Power |  |  | MW
|  |  |  | Reactive Power |  |  | MVAr
|  |  |  | Capacitors In Service |  |  | MVAr
PF
| Zone Div: | Uncompensated |  | Reactive Power |  |  | MVAr
PF
| 0 | Compensated |  | Load (LV side) |  |  | Amps
|  |  |  | Apparent Power |  |  | MVA
|  |  |  | Real Power |  |  | MW
|  |  |  | Reactive Power |  |  | MVAr
|  |  |  | Capacitors In Service |  |  | MVAr
PF
| Zone Div: | Uncompensated |  | Reactive Power |  |  | MVAr
PF
| 0 | Compensated |  | Load (LV side) |  |  | Amps
|  |  |  | Apparent Power |  |  | MVA
|  |  |  | Real Power |  |  | MW
|  |  |  | Reactive Power |  |  | MVAr
|  |  |  | Capacitors In Service |  |  | MVAr
PF
| Zone Div: | Uncompensated |  | Reactive Power |  |  | MVAr
PF

## Sydney East 132_33kV
| Sydney East 132_33kV | [16 empty] | 2014 | WINTER
| Substation Total Loads | [33 empty] | Spots & Transfers Detail
| Historical Loads | (MW) | [7 empty] | Weather Corrected Forecast Loads |  |  |  | (MW) | [20 empty] | Spots & Transfers Summary | (MW) |  | Historical Spots & Transfers | [6 empty] | Forecast Spots & Transfers
|  | 2007 | 2008 | 2009 | 2010 | 2011 | 2012 | 2013 |  | 2014 | 2015 | 2016 | 2017 | 2018 | 2019 | 2020 | 2021 | 2022 | 2023 | 2024 | 2025 | 2026 | 2027 | 2028 | 2029 | 2030 | 2031 | 2032 | 2033 | 2034 | 2035 | 2036 | 2037 | 2038 |  |  |  | 2007 | 2008 | 2009 | 2010 | 2011 | 2012 | 2013 | 2014 | 2015 | 2016 | 2017 | 2018 | 2019 | 2020 | 2021 | 2022 | 2023 | 2024 | 2025 | 2026 | 2027 | 2028 | 2029 | 2030 | 2031 | 2032 | 2033 | 2034 | 2035 | 2036 | 2037 | 2038
| Total | 98.3 | 100.42 | 86.69 | 87.74 | 84 | 77.4396 | 70.7364 |  | 72.4985 | 70.6983 | 69.4186 | 68.8531 | 69.1234 | 69.4445 | 70.3665 | 71.3948 | 72.3649 | 73.3814 | 74.3102 | 75.4573 | 76.6175 | 77.908 | 79.2818 | 80.6478 | 82.0062 | 83.3959 | 84.8174 | 86.2712 | 87.7576 | 89.2773 | 90.8308 | 92.4184 | 94.0407 |  |  | Total | 0 | 0.43361 | -2.8663 | 0.48007 | 4e-10 | 0.80723 | 0 | 0.040258 | 0.56762 | 0.25806 | 0.18907 | 0.27029 | 0.32107 | 0.922 | 1.0283 | 0.97008 | 1.0165 | 0.92881 | 1.1471 | 1.1603 | 1.2905 | 1.3737 | 1.3661 | 1.3584 | 1.3897 | 1.4215 | 1.4538 | 1.4865 | 1.5197 | 1.5534 | 1.5876 | 1.6223
| Firm Rating | 0 | 0 | 0 | 137 | 137 | 102.88 | 149.01 |  | 149.01 | 149.01 | 149.01 | 149.01 | 149.01 | 149.01 | 149.01 | 149.01 | 149.01 | 149.01 | 149.01 | 149.01 | 149.01 | 149.01 | 149.01 | 149.01 | 149.01 | 149.01 | 149.01 | 149.01 | 149.01 | 149.01 | 149.01 | 149.01 | 149.01
| Total Capacity | 0 | 0 | 0 | 295 | 295 | 206 | 233 |  | 233 | 233 | 233 | 233 | 233 | 233 | 233 | 233 | 233 | 233 | 233 | 233 | 233 | 233 | 233 | 233 | 233 | 233 | 233 | 233 | 233 | 233 | 233 | 233 | 233 |  |  | Sydney East 132_33kV Tx7 | 0 | 0.20277 | -1.3404 | 0.2245 | 3e-10 | 0.37749 | 0 | 0.018826 | 0.26544 | 0.12068 | 0.088418 | 0.1264 | 0.15015 | 0.43116 | 0.48086 | 0.45364 | 0.47537 | 0.43434 | 0.5364 | 0.54259 | 0.60348 | 0.6424 | 0.63882 | 0.63522 | 0.64988 | 0.66474 | 0.67983 | 0.69514 | 0.71067 | 0.72643 | 0.74242 | 0.75864
|  | -7 | -6 | -5 | -4 | -3 | -2 | -1 |  | 0 | 1 | 2 | 3 | 4 | 5 | 6 | 7 | 8 | 9 | 10 | 11 | 12 | 13 | 14 | 15 | 16 | 17 | 18 | 19 | 20 | 21 | 22 | 23 | 24 |  |  | Sydney East 132_33kV Tx8 | 0 | 0.23084 | -1.5259 | 0.25557 | 1e-10 | 0.42974 | 0 | 0.021432 | 0.30218 | 0.13738 | 0.10066 | 0.14389 | 0.17093 | 0.49084 | 0.54742 | 0.51644 | 0.54117 | 0.49446 | 0.61065 | 0.61769 | 0.68702 | 0.73132 | 0.72724 | 0.72315 | 0.73983 | 0.75676 | 0.77393 | 0.79136 | 0.80904 | 0.82698 | 0.84518 | 0.86365
| Transformer Loads | [36 empty] | 0 | 0 | 0 | 0 | 0 | 0 | 0 | 0 | 0 | 0 | 0 | 0 | 0 | 0 | 0 | 0 | 0 | 0 | 0 | 0 | 0 | 0 | 0 | 0 | 0 | 0 | 0 | 0 | 0 | 0 | 0 | 0
| Historical Loads | (MW) | [7 empty] | 0: Weather Corrected Forecast Loads; 4: (MW) |  |  |  | 0 | 0 | 0 | 0 | 0 | 0 | 0 | 0 | 0 | 0 | 0 | 0 | 0 | 0 | 0 | 0 | 0 | 0 | 0 | 0 | 0 | 0 | 0 | 0 | 0 | 0 | 0 | 0 | 0 | 0 | 0 | 0
|  | 2007 | 2008 | 2009 | 2010 | 2011 | 2012 | 2013 |  | 2014 | 2015 | 2016 | 2017 | 2018 | 2019 | 2020 | 2021 | 2022 | 2023 | 2024 | 2025 | 2026 | 2027 | 2028 | 2029 | 2030 | 2031 | 2032 | 2033 | 2034 | 2035 | 2036 | 2037 | 2038 |  |  |  | 0 | 0 | 0 | 0 | 0 | 0 | 0 | 0 | 0 | 0 | 0 | 0 | 0 | 0 | 0 | 0 | 0 | 0 | 0 | 0 | 0 | 0 | 0 | 0 | 0 | 0 | 0 | 0 | 0 | 0 | 0 | 0
| 0 | [36 empty] | 0 | 0 | 0 | 0 | 0 | 0 | 0 | 0 | 0 | 0 | 0 | 0 | 0 | 0 | 0 | 0 | 0 | 0 | 0 | 0 | 0 | 0 | 0 | 0 | 0 | 0 | 0 | 0 | 0 | 0 | 0 | 0
| Diversity Factor: 0 | [36 empty] | 0 | 0 | 0 | 0 | 0 | 0 | 0 | 0 | 0 | 0 | 0 | 0 | 0 | 0 | 0 | 0 | 0 | 0 | 0 | 0 | 0 | 0 | 0 | 0 | 0 | 0 | 0 | 0 | 0 | 0 | 0 | 0
[38 empty] | 0 | 0 | 0 | 0 | 0 | 0 | 0 | 0 | 0 | 0 | 0 | 0 | 0 | 0 | 0 | 0 | 0 | 0 | 0 | 0 | 0 | 0 | 0 | 0 | 0 | 0 | 0 | 0 | 0 | 0 | 0 | 0
[38 empty] | 0 | 0 | 0 | 0 | 0 | 0 | 0 | 0 | 0 | 0 | 0 | 0 | 0 | 0 | 0 | 0 | 0 | 0 | 0 | 0 | 0 | 0 | 0 | 0 | 0 | 0 | 0 | 0 | 0 | 0 | 0 | 0
| 0 | [36 empty] | 0 | 0 | 0 | 0 | 0 | 0 | 0 | 0 | 0 | 0 | 0 | 0 | 0 | 0 | 0 | 0 | 0 | 0 | 0 | 0 | 0 | 0 | 0 | 0 | 0 | 0 | 0 | 0 | 0 | 0 | 0 | 0
Diversity Factor: 0
[38 empty] | Historical Spots & Transfers | [6 empty] | Forecast Spots & Transfers
[35 empty] | Project Name | From | To | 2007 | 2008 | 2009 | 2010 | 2011 | 2012 | 2013 | 2014 | 2015 | 2016 | 2017 | 2018 | 2019 | 2020 | 2021 | 2022 | 2023 | 2024 | 2025 | 2026 | 2027 | 2028 | 2029 | 2030 | 2031 | 2032 | 2033 | 2034 | 2035 | 2036 | 2037 | 2038
| 0 | [33 empty] | Careel Bay 33_11kV Spots and Transfers |  | Sydney East 132_33kV Tx7 | 0 | 0 | 0 | 0 | 0 | 0 | 0 | -0.0020839 | -0.0025814 | 0.01467 | 0.030805 | 0.043453 | 0.047313 | 0.085584 | 0.08466 | 0.082016 | 0.08632 | 0.085066 | 0.098678 | 0.1006 | 0.10713 | 0.11227 | 0.11273 | 0.11408 | 0.11677 | 0.1195 | 0.12227 | 0.12508 | 0.12793 | 0.13083 | 0.13377 | 0.13675
| Diversity Factor: 0 | [33 empty] | Careel Bay 33_11kV Spots and Transfers |  | Sydney East 132_33kV Tx8 | 0 | 0 | 0 | 0 | 0 | 0 | 0 | -0.0023724 | -0.0029387 | 0.0167 | 0.035069 | 0.049467 | 0.053862 | 0.09743 | 0.096379 | 0.093368 | 0.098268 | 0.096841 | 0.11234 | 0.11452 | 0.12196 | 0.12781 | 0.12834 | 0.12987 | 0.13293 | 0.13604 | 0.13919 | 0.14239 | 0.14564 | 0.14894 | 0.15229 | 0.15568
[35 empty] | Mona Vale 33_11kV Spots and Transfers |  | Sydney East 132_33kV Tx7 | 0 | -0.26299 | -0.52555 | 0.2245 | 1.9151 | 0.18829 | 0 | -0.14787 | 0.28802 | 0.10185 | 0.02231 | 0.032377 | 0.042558 | 0.15978 | 0.18674 | 0.17443 | 0.18229 | 0.16116 | 0.20408 | 0.2057 | 0.23281 | 0.24925 | 0.24691 | 0.24375 | 0.24926 | 0.25486 | 0.26054 | 0.2663 | 0.27214 | 0.27807 | 0.28409 | 0.29019
[35 empty] | Mona Vale 33_11kV Spots and Transfers |  | Sydney East 132_33kV Tx8 | 0 | -0.2994 | -0.5983 | 0.25557 | 2.1802 | 0.21435 | 0 | -0.16834 | 0.32789 | 0.11595 | 0.025398 | 0.036859 | 0.048449 | 0.1819 | 0.21258 | 0.19857 | 0.20752 | 0.18347 | 0.23233 | 0.23418 | 0.26504 | 0.28376 | 0.28109 | 0.27749 | 0.28377 | 0.29014 | 0.2966 | 0.30316 | 0.30981 | 0.31656 | 0.32341 | 0.33036
| 0 | [33 empty] | Narrabeen 33_11kV Spots and Transfers |  | Sydney East 132_33kV Tx7 | 0 | 0 | -1.0084 | 0 | 0 | 0 | 0 | 0.1946 | -0.0056159 | 0.0046156 | 0.016449 | 0.024007 | 0.027598 | 0.066885 | 0.071476 | 0.068053 | 0.071429 | 0.067076 | 0.080994 | 0.082157 | 0.089992 | 0.095283 | 0.095071 | 0.095116 | 0.09733 | 0.099576 | 0.10186 | 0.10417 | 0.10652 | 0.1089 | 0.11131 | 0.11377
| Diversity Factor: 0 | [33 empty] | Narrabeen 33_11kV Spots and Transfers |  | Sydney East 132_33kV Tx8 | 0 | 0 | -1.148 | 0 | 0 | 0 | 0 | 0.22154 | -0.0063933 | 0.0052545 | 0.018726 | 0.02733 | 0.031418 | 0.076143 | 0.08137 | 0.077473 | 0.081317 | 0.076361 | 0.092205 | 0.09353 | 0.10245 | 0.10847 | 0.10823 | 0.10828 | 0.1108 | 0.11336 | 0.11595 | 0.11859 | 0.12126 | 0.12397 | 0.12672 | 0.12951
[35 empty] | Newport 33_11kV Spots and Transfers |  | Sydney East 132_33kV Tx7 | 0 | 0.46577 | 0.1936 | 0 | -1.9151 | 0 | 0 | -5.714e-05 | -0.0022131 | 0.016479 | 0.033888 | 0.048445 | 0.05262 | 0.091402 | 0.088565 | 0.086213 | 0.090809 | 0.090653 | 0.10405 | 0.10622 | 0.11224 | 0.11728 | 0.11799 | 0.11977 | 0.12261 | 0.12549 | 0.12841 | 0.13137 | 0.13438 | 0.13744 | 0.14053 | 0.14368
[35 empty] | Newport 33_11kV Spots and Transfers |  | Sydney East 132_33kV Tx8 | 0 | 0.53024 | 0.2204 | 0 | -2.1802 | 0 | 0 | -6.505e-05 | -0.0025194 | 0.01876 | 0.038579 | 0.055151 | 0.059903 | 0.10405 | 0.10082 | 0.098147 | 0.10338 | 0.1032 | 0.11845 | 0.12092 | 0.12778 | 0.13352 | 0.13432 | 0.13635 | 0.13958 | 0.14286 | 0.14618 | 0.14956 | 0.15298 | 0.15646 | 0.15999 | 0.16357
| 0 | [33 empty] | Terrey Hills 33_11kV Spots and Transfers |  | Sydney East 132_33kV Tx7 | 0 | 0 | 0 | 0 | 0 | 0.1892 | 0 | -0.025759 | -0.012174 | -0.016935 | -0.015034 | -0.021883 | -0.019942 | 0.027507 | 0.049421 | 0.042934 | 0.044527 | 0.030384 | 0.0486 | 0.047915 | 0.061313 | 0.068317 | 0.066114 | 0.062507 | 0.063904 | 0.065321 | 0.066758 | 0.068216 | 0.069694 | 0.071193 | 0.072714 | 0.074256
| Diversity Factor: 0 | [33 empty] | Terrey Hills 33_11kV Spots and Transfers |  | Sydney East 132_33kV Tx8 | 0 | 0 | 0 | 0 | 0 | 0.21539 | 0 | -0.029325 | -0.01386 | -0.019279 | -0.017115 | -0.024912 | -0.022703 | 0.031314 | 0.056262 | 0.048877 | 0.05069 | 0.03459 | 0.055327 | 0.054547 | 0.0698 | 0.077773 | 0.075266 | 0.07116 | 0.07275 | 0.074363 | 0.075999 | 0.077658 | 0.079341 | 0.081048 | 0.082779 | 0.084534
0
Diversity Factor: 0
0
Diversity Factor: 0
0
Diversity Factor: 0
0
Diversity Factor: 0
0
Diversity Factor: 0
| Weather Correction and Public Holiday Factors | [8 empty] | Forecast ROG
ROG Justification
| Actual loads for season 2013 have been weather corrected by the following: | [6 empty] | 1.521% |  | Weighted ROG calculation based on downstream zone substations and customers | [59 empty] | Weighted ROG calculation based on downstream zone substations and customers
1 | 2 | 3 | 4 | 5 | 6 | 7 | 8 | 9 | 10 | 2014 | 2015 | 2016 | 2017 | 2018 | 2019 | 2020 | 2021 | 2022 | 2023 | 2024 | 2025 | 2026 | 2027 | 2028 | 2029 | 2030 | 2031 | 2032 | 2033 | 2034 | 2035 | 2036 | 2037 | 2038
0.96727 | 0.93568 | 0.91533 | 0.90538 | 0.90538 | 0.90538 | 0.90538 | 0.90538 | 0.90538 | 0.90538 | -3.273% | -3.266% | -2.175% | -1.087% | 0% | 0% | 0% | 0% | 0% | 0% | 0% | 0% | 0% | 0% | 0% | 0% | 0% | 0% | 0% | 0% | 0% | 0% | 0% | 0% | 0%
Substation Load Detail
[7 empty] | Units | 2013 |  | 2014 | 2015 | 2016 | 2017 | 2018 | 2019 | 2020 | 2021 | 2022 | 2023 | 2024 | 2025 | 2026 | 2027 | 2028 | 2029 | 2030 | 2031 | 2032 | 2033 | 2034 | 2035 | 2036 | 2037 | 2038
1 | Sydney East 132_33kV | Compensated |  | Load (LV side) |  |  | Amps | 1239 |  | 1269.24 | 1237.36 | 1214.76 | 1204.79 | 1209.56 | 1215.22 | 1231.51 | 1249.72 | 1266.93 | 1285.01 | 1301.56 | 1322.03 | 1342.79 | 1365.93 | 1390.61 | 1415.21 | 1439.72 | 1464.85 | 1490.59 | 1516.97 | 1543.99 | 1571.66 | 1600 | 1629 | 1658.68
|  |  |  | Apparent Power |  |  | MVA | 70.82 |  | 72.5471 | 70.7247 | 69.433 | 68.8634 | 69.1357 | 69.4595 | 70.3905 | 71.4312 | 72.4151 | 73.4483 | 74.3942 | 75.5647 | 76.7512 | 78.0737 | 79.4845 | 80.8906 | 82.2915 | 83.7275 | 85.1992 | 86.7069 | 88.2513 | 89.8329 | 91.4523 | 93.1099 | 94.8064
|  |  |  | Real Power |  |  | MW | 70.7364 | 74.91 | 72.4985 | 70.6983 | 69.4186 | 68.8531 | 69.1234 | 69.4445 | 70.3665 | 71.3948 | 72.3649 | 73.3814 | 74.3102 | 75.4573 | 76.6175 | 77.908 | 79.2818 | 80.6478 | 82.0062 | 83.3959 | 84.8174 | 86.2712 | 87.7576 | 89.2773 | 90.8308 | 92.4184 | 94.0407
|  |  |  | Reactive Power |  |  | MVAr | 3.4393 |  | 2.6566 | 1.9323 | 1.414 | 1.1865 | 1.3028 | 1.441 | 1.8378 | 2.2802 | 2.6977 | 3.1351 | 3.5348 | 4.0284 | 4.5277 | 5.083 | 5.6742 | 6.262 | 6.8465 | 7.4446 | 8.0563 | 8.6818 | 9.3215 | 9.9755 | 10.6439 | 11.3271 | 12.0252
|  |  |  | Capacitors In Service |  |  | MVAr | 27 |  | 27 | 27 | 27 | 27 | 27 | 27 | 27 | 27 | 27 | 27 | 27 | 27 | 27 | 27 | 27 | 27 | 27 | 27 | 27 | 27 | 27 | 27 | 27 | 27 | 27
|  |  |  | PF |  |  |  | 0.99882 |  | 0.99933 | 0.99963 | 0.99979 | 0.99985 | 0.99982 | 0.99979 | 0.99966 | 0.99949 | 0.99931 | 0.99909 | 0.99887 | 0.99858 | 0.99826 | 0.99788 | 0.99745 | 0.997 | 0.99653 | 0.99604 | 0.99552 | 0.99498 | 0.99441 | 0.99382 | 0.9932 | 0.99257 | 0.99192
0.94737 | Diversity Factor: 0.95 | Uncompensated |  | Reactive Power |  |  | MVAr | 30.4393 | 30.6422 | 29.6566 | 28.9322 | 28.414 | 28.1865 | 28.3028 | 28.441 | 28.8377 | 29.2802 | 29.6977 | 30.1351 | 30.5348 | 31.0284 | 31.5277 | 32.083 | 32.6742 | 33.262 | 33.8465 | 34.4446 | 35.0563 | 35.6818 | 36.3215 | 36.9755 | 37.6439 | 38.3271 | 39.0252
|  |  |  | PF |  |  |  | 0.91856 |  | 0.92556 | 0.9255 | 0.92548 | 0.92546 | 0.92543 | 0.9254 | 0.92531 | 0.92521 | 0.92513 | 0.92504 | 0.92496 | 0.92486 | 0.92477 | 0.92466 | 0.92456 | 0.92446 | 0.92436 | 0.92427 | 0.92417 | 0.92408 | 0.92399 | 0.9239 | 0.9238 | 0.92372 | 0.92363
[10 empty] | 1 | 2 | 3 | 4 | 5 | 6 | 7 | 8 | 9 | 10 | 11 | 12 | 13 | 14 | 15 | 16 | 17 | 18 | 19 | 20 | 21 | 22 | 23 | 24 | 25
Transformer Load Detail
[7 empty] | Units | 2013 |  | 2014 | 2015 | 2016 | 2017 | 2018 | 2019 | 2020 | 2021 | 2022 | 2023 | 2024 | 2025 | 2026 | 2027 | 2028 | 2029 | 2030 | 2031 | 2032 | 2033 | 2034 | 2035 | 2036 | 2037 | 2038
| 0 | Compensated |  | Load (LV side) |  |  | Amps
|  |  |  | Apparent Power |  |  | MVA
|  |  |  | Real Power |  |  | MW
|  |  |  | Reactive Power |  |  | MVAr
|  |  |  | Capacitors In Service |  |  | MVAr
PF
| Zone Div: | Uncompensated |  | Reactive Power |  |  | MVAr
PF
| 0 | Compensated |  | Load (LV side) |  |  | Amps
|  |  |  | Apparent Power |  |  | MVA
|  |  |  | Real Power |  |  | MW
|  |  |  | Reactive Power |  |  | MVAr
|  |  |  | Capacitors In Service |  |  | MVAr
PF
| Zone Div: | Uncompensated |  | Reactive Power |  |  | MVAr
PF
| 0 | Compensated |  | Load (LV side) |  |  | Amps
|  |  |  | Apparent Power |  |  | MVA
|  |  |  | Real Power |  |  | MW
|  |  |  | Reactive Power |  |  | MVAr
|  |  |  | Capacitors In Service |  |  | MVAr
PF
| Zone Div: | Uncompensated |  | Reactive Power |  |  | MVAr
PF
| 0 | Compensated |  | Load (LV side) |  |  | Amps
|  |  |  | Apparent Power |  |  | MVA
|  |  |  | Real Power |  |  | MW
|  |  |  | Reactive Power |  |  | MVAr
|  |  |  | Capacitors In Service |  |  | MVAr
PF
| Zone Div: | Uncompensated |  | Reactive Power |  |  | MVAr
PF
| 0 | Compensated |  | Load (LV side) |  |  | Amps
|  |  |  | Apparent Power |  |  | MVA
|  |  |  | Real Power |  |  | MW
|  |  |  | Reactive Power |  |  | MVAr
|  |  |  | Capacitors In Service |  |  | MVAr
PF
| Zone Div: | Uncompensated |  | Reactive Power |  |  | MVAr
PF
| 0 | Compensated |  | Load (LV side) |  |  | Amps
|  |  |  | Apparent Power |  |  | MVA
|  |  |  | Real Power |  |  | MW
|  |  |  | Reactive Power |  |  | MVAr
|  |  |  | Capacitors In Service |  |  | MVAr
PF
| Zone Div: | Uncompensated |  | Reactive Power |  |  | MVAr
PF
| 0 | Compensated |  | Load (LV side) |  |  | Amps
|  |  |  | Apparent Power |  |  | MVA
|  |  |  | Real Power |  |  | MW
|  |  |  | Reactive Power |  |  | MVAr
|  |  |  | Capacitors In Service |  |  | MVAr
PF
| Zone Div: | Uncompensated |  | Reactive Power |  |  | MVAr
PF
| 0 | Compensated |  | Load (LV side) |  |  | Amps
|  |  |  | Apparent Power |  |  | MVA
|  |  |  | Real Power |  |  | MW
|  |  |  | Reactive Power |  |  | MVAr
|  |  |  | Capacitors In Service |  |  | MVAr
PF
| Zone Div: | Uncompensated |  | Reactive Power |  |  | MVAr
PF
| 0 | Compensated |  | Load (LV side) |  |  | Amps
|  |  |  | Apparent Power |  |  | MVA
|  |  |  | Real Power |  |  | MW
|  |  |  | Reactive Power |  |  | MVAr
|  |  |  | Capacitors In Service |  |  | MVAr
PF
| Zone Div: | Uncompensated |  | Reactive Power |  |  | MVAr
PF
| 0 | Compensated |  | Load (LV side) |  |  | Amps
|  |  |  | Apparent Power |  |  | MVA
|  |  |  | Real Power |  |  | MW
|  |  |  | Reactive Power |  |  | MVAr
|  |  |  | Capacitors In Service |  |  | MVAr
PF
| Zone Div: | Uncompensated |  | Reactive Power |  |  | MVAr
PF

## Warringah 132_33kV
| Warringah 132_33kV | [16 empty] | 2014 | WINTER
| Substation Total Loads | [33 empty] | Spots & Transfers Detail
| Historical Loads | (MW) | [7 empty] | Weather Corrected Forecast Loads |  |  |  | (MW) | [20 empty] | Spots & Transfers Summary | (MW) |  | Historical Spots & Transfers | [6 empty] | Forecast Spots & Transfers
|  | 2007 | 2008 | 2009 | 2010 | 2011 | 2012 | 2013 |  | 2014 | 2015 | 2016 | 2017 | 2018 | 2019 | 2020 | 2021 | 2022 | 2023 | 2024 | 2025 | 2026 | 2027 | 2028 | 2029 | 2030 | 2031 | 2032 | 2033 | 2034 | 2035 | 2036 | 2037 | 2038 |  |  |  | 2007 | 2008 | 2009 | 2010 | 2011 | 2012 | 2013 | 2014 | 2015 | 2016 | 2017 | 2018 | 2019 | 2020 | 2021 | 2022 | 2023 | 2024 | 2025 | 2026 | 2027 | 2028 | 2029 | 2030 | 2031 | 2032 | 2033 | 2034 | 2035 | 2036 | 2037 | 2038
| Total | 240.2 | 244.73 | 227.45 | 227.88 | 216.677 | 169.3622 | 168.4568 |  | 164.0059 | 162.8397 | 161.1606 | 160.119 | 160.5604 | 161.1454 | 163.1239 | 165.3604 | 167.4634 | 169.6612 | 171.6402 | 174.1019 | 176.5872 | 179.3708 | 182.3396 | 185.2866 | 188.2066 | 191.1922 | 194.2445 | 197.3644 | 200.553 | 203.8112 | 207.1401 | 210.5407 | 214.0139 |  |  | Total | 2e-10 | 7e-10 | 3.0892 | 3.6563 | 0.26014 | -38.4378 | 0.16259 | 2.3304 | 2.9618 | 1.0436 | 0.30085 | 0.44148 | 0.585 | 1.9785 | 2.2365 | 2.1029 | 2.1978 | 1.979 | 2.4618 | 2.4853 | 2.7836 | 2.9688 | 2.9471 | 2.9199 | 2.9856 | 3.0523 | 3.12 | 3.1886 | 3.2582 | 3.3289 | 3.4005 | 3.4733
| Firm Rating | 0 | 0 | 0 | 260 | 286 | 229.77 | 229.77 |  | 229.77 | 229.77 | 229.77 | 229.77 | 229.77 | 229.77 | 229.77 | 229.77 | 229.77 | 229.77 | 229.77 | 229.77 | 229.77 | 229.77 | 229.77 | 229.77 | 229.77 | 229.77 | 229.77 | 229.77 | 229.77 | 229.77 | 229.77 | 229.77 | 229.77
| Total Capacity | 0 | 0 | 0 | 399 | 399 | 301 | 301 |  | 301 | 301 | 301 | 301 | 301 | 301 | 301 | 301 | 301 | 301 | 301 | 301 | 301 | 301 | 301 | 301 | 301 | 301 | 301 | 301 | 301 | 301 | 301 | 301 | 301 |  |  | Warringah 132_33kV Tx1 | 0 | 0 | 0 | 0 | 0 | 0 | 0 | 0 | 0 | 0 | 0 | 0 | 0 | 0 | 0 | 0 | 0 | 0 | 0 | 0 | 0 | 0 | 0 | 0 | 0 | 0 | 0 | 0 | 0 | 0 | 0 | 0
|  | -7 | -6 | -5 | -4 | -3 | -2 | -1 |  | 0 | 1 | 2 | 3 | 4 | 5 | 6 | 7 | 8 | 9 | 10 | 11 | 12 | 13 | 14 | 15 | 16 | 17 | 18 | 19 | 20 | 21 | 22 | 23 | 24 |  |  | Warringah 132_33kV Tx2 | 2e-10 | 1e-10 | 1.0059 | 1.1905 | 0.084705 | -12.5158 | 0.05294 | 0.75881 | 0.9644 | 0.3398 | 0.097961 | 0.14375 | 0.19048 | 0.64421 | 0.72822 | 0.68474 | 0.71563 | 0.64439 | 0.80158 | 0.80923 | 0.90638 | 0.96666 | 0.9596 | 0.95076 | 0.97216 | 0.99387 | 1.0159 | 1.0382 | 1.0609 | 1.0839 | 1.1073 | 1.1309
| Transformer Loads | [35 empty] | Warringah 132_33kV Tx3 | 2e-10 | 4e-10 | 1.0734 | 1.2705 | 0.090391 | -13.356 | 0.056495 | 0.80975 | 1.0291 | 0.36261 | 0.10454 | 0.1534 | 0.20327 | 0.68746 | 0.77711 | 0.73071 | 0.76368 | 0.68765 | 0.85539 | 0.86356 | 0.96723 | 1.0316 | 1.024 | 1.0146 | 1.0374 | 1.0606 | 1.0841 | 1.1079 | 1.1321 | 1.1567 | 1.1816 | 1.2069
| Historical Loads | (MW) | [7 empty] | 0: Weather Corrected Forecast Loads; 4: (MW) |  |  | Warringah 132_33kV Tx4 | -2e-10 | 2e-10 | 1.0099 | 1.1953 | 0.085044 | -12.566 | 0.053153 | 0.76185 | 0.96826 | 0.34116 | 0.098354 | 0.14433 | 0.19125 | 0.6468 | 0.73114 | 0.68749 | 0.7185 | 0.64697 | 0.80479 | 0.81247 | 0.91002 | 0.97054 | 0.96344 | 0.95457 | 0.97605 | 0.99785 | 1.02 | 1.0424 | 1.0652 | 1.0883 | 1.1117 | 1.1355
|  | 2007 | 2008 | 2009 | 2010 | 2011 | 2012 | 2013 |  | 2014 | 2015 | 2016 | 2017 | 2018 | 2019 | 2020 | 2021 | 2022 | 2023 | 2024 | 2025 | 2026 | 2027 | 2028 | 2029 | 2030 | 2031 | 2032 | 2033 | 2034 | 2035 | 2036 | 2037 | 2038 |  |  |  | 0 | 0 | 0 | 0 | 0 | 0 | 0 | 0 | 0 | 0 | 0 | 0 | 0 | 0 | 0 | 0 | 0 | 0 | 0 | 0 | 0 | 0 | 0 | 0 | 0 | 0 | 0 | 0 | 0 | 0 | 0 | 0
| 0 | [36 empty] | 0 | 0 | 0 | 0 | 0 | 0 | 0 | 0 | 0 | 0 | 0 | 0 | 0 | 0 | 0 | 0 | 0 | 0 | 0 | 0 | 0 | 0 | 0 | 0 | 0 | 0 | 0 | 0 | 0 | 0 | 0 | 0
| Diversity Factor: 0 | [36 empty] | 0 | 0 | 0 | 0 | 0 | 0 | 0 | 0 | 0 | 0 | 0 | 0 | 0 | 0 | 0 | 0 | 0 | 0 | 0 | 0 | 0 | 0 | 0 | 0 | 0 | 0 | 0 | 0 | 0 | 0 | 0 | 0
[38 empty] | 0 | 0 | 0 | 0 | 0 | 0 | 0 | 0 | 0 | 0 | 0 | 0 | 0 | 0 | 0 | 0 | 0 | 0 | 0 | 0 | 0 | 0 | 0 | 0 | 0 | 0 | 0 | 0 | 0 | 0 | 0 | 0
[38 empty] | 0 | 0 | 0 | 0 | 0 | 0 | 0 | 0 | 0 | 0 | 0 | 0 | 0 | 0 | 0 | 0 | 0 | 0 | 0 | 0 | 0 | 0 | 0 | 0 | 0 | 0 | 0 | 0 | 0 | 0 | 0 | 0
| 0 | [36 empty] | 0 | 0 | 0 | 0 | 0 | 0 | 0 | 0 | 0 | 0 | 0 | 0 | 0 | 0 | 0 | 0 | 0 | 0 | 0 | 0 | 0 | 0 | 0 | 0 | 0 | 0 | 0 | 0 | 0 | 0 | 0 | 0
Diversity Factor: 0
[38 empty] | Historical Spots & Transfers | [6 empty] | Forecast Spots & Transfers
[35 empty] | Project Name | From | To | 2007 | 2008 | 2009 | 2010 | 2011 | 2012 | 2013 | 2014 | 2015 | 2016 | 2017 | 2018 | 2019 | 2020 | 2021 | 2022 | 2023 | 2024 | 2025 | 2026 | 2027 | 2028 | 2029 | 2030 | 2031 | 2032 | 2033 | 2034 | 2035 | 2036 | 2037 | 2038
| 0 | [33 empty] | Balgowlah 33_11kV Spots and Transfers |  | Warringah 132_33kV Tx2 | -3.7275 | 0 | 0 | 0.93904 | 0 | -9.0002 | 0 | 0 | 0 | 0 | 0 | 0 | 0 | 0 | 0 | 0 | 0 | 0 | 0 | 0 | 0 | 0 | 0 | 0 | 0 | 0 | 0 | 0 | 0 | 0 | 0 | 0
| Diversity Factor: 0 | [33 empty] | Balgowlah 33_11kV Spots and Transfers |  | Warringah 132_33kV Tx3 | -3.9778 | 0 | 0 | 1.0021 | 0 | -9.6044 | 0 | 0 | 0 | 0 | 0 | 0 | 0 | 0 | 0 | 0 | 0 | 0 | 0 | 0 | 0 | 0 | 0 | 0 | 0 | 0 | 0 | 0 | 0 | 0 | 0 | 0
[35 empty] | Balgowlah 33_11kV Spots and Transfers |  | Warringah 132_33kV Tx4 | -3.7425 | 0 | 0 | 0.94281 | 0 | -9.0363 | 0 | 0 | 0 | 0 | 0 | 0 | 0 | 0 | 0 | 0 | 0 | 0 | 0 | 0 | 0 | 0 | 0 | 0 | 0 | 0 | 0 | 0 | 0 | 0 | 0 | 0
[35 empty] | Beacon Hill 33_11kV Spots and Transfers |  | Warringah 132_33kV Tx2 | 0 | 0 | 0 | 0 | 0 | 0.78572 | -0.37268 | -0.025551 | 0.21142 | -0.012532 | -0.0055534 | -0.0084861 | -0.0050173 | 0.052989 | 0.072794 | 0.065931 | 0.068526 | 0.054532 | 0.075441 | 0.075274 | 0.089873 | 0.097929 | 0.095955 | 0.092815 | 0.094855 | 0.096924 | 0.099023 | 0.10115 | 0.10331 | 0.1055 | 0.10772 | 0.10998
| 0 | [33 empty] | Beacon Hill 33_11kV Spots and Transfers |  | Warringah 132_33kV Tx3 | 0 | 0 | 0 | 0 | 0 | 0.83847 | -0.3977 | -0.027267 | 0.22562 | -0.013374 | -0.0059263 | -0.0090558 | -0.0053541 | 0.056546 | 0.077681 | 0.070357 | 0.073126 | 0.058193 | 0.080506 | 0.080327 | 0.095907 | 0.1045 | 0.1024 | 0.099046 | 0.10122 | 0.10343 | 0.10567 | 0.10794 | 0.11025 | 0.11258 | 0.11495 | 0.11736
| Diversity Factor: 0 | [33 empty] | Beacon Hill 33_11kV Spots and Transfers |  | Warringah 132_33kV Tx4 | 0 | 0 | 0 | 0 | 0 | 0.78887 | -0.37417 | -0.025654 | 0.21227 | -0.012583 | -0.0055757 | -0.0085201 | -0.0050374 | 0.053201 | 0.073086 | 0.066195 | 0.068801 | 0.05475 | 0.075744 | 0.075575 | 0.090233 | 0.098322 | 0.09634 | 0.093187 | 0.095235 | 0.097313 | 0.09942 | 0.10156 | 0.10373 | 0.10592 | 0.10815 | 0.11042
[35 empty] | Belrose 33_11kV Spots and Transfers |  | Warringah 132_33kV Tx2 | 0 | 0 | 0 | 0 | 0 | -0.14198 | 1.2405 | 0.28038 | -0.22842 | 0.0072596 | 0.022104 | 0.031815 | 0.033557 | 0.092871 | 0.098453 | 0.094023 | 0.099298 | 0.095136 | 0.11446 | 0.11648 | 0.12653 | 0.13376 | 0.13379 | 0.1346 | 0.13792 | 0.14128 | 0.14469 | 0.14816 | 0.15167 | 0.15524 | 0.15887 | 0.16254
[35 empty] | Belrose 33_11kV Spots and Transfers |  | Warringah 132_33kV Tx3 | 0 | 0 | 0 | 0 | 0 | -0.15152 | 1.3238 | 0.2992 | -0.24375 | 0.0077469 | 0.023588 | 0.033951 | 0.03581 | 0.099106 | 0.10506 | 0.10034 | 0.10596 | 0.10152 | 0.12214 | 0.1243 | 0.13502 | 0.14274 | 0.14277 | 0.14364 | 0.14718 | 0.15077 | 0.15441 | 0.1581 | 0.16186 | 0.16567 | 0.16953 | 0.17345
| 0 | [33 empty] | Belrose 33_11kV Spots and Transfers |  | Warringah 132_33kV Tx4 | 0 | 0 | 0 | 0 | 0 | -0.14255 | 1.2455 | 0.2815 | -0.22933 | 0.0072887 | 0.022193 | 0.031943 | 0.033692 | 0.093243 | 0.098847 | 0.0944 | 0.099696 | 0.095517 | 0.11491 | 0.11695 | 0.12703 | 0.1343 | 0.13433 | 0.13514 | 0.13847 | 0.14185 | 0.14527 | 0.14875 | 0.15228 | 0.15587 | 0.1595 | 0.16319
| Diversity Factor: 0 | [33 empty] | Brookvale 33_11kV Spots and Transfers |  | Warringah 132_33kV Tx2 | 0 | -2.0332 | 0 | 0.25149 | 0 | 0.046571 | 0 | 0.39335 | 0.86907 | 0.32281 | -0.018295 | -0.028091 | -0.019427 | 0.072604 | 0.11126 | 0.098745 | 0.1015 | 0.073069 | 0.10815 | 0.10669 | 0.13321 | 0.1469 | 0.14261 | 0.13529 | 0.13796 | 0.14067 | 0.14342 | 0.14621 | 0.14903 | 0.1519 | 0.1548 | 0.15774
[35 empty] | Brookvale 33_11kV Spots and Transfers |  | Warringah 132_33kV Tx3 | 0 | -2.1697 | 0 | 0.26837 | 0 | 0.049698 | 0 | 0.41976 | 0.92742 | 0.34448 | -0.019523 | -0.029977 | -0.020732 | 0.077478 | 0.11873 | 0.10537 | 0.10831 | 0.077975 | 0.11541 | 0.11385 | 0.14215 | 0.15676 | 0.15218 | 0.14437 | 0.14722 | 0.15012 | 0.15305 | 0.15602 | 0.15904 | 0.16209 | 0.16519 | 0.16833
[35 empty] | Brookvale 33_11kV Spots and Transfers |  | Warringah 132_33kV Tx4 | 0 | -2.0413 | 0 | 0.25249 | 0 | 0.046758 | 0 | 0.39492 | 0.87256 | 0.3241 | -0.018368 | -0.028203 | -0.019505 | 0.072895 | 0.11171 | 0.099141 | 0.10191 | 0.073362 | 0.10858 | 0.10711 | 0.13374 | 0.14749 | 0.14318 | 0.13583 | 0.13851 | 0.14124 | 0.144 | 0.14679 | 0.14963 | 0.15251 | 0.15542 | 0.15837
| 0 | [33 empty] | Dee Why West 33_11kV Spots and Transfers |  | Warringah 132_33kV Tx2 | 0 | 0 | 1.0059 | 0 | 0.084705 | -0.78572 | -0.29214 | 0.13666 | 0.13504 | 0.011198 | 0.046062 | 0.068547 | 0.080514 | 0.17985 | 0.1866 | 0.17865 | 0.18684 | 0.17664 | 0.20989 | 0.21284 | 0.23166 | 0.24443 | 0.24412 | 0.24441 | 0.24986 | 0.2554 | 0.26101 | 0.26671 | 0.27249 | 0.27836 | 0.28431 | 0.29035
| Diversity Factor: 0 | [33 empty] | Dee Why West 33_11kV Spots and Transfers |  | Warringah 132_33kV Tx3 | 0 | 0 | 1.0734 | 0 | 0.090391 | -0.83847 | -0.31175 | 0.14584 | 0.14411 | 0.01195 | 0.049155 | 0.073149 | 0.085919 | 0.19193 | 0.19913 | 0.19064 | 0.19938 | 0.1885 | 0.22398 | 0.22713 | 0.24722 | 0.26084 | 0.26051 | 0.26082 | 0.26664 | 0.27254 | 0.27854 | 0.28462 | 0.29079 | 0.29705 | 0.3034 | 0.30984
[35 empty] | Dee Why West 33_11kV Spots and Transfers |  | Warringah 132_33kV Tx4 | 0 | 0 | 1.0099 | 0 | 0.085044 | -0.78887 | -0.29331 | 0.13721 | 0.13558 | 0.011243 | 0.046247 | 0.068822 | 0.080836 | 0.18057 | 0.18735 | 0.17936 | 0.18759 | 0.17735 | 0.21073 | 0.21369 | 0.23259 | 0.24541 | 0.2451 | 0.24539 | 0.25087 | 0.25642 | 0.26206 | 0.26778 | 0.27358 | 0.27947 | 0.28545 | 0.29151
[35 empty] | Harbord 33_11kV Spots and Transfers |  | Warringah 132_33kV Tx2 | 3.7275 | 2.0332 | 0 | 0 | 0 | -3.4202 | 0 | -1.5926e-05 | -0.0021826 | 0.018686 | 0.039084 | 0.055609 | 0.061588 | 0.10614 | 0.10143 | 0.098992 | 0.10399 | 0.10392 | 0.11833 | 0.12073 | 0.12724 | 0.13271 | 0.13355 | 0.13555 | 0.13867 | 0.14183 | 0.14504 | 0.1483 | 0.1516 | 0.15496 | 0.15836 | 0.16182
| 0 | [33 empty] | Harbord 33_11kV Spots and Transfers |  | Warringah 132_33kV Tx3 | 3.9778 | 2.1697 | 0 | 0 | 0 | -3.6498 | 0 | -1.6996e-05 | -0.0023291 | 0.019941 | 0.041708 | 0.059343 | 0.065722 | 0.11326 | 0.10824 | 0.10564 | 0.11097 | 0.1109 | 0.12627 | 0.12883 | 0.13578 | 0.14162 | 0.14251 | 0.14465 | 0.14798 | 0.15135 | 0.15478 | 0.15825 | 0.16178 | 0.16536 | 0.169 | 0.17268
| Diversity Factor: 0 | [33 empty] | Harbord 33_11kV Spots and Transfers |  | Warringah 132_33kV Tx4 | 3.7425 | 2.0413 | 0 | 0 | 0 | -3.4339 | 0 | -1.599e-05 | -0.0021913 | 0.018761 | 0.039241 | 0.055832 | 0.061834 | 0.10656 | 0.10184 | 0.099388 | 0.10441 | 0.10434 | 0.1188 | 0.12121 | 0.12775 | 0.13325 | 0.13408 | 0.13609 | 0.13922 | 0.1424 | 0.14562 | 0.14889 | 0.15221 | 0.15558 | 0.159 | 0.16247
[35 empty] | Killarney 33_11kV Spots and Transfers |  | Warringah 132_33kV Tx2 | 0 | 0 | 0 | 0 | 0 | 0 | -0.52273 | -0.00070899 | -0.0018002 | 0.0080255 | 0.017718 | 0.025349 | 0.026611 | 0.056486 | 0.056464 | 0.054627 | 0.057753 | 0.057218 | 0.066798 | 0.068201 | 0.072608 | 0.076178 | 0.076538 | 0.077603 | 0.079514 | 0.081454 | 0.083424 | 0.085423 | 0.087452 | 0.089511 | 0.091602 | 0.093724
[35 empty] | Killarney 33_11kV Spots and Transfers |  | Warringah 132_33kV Tx3 | 0 | 0 | 0 | 0 | 0 | 0 | -0.55782 | -0.00075659 | -0.0019211 | 0.0085643 | 0.018907 | 0.027051 | 0.028397 | 0.060279 | 0.060254 | 0.058294 | 0.06163 | 0.06106 | 0.071283 | 0.072779 | 0.077482 | 0.081293 | 0.081676 | 0.082813 | 0.084852 | 0.086923 | 0.089024 | 0.091158 | 0.093323 | 0.095521 | 0.097751 | 0.10002
| 0 | [33 empty] | Killarney 33_11kV Spots and Transfers |  | Warringah 132_33kV Tx4 | 0 | 0 | 0 | 0 | 0 | 0 | -0.52483 | -0.00071183 | -0.0018074 | 0.0080577 | 0.017789 | 0.025451 | 0.026717 | 0.056713 | 0.05669 | 0.054846 | 0.057984 | 0.057448 | 0.067066 | 0.068474 | 0.072899 | 0.076484 | 0.076845 | 0.077914 | 0.079833 | 0.081781 | 0.083758 | 0.085765 | 0.087802 | 0.08987 | 0.091969 | 0.094099
| Diversity Factor: 0 | [33 empty] | Manly 33_11kV Spots and Transfers |  | Warringah 132_33kV Tx2 | 0 | 0 | 0 | 0 | 0 | 0 | 0 | -0.022443 | -0.017251 | -0.015002 | -0.0042598 | -0.0025602 | 0.0091018 | 0.069371 | 0.085314 | 0.078852 | 0.082098 | 0.06982 | 0.090925 | 0.091256 | 0.10533 | 0.11346 | 0.11191 | 0.10956 | 0.11197 | 0.11441 | 0.11688 | 0.1194 | 0.12194 | 0.12453 | 0.12715 | 0.12981
[35 empty] | Manly 33_11kV Spots and Transfers |  | Warringah 132_33kV Tx3 | 0 | 0 | 0 | 0 | 0 | 0 | 0 | -0.02395 | -0.018409 | -0.016009 | -0.0045458 | -0.0027321 | 0.0097129 | 0.074028 | 0.091042 | 0.084146 | 0.087609 | 0.074507 | 0.097029 | 0.097382 | 0.1124 | 0.12108 | 0.11943 | 0.11692 | 0.11948 | 0.12209 | 0.12473 | 0.12741 | 0.13013 | 0.13289 | 0.13569 | 0.13852
[35 empty] | Manly 33_11kV Spots and Transfers |  | Warringah 132_33kV Tx4 | 0 | 0 | 0 | 0 | 0 | 0 | 0 | -0.022533 | -0.01732 | -0.015062 | -0.0042769 | -0.0025705 | 0.0091383 | 0.069649 | 0.085656 | 0.079168 | 0.082427 | 0.0701 | 0.091289 | 0.091621 | 0.10575 | 0.11392 | 0.11236 | 0.11 | 0.11242 | 0.11487 | 0.11735 | 0.11987 | 0.12243 | 0.12503 | 0.12766 | 0.13033
| 0 | [33 empty] | North Head 33_11kV Spots and Transfers |  | Warringah 132_33kV Tx2 | 0 | 0 | 0 | 0 | 0 | 0 | 0 | -0.002859 | -0.0014866 | -0.00064719 | 0.001101 | 0.0015665 | 0.0035581 | 0.013906 | 0.015908 | 0.014928 | 0.015629 | 0.01405 | 0.017588 | 0.017762 | 0.019931 | 0.021282 | 0.021123 | 0.020931 | 0.021411 | 0.021899 | 0.022394 | 0.022895 | 0.023405 | 0.023922 | 0.024446 | 0.024978
| Diversity Factor: 0 | [33 empty] | North Head 33_11kV Spots and Transfers |  | Warringah 132_33kV Tx3 | 0 | 0 | 0 | 0 | 0 | 0 | 0 | -0.0030509 | -0.0015864 | -0.00069064 | 0.0011749 | 0.0016717 | 0.003797 | 0.01484 | 0.016976 | 0.015931 | 0.016679 | 0.014994 | 0.018769 | 0.018954 | 0.02127 | 0.022711 | 0.022541 | 0.022336 | 0.022849 | 0.023369 | 0.023897 | 0.024433 | 0.024976 | 0.025528 | 0.026087 | 0.026655
[35 empty] | North Head 33_11kV Spots and Transfers |  | Warringah 132_33kV Tx4 | 0 | 0 | 0 | 0 | 0 | 0 | 0 | -0.0028704 | -0.0014925 | -0.00064979 | 0.0011054 | 0.0015728 | 0.0035724 | 0.013962 | 0.015972 | 0.014988 | 0.015692 | 0.014107 | 0.017658 | 0.017833 | 0.020011 | 0.021368 | 0.021208 | 0.021015 | 0.021497 | 0.021987 | 0.022483 | 0.022987 | 0.023499 | 0.024017 | 0.024544 | 0.025078
0
Diversity Factor: 0
| Weather Correction and Public Holiday Factors | [8 empty] | Forecast ROG
ROG Justification
| Actual loads for season 2013 have been weather corrected by the following: | [6 empty] | 0.9589% |  | Weighted ROG calculation based on downstream zone substations and customers | [59 empty] | Weighted ROG calculation based on downstream zone substations and customers
1 | 2 | 3 | 4 | 5 | 6 | 7 | 8 | 9 | 10 | 2014 | 2015 | 2016 | 2017 | 2018 | 2019 | 2020 | 2021 | 2022 | 2023 | 2024 | 2025 | 2026 | 2027 | 2028 | 2029 | 2030 | 2031 | 2032 | 2033 | 2034 | 2035 | 2036 | 2037 | 2038
0.97483 | 0.95029 | 0.9344 | 0.92662 | 0.92662 | 0.92662 | 0.92662 | 0.92662 | 0.92662 | 0.92662 | -2.517% | -2.517% | -1.672% | -0.833% | 0% | 0% | 0% | 0% | 0% | 0% | 0% | 0% | 0% | 0% | 0% | 0% | 0% | 0% | 0% | 0% | 0% | 0% | 0% | 0% | 0%
Substation Load Detail
[7 empty] | Units | 2013 |  | 2014 | 2015 | 2016 | 2017 | 2018 | 2019 | 2020 | 2021 | 2022 | 2023 | 2024 | 2025 | 2026 | 2027 | 2028 | 2029 | 2030 | 2031 | 2032 | 2033 | 2034 | 2035 | 2036 | 2037 | 2038
1 | Warringah 132_33kV | Compensated |  | Load (LV side) |  |  | Amps | 2977 |  | 2898.34 | 2877.73 | 2848.06 | 2829.65 | 2837.45 | 2847.79 | 2882.75 | 2922.28 | 2959.44 | 2968.3 | 3002.93 | 3046.02 | 3089.54 | 3138.29 | 3190.3 | 3241.94 | 3293.13 | 3345.47 | 3399 | 3453.73 | 3509.68 | 3566.86 | 3625.29 | 3685 | 3745.99
|  |  |  | Apparent Power |  |  | MVA | 170.1584 |  | 165.6625 | 164.4845 | 162.7885 | 161.7363 | 162.1823 | 162.7732 | 164.7716 | 167.0307 | 169.1549 | 169.6613 | 171.6408 | 174.1038 | 176.591 | 179.3776 | 182.3504 | 185.3022 | 188.2276 | 191.2197 | 194.2793 | 197.4075 | 200.6053 | 203.8736 | 207.2136 | 210.6262 | 214.1125
|  |  |  | Real Power |  |  | MW | 168.4568 | 165.85 | 164.0059 | 162.8397 | 161.1606 | 160.119 | 160.5604 | 161.1454 | 163.1239 | 165.3604 | 167.4634 | 169.6612 | 171.6402 | 174.1019 | 176.5872 | 179.3708 | 182.3396 | 185.2866 | 188.2066 | 191.1922 | 194.2445 | 197.3644 | 200.553 | 203.8112 | 207.1401 | 210.5407 | 214.0139
|  |  |  | Reactive Power |  |  | MVAr | 24.0038 |  | 23.3696 | 23.2034 | 22.9641 | 22.8157 | 22.8786 | 22.962 | 23.2439 | 23.5626 | 23.8622 | 0.17541 | 0.45741 | 0.80819 | 1.1623 | 1.559 | 1.982 | 2.4019 | 2.818 | 3.2434 | 3.6783 | 4.1229 | 4.5773 | 5.0415 | 5.5159 | 6.0004 | 6.4953
|  |  |  | Capacitors In Service |  |  | MVAr | 0 |  | 0 | 0 | 0 | 0 | 0 | 0 | 0 | 0 | 0 | 24 | 24 | 24 | 24 | 24 | 24 | 24 | 24 | 24 | 24 | 24 | 24 | 24 | 24 | 24 | 24
|  |  |  | PF |  |  |  | 0.99 |  | 0.99 | 0.99 | 0.99 | 0.99 | 0.99 | 0.99 | 0.99 | 0.99 | 0.99 | 1 | 1 | 0.99999 | 0.99998 | 0.99996 | 0.99994 | 0.99992 | 0.99989 | 0.99986 | 0.99982 | 0.99978 | 0.99974 | 0.99969 | 0.99965 | 0.99959 | 0.99954
0.93407 | Diversity Factor: 0.93 | Uncompensated |  | Reactive Power |  |  | MVAr | 24.0038 | 23.6323 | 23.3696 | 23.2034 | 22.9641 | 22.8157 | 22.8786 | 22.962 | 23.2439 | 23.5626 | 23.8622 | 24.1754 | 24.4574 | 24.8082 | 25.1623 | 25.559 | 25.982 | 26.4019 | 26.818 | 27.2434 | 27.6783 | 28.1229 | 28.5773 | 29.0415 | 29.5159 | 30.0004 | 30.4953
|  |  |  | PF |  |  |  | 0.99 |  | 0.99 | 0.99 | 0.99 | 0.99 | 0.99 | 0.99 | 0.99 | 0.99 | 0.99 | 0.99 | 0.99 | 0.99 | 0.99 | 0.99 | 0.99 | 0.99 | 0.99 | 0.99 | 0.99 | 0.99 | 0.99 | 0.99 | 0.99 | 0.99 | 0.99
[10 empty] | 1 | 2 | 3 | 4 | 5 | 6 | 7 | 8 | 9 | 10 | 11 | 12 | 13 | 14 | 15 | 16 | 17 | 18 | 19 | 20 | 21 | 22 | 23 | 24 | 25
Transformer Load Detail
[7 empty] | Units | 2013 |  | 2014 | 2015 | 2016 | 2017 | 2018 | 2019 | 2020 | 2021 | 2022 | 2023 | 2024 | 2025 | 2026 | 2027 | 2028 | 2029 | 2030 | 2031 | 2032 | 2033 | 2034 | 2035 | 2036 | 2037 | 2038
| 0 | Compensated |  | Load (LV side) |  |  | Amps
|  |  |  | Apparent Power |  |  | MVA
|  |  |  | Real Power |  |  | MW
|  |  |  | Reactive Power |  |  | MVAr
|  |  |  | Capacitors In Service |  |  | MVAr
PF
| Zone Div: | Uncompensated |  | Reactive Power |  |  | MVAr
PF
| 0 | Compensated |  | Load (LV side) |  |  | Amps
|  |  |  | Apparent Power |  |  | MVA
|  |  |  | Real Power |  |  | MW
|  |  |  | Reactive Power |  |  | MVAr
|  |  |  | Capacitors In Service |  |  | MVAr
PF
| Zone Div: | Uncompensated |  | Reactive Power |  |  | MVAr
PF
| 0 | Compensated |  | Load (LV side) |  |  | Amps
|  |  |  | Apparent Power |  |  | MVA
|  |  |  | Real Power |  |  | MW
|  |  |  | Reactive Power |  |  | MVAr
|  |  |  | Capacitors In Service |  |  | MVAr
PF
| Zone Div: | Uncompensated |  | Reactive Power |  |  | MVAr
PF
| 0 | Compensated |  | Load (LV side) |  |  | Amps
|  |  |  | Apparent Power |  |  | MVA
|  |  |  | Real Power |  |  | MW
|  |  |  | Reactive Power |  |  | MVAr
|  |  |  | Capacitors In Service |  |  | MVAr
PF
| Zone Div: | Uncompensated |  | Reactive Power |  |  | MVAr
PF
| 0 | Compensated |  | Load (LV side) |  |  | Amps
|  |  |  | Apparent Power |  |  | MVA
|  |  |  | Real Power |  |  | MW
|  |  |  | Reactive Power |  |  | MVAr
|  |  |  | Capacitors In Service |  |  | MVAr
PF
| Zone Div: | Uncompensated |  | Reactive Power |  |  | MVAr
PF
| 0 | Compensated |  | Load (LV side) |  |  | Amps
|  |  |  | Apparent Power |  |  | MVA
|  |  |  | Real Power |  |  | MW
|  |  |  | Reactive Power |  |  | MVAr
|  |  |  | Capacitors In Service |  |  | MVAr
PF
| Zone Div: | Uncompensated |  | Reactive Power |  |  | MVAr
PF
| 0 | Compensated |  | Load (LV side) |  |  | Amps
|  |  |  | Apparent Power |  |  | MVA
|  |  |  | Real Power |  |  | MW
|  |  |  | Reactive Power |  |  | MVAr
|  |  |  | Capacitors In Service |  |  | MVAr
PF
| Zone Div: | Uncompensated |  | Reactive Power |  |  | MVAr
PF
| 0 | Compensated |  | Load (LV side) |  |  | Amps
|  |  |  | Apparent Power |  |  | MVA
|  |  |  | Real Power |  |  | MW
|  |  |  | Reactive Power |  |  | MVAr
|  |  |  | Capacitors In Service |  |  | MVAr
PF
| Zone Div: | Uncompensated |  | Reactive Power |  |  | MVAr
PF
| 0 | Compensated |  | Load (LV side) |  |  | Amps
|  |  |  | Apparent Power |  |  | MVA
|  |  |  | Real Power |  |  | MW
|  |  |  | Reactive Power |  |  | MVAr
|  |  |  | Capacitors In Service |  |  | MVAr
PF
| Zone Div: | Uncompensated |  | Reactive Power |  |  | MVAr
PF
| 0 | Compensated |  | Load (LV side) |  |  | Amps
|  |  |  | Apparent Power |  |  | MVA
|  |  |  | Real Power |  |  | MW
|  |  |  | Reactive Power |  |  | MVAr
|  |  |  | Capacitors In Service |  |  | MVAr
PF
| Zone Div: | Uncompensated |  | Reactive Power |  |  | MVAr
PF

## Willoughby 132_33kV
| Willoughby 132_33kV | [16 empty] | 2014 | WINTER
| Substation Total Loads | [33 empty] | Spots & Transfers Detail
| Historical Loads | (MW) | [7 empty] | Weather Corrected Forecast Loads |  |  |  | (MW) | [20 empty] | Spots & Transfers Summary | (MW) |  | Historical Spots & Transfers | [6 empty] | Forecast Spots & Transfers
|  | 2007 | 2008 | 2009 | 2010 | 2011 | 2012 | 2013 |  | 2014 | 2015 | 2016 | 2017 | 2018 | 2019 | 2020 | 2021 | 2022 | 2023 | 2024 | 2025 | 2026 | 2027 | 2028 | 2029 | 2030 | 2031 | 2032 | 2033 | 2034 | 2035 | 2036 | 2037 | 2038 |  |  |  | 2007 | 2008 | 2009 | 2010 | 2011 | 2012 | 2013 | 2014 | 2015 | 2016 | 2017 | 2018 | 2019 | 2020 | 2021 | 2022 | 2023 | 2024 | 2025 | 2026 | 2027 | 2028 | 2029 | 2030 | 2031 | 2032 | 2033 | 2034 | 2035 | 2036 | 2037 | 2038
| Total | 240 | 238 | 223 | 229 | 216.6851 | 197.355 | 194.3729 |  | 197.4124 | 147.3491 | 114.9395 | 114.0963 | 113.9857 | 113.7272 | 114.3578 | 115.2896 | 116.1226 | 116.9852 | 117.6359 | 118.5746 | 119.5063 | 120.6464 | 121.898 | 123.1183 | 124.2873 | 125.4813 | 126.7005 | 127.9455 | 129.2164 | 130.5138 | 131.838 | 133.1893 | 134.5681 |  |  | Total | 1.4063 | 0.76403 | 0.71773 | 2.9014 | 0.39401 | 0.27741 | 4.4745 | 1.2723 | -44.6936 | -30.1626 | 0.031466 | -0.11055 | -0.25849 | 0.63056 | 0.93179 | 0.83307 | 0.86254 | 0.65072 | 0.93872 | 0.93164 | 1.1402 | 1.2516 | 1.2203 | 1.169 | 1.1939 | 1.2193 | 1.2449 | 1.271 | 1.2974 | 1.3242 | 1.3513 | 1.3789
| Firm Rating | 0 | 0 | 0 | 304 | 304 | 313.6 | 313.62 |  | 313.62 | 313.62 | 313.62 | 313.62 | 313.62 | 313.62 | 313.62 | 313.62 | 313.62 | 313.62 | 313.62 | 313.62 | 313.62 | 313.62 | 313.62 | 313.62 | 313.62 | 313.62 | 313.62 | 313.62 | 313.62 | 313.62 | 313.62 | 313.62 | 313.62
| Total Capacity | 0 | 0 | 0 | 350 | 350 | 453 | 453 |  | 453 | 453 | 453 | 453 | 453 | 453 | 453 | 453 | 453 | 453 | 453 | 453 | 453 | 453 | 453 | 453 | 453 | 453 | 453 | 453 | 453 | 453 | 453 | 453 | 453 |  |  | Willoughby 132_33kV Tx1 | 0 | 0 | 0 | 0 | 0 | 0 | 0 | 0 | 0 | 0 | 0 | 0 | 0 | 0 | 0 | 0 | 0 | 0 | 0 | 0 | 0 | 0 | 0 | 0 | 0 | 0 | 0 | 0 | 0 | 0 | 0 | 0
|  | -7 | -6 | -5 | -4 | -3 | -2 | -1 |  | 0 | 1 | 2 | 3 | 4 | 5 | 6 | 7 | 8 | 9 | 10 | 11 | 12 | 13 | 14 | 15 | 16 | 17 | 18 | 19 | 20 | 21 | 22 | 23 | 24 |  |  | Willoughby 132_33kV Tx2 | 0.43219 | 0.23481 | 0.22058 | 0.8917 | 0.12109 | 0.085258 | 1.3752 | 0.39104 | -13.7359 | -9.27 | 0.0096705 | -0.033974 | -0.079443 | 0.19379 | 0.28637 | 0.25603 | 0.26509 | 0.19999 | 0.2885 | 0.28633 | 0.35042 | 0.38465 | 0.37505 | 0.35927 | 0.36694 | 0.37472 | 0.38261 | 0.39061 | 0.39873 | 0.40696 | 0.4153 | 0.42377
| Transformer Loads | [35 empty] | Willoughby 132_33kV Tx3 | 0.54679 | 0.29707 | 0.27907 | 1.1281 | 0.1532 | 0.10786 | 1.7398 | 0.49472 | -17.378 | -11.7279 | 0.012235 | -0.042983 | -0.10051 | 0.24518 | 0.3623 | 0.32392 | 0.33538 | 0.25301 | 0.365 | 0.36225 | 0.44333 | 0.48664 | 0.47449 | 0.45453 | 0.46423 | 0.47408 | 0.48406 | 0.49419 | 0.50445 | 0.51486 | 0.52542 | 0.53613
| Historical Loads | (MW) | [7 empty] | 0: Weather Corrected Forecast Loads; 4: (MW) |  |  | Willoughby 132_33kV Tx4 | 0.42728 | 0.23215 | 0.21808 | 0.88156 | 0.11972 | 0.084289 | 1.3595 | 0.38659 | -13.5798 | -9.1646 | 0.0095606 | -0.033588 | -0.078541 | 0.19159 | 0.28312 | 0.25312 | 0.26208 | 0.19771 | 0.28522 | 0.28307 | 0.34644 | 0.38028 | 0.37079 | 0.35518 | 0.36277 | 0.37046 | 0.37826 | 0.38617 | 0.3942 | 0.40233 | 0.41059 | 0.41895
|  | 2007 | 2008 | 2009 | 2010 | 2011 | 2012 | 2013 |  | 2014 | 2015 | 2016 | 2017 | 2018 | 2019 | 2020 | 2021 | 2022 | 2023 | 2024 | 2025 | 2026 | 2027 | 2028 | 2029 | 2030 | 2031 | 2032 | 2033 | 2034 | 2035 | 2036 | 2037 | 2038 |  |  |  | 0 | 0 | 0 | 0 | 0 | 0 | 0 | 0 | 0 | 0 | 0 | 0 | 0 | 0 | 0 | 0 | 0 | 0 | 0 | 0 | 0 | 0 | 0 | 0 | 0 | 0 | 0 | 0 | 0 | 0 | 0 | 0
| 0 | [36 empty] | 0 | 0 | 0 | 0 | 0 | 0 | 0 | 0 | 0 | 0 | 0 | 0 | 0 | 0 | 0 | 0 | 0 | 0 | 0 | 0 | 0 | 0 | 0 | 0 | 0 | 0 | 0 | 0 | 0 | 0 | 0 | 0
| Diversity Factor: 0 | [36 empty] | 0 | 0 | 0 | 0 | 0 | 0 | 0 | 0 | 0 | 0 | 0 | 0 | 0 | 0 | 0 | 0 | 0 | 0 | 0 | 0 | 0 | 0 | 0 | 0 | 0 | 0 | 0 | 0 | 0 | 0 | 0 | 0
[38 empty] | 0 | 0 | 0 | 0 | 0 | 0 | 0 | 0 | 0 | 0 | 0 | 0 | 0 | 0 | 0 | 0 | 0 | 0 | 0 | 0 | 0 | 0 | 0 | 0 | 0 | 0 | 0 | 0 | 0 | 0 | 0 | 0
[38 empty] | 0 | 0 | 0 | 0 | 0 | 0 | 0 | 0 | 0 | 0 | 0 | 0 | 0 | 0 | 0 | 0 | 0 | 0 | 0 | 0 | 0 | 0 | 0 | 0 | 0 | 0 | 0 | 0 | 0 | 0 | 0 | 0
| 0 | [36 empty] | 0 | 0 | 0 | 0 | 0 | 0 | 0 | 0 | 0 | 0 | 0 | 0 | 0 | 0 | 0 | 0 | 0 | 0 | 0 | 0 | 0 | 0 | 0 | 0 | 0 | 0 | 0 | 0 | 0 | 0 | 0 | 0
Diversity Factor: 0
[38 empty] | Historical Spots & Transfers | [6 empty] | Forecast Spots & Transfers
[35 empty] | Project Name | From | To | 2007 | 2008 | 2009 | 2010 | 2011 | 2012 | 2013 | 2014 | 2015 | 2016 | 2017 | 2018 | 2019 | 2020 | 2021 | 2022 | 2023 | 2024 | 2025 | 2026 | 2027 | 2028 | 2029 | 2030 | 2031 | 2032 | 2033 | 2034 | 2035 | 2036 | 2037 | 2038
| 0 | [33 empty] | Chatswood 33_11kV Spots and Transfers |  | Willoughby 132_33kV Tx2 | 0.43219 | -6.1022e-16 | 1.5255e-16 | 0 | 0 | 0.45173 | 0 | 0.21207 | 0.33464 | 0.38302 | 0.045928 | 0.056901 | 0.027991 | 0.12579 | 0.15262 | 0.14155 | 0.14803 | 0.12847 | 0.16595 | 0.16704 | 0.19106 | 0.20539 | 0.20305 | 0.19978 | 0.20435 | 0.209 | 0.21371 | 0.21849 | 0.22334 | 0.22827 | 0.23326 | 0.23833
| Diversity Factor: 0 | [33 empty] | Chatswood 33_11kV Spots and Transfers |  | Willoughby 132_33kV Tx3 | 0.54679 | -7.7202e-16 | 1.93e-16 | 0 | 0 | 0.57151 | 0 | 0.2683 | 0.42337 | 0.48458 | 0.058106 | 0.071988 | 0.035412 | 0.15914 | 0.19309 | 0.17909 | 0.18728 | 0.16254 | 0.20995 | 0.21133 | 0.24172 | 0.25985 | 0.25689 | 0.25275 | 0.25854 | 0.26442 | 0.27038 | 0.27643 | 0.28256 | 0.28879 | 0.29511 | 0.30152
[35 empty] | Chatswood 33_11kV Spots and Transfers |  | Willoughby 132_33kV Tx4 | 0.42728 | -6.0328e-16 | 1.5082e-16 | 0 | 0 | 0.4466 | 0 | 0.20966 | 0.33084 | 0.37867 | 0.045407 | 0.056254 | 0.027673 | 0.12436 | 0.15088 | 0.13994 | 0.14634 | 0.12701 | 0.16406 | 0.16514 | 0.18889 | 0.20306 | 0.20074 | 0.19751 | 0.20203 | 0.20662 | 0.21128 | 0.21601 | 0.22081 | 0.22567 | 0.23061 | 0.23562
[35 empty] | Crows Nest 33_11kV Spots and Transfers |  | Willoughby 132_33kV Tx2 | 0 | 0 | 0 | 0.036831 | 0 | 0.092007 | 0 | 0.10489 | 0.4269 | -9.6079 | 0 | 0 | 0 | 0 | 0 | 0 | 0 | 0 | 0 | 0 | 0 | 0 | 0 | 0 | 0 | 0 | 0 | 0 | 0 | 0 | 0 | 0
| 0 | [33 empty] | Crows Nest 33_11kV Spots and Transfers |  | Willoughby 132_33kV Tx3 | 0 | 0 | 0 | 0.046597 | 0 | 0.1164 | 0 | 0.1327 | 0.54009 | -12.1554 | 0 | 0 | 0 | 0 | 0 | 0 | 0 | 0 | 0 | 0 | 0 | 0 | 0 | 0 | 0 | 0 | 0 | 0 | 0 | 0 | 0 | 0
| Diversity Factor: 0 | [33 empty] | Crows Nest 33_11kV Spots and Transfers |  | Willoughby 132_33kV Tx4 | 0 | 0 | 0 | 0.036412 | 0 | 0.090961 | 0 | 0.1037 | 0.42205 | -9.4987 | 0 | 0 | 0 | 0 | 0 | 0 | 0 | 0 | 0 | 0 | 0 | 0 | 0 | 0 | 0 | 0 | 0 | 0 | 0 | 0 | 0 | 0
[35 empty] | Gore Hill 33_11kV Spots and Transfers |  | Willoughby 132_33kV Tx2 | 0 | 0.13235 | 0.22058 | 0.54705 | 0 | -1.0919 | -0.52499 | -0.083697 | 0.067206 | -0.045146 | -0.036258 | -0.090875 | -0.10743 | 0.068002 | 0.13375 | 0.11448 | 0.11706 | 0.071514 | 0.12255 | 0.11929 | 0.15935 | 0.17926 | 0.172 | 0.15949 | 0.16259 | 0.16572 | 0.1689 | 0.17212 | 0.17538 | 0.17869 | 0.18204 | 0.18544
[35 empty] | Gore Hill 33_11kV Spots and Transfers |  | Willoughby 132_33kV Tx3 | 0 | 0.16744 | 0.27907 | 0.6921 | 0 | -1.3814 | -0.66419 | -0.10589 | 0.085025 | -0.057117 | -0.045872 | -0.11497 | -0.13592 | 0.086033 | 0.16922 | 0.14483 | 0.1481 | 0.090477 | 0.15505 | 0.15091 | 0.20161 | 0.22679 | 0.21761 | 0.20178 | 0.20569 | 0.20966 | 0.21368 | 0.21776 | 0.22189 | 0.22607 | 0.23031 | 0.23461
| 0 | [33 empty] | Gore Hill 33_11kV Spots and Transfers |  | Willoughby 132_33kV Tx4 | 0 | 0.13085 | 0.21808 | 0.54083 | 0 | -1.0795 | -0.51902 | -0.082746 | 0.066442 | -0.044633 | -0.035846 | -0.089843 | -0.10621 | 0.067229 | 0.13223 | 0.11318 | 0.11573 | 0.070702 | 0.12116 | 0.11793 | 0.15754 | 0.17722 | 0.17005 | 0.15768 | 0.16074 | 0.16384 | 0.16698 | 0.17016 | 0.17339 | 0.17666 | 0.17998 | 0.18333
| Diversity Factor: 0 | [33 empty] | Gore Hill Technology Park Data-Centre 1 Spots and Transfers |  | Willoughby 132_33kV Tx2 | 0 | 0 | 0 | 0 | 0 | 0.63338 | 1.9001 | 0 | 0 | 0 | 0 | 0 | 0 | 0 | 0 | 0 | 0 | 0 | 0 | 0 | 0 | 0 | 0 | 0 | 0 | 0 | 0 | 0 | 0 | 0 | 0 | 0
[35 empty] | Gore Hill Technology Park Data-Centre 1 Spots and Transfers |  | Willoughby 132_33kV Tx3 | 0 | 0 | 0 | 0 | 0 | 0.80132 | 2.404 | 0 | 0 | 0 | 0 | 0 | 0 | 0 | 0 | 0 | 0 | 0 | 0 | 0 | 0 | 0 | 0 | 0 | 0 | 0 | 0 | 0 | 0 | 0 | 0 | 0
[35 empty] | Gore Hill Technology Park Data-Centre 1 Spots and Transfers |  | Willoughby 132_33kV Tx4 | 0 | 0 | 0 | 0 | 0 | 0.62618 | 1.8786 | 0 | 0 | 0 | 0 | 0 | 0 | 0 | 0 | 0 | 0 | 0 | 0 | 0 | 0 | 0 | 0 | 0 | 0 | 0 | 0 | 0 | 0 | 0 | 0 | 0
| 0 | [33 empty] | North Sydney 33_11kV Spots and Transfers |  | Willoughby 132_33kV Tx2 | 0 | 0.10246 | 0 | 0.30782 | 0.12109 | 0 | 0 | 0.15777 | -14.5646 | 0 | 0 | 0 | 0 | 0 | 0 | 0 | 0 | 0 | 0 | 0 | 0 | 0 | 0 | 0 | 0 | 0 | 0 | 0 | 0 | 0 | 0 | 0
| Diversity Factor: 0 | [33 empty] | North Sydney 33_11kV Spots and Transfers |  | Willoughby 132_33kV Tx3 | 0 | 0.12963 | 0 | 0.38944 | 0.1532 | 0 | 0 | 0.19961 | -18.4264 | 0 | 0 | 0 | 0 | 0 | 0 | 0 | 0 | 0 | 0 | 0 | 0 | 0 | 0 | 0 | 0 | 0 | 0 | 0 | 0 | 0 | 0 | 0
[35 empty] | North Sydney 33_11kV Spots and Transfers |  | Willoughby 132_33kV Tx4 | 0 | 0.1013 | 0 | 0.30432 | 0.11972 | 0 | 0 | 0.15598 | -14.3991 | 0 | 0 | 0 | 0 | 0 | 0 | 0 | 0 | 0 | 0 | 0 | 0 | 0 | 0 | 0 | 0 | 0 | 0 | 0 | 0 | 0 | 0 | 0
0
Diversity Factor: 0
0
Diversity Factor: 0
0
Diversity Factor: 0
0
Diversity Factor: 0
| Weather Correction and Public Holiday Factors | [8 empty] | Forecast ROG
ROG Justification
| Actual loads for season 2013 have been weather corrected by the following: | [6 empty] | 0.3029% |  | Weighted ROG calculation based on downstream zone substations and customers | [59 empty] | Weighted ROG calculation based on downstream zone substations and customers
1 | 2 | 3 | 4 | 5 | 6 | 7 | 8 | 9 | 10 | 2014 | 2015 | 2016 | 2017 | 2018 | 2019 | 2020 | 2021 | 2022 | 2023 | 2024 | 2025 | 2026 | 2027 | 2028 | 2029 | 2030 | 2031 | 2032 | 2033 | 2034 | 2035 | 2036 | 2037 | 2038
0.96635 | 0.94007 | 0.92573 | 0.91868 | 0.91868 | 0.91868 | 0.91868 | 0.91868 | 0.91868 | 0.91868 | -3.365% | -2.72% | -1.525% | -0.761% | 0% | 0% | 0% | 0% | 0% | 0% | 0% | 0% | 0% | 0% | 0% | 0% | 0% | 0% | 0% | 0% | 0% | 0% | 0% | 0% | 0%
Substation Load Detail
[7 empty] | Units | 2013 |  | 2014 | 2015 | 2016 | 2017 | 2018 | 2019 | 2020 | 2021 | 2022 | 2023 | 2024 | 2025 | 2026 | 2027 | 2028 | 2029 | 2030 | 2031 | 2032 | 2033 | 2034 | 2035 | 2036 | 2037 | 2038
1 | Willoughby 132_33kV | Compensated |  | Load (LV side) |  |  | Amps | 3563 |  | 3615.17 | 2667.81 | 2058.42 | 2042.66 | 2040.59 | 2035.76 | 2047.56 | 2065 | 2080.6 | 2096.76 | 2108.95 | 2126.54 | 2144.01 | 2165.39 | 2188.87 | 2211.77 | 2233.72 | 2256.14 | 2279.04 | 2302.44 | 2326.33 | 2350.73 | 2375.63 | 2401.06 | 2427.01
|  |  |  | Apparent Power |  |  | MVA | 203.6437 |  | 206.635 | 152.4859 | 117.6546 | 116.754 | 116.6358 | 116.3593 | 117.0338 | 118.0308 | 118.9225 | 119.846 | 120.5429 | 121.5484 | 122.5467 | 123.7689 | 125.1109 | 126.42 | 127.6743 | 128.9559 | 130.2651 | 131.6023 | 132.9679 | 134.3623 | 135.786 | 137.2392 | 138.7226
|  |  |  | Real Power |  |  | MW | 194.3729 | 202.97 | 197.4124 | 147.3491 | 114.9395 | 114.0963 | 113.9857 | 113.7272 | 114.3578 | 115.2896 | 116.1226 | 116.9852 | 117.6359 | 118.5746 | 119.5063 | 120.6464 | 121.898 | 123.1183 | 124.2873 | 125.4813 | 126.7005 | 127.9455 | 129.2164 | 130.5138 | 131.838 | 133.1893 | 134.5681
|  |  |  | Reactive Power |  |  | MVAr | 60.7449 |  | 61.0443 | 39.245 | 25.1299 | 24.7698 | 24.7216 | 24.6089 | 24.8838 | 25.2901 | 25.6533 | 26.0293 | 26.313 | 26.7223 | 27.1285 | 27.6256 | 28.1713 | 28.7033 | 29.213 | 29.7335 | 30.2651 | 30.8079 | 31.362 | 31.9277 | 32.505 | 33.0942 | 33.6953
|  |  |  | Capacitors In Service |  |  | MVAr | 24 |  | 24 | 24 | 24 | 24 | 24 | 24 | 24 | 24 | 24 | 24 | 24 | 24 | 24 | 24 | 24 | 24 | 24 | 24 | 24 | 24 | 24 | 24 | 24 | 24 | 24
|  |  |  | PF |  |  |  | 0.95447 |  | 0.95537 | 0.96631 | 0.97692 | 0.97724 | 0.97728 | 0.97738 | 0.97713 | 0.97677 | 0.97646 | 0.97613 | 0.97588 | 0.97553 | 0.97519 | 0.97477 | 0.97432 | 0.97388 | 0.97347 | 0.97306 | 0.97264 | 0.97221 | 0.97179 | 0.97136 | 0.97093 | 0.97049 | 0.97005
0.97494 | Diversity Factor: 0.97 | Uncompensated |  | Reactive Power |  |  | MVAr | 84.7449 | 87.4316 | 85.0443 | 63.245 | 49.1299 | 48.7698 | 48.7216 | 48.6089 | 48.8838 | 49.2901 | 49.6533 | 50.0293 | 50.313 | 50.7223 | 51.1285 | 51.6256 | 52.1713 | 52.7033 | 53.213 | 53.7335 | 54.2651 | 54.8079 | 55.362 | 55.9277 | 56.505 | 57.0942 | 57.6953
|  |  |  | PF |  |  |  | 0.91666 |  | 0.9184 | 0.91893 | 0.91952 | 0.91952 | 0.91952 | 0.91953 | 0.91951 | 0.91949 | 0.91947 | 0.91945 | 0.91943 | 0.91941 | 0.91939 | 0.91937 | 0.91934 | 0.91931 | 0.91929 | 0.91926 | 0.91924 | 0.91921 | 0.91919 | 0.91916 | 0.91914 | 0.91911 | 0.91909
[10 empty] | 1 | 2 | 3 | 4 | 5 | 6 | 7 | 8 | 9 | 10 | 11 | 12 | 13 | 14 | 15 | 16 | 17 | 18 | 19 | 20 | 21 | 22 | 23 | 24 | 25
Transformer Load Detail
[7 empty] | Units | 2013 |  | 2014 | 2015 | 2016 | 2017 | 2018 | 2019 | 2020 | 2021 | 2022 | 2023 | 2024 | 2025 | 2026 | 2027 | 2028 | 2029 | 2030 | 2031 | 2032 | 2033 | 2034 | 2035 | 2036 | 2037 | 2038
| 0 | Compensated |  | Load (LV side) |  |  | Amps
|  |  |  | Apparent Power |  |  | MVA
|  |  |  | Real Power |  |  | MW
|  |  |  | Reactive Power |  |  | MVAr
|  |  |  | Capacitors In Service |  |  | MVAr
PF
| Zone Div: | Uncompensated |  | Reactive Power |  |  | MVAr
PF
| 0 | Compensated |  | Load (LV side) |  |  | Amps
|  |  |  | Apparent Power |  |  | MVA
|  |  |  | Real Power |  |  | MW
|  |  |  | Reactive Power |  |  | MVAr
|  |  |  | Capacitors In Service |  |  | MVAr
PF
| Zone Div: | Uncompensated |  | Reactive Power |  |  | MVAr
PF
| 0 | Compensated |  | Load (LV side) |  |  | Amps
|  |  |  | Apparent Power |  |  | MVA
|  |  |  | Real Power |  |  | MW
|  |  |  | Reactive Power |  |  | MVAr
|  |  |  | Capacitors In Service |  |  | MVAr
PF
| Zone Div: | Uncompensated |  | Reactive Power |  |  | MVAr
PF
| 0 | Compensated |  | Load (LV side) |  |  | Amps
|  |  |  | Apparent Power |  |  | MVA
|  |  |  | Real Power |  |  | MW
|  |  |  | Reactive Power |  |  | MVAr
|  |  |  | Capacitors In Service |  |  | MVAr
PF
| Zone Div: | Uncompensated |  | Reactive Power |  |  | MVAr
PF
| 0 | Compensated |  | Load (LV side) |  |  | Amps
|  |  |  | Apparent Power |  |  | MVA
|  |  |  | Real Power |  |  | MW
|  |  |  | Reactive Power |  |  | MVAr
|  |  |  | Capacitors In Service |  |  | MVAr
PF
| Zone Div: | Uncompensated |  | Reactive Power |  |  | MVAr
PF
| 0 | Compensated |  | Load (LV side) |  |  | Amps
|  |  |  | Apparent Power |  |  | MVA
|  |  |  | Real Power |  |  | MW
|  |  |  | Reactive Power |  |  | MVAr
|  |  |  | Capacitors In Service |  |  | MVAr
PF
| Zone Div: | Uncompensated |  | Reactive Power |  |  | MVAr
PF
| 0 | Compensated |  | Load (LV side) |  |  | Amps
|  |  |  | Apparent Power |  |  | MVA
|  |  |  | Real Power |  |  | MW
|  |  |  | Reactive Power |  |  | MVAr
|  |  |  | Capacitors In Service |  |  | MVAr
PF
| Zone Div: | Uncompensated |  | Reactive Power |  |  | MVAr
PF
| 0 | Compensated |  | Load (LV side) |  |  | Amps
|  |  |  | Apparent Power |  |  | MVA
|  |  |  | Real Power |  |  | MW
|  |  |  | Reactive Power |  |  | MVAr
|  |  |  | Capacitors In Service |  |  | MVAr
PF
| Zone Div: | Uncompensated |  | Reactive Power |  |  | MVAr
PF
| 0 | Compensated |  | Load (LV side) |  |  | Amps
|  |  |  | Apparent Power |  |  | MVA
|  |  |  | Real Power |  |  | MW
|  |  |  | Reactive Power |  |  | MVAr
|  |  |  | Capacitors In Service |  |  | MVAr
PF
| Zone Div: | Uncompensated |  | Reactive Power |  |  | MVAr
PF
| 0 | Compensated |  | Load (LV side) |  |  | Amps
|  |  |  | Apparent Power |  |  | MVA
|  |  |  | Real Power |  |  | MW
|  |  |  | Reactive Power |  |  | MVAr
|  |  |  | Capacitors In Service |  |  | MVAr
PF
| Zone Div: | Uncompensated |  | Reactive Power |  |  | MVAr
PF