## Inclusions and Exclusions
Sydney Forecast Inclusions and Exclusions
Date Printed |  | 08JUL14:11:21:24
| Description | Value
Season |  | Winter | Winter
Either Summer or Winter
Year |  | 2014 | 2014
Year that the forecast starts
POE |  | 50% | 0.5
10%, 50%, 90%
Spots and Transfers |  | Y | Y
Are Spots and Transfers Included?
BBDM Spots |  | Y | Y
Is BBDM included?
Spots Coefficient |  | 55% | 0.55
Scaling factor applied to spot loads in the future
Aligned ROGs |  | Capped | Capped
Have ROGs been aligned to econometric forecast?
Committed Projects |  | Y | Y
Are Committed Projects Included?
Major Customers Scaling Factor |  | 100% | 1
Scaling factor applied to major customer connections in the future
Future Transfers |  | Y | Y
Are future transfers included?
Future Spots |  | 4 | 4
Future spots are cleared from the following forecast year

## Adamstown 132_11kV
| Adamstown 132_11kV | [16 empty] | 2014 | WINTER
[6 empty] | Zone commissioned |  | 2010-06-30
| Substation Total Loads | [33 empty] | Spots & Transfers Detail
| Historical Loads | (11kV MVA) | [7 empty] | Weather Corrected Forecast Loads |  |  |  | (11kV MVA) | [20 empty] | Spots & Transfers Summary | (11kV MVA) |  | Historical Spots & Transfers | [6 empty] | Forecast Spots & Transfers
|  | 2007 | 2008 | 2009 | 2010 | 2011 | 2012 | 2013 |  | 2014 | 2015 | 2016 | 2017 | 2018 | 2019 | 2020 | 2021 | 2022 | 2023 | 2024 | 2025 | 2026 | 2027 | 2028 | 2029 | 2030 | 2031 | 2032 | 2033 | 2034 | 2035 | 2036 | 2037 | 2038 |  |  |  | 2007 | 2008 | 2009 | 2010 | 2011 | 2012 | 2013 | 2014 | 2015 | 2016 | 2017 | 2018 | 2019 | 2020 | 2021 | 2022 | 2023 | 2024 | 2025 | 2026 | 2027 | 2028 | 2029 | 2030 | 2031 | 2032 | 2033 | 2034 | 2035 | 2036 | 2037 | 2038
| Total |  |  |  | 9.2 | 26.938 | 24.368 | 23.464 |  | 24.3933 | 23.3558 | 23.7097 | 23.9629 | 24.0784 | 24.2783 | 24.6627 | 25.0617 | 25.2598 | 25.6505 | 26.0181 | 26.4554 | 26.8987 | 27.3826 | 27.8937 | 28.4043 | 28.9151 | 29.4374 | 29.9715 | 30.5174 | 31.0755 | 31.6457 | 32.2284 | 32.8237 | 33.4318 |  |  | Total | 0 | 0 | 0 | 4.9918 | 25.359 | 2.0005 | 0.724 | -1.2253 | -1.5468 | 0.036313 | 0.092561 | 0.11638 | 0.20138 | 0.3871 | 0.4018 | 0.38447 | 0.40133 | 0.37744 | 0.44847 | 0.45433 | 0.4955 | 0.52291 | 0.5219 | 0.5217 | 0.53311 | 0.54468 | 0.55641 | 0.56832 | 0.5804 | 0.59266 | 0.60509 | 0.61771
| Firm Rating | 0 | 0 | 0 | 0 | 60 | 65.01 | 65.01 |  | 65.01 | 65.01 | 65.01 | 65.01 | 65.01 | 65.01 | 65.01 | 65.01 | 65.01 | 65.01 | 65.01 | 65.01 | 65.01 | 65.01 | 65.01 | 65.01 | 65.01 | 65.01 | 65.01 | 65.01 | 65.01 | 65.01 | 65.01 | 65.01 | 65.01
| Total Capacity | 0 | 0 | 0 | 0 | 100 | 130.01 | 130.01 |  | 130.01 | 130.01 | 130.01 | 130.01 | 130.01 | 130.01 | 130.01 | 130.01 | 130.01 | 130.01 | 130.01 | 130.01 | 130.01 | 130.01 | 130.01 | 130.01 | 130.01 | 130.01 | 130.01 | 130.01 | 130.01 | 130.01 | 130.01 | 130.01 | 130.01 |  |  | Adamstown 132_11kV Tx1 | 0 | 0 | 0 | 2.6545 | 13.6836 | 1.0638 | -1.7338 | -0.023403 | -1.5362 | 0.01931 | 0.049222 | 0.061887 | 0.10709 | 0.20585 | 0.21367 | 0.20445 | 0.21342 | 0.20071 | 0.23849 | 0.2416 | 0.26349 | 0.27807 | 0.27754 | 0.27743 | 0.28349 | 0.28965 | 0.29589 | 0.30222 | 0.30864 | 0.31516 | 0.32177 | 0.32848
|  | -7 | -6 | -5 | -4 | -3 | -2 | -1 |  | 0 | 1 | 2 | 3 | 4 | 5 | 6 | 7 | 8 | 9 | 10 | 11 | 12 | 13 | 14 | 15 | 16 | 17 | 18 | 19 | 20 | 21 | 22 | 23 | 24 |  |  | Adamstown 132_11kV Tx2 | 0 | 0 | 0 | 2.3373 | 11.6754 | 0.93669 | 2.4578 | -1.2019 | -0.010591 | 0.017002 | 0.043339 | 0.054491 | 0.09429 | 0.18125 | 0.18813 | 0.18002 | 0.18791 | 0.17673 | 0.20999 | 0.21273 | 0.232 | 0.24484 | 0.24437 | 0.24427 | 0.24961 | 0.25503 | 0.26053 | 0.2661 | 0.27176 | 0.2775 | 0.28332 | 0.28923
| Transformer Loads | [36 empty] | 0 | 0 | 0 | 0 | 0 | 0 | 0 | 0 | 0 | 0 | 0 | 0 | 0 | 0 | 0 | 0 | 0 | 0 | 0 | 0 | 0 | 0 | 0 | 0 | 0 | 0 | 0 | 0 | 0 | 0 | 0 | 0
| Historical Loads | (11kV MVA) | [7 empty] | 0: Weather Corrected Forecast Loads; 4: (11kV MVA) |  |  |  | 0 | 0 | 0 | 0 | 0 | 0 | 0 | 0 | 0 | 0 | 0 | 0 | 0 | 0 | 0 | 0 | 0 | 0 | 0 | 0 | 0 | 0 | 0 | 0 | 0 | 0 | 0 | 0 | 0 | 0 | 0 | 0
|  | 2007 | 2008 | 2009 | 2010 | 2011 | 2012 | 2013 |  | 2014 | 2015 | 2016 | 2017 | 2018 | 2019 | 2020 | 2021 | 2022 | 2023 | 2024 | 2025 | 2026 | 2027 | 2028 | 2029 | 2030 | 2031 | 2032 | 2033 | 2034 | 2035 | 2036 | 2037 | 2038 |  |  |  | 0 | 0 | 0 | 0 | 0 | 0 | 0 | 0 | 0 | 0 | 0 | 0 | 0 | 0 | 0 | 0 | 0 | 0 | 0 | 0 | 0 | 0 | 0 | 0 | 0 | 0 | 0 | 0 | 0 | 0 | 0 | 0
| 0 | [36 empty] | 0 | 0 | 0 | 0 | 0 | 0 | 0 | 0 | 0 | 0 | 0 | 0 | 0 | 0 | 0 | 0 | 0 | 0 | 0 | 0 | 0 | 0 | 0 | 0 | 0 | 0 | 0 | 0 | 0 | 0 | 0 | 0
| Diversity Factor: 0 | [36 empty] | 0 | 0 | 0 | 0 | 0 | 0 | 0 | 0 | 0 | 0 | 0 | 0 | 0 | 0 | 0 | 0 | 0 | 0 | 0 | 0 | 0 | 0 | 0 | 0 | 0 | 0 | 0 | 0 | 0 | 0 | 0 | 0
[38 empty] | 0 | 0 | 0 | 0 | 0 | 0 | 0 | 0 | 0 | 0 | 0 | 0 | 0 | 0 | 0 | 0 | 0 | 0 | 0 | 0 | 0 | 0 | 0 | 0 | 0 | 0 | 0 | 0 | 0 | 0 | 0 | 0
[38 empty] | 0 | 0 | 0 | 0 | 0 | 0 | 0 | 0 | 0 | 0 | 0 | 0 | 0 | 0 | 0 | 0 | 0 | 0 | 0 | 0 | 0 | 0 | 0 | 0 | 0 | 0 | 0 | 0 | 0 | 0 | 0 | 0
| 0 | [36 empty] | 0 | 0 | 0 | 0 | 0 | 0 | 0 | 0 | 0 | 0 | 0 | 0 | 0 | 0 | 0 | 0 | 0 | 0 | 0 | 0 | 0 | 0 | 0 | 0 | 0 | 0 | 0 | 0 | 0 | 0 | 0 | 0
Diversity Factor: 0
[38 empty] | Historical Spots & Transfers | [6 empty] | Forecast Spots & Transfers
[35 empty] | Project Name | From | To | 2007 | 2008 | 2009 | 2010 | 2011 | 2012 | 2013 | 2014 | 2015 | 2016 | 2017 | 2018 | 2019 | 2020 | 2021 | 2022 | 2023 | 2024 | 2025 | 2026 | 2027 | 2028 | 2029 | 2030 | 2031 | 2032 | 2033 | 2034 | 2035 | 2036 | 2037 | 2038
| 0 | [33 empty] | Broad based demand management |  | Adamstown 132_11kV Tx1 | 0 | 0 | 0 | 0 | 0 | 0 | 0 | 0 | -0.000304 | -0.00033778 | -0.00064178 | -0.0049316 | -0.0066205 | 0 | 0 | 0 | 0 | 0 | 0 | 0 | 0 | 0 | 0 | 0 | 0 | 0 | 0 | 0 | 0 | 0 | 0 | 0
| Diversity Factor: 0 | [33 empty] | Broad based demand management |  | Adamstown 132_11kV Tx2 | 0 | 0 | 0 | 0 | 0 | 0 | 0 | 0 | -0.00026767 | -0.00029741 | -0.00056509 | -0.0043422 | -0.0058293 | 0 | 0 | 0 | 0 | 0 | 0 | 0 | 0 | 0 | 0 | 0 | 0 | 0 | 0 | 0 | 0 | 0 | 0 | 0
[35 empty] | DNP_ID: 2122. To Adamstown 132kV | Adamstown 33_11kV Tx1 | Adamstown 132_11kV Tx1 | 0 | 0 | 0 | 0 | 0 | 0.53191 | 0 | 0 | 0 | 0 | 0 | 0 | 0 | 0 | 0 | 0 | 0 | 0 | 0 | 0 | 0 | 0 | 0 | 0 | 0 | 0 | 0 | 0 | 0 | 0 | 0 | 0
[35 empty] | DNP_ID: 2122. To Adamstown 132kV | Adamstown 33_11kV Tx1 | Adamstown 132_11kV Tx2 | 0 | 0 | 0 | 0 | 0 | 0.46835 | 0 | 0 | 0 | 0 | 0 | 0 | 0 | 0 | 0 | 0 | 0 | 0 | 0 | 0 | 0 | 0 | 0 | 0 | 0 | 0 | 0 | 0 | 0 | 0 | 0 | 0
| 0 | [33 empty] | DNP_ID: 2122. To Adamstown 132kV | Adamstown 33_11kV Tx2 | Adamstown 132_11kV Tx1 | 0 | 0 | 0 | 0 | 0 | 0.53191 | 0 | 0 | 0 | 0 | 0 | 0 | 0 | 0 | 0 | 0 | 0 | 0 | 0 | 0 | 0 | 0 | 0 | 0 | 0 | 0 | 0 | 0 | 0 | 0 | 0 | 0
| Diversity Factor: 0 | [33 empty] | DNP_ID: 2122. To Adamstown 132kV | Adamstown 33_11kV Tx2 | Adamstown 132_11kV Tx2 | 0 | 0 | 0 | 0 | 0 | 0.46835 | 0 | 0 | 0 | 0 | 0 | 0 | 0 | 0 | 0 | 0 | 0 | 0 | 0 | 0 | 0 | 0 | 0 | 0 | 0 | 0 | 0 | 0 | 0 | 0 | 0 | 0
[35 empty] | DNP_ID: 2124. From Broadmeadow | Broadmeadow 33_11kV Tx1 | Adamstown 132_11kV Tx2 | 0 | 0 | 0 | 0 | 0.68589 | 0 | 0 | 0 | 0 | 0 | 0 | 0 | 0 | 0 | 0 | 0 | 0 | 0 | 0 | 0 | 0 | 0 | 0 | 0 | 0 | 0 | 0 | 0 | 0 | 0 | 0 | 0
[35 empty] | DNP_ID: 2124. From Broadmeadow | Broadmeadow 33_11kV Tx2 | Adamstown 132_11kV Tx2 | 0 | 0 | 0 | 0 | 0.68589 | 0 | 0 | 0 | 0 | 0 | 0 | 0 | 0 | 0 | 0 | 0 | 0 | 0 | 0 | 0 | 0 | 0 | 0 | 0 | 0 | 0 | 0 | 0 | 0 | 0 | 0 | 0
| 0 | [33 empty] | DNP_ID: 2125. From Kotara | Kotara 33_11kV Tx2 | Adamstown 132_11kV Tx1 | 0 | 0 | 0 | 0 | 1.9815 | 0 | 0 | 0 | 0 | 0 | 0 | 0 | 0 | 0 | 0 | 0 | 0 | 0 | 0 | 0 | 0 | 0 | 0 | 0 | 0 | 0 | 0 | 0 | 0 | 0 | 0 | 0
| Diversity Factor: 0 | [33 empty] | DNP_ID: 2127. From Adamstown 33 | Adamstown 33_11kV Tx1 | Adamstown 132_11kV Tx1 | 0 | 0 | 0 | 1.3273 | 0 | 0 | 0 | 0 | 0 | 0 | 0 | 0 | 0 | 0 | 0 | 0 | 0 | 0 | 0 | 0 | 0 | 0 | 0 | 0 | 0 | 0 | 0 | 0 | 0 | 0 | 0 | 0
[35 empty] | DNP_ID: 2127. From Adamstown 33 | Adamstown 33_11kV Tx1 | Adamstown 132_11kV Tx2 | 0 | 0 | 0 | 1.1686 | 0 | 0 | 0 | 0 | 0 | 0 | 0 | 0 | 0 | 0 | 0 | 0 | 0 | 0 | 0 | 0 | 0 | 0 | 0 | 0 | 0 | 0 | 0 | 0 | 0 | 0 | 0 | 0
[35 empty] | DNP_ID: 2127. From Adamstown 33 | Adamstown 33_11kV Tx2 | Adamstown 132_11kV Tx1 | 0 | 0 | 0 | 1.3273 | 0 | 0 | 0 | 0 | 0 | 0 | 0 | 0 | 0 | 0 | 0 | 0 | 0 | 0 | 0 | 0 | 0 | 0 | 0 | 0 | 0 | 0 | 0 | 0 | 0 | 0 | 0 | 0
| 0 | [33 empty] | DNP_ID: 2127. From Adamstown 33 | Adamstown 33_11kV Tx2 | Adamstown 132_11kV Tx2 | 0 | 0 | 0 | 1.1686 | 0 | 0 | 0 | 0 | 0 | 0 | 0 | 0 | 0 | 0 | 0 | 0 | 0 | 0 | 0 | 0 | 0 | 0 | 0 | 0 | 0 | 0 | 0 | 0 | 0 | 0 | 0 | 0
| Diversity Factor: 0 | [33 empty] | DNP_ID: 2128. From Adamstown 33 | Adamstown 33_11kV Tx1 | Adamstown 132_11kV Tx1 | 0 | 0 | 0 | 0 | 5.8511 | 0 | 0 | 0 | 0 | 0 | 0 | 0 | 0 | 0 | 0 | 0 | 0 | 0 | 0 | 0 | 0 | 0 | 0 | 0 | 0 | 0 | 0 | 0 | 0 | 0 | 0 | 0
[35 empty] | DNP_ID: 2128. From Adamstown 33 | Adamstown 33_11kV Tx1 | Adamstown 132_11kV Tx2 | 0 | 0 | 0 | 0 | 5.1518 | 0 | 0 | 0 | 0 | 0 | 0 | 0 | 0 | 0 | 0 | 0 | 0 | 0 | 0 | 0 | 0 | 0 | 0 | 0 | 0 | 0 | 0 | 0 | 0 | 0 | 0 | 0
[35 empty] | DNP_ID: 2128. From Adamstown 33 | Adamstown 33_11kV Tx2 | Adamstown 132_11kV Tx1 | 0 | 0 | 0 | 0 | 5.8511 | 0 | 0 | 0 | 0 | 0 | 0 | 0 | 0 | 0 | 0 | 0 | 0 | 0 | 0 | 0 | 0 | 0 | 0 | 0 | 0 | 0 | 0 | 0 | 0 | 0 | 0 | 0
| 0 | [33 empty] | DNP_ID: 2128. From Adamstown 33 | Adamstown 33_11kV Tx2 | Adamstown 132_11kV Tx2 | 0 | 0 | 0 | 0 | 5.1518 | 0 | 0 | 0 | 0 | 0 | 0 | 0 | 0 | 0 | 0 | 0 | 0 | 0 | 0 | 0 | 0 | 0 | 0 | 0 | 0 | 0 | 0 | 0 | 0 | 0 | 0 | 0
| Diversity Factor: 0 | [33 empty] | DNP_ID: 6608. Establish 11kV Connections to New Broadmeadow Zone | Adamstown 132_11kV Tx1 | Broadmeadow 132_11kV Tx1 | 0 | 0 | 0 | 0 | 0 | 0 | 0 | 0 | 1.5242 | 0 | 0 | 0 | 0 | 0 | 0 | 0 | 0 | 0 | 0 | 0 | 0 | 0 | 0 | 0 | 0 | 0 | 0 | 0 | 0 | 0 | 0 | 0
[35 empty] | DNP_ID: 6608. Establish 11kV Connections to New Broadmeadow Zone | Adamstown 132_11kV Tx2 | Broadmeadow 132_11kV Tx1 | 0 | 0 | 0 | 0 | 0 | 0 | 0 | 1.086 | 0 | 0 | 0 | 0 | 0 | 0 | 0 | 0 | 0 | 0 | 0 | 0 | 0 | 0 | 0 | 0 | 0 | 0 | 0 | 0 | 0 | 0 | 0 | 0
[35 empty] | DNP_ID: 6608. Establish 11kV Connections to New Broadmeadow Zone | Adamstown 132_11kV Tx2 | Broadmeadow 132_11kV Tx2 | 0 | 0 | 0 | 0 | 0 | 0 | 0 | 0.095263 | 0 | 0 | 0 | 0 | 0 | 0 | 0 | 0 | 0 | 0 | 0 | 0 | 0 | 0 | 0 | 0 | 0 | 0 | 0 | 0 | 0 | 0 | 0 | 0
| 0 | [33 empty] | DNP_ID: 7067. Open Point Changes at Adamstown and Newcastle CBD | Adamstown 132_11kV Tx1 | Adamstown 132_11kV Tx2 | 0 | 0 | 0 | 0 | 0 | 0 | 1.0669 | 0 | 0 | 0 | 0 | 0 | 0 | 0 | 0 | 0 | 0 | 0 | 0 | 0 | 0 | 0 | 0 | 0 | 0 | 0 | 0 | 0 | 0 | 0 | 0 | 0
| Diversity Factor: 0 | [33 empty] | DNP_ID: 7067. Open Point Changes at Adamstown and Newcastle CBD | Adamstown 132_11kV Tx1 | Newcastle CBD 33_11kV Tx3 | 0 | 0 | 0 | 0 | 0 | 0 | 1.6004 | 0 | 0 | 0 | 0 | 0 | 0 | 0 | 0 | 0 | 0 | 0 | 0 | 0 | 0 | 0 | 0 | 0 | 0 | 0 | 0 | 0 | 0 | 0 | 0 | 0
[35 empty] | DNP_ID: 7067. Open Point Changes at Adamstown and Newcastle CBD | Adamstown 132_11kV Tx2 | Newcastle CBD 33_11kV Tx3 | 0 | 0 | 0 | 0 | 0 | 0 | 0.7621 | 0 | 0 | 0 | 0 | 0 | 0 | 0 | 0 | 0 | 0 | 0 | 0 | 0 | 0 | 0 | 0 | 0 | 0 | 0 | 0 | 0 | 0 | 0 | 0 | 0
[35 empty] | DNP_ID: 7079. Open Point Changes at Adamstown, Broadmeadow, Newcastle CBD and New Lambton | Adamstown 132_11kV Tx1 | Newcastle CBD 33_11kV Tx1 | 0 | 0 | 0 | 0 | 0 | 0 | 0.19087 | 0 | 0 | 0 | 0 | 0 | 0 | 0 | 0 | 0 | 0 | 0 | 0 | 0 | 0 | 0 | 0 | 0 | 0 | 0 | 0 | 0 | 0 | 0 | 0 | 0
| 0 | [33 empty] | DNP_ID: 7079. Open Point Changes at Adamstown, Broadmeadow, Newcastle CBD and New Lambton | Adamstown 132_11kV Tx1 | Newcastle CBD 33_11kV Tx2 | 0 | 0 | 0 | 0 | 0 | 0 | 0.19018 | 0 | 0 | 0 | 0 | 0 | 0 | 0 | 0 | 0 | 0 | 0 | 0 | 0 | 0 | 0 | 0 | 0 | 0 | 0 | 0 | 0 | 0 | 0 | 0 | 0
| Diversity Factor: 0 | [33 empty] | DNP_ID: 7079. Open Point Changes at Adamstown, Broadmeadow, Newcastle CBD and New Lambton | Broadmeadow 33_11kV Tx1 | Adamstown 132_11kV Tx1 | 0 | 0 | 0 | 0 | 0 | 0 | 0.65731 | 0 | 0 | 0 | 0 | 0 | 0 | 0 | 0 | 0 | 0 | 0 | 0 | 0 | 0 | 0 | 0 | 0 | 0 | 0 | 0 | 0 | 0 | 0 | 0 | 0
[35 empty] | DNP_ID: 7079. Open Point Changes at Adamstown, Broadmeadow, Newcastle CBD and New Lambton | Broadmeadow 33_11kV Tx2 | Adamstown 132_11kV Tx1 | 0 | 0 | 0 | 0 | 0 | 0 | 0.65731 | 0 | 0 | 0 | 0 | 0 | 0 | 0 | 0 | 0 | 0 | 0 | 0 | 0 | 0 | 0 | 0 | 0 | 0 | 0 | 0 | 0 | 0 | 0 | 0 | 0
[35 empty] | DNP_ID: 7079. Open Point Changes at Adamstown, Broadmeadow, Newcastle CBD and New Lambton | New Lambton 33_11kV Tx1 | Adamstown 132_11kV Tx2 | 0 | 0 | 0 | 0 | 0 | 0 | 1.0765 | 0 | 0 | 0 | 0 | 0 | 0 | 0 | 0 | 0 | 0 | 0 | 0 | 0 | 0 | 0 | 0 | 0 | 0 | 0 | 0 | 0 | 0 | 0 | 0 | 0
| 0 | [33 empty] | DNP_ID: 7079. Open Point Changes at Adamstown, Broadmeadow, Newcastle CBD and New Lambton | New Lambton 33_11kV Tx2 | Adamstown 132_11kV Tx2 | 0 | 0 | 0 | 0 | 0 | 0 | 1.0765 | 0 | 0 | 0 | 0 | 0 | 0 | 0 | 0 | 0 | 0 | 0 | 0 | 0 | 0 | 0 | 0 | 0 | 0 | 0 | 0 | 0 | 0 | 0 | 0 | 0
| Diversity Factor: 0 | [33 empty] | Econometric |  | Adamstown 132_11kV Tx1 | 0 | 0 | 0 | 0 | 0 | 0 | 0 | 0 | 0 | 0.10338 | 0.18455 | 0.2763 | 0.33717 | 0.34309 | 0.31993 | 0.32525 | 0.33065 | 0.33613 | 0.34169 | 0.34733 | 0.35305 | 0.35886 | 0.36475 | 0.37073 | 0.37679 | 0.38294 | 0.38919 | 0.39552 | 0.40194 | 0.40846 | 0.41507 | 0.42178
[35 empty] | Econometric |  | Adamstown 132_11kV Tx2 | 0 | 0 | 0 | 0 | 0 | 0 | 0 | 0 | 0 | 0.091029 | 0.1625 | 0.24328 | 0.29687 | 0.30209 | 0.2817 | 0.28638 | 0.29114 | 0.29596 | 0.30085 | 0.30582 | 0.31086 | 0.31597 | 0.32116 | 0.32642 | 0.33176 | 0.33718 | 0.34267 | 0.34825 | 0.35391 | 0.35965 | 0.36547 | 0.37137
[35 empty] | Energy Efficiency |  | Adamstown 132_11kV Tx1 | 0 | 0 | 0 | 0 | 0 | 0 | 0 | -0.023403 | -0.011724 | -0.083737 | -0.13469 | -0.20949 | -0.22346 | -0.13724 | -0.10626 | -0.1208 | -0.11724 | -0.13542 | -0.1032 | -0.10573 | -0.08956 | -0.080787 | -0.087214 | -0.093298 | -0.093298 | -0.093298 | -0.093298 | -0.093298 | -0.093298 | -0.093298 | -0.093298 | -0.093298
[35 empty] | Energy Efficiency |  | Adamstown 132_11kV Tx2 | 0 | 0 | 0 | 0 | 0 | 0 | 0 | -0.020606 | -0.010323 | -0.07373 | -0.11859 | -0.18445 | -0.19675 | -0.12084 | -0.093562 | -0.10636 | -0.10322 | -0.11923 | -0.090868 | -0.093094 | -0.078856 | -0.071132 | -0.076791 | -0.082148 | -0.082148 | -0.082148 | -0.082148 | -0.082148 | -0.082148 | -0.082148 | -0.082148 | -0.082148
| Weather Correction and Public Holiday Factors | [8 empty] | 0: Forecast ROG | Solar PV |  | Adamstown 132_11kV Tx1 | 0 | 0 | 0 | 0 | 0 | 0 | 0 | 0 | 0 | 0 | 0 | 0 | 0 | 0 | 0 | 0 | 0 | 0 | 0 | 0 | 0 | 0 | 0 | 0 | 0 | 0 | 0 | 0 | 0 | 0 | 0 | 0
[10 empty] | 0: ROG Justification | Solar PV |  | Adamstown 132_11kV Tx2 | 0 | 0 | 0 | 0 | 0 | 0 | 0 | 0 | 0 | 0 | 0 | 0 | 0 | 0 | 0 | 0 | 0 | 0 | 0 | 0 | 0 | 0 | 0 | 0 | 0 | 0 | 0 | 0 | 0 | 0 | 0 | 0
| Actual loads for season 2013 have been weather corrected by the following: | [6 empty] | 9.217% |  | 0: 7 year ROG ok | [35 empty] | 7 year ROG ok
1 | 2 | 3 | 4 | 5 | 6 | 7 | 8 | 9 | 10 | 2014 | 2015 | 2016 | 2017 | 2018 | 2019 | 2020 | 2021 | 2022 | 2023 | 2024 | 2025 | 2026 | 2027 | 2028 | 2029 | 2030 | 2031 | 2032 | 2033 | 2034 | 2035 | 2036 | 2037 | 2038
1.0201 | 1.0407 | 1.0546 | 1.0617 | 1.0617 | 1.0617 | 1.0617 | 1.0617 | 1.0617 | 1.0617 | 2.013% | 2.013% | 1.342% | 0.6709% | 0% | 0% | 0% | 0% | 0% | 0% | 0% | 0% | 0% | 0% | 0% | 0% | 0% | 0% | 0% | 0% | 0% | 0% | 0% | 0% | 0%
Substation Load Detail
[7 empty] | Units | 2013 |  | 2014 | 2015 | 2016 | 2017 | 2018 | 2019 | 2020 | 2021 | 2022 | 2023 | 2024 | 2025 | 2026 | 2027 | 2028 | 2029 | 2030 | 2031 | 2032 | 2033 | 2034 | 2035 | 2036 | 2037 | 2038
1 | Adamstown 132_11kV | Compensated |  | Load (LV side) |  |  | Amps | 0 |  | 1280.314 | 1225.862 | 1244.437 | 1257.727 | 1263.79 | 1274.282 | 1294.454 | 1315.398 | 1325.796 | 1346.3 | 1365.598 | 1388.547 | 1411.816 | 1437.215 | 1464.042 | 1490.839 | 1517.648 | 1545.064 | 1573.095 | 1601.75 | 1631.039 | 1660.97 | 1691.553 | 1722.797 | 1754.711
|  |  |  | Apparent Power |  |  | MVA | 23.464 | 25.6267 | 24.3933 | 23.3558 | 23.7097 | 23.9629 | 24.0784 | 24.2783 | 24.6627 | 25.0617 | 25.2598 | 25.6505 | 26.0181 | 26.4554 | 26.8987 | 27.3826 | 27.8937 | 28.4043 | 28.9151 | 29.4374 | 29.9715 | 30.5174 | 31.0755 | 31.6457 | 32.2284 | 32.8237 | 33.4318
|  |  |  | Real Power |  |  | MW | 22.818 | 24.9212 | 24.2313 | 23.2148 | 23.5616 | 23.8097 | 23.9229 | 24.1187 | 24.4951 | 24.8859 | 25.2598 | 25.65 | 26.0171 | 26.4532 | 26.895 | 27.3769 | 27.8854 | 28.3929 | 28.9003 | 29.4187 | 29.9484 | 30.4895 | 31.0421 | 31.6066 | 32.1829 | 32.7713 | 33.3721
|  |  |  | Reactive Power |  |  | MVAr | 0 |  | 2.8066 | 2.563 | 2.6461 | 2.7056 | 2.7327 | 2.7796 | 2.8698 | 2.9635 | 0.053047 | 0.14657 | 0.23453 | 0.33904 | 0.44491 | 0.56038 | 0.68223 | 0.80385 | 0.92543 | 1.0497 | 1.1766 | 1.3063 | 1.4387 | 1.5739 | 1.7121 | 1.8531 | 1.997
|  |  |  | Capacitors In Service |  |  | MVAr | 0 |  | 3 | 3 | 3 | 3 | 3 | 3 | 3 | 3 | 6 | 6 | 6 | 6 | 6 | 6 | 6 | 6 | 6 | 6 | 6 | 6 | 6 | 6 | 6 | 6 | 6
|  |  |  | PF |  |  |  | 0.97247 |  | 0.99336 | 0.99396 | 0.99375 | 0.9936 | 0.99354 | 0.99342 | 0.99321 | 0.99298 | 1 | 0.99998 | 0.99996 | 0.99992 | 0.99986 | 0.99979 | 0.9997 | 0.9996 | 0.99949 | 0.99936 | 0.99923 | 0.99908 | 0.99893 | 0.99876 | 0.99859 | 0.9984 | 0.99821
0.87009 | Diversity Factor: 0.87 | Uncompensated |  | Reactive Power |  |  | MVAr | 0 | 5.9719 | 5.8066 | 5.563 | 5.6461 | 5.7056 | 5.7327 | 5.7796 | 5.8698 | 5.9635 | 6.053 | 6.1466 | 6.2345 | 6.339 | 6.4449 | 6.5604 | 6.6822 | 6.8039 | 6.9254 | 7.0497 | 7.1766 | 7.3063 | 7.4387 | 7.5739 | 7.7121 | 7.8531 | 7.997
|  |  |  | PF |  |  |  | 0.97247 |  | 0.97247 | 0.97247 | 0.97247 | 0.97247 | 0.97247 | 0.97247 | 0.97247 | 0.97247 | 0.97247 | 0.97247 | 0.97247 | 0.97247 | 0.97247 | 0.97247 | 0.97247 | 0.97247 | 0.97247 | 0.97247 | 0.97247 | 0.97247 | 0.97247 | 0.97247 | 0.97247 | 0.97247 | 0.97247
[10 empty] | 1 | 2 | 3 | 4 | 5 | 6 | 7 | 8 | 9 | 10 | 11 | 12 | 13 | 14 | 15 | 16 | 17 | 18 | 19 | 20 | 21 | 22 | 23 | 24 | 25
Transformer Load Detail
[7 empty] | Units | 2013 |  | 2014 | 2015 | 2016 | 2017 | 2018 | 2019 | 2020 | 2021 | 2022 | 2023 | 2024 | 2025 | 2026 | 2027 | 2028 | 2029 | 2030 | 2031 | 2032 | 2033 | 2034 | 2035 | 2036 | 2037 | 2038
| 0 | Compensated |  | Load (LV side) |  |  | Amps
|  |  |  | Apparent Power |  |  | MVA
|  |  |  | Real Power |  |  | MW
|  |  |  | Reactive Power |  |  | MVAr
|  |  |  | Capacitors In Service |  |  | MVAr
PF
| Zone Div: | Uncompensated |  | Reactive Power |  |  | MVAr
PF
| 0 | Compensated |  | Load (LV side) |  |  | Amps
|  |  |  | Apparent Power |  |  | MVA
|  |  |  | Real Power |  |  | MW
|  |  |  | Reactive Power |  |  | MVAr
|  |  |  | Capacitors In Service |  |  | MVAr
PF
| Zone Div: | Uncompensated |  | Reactive Power |  |  | MVAr
PF
| 0 | Compensated |  | Load (LV side) |  |  | Amps
|  |  |  | Apparent Power |  |  | MVA
|  |  |  | Real Power |  |  | MW
|  |  |  | Reactive Power |  |  | MVAr
|  |  |  | Capacitors In Service |  |  | MVAr
PF
| Zone Div: | Uncompensated |  | Reactive Power |  |  | MVAr
PF
| 0 | Compensated |  | Load (LV side) |  |  | Amps
|  |  |  | Apparent Power |  |  | MVA
|  |  |  | Real Power |  |  | MW
|  |  |  | Reactive Power |  |  | MVAr
|  |  |  | Capacitors In Service |  |  | MVAr
PF
| Zone Div: | Uncompensated |  | Reactive Power |  |  | MVAr
PF
| 0 | Compensated |  | Load (LV side) |  |  | Amps
|  |  |  | Apparent Power |  |  | MVA
|  |  |  | Real Power |  |  | MW
|  |  |  | Reactive Power |  |  | MVAr
|  |  |  | Capacitors In Service |  |  | MVAr
PF
| Zone Div: | Uncompensated |  | Reactive Power |  |  | MVAr
PF
| 0 | Compensated |  | Load (LV side) |  |  | Amps
|  |  |  | Apparent Power |  |  | MVA
|  |  |  | Real Power |  |  | MW
|  |  |  | Reactive Power |  |  | MVAr
|  |  |  | Capacitors In Service |  |  | MVAr
PF
| Zone Div: | Uncompensated |  | Reactive Power |  |  | MVAr
PF
| 0 | Compensated |  | Load (LV side) |  |  | Amps
|  |  |  | Apparent Power |  |  | MVA
|  |  |  | Real Power |  |  | MW
|  |  |  | Reactive Power |  |  | MVAr
|  |  |  | Capacitors In Service |  |  | MVAr
PF
| Zone Div: | Uncompensated |  | Reactive Power |  |  | MVAr
PF
| 0 | Compensated |  | Load (LV side) |  |  | Amps
|  |  |  | Apparent Power |  |  | MVA
|  |  |  | Real Power |  |  | MW
|  |  |  | Reactive Power |  |  | MVAr
|  |  |  | Capacitors In Service |  |  | MVAr
PF
| Zone Div: | Uncompensated |  | Reactive Power |  |  | MVAr
PF
| 0 | Compensated |  | Load (LV side) |  |  | Amps
|  |  |  | Apparent Power |  |  | MVA
|  |  |  | Real Power |  |  | MW
|  |  |  | Reactive Power |  |  | MVAr
|  |  |  | Capacitors In Service |  |  | MVAr
PF
| Zone Div: | Uncompensated |  | Reactive Power |  |  | MVAr
PF
| 0 | Compensated |  | Load (LV side) |  |  | Amps
|  |  |  | Apparent Power |  |  | MVA
|  |  |  | Real Power |  |  | MW
|  |  |  | Reactive Power |  |  | MVAr
|  |  |  | Capacitors In Service |  |  | MVAr
PF
| Zone Div: | Uncompensated |  | Reactive Power |  |  | MVAr
PF

## Adamstown 33_11kV
| Adamstown 33_11kV | [16 empty] | 2014 | WINTER
[6 empty] | Zone decommissioned |  | 2012-06-26
| Substation Total Loads | [33 empty] | Spots & Transfers Detail
| Historical Loads | (11kV MVA) | [7 empty] | Weather Corrected Forecast Loads |  |  |  | (11kV MVA) | [20 empty] | Spots & Transfers Summary | (11kV MVA) |  | Historical Spots & Transfers | [6 empty] | Forecast Spots & Transfers
|  | 2007 | 2008 | 2009 | 2010 | 2011 | 2012 | 2013 |  | 2014 | 2015 | 2016 | 2017 | 2018 | 2019 | 2020 | 2021 | 2022 | 2023 | 2024 | 2025 | 2026 | 2027 | 2028 | 2029 | 2030 | 2031 | 2032 | 2033 | 2034 | 2035 | 2036 | 2037 | 2038 |  |  |  | 2007 | 2008 | 2009 | 2010 | 2011 | 2012 | 2013 | 2014 | 2015 | 2016 | 2017 | 2018 | 2019 | 2020 | 2021 | 2022 | 2023 | 2024 | 2025 | 2026 | 2027 | 2028 | 2029 | 2030 | 2031 | 2032 | 2033 | 2034 | 2035 | 2036 | 2037 | 2038
| Total | 28.3 | 29.3 | 27.8 | 21.8 | 1.967 | 0 | 0 |  | 0 | 0 | 0 | 0 | 0 | 0 | 0 | 0 | 0 | 0 | 0 | 0 | 0 | 0 | 0 | 0 | 0 | 0 | 0 | 0 | 0 | 0 | 0 | 0 | 0 |  |  | Total | -1.9053 | -1.9053 | -0.59063 | -4.9918 | -22.0057 | -2.0005 | 0 | 0 | 0 | 0 | 0 | 0 | 0 | 0 | 0 | 0 | 0 | 0 | 0 | 0 | 0 | 0 | 0 | 0 | 0 | 0 | 0 | 0 | 0 | 0 | 0 | 0
| Firm Rating | 0 | 0 | 0 | 22.9 | 22.9 | 0 | 0 |  | 0 | 0 | 0 | 0 | 0 | 0 | 0 | 0 | 0 | 0 | 0 | 0 | 0 | 0 | 0 | 0 | 0 | 0 | 0 | 0 | 0 | 0 | 0 | 0 | 0
| Total Capacity | 0 | 0 | 0 | 45.7 | 45.7 | 0 | 0 |  | 0 | 0 | 0 | 0 | 0 | 0 | 0 | 0 | 0 | 0 | 0 | 0 | 0 | 0 | 0 | 0 | 0 | 0 | 0 | 0 | 0 | 0 | 0 | 0 | 0 |  |  | Adamstown 33_11kV Tx1 | -0.95263 | -0.95263 | -0.29531 | -2.4959 | -11.0029 | -1.0003 | 0 | 0 | 0 | 0 | 0 | 0 | 0 | 0 | 0 | 0 | 0 | 0 | 0 | 0 | 0 | 0 | 0 | 0 | 0 | 0 | 0 | 0 | 0 | 0 | 0 | 0
|  | -7 | -6 | -5 | -4 | -3 | -2 | -1 |  | 0 | 1 | 2 | 3 | 4 | 5 | 6 | 7 | 8 | 9 | 10 | 11 | 12 | 13 | 14 | 15 | 16 | 17 | 18 | 19 | 20 | 21 | 22 | 23 | 24 |  |  | Adamstown 33_11kV Tx2 | -0.95263 | -0.95263 | -0.29531 | -2.4959 | -11.0029 | -1.0003 | 0 | 0 | 0 | 0 | 0 | 0 | 0 | 0 | 0 | 0 | 0 | 0 | 0 | 0 | 0 | 0 | 0 | 0 | 0 | 0 | 0 | 0 | 0 | 0 | 0 | 0
| Transformer Loads | [36 empty] | 0 | 0 | 0 | 0 | 0 | 0 | 0 | 0 | 0 | 0 | 0 | 0 | 0 | 0 | 0 | 0 | 0 | 0 | 0 | 0 | 0 | 0 | 0 | 0 | 0 | 0 | 0 | 0 | 0 | 0 | 0 | 0
| Historical Loads | (11kV MVA) | [7 empty] | Weather Corrected Forecast Loads |  |  |  | (11kV MVA) | [23 empty] | 0 | 0 | 0 | 0 | 0 | 0 | 0 | 0 | 0 | 0 | 0 | 0 | 0 | 0 | 0 | 0 | 0 | 0 | 0 | 0 | 0 | 0 | 0 | 0 | 0 | 0 | 0 | 0 | 0 | 0 | 0 | 0
|  | 2007 | 2008 | 2009 | 2010 | 2011 | 2012 | 2013 |  | 2014 | 2015 | 2016 | 2017 | 2018 | 2019 | 2020 | 2021 | 2022 | 2023 | 2024 | 2025 | 2026 | 2027 | 2028 | 2029 | 2030 | 2031 | 2032 | 2033 | 2034 | 2035 | 2036 | 2037 | 2038 |  |  |  | 0 | 0 | 0 | 0 | 0 | 0 | 0 | 0 | 0 | 0 | 0 | 0 | 0 | 0 | 0 | 0 | 0 | 0 | 0 | 0 | 0 | 0 | 0 | 0 | 0 | 0 | 0 | 0 | 0 | 0 | 0 | 0
| 0 | [36 empty] | 0 | 0 | 0 | 0 | 0 | 0 | 0 | 0 | 0 | 0 | 0 | 0 | 0 | 0 | 0 | 0 | 0 | 0 | 0 | 0 | 0 | 0 | 0 | 0 | 0 | 0 | 0 | 0 | 0 | 0 | 0 | 0
| Diversity Factor: 0 | [36 empty] | 0 | 0 | 0 | 0 | 0 | 0 | 0 | 0 | 0 | 0 | 0 | 0 | 0 | 0 | 0 | 0 | 0 | 0 | 0 | 0 | 0 | 0 | 0 | 0 | 0 | 0 | 0 | 0 | 0 | 0 | 0 | 0
[38 empty] | 0 | 0 | 0 | 0 | 0 | 0 | 0 | 0 | 0 | 0 | 0 | 0 | 0 | 0 | 0 | 0 | 0 | 0 | 0 | 0 | 0 | 0 | 0 | 0 | 0 | 0 | 0 | 0 | 0 | 0 | 0 | 0
[38 empty] | 0 | 0 | 0 | 0 | 0 | 0 | 0 | 0 | 0 | 0 | 0 | 0 | 0 | 0 | 0 | 0 | 0 | 0 | 0 | 0 | 0 | 0 | 0 | 0 | 0 | 0 | 0 | 0 | 0 | 0 | 0 | 0
| 0 | [36 empty] | 0 | 0 | 0 | 0 | 0 | 0 | 0 | 0 | 0 | 0 | 0 | 0 | 0 | 0 | 0 | 0 | 0 | 0 | 0 | 0 | 0 | 0 | 0 | 0 | 0 | 0 | 0 | 0 | 0 | 0 | 0 | 0
Diversity Factor: 0
[38 empty] | Historical Spots & Transfers | [6 empty] | Forecast Spots & Transfers
[35 empty] | Project Name | From | To | 2007 | 2008 | 2009 | 2010 | 2011 | 2012 | 2013 | 2014 | 2015 | 2016 | 2017 | 2018 | 2019 | 2020 | 2021 | 2022 | 2023 | 2024 | 2025 | 2026 | 2027 | 2028 | 2029 | 2030 | 2031 | 2032 | 2033 | 2034 | 2035 | 2036 | 2037 | 2038
| 0 | [33 empty] | DNP_ID: 2122. To Adamstown 132kV | Adamstown 33_11kV Tx1 | Adamstown 132_11kV Tx1 | 0 | 0 | 0 | 0 | 0 | 0.53191 | 0 | 0 | 0 | 0 | 0 | 0 | 0 | 0 | 0 | 0 | 0 | 0 | 0 | 0 | 0 | 0 | 0 | 0 | 0 | 0 | 0 | 0 | 0 | 0 | 0 | 0
| Diversity Factor: 0 | [33 empty] | DNP_ID: 2122. To Adamstown 132kV | Adamstown 33_11kV Tx1 | Adamstown 132_11kV Tx2 | 0 | 0 | 0 | 0 | 0 | 0.46835 | 0 | 0 | 0 | 0 | 0 | 0 | 0 | 0 | 0 | 0 | 0 | 0 | 0 | 0 | 0 | 0 | 0 | 0 | 0 | 0 | 0 | 0 | 0 | 0 | 0 | 0
[35 empty] | DNP_ID: 2122. To Adamstown 132kV | Adamstown 33_11kV Tx2 | Adamstown 132_11kV Tx1 | 0 | 0 | 0 | 0 | 0 | 0.53191 | 0 | 0 | 0 | 0 | 0 | 0 | 0 | 0 | 0 | 0 | 0 | 0 | 0 | 0 | 0 | 0 | 0 | 0 | 0 | 0 | 0 | 0 | 0 | 0 | 0 | 0
[35 empty] | DNP_ID: 2122. To Adamstown 132kV | Adamstown 33_11kV Tx2 | Adamstown 132_11kV Tx2 | 0 | 0 | 0 | 0 | 0 | 0.46835 | 0 | 0 | 0 | 0 | 0 | 0 | 0 | 0 | 0 | 0 | 0 | 0 | 0 | 0 | 0 | 0 | 0 | 0 | 0 | 0 | 0 | 0 | 0 | 0 | 0 | 0
| 0 | [33 empty] | DNP_ID: 2127. From Adamstown 33 | Adamstown 33_11kV Tx1 | Adamstown 132_11kV Tx1 | 0 | 0 | 0 | 1.3273 | 0 | 0 | 0 | 0 | 0 | 0 | 0 | 0 | 0 | 0 | 0 | 0 | 0 | 0 | 0 | 0 | 0 | 0 | 0 | 0 | 0 | 0 | 0 | 0 | 0 | 0 | 0 | 0
| Diversity Factor: 0 | [33 empty] | DNP_ID: 2127. From Adamstown 33 | Adamstown 33_11kV Tx1 | Adamstown 132_11kV Tx2 | 0 | 0 | 0 | 1.1686 | 0 | 0 | 0 | 0 | 0 | 0 | 0 | 0 | 0 | 0 | 0 | 0 | 0 | 0 | 0 | 0 | 0 | 0 | 0 | 0 | 0 | 0 | 0 | 0 | 0 | 0 | 0 | 0
[35 empty] | DNP_ID: 2127. From Adamstown 33 | Adamstown 33_11kV Tx2 | Adamstown 132_11kV Tx1 | 0 | 0 | 0 | 1.3273 | 0 | 0 | 0 | 0 | 0 | 0 | 0 | 0 | 0 | 0 | 0 | 0 | 0 | 0 | 0 | 0 | 0 | 0 | 0 | 0 | 0 | 0 | 0 | 0 | 0 | 0 | 0 | 0
[35 empty] | DNP_ID: 2127. From Adamstown 33 | Adamstown 33_11kV Tx2 | Adamstown 132_11kV Tx2 | 0 | 0 | 0 | 1.1686 | 0 | 0 | 0 | 0 | 0 | 0 | 0 | 0 | 0 | 0 | 0 | 0 | 0 | 0 | 0 | 0 | 0 | 0 | 0 | 0 | 0 | 0 | 0 | 0 | 0 | 0 | 0 | 0
| 0 | [33 empty] | DNP_ID: 2128. From Adamstown 33 | Adamstown 33_11kV Tx1 | Adamstown 132_11kV Tx1 | 0 | 0 | 0 | 0 | 5.8511 | 0 | 0 | 0 | 0 | 0 | 0 | 0 | 0 | 0 | 0 | 0 | 0 | 0 | 0 | 0 | 0 | 0 | 0 | 0 | 0 | 0 | 0 | 0 | 0 | 0 | 0 | 0
| Diversity Factor: 0 | [33 empty] | DNP_ID: 2128. From Adamstown 33 | Adamstown 33_11kV Tx1 | Adamstown 132_11kV Tx2 | 0 | 0 | 0 | 0 | 5.1518 | 0 | 0 | 0 | 0 | 0 | 0 | 0 | 0 | 0 | 0 | 0 | 0 | 0 | 0 | 0 | 0 | 0 | 0 | 0 | 0 | 0 | 0 | 0 | 0 | 0 | 0 | 0
[35 empty] | DNP_ID: 2128. From Adamstown 33 | Adamstown 33_11kV Tx2 | Adamstown 132_11kV Tx1 | 0 | 0 | 0 | 0 | 5.8511 | 0 | 0 | 0 | 0 | 0 | 0 | 0 | 0 | 0 | 0 | 0 | 0 | 0 | 0 | 0 | 0 | 0 | 0 | 0 | 0 | 0 | 0 | 0 | 0 | 0 | 0 | 0
[35 empty] | DNP_ID: 2128. From Adamstown 33 | Adamstown 33_11kV Tx2 | Adamstown 132_11kV Tx2 | 0 | 0 | 0 | 0 | 5.1518 | 0 | 0 | 0 | 0 | 0 | 0 | 0 | 0 | 0 | 0 | 0 | 0 | 0 | 0 | 0 | 0 | 0 | 0 | 0 | 0 | 0 | 0 | 0 | 0 | 0 | 0 | 0
| 0 | [33 empty] | DNP_ID: 2155. Adamstown to Kotara SAO | Adamstown 33_11kV Tx1 | Kotara 33_11kV Tx1 | 0 | 0 | 0.29531 | 0 | 0 | 0 | 0 | 0 | 0 | 0 | 0 | 0 | 0 | 0 | 0 | 0 | 0 | 0 | 0 | 0 | 0 | 0 | 0 | 0 | 0 | 0 | 0 | 0 | 0 | 0 | 0 | 0
| Diversity Factor: 0 | [33 empty] | DNP_ID: 2155. Adamstown to Kotara SAO | Adamstown 33_11kV Tx2 | Kotara 33_11kV Tx1 | 0 | 0 | 0.29531 | 0 | 0 | 0 | 0 | 0 | 0 | 0 | 0 | 0 | 0 | 0 | 0 | 0 | 0 | 0 | 0 | 0 | 0 | 0 | 0 | 0 | 0 | 0 | 0 | 0 | 0 | 0 | 0 | 0
[35 empty] | DNP_ID: 2161. Adamstown to City Main. SAO Dec 06 | Adamstown 33_11kV Tx1 | Newcastle City Main 33_11kV Tx1 | 0.18417 | 0 | 0 | 0 | 0 | 0 | 0 | 0 | 0 | 0 | 0 | 0 | 0 | 0 | 0 | 0 | 0 | 0 | 0 | 0 | 0 | 0 | 0 | 0 | 0 | 0 | 0 | 0 | 0 | 0 | 0 | 0
[35 empty] | DNP_ID: 2161. Adamstown to City Main. SAO Dec 06 | Adamstown 33_11kV Tx1 | Newcastle City Main 33_11kV Tx2 | 0.18417 | 0 | 0 | 0 | 0 | 0 | 0 | 0 | 0 | 0 | 0 | 0 | 0 | 0 | 0 | 0 | 0 | 0 | 0 | 0 | 0 | 0 | 0 | 0 | 0 | 0 | 0 | 0 | 0 | 0 | 0 | 0
| 0 | [33 empty] | DNP_ID: 2161. Adamstown to City Main. SAO Dec 06 | Adamstown 33_11kV Tx1 | Newcastle City Main 33_11kV Tx3 | 0.18417 | 0 | 0 | 0 | 0 | 0 | 0 | 0 | 0 | 0 | 0 | 0 | 0 | 0 | 0 | 0 | 0 | 0 | 0 | 0 | 0 | 0 | 0 | 0 | 0 | 0 | 0 | 0 | 0 | 0 | 0 | 0
| Diversity Factor: 0 | [33 empty] | DNP_ID: 2161. Adamstown to City Main. SAO Dec 06 | Adamstown 33_11kV Tx2 | Newcastle City Main 33_11kV Tx1 | 0.18417 | 0 | 0 | 0 | 0 | 0 | 0 | 0 | 0 | 0 | 0 | 0 | 0 | 0 | 0 | 0 | 0 | 0 | 0 | 0 | 0 | 0 | 0 | 0 | 0 | 0 | 0 | 0 | 0 | 0 | 0 | 0
[35 empty] | DNP_ID: 2161. Adamstown to City Main. SAO Dec 06 | Adamstown 33_11kV Tx2 | Newcastle City Main 33_11kV Tx2 | 0.18417 | 0 | 0 | 0 | 0 | 0 | 0 | 0 | 0 | 0 | 0 | 0 | 0 | 0 | 0 | 0 | 0 | 0 | 0 | 0 | 0 | 0 | 0 | 0 | 0 | 0 | 0 | 0 | 0 | 0 | 0 | 0
[35 empty] | DNP_ID: 2161. Adamstown to City Main. SAO Dec 06 | Adamstown 33_11kV Tx2 | Newcastle City Main 33_11kV Tx3 | 0.18417 | 0 | 0 | 0 | 0 | 0 | 0 | 0 | 0 | 0 | 0 | 0 | 0 | 0 | 0 | 0 | 0 | 0 | 0 | 0 | 0 | 0 | 0 | 0 | 0 | 0 | 0 | 0 | 0 | 0 | 0 | 0
| 0 | [33 empty] | DNP_ID: 2162. Adamstown to City Main. SAO Dec 06 | Adamstown 33_11kV Tx1 | Newcastle City Main 33_11kV Tx1 | 0.13337 | 0 | 0 | 0 | 0 | 0 | 0 | 0 | 0 | 0 | 0 | 0 | 0 | 0 | 0 | 0 | 0 | 0 | 0 | 0 | 0 | 0 | 0 | 0 | 0 | 0 | 0 | 0 | 0 | 0 | 0 | 0
| Diversity Factor: 0 | [33 empty] | DNP_ID: 2162. Adamstown to City Main. SAO Dec 06 | Adamstown 33_11kV Tx1 | Newcastle City Main 33_11kV Tx2 | 0.13337 | 0 | 0 | 0 | 0 | 0 | 0 | 0 | 0 | 0 | 0 | 0 | 0 | 0 | 0 | 0 | 0 | 0 | 0 | 0 | 0 | 0 | 0 | 0 | 0 | 0 | 0 | 0 | 0 | 0 | 0 | 0
[35 empty] | DNP_ID: 2162. Adamstown to City Main. SAO Dec 06 | Adamstown 33_11kV Tx1 | Newcastle City Main 33_11kV Tx3 | 0.13337 | 0 | 0 | 0 | 0 | 0 | 0 | 0 | 0 | 0 | 0 | 0 | 0 | 0 | 0 | 0 | 0 | 0 | 0 | 0 | 0 | 0 | 0 | 0 | 0 | 0 | 0 | 0 | 0 | 0 | 0 | 0
[35 empty] | DNP_ID: 2162. Adamstown to City Main. SAO Dec 06 | Adamstown 33_11kV Tx2 | Newcastle City Main 33_11kV Tx1 | 0.13337 | 0 | 0 | 0 | 0 | 0 | 0 | 0 | 0 | 0 | 0 | 0 | 0 | 0 | 0 | 0 | 0 | 0 | 0 | 0 | 0 | 0 | 0 | 0 | 0 | 0 | 0 | 0 | 0 | 0 | 0 | 0
| 0 | [33 empty] | DNP_ID: 2162. Adamstown to City Main. SAO Dec 06 | Adamstown 33_11kV Tx2 | Newcastle City Main 33_11kV Tx2 | 0.13337 | 0 | 0 | 0 | 0 | 0 | 0 | 0 | 0 | 0 | 0 | 0 | 0 | 0 | 0 | 0 | 0 | 0 | 0 | 0 | 0 | 0 | 0 | 0 | 0 | 0 | 0 | 0 | 0 | 0 | 0 | 0
| Diversity Factor: 0 | [33 empty] | DNP_ID: 2162. Adamstown to City Main. SAO Dec 06 | Adamstown 33_11kV Tx2 | Newcastle City Main 33_11kV Tx3 | 0.13337 | 0 | 0 | 0 | 0 | 0 | 0 | 0 | 0 | 0 | 0 | 0 | 0 | 0 | 0 | 0 | 0 | 0 | 0 | 0 | 0 | 0 | 0 | 0 | 0 | 0 | 0 | 0 | 0 | 0 | 0 | 0
[35 empty] | DNP_ID: 2165. Adamstown to City Main. > peak 06/07 | Adamstown 33_11kV Tx1 | Newcastle City Main 33_11kV Tx1 | 0 | 0.31754 | 0 | 0 | 0 | 0 | 0 | 0 | 0 | 0 | 0 | 0 | 0 | 0 | 0 | 0 | 0 | 0 | 0 | 0 | 0 | 0 | 0 | 0 | 0 | 0 | 0 | 0 | 0 | 0 | 0 | 0
[35 empty] | DNP_ID: 2165. Adamstown to City Main. > peak 06/07 | Adamstown 33_11kV Tx1 | Newcastle City Main 33_11kV Tx2 | 0 | 0.31754 | 0 | 0 | 0 | 0 | 0 | 0 | 0 | 0 | 0 | 0 | 0 | 0 | 0 | 0 | 0 | 0 | 0 | 0 | 0 | 0 | 0 | 0 | 0 | 0 | 0 | 0 | 0 | 0 | 0 | 0
| 0 | [33 empty] | DNP_ID: 2165. Adamstown to City Main. > peak 06/07 | Adamstown 33_11kV Tx1 | Newcastle City Main 33_11kV Tx3 | 0 | 0.31754 | 0 | 0 | 0 | 0 | 0 | 0 | 0 | 0 | 0 | 0 | 0 | 0 | 0 | 0 | 0 | 0 | 0 | 0 | 0 | 0 | 0 | 0 | 0 | 0 | 0 | 0 | 0 | 0 | 0 | 0
| Diversity Factor: 0 | [33 empty] | DNP_ID: 2165. Adamstown to City Main. > peak 06/07 | Adamstown 33_11kV Tx2 | Newcastle City Main 33_11kV Tx1 | 0 | 0.31754 | 0 | 0 | 0 | 0 | 0 | 0 | 0 | 0 | 0 | 0 | 0 | 0 | 0 | 0 | 0 | 0 | 0 | 0 | 0 | 0 | 0 | 0 | 0 | 0 | 0 | 0 | 0 | 0 | 0 | 0
[35 empty] | DNP_ID: 2165. Adamstown to City Main. > peak 06/07 | Adamstown 33_11kV Tx2 | Newcastle City Main 33_11kV Tx2 | 0 | 0.31754 | 0 | 0 | 0 | 0 | 0 | 0 | 0 | 0 | 0 | 0 | 0 | 0 | 0 | 0 | 0 | 0 | 0 | 0 | 0 | 0 | 0 | 0 | 0 | 0 | 0 | 0 | 0 | 0 | 0 | 0
[35 empty] | DNP_ID: 2165. Adamstown to City Main. > peak 06/07 | Adamstown 33_11kV Tx2 | Newcastle City Main 33_11kV Tx3 | 0 | 0.31754 | 0 | 0 | 0 | 0 | 0 | 0 | 0 | 0 | 0 | 0 | 0 | 0 | 0 | 0 | 0 | 0 | 0 | 0 | 0 | 0 | 0 | 0 | 0 | 0 | 0 | 0 | 0 | 0 | 0 | 0
[35 empty] | HVCON_ID: 2000065. 119/08 - Merewether, Lingard Street |  | Adamstown 33_11kV Tx1 | 0 | 0 | 0 | 0 | 0 | 0 | 0 | 0 | 0 | 0 | 0 | 0 | 0 | 0 | 0 | 0 | 0 | 0 | 0 | 0 | 0 | 0 | 0 | 0 | 0 | 0 | 0 | 0 | 0 | 0 | 0 | 0
| Weather Correction and Public Holiday Factors | [8 empty] | Forecast ROG | [24 empty] | HVCON_ID: 2000065. 119/08 - Merewether, Lingard Street |  | Adamstown 33_11kV Tx2 | 0 | 0 | 0 | 0 | 0 | 0 | 0 | 0 | 0 | 0 | 0 | 0 | 0 | 0 | 0 | 0 | 0 | 0 | 0 | 0 | 0 | 0 | 0 | 0 | 0 | 0 | 0 | 0 | 0 | 0 | 0 | 0
ROG Justification
| Actual loads for season 2013 have been weather corrected by the following: | [6 empty] | 0% |  | 0
1 | 2 | 3 | 4 | 5 | 6 | 7 | 8 | 9 | 10 | 2014 | 2015 | 2016 | 2017 | 2018 | 2019 | 2020 | 2021 | 2022 | 2023 | 2024 | 2025 | 2026 | 2027 | 2028 | 2029 | 2030 | 2031 | 2032 | 2033 | 2034 | 2035 | 2036 | 2037 | 2038
1 | 1 | 1 | 1 | 1 | 1 | 1 | 1 | 1 | 1 | 0% | 0% | 0% | 0% | 0% | 0% | 0% | 0% | 0% | 0% | 0% | 0% | 0% | 0% | 0% | 0% | 0% | 0% | 0% | 0% | 0% | 0% | 0% | 0% | 0%
Substation Load Detail
[7 empty] | Units | 2013 |  | 2014 | 2015 | 2016 | 2017 | 2018 | 2019 | 2020 | 2021 | 2022 | 2023 | 2024 | 2025 | 2026 | 2027 | 2028 | 2029 | 2030 | 2031 | 2032 | 2033 | 2034 | 2035 | 2036 | 2037 | 2038
1 | Adamstown 33_11kV | Compensated |  | Load (LV side) |  |  | Amps | 0 |  | 0 | 0 | 0 | 0 | 0 | 0 | 0 | 0 | 0 | 0 | 0 | 0 | 0 | 0 | 0 | 0 | 0 | 0 | 0 | 0 | 0 | 0 | 0 | 0 | 0
|  |  |  | Apparent Power |  |  | MVA | 0 | 0.45 | 0 | 0 | 0 | 0 | 0 | 0 | 0 | 0 | 0 | 0 | 0 | 0 | 0 | 0 | 0 | 0 | 0 | 0 | 0 | 0 | 0 | 0 | 0 | 0 | 0
|  |  |  | Real Power |  |  | MW | 0 | 0.405 | 0 | 0 | 0 | 0 | 0 | 0 | 0 | 0 | 0 | 0 | 0 | 0 | 0 | 0 | 0 | 0 | 0 | 0 | 0 | 0 | 0 | 0 | 0 | 0 | 0
|  |  |  | Reactive Power |  |  | MVAr | 0 |  | 0 | 0 | 0 | 0 | 0 | 0 | 0 | 0 | 0 | 0 | 0 | 0 | 0 | 0 | 0 | 0 | 0 | 0 | 0 | 0 | 0 | 0 | 0 | 0 | 0
|  |  |  | Capacitors In Service |  |  | MVAr | 0 |  | 0 | 0 | 0 | 0 | 0 | 0 | 0 | 0 | 0 | 0 | 0 | 0 | 0 | 0 | 0 | 0 | 0 | 0 | 0 | 0 | 0 | 0 | 0 | 0 | 0
|  |  |  | PF |  |  |  | 0 |  | 0 | 0 | 0 | 0 | 0 | 0 | 0 | 0 | 0 | 0 | 0 | 0 | 0 | 0 | 0 | 0 | 0 | 0 | 0 | 0 | 0 | 0 | 0 | 0 | 0
0.83332 | Diversity Factor: 0.83 | Uncompensated |  | Reactive Power |  |  | MVAr | 0 | 0.19615 | 0 | 0 | 0 | 0 | 0 | 0 | 0 | 0 | 0 | 0 | 0 | 0 | 0 | 0 | 0 | 0 | 0 | 0 | 0 | 0 | 0 | 0 | 0 | 0 | 0
|  |  |  | PF |  |  |  | 0 |  | 0 | 0 | 0 | 0 | 0 | 0 | 0 | 0 | 0 | 0 | 0 | 0 | 0 | 0 | 0 | 0 | 0 | 0 | 0 | 0 | 0 | 0 | 0 | 0 | 0
[10 empty] | 1 | 2 | 3 | 4 | 5 | 6 | 7 | 8 | 9 | 10 | 11 | 12 | 13 | 14 | 15 | 16 | 17 | 18 | 19 | 20 | 21 | 22 | 23 | 24 | 25
Transformer Load Detail
[7 empty] | Units | 2013 |  | 2014 | 2015 | 2016 | 2017 | 2018 | 2019 | 2020 | 2021 | 2022 | 2023 | 2024 | 2025 | 2026 | 2027 | 2028 | 2029 | 2030 | 2031 | 2032 | 2033 | 2034 | 2035 | 2036 | 2037 | 2038
| 0 | Compensated |  | Load (LV side) |  |  | Amps
|  |  |  | Apparent Power |  |  | MVA
|  |  |  | Real Power |  |  | MW
|  |  |  | Reactive Power |  |  | MVAr
|  |  |  | Capacitors In Service |  |  | MVAr
PF
| Zone Div: | Uncompensated |  | Reactive Power |  |  | MVAr
PF
| 0 | Compensated |  | Load (LV side) |  |  | Amps
|  |  |  | Apparent Power |  |  | MVA
|  |  |  | Real Power |  |  | MW
|  |  |  | Reactive Power |  |  | MVAr
|  |  |  | Capacitors In Service |  |  | MVAr
PF
| Zone Div: | Uncompensated |  | Reactive Power |  |  | MVAr
PF
| 0 | Compensated |  | Load (LV side) |  |  | Amps
|  |  |  | Apparent Power |  |  | MVA
|  |  |  | Real Power |  |  | MW
|  |  |  | Reactive Power |  |  | MVAr
|  |  |  | Capacitors In Service |  |  | MVAr
PF
| Zone Div: | Uncompensated |  | Reactive Power |  |  | MVAr
PF
| 0 | Compensated |  | Load (LV side) |  |  | Amps
|  |  |  | Apparent Power |  |  | MVA
|  |  |  | Real Power |  |  | MW
|  |  |  | Reactive Power |  |  | MVAr
|  |  |  | Capacitors In Service |  |  | MVAr
PF
| Zone Div: | Uncompensated |  | Reactive Power |  |  | MVAr
PF
| 0 | Compensated |  | Load (LV side) |  |  | Amps
|  |  |  | Apparent Power |  |  | MVA
|  |  |  | Real Power |  |  | MW
|  |  |  | Reactive Power |  |  | MVAr
|  |  |  | Capacitors In Service |  |  | MVAr
PF
| Zone Div: | Uncompensated |  | Reactive Power |  |  | MVAr
PF
| 0 | Compensated |  | Load (LV side) |  |  | Amps
|  |  |  | Apparent Power |  |  | MVA
|  |  |  | Real Power |  |  | MW
|  |  |  | Reactive Power |  |  | MVAr
|  |  |  | Capacitors In Service |  |  | MVAr
PF
| Zone Div: | Uncompensated |  | Reactive Power |  |  | MVAr
PF
| 0 | Compensated |  | Load (LV side) |  |  | Amps
|  |  |  | Apparent Power |  |  | MVA
|  |  |  | Real Power |  |  | MW
|  |  |  | Reactive Power |  |  | MVAr
|  |  |  | Capacitors In Service |  |  | MVAr
PF
| Zone Div: | Uncompensated |  | Reactive Power |  |  | MVAr
PF
| 0 | Compensated |  | Load (LV side) |  |  | Amps
|  |  |  | Apparent Power |  |  | MVA
|  |  |  | Real Power |  |  | MW
|  |  |  | Reactive Power |  |  | MVAr
|  |  |  | Capacitors In Service |  |  | MVAr
PF
| Zone Div: | Uncompensated |  | Reactive Power |  |  | MVAr
PF
| 0 | Compensated |  | Load (LV side) |  |  | Amps
|  |  |  | Apparent Power |  |  | MVA
|  |  |  | Real Power |  |  | MW
|  |  |  | Reactive Power |  |  | MVAr
|  |  |  | Capacitors In Service |  |  | MVAr
PF
| Zone Div: | Uncompensated |  | Reactive Power |  |  | MVAr
PF
| 0 | Compensated |  | Load (LV side) |  |  | Amps
|  |  |  | Apparent Power |  |  | MVA
|  |  |  | Real Power |  |  | MW
|  |  |  | Reactive Power |  |  | MVAr
|  |  |  | Capacitors In Service |  |  | MVAr
PF
| Zone Div: | Uncompensated |  | Reactive Power |  |  | MVAr
PF

## Broadmeadow 132_11kV
| Broadmeadow 132_11kV | [16 empty] | 2014 | WINTER
[6 empty] | Zone commissioned |  | 2014-02-06
| Substation Total Loads | [33 empty] | Spots & Transfers Detail
| Historical Loads | (11kV MVA) | [7 empty] | Weather Corrected Forecast Loads |  |  |  | (11kV MVA) | [20 empty] | Spots & Transfers Summary | (11kV MVA) |  | Historical Spots & Transfers | [6 empty] | Forecast Spots & Transfers
|  | 2007 | 2008 | 2009 | 2010 | 2011 | 2012 | 2013 |  | 2014 | 2015 | 2016 | 2017 | 2018 | 2019 | 2020 | 2021 | 2022 | 2023 | 2024 | 2025 | 2026 | 2027 | 2028 | 2029 | 2030 | 2031 | 2032 | 2033 | 2034 | 2035 | 2036 | 2037 | 2038 |  |  |  | 2007 | 2008 | 2009 | 2010 | 2011 | 2012 | 2013 | 2014 | 2015 | 2016 | 2017 | 2018 | 2019 | 2020 | 2021 | 2022 | 2023 | 2024 | 2025 | 2026 | 2027 | 2028 | 2029 | 2030 | 2031 | 2032 | 2033 | 2034 | 2035 | 2036 | 2037 | 2038
| Total | [8 empty] | 6.5283 | 24.4911 | 23.9073 | 23.6165 | 23.5355 | 23.4754 | 23.62 | 23.8231 | 24.0062 | 24.1947 | 24.3386 | 24.5412 | 24.7421 | 24.9865 | 25.2538 | 25.5147 | 25.7647 | 26.0197 | 26.2798 | 26.5452 | 26.8159 | 27.0919 | 27.3733 | 27.6603 | 27.9528 |  |  | Total | 0 | 0 | 0 | 0 | 0 | 0 | 0 | 6.5034 | 18.194 | -0.038507 | -0.02475 | -0.082407 | -0.061087 | 0.14703 | 0.20664 | 0.18609 | 0.19172 | 0.14623 | 0.20582 | 0.2041 | 0.24814 | 0.2714 | 0.26478 | 0.25358 | 0.25865 | 0.26379 | 0.269 | 0.27428 | 0.27964 | 0.28507 | 0.29057 | 0.29615
| Firm Rating | 0 | 0 | 0 | 0 | 0 | 0 | 0 |  | 60 | 60 | 60 | 60 | 60 | 60 | 60 | 60 | 60 | 60 | 60 | 60 | 60 | 60 | 60 | 60 | 60 | 60 | 60 | 60 | 60 | 60 | 60 | 60 | 60
| Total Capacity | 0 | 0 | 0 | 0 | 0 | 0 | 0 |  | 100 | 100 | 100 | 100 | 100 | 100 | 100 | 100 | 100 | 100 | 100 | 100 | 100 | 100 | 100 | 100 | 100 | 100 | 100 | 100 | 100 | 100 | 100 | 100 | 100 |  |  | Broadmeadow 132_11kV Tx1 | 0 | 0 | 0 | 0 | 0 | 0 | 0 | 2.823 | 11.831 | -0.019253 | -0.012375 | -0.041203 | -0.030543 | 0.073516 | 0.10332 | 0.093043 | 0.095858 | 0.073115 | 0.10291 | 0.10205 | 0.12407 | 0.1357 | 0.13239 | 0.12679 | 0.12932 | 0.13189 | 0.1345 | 0.13714 | 0.13982 | 0.14253 | 0.14529 | 0.14808
|  | -7 | -6 | -5 | -4 | -3 | -2 | -1 |  | 0 | 1 | 2 | 3 | 4 | 5 | 6 | 7 | 8 | 9 | 10 | 11 | 12 | 13 | 14 | 15 | 16 | 17 | 18 | 19 | 20 | 21 | 22 | 23 | 24 |  |  | Broadmeadow 132_11kV Tx2 | 0 | 0 | 0 | 0 | 0 | 0 | 0 | 3.6804 | 6.363 | -0.019253 | -0.012375 | -0.041203 | -0.030543 | 0.073516 | 0.10332 | 0.093043 | 0.095858 | 0.073115 | 0.10291 | 0.10205 | 0.12407 | 0.1357 | 0.13239 | 0.12679 | 0.12932 | 0.13189 | 0.1345 | 0.13714 | 0.13982 | 0.14253 | 0.14529 | 0.14808
| Transformer Loads | [36 empty] | 0 | 0 | 0 | 0 | 0 | 0 | 0 | 0 | 0 | 0 | 0 | 0 | 0 | 0 | 0 | 0 | 0 | 0 | 0 | 0 | 0 | 0 | 0 | 0 | 0 | 0 | 0 | 0 | 0 | 0 | 0 | 0
| Historical Loads | (11kV MVA) | [7 empty] | 0: Weather Corrected Forecast Loads; 4: (11kV MVA) |  |  |  | 0 | 0 | 0 | 0 | 0 | 0 | 0 | 0 | 0 | 0 | 0 | 0 | 0 | 0 | 0 | 0 | 0 | 0 | 0 | 0 | 0 | 0 | 0 | 0 | 0 | 0 | 0 | 0 | 0 | 0 | 0 | 0
|  | 2007 | 2008 | 2009 | 2010 | 2011 | 2012 | 2013 |  | 2014 | 2015 | 2016 | 2017 | 2018 | 2019 | 2020 | 2021 | 2022 | 2023 | 2024 | 2025 | 2026 | 2027 | 2028 | 2029 | 2030 | 2031 | 2032 | 2033 | 2034 | 2035 | 2036 | 2037 | 2038 |  |  |  | 0 | 0 | 0 | 0 | 0 | 0 | 0 | 0 | 0 | 0 | 0 | 0 | 0 | 0 | 0 | 0 | 0 | 0 | 0 | 0 | 0 | 0 | 0 | 0 | 0 | 0 | 0 | 0 | 0 | 0 | 0 | 0
| 0 | [36 empty] | 0 | 0 | 0 | 0 | 0 | 0 | 0 | 0 | 0 | 0 | 0 | 0 | 0 | 0 | 0 | 0 | 0 | 0 | 0 | 0 | 0 | 0 | 0 | 0 | 0 | 0 | 0 | 0 | 0 | 0 | 0 | 0
| Diversity Factor: 0 | [36 empty] | 0 | 0 | 0 | 0 | 0 | 0 | 0 | 0 | 0 | 0 | 0 | 0 | 0 | 0 | 0 | 0 | 0 | 0 | 0 | 0 | 0 | 0 | 0 | 0 | 0 | 0 | 0 | 0 | 0 | 0 | 0 | 0
[38 empty] | 0 | 0 | 0 | 0 | 0 | 0 | 0 | 0 | 0 | 0 | 0 | 0 | 0 | 0 | 0 | 0 | 0 | 0 | 0 | 0 | 0 | 0 | 0 | 0 | 0 | 0 | 0 | 0 | 0 | 0 | 0 | 0
[38 empty] | 0 | 0 | 0 | 0 | 0 | 0 | 0 | 0 | 0 | 0 | 0 | 0 | 0 | 0 | 0 | 0 | 0 | 0 | 0 | 0 | 0 | 0 | 0 | 0 | 0 | 0 | 0 | 0 | 0 | 0 | 0 | 0
| 0 | [36 empty] | 0 | 0 | 0 | 0 | 0 | 0 | 0 | 0 | 0 | 0 | 0 | 0 | 0 | 0 | 0 | 0 | 0 | 0 | 0 | 0 | 0 | 0 | 0 | 0 | 0 | 0 | 0 | 0 | 0 | 0 | 0 | 0
Diversity Factor: 0
[38 empty] | Historical Spots & Transfers | [6 empty] | Forecast Spots & Transfers
[35 empty] | Project Name | From | To | 2007 | 2008 | 2009 | 2010 | 2011 | 2012 | 2013 | 2014 | 2015 | 2016 | 2017 | 2018 | 2019 | 2020 | 2021 | 2022 | 2023 | 2024 | 2025 | 2026 | 2027 | 2028 | 2029 | 2030 | 2031 | 2032 | 2033 | 2034 | 2035 | 2036 | 2037 | 2038
| 0 | [33 empty] | Broad based demand management |  | Broadmeadow 132_11kV Tx1 | 0 | 0 | 0 | 0 | 0 | 0 | 0 | 0 | -0.0015134 | -0.0016816 | -0.003195 | -0.024551 | -0.032959 | 0 | 0 | 0 | 0 | 0 | 0 | 0 | 0 | 0 | 0 | 0 | 0 | 0 | 0 | 0 | 0 | 0 | 0 | 0
| Diversity Factor: 0 | [33 empty] | Broad based demand management |  | Broadmeadow 132_11kV Tx2 | 0 | 0 | 0 | 0 | 0 | 0 | 0 | 0 | -0.0015134 | -0.0016816 | -0.003195 | -0.024551 | -0.032959 | 0 | 0 | 0 | 0 | 0 | 0 | 0 | 0 | 0 | 0 | 0 | 0 | 0 | 0 | 0 | 0 | 0 | 0 | 0
[35 empty] | DNP_ID: 6608. Establish 11kV Connections to New Broadmeadow Zone | Adamstown 132_11kV Tx1 | Broadmeadow 132_11kV Tx1 | 0 | 0 | 0 | 0 | 0 | 0 | 0 | 0 | 1.5242 | 0 | 0 | 0 | 0 | 0 | 0 | 0 | 0 | 0 | 0 | 0 | 0 | 0 | 0 | 0 | 0 | 0 | 0 | 0 | 0 | 0 | 0 | 0
[35 empty] | DNP_ID: 6608. Establish 11kV Connections to New Broadmeadow Zone | Adamstown 132_11kV Tx2 | Broadmeadow 132_11kV Tx1 | 0 | 0 | 0 | 0 | 0 | 0 | 0 | 1.086 | 0 | 0 | 0 | 0 | 0 | 0 | 0 | 0 | 0 | 0 | 0 | 0 | 0 | 0 | 0 | 0 | 0 | 0 | 0 | 0 | 0 | 0 | 0 | 0
| 0 | [33 empty] | DNP_ID: 6608. Establish 11kV Connections to New Broadmeadow Zone | Adamstown 132_11kV Tx2 | Broadmeadow 132_11kV Tx2 | 0 | 0 | 0 | 0 | 0 | 0 | 0 | 0.095263 | 0 | 0 | 0 | 0 | 0 | 0 | 0 | 0 | 0 | 0 | 0 | 0 | 0 | 0 | 0 | 0 | 0 | 0 | 0 | 0 | 0 | 0 | 0 | 0
| Diversity Factor: 0 | [33 empty] | DNP_ID: 6608. Establish 11kV Connections to New Broadmeadow Zone | Broadmeadow 33_11kV Tx1 | Broadmeadow 132_11kV Tx1 | 0 | 0 | 0 | 0 | 0 | 0 | 0 | 1.6385 | 3.3151 | 0 | 0 | 0 | 0 | 0 | 0 | 0 | 0 | 0 | 0 | 0 | 0 | 0 | 0 | 0 | 0 | 0 | 0 | 0 | 0 | 0 | 0 | 0
[35 empty] | DNP_ID: 6608. Establish 11kV Connections to New Broadmeadow Zone | Broadmeadow 33_11kV Tx1 | Broadmeadow 132_11kV Tx2 | 0 | 0 | 0 | 0 | 0 | 0 | 0 | 1.8005 | 2.3911 | 0 | 0 | 0 | 0 | 0 | 0 | 0 | 0 | 0 | 0 | 0 | 0 | 0 | 0 | 0 | 0 | 0 | 0 | 0 | 0 | 0 | 0 | 0
[35 empty] | DNP_ID: 6608. Establish 11kV Connections to New Broadmeadow Zone | Broadmeadow 33_11kV Tx2 | Broadmeadow 132_11kV Tx1 | 0 | 0 | 0 | 0 | 0 | 0 | 0 | 1.6385 | 3.3151 | 0 | 0 | 0 | 0 | 0 | 0 | 0 | 0 | 0 | 0 | 0 | 0 | 0 | 0 | 0 | 0 | 0 | 0 | 0 | 0 | 0 | 0 | 0
| 0 | [33 empty] | DNP_ID: 6608. Establish 11kV Connections to New Broadmeadow Zone | Broadmeadow 33_11kV Tx2 | Broadmeadow 132_11kV Tx2 | 0 | 0 | 0 | 0 | 0 | 0 | 0 | 1.8005 | 2.3911 | 0 | 0 | 0 | 0 | 0 | 0 | 0 | 0 | 0 | 0 | 0 | 0 | 0 | 0 | 0 | 0 | 0 | 0 | 0 | 0 | 0 | 0 | 0
| Diversity Factor: 0 | [33 empty] | DNP_ID: 6608. Establish 11kV Connections to New Broadmeadow Zone | Carrington 33_11kV Tx1 | Broadmeadow 132_11kV Tx1 | 0 | 0 | 0 | 0 | 0 | 0 | 0 | 0 | 1.0098 | 0 | 0 | 0 | 0 | 0 | 0 | 0 | 0 | 0 | 0 | 0 | 0 | 0 | 0 | 0 | 0 | 0 | 0 | 0 | 0 | 0 | 0 | 0
[35 empty] | DNP_ID: 6608. Establish 11kV Connections to New Broadmeadow Zone | Carrington 33_11kV Tx2 | Broadmeadow 132_11kV Tx1 | 0 | 0 | 0 | 0 | 0 | 0 | 0 | 0 | 1.0098 | 0 | 0 | 0 | 0 | 0 | 0 | 0 | 0 | 0 | 0 | 0 | 0 | 0 | 0 | 0 | 0 | 0 | 0 | 0 | 0 | 0 | 0 | 0
[35 empty] | DNP_ID: 6608. Establish 11kV Connections to New Broadmeadow Zone | New Lambton 33_11kV Tx1 | Broadmeadow 132_11kV Tx1 | 0 | 0 | 0 | 0 | 0 | 0 | 0 | 0 | 0.83831 | 0 | 0 | 0 | 0 | 0 | 0 | 0 | 0 | 0 | 0 | 0 | 0 | 0 | 0 | 0 | 0 | 0 | 0 | 0 | 0 | 0 | 0 | 0
| 0 | [33 empty] | DNP_ID: 6608. Establish 11kV Connections to New Broadmeadow Zone | New Lambton 33_11kV Tx1 | Broadmeadow 132_11kV Tx2 | 0 | 0 | 0 | 0 | 0 | 0 | 0 | 0 | 0.80021 | 0 | 0 | 0 | 0 | 0 | 0 | 0 | 0 | 0 | 0 | 0 | 0 | 0 | 0 | 0 | 0 | 0 | 0 | 0 | 0 | 0 | 0 | 0
| Diversity Factor: 0 | [33 empty] | DNP_ID: 6608. Establish 11kV Connections to New Broadmeadow Zone | New Lambton 33_11kV Tx2 | Broadmeadow 132_11kV Tx1 | 0 | 0 | 0 | 0 | 0 | 0 | 0 | 0 | 0.83831 | 0 | 0 | 0 | 0 | 0 | 0 | 0 | 0 | 0 | 0 | 0 | 0 | 0 | 0 | 0 | 0 | 0 | 0 | 0 | 0 | 0 | 0 | 0
[35 empty] | DNP_ID: 6608. Establish 11kV Connections to New Broadmeadow Zone | New Lambton 33_11kV Tx2 | Broadmeadow 132_11kV Tx2 | 0 | 0 | 0 | 0 | 0 | 0 | 0 | 0 | 0.80021 | 0 | 0 | 0 | 0 | 0 | 0 | 0 | 0 | 0 | 0 | 0 | 0 | 0 | 0 | 0 | 0 | 0 | 0 | 0 | 0 | 0 | 0 | 0
[35 empty] | DNP_ID: 7049. Mayfield West 11kV Feeder 34840 - Havelock St Interconnection | Broadmeadow 132_11kV Tx1 | Carrington 33_11kV Tx1 | 0 | 0 | 0 | 0 | 0 | 0 | 0 | 1.6766 | 0 | 0 | 0 | 0 | 0 | 0 | 0 | 0 | 0 | 0 | 0 | 0 | 0 | 0 | 0 | 0 | 0 | 0 | 0 | 0 | 0 | 0 | 0 | 0
| 0 | [33 empty] | DNP_ID: 7049. Mayfield West 11kV Feeder 34840 - Havelock St Interconnection | Mayfield West 132_11kV Tx2 | Broadmeadow 132_11kV Tx1 | 0 | 0 | 0 | 0 | 0 | 0 | 0 | 0.15242 | 0 | 0 | 0 | 0 | 0 | 0 | 0 | 0 | 0 | 0 | 0 | 0 | 0 | 0 | 0 | 0 | 0 | 0 | 0 | 0 | 0 | 0 | 0 | 0
| Diversity Factor: 0 | [33 empty] | Econometric |  | Broadmeadow 132_11kV Tx1 | 0 | 0 | 0 | 0 | 0 | 0 | 0 | 0 | 0 | 0.047389 | 0.088273 | 0.13261 | 0.15406 | 0.15649 | 0.14883 | 0.15107 | 0.15334 | 0.15564 | 0.15798 | 0.16034 | 0.16274 | 0.16517 | 0.16764 | 0.17014 | 0.17268 | 0.17525 | 0.17785 | 0.18049 | 0.18317 | 0.18589 | 0.18864 | 0.19143
[35 empty] | Econometric |  | Broadmeadow 132_11kV Tx2 | 0 | 0 | 0 | 0 | 0 | 0 | 0 | 0 | 0 | 0.047389 | 0.088273 | 0.13261 | 0.15406 | 0.15649 | 0.14883 | 0.15107 | 0.15334 | 0.15564 | 0.15798 | 0.16034 | 0.16274 | 0.16517 | 0.16764 | 0.17014 | 0.17268 | 0.17525 | 0.17785 | 0.18049 | 0.18317 | 0.18589 | 0.18864 | 0.19143
[35 empty] | Energy Efficiency |  | Broadmeadow 132_11kV Tx1 | 0 | 0 | 0 | 0 | 0 | 0 | 0 | -0.015807 | -0.018134 | -0.064961 | -0.097453 | -0.14926 | -0.15165 | -0.082972 | -0.045514 | -0.05803 | -0.057484 | -0.08253 | -0.055067 | -0.058296 | -0.038672 | -0.029475 | -0.035251 | -0.043352 | -0.043352 | -0.043352 | -0.043352 | -0.043352 | -0.043352 | -0.043352 | -0.043352 | -0.043352
| 0 | [33 empty] | Energy Efficiency |  | Broadmeadow 132_11kV Tx2 | 0 | 0 | 0 | 0 | 0 | 0 | 0 | -0.015807 | -0.018134 | -0.064961 | -0.097453 | -0.14926 | -0.15165 | -0.082972 | -0.045514 | -0.05803 | -0.057484 | -0.08253 | -0.055067 | -0.058296 | -0.038672 | -0.029475 | -0.035251 | -0.043352 | -0.043352 | -0.043352 | -0.043352 | -0.043352 | -0.043352 | -0.043352 | -0.043352 | -0.043352
| Diversity Factor: 0 | [33 empty] | Solar PV |  | Broadmeadow 132_11kV Tx1 | 0 | 0 | 0 | 0 | 0 | 0 | 0 | 0 | 0 | 0 | 0 | 0 | 0 | 0 | 0 | 0 | 0 | 0 | 0 | 0 | 0 | 0 | 0 | 0 | 0 | 0 | 0 | 0 | 0 | 0 | 0 | 0
[35 empty] | Solar PV |  | Broadmeadow 132_11kV Tx2 | 0 | 0 | 0 | 0 | 0 | 0 | 0 | 0 | 0 | 0 | 0 | 0 | 0 | 0 | 0 | 0 | 0 | 0 | 0 | 0 | 0 | 0 | 0 | 0 | 0 | 0 | 0 | 0 | 0 | 0 | 0 | 0
0
Diversity Factor: 0
0
Diversity Factor: 0
| Weather Correction and Public Holiday Factors | [8 empty] | 0: Forecast ROG
ROG Justification
| Actual loads for season 2013 have been weather corrected by the following: | [8 empty] | 0: weighted ROG calc | [35 empty] | weighted ROG calc
1 | 2 | 3 | 4 | 5 | 6 | 7 | 8 | 9 | 10 | 2014 | 2015 | 2016 | 2017 | 2018 | 2019 | 2020 | 2021 | 2022 | 2023 | 2024 | 2025 | 2026 | 2027 | 2028 | 2029 | 2030 | 2031 | 2032 | 2033 | 2034 | 2035 | 2036 | 2037 | 2038
0.96657 | 0.93426 | 0.91343 | 0.90326 | 0.90326 | 0.90326 | 0.90326 | 0.90326 | 0.90326 | 0.90326 | -3.343% | -3.343% | -2.229% | -1.114% | 0% | 0% | 0% | 0% | 0% | 0% | 0% | 0% | 0% | 0% | 0% | 0% | 0% | 0% | 0% | 0% | 0% | 0% | 0% | 0% | 0%
Substation Load Detail
[7 empty] | Units | 2013 |  | 2014 | 2015 | 2016 | 2017 | 2018 | 2019 | 2020 | 2021 | 2022 | 2023 | 2024 | 2025 | 2026 | 2027 | 2028 | 2029 | 2030 | 2031 | 2032 | 2033 | 2034 | 2035 | 2036 | 2037 | 2038
1 | Broadmeadow 132_11kV | Compensated |  | Load (LV side) |  |  | Amps | 0 |  | 342.6483 | 1285.447 | 1254.806 | 1239.544 | 1235.292 | 1232.14 | 1239.726 | 1250.39 | 1259.996 | 1269.895 | 1277.447 | 1288.079 | 1298.625 | 1311.45 | 1325.482 | 1339.176 | 1352.295 | 1365.679 | 1379.334 | 1393.262 | 1407.467 | 1421.954 | 1436.726 | 1451.788 | 1467.142
|  |  |  | Apparent Power |  |  | MVA | 0 | 0 | 6.5283 | 24.4911 | 23.9073 | 23.6165 | 23.5355 | 23.4754 | 23.62 | 23.8231 | 24.0062 | 24.1947 | 24.3386 | 24.5412 | 24.7421 | 24.9865 | 25.2538 | 25.5147 | 25.7647 | 26.0197 | 26.2798 | 26.5452 | 26.8159 | 27.0919 | 27.3733 | 27.6603 | 27.9528
|  |  |  | Real Power |  |  | MW | 0 | 0 | 6.3275 | 23.6215 | 23.0603 | 22.781 | 22.7068 | 22.6518 | 22.7842 | 22.9702 | 23.1376 | 23.3102 | 23.4418 | 23.627 | 23.8107 | 24.034 | 24.2783 | 24.5166 | 24.7448 | 24.9776 | 25.215 | 25.4571 | 25.704 | 25.9556 | 26.2122 | 26.4737 | 26.7402
|  |  |  | Reactive Power |  |  | MVAr | 0 |  | 1.6066 | 6.4682 | 6.3072 | 6.2261 | 6.1902 | 6.1636 | 6.2277 | 6.3177 | 6.3989 | 6.4824 | 6.5462 | 6.6359 | 6.7248 | 6.833 | 6.9513 | 7.0667 | 7.1772 | 7.29 | 7.405 | 7.5222 | 7.6418 | 7.7637 | 7.8879 | 8.0146 | 8.1437
|  |  |  | Capacitors In Service |  |  | MVAr | 0 |  | 0 | 0 | 0 | 0 | 0 | 0 | 0 | 0 | 0 | 0 | 0 | 0 | 0 | 0 | 0 | 0 | 0 | 0 | 0 | 0 | 0 | 0 | 0 | 0 | 0
|  |  |  | PF |  |  |  | 0 |  | 0.96925 | 0.96449 | 0.96457 | 0.96462 | 0.96479 | 0.96492 | 0.96462 | 0.9642 | 0.96382 | 0.96344 | 0.96315 | 0.96275 | 0.96235 | 0.96188 | 0.96137 | 0.96088 | 0.96042 | 0.95995 | 0.95948 | 0.95901 | 0.95854 | 0.95806 | 0.95758 | 0.9571 | 0.95662
0.83665 | Diversity Factor: 0.84 | Uncompensated |  | Reactive Power |  |  | MVAr | 0 | 0 | 1.6066 | 6.4682 | 6.3072 | 6.2261 | 6.1902 | 6.1636 | 6.2277 | 6.3177 | 6.3989 | 6.4824 | 6.5462 | 6.6359 | 6.7248 | 6.833 | 6.9513 | 7.0667 | 7.1772 | 7.29 | 7.405 | 7.5222 | 7.6418 | 7.7637 | 7.8879 | 8.0146 | 8.1437
|  |  |  | PF |  |  |  | 0 |  | 0.96925 | 0.96449 | 0.96457 | 0.96462 | 0.96479 | 0.96492 | 0.96462 | 0.9642 | 0.96382 | 0.96344 | 0.96315 | 0.96275 | 0.96235 | 0.96188 | 0.96137 | 0.96088 | 0.96042 | 0.95995 | 0.95948 | 0.95901 | 0.95854 | 0.95806 | 0.95758 | 0.9571 | 0.95662
[10 empty] | 1 | 2 | 3 | 4 | 5 | 6 | 7 | 8 | 9 | 10 | 11 | 12 | 13 | 14 | 15 | 16 | 17 | 18 | 19 | 20 | 21 | 22 | 23 | 24 | 25
Transformer Load Detail
[7 empty] | Units | 2013 |  | 2014 | 2015 | 2016 | 2017 | 2018 | 2019 | 2020 | 2021 | 2022 | 2023 | 2024 | 2025 | 2026 | 2027 | 2028 | 2029 | 2030 | 2031 | 2032 | 2033 | 2034 | 2035 | 2036 | 2037 | 2038
| 0 | Compensated |  | Load (LV side) |  |  | Amps
|  |  |  | Apparent Power |  |  | MVA
|  |  |  | Real Power |  |  | MW
|  |  |  | Reactive Power |  |  | MVAr
|  |  |  | Capacitors In Service |  |  | MVAr
PF
| Zone Div: | Uncompensated |  | Reactive Power |  |  | MVAr
PF
| 0 | Compensated |  | Load (LV side) |  |  | Amps
|  |  |  | Apparent Power |  |  | MVA
|  |  |  | Real Power |  |  | MW
|  |  |  | Reactive Power |  |  | MVAr
|  |  |  | Capacitors In Service |  |  | MVAr
PF
| Zone Div: | Uncompensated |  | Reactive Power |  |  | MVAr
PF
| 0 | Compensated |  | Load (LV side) |  |  | Amps
|  |  |  | Apparent Power |  |  | MVA
|  |  |  | Real Power |  |  | MW
|  |  |  | Reactive Power |  |  | MVAr
|  |  |  | Capacitors In Service |  |  | MVAr
PF
| Zone Div: | Uncompensated |  | Reactive Power |  |  | MVAr
PF
| 0 | Compensated |  | Load (LV side) |  |  | Amps
|  |  |  | Apparent Power |  |  | MVA
|  |  |  | Real Power |  |  | MW
|  |  |  | Reactive Power |  |  | MVAr
|  |  |  | Capacitors In Service |  |  | MVAr
PF
| Zone Div: | Uncompensated |  | Reactive Power |  |  | MVAr
PF
| 0 | Compensated |  | Load (LV side) |  |  | Amps
|  |  |  | Apparent Power |  |  | MVA
|  |  |  | Real Power |  |  | MW
|  |  |  | Reactive Power |  |  | MVAr
|  |  |  | Capacitors In Service |  |  | MVAr
PF
| Zone Div: | Uncompensated |  | Reactive Power |  |  | MVAr
PF
| 0 | Compensated |  | Load (LV side) |  |  | Amps
|  |  |  | Apparent Power |  |  | MVA
|  |  |  | Real Power |  |  | MW
|  |  |  | Reactive Power |  |  | MVAr
|  |  |  | Capacitors In Service |  |  | MVAr
PF
| Zone Div: | Uncompensated |  | Reactive Power |  |  | MVAr
PF
| 0 | Compensated |  | Load (LV side) |  |  | Amps
|  |  |  | Apparent Power |  |  | MVA
|  |  |  | Real Power |  |  | MW
|  |  |  | Reactive Power |  |  | MVAr
|  |  |  | Capacitors In Service |  |  | MVAr
PF
| Zone Div: | Uncompensated |  | Reactive Power |  |  | MVAr
PF
| 0 | Compensated |  | Load (LV side) |  |  | Amps
|  |  |  | Apparent Power |  |  | MVA
|  |  |  | Real Power |  |  | MW
|  |  |  | Reactive Power |  |  | MVAr
|  |  |  | Capacitors In Service |  |  | MVAr
PF
| Zone Div: | Uncompensated |  | Reactive Power |  |  | MVAr
PF
| 0 | Compensated |  | Load (LV side) |  |  | Amps
|  |  |  | Apparent Power |  |  | MVA
|  |  |  | Real Power |  |  | MW
|  |  |  | Reactive Power |  |  | MVAr
|  |  |  | Capacitors In Service |  |  | MVAr
PF
| Zone Div: | Uncompensated |  | Reactive Power |  |  | MVAr
PF
| 0 | Compensated |  | Load (LV side) |  |  | Amps
|  |  |  | Apparent Power |  |  | MVA
|  |  |  | Real Power |  |  | MW
|  |  |  | Reactive Power |  |  | MVAr
|  |  |  | Capacitors In Service |  |  | MVAr
PF
| Zone Div: | Uncompensated |  | Reactive Power |  |  | MVAr
PF

## Broadmeadow 33_11kV
| Broadmeadow 33_11kV | [16 empty] | 2014 | WINTER
[6 empty] | Zone decommissioned |  | 2015-09-01
| Substation Total Loads | [33 empty] | Spots & Transfers Detail
| Historical Loads | (11kV MVA) | [7 empty] | Weather Corrected Forecast Loads |  |  |  | (11kV MVA) | [20 empty] | Spots & Transfers Summary | (11kV MVA) |  | Historical Spots & Transfers | [6 empty] | Forecast Spots & Transfers
|  | 2007 | 2008 | 2009 | 2010 | 2011 | 2012 | 2013 |  | 2014 | 2015 | 2016 | 2017 | 2018 | 2019 | 2020 | 2021 | 2022 | 2023 | 2024 | 2025 | 2026 | 2027 | 2028 | 2029 | 2030 | 2031 | 2032 | 2033 | 2034 | 2035 | 2036 | 2037 | 2038 |  |  |  | 2007 | 2008 | 2009 | 2010 | 2011 | 2012 | 2013 | 2014 | 2015 | 2016 | 2017 | 2018 | 2019 | 2020 | 2021 | 2022 | 2023 | 2024 | 2025 | 2026 | 2027 | 2028 | 2029 | 2030 | 2031 | 2032 | 2033 | 2034 | 2035 | 2036 | 2037 | 2038
| Total | 26.2 | 21.1 | 21 | 19.2 | 18.759 | 19.967 | 17.039 |  | 10.8452 | 1.0482 | 0 | 0 | 0 | 0 | 0 | 0 | 0 | 0 | 0 | 0 | 0 | 0 | 0 | 0 | 0 | 0 | 0 | 0 | 0 | 0 | 0 | 0 | 0 |  |  | Total | -0.84212 | 0.44583 | 0.80592 | 0 | -1.3718 | 3.7915 | -1.3146 | -6.9302 | -11.4125 | 0 | 0 | 0 | 0 | 0 | 0 | 0 | 0 | 0 | 0 | 0 | 0 | 0 | 0 | 0 | 0 | 0 | 0 | 0 | 0 | 0 | 0 | 0
| Firm Rating | 0 | 0 | 0 | 22.9 | 22.9 | 21.42 | 22.86 |  | 22.86 | 22.86 | 0 | 0 | 0 | 0 | 0 | 0 | 0 | 0 | 0 | 0 | 0 | 0 | 0 | 0 | 0 | 0 | 0 | 0 | 0 | 0 | 0 | 0 | 0
| Total Capacity | 0 | 0 | 0 | 41.76 | 41.76 | 42.83 | 45.73 |  | 45.73 | 45.73 | 0 | 0 | 0 | 0 | 0 | 0 | 0 | 0 | 0 | 0 | 0 | 0 | 0 | 0 | 0 | 0 | 0 | 0 | 0 | 0 | 0 | 0 | 0 |  |  | Broadmeadow 33_11kV Tx1 | -0.42106 | 0.22291 | 0.40296 | 0 | -0.68589 | 1.8957 | -0.65731 | -3.4651 | -5.7062 | 0 | 0 | 0 | 0 | 0 | 0 | 0 | 0 | 0 | 0 | 0 | 0 | 0 | 0 | 0 | 0 | 0 | 0 | 0 | 0 | 0 | 0 | 0
|  | -7 | -6 | -5 | -4 | -3 | -2 | -1 |  | 0 | 1 | 2 | 3 | 4 | 5 | 6 | 7 | 8 | 9 | 10 | 11 | 12 | 13 | 14 | 15 | 16 | 17 | 18 | 19 | 20 | 21 | 22 | 23 | 24 |  |  | Broadmeadow 33_11kV Tx2 | -0.42106 | 0.22291 | 0.40296 | 0 | -0.68589 | 1.8957 | -0.65731 | -3.4651 | -5.7062 | 0 | 0 | 0 | 0 | 0 | 0 | 0 | 0 | 0 | 0 | 0 | 0 | 0 | 0 | 0 | 0 | 0 | 0 | 0 | 0 | 0 | 0 | 0
| Transformer Loads | [36 empty] | 0 | 0 | 0 | 0 | 0 | 0 | 0 | 0 | 0 | 0 | 0 | 0 | 0 | 0 | 0 | 0 | 0 | 0 | 0 | 0 | 0 | 0 | 0 | 0 | 0 | 0 | 0 | 0 | 0 | 0 | 0 | 0
| Historical Loads | (11kV MVA) | [7 empty] | Weather Corrected Forecast Loads |  |  |  | (11kV MVA) | [23 empty] | 0 | 0 | 0 | 0 | 0 | 0 | 0 | 0 | 0 | 0 | 0 | 0 | 0 | 0 | 0 | 0 | 0 | 0 | 0 | 0 | 0 | 0 | 0 | 0 | 0 | 0 | 0 | 0 | 0 | 0 | 0 | 0
|  | 2007 | 2008 | 2009 | 2010 | 2011 | 2012 | 2013 |  | 2014 | 2015 | 2016 | 2017 | 2018 | 2019 | 2020 | 2021 | 2022 | 2023 | 2024 | 2025 | 2026 | 2027 | 2028 | 2029 | 2030 | 2031 | 2032 | 2033 | 2034 | 2035 | 2036 | 2037 | 2038 |  |  |  | 0 | 0 | 0 | 0 | 0 | 0 | 0 | 0 | 0 | 0 | 0 | 0 | 0 | 0 | 0 | 0 | 0 | 0 | 0 | 0 | 0 | 0 | 0 | 0 | 0 | 0 | 0 | 0 | 0 | 0 | 0 | 0
| 0 | [36 empty] | 0 | 0 | 0 | 0 | 0 | 0 | 0 | 0 | 0 | 0 | 0 | 0 | 0 | 0 | 0 | 0 | 0 | 0 | 0 | 0 | 0 | 0 | 0 | 0 | 0 | 0 | 0 | 0 | 0 | 0 | 0 | 0
| Diversity Factor: 0 | [36 empty] | 0 | 0 | 0 | 0 | 0 | 0 | 0 | 0 | 0 | 0 | 0 | 0 | 0 | 0 | 0 | 0 | 0 | 0 | 0 | 0 | 0 | 0 | 0 | 0 | 0 | 0 | 0 | 0 | 0 | 0 | 0 | 0
[38 empty] | 0 | 0 | 0 | 0 | 0 | 0 | 0 | 0 | 0 | 0 | 0 | 0 | 0 | 0 | 0 | 0 | 0 | 0 | 0 | 0 | 0 | 0 | 0 | 0 | 0 | 0 | 0 | 0 | 0 | 0 | 0 | 0
[38 empty] | 0 | 0 | 0 | 0 | 0 | 0 | 0 | 0 | 0 | 0 | 0 | 0 | 0 | 0 | 0 | 0 | 0 | 0 | 0 | 0 | 0 | 0 | 0 | 0 | 0 | 0 | 0 | 0 | 0 | 0 | 0 | 0
| 0 | [36 empty] | 0 | 0 | 0 | 0 | 0 | 0 | 0 | 0 | 0 | 0 | 0 | 0 | 0 | 0 | 0 | 0 | 0 | 0 | 0 | 0 | 0 | 0 | 0 | 0 | 0 | 0 | 0 | 0 | 0 | 0 | 0 | 0
Diversity Factor: 0
[38 empty] | Historical Spots & Transfers | [6 empty] | Forecast Spots & Transfers
[35 empty] | Project Name | From | To | 2007 | 2008 | 2009 | 2010 | 2011 | 2012 | 2013 | 2014 | 2015 | 2016 | 2017 | 2018 | 2019 | 2020 | 2021 | 2022 | 2023 | 2024 | 2025 | 2026 | 2027 | 2028 | 2029 | 2030 | 2031 | 2032 | 2033 | 2034 | 2035 | 2036 | 2037 | 2038
| 0 | [33 empty] | DNP_ID: 2124. From Broadmeadow | Broadmeadow 33_11kV Tx1 | Adamstown 132_11kV Tx2 | 0 | 0 | 0 | 0 | 0.68589 | 0 | 0 | 0 | 0 | 0 | 0 | 0 | 0 | 0 | 0 | 0 | 0 | 0 | 0 | 0 | 0 | 0 | 0 | 0 | 0 | 0 | 0 | 0 | 0 | 0 | 0 | 0
| Diversity Factor: 0 | [33 empty] | DNP_ID: 2124. From Broadmeadow | Broadmeadow 33_11kV Tx2 | Adamstown 132_11kV Tx2 | 0 | 0 | 0 | 0 | 0.68589 | 0 | 0 | 0 | 0 | 0 | 0 | 0 | 0 | 0 | 0 | 0 | 0 | 0 | 0 | 0 | 0 | 0 | 0 | 0 | 0 | 0 | 0 | 0 | 0 | 0 | 0 | 0
[35 empty] | DNP_ID: 2135. Broadmeadow to Shortland. SAO Dec 06 | Broadmeadow 33_11kV Tx1 | Shortland 33_11kV Tx1 | 0.24768 | 0 | 0 | 0 | 0 | 0 | 0 | 0 | 0 | 0 | 0 | 0 | 0 | 0 | 0 | 0 | 0 | 0 | 0 | 0 | 0 | 0 | 0 | 0 | 0 | 0 | 0 | 0 | 0 | 0 | 0 | 0
[35 empty] | DNP_ID: 2135. Broadmeadow to Shortland. SAO Dec 06 | Broadmeadow 33_11kV Tx1 | Shortland 33_11kV Tx2 | 0.24768 | 0 | 0 | 0 | 0 | 0 | 0 | 0 | 0 | 0 | 0 | 0 | 0 | 0 | 0 | 0 | 0 | 0 | 0 | 0 | 0 | 0 | 0 | 0 | 0 | 0 | 0 | 0 | 0 | 0 | 0 | 0
| 0 | [33 empty] | DNP_ID: 2135. Broadmeadow to Shortland. SAO Dec 06 | Broadmeadow 33_11kV Tx2 | Shortland 33_11kV Tx1 | 0.24768 | 0 | 0 | 0 | 0 | 0 | 0 | 0 | 0 | 0 | 0 | 0 | 0 | 0 | 0 | 0 | 0 | 0 | 0 | 0 | 0 | 0 | 0 | 0 | 0 | 0 | 0 | 0 | 0 | 0 | 0 | 0
| Diversity Factor: 0 | [33 empty] | DNP_ID: 2135. Broadmeadow to Shortland. SAO Dec 06 | Broadmeadow 33_11kV Tx2 | Shortland 33_11kV Tx2 | 0.24768 | 0 | 0 | 0 | 0 | 0 | 0 | 0 | 0 | 0 | 0 | 0 | 0 | 0 | 0 | 0 | 0 | 0 | 0 | 0 | 0 | 0 | 0 | 0 | 0 | 0 | 0 | 0 | 0 | 0 | 0 | 0
[35 empty] | DNP_ID: 2146. Broadmeadow to Carrington. SAO Dec 06 | Broadmeadow 33_11kV Tx1 | Carrington 33_11kV Tx1 | 0.18576 | 0 | 0 | 0 | 0 | 0 | 0 | 0 | 0 | 0 | 0 | 0 | 0 | 0 | 0 | 0 | 0 | 0 | 0 | 0 | 0 | 0 | 0 | 0 | 0 | 0 | 0 | 0 | 0 | 0 | 0 | 0
[35 empty] | DNP_ID: 2146. Broadmeadow to Carrington. SAO Dec 06 | Broadmeadow 33_11kV Tx1 | Carrington 33_11kV Tx2 | 0.18576 | 0 | 0 | 0 | 0 | 0 | 0 | 0 | 0 | 0 | 0 | 0 | 0 | 0 | 0 | 0 | 0 | 0 | 0 | 0 | 0 | 0 | 0 | 0 | 0 | 0 | 0 | 0 | 0 | 0 | 0 | 0
| 0 | [33 empty] | DNP_ID: 2146. Broadmeadow to Carrington. SAO Dec 06 | Broadmeadow 33_11kV Tx2 | Carrington 33_11kV Tx1 | 0.18576 | 0 | 0 | 0 | 0 | 0 | 0 | 0 | 0 | 0 | 0 | 0 | 0 | 0 | 0 | 0 | 0 | 0 | 0 | 0 | 0 | 0 | 0 | 0 | 0 | 0 | 0 | 0 | 0 | 0 | 0 | 0
| Diversity Factor: 0 | [33 empty] | DNP_ID: 2146. Broadmeadow to Carrington. SAO Dec 06 | Broadmeadow 33_11kV Tx2 | Carrington 33_11kV Tx2 | 0.18576 | 0 | 0 | 0 | 0 | 0 | 0 | 0 | 0 | 0 | 0 | 0 | 0 | 0 | 0 | 0 | 0 | 0 | 0 | 0 | 0 | 0 | 0 | 0 | 0 | 0 | 0 | 0 | 0 | 0 | 0 | 0
[35 empty] | DNP_ID: 2202. To Broadmeadow SAO Nov 11 | Shortland 33_11kV Tx1 | Broadmeadow 33_11kV Tx1 | 0 | 0 | 0 | 0 | 0 | 0.94786 | 0 | 0 | 0 | 0 | 0 | 0 | 0 | 0 | 0 | 0 | 0 | 0 | 0 | 0 | 0 | 0 | 0 | 0 | 0 | 0 | 0 | 0 | 0 | 0 | 0 | 0
[35 empty] | DNP_ID: 2202. To Broadmeadow SAO Nov 11 | Shortland 33_11kV Tx1 | Broadmeadow 33_11kV Tx2 | 0 | 0 | 0 | 0 | 0 | 0.94786 | 0 | 0 | 0 | 0 | 0 | 0 | 0 | 0 | 0 | 0 | 0 | 0 | 0 | 0 | 0 | 0 | 0 | 0 | 0 | 0 | 0 | 0 | 0 | 0 | 0 | 0
| 0 | [33 empty] | DNP_ID: 2202. To Broadmeadow SAO Nov 11 | Shortland 33_11kV Tx2 | Broadmeadow 33_11kV Tx1 | 0 | 0 | 0 | 0 | 0 | 0.94786 | 0 | 0 | 0 | 0 | 0 | 0 | 0 | 0 | 0 | 0 | 0 | 0 | 0 | 0 | 0 | 0 | 0 | 0 | 0 | 0 | 0 | 0 | 0 | 0 | 0 | 0
| Diversity Factor: 0 | [33 empty] | DNP_ID: 2202. To Broadmeadow SAO Nov 11 | Shortland 33_11kV Tx2 | Broadmeadow 33_11kV Tx2 | 0 | 0 | 0 | 0 | 0 | 0.94786 | 0 | 0 | 0 | 0 | 0 | 0 | 0 | 0 | 0 | 0 | 0 | 0 | 0 | 0 | 0 | 0 | 0 | 0 | 0 | 0 | 0 | 0 | 0 | 0 | 0 | 0
[35 empty] | DNP_ID: 6608. Establish 11kV Connections to New Broadmeadow Zone | Broadmeadow 33_11kV Tx1 | Broadmeadow 132_11kV Tx1 | 0 | 0 | 0 | 0 | 0 | 0 | 0 | 1.6385 | 3.3151 | 0 | 0 | 0 | 0 | 0 | 0 | 0 | 0 | 0 | 0 | 0 | 0 | 0 | 0 | 0 | 0 | 0 | 0 | 0 | 0 | 0 | 0 | 0
[35 empty] | DNP_ID: 6608. Establish 11kV Connections to New Broadmeadow Zone | Broadmeadow 33_11kV Tx1 | Broadmeadow 132_11kV Tx2 | 0 | 0 | 0 | 0 | 0 | 0 | 0 | 1.8005 | 2.3911 | 0 | 0 | 0 | 0 | 0 | 0 | 0 | 0 | 0 | 0 | 0 | 0 | 0 | 0 | 0 | 0 | 0 | 0 | 0 | 0 | 0 | 0 | 0
| 0 | [33 empty] | DNP_ID: 6608. Establish 11kV Connections to New Broadmeadow Zone | Broadmeadow 33_11kV Tx2 | Broadmeadow 132_11kV Tx1 | 0 | 0 | 0 | 0 | 0 | 0 | 0 | 1.6385 | 3.3151 | 0 | 0 | 0 | 0 | 0 | 0 | 0 | 0 | 0 | 0 | 0 | 0 | 0 | 0 | 0 | 0 | 0 | 0 | 0 | 0 | 0 | 0 | 0
| Diversity Factor: 0 | [33 empty] | DNP_ID: 6608. Establish 11kV Connections to New Broadmeadow Zone | Broadmeadow 33_11kV Tx2 | Broadmeadow 132_11kV Tx2 | 0 | 0 | 0 | 0 | 0 | 0 | 0 | 1.8005 | 2.3911 | 0 | 0 | 0 | 0 | 0 | 0 | 0 | 0 | 0 | 0 | 0 | 0 | 0 | 0 | 0 | 0 | 0 | 0 | 0 | 0 | 0 | 0 | 0
[35 empty] | DNP_ID: 7079. Open Point Changes at Adamstown, Broadmeadow, Newcastle CBD and New Lambton | Broadmeadow 33_11kV Tx1 | Adamstown 132_11kV Tx1 | 0 | 0 | 0 | 0 | 0 | 0 | 0.65731 | 0 | 0 | 0 | 0 | 0 | 0 | 0 | 0 | 0 | 0 | 0 | 0 | 0 | 0 | 0 | 0 | 0 | 0 | 0 | 0 | 0 | 0 | 0 | 0 | 0
[35 empty] | DNP_ID: 7079. Open Point Changes at Adamstown, Broadmeadow, Newcastle CBD and New Lambton | Broadmeadow 33_11kV Tx2 | Adamstown 132_11kV Tx1 | 0 | 0 | 0 | 0 | 0 | 0 | 0.65731 | 0 | 0 | 0 | 0 | 0 | 0 | 0 | 0 | 0 | 0 | 0 | 0 | 0 | 0 | 0 | 0 | 0 | 0 | 0 | 0 | 0 | 0 | 0 | 0 | 0
| 0 | [33 empty] | HVCON_ID: 2000066. Mater Hospital Upgrade |  | Broadmeadow 33_11kV Tx1 | 0.44583 | 0 | 0 | 0 | 0 | 0 | 0 | 0 | 0 | 0 | 0 | 0 | 0 | 0 | 0 | 0 | 0 | 0 | 0 | 0 | 0 | 0 | 0 | 0 | 0 | 0 | 0 | 0 | 0 | 0 | 0 | 0
| Diversity Factor: 0 | [33 empty] | HVCON_ID: 2000066. Mater Hospital Upgrade |  | Broadmeadow 33_11kV Tx2 | 0.44583 | 0 | 0 | 0 | 0 | 0 | 0 | 0 | 0 | 0 | 0 | 0 | 0 | 0 | 0 | 0 | 0 | 0 | 0 | 0 | 0 | 0 | 0 | 0 | 0 | 0 | 0 | 0 | 0 | 0 | 0 | 0
[35 empty] | HVCON_ID: 2000067. Mater Hospital Upgrade |  | Broadmeadow 33_11kV Tx1 | 0 | 0.22291 | 0 | 0 | 0 | 0 | 0 | 0 | 0 | 0 | 0 | 0 | 0 | 0 | 0 | 0 | 0 | 0 | 0 | 0 | 0 | 0 | 0 | 0 | 0 | 0 | 0 | 0 | 0 | 0 | 0 | 0
[35 empty] | HVCON_ID: 2000067. Mater Hospital Upgrade |  | Broadmeadow 33_11kV Tx2 | 0 | 0.22291 | 0 | 0 | 0 | 0 | 0 | 0 | 0 | 0 | 0 | 0 | 0 | 0 | 0 | 0 | 0 | 0 | 0 | 0 | 0 | 0 | 0 | 0 | 0 | 0 | 0 | 0 | 0 | 0 | 0 | 0
| 0 | [33 empty] | HVCON_ID: 2000068. Mater Hospital Upgrade |  | Broadmeadow 33_11kV Tx1 | 0 | 0 | 0.18005 | 0 | 0 | 0 | 0 | 0 | 0 | 0 | 0 | 0 | 0 | 0 | 0 | 0 | 0 | 0 | 0 | 0 | 0 | 0 | 0 | 0 | 0 | 0 | 0 | 0 | 0 | 0 | 0 | 0
| Diversity Factor: 0 | [33 empty] | HVCON_ID: 2000068. Mater Hospital Upgrade |  | Broadmeadow 33_11kV Tx2 | 0 | 0 | 0.18005 | 0 | 0 | 0 | 0 | 0 | 0 | 0 | 0 | 0 | 0 | 0 | 0 | 0 | 0 | 0 | 0 | 0 | 0 | 0 | 0 | 0 | 0 | 0 | 0 | 0 | 0 | 0 | 0 | 0
[35 empty] | HVCON_ID: 2000069. 163/07 - Broadmeadow, Ailsa Rd - new Kiosk for new development |  | Broadmeadow 33_11kV Tx1 | 0 | 0 | 0.22291 | 0 | 0 | 0 | 0 | 0 | 0 | 0 | 0 | 0 | 0 | 0 | 0 | 0 | 0 | 0 | 0 | 0 | 0 | 0 | 0 | 0 | 0 | 0 | 0 | 0 | 0 | 0 | 0 | 0
[35 empty] | HVCON_ID: 2000069. 163/07 - Broadmeadow, Ailsa Rd - new Kiosk for new development |  | Broadmeadow 33_11kV Tx2 | 0 | 0 | 0.22291 | 0 | 0 | 0 | 0 | 0 | 0 | 0 | 0 | 0 | 0 | 0 | 0 | 0 | 0 | 0 | 0 | 0 | 0 | 0 | 0 | 0 | 0 | 0 | 0 | 0 | 0 | 0 | 0 | 0
| 0 | [33 empty] | Econometric |  | Broadmeadow 33_11kV Tx1 | 0 | 0 | 0 | 0 | 0 | 0 | 0 | 0 | 0 | 0 | 0 | 0 | 0 | 0 | 0 | 0 | 0 | 0 | 0 | 0 | 0 | 0 | 0 | 0 | 0 | 0 | 0 | 0 | 0 | 0 | 0 | 0
| Diversity Factor: 0 | [33 empty] | Econometric |  | Broadmeadow 33_11kV Tx2 | 0 | 0 | 0 | 0 | 0 | 0 | 0 | 0 | 0 | 0 | 0 | 0 | 0 | 0 | 0 | 0 | 0 | 0 | 0 | 0 | 0 | 0 | 0 | 0 | 0 | 0 | 0 | 0 | 0 | 0 | 0 | 0
[35 empty] | Energy Efficiency |  | Broadmeadow 33_11kV Tx1 | 0 | 0 | 0 | 0 | 0 | 0 | 0 | -0.0261 | 0 | 0 | 0 | 0 | 0 | 0 | 0 | 0 | 0 | 0 | 0 | 0 | 0 | 0 | 0 | 0 | 0 | 0 | 0 | 0 | 0 | 0 | 0 | 0
[35 empty] | Energy Efficiency |  | Broadmeadow 33_11kV Tx2 | 0 | 0 | 0 | 0 | 0 | 0 | 0 | -0.0261 | 0 | 0 | 0 | 0 | 0 | 0 | 0 | 0 | 0 | 0 | 0 | 0 | 0 | 0 | 0 | 0 | 0 | 0 | 0 | 0 | 0 | 0 | 0 | 0
[35 empty] | Solar PV |  | Broadmeadow 33_11kV Tx1 | 0 | 0 | 0 | 0 | 0 | 0 | 0 | 0 | 0 | 0 | 0 | 0 | 0 | 0 | 0 | 0 | 0 | 0 | 0 | 0 | 0 | 0 | 0 | 0 | 0 | 0 | 0 | 0 | 0 | 0 | 0 | 0
| Weather Correction and Public Holiday Factors | [8 empty] | Forecast ROG | [24 empty] | Solar PV |  | Broadmeadow 33_11kV Tx2 | 0 | 0 | 0 | 0 | 0 | 0 | 0 | 0 | 0 | 0 | 0 | 0 | 0 | 0 | 0 | 0 | 0 | 0 | 0 | 0 | 0 | 0 | 0 | 0 | 0 | 0 | 0 | 0 | 0 | 0 | 0 | 0
ROG Justification
| Actual loads for season 2013 have been weather corrected by the following: | [6 empty] | 7.674% |  | 7 year ROG ok | [59 empty] | 7 year ROG ok
1 | 2 | 3 | 4 | 5 | 6 | 7 | 8 | 9 | 10 | 2014 | 2015 | 2016 | 2017 | 2018 | 2019 | 2020 | 2021 | 2022 | 2023 | 2024 | 2025 | 2026 | 2027 | 2028 | 2029 | 2030 | 2031 | 2032 | 2033 | 2034 | 2035 | 2036 | 2037 | 2038
0.95567 | 0.91331 | 0.88632 | 0.87323 | 0.87323 | 0.87323 | 0.87323 | 0.87323 | 0.87323 | 0.87323 | -4.433% | -4.433% | -2.955% | -1.477% | 0% | 0% | 0% | 0% | 0% | 0% | 0% | 0% | 0% | 0% | 0% | 0% | 0% | 0% | 0% | 0% | 0% | 0% | 0% | 0% | 0%
Substation Load Detail
[7 empty] | Units | 2013 |  | 2014 | 2015 | 2016 | 2017 | 2018 | 2019 | 2020 | 2021 | 2022 | 2023 | 2024 | 2025 | 2026 | 2027 | 2028 | 2029 | 2030 | 2031 | 2032 | 2033 | 2034 | 2035 | 2036 | 2037 | 2038
1 | Broadmeadow 33_11kV | Compensated |  | Load (LV side) |  |  | Amps | 0 |  | 569.2231 | 55.0145 | 0 | 0 | 0 | 0 | 0 | 0 | 0 | 0 | 0 | 0 | 0 | 0 | 0 | 0 | 0 | 0 | 0 | 0 | 0 | 0 | 0 | 0 | 0
|  |  |  | Apparent Power |  |  | MVA | 17.039 | 18.6 | 10.8452 | 1.0482 | 0 | 0 | 0 | 0 | 0 | 0 | 0 | 0 | 0 | 0 | 0 | 0 | 0 | 0 | 0 | 0 | 0 | 0 | 0 | 0 | 0 | 0 | 0
|  |  |  | Real Power |  |  | MW | 16.2893 | 17.7816 | 10.368 | -1.002 | 0 | 0 | 0 | 0 | 0 | 0 | 0 | 0 | 0 | 0 | 0 | 0 | 0 | 0 | 0 | 0 | 0 | 0 | 0 | 0 | 0 | 0 | 0
|  |  |  | Reactive Power |  |  | MVAr | 0 |  | 3.1816 | -0.30749 | 0 | 0 | 0 | 0 | 0 | 0 | 0 | 0 | 0 | 0 | 0 | 0 | 0 | 0 | 0 | 0 | 0 | 0 | 0 | 0 | 0 | 0 | 0
|  |  |  | Capacitors In Service |  |  | MVAr | 0 |  | 0 | 0 | 0 | 0 | 0 | 0 | 0 | 0 | 0 | 0 | 0 | 0 | 0 | 0 | 0 | 0 | 0 | 0 | 0 | 0 | 0 | 0 | 0 | 0 | 0
|  |  |  | PF |  |  |  | 0.956 |  | 0.956 | 0.956 | 0 | 0 | 0 | 0 | 0 | 0 | 0 | 0 | 0 | 0 | 0 | 0 | 0 | 0 | 0 | 0 | 0 | 0 | 0 | 0 | 0 | 0 | 0
0.85555 | Diversity Factor: 0.86 | Uncompensated |  | Reactive Power |  |  | MVAr | 0 | 5.4566 | 3.1816 | -0.30749 | 0 | 0 | 0 | 0 | 0 | 0 | 0 | 0 | 0 | 0 | 0 | 0 | 0 | 0 | 0 | 0 | 0 | 0 | 0 | 0 | 0 | 0 | 0
|  |  |  | PF |  |  |  | 0.956 |  | 0.956 | -0.956 | 0 | 0 | 0 | 0 | 0 | 0 | 0 | 0 | 0 | 0 | 0 | 0 | 0 | 0 | 0 | 0 | 0 | 0 | 0 | 0 | 0 | 0 | 0
[10 empty] | 1 | 2 | 3 | 4 | 5 | 6 | 7 | 8 | 9 | 10 | 11 | 12 | 13 | 14 | 15 | 16 | 17 | 18 | 19 | 20 | 21 | 22 | 23 | 24 | 25
Transformer Load Detail
[7 empty] | Units | 2013 |  | 2014 | 2015 | 2016 | 2017 | 2018 | 2019 | 2020 | 2021 | 2022 | 2023 | 2024 | 2025 | 2026 | 2027 | 2028 | 2029 | 2030 | 2031 | 2032 | 2033 | 2034 | 2035 | 2036 | 2037 | 2038
| 0 | Compensated |  | Load (LV side) |  |  | Amps
|  |  |  | Apparent Power |  |  | MVA
|  |  |  | Real Power |  |  | MW
|  |  |  | Reactive Power |  |  | MVAr
|  |  |  | Capacitors In Service |  |  | MVAr
PF
| Zone Div: | Uncompensated |  | Reactive Power |  |  | MVAr
PF
| 0 | Compensated |  | Load (LV side) |  |  | Amps
|  |  |  | Apparent Power |  |  | MVA
|  |  |  | Real Power |  |  | MW
|  |  |  | Reactive Power |  |  | MVAr
|  |  |  | Capacitors In Service |  |  | MVAr
PF
| Zone Div: | Uncompensated |  | Reactive Power |  |  | MVAr
PF
| 0 | Compensated |  | Load (LV side) |  |  | Amps
|  |  |  | Apparent Power |  |  | MVA
|  |  |  | Real Power |  |  | MW
|  |  |  | Reactive Power |  |  | MVAr
|  |  |  | Capacitors In Service |  |  | MVAr
PF
| Zone Div: | Uncompensated |  | Reactive Power |  |  | MVAr
PF
| 0 | Compensated |  | Load (LV side) |  |  | Amps
|  |  |  | Apparent Power |  |  | MVA
|  |  |  | Real Power |  |  | MW
|  |  |  | Reactive Power |  |  | MVAr
|  |  |  | Capacitors In Service |  |  | MVAr
PF
| Zone Div: | Uncompensated |  | Reactive Power |  |  | MVAr
PF
| 0 | Compensated |  | Load (LV side) |  |  | Amps
|  |  |  | Apparent Power |  |  | MVA
|  |  |  | Real Power |  |  | MW
|  |  |  | Reactive Power |  |  | MVAr
|  |  |  | Capacitors In Service |  |  | MVAr
PF
| Zone Div: | Uncompensated |  | Reactive Power |  |  | MVAr
PF
| 0 | Compensated |  | Load (LV side) |  |  | Amps
|  |  |  | Apparent Power |  |  | MVA
|  |  |  | Real Power |  |  | MW
|  |  |  | Reactive Power |  |  | MVAr
|  |  |  | Capacitors In Service |  |  | MVAr
PF
| Zone Div: | Uncompensated |  | Reactive Power |  |  | MVAr
PF
| 0 | Compensated |  | Load (LV side) |  |  | Amps
|  |  |  | Apparent Power |  |  | MVA
|  |  |  | Real Power |  |  | MW
|  |  |  | Reactive Power |  |  | MVAr
|  |  |  | Capacitors In Service |  |  | MVAr
PF
| Zone Div: | Uncompensated |  | Reactive Power |  |  | MVAr
PF
| 0 | Compensated |  | Load (LV side) |  |  | Amps
|  |  |  | Apparent Power |  |  | MVA
|  |  |  | Real Power |  |  | MW
|  |  |  | Reactive Power |  |  | MVAr
|  |  |  | Capacitors In Service |  |  | MVAr
PF
| Zone Div: | Uncompensated |  | Reactive Power |  |  | MVAr
PF
| 0 | Compensated |  | Load (LV side) |  |  | Amps
|  |  |  | Apparent Power |  |  | MVA
|  |  |  | Real Power |  |  | MW
|  |  |  | Reactive Power |  |  | MVAr
|  |  |  | Capacitors In Service |  |  | MVAr
PF
| Zone Div: | Uncompensated |  | Reactive Power |  |  | MVAr
PF
| 0 | Compensated |  | Load (LV side) |  |  | Amps
|  |  |  | Apparent Power |  |  | MVA
|  |  |  | Real Power |  |  | MW
|  |  |  | Reactive Power |  |  | MVAr
|  |  |  | Capacitors In Service |  |  | MVAr
PF
| Zone Div: | Uncompensated |  | Reactive Power |  |  | MVAr
PF

## Carrington 33_11kV
| Carrington 33_11kV | [16 empty] | 2014 | WINTER
[6 empty] | Zone decommissioned |  | 2016-10-01
| Substation Total Loads | [33 empty] | Spots & Transfers Detail
| Historical Loads | (11kV MVA) | [7 empty] | Weather Corrected Forecast Loads |  |  |  | (11kV MVA) | [20 empty] | Spots & Transfers Summary | (11kV MVA) |  | Historical Spots & Transfers | [6 empty] | Forecast Spots & Transfers
|  | 2007 | 2008 | 2009 | 2010 | 2011 | 2012 | 2013 |  | 2014 | 2015 | 2016 | 2017 | 2018 | 2019 | 2020 | 2021 | 2022 | 2023 | 2024 | 2025 | 2026 | 2027 | 2028 | 2029 | 2030 | 2031 | 2032 | 2033 | 2034 | 2035 | 2036 | 2037 | 2038 |  |  |  | 2007 | 2008 | 2009 | 2010 | 2011 | 2012 | 2013 | 2014 | 2015 | 2016 | 2017 | 2018 | 2019 | 2020 | 2021 | 2022 | 2023 | 2024 | 2025 | 2026 | 2027 | 2028 | 2029 | 2030 | 2031 | 2032 | 2033 | 2034 | 2035 | 2036 | 2037 | 2038
| Total | 26.3 | 25.3 | 23.4 | 26.1 | 22.98 | 22.724 | 22.051 |  | 24.8027 | 25.265 | 25.0895 | 0 | 0 | 0 | 0 | 0 | 0 | 0 | 0 | 0 | 0 | 0 | 0 | 0 | 0 | 0 | 0 | 0 | 0 | 0 | 0 | 0 | 0 |  |  | Total | 2e-10 | 0.49537 | 0 | 0 | 0 | 0 | 0 | 1.6178 | 0.7363 | 0.01061 | -24.9971 | 0 | 0 | -0.02793 | -0.028235 | -0.022613 | -0.022859 | -0.023109 | -0.023361 | -0.023616 | -0.023874 | -0.024134 | -0.024398 | -0.024664 | -0.024933 | -0.025206 | -0.025481 | -0.025759 | -0.02604 | -0.026324 | -0.026612 | -0.026902
| Firm Rating | 0 | 0 | 0 | 30.5 | 30.5 | 30.48 | 30.48 |  | 30.48 | 30.48 | 30.48 | 0 | 0 | 0 | 0 | 0 | 0 | 0 | 0 | 0 | 0 | 0 | 0 | 0 | 0 | 0 | 0 | 0 | 0 | 0 | 0 | 0 | 0
| Total Capacity | 0 | 0 | 0 | 60.97 | 60.97 | 60.97 | 60.97 |  | 60.97 | 60.97 | 60.97 | 0 | 0 | 0 | 0 | 0 | 0 | 0 | 0 | 0 | 0 | 0 | 0 | 0 | 0 | 0 | 0 | 0 | 0 | 0 | 0 | 0 | 0 |  |  | Carrington 33_11kV Tx1 | 1e-10 | 0.24768 | 0 | 0 | 0 | 0 | 0 | 1.6472 | 0.36815 | 0.005305 | -12.4986 | 0 | 0 | -0.013965 | -0.014117 | -0.011306 | -0.01143 | -0.011554 | -0.011681 | -0.011808 | -0.011937 | -0.012067 | -0.012199 | -0.012332 | -0.012467 | -0.012603 | -0.01274 | -0.012879 | -0.01302 | -0.013162 | -0.013306 | -0.013451
|  | -7 | -6 | -5 | -4 | -3 | -2 | -1 |  | 0 | 1 | 2 | 3 | 4 | 5 | 6 | 7 | 8 | 9 | 10 | 11 | 12 | 13 | 14 | 15 | 16 | 17 | 18 | 19 | 20 | 21 | 22 | 23 | 24 |  |  | Carrington 33_11kV Tx2 | 1e-10 | 0.24768 | 0 | 0 | 0 | 0 | 0 | -0.029392 | 0.36815 | 0.005305 | -12.4986 | 0 | 0 | -0.013965 | -0.014117 | -0.011306 | -0.01143 | -0.011554 | -0.011681 | -0.011808 | -0.011937 | -0.012067 | -0.012199 | -0.012332 | -0.012467 | -0.012603 | -0.01274 | -0.012879 | -0.01302 | -0.013162 | -0.013306 | -0.013451
| Transformer Loads | [36 empty] | 0 | 0 | 0 | 0 | 0 | 0 | 0 | 0 | 0 | 0 | 0 | 0 | 0 | 0 | 0 | 0 | 0 | 0 | 0 | 0 | 0 | 0 | 0 | 0 | 0 | 0 | 0 | 0 | 0 | 0 | 0 | 0
| Historical Loads | (11kV MVA) | [7 empty] | 0: Weather Corrected Forecast Loads; 4: (11kV MVA) |  |  |  | 0 | 0 | 0 | 0 | 0 | 0 | 0 | 0 | 0 | 0 | 0 | 0 | 0 | 0 | 0 | 0 | 0 | 0 | 0 | 0 | 0 | 0 | 0 | 0 | 0 | 0 | 0 | 0 | 0 | 0 | 0 | 0
|  | 2007 | 2008 | 2009 | 2010 | 2011 | 2012 | 2013 |  | 2014 | 2015 | 2016 | 2017 | 2018 | 2019 | 2020 | 2021 | 2022 | 2023 | 2024 | 2025 | 2026 | 2027 | 2028 | 2029 | 2030 | 2031 | 2032 | 2033 | 2034 | 2035 | 2036 | 2037 | 2038 |  |  |  | 0 | 0 | 0 | 0 | 0 | 0 | 0 | 0 | 0 | 0 | 0 | 0 | 0 | 0 | 0 | 0 | 0 | 0 | 0 | 0 | 0 | 0 | 0 | 0 | 0 | 0 | 0 | 0 | 0 | 0 | 0 | 0
| 0 | [36 empty] | 0 | 0 | 0 | 0 | 0 | 0 | 0 | 0 | 0 | 0 | 0 | 0 | 0 | 0 | 0 | 0 | 0 | 0 | 0 | 0 | 0 | 0 | 0 | 0 | 0 | 0 | 0 | 0 | 0 | 0 | 0 | 0
| Diversity Factor: 0 | [36 empty] | 0 | 0 | 0 | 0 | 0 | 0 | 0 | 0 | 0 | 0 | 0 | 0 | 0 | 0 | 0 | 0 | 0 | 0 | 0 | 0 | 0 | 0 | 0 | 0 | 0 | 0 | 0 | 0 | 0 | 0 | 0 | 0
[38 empty] | 0 | 0 | 0 | 0 | 0 | 0 | 0 | 0 | 0 | 0 | 0 | 0 | 0 | 0 | 0 | 0 | 0 | 0 | 0 | 0 | 0 | 0 | 0 | 0 | 0 | 0 | 0 | 0 | 0 | 0 | 0 | 0
[38 empty] | 0 | 0 | 0 | 0 | 0 | 0 | 0 | 0 | 0 | 0 | 0 | 0 | 0 | 0 | 0 | 0 | 0 | 0 | 0 | 0 | 0 | 0 | 0 | 0 | 0 | 0 | 0 | 0 | 0 | 0 | 0 | 0
| 0 | [36 empty] | 0 | 0 | 0 | 0 | 0 | 0 | 0 | 0 | 0 | 0 | 0 | 0 | 0 | 0 | 0 | 0 | 0 | 0 | 0 | 0 | 0 | 0 | 0 | 0 | 0 | 0 | 0 | 0 | 0 | 0 | 0 | 0
Diversity Factor: 0
[38 empty] | Historical Spots & Transfers | [6 empty] | Forecast Spots & Transfers
[35 empty] | Project Name | From | To | 2007 | 2008 | 2009 | 2010 | 2011 | 2012 | 2013 | 2014 | 2015 | 2016 | 2017 | 2018 | 2019 | 2020 | 2021 | 2022 | 2023 | 2024 | 2025 | 2026 | 2027 | 2028 | 2029 | 2030 | 2031 | 2032 | 2033 | 2034 | 2035 | 2036 | 2037 | 2038
| 0 | [33 empty] | Broad based demand management |  | Carrington 33_11kV Tx1 | 0 | 0 | 0 | 0 | 0 | 0 | 0 | 0 | -0.0026848 | -0.0029831 | 0 | 0 | 0 | 0 | 0 | 0 | 0 | 0 | 0 | 0 | 0 | 0 | 0 | 0 | 0 | 0 | 0 | 0 | 0 | 0 | 0 | 0
| Diversity Factor: 0 | [33 empty] | Broad based demand management |  | Carrington 33_11kV Tx2 | 0 | 0 | 0 | 0 | 0 | 0 | 0 | 0 | -0.0026848 | -0.0029831 | 0 | 0 | 0 | 0 | 0 | 0 | 0 | 0 | 0 | 0 | 0 | 0 | 0 | 0 | 0 | 0 | 0 | 0 | 0 | 0 | 0 | 0
[35 empty] | DNP_ID: 2146. Broadmeadow to Carrington. SAO Dec 06 | Broadmeadow 33_11kV Tx1 | Carrington 33_11kV Tx1 | 0.18576 | 0 | 0 | 0 | 0 | 0 | 0 | 0 | 0 | 0 | 0 | 0 | 0 | 0 | 0 | 0 | 0 | 0 | 0 | 0 | 0 | 0 | 0 | 0 | 0 | 0 | 0 | 0 | 0 | 0 | 0 | 0
[35 empty] | DNP_ID: 2146. Broadmeadow to Carrington. SAO Dec 06 | Broadmeadow 33_11kV Tx1 | Carrington 33_11kV Tx2 | 0.18576 | 0 | 0 | 0 | 0 | 0 | 0 | 0 | 0 | 0 | 0 | 0 | 0 | 0 | 0 | 0 | 0 | 0 | 0 | 0 | 0 | 0 | 0 | 0 | 0 | 0 | 0 | 0 | 0 | 0 | 0 | 0
| 0 | [33 empty] | DNP_ID: 2146. Broadmeadow to Carrington. SAO Dec 06 | Broadmeadow 33_11kV Tx2 | Carrington 33_11kV Tx1 | 0.18576 | 0 | 0 | 0 | 0 | 0 | 0 | 0 | 0 | 0 | 0 | 0 | 0 | 0 | 0 | 0 | 0 | 0 | 0 | 0 | 0 | 0 | 0 | 0 | 0 | 0 | 0 | 0 | 0 | 0 | 0 | 0
| Diversity Factor: 0 | [33 empty] | DNP_ID: 2146. Broadmeadow to Carrington. SAO Dec 06 | Broadmeadow 33_11kV Tx2 | Carrington 33_11kV Tx2 | 0.18576 | 0 | 0 | 0 | 0 | 0 | 0 | 0 | 0 | 0 | 0 | 0 | 0 | 0 | 0 | 0 | 0 | 0 | 0 | 0 | 0 | 0 | 0 | 0 | 0 | 0 | 0 | 0 | 0 | 0 | 0 | 0
[35 empty] | DNP_ID: 2147. City Main to Carrington. (feeder loading) | Newcastle City Main 33_11kV Tx1 | Carrington 33_11kV Tx1 | 0 | 0.082561 | 0 | 0 | 0 | 0 | 0 | 0 | 0 | 0 | 0 | 0 | 0 | 0 | 0 | 0 | 0 | 0 | 0 | 0 | 0 | 0 | 0 | 0 | 0 | 0 | 0 | 0 | 0 | 0 | 0 | 0
[35 empty] | DNP_ID: 2147. City Main to Carrington. (feeder loading) | Newcastle City Main 33_11kV Tx1 | Carrington 33_11kV Tx2 | 0 | 0.082561 | 0 | 0 | 0 | 0 | 0 | 0 | 0 | 0 | 0 | 0 | 0 | 0 | 0 | 0 | 0 | 0 | 0 | 0 | 0 | 0 | 0 | 0 | 0 | 0 | 0 | 0 | 0 | 0 | 0 | 0
| 0 | [33 empty] | DNP_ID: 2147. City Main to Carrington. (feeder loading) | Newcastle City Main 33_11kV Tx2 | Carrington 33_11kV Tx1 | 0 | 0.082561 | 0 | 0 | 0 | 0 | 0 | 0 | 0 | 0 | 0 | 0 | 0 | 0 | 0 | 0 | 0 | 0 | 0 | 0 | 0 | 0 | 0 | 0 | 0 | 0 | 0 | 0 | 0 | 0 | 0 | 0
| Diversity Factor: 0 | [33 empty] | DNP_ID: 2147. City Main to Carrington. (feeder loading) | Newcastle City Main 33_11kV Tx2 | Carrington 33_11kV Tx2 | 0 | 0.082561 | 0 | 0 | 0 | 0 | 0 | 0 | 0 | 0 | 0 | 0 | 0 | 0 | 0 | 0 | 0 | 0 | 0 | 0 | 0 | 0 | 0 | 0 | 0 | 0 | 0 | 0 | 0 | 0 | 0 | 0
[35 empty] | DNP_ID: 2147. City Main to Carrington. (feeder loading) | Newcastle City Main 33_11kV Tx3 | Carrington 33_11kV Tx1 | 0 | 0.082561 | 0 | 0 | 0 | 0 | 0 | 0 | 0 | 0 | 0 | 0 | 0 | 0 | 0 | 0 | 0 | 0 | 0 | 0 | 0 | 0 | 0 | 0 | 0 | 0 | 0 | 0 | 0 | 0 | 0 | 0
[35 empty] | DNP_ID: 2147. City Main to Carrington. (feeder loading) | Newcastle City Main 33_11kV Tx3 | Carrington 33_11kV Tx2 | 0 | 0.082561 | 0 | 0 | 0 | 0 | 0 | 0 | 0 | 0 | 0 | 0 | 0 | 0 | 0 | 0 | 0 | 0 | 0 | 0 | 0 | 0 | 0 | 0 | 0 | 0 | 0 | 0 | 0 | 0 | 0 | 0
| 0 | [33 empty] | DNP_ID: 2163. Carrington to City Main. SAO Dec 06 | Carrington 33_11kV Tx1 | Newcastle City Main 33_11kV Tx1 | 0.12384 | 0 | 0 | 0 | 0 | 0 | 0 | 0 | 0 | 0 | 0 | 0 | 0 | 0 | 0 | 0 | 0 | 0 | 0 | 0 | 0 | 0 | 0 | 0 | 0 | 0 | 0 | 0 | 0 | 0 | 0 | 0
| Diversity Factor: 0 | [33 empty] | DNP_ID: 2163. Carrington to City Main. SAO Dec 06 | Carrington 33_11kV Tx1 | Newcastle City Main 33_11kV Tx2 | 0.12384 | 0 | 0 | 0 | 0 | 0 | 0 | 0 | 0 | 0 | 0 | 0 | 0 | 0 | 0 | 0 | 0 | 0 | 0 | 0 | 0 | 0 | 0 | 0 | 0 | 0 | 0 | 0 | 0 | 0 | 0 | 0
[35 empty] | DNP_ID: 2163. Carrington to City Main. SAO Dec 06 | Carrington 33_11kV Tx1 | Newcastle City Main 33_11kV Tx3 | 0.12384 | 0 | 0 | 0 | 0 | 0 | 0 | 0 | 0 | 0 | 0 | 0 | 0 | 0 | 0 | 0 | 0 | 0 | 0 | 0 | 0 | 0 | 0 | 0 | 0 | 0 | 0 | 0 | 0 | 0 | 0 | 0
[35 empty] | DNP_ID: 2163. Carrington to City Main. SAO Dec 06 | Carrington 33_11kV Tx2 | Newcastle City Main 33_11kV Tx1 | 0.12384 | 0 | 0 | 0 | 0 | 0 | 0 | 0 | 0 | 0 | 0 | 0 | 0 | 0 | 0 | 0 | 0 | 0 | 0 | 0 | 0 | 0 | 0 | 0 | 0 | 0 | 0 | 0 | 0 | 0 | 0 | 0
| 0 | [33 empty] | DNP_ID: 2163. Carrington to City Main. SAO Dec 06 | Carrington 33_11kV Tx2 | Newcastle City Main 33_11kV Tx2 | 0.12384 | 0 | 0 | 0 | 0 | 0 | 0 | 0 | 0 | 0 | 0 | 0 | 0 | 0 | 0 | 0 | 0 | 0 | 0 | 0 | 0 | 0 | 0 | 0 | 0 | 0 | 0 | 0 | 0 | 0 | 0 | 0
| Diversity Factor: 0 | [33 empty] | DNP_ID: 2163. Carrington to City Main. SAO Dec 06 | Carrington 33_11kV Tx2 | Newcastle City Main 33_11kV Tx3 | 0.12384 | 0 | 0 | 0 | 0 | 0 | 0 | 0 | 0 | 0 | 0 | 0 | 0 | 0 | 0 | 0 | 0 | 0 | 0 | 0 | 0 | 0 | 0 | 0 | 0 | 0 | 0 | 0 | 0 | 0 | 0 | 0
[35 empty] | DNP_ID: 6608. Establish 11kV Connections to New Broadmeadow Zone | Carrington 33_11kV Tx1 | Broadmeadow 132_11kV Tx1 | 0 | 0 | 0 | 0 | 0 | 0 | 0 | 0 | 1.0098 | 0 | 0 | 0 | 0 | 0 | 0 | 0 | 0 | 0 | 0 | 0 | 0 | 0 | 0 | 0 | 0 | 0 | 0 | 0 | 0 | 0 | 0 | 0
[35 empty] | DNP_ID: 6608. Establish 11kV Connections to New Broadmeadow Zone | Carrington 33_11kV Tx2 | Broadmeadow 132_11kV Tx1 | 0 | 0 | 0 | 0 | 0 | 0 | 0 | 0 | 1.0098 | 0 | 0 | 0 | 0 | 0 | 0 | 0 | 0 | 0 | 0 | 0 | 0 | 0 | 0 | 0 | 0 | 0 | 0 | 0 | 0 | 0 | 0 | 0
| 0 | [33 empty] | DNP_ID: 7049. Mayfield West 11kV Feeder 34840 - Havelock St Interconnection | Broadmeadow 132_11kV Tx1 | Carrington 33_11kV Tx1 | 0 | 0 | 0 | 0 | 0 | 0 | 0 | 1.6766 | 0 | 0 | 0 | 0 | 0 | 0 | 0 | 0 | 0 | 0 | 0 | 0 | 0 | 0 | 0 | 0 | 0 | 0 | 0 | 0 | 0 | 0 | 0 | 0
| Diversity Factor: 0 | [33 empty] | Decommission: Commissioning Transfers | Carrington 33_11kV Tx1 | Tighes Hill 33_11kV Tx1 | 0 | 0 | 0 | 0 | 0 | 0 | 0 | 0 | 0 | 0 | 5.6396 | 0 | 0 | 0 | 0 | 0 | 0 | 0 | 0 | 0 | 0 | 0 | 0 | 0 | 0 | 0 | 0 | 0 | 0 | 0 | 0 | 0
[35 empty] | Decommission: Commissioning Transfers | Carrington 33_11kV Tx1 | Tighes Hill 33_11kV Tx2 | 0 | 0 | 0 | 0 | 0 | 0 | 0 | 0 | 0 | 0 | 5.6396 | 0 | 0 | 0 | 0 | 0 | 0 | 0 | 0 | 0 | 0 | 0 | 0 | 0 | 0 | 0 | 0 | 0 | 0 | 0 | 0 | 0
[35 empty] | Decommission: Commissioning Transfers | Carrington 33_11kV Tx2 | Tighes Hill 33_11kV Tx1 | 0 | 0 | 0 | 0 | 0 | 0 | 0 | 0 | 0 | 0 | 5.6396 | 0 | 0 | 0 | 0 | 0 | 0 | 0 | 0 | 0 | 0 | 0 | 0 | 0 | 0 | 0 | 0 | 0 | 0 | 0 | 0 | 0
| 0 | [33 empty] | Decommission: Commissioning Transfers | Carrington 33_11kV Tx2 | Tighes Hill 33_11kV Tx2 | 0 | 0 | 0 | 0 | 0 | 0 | 0 | 0 | 0 | 0 | 5.6396 | 0 | 0 | 0 | 0 | 0 | 0 | 0 | 0 | 0 | 0 | 0 | 0 | 0 | 0 | 0 | 0 | 0 | 0 | 0 | 0 | 0
| Diversity Factor: 0 | [33 empty] | HVCON_ID: 2013166. SC03403 Agri Terminal Grain Loader Carrington |  | Carrington 33_11kV Tx1 | 0 | 0 | 0 | 0 | 0 | 0 | 0 | 0 | 0.72304 | 0 | 0 | 0 | 0 | 0 | 0 | 0 | 0 | 0 | 0 | 0 | 0 | 0 | 0 | 0 | 0 | 0 | 0 | 0 | 0 | 0 | 0 | 0
[35 empty] | HVCON_ID: 2013166. SC03403 Agri Terminal Grain Loader Carrington |  | Carrington 33_11kV Tx2 | 0 | 0 | 0 | 0 | 0 | 0 | 0 | 0 | 0.72304 | 0 | 0 | 0 | 0 | 0 | 0 | 0 | 0 | 0 | 0 | 0 | 0 | 0 | 0 | 0 | 0 | 0 | 0 | 0 | 0 | 0 | 0 | 0
[35 empty] | HVCON_ID: 2013172. SC04801 Steel Works Rd Mayfield East - New HVC |  | Carrington 33_11kV Tx1 | 0 | 0 | 0 | 0 | 0 | 0 | 0 | 0 | 0.67065 | 0 | 0 | 0 | 0 | 0 | 0 | 0 | 0 | 0 | 0 | 0 | 0 | 0 | 0 | 0 | 0 | 0 | 0 | 0 | 0 | 0 | 0 | 0
| 0 | [33 empty] | HVCON_ID: 2013172. SC04801 Steel Works Rd Mayfield East - New HVC |  | Carrington 33_11kV Tx2 | 0 | 0 | 0 | 0 | 0 | 0 | 0 | 0 | 0.67065 | 0 | 0 | 0 | 0 | 0 | 0 | 0 | 0 | 0 | 0 | 0 | 0 | 0 | 0 | 0 | 0 | 0 | 0 | 0 | 0 | 0 | 0 | 0
| Diversity Factor: 0 | [33 empty] | HVCON_ID: 2013172. SC04801 Steel Works Rd Mayfield East - New HVC | Carrington 33_11kV Tx1 | Tighes Hill 33_11kV Tx1 | 0 | 0 | 0 | 0 | 0 | 0 | 0 | 0 | 0 | 0 | 1.2194 | 0 | 0 | 0 | 0 | 0 | 0 | 0 | 0 | 0 | 0 | 0 | 0 | 0 | 0 | 0 | 0 | 0 | 0 | 0 | 0 | 0
[35 empty] | HVCON_ID: 2013172. SC04801 Steel Works Rd Mayfield East - New HVC | Carrington 33_11kV Tx2 | Tighes Hill 33_11kV Tx1 | 0 | 0 | 0 | 0 | 0 | 0 | 0 | 0 | 0 | 0 | 1.2194 | 0 | 0 | 0 | 0 | 0 | 0 | 0 | 0 | 0 | 0 | 0 | 0 | 0 | 0 | 0 | 0 | 0 | 0 | 0 | 0 | 0
[35 empty] | Econometric |  | Carrington 33_11kV Tx1 | 0 | 0 | 0 | 0 | 0 | 0 | 0 | 0 | 0 | 0.064417 | 0 | 0 | 0 | -0.013965 | -0.014117 | -0.011306 | -0.01143 | -0.011554 | -0.011681 | -0.011808 | -0.011937 | -0.012067 | -0.012199 | -0.012332 | -0.012467 | -0.012603 | -0.01274 | -0.012879 | -0.01302 | -0.013162 | -0.013306 | -0.013451
[35 empty] | Econometric |  | Carrington 33_11kV Tx2 | 0 | 0 | 0 | 0 | 0 | 0 | 0 | 0 | 0 | 0.064417 | 0 | 0 | 0 | -0.013965 | -0.014117 | -0.011306 | -0.01143 | -0.011554 | -0.011681 | -0.011808 | -0.011937 | -0.012067 | -0.012199 | -0.012332 | -0.012467 | -0.012603 | -0.01274 | -0.012879 | -0.01302 | -0.013162 | -0.013306 | -0.013451
| Weather Correction and Public Holiday Factors | [8 empty] | 0: Forecast ROG | Energy Efficiency |  | Carrington 33_11kV Tx1 | 0 | 0 | 0 | 0 | 0 | 0 | 0 | -0.029392 | -0.013074 | -0.056128 | 0 | 0 | 0 | 0 | 0 | 0 | 0 | 0 | 0 | 0 | 0 | 0 | 0 | 0 | 0 | 0 | 0 | 0 | 0 | 0 | 0 | 0
[10 empty] | 0: ROG Justification | Energy Efficiency |  | Carrington 33_11kV Tx2 | 0 | 0 | 0 | 0 | 0 | 0 | 0 | -0.029392 | -0.013074 | -0.056128 | 0 | 0 | 0 | 0 | 0 | 0 | 0 | 0 | 0 | 0 | 0 | 0 | 0 | 0 | 0 | 0 | 0 | 0 | 0 | 0 | 0 | 0
| Actual loads for season 2013 have been weather corrected by the following: | [6 empty] | 4.283% |  | 0: 7 year ROG ok | Solar PV |  | Carrington 33_11kV Tx1 | 0 | 0 | 0 | 0 | 0 | 0 | 0 | 0 | 0 | 0 | 0 | 0 | 0 | 0 | 0 | 0 | 0 | 0 | 0 | 0 | 0 | 0 | 0 | 0 | 0 | 0 | 0 | 0 | 0 | 0 | 0 | 0 | 7 year ROG ok
[35 empty] | Solar PV |  | Carrington 33_11kV Tx2 | 0 | 0 | 0 | 0 | 0 | 0 | 0 | 0 | 0 | 0 | 0 | 0 | 0 | 0 | 0 | 0 | 0 | 0 | 0 | 0 | 0 | 0 | 0 | 0 | 0 | 0 | 0 | 0 | 0 | 0 | 0 | 0
1 | 2 | 3 | 4 | 5 | 6 | 7 | 8 | 9 | 10 | 2014 | 2015 | 2016 | 2017 | 2018 | 2019 | 2020 | 2021 | 2022 | 2023 | 2024 | 2025 | 2026 | 2027 | 2028 | 2029 | 2030 | 2031 | 2032 | 2033 | 2034 | 2035 | 2036 | 2037 | 2038
0.98896 | 0.97804 | 0.97084 | 0.96727 | 0.96727 | 0.96727 | 0.96727 | 0.96727 | 0.96727 | 0.96727 | -1.104% | -1.104% | -0.736% | -0.368% | 0% | 0% | 0% | 0% | 0% | 0% | 0% | 0% | 0% | 0% | 0% | 0% | 0% | 0% | 0% | 0% | 0% | 0% | 0% | 0% | 0%
Substation Load Detail
[7 empty] | Units | 2013 |  | 2014 | 2015 | 2016 | 2017 | 2018 | 2019 | 2020 | 2021 | 2022 | 2023 | 2024 | 2025 | 2026 | 2027 | 2028 | 2029 | 2030 | 2031 | 2032 | 2033 | 2034 | 2035 | 2036 | 2037 | 2038
1 | Carrington 33_11kV | Compensated |  | Load (LV side) |  |  | Amps | 0 |  | 1301.806 | 1326.069 | 1316.859 | 0 | 0 | 0 | 0 | 0 | 0 | 0 | 0 | 0 | 0 | 0 | 0 | 0 | 0 | 0 | 0 | 0 | 0 | 0 | 0 | 0 | 0
|  |  |  | Apparent Power |  |  | MVA | 22.051 | 23.47 | 24.8027 | 25.265 | 25.0895 | 0 | 0 | 0 | 0 | 0 | 0 | 0 | 0 | 0 | 0 | 0 | 0 | 0 | 0 | 0 | 0 | 0 | 0 | 0 | 0 | 0 | 0
|  |  |  | Real Power |  |  | MW | 21.2572 | 22.6251 | 23.8274 | 24.2715 | 24.1029 | 0 | 0 | 0 | 0 | 0 | 0 | 0 | 0 | 0 | 0 | 0 | 0 | 0 | 0 | 0 | 0 | 0 | 0 | 0 | 0 | 0 | 0
|  |  |  | Reactive Power |  |  | MVAr | 0 |  | 6.887 | 7.0153 | 6.9666 | 0 | 0 | 0 | 0 | 0 | 0 | 0 | 0 | 0 | 0 | 0 | 0 | 0 | 0 | 0 | 0 | 0 | 0 | 0 | 0 | 0 | 0
|  |  |  | Capacitors In Service |  |  | MVAr | 0 |  | 0 | 0 | 0 | 0 | 0 | 0 | 0 | 0 | 0 | 0 | 0 | 0 | 0 | 0 | 0 | 0 | 0 | 0 | 0 | 0 | 0 | 0 | 0 | 0 | 0
|  |  |  | PF |  |  |  | 0.964 |  | 0.96068 | 0.96068 | 0.96068 | 0 | 0 | 0 | 0 | 0 | 0 | 0 | 0 | 0 | 0 | 0 | 0 | 0 | 0 | 0 | 0 | 0 | 0 | 0 | 0 | 0 | 0
0.87907 | Diversity Factor: 0.88 | Uncompensated |  | Reactive Power |  |  | MVAr | 0 | 6.2407 | 6.887 | 7.0153 | 6.9666 | 0 | 0 | 0 | 0 | 0 | 0 | 0 | 0 | 0 | 0 | 0 | 0 | 0 | 0 | 0 | 0 | 0 | 0 | 0 | 0 | 0 | 0
|  |  |  | PF |  |  |  | 0.964 |  | 0.96068 | 0.96068 | 0.96068 | 0 | 0 | 0 | 0 | 0 | 0 | 0 | 0 | 0 | 0 | 0 | 0 | 0 | 0 | 0 | 0 | 0 | 0 | 0 | 0 | 0 | 0
[10 empty] | 1 | 2 | 3 | 4 | 5 | 6 | 7 | 8 | 9 | 10 | 11 | 12 | 13 | 14 | 15 | 16 | 17 | 18 | 19 | 20 | 21 | 22 | 23 | 24 | 25
Transformer Load Detail
[7 empty] | Units | 2013 |  | 2014 | 2015 | 2016 | 2017 | 2018 | 2019 | 2020 | 2021 | 2022 | 2023 | 2024 | 2025 | 2026 | 2027 | 2028 | 2029 | 2030 | 2031 | 2032 | 2033 | 2034 | 2035 | 2036 | 2037 | 2038
| 0 | Compensated |  | Load (LV side) |  |  | Amps
|  |  |  | Apparent Power |  |  | MVA
|  |  |  | Real Power |  |  | MW
|  |  |  | Reactive Power |  |  | MVAr
|  |  |  | Capacitors In Service |  |  | MVAr
PF
| Zone Div: | Uncompensated |  | Reactive Power |  |  | MVAr
PF
| 0 | Compensated |  | Load (LV side) |  |  | Amps
|  |  |  | Apparent Power |  |  | MVA
|  |  |  | Real Power |  |  | MW
|  |  |  | Reactive Power |  |  | MVAr
|  |  |  | Capacitors In Service |  |  | MVAr
PF
| Zone Div: | Uncompensated |  | Reactive Power |  |  | MVAr
PF
| 0 | Compensated |  | Load (LV side) |  |  | Amps
|  |  |  | Apparent Power |  |  | MVA
|  |  |  | Real Power |  |  | MW
|  |  |  | Reactive Power |  |  | MVAr
|  |  |  | Capacitors In Service |  |  | MVAr
PF
| Zone Div: | Uncompensated |  | Reactive Power |  |  | MVAr
PF
| 0 | Compensated |  | Load (LV side) |  |  | Amps
|  |  |  | Apparent Power |  |  | MVA
|  |  |  | Real Power |  |  | MW
|  |  |  | Reactive Power |  |  | MVAr
|  |  |  | Capacitors In Service |  |  | MVAr
PF
| Zone Div: | Uncompensated |  | Reactive Power |  |  | MVAr
PF
| 0 | Compensated |  | Load (LV side) |  |  | Amps
|  |  |  | Apparent Power |  |  | MVA
|  |  |  | Real Power |  |  | MW
|  |  |  | Reactive Power |  |  | MVAr
|  |  |  | Capacitors In Service |  |  | MVAr
PF
| Zone Div: | Uncompensated |  | Reactive Power |  |  | MVAr
PF
| 0 | Compensated |  | Load (LV side) |  |  | Amps
|  |  |  | Apparent Power |  |  | MVA
|  |  |  | Real Power |  |  | MW
|  |  |  | Reactive Power |  |  | MVAr
|  |  |  | Capacitors In Service |  |  | MVAr
PF
| Zone Div: | Uncompensated |  | Reactive Power |  |  | MVAr
PF
| 0 | Compensated |  | Load (LV side) |  |  | Amps
|  |  |  | Apparent Power |  |  | MVA
|  |  |  | Real Power |  |  | MW
|  |  |  | Reactive Power |  |  | MVAr
|  |  |  | Capacitors In Service |  |  | MVAr
PF
| Zone Div: | Uncompensated |  | Reactive Power |  |  | MVAr
PF
| 0 | Compensated |  | Load (LV side) |  |  | Amps
|  |  |  | Apparent Power |  |  | MVA
|  |  |  | Real Power |  |  | MW
|  |  |  | Reactive Power |  |  | MVAr
|  |  |  | Capacitors In Service |  |  | MVAr
PF
| Zone Div: | Uncompensated |  | Reactive Power |  |  | MVAr
PF
| 0 | Compensated |  | Load (LV side) |  |  | Amps
|  |  |  | Apparent Power |  |  | MVA
|  |  |  | Real Power |  |  | MW
|  |  |  | Reactive Power |  |  | MVAr
|  |  |  | Capacitors In Service |  |  | MVAr
PF
| Zone Div: | Uncompensated |  | Reactive Power |  |  | MVAr
PF
| 0 | Compensated |  | Load (LV side) |  |  | Amps
|  |  |  | Apparent Power |  |  | MVA
|  |  |  | Real Power |  |  | MW
|  |  |  | Reactive Power |  |  | MVAr
|  |  |  | Capacitors In Service |  |  | MVAr
PF
| Zone Div: | Uncompensated |  | Reactive Power |  |  | MVAr
PF

## Kotara 33_11kV
| Kotara 33_11kV | [16 empty] | 2014 | WINTER
| Substation Total Loads | [33 empty] | Spots & Transfers Detail
| Historical Loads | (11kV MVA) | [7 empty] | Weather Corrected Forecast Loads |  |  |  | (11kV MVA) | [20 empty] | Spots & Transfers Summary | (11kV MVA) |  | Historical Spots & Transfers | [6 empty] | Forecast Spots & Transfers
|  | 2007 | 2008 | 2009 | 2010 | 2011 | 2012 | 2013 |  | 2014 | 2015 | 2016 | 2017 | 2018 | 2019 | 2020 | 2021 | 2022 | 2023 | 2024 | 2025 | 2026 | 2027 | 2028 | 2029 | 2030 | 2031 | 2032 | 2033 | 2034 | 2035 | 2036 | 2037 | 2038 |  |  |  | 2007 | 2008 | 2009 | 2010 | 2011 | 2012 | 2013 | 2014 | 2015 | 2016 | 2017 | 2018 | 2019 | 2020 | 2021 | 2022 | 2023 | 2024 | 2025 | 2026 | 2027 | 2028 | 2029 | 2030 | 2031 | 2032 | 2033 | 2034 | 2035 | 2036 | 2037 | 2038
| Total | 21.6 | 23.1 | 20.3 | 19.2 | 15.083 | 16.7776 | 17.028 |  | 15.4373 | 14.6334 | 14.1242 | 13.8851 | 13.842 | 13.8248 | 13.9983 | 14.2201 | 14.4236 | 14.635 | 14.81 | 15.0429 | 15.276 | 15.5488 | 15.844 | 16.1343 | 16.4169 | 16.7057 | 17.0007 | 17.302 | 17.6097 | 17.9239 | 18.2447 | 18.5722 | 18.9064 |  |  | Total | 0.89166 | 2.9303 | -0.55633 | 0 | -1.9815 | 1.8443 | 0.19053 | -0.066694 | -0.032018 | -0.021411 | -0.0037041 | -0.043096 | -0.017179 | 0.17344 | 0.22182 | 0.20346 | 0.21145 | 0.17501 | 0.23292 | 0.23312 | 0.27279 | 0.29515 | 0.29029 | 0.28265 | 0.28878 | 0.295 | 0.30131 | 0.30771 | 0.3142 | 0.32078 | 0.32746 | 0.33423
| Firm Rating | 0 | 0 | 0 | 30.48 | 30.48 | 30.48 | 30.48 |  | 30.48 | 30.48 | 30.48 | 30.48 | 30.48 | 30.48 | 30.48 | 30.48 | 30.48 | 30.48 | 30.48 | 30.48 | 30.48 | 30.48 | 30.48 | 30.48 | 30.48 | 30.48 | 30.48 | 30.48 | 30.48 | 30.48 | 30.48 | 30.48 | 30.48
| Total Capacity | 0 | 0 | 0 | 30.5 | 30.5 | 30.48 | 30.48 |  | 30.48 | 30.48 | 30.48 | 30.48 | 30.48 | 30.48 | 30.48 | 30.48 | 30.48 | 30.48 | 30.48 | 30.48 | 30.48 | 30.48 | 30.48 | 30.48 | 30.48 | 30.48 | 30.48 | 30.48 | 30.48 | 30.48 | 30.48 | 30.48 | 30.48 |  |  | Kotara 33_11kV Tx1 | 0.89166 | 2.9303 | -0.55633 | 0 | 0 | 0.89166 | 1.1432 | -0.066694 | -0.032018 | -0.021411 | -0.0037041 | -0.043096 | -0.017179 | 0.17344 | 0.22182 | 0.20346 | 0.21145 | 0.17501 | 0.23292 | 0.23312 | 0.27279 | 0.29515 | 0.29029 | 0.28265 | 0.28878 | 0.295 | 0.30131 | 0.30771 | 0.3142 | 0.32078 | 0.32746 | 0.33423
|  | -7 | -6 | -5 | -4 | -3 | -2 | -1 |  | 0 | 1 | 2 | 3 | 4 | 5 | 6 | 7 | 8 | 9 | 10 | 11 | 12 | 13 | 14 | 15 | 16 | 17 | 18 | 19 | 20 | 21 | 22 | 23 | 24 |  |  | Kotara 33_11kV Tx2 | 0 | 0 | 0 | 0 | -1.9815 | 0.95263 | -0.95263 | 0 | 0 | 0 | 0 | 0 | 0 | 0 | 0 | 0 | 0 | 0 | 0 | 0 | 0 | 0 | 0 | 0 | 0 | 0 | 0 | 0 | 0 | 0 | 0 | 0
| Transformer Loads | [36 empty] | 0 | 0 | 0 | 0 | 0 | 0 | 0 | 0 | 0 | 0 | 0 | 0 | 0 | 0 | 0 | 0 | 0 | 0 | 0 | 0 | 0 | 0 | 0 | 0 | 0 | 0 | 0 | 0 | 0 | 0 | 0 | 0
| Historical Loads | (11kV MVA) | [7 empty] | Weather Corrected Forecast Loads |  |  |  | (11kV MVA) | [23 empty] | 0 | 0 | 0 | 0 | 0 | 0 | 0 | 0 | 0 | 0 | 0 | 0 | 0 | 0 | 0 | 0 | 0 | 0 | 0 | 0 | 0 | 0 | 0 | 0 | 0 | 0 | 0 | 0 | 0 | 0 | 0 | 0
|  | 2007 | 2008 | 2009 | 2010 | 2011 | 2012 | 2013 |  | 2014 | 2015 | 2016 | 2017 | 2018 | 2019 | 2020 | 2021 | 2022 | 2023 | 2024 | 2025 | 2026 | 2027 | 2028 | 2029 | 2030 | 2031 | 2032 | 2033 | 2034 | 2035 | 2036 | 2037 | 2038 |  |  |  | 0 | 0 | 0 | 0 | 0 | 0 | 0 | 0 | 0 | 0 | 0 | 0 | 0 | 0 | 0 | 0 | 0 | 0 | 0 | 0 | 0 | 0 | 0 | 0 | 0 | 0 | 0 | 0 | 0 | 0 | 0 | 0
| 0 | [36 empty] | 0 | 0 | 0 | 0 | 0 | 0 | 0 | 0 | 0 | 0 | 0 | 0 | 0 | 0 | 0 | 0 | 0 | 0 | 0 | 0 | 0 | 0 | 0 | 0 | 0 | 0 | 0 | 0 | 0 | 0 | 0 | 0
| Diversity Factor: 0 | [36 empty] | 0 | 0 | 0 | 0 | 0 | 0 | 0 | 0 | 0 | 0 | 0 | 0 | 0 | 0 | 0 | 0 | 0 | 0 | 0 | 0 | 0 | 0 | 0 | 0 | 0 | 0 | 0 | 0 | 0 | 0 | 0 | 0
[38 empty] | 0 | 0 | 0 | 0 | 0 | 0 | 0 | 0 | 0 | 0 | 0 | 0 | 0 | 0 | 0 | 0 | 0 | 0 | 0 | 0 | 0 | 0 | 0 | 0 | 0 | 0 | 0 | 0 | 0 | 0 | 0 | 0
[38 empty] | 0 | 0 | 0 | 0 | 0 | 0 | 0 | 0 | 0 | 0 | 0 | 0 | 0 | 0 | 0 | 0 | 0 | 0 | 0 | 0 | 0 | 0 | 0 | 0 | 0 | 0 | 0 | 0 | 0 | 0 | 0 | 0
| 0 | [36 empty] | 0 | 0 | 0 | 0 | 0 | 0 | 0 | 0 | 0 | 0 | 0 | 0 | 0 | 0 | 0 | 0 | 0 | 0 | 0 | 0 | 0 | 0 | 0 | 0 | 0 | 0 | 0 | 0 | 0 | 0 | 0 | 0
Diversity Factor: 0
[38 empty] | Historical Spots & Transfers | [6 empty] | Forecast Spots & Transfers
[35 empty] | Project Name | From | To | 2007 | 2008 | 2009 | 2010 | 2011 | 2012 | 2013 | 2014 | 2015 | 2016 | 2017 | 2018 | 2019 | 2020 | 2021 | 2022 | 2023 | 2024 | 2025 | 2026 | 2027 | 2028 | 2029 | 2030 | 2031 | 2032 | 2033 | 2034 | 2035 | 2036 | 2037 | 2038
| 0 | [33 empty] | Broad based demand management |  | Kotara 33_11kV Tx1 | 0 | 0 | 0 | 0 | 0 | 0 | 0 | 0 | -0.0023479 | -0.0026088 | -0.0049568 | -0.038089 | -0.051133 | 0 | 0 | 0 | 0 | 0 | 0 | 0 | 0 | 0 | 0 | 0 | 0 | 0 | 0 | 0 | 0 | 0 | 0 | 0
| Diversity Factor: 0 | [33 empty] | DNP_ID: 2125. From Kotara | Kotara 33_11kV Tx2 | Adamstown 132_11kV Tx1 | 0 | 0 | 0 | 0 | 1.9815 | 0 | 0 | 0 | 0 | 0 | 0 | 0 | 0 | 0 | 0 | 0 | 0 | 0 | 0 | 0 | 0 | 0 | 0 | 0 | 0 | 0 | 0 | 0 | 0 | 0 | 0 | 0
[35 empty] | DNP_ID: 2151. New Lambton to Kotara. SAO July 07 & Jan 2009 | New Lambton 33_11kV Tx1 | Kotara 33_11kV Tx1 | 0 | 0.37152 | 0 | 0 | 0 | 0 | 0 | 0 | 0 | 0 | 0 | 0 | 0 | 0 | 0 | 0 | 0 | 0 | 0 | 0 | 0 | 0 | 0 | 0 | 0 | 0 | 0 | 0 | 0 | 0 | 0 | 0
[35 empty] | DNP_ID: 2151. New Lambton to Kotara. SAO July 07 & Jan 2009 | New Lambton 33_11kV Tx2 | Kotara 33_11kV Tx1 | 0 | 0.37152 | 0 | 0 | 0 | 0 | 0 | 0 | 0 | 0 | 0 | 0 | 0 | 0 | 0 | 0 | 0 | 0 | 0 | 0 | 0 | 0 | 0 | 0 | 0 | 0 | 0 | 0 | 0 | 0 | 0 | 0
| 0 | [33 empty] | DNP_ID: 2152. New Lambton to Kotara. SAO July 07 & Jan 2009 | New Lambton 33_11kV Tx1 | Kotara 33_11kV Tx1 | 0 | 0.64779 | 0 | 0 | 0 | 0 | 0 | 0 | 0 | 0 | 0 | 0 | 0 | 0 | 0 | 0 | 0 | 0 | 0 | 0 | 0 | 0 | 0 | 0 | 0 | 0 | 0 | 0 | 0 | 0 | 0 | 0
| Diversity Factor: 0 | [33 empty] | DNP_ID: 2152. New Lambton to Kotara. SAO July 07 & Jan 2009 | New Lambton 33_11kV Tx2 | Kotara 33_11kV Tx1 | 0 | 0.64779 | 0 | 0 | 0 | 0 | 0 | 0 | 0 | 0 | 0 | 0 | 0 | 0 | 0 | 0 | 0 | 0 | 0 | 0 | 0 | 0 | 0 | 0 | 0 | 0 | 0 | 0 | 0 | 0 | 0 | 0
[35 empty] | DNP_ID: 2155. Adamstown to Kotara SAO | Adamstown 33_11kV Tx1 | Kotara 33_11kV Tx1 | 0 | 0 | 0.29531 | 0 | 0 | 0 | 0 | 0 | 0 | 0 | 0 | 0 | 0 | 0 | 0 | 0 | 0 | 0 | 0 | 0 | 0 | 0 | 0 | 0 | 0 | 0 | 0 | 0 | 0 | 0 | 0 | 0
[35 empty] | DNP_ID: 2155. Adamstown to Kotara SAO | Adamstown 33_11kV Tx2 | Kotara 33_11kV Tx1 | 0 | 0 | 0.29531 | 0 | 0 | 0 | 0 | 0 | 0 | 0 | 0 | 0 | 0 | 0 | 0 | 0 | 0 | 0 | 0 | 0 | 0 | 0 | 0 | 0 | 0 | 0 | 0 | 0 | 0 | 0 | 0 | 0
| 0 | [33 empty] | DNP_ID: 2171. New Lambton to Kotara. SAO July 07 and back Nov08 | Kotara 33_11kV Tx1 | New Lambton 33_11kV Tx1 | 0 | 0 | 0.37152 | 0 | 0 | 0 | 0 | 0 | 0 | 0 | 0 | 0 | 0 | 0 | 0 | 0 | 0 | 0 | 0 | 0 | 0 | 0 | 0 | 0 | 0 | 0 | 0 | 0 | 0 | 0 | 0 | 0
| Diversity Factor: 0 | [33 empty] | DNP_ID: 2171. New Lambton to Kotara. SAO July 07 and back Nov08 | Kotara 33_11kV Tx1 | New Lambton 33_11kV Tx2 | 0 | 0 | 0.37152 | 0 | 0 | 0 | 0 | 0 | 0 | 0 | 0 | 0 | 0 | 0 | 0 | 0 | 0 | 0 | 0 | 0 | 0 | 0 | 0 | 0 | 0 | 0 | 0 | 0 | 0 | 0 | 0 | 0
[35 empty] | DNP_ID: 2172. New Lambton to Kotara. SAO July 07 and back Nov08 | Kotara 33_11kV Tx1 | New Lambton 33_11kV Tx1 | 0 | 0 | 0.64779 | 0 | 0 | 0 | 0 | 0 | 0 | 0 | 0 | 0 | 0 | 0 | 0 | 0 | 0 | 0 | 0 | 0 | 0 | 0 | 0 | 0 | 0 | 0 | 0 | 0 | 0 | 0 | 0 | 0
[35 empty] | DNP_ID: 2172. New Lambton to Kotara. SAO July 07 and back Nov08 | Kotara 33_11kV Tx1 | New Lambton 33_11kV Tx2 | 0 | 0 | 0.64779 | 0 | 0 | 0 | 0 | 0 | 0 | 0 | 0 | 0 | 0 | 0 | 0 | 0 | 0 | 0 | 0 | 0 | 0 | 0 | 0 | 0 | 0 | 0 | 0 | 0 | 0 | 0 | 0 | 0
| 0 | [33 empty] | DNP_ID: 6595. Establish 11kV connections to New Charlestown Zone Refer to DNP2098 for Dudley Decommissioning. | Charlestown 33_11kV Tx1 | Kotara 33_11kV Tx2 | 0 | 0 | 0 | 0 | 0 | 0.47631 | 0 | 0 | 0 | 0 | 0 | 0 | 0 | 0 | 0 | 0 | 0 | 0 | 0 | 0 | 0 | 0 | 0 | 0 | 0 | 0 | 0 | 0 | 0 | 0 | 0 | 0
| Diversity Factor: 0 | [33 empty] | DNP_ID: 6595. Establish 11kV connections to New Charlestown Zone Refer to DNP2098 for Dudley Decommissioning. | Charlestown 33_11kV Tx2 | Kotara 33_11kV Tx2 | 0 | 0 | 0 | 0 | 0 | 0.47631 | 0 | 0 | 0 | 0 | 0 | 0 | 0 | 0 | 0 | 0 | 0 | 0 | 0 | 0 | 0 | 0 | 0 | 0 | 0 | 0 | 0 | 0 | 0 | 0 | 0 | 0
[35 empty] | DNP_ID: 6595. Establish 11kV connections to New Charlestown Zone Refer to DNP2098 for Dudley Decommissioning. | Kotara 33_11kV Tx2 | Charlestown 132_11kV Tx1 | 0 | 0 | 0 | 0 | 0 | 0 | 0.95263 | 0 | 0 | 0 | 0 | 0 | 0 | 0 | 0 | 0 | 0 | 0 | 0 | 0 | 0 | 0 | 0 | 0 | 0 | 0 | 0 | 0 | 0 | 0 | 0 | 0
[35 empty] | DNP_ID: 7152. Load Trasnfer Cardiff 11kV Feeder 8669 to Kotara 11kV feeder 12205 Load Trasnfer complete (4/06/2013) await related projects to be completed to restore system to orginal configuration | Cardiff 33_11kV Tx1 | Kotara 33_11kV Tx1 | 0 | 0 | 0 | 0 | 0 | 0 | 0.57158 | 0 | 0 | 0 | 0 | 0 | 0 | 0 | 0 | 0 | 0 | 0 | 0 | 0 | 0 | 0 | 0 | 0 | 0 | 0 | 0 | 0 | 0 | 0 | 0 | 0
| 0 | [33 empty] | DNP_ID: 7152. Load Trasnfer Cardiff 11kV Feeder 8669 to Kotara 11kV feeder 12205 Load Trasnfer complete (4/06/2013) await related projects to be completed to restore system to orginal configuration | Cardiff 33_11kV Tx2 | Kotara 33_11kV Tx1 | 0 | 0 | 0 | 0 | 0 | 0 | 0.57158 | 0 | 0 | 0 | 0 | 0 | 0 | 0 | 0 | 0 | 0 | 0 | 0 | 0 | 0 | 0 | 0 | 0 | 0 | 0 | 0 | 0 | 0 | 0 | 0 | 0
| Diversity Factor: 0 | [33 empty] | HVCON_ID: 2000070. Westfield Kotara Expansion |  | Kotara 33_11kV Tx1 | 0.89166 | 0 | 0 | 0 | 0 | 0 | 0 | 0 | 0 | 0 | 0 | 0 | 0 | 0 | 0 | 0 | 0 | 0 | 0 | 0 | 0 | 0 | 0 | 0 | 0 | 0 | 0 | 0 | 0 | 0 | 0 | 0
[35 empty] | HVCON_ID: 2000071. Westfield Kotara Expansion |  | Kotara 33_11kV Tx1 | 0 | 0.89166 | 0 | 0 | 0 | 0 | 0 | 0 | 0 | 0 | 0 | 0 | 0 | 0 | 0 | 0 | 0 | 0 | 0 | 0 | 0 | 0 | 0 | 0 | 0 | 0 | 0 | 0 | 0 | 0 | 0 | 0
[35 empty] | HVCON_ID: 2000072. Westfield Kotara Expansion |  | Kotara 33_11kV Tx1 | 0 | 0 | 0.89166 | 0 | 0 | 0 | 0 | 0 | 0 | 0 | 0 | 0 | 0 | 0 | 0 | 0 | 0 | 0 | 0 | 0 | 0 | 0 | 0 | 0 | 0 | 0 | 0 | 0 | 0 | 0 | 0 | 0
| 0 | [33 empty] | HVCON_ID: 2000073. Homemaker Center extension 2011 |  | Kotara 33_11kV Tx1 | 0 | 0 | 0 | 0 | 0 | 0.89166 | 0 | 0 | 0 | 0 | 0 | 0 | 0 | 0 | 0 | 0 | 0 | 0 | 0 | 0 | 0 | 0 | 0 | 0 | 0 | 0 | 0 | 0 | 0 | 0 | 0 | 0
| Diversity Factor: 0 | [33 empty] | Econometric |  | Kotara 33_11kV Tx1 | 0 | 0 | 0 | 0 | 0 | 0 | 0 | 0 | 0 | 0.10868 | 0.19711 | 0.29658 | 0.34577 | 0.35165 | 0.3353 | 0.3407 | 0.34617 | 0.35171 | 0.35734 | 0.36305 | 0.36884 | 0.37472 | 0.38068 | 0.38673 | 0.39286 | 0.39908 | 0.40539 | 0.41179 | 0.41828 | 0.42486 | 0.43154 | 0.43831
[35 empty] | Energy Efficiency |  | Kotara 33_11kV Tx1 | 0 | 0 | 0 | 0 | 0 | 0 | 0 | -0.066694 | -0.02967 | -0.12748 | -0.19585 | -0.30159 | -0.31181 | -0.17821 | -0.11349 | -0.13724 | -0.13472 | -0.1767 | -0.12443 | -0.12993 | -0.096058 | -0.079573 | -0.090392 | -0.10408 | -0.10408 | -0.10408 | -0.10408 | -0.10408 | -0.10408 | -0.10408 | -0.10408 | -0.10408
[35 empty] | Solar PV |  | Kotara 33_11kV Tx1 | 0 | 0 | 0 | 0 | 0 | 0 | 0 | 0 | 0 | 0 | 0 | 0 | 0 | 0 | 0 | 0 | 0 | 0 | 0 | 0 | 0 | 0 | 0 | 0 | 0 | 0 | 0 | 0 | 0 | 0 | 0 | 0
0
Diversity Factor: 0
0
Diversity Factor: 0
| Weather Correction and Public Holiday Factors | [8 empty] | Forecast ROG
ROG Justification
| Actual loads for season 2013 have been weather corrected by the following: | [6 empty] | -1.489% |  | Rog Capped +/-5% | [59 empty] | Rog Capped +/-5%
1 | 2 | 3 | 4 | 5 | 6 | 7 | 8 | 9 | 10 | 2014 | 2015 | 2016 | 2017 | 2018 | 2019 | 2020 | 2021 | 2022 | 2023 | 2024 | 2025 | 2026 | 2027 | 2028 | 2029 | 2030 | 2031 | 2032 | 2033 | 2034 | 2035 | 2036 | 2037 | 2038
0.95 | 0.9025 | 0.87242 | 0.85789 | 0.85789 | 0.85789 | 0.85789 | 0.85789 | 0.85789 | 0.85789 | -5% | -5% | -3.333% | -1.666% | 0% | 0% | 0% | 0% | 0% | 0% | 0% | 0% | 0% | 0% | 0% | 0% | 0% | 0% | 0% | 0% | 0% | 0% | 0% | 0% | 0%
Substation Load Detail
[7 empty] | Units | 2013 |  | 2014 | 2015 | 2016 | 2017 | 2018 | 2019 | 2020 | 2021 | 2022 | 2023 | 2024 | 2025 | 2026 | 2027 | 2028 | 2029 | 2030 | 2031 | 2032 | 2033 | 2034 | 2035 | 2036 | 2037 | 2038
1 | Kotara 33_11kV | Compensated |  | Load (LV side) |  |  | Amps | 0 |  | 810.2484 | 768.0555 | 741.3298 | 728.7799 | 726.518 | 725.6163 | 734.7196 | 746.362 | 757.0407 | 768.1389 | 777.3245 | 789.5494 | 801.785 | 816.1026 | 831.5938 | 846.8299 | 861.6651 | 876.8222 | 892.3057 | 908.1203 | 924.2708 | 940.762 | 957.5988 | 974.7861 | 992.3288
|  |  |  | Apparent Power |  |  | MVA | 17.028 | 16.32 | 15.4373 | 14.6334 | 14.1242 | 13.8851 | 13.842 | 13.8248 | 13.9983 | 14.2201 | 14.4236 | 14.635 | 14.81 | 15.0429 | 15.276 | 15.5488 | 15.844 | 16.1343 | 16.4169 | 16.7057 | 17.0007 | 17.302 | 17.6097 | 17.9239 | 18.2447 | 18.5722 | 18.9064
|  |  |  | Real Power |  |  | MW | 16.5682 | 15.8794 | 15.0205 | 14.2383 | 13.7429 | 13.5102 | 13.4683 | 13.4516 | 13.6203 | 13.8362 | 14.0341 | 14.2399 | 14.4101 | 14.6368 | 14.8636 | 15.129 | 15.4162 | 15.6987 | 15.9737 | 16.2547 | 16.5417 | 16.8349 | 17.1343 | 17.44 | 17.7521 | 18.0707 | 18.3959
|  |  |  | Reactive Power |  |  | MVAr | 0 |  | 3.563 | 3.3775 | 3.2599 | 3.2048 | 3.1948 | 3.1908 | 3.2309 | 3.2821 | 3.329 | 3.3778 | 3.4182 | 3.472 | 3.5258 | 3.5888 | 3.6569 | 3.7239 | 3.7891 | 3.8558 | 3.9238 | 3.9934 | 4.0644 | 4.1369 | 4.211 | 4.2866 | 4.3637
|  |  |  | Capacitors In Service |  |  | MVAr | 0 |  | 0 | 0 | 0 | 0 | 0 | 0 | 0 | 0 | 0 | 0 | 0 | 0 | 0 | 0 | 0 | 0 | 0 | 0 | 0 | 0 | 0 | 0 | 0 | 0 | 0
|  |  |  | PF |  |  |  | 0.973 |  | 0.973 | 0.973 | 0.973 | 0.973 | 0.973 | 0.973 | 0.973 | 0.973 | 0.973 | 0.973 | 0.973 | 0.973 | 0.973 | 0.973 | 0.973 | 0.973 | 0.973 | 0.973 | 0.973 | 0.973 | 0.973 | 0.973 | 0.973 | 0.973 | 0.973
0.94544 | Diversity Factor: 0.95 | Uncompensated |  | Reactive Power |  |  | MVAr | 0 | 3.7667 | 3.563 | 3.3775 | 3.2599 | 3.2048 | 3.1948 | 3.1908 | 3.2309 | 3.2821 | 3.329 | 3.3778 | 3.4182 | 3.472 | 3.5258 | 3.5888 | 3.6569 | 3.7239 | 3.7891 | 3.8558 | 3.9238 | 3.9934 | 4.0644 | 4.1369 | 4.211 | 4.2866 | 4.3637
|  |  |  | PF |  |  |  | 0.973 |  | 0.973 | 0.973 | 0.973 | 0.973 | 0.973 | 0.973 | 0.973 | 0.973 | 0.973 | 0.973 | 0.973 | 0.973 | 0.973 | 0.973 | 0.973 | 0.973 | 0.973 | 0.973 | 0.973 | 0.973 | 0.973 | 0.973 | 0.973 | 0.973 | 0.973
[10 empty] | 1 | 2 | 3 | 4 | 5 | 6 | 7 | 8 | 9 | 10 | 11 | 12 | 13 | 14 | 15 | 16 | 17 | 18 | 19 | 20 | 21 | 22 | 23 | 24 | 25
Transformer Load Detail
[7 empty] | Units | 2013 |  | 2014 | 2015 | 2016 | 2017 | 2018 | 2019 | 2020 | 2021 | 2022 | 2023 | 2024 | 2025 | 2026 | 2027 | 2028 | 2029 | 2030 | 2031 | 2032 | 2033 | 2034 | 2035 | 2036 | 2037 | 2038
| 0 | Compensated |  | Load (LV side) |  |  | Amps
|  |  |  | Apparent Power |  |  | MVA
|  |  |  | Real Power |  |  | MW
|  |  |  | Reactive Power |  |  | MVAr
|  |  |  | Capacitors In Service |  |  | MVAr
PF
| Zone Div: | Uncompensated |  | Reactive Power |  |  | MVAr
PF
| 0 | Compensated |  | Load (LV side) |  |  | Amps
|  |  |  | Apparent Power |  |  | MVA
|  |  |  | Real Power |  |  | MW
|  |  |  | Reactive Power |  |  | MVAr
|  |  |  | Capacitors In Service |  |  | MVAr
PF
| Zone Div: | Uncompensated |  | Reactive Power |  |  | MVAr
PF
| 0 | Compensated |  | Load (LV side) |  |  | Amps
|  |  |  | Apparent Power |  |  | MVA
|  |  |  | Real Power |  |  | MW
|  |  |  | Reactive Power |  |  | MVAr
|  |  |  | Capacitors In Service |  |  | MVAr
PF
| Zone Div: | Uncompensated |  | Reactive Power |  |  | MVAr
PF
| 0 | Compensated |  | Load (LV side) |  |  | Amps
|  |  |  | Apparent Power |  |  | MVA
|  |  |  | Real Power |  |  | MW
|  |  |  | Reactive Power |  |  | MVAr
|  |  |  | Capacitors In Service |  |  | MVAr
PF
| Zone Div: | Uncompensated |  | Reactive Power |  |  | MVAr
PF
| 0 | Compensated |  | Load (LV side) |  |  | Amps
|  |  |  | Apparent Power |  |  | MVA
|  |  |  | Real Power |  |  | MW
|  |  |  | Reactive Power |  |  | MVAr
|  |  |  | Capacitors In Service |  |  | MVAr
PF
| Zone Div: | Uncompensated |  | Reactive Power |  |  | MVAr
PF
| 0 | Compensated |  | Load (LV side) |  |  | Amps
|  |  |  | Apparent Power |  |  | MVA
|  |  |  | Real Power |  |  | MW
|  |  |  | Reactive Power |  |  | MVAr
|  |  |  | Capacitors In Service |  |  | MVAr
PF
| Zone Div: | Uncompensated |  | Reactive Power |  |  | MVAr
PF
| 0 | Compensated |  | Load (LV side) |  |  | Amps
|  |  |  | Apparent Power |  |  | MVA
|  |  |  | Real Power |  |  | MW
|  |  |  | Reactive Power |  |  | MVAr
|  |  |  | Capacitors In Service |  |  | MVAr
PF
| Zone Div: | Uncompensated |  | Reactive Power |  |  | MVAr
PF
| 0 | Compensated |  | Load (LV side) |  |  | Amps
|  |  |  | Apparent Power |  |  | MVA
|  |  |  | Real Power |  |  | MW
|  |  |  | Reactive Power |  |  | MVAr
|  |  |  | Capacitors In Service |  |  | MVAr
PF
| Zone Div: | Uncompensated |  | Reactive Power |  |  | MVAr
PF
| 0 | Compensated |  | Load (LV side) |  |  | Amps
|  |  |  | Apparent Power |  |  | MVA
|  |  |  | Real Power |  |  | MW
|  |  |  | Reactive Power |  |  | MVAr
|  |  |  | Capacitors In Service |  |  | MVAr
PF
| Zone Div: | Uncompensated |  | Reactive Power |  |  | MVAr
PF
| 0 | Compensated |  | Load (LV side) |  |  | Amps
|  |  |  | Apparent Power |  |  | MVA
|  |  |  | Real Power |  |  | MW
|  |  |  | Reactive Power |  |  | MVAr
|  |  |  | Capacitors In Service |  |  | MVAr
PF
| Zone Div: | Uncompensated |  | Reactive Power |  |  | MVAr
PF

## New Lambton 33_11kV
| New Lambton 33_11kV | [16 empty] | 2014 | WINTER
| Substation Total Loads | [33 empty] | Spots & Transfers Detail
| Historical Loads | (11kV MVA) | [7 empty] | Weather Corrected Forecast Loads |  |  |  | (11kV MVA) | [20 empty] | Spots & Transfers Summary | (11kV MVA) |  | Historical Spots & Transfers | [6 empty] | Forecast Spots & Transfers
|  | 2007 | 2008 | 2009 | 2010 | 2011 | 2012 | 2013 |  | 2014 | 2015 | 2016 | 2017 | 2018 | 2019 | 2020 | 2021 | 2022 | 2023 | 2024 | 2025 | 2026 | 2027 | 2028 | 2029 | 2030 | 2031 | 2032 | 2033 | 2034 | 2035 | 2036 | 2037 | 2038 |  |  |  | 2007 | 2008 | 2009 | 2010 | 2011 | 2012 | 2013 | 2014 | 2015 | 2016 | 2017 | 2018 | 2019 | 2020 | 2021 | 2022 | 2023 | 2024 | 2025 | 2026 | 2027 | 2028 | 2029 | 2030 | 2031 | 2032 | 2033 | 2034 | 2035 | 2036 | 2037 | 2038
| Total | 21.1 | 18.7 | 18.6 | 20.9 | 17.198 | 15.241 | 13.333 |  | 14.2062 | 10.4382 | 10.2128 | 10.1264 | 10.1589 | 10.218 | 10.3555 | 10.5024 | 10.6421 | 10.7884 | 10.9247 | 11.0892 | 11.2558 | 11.4388 | 11.6326 | 11.8258 | 12.0186 | 12.2158 | 12.4174 | 12.6235 | 12.8342 | 13.0495 | 13.2694 | 13.4941 | 13.7236 |  |  | Total | 0 | -2.2044 | 1.7338 | -0.99073 | 0 | 0 | -1.1584 | 0.43922 | -3.2865 | 0.010458 | 0.02901 | 0.032441 | 0.059182 | 0.13751 | 0.14684 | 0.13974 | 0.14624 | 0.13631 | 0.16449 | 0.16662 | 0.183 | 0.19379 | 0.19319 | 0.19285 | 0.1972 | 0.20162 | 0.2061 | 0.21065 | 0.21527 | 0.21995 | 0.2247 | 0.22952
| Firm Rating | 0 | 0 | 0 | 22.9 | 22.9 | 22.86 | 22.86 |  | 22.86 | 22.86 | 26.85 | 26.85 | 26.85 | 26.85 | 26.85 | 26.85 | 26.85 | 26.85 | 26.85 | 26.85 | 26.85 | 26.85 | 26.85 | 26.85 | 26.85 | 26.85 | 26.85 | 26.85 | 26.85 | 26.85 | 26.85 | 26.85 | 26.85
| Total Capacity | 0 | 0 | 0 | 45.4 | 45.4 | 45.73 | 45.73 |  | 45.73 | 45.73 | 53.8 | 53.8 | 53.8 | 53.8 | 53.8 | 53.8 | 53.8 | 53.8 | 53.8 | 53.8 | 53.8 | 53.8 | 53.8 | 53.8 | 53.8 | 53.8 | 53.8 | 53.8 | 53.8 | 53.8 | 53.8 | 53.8 | 53.8 |  |  | New Lambton 33_11kV Tx1 | 0 | -1.1022 | 0.86689 | -0.49537 | 0 | 0 | -0.5792 | 0.21961 | -1.6432 | 0.0052291 | 0.014505 | 0.016221 | 0.029591 | 0.068754 | 0.073421 | 0.06987 | 0.073118 | 0.068156 | 0.082247 | 0.083311 | 0.091498 | 0.096894 | 0.096593 | 0.096423 | 0.0986 | 0.10081 | 0.10305 | 0.10533 | 0.10763 | 0.10997 | 0.11235 | 0.11476
|  | -7 | -6 | -5 | -4 | -3 | -2 | -1 |  | 0 | 1 | 2 | 3 | 4 | 5 | 6 | 7 | 8 | 9 | 10 | 11 | 12 | 13 | 14 | 15 | 16 | 17 | 18 | 19 | 20 | 21 | 22 | 23 | 24 |  |  | New Lambton 33_11kV Tx2 | 0 | -1.1022 | 0.86689 | -0.49537 | 0 | 0 | -0.5792 | 0.21961 | -1.6432 | 0.0052291 | 0.014505 | 0.016221 | 0.029591 | 0.068754 | 0.073421 | 0.06987 | 0.073118 | 0.068156 | 0.082247 | 0.083311 | 0.091498 | 0.096894 | 0.096593 | 0.096423 | 0.0986 | 0.10081 | 0.10305 | 0.10533 | 0.10763 | 0.10997 | 0.11235 | 0.11476
| Transformer Loads | [36 empty] | 0 | 0 | 0 | 0 | 0 | 0 | 0 | 0 | 0 | 0 | 0 | 0 | 0 | 0 | 0 | 0 | 0 | 0 | 0 | 0 | 0 | 0 | 0 | 0 | 0 | 0 | 0 | 0 | 0 | 0 | 0 | 0
| Historical Loads | (11kV MVA) | [7 empty] | 0: Weather Corrected Forecast Loads; 4: (11kV MVA) |  |  |  | 0 | 0 | 0 | 0 | 0 | 0 | 0 | 0 | 0 | 0 | 0 | 0 | 0 | 0 | 0 | 0 | 0 | 0 | 0 | 0 | 0 | 0 | 0 | 0 | 0 | 0 | 0 | 0 | 0 | 0 | 0 | 0
|  | 2007 | 2008 | 2009 | 2010 | 2011 | 2012 | 2013 |  | 2014 | 2015 | 2016 | 2017 | 2018 | 2019 | 2020 | 2021 | 2022 | 2023 | 2024 | 2025 | 2026 | 2027 | 2028 | 2029 | 2030 | 2031 | 2032 | 2033 | 2034 | 2035 | 2036 | 2037 | 2038 |  |  |  | 0 | 0 | 0 | 0 | 0 | 0 | 0 | 0 | 0 | 0 | 0 | 0 | 0 | 0 | 0 | 0 | 0 | 0 | 0 | 0 | 0 | 0 | 0 | 0 | 0 | 0 | 0 | 0 | 0 | 0 | 0 | 0
| 0 | [36 empty] | 0 | 0 | 0 | 0 | 0 | 0 | 0 | 0 | 0 | 0 | 0 | 0 | 0 | 0 | 0 | 0 | 0 | 0 | 0 | 0 | 0 | 0 | 0 | 0 | 0 | 0 | 0 | 0 | 0 | 0 | 0 | 0
| Diversity Factor: 0 | [36 empty] | 0 | 0 | 0 | 0 | 0 | 0 | 0 | 0 | 0 | 0 | 0 | 0 | 0 | 0 | 0 | 0 | 0 | 0 | 0 | 0 | 0 | 0 | 0 | 0 | 0 | 0 | 0 | 0 | 0 | 0 | 0 | 0
[38 empty] | 0 | 0 | 0 | 0 | 0 | 0 | 0 | 0 | 0 | 0 | 0 | 0 | 0 | 0 | 0 | 0 | 0 | 0 | 0 | 0 | 0 | 0 | 0 | 0 | 0 | 0 | 0 | 0 | 0 | 0 | 0 | 0
[38 empty] | 0 | 0 | 0 | 0 | 0 | 0 | 0 | 0 | 0 | 0 | 0 | 0 | 0 | 0 | 0 | 0 | 0 | 0 | 0 | 0 | 0 | 0 | 0 | 0 | 0 | 0 | 0 | 0 | 0 | 0 | 0 | 0
| 0 | [36 empty] | 0 | 0 | 0 | 0 | 0 | 0 | 0 | 0 | 0 | 0 | 0 | 0 | 0 | 0 | 0 | 0 | 0 | 0 | 0 | 0 | 0 | 0 | 0 | 0 | 0 | 0 | 0 | 0 | 0 | 0 | 0 | 0
Diversity Factor: 0
[38 empty] | Historical Spots & Transfers | [6 empty] | Forecast Spots & Transfers
[35 empty] | Project Name | From | To | 2007 | 2008 | 2009 | 2010 | 2011 | 2012 | 2013 | 2014 | 2015 | 2016 | 2017 | 2018 | 2019 | 2020 | 2021 | 2022 | 2023 | 2024 | 2025 | 2026 | 2027 | 2028 | 2029 | 2030 | 2031 | 2032 | 2033 | 2034 | 2035 | 2036 | 2037 | 2038
| 0 | [33 empty] | Broad based demand management |  | New Lambton 33_11kV Tx1 | 0 | 0 | 0 | 0 | 0 | 0 | 0 | 0 | -0.00021693 | -0.00024103 | -0.00045796 | -0.0035191 | -0.0047243 | 0 | 0 | 0 | 0 | 0 | 0 | 0 | 0 | 0 | 0 | 0 | 0 | 0 | 0 | 0 | 0 | 0 | 0 | 0
| Diversity Factor: 0 | [33 empty] | Broad based demand management |  | New Lambton 33_11kV Tx2 | 0 | 0 | 0 | 0 | 0 | 0 | 0 | 0 | -0.00021693 | -0.00024103 | -0.00045796 | -0.0035191 | -0.0047243 | 0 | 0 | 0 | 0 | 0 | 0 | 0 | 0 | 0 | 0 | 0 | 0 | 0 | 0 | 0 | 0 | 0 | 0 | 0
[35 empty] | DNP_ID: 2151. New Lambton to Kotara. SAO July 07 & Jan 2009 | New Lambton 33_11kV Tx1 | Kotara 33_11kV Tx1 | 0 | 0.37152 | 0 | 0 | 0 | 0 | 0 | 0 | 0 | 0 | 0 | 0 | 0 | 0 | 0 | 0 | 0 | 0 | 0 | 0 | 0 | 0 | 0 | 0 | 0 | 0 | 0 | 0 | 0 | 0 | 0 | 0
[35 empty] | DNP_ID: 2151. New Lambton to Kotara. SAO July 07 & Jan 2009 | New Lambton 33_11kV Tx2 | Kotara 33_11kV Tx1 | 0 | 0.37152 | 0 | 0 | 0 | 0 | 0 | 0 | 0 | 0 | 0 | 0 | 0 | 0 | 0 | 0 | 0 | 0 | 0 | 0 | 0 | 0 | 0 | 0 | 0 | 0 | 0 | 0 | 0 | 0 | 0 | 0
| 0 | [33 empty] | DNP_ID: 2152. New Lambton to Kotara. SAO July 07 & Jan 2009 | New Lambton 33_11kV Tx1 | Kotara 33_11kV Tx1 | 0 | 0.64779 | 0 | 0 | 0 | 0 | 0 | 0 | 0 | 0 | 0 | 0 | 0 | 0 | 0 | 0 | 0 | 0 | 0 | 0 | 0 | 0 | 0 | 0 | 0 | 0 | 0 | 0 | 0 | 0 | 0 | 0
| Diversity Factor: 0 | [33 empty] | DNP_ID: 2152. New Lambton to Kotara. SAO July 07 & Jan 2009 | New Lambton 33_11kV Tx2 | Kotara 33_11kV Tx1 | 0 | 0.64779 | 0 | 0 | 0 | 0 | 0 | 0 | 0 | 0 | 0 | 0 | 0 | 0 | 0 | 0 | 0 | 0 | 0 | 0 | 0 | 0 | 0 | 0 | 0 | 0 | 0 | 0 | 0 | 0 | 0 | 0
[35 empty] | DNP_ID: 2170. New Lambton to Shortland. SAO July 07 | New Lambton 33_11kV Tx1 | Shortland 33_11kV Tx1 | 0 | 0.10003 | 0 | 0 | 0 | 0 | 0 | 0 | 0 | 0 | 0 | 0 | 0 | 0 | 0 | 0 | 0 | 0 | 0 | 0 | 0 | 0 | 0 | 0 | 0 | 0 | 0 | 0 | 0 | 0 | 0 | 0
[35 empty] | DNP_ID: 2170. New Lambton to Shortland. SAO July 07 | New Lambton 33_11kV Tx1 | Shortland 33_11kV Tx2 | 0 | 0.10003 | 0 | 0 | 0 | 0 | 0 | 0 | 0 | 0 | 0 | 0 | 0 | 0 | 0 | 0 | 0 | 0 | 0 | 0 | 0 | 0 | 0 | 0 | 0 | 0 | 0 | 0 | 0 | 0 | 0 | 0
| 0 | [33 empty] | DNP_ID: 2170. New Lambton to Shortland. SAO July 07 | New Lambton 33_11kV Tx2 | Shortland 33_11kV Tx1 | 0 | 0.10003 | 0 | 0 | 0 | 0 | 0 | 0 | 0 | 0 | 0 | 0 | 0 | 0 | 0 | 0 | 0 | 0 | 0 | 0 | 0 | 0 | 0 | 0 | 0 | 0 | 0 | 0 | 0 | 0 | 0 | 0
| Diversity Factor: 0 | [33 empty] | DNP_ID: 2170. New Lambton to Shortland. SAO July 07 | New Lambton 33_11kV Tx2 | Shortland 33_11kV Tx2 | 0 | 0.10003 | 0 | 0 | 0 | 0 | 0 | 0 | 0 | 0 | 0 | 0 | 0 | 0 | 0 | 0 | 0 | 0 | 0 | 0 | 0 | 0 | 0 | 0 | 0 | 0 | 0 | 0 | 0 | 0 | 0 | 0
[35 empty] | DNP_ID: 2171. New Lambton to Kotara. SAO July 07 and back Nov08 | Kotara 33_11kV Tx1 | New Lambton 33_11kV Tx1 | 0 | 0 | 0.37152 | 0 | 0 | 0 | 0 | 0 | 0 | 0 | 0 | 0 | 0 | 0 | 0 | 0 | 0 | 0 | 0 | 0 | 0 | 0 | 0 | 0 | 0 | 0 | 0 | 0 | 0 | 0 | 0 | 0
[35 empty] | DNP_ID: 2171. New Lambton to Kotara. SAO July 07 and back Nov08 | Kotara 33_11kV Tx1 | New Lambton 33_11kV Tx2 | 0 | 0 | 0.37152 | 0 | 0 | 0 | 0 | 0 | 0 | 0 | 0 | 0 | 0 | 0 | 0 | 0 | 0 | 0 | 0 | 0 | 0 | 0 | 0 | 0 | 0 | 0 | 0 | 0 | 0 | 0 | 0 | 0
| 0 | [33 empty] | DNP_ID: 2172. New Lambton to Kotara. SAO July 07 and back Nov08 | Kotara 33_11kV Tx1 | New Lambton 33_11kV Tx1 | 0 | 0 | 0.64779 | 0 | 0 | 0 | 0 | 0 | 0 | 0 | 0 | 0 | 0 | 0 | 0 | 0 | 0 | 0 | 0 | 0 | 0 | 0 | 0 | 0 | 0 | 0 | 0 | 0 | 0 | 0 | 0 | 0
| Diversity Factor: 0 | [33 empty] | DNP_ID: 2172. New Lambton to Kotara. SAO July 07 and back Nov08 | Kotara 33_11kV Tx1 | New Lambton 33_11kV Tx2 | 0 | 0 | 0.64779 | 0 | 0 | 0 | 0 | 0 | 0 | 0 | 0 | 0 | 0 | 0 | 0 | 0 | 0 | 0 | 0 | 0 | 0 | 0 | 0 | 0 | 0 | 0 | 0 | 0 | 0 | 0 | 0 | 0
[35 empty] | DNP_ID: 2173. New Lambton to Shortland. SAO July 07 | New Lambton 33_11kV Tx1 | Shortland 33_11kV Tx1 | 0 | 0 | 0.32389 | 0 | 0 | 0 | 0 | 0 | 0 | 0 | 0 | 0 | 0 | 0 | 0 | 0 | 0 | 0 | 0 | 0 | 0 | 0 | 0 | 0 | 0 | 0 | 0 | 0 | 0 | 0 | 0 | 0
[35 empty] | DNP_ID: 2173. New Lambton to Shortland. SAO July 07 | New Lambton 33_11kV Tx1 | Shortland 33_11kV Tx2 | 0 | 0 | 0.32389 | 0 | 0 | 0 | 0 | 0 | 0 | 0 | 0 | 0 | 0 | 0 | 0 | 0 | 0 | 0 | 0 | 0 | 0 | 0 | 0 | 0 | 0 | 0 | 0 | 0 | 0 | 0 | 0 | 0
| 0 | [33 empty] | DNP_ID: 2173. New Lambton to Shortland. SAO July 07 | New Lambton 33_11kV Tx2 | Shortland 33_11kV Tx1 | 0 | 0 | 0.32389 | 0 | 0 | 0 | 0 | 0 | 0 | 0 | 0 | 0 | 0 | 0 | 0 | 0 | 0 | 0 | 0 | 0 | 0 | 0 | 0 | 0 | 0 | 0 | 0 | 0 | 0 | 0 | 0 | 0
| Diversity Factor: 0 | [33 empty] | DNP_ID: 2173. New Lambton to Shortland. SAO July 07 | New Lambton 33_11kV Tx2 | Shortland 33_11kV Tx2 | 0 | 0 | 0.32389 | 0 | 0 | 0 | 0 | 0 | 0 | 0 | 0 | 0 | 0 | 0 | 0 | 0 | 0 | 0 | 0 | 0 | 0 | 0 | 0 | 0 | 0 | 0 | 0 | 0 | 0 | 0 | 0 | 0
[35 empty] | DNP_ID: 2174. From Shortland ZS (Jesmond Woolworths) | Shortland 33_11kV Tx1 | New Lambton 33_11kV Tx1 | 0 | 0 | 0.24768 | 0 | 0 | 0 | 0 | 0 | 0 | 0 | 0 | 0 | 0 | 0 | 0 | 0 | 0 | 0 | 0 | 0 | 0 | 0 | 0 | 0 | 0 | 0 | 0 | 0 | 0 | 0 | 0 | 0
[35 empty] | DNP_ID: 2174. From Shortland ZS (Jesmond Woolworths) | Shortland 33_11kV Tx1 | New Lambton 33_11kV Tx2 | 0 | 0 | 0.24768 | 0 | 0 | 0 | 0 | 0 | 0 | 0 | 0 | 0 | 0 | 0 | 0 | 0 | 0 | 0 | 0 | 0 | 0 | 0 | 0 | 0 | 0 | 0 | 0 | 0 | 0 | 0 | 0 | 0
| 0 | [33 empty] | DNP_ID: 2174. From Shortland ZS (Jesmond Woolworths) | Shortland 33_11kV Tx2 | New Lambton 33_11kV Tx1 | 0 | 0 | 0.24768 | 0 | 0 | 0 | 0 | 0 | 0 | 0 | 0 | 0 | 0 | 0 | 0 | 0 | 0 | 0 | 0 | 0 | 0 | 0 | 0 | 0 | 0 | 0 | 0 | 0 | 0 | 0 | 0 | 0
| Diversity Factor: 0 | [33 empty] | DNP_ID: 2174. From Shortland ZS (Jesmond Woolworths) | Shortland 33_11kV Tx2 | New Lambton 33_11kV Tx2 | 0 | 0 | 0.24768 | 0 | 0 | 0 | 0 | 0 | 0 | 0 | 0 | 0 | 0 | 0 | 0 | 0 | 0 | 0 | 0 | 0 | 0 | 0 | 0 | 0 | 0 | 0 | 0 | 0 | 0 | 0 | 0 | 0
[35 empty] | DNP_ID: 2175. To Shortland (IPD 5420) | New Lambton 33_11kV Tx1 | Shortland 33_11kV Tx1 | 0 | 0 | 0 | 0.24768 | 0 | 0 | 0 | 0 | 0 | 0 | 0 | 0 | 0 | 0 | 0 | 0 | 0 | 0 | 0 | 0 | 0 | 0 | 0 | 0 | 0 | 0 | 0 | 0 | 0 | 0 | 0 | 0
[35 empty] | DNP_ID: 2175. To Shortland (IPD 5420) | New Lambton 33_11kV Tx1 | Shortland 33_11kV Tx2 | 0 | 0 | 0 | 0.24768 | 0 | 0 | 0 | 0 | 0 | 0 | 0 | 0 | 0 | 0 | 0 | 0 | 0 | 0 | 0 | 0 | 0 | 0 | 0 | 0 | 0 | 0 | 0 | 0 | 0 | 0 | 0 | 0
| 0 | [33 empty] | DNP_ID: 2175. To Shortland (IPD 5420) | New Lambton 33_11kV Tx2 | Shortland 33_11kV Tx1 | 0 | 0 | 0 | 0.24768 | 0 | 0 | 0 | 0 | 0 | 0 | 0 | 0 | 0 | 0 | 0 | 0 | 0 | 0 | 0 | 0 | 0 | 0 | 0 | 0 | 0 | 0 | 0 | 0 | 0 | 0 | 0 | 0
| Diversity Factor: 0 | [33 empty] | DNP_ID: 2175. To Shortland (IPD 5420) | New Lambton 33_11kV Tx2 | Shortland 33_11kV Tx2 | 0 | 0 | 0 | 0.24768 | 0 | 0 | 0 | 0 | 0 | 0 | 0 | 0 | 0 | 0 | 0 | 0 | 0 | 0 | 0 | 0 | 0 | 0 | 0 | 0 | 0 | 0 | 0 | 0 | 0 | 0 | 0 | 0
[35 empty] | DNP_ID: 2194. 0.5MVA from New Lambton SAO | New Lambton 33_11kV Tx1 | Shortland 33_11kV Tx1 | 0 | 0.10003 | 0 | 0 | 0 | 0 | 0 | 0 | 0 | 0 | 0 | 0 | 0 | 0 | 0 | 0 | 0 | 0 | 0 | 0 | 0 | 0 | 0 | 0 | 0 | 0 | 0 | 0 | 0 | 0 | 0 | 0
[35 empty] | DNP_ID: 2194. 0.5MVA from New Lambton SAO | New Lambton 33_11kV Tx1 | Shortland 33_11kV Tx2 | 0 | 0.10003 | 0 | 0 | 0 | 0 | 0 | 0 | 0 | 0 | 0 | 0 | 0 | 0 | 0 | 0 | 0 | 0 | 0 | 0 | 0 | 0 | 0 | 0 | 0 | 0 | 0 | 0 | 0 | 0 | 0 | 0
| 0 | [33 empty] | DNP_ID: 2194. 0.5MVA from New Lambton SAO | New Lambton 33_11kV Tx2 | Shortland 33_11kV Tx1 | 0 | 0.10003 | 0 | 0 | 0 | 0 | 0 | 0 | 0 | 0 | 0 | 0 | 0 | 0 | 0 | 0 | 0 | 0 | 0 | 0 | 0 | 0 | 0 | 0 | 0 | 0 | 0 | 0 | 0 | 0 | 0 | 0
| Diversity Factor: 0 | [33 empty] | DNP_ID: 2194. 0.5MVA from New Lambton SAO | New Lambton 33_11kV Tx2 | Shortland 33_11kV Tx2 | 0 | 0.10003 | 0 | 0 | 0 | 0 | 0 | 0 | 0 | 0 | 0 | 0 | 0 | 0 | 0 | 0 | 0 | 0 | 0 | 0 | 0 | 0 | 0 | 0 | 0 | 0 | 0 | 0 | 0 | 0 | 0 | 0
[35 empty] | DNP_ID: 6608. Establish 11kV Connections to New Broadmeadow Zone | New Lambton 33_11kV Tx1 | Broadmeadow 132_11kV Tx1 | 0 | 0 | 0 | 0 | 0 | 0 | 0 | 0 | 0.83831 | 0 | 0 | 0 | 0 | 0 | 0 | 0 | 0 | 0 | 0 | 0 | 0 | 0 | 0 | 0 | 0 | 0 | 0 | 0 | 0 | 0 | 0 | 0
[35 empty] | DNP_ID: 6608. Establish 11kV Connections to New Broadmeadow Zone | New Lambton 33_11kV Tx1 | Broadmeadow 132_11kV Tx2 | 0 | 0 | 0 | 0 | 0 | 0 | 0 | 0 | 0.80021 | 0 | 0 | 0 | 0 | 0 | 0 | 0 | 0 | 0 | 0 | 0 | 0 | 0 | 0 | 0 | 0 | 0 | 0 | 0 | 0 | 0 | 0 | 0
[35 empty] | DNP_ID: 6608. Establish 11kV Connections to New Broadmeadow Zone | New Lambton 33_11kV Tx2 | Broadmeadow 132_11kV Tx1 | 0 | 0 | 0 | 0 | 0 | 0 | 0 | 0 | 0.83831 | 0 | 0 | 0 | 0 | 0 | 0 | 0 | 0 | 0 | 0 | 0 | 0 | 0 | 0 | 0 | 0 | 0 | 0 | 0 | 0 | 0 | 0 | 0
| Weather Correction and Public Holiday Factors | [8 empty] | 0: Forecast ROG | DNP_ID: 6608. Establish 11kV Connections to New Broadmeadow Zone | New Lambton 33_11kV Tx2 | Broadmeadow 132_11kV Tx2 | 0 | 0 | 0 | 0 | 0 | 0 | 0 | 0 | 0.80021 | 0 | 0 | 0 | 0 | 0 | 0 | 0 | 0 | 0 | 0 | 0 | 0 | 0 | 0 | 0 | 0 | 0 | 0 | 0 | 0 | 0 | 0 | 0
[10 empty] | 0: ROG Justification | DNP_ID: 7079. Open Point Changes at Adamstown, Broadmeadow, Newcastle CBD and New Lambton | New Lambton 33_11kV Tx1 | Adamstown 132_11kV Tx2 | 0 | 0 | 0 | 0 | 0 | 0 | 1.0765 | 0 | 0 | 0 | 0 | 0 | 0 | 0 | 0 | 0 | 0 | 0 | 0 | 0 | 0 | 0 | 0 | 0 | 0 | 0 | 0 | 0 | 0 | 0 | 0 | 0
| Actual loads for season 2013 have been weather corrected by the following: | [6 empty] | 2.081% |  | 0: 7 year ROG ok | DNP_ID: 7079. Open Point Changes at Adamstown, Broadmeadow, Newcastle CBD and New Lambton | New Lambton 33_11kV Tx2 | Adamstown 132_11kV Tx2 | 0 | 0 | 0 | 0 | 0 | 0 | 1.0765 | 0 | 0 | 0 | 0 | 0 | 0 | 0 | 0 | 0 | 0 | 0 | 0 | 0 | 0 | 0 | 0 | 0 | 0 | 0 | 0 | 0 | 0 | 0 | 0 | 0 | 7 year ROG ok
[35 empty] | DNP_ID: 7084. Jesmond 11kV Feeder 80784 - Croudace Rd Augmentation | Jesmond 132_11kV Tx2 | New Lambton 33_11kV Tx1 | 0 | 0 | 0 | 0 | 0 | 0 | 0 | 0.22863 | 0 | 0 | 0 | 0 | 0 | 0 | 0 | 0 | 0 | 0 | 0 | 0 | 0 | 0 | 0 | 0 | 0 | 0 | 0 | 0 | 0 | 0 | 0 | 0
[35 empty] | DNP_ID: 7084. Jesmond 11kV Feeder 80784 - Croudace Rd Augmentation | Jesmond 132_11kV Tx2 | New Lambton 33_11kV Tx2 | 0 | 0 | 0 | 0 | 0 | 0 | 0 | 0.22863 | 0 | 0 | 0 | 0 | 0 | 0 | 0 | 0 | 0 | 0 | 0 | 0 | 0 | 0 | 0 | 0 | 0 | 0 | 0 | 0 | 0 | 0 | 0 | 0
1 | 2 | 3 | 4 | 5 | 6 | 7 | 8 | 9 | 10 | 2014 | 2015 | 2016 | 2017 | 2018 | 2019 | 2020 | 2021 | 2022 | 2023 | 2024 | 2025 | 2026 | 2027 | 2028 | 2029 | 2030 | 2031 | 2032 | 2033 | 2034 | 2035 | 2036 | 2037 | 2038 | HVCON_ID: 2000085. JHH Upgrade |  | New Lambton 33_11kV Tx1 | 0 | 0.31723 | 0 | 0 | 0 | 0 | 0 | 0 | 0 | 0 | 0 | 0 | 0 | 0 | 0 | 0 | 0 | 0 | 0 | 0 | 0 | 0 | 0 | 0 | 0 | 0 | 0 | 0 | 0 | 0 | 0 | 0
0.96611 | 0.93337 | 0.91228 | 0.90198 | 0.90198 | 0.90198 | 0.90198 | 0.90198 | 0.90198 | 0.90198 | -3.389% | -3.389% | -2.259% | -1.129% | 0% | 0% | 0% | 0% | 0% | 0% | 0% | 0% | 0% | 0% | 0% | 0% | 0% | 0% | 0% | 0% | 0% | 0% | 0% | 0% | 0% | HVCON_ID: 2000085. JHH Upgrade |  | New Lambton 33_11kV Tx2 | 0 | 0.31723 | 0 | 0 | 0 | 0 | 0 | 0 | 0 | 0 | 0 | 0 | 0 | 0 | 0 | 0 | 0 | 0 | 0 | 0 | 0 | 0 | 0 | 0 | 0 | 0 | 0 | 0 | 0 | 0 | 0 | 0
[35 empty] | HVCON_ID: 2013021. Hunter Medical Research Institute (JHH Load Increase) - SC# TBC |  | New Lambton 33_11kV Tx1 | 0 | 0 | 0 | 0 | 0 | 0 | 0.49727 | 0 | 0 | 0 | 0 | 0 | 0 | 0 | 0 | 0 | 0 | 0 | 0 | 0 | 0 | 0 | 0 | 0 | 0 | 0 | 0 | 0 | 0 | 0 | 0 | 0
| Substation Load Detail | [33 empty] | HVCON_ID: 2013021. Hunter Medical Research Institute (JHH Load Increase) - SC# TBC |  | New Lambton 33_11kV Tx2 | 0 | 0 | 0 | 0 | 0 | 0 | 0.49727 | 0 | 0 | 0 | 0 | 0 | 0 | 0 | 0 | 0 | 0 | 0 | 0 | 0 | 0 | 0 | 0 | 0 | 0 | 0 | 0 | 0 | 0 | 0 | 0 | 0
[35 empty] | Econometric |  | New Lambton 33_11kV Tx1 | 0 | 0 | 0 | 0 | 0 | 0 | 0 | 0 | 0 | 0.036845 | 0.065354 | 0.098091 | 0.11781 | 0.11993 | 0.11285 | 0.11475 | 0.11669 | 0.11866 | 0.12065 | 0.12268 | 0.12473 | 0.12681 | 0.12893 | 0.13107 | 0.13325 | 0.13546 | 0.1377 | 0.13998 | 0.14228 | 0.14463 | 0.147 | 0.14941
[7 empty] | Units | 2013 |  | 2014 | 2015 | 2016 | 2017 | 2018 | 2019 | 2020 | 2021 | 2022 | 2023 | 2024 | 2025 | 2026 | 2027 | 2028 | 2029 | 2030 | 2031 | 2032 | 2033 | 2034 | 2035 | 2036 | 2037 | 2038 | Econometric |  | New Lambton 33_11kV Tx2 | 0 | 0 | 0 | 0 | 0 | 0 | 0 | 0 | 0 | 0.036845 | 0.065354 | 0.098091 | 0.11781 | 0.11993 | 0.11285 | 0.11475 | 0.11669 | 0.11866 | 0.12065 | 0.12268 | 0.12473 | 0.12681 | 0.12893 | 0.13107 | 0.13325 | 0.13546 | 0.1377 | 0.13998 | 0.14228 | 0.14463 | 0.147 | 0.14941
1 | New Lambton 33_11kV | Compensated |  | Load (LV side) |  |  | Amps | 0 |  | 745.6322 | 547.8643 | 536.033 | 531.4991 | 533.2019 | 536.3081 | 543.5255 | 551.2326 | 558.5671 | 566.2425 | 573.3971 | 582.0308 | 590.7761 | 600.3809 | 610.5521 | 620.6917 | 630.8135 | 641.1638 | 651.7461 | 662.5636 | 673.6199 | 684.9185 | 696.4628 | 708.2565 | 720.3033 | Energy Efficiency |  | New Lambton 33_11kV Tx1 | 0 | 0 | 0 | 0 | 0 | 0 | 0 | -0.0090195 | -0.0044882 | -0.031375 | -0.050391 | -0.078351 | -0.083497 | -0.051175 | -0.039425 | -0.044884 | -0.043573 | -0.050501 | -0.038404 | -0.039365 | -0.033231 | -0.029919 | -0.032336 | -0.034651 | -0.034651 | -0.034651 | -0.034651 | -0.034651 | -0.034651 | -0.034651 | -0.034651 | -0.034651
|  |  |  | Apparent Power |  |  | MVA | 13.333 | 14.25 | 14.2062 | 10.4382 | 10.2128 | 10.1264 | 10.1589 | 10.218 | 10.3555 | 10.5024 | 10.6421 | 10.7884 | 10.9247 | 11.0892 | 11.2558 | 11.4388 | 11.6326 | 11.8258 | 12.0186 | 12.2158 | 12.4174 | 12.6235 | 12.8342 | 13.0495 | 13.2694 | 13.4941 | 13.7236 | Energy Efficiency |  | New Lambton 33_11kV Tx2 | 0 | 0 | 0 | 0 | 0 | 0 | 0 | -0.0090195 | -0.0044882 | -0.031375 | -0.050391 | -0.078351 | -0.083497 | -0.051175 | -0.039425 | -0.044884 | -0.043573 | -0.050501 | -0.038404 | -0.039365 | -0.033231 | -0.029919 | -0.032336 | -0.034651 | -0.034651 | -0.034651 | -0.034651 | -0.034651 | -0.034651 | -0.034651 | -0.034651 | -0.034651
|  |  |  | Real Power |  |  | MW | 13.053 | 13.9507 | 13.9076 | 10.2188 | 9.9981 | 9.9135 | 9.9453 | 10.0032 | 10.1379 | 10.2816 | 10.4184 | 10.5616 | 10.695 | 10.856 | 11.0192 | 11.1983 | 11.388 | 11.5772 | 11.766 | 11.959 | 12.1564 | 12.3582 | 12.5644 | 12.7751 | 12.9904 | 13.2104 | 13.4351 | Solar PV |  | New Lambton 33_11kV Tx1 | 0 | 0 | 0 | 0 | 0 | 0 | 0 | 0 | 0 | 0 | 0 | 0 | 0 | 0 | 0 | 0 | 0 | 0 | 0 | 0 | 0 | 0 | 0 | 0 | 0 | 0 | 0 | 0 | 0 | 0 | 0 | 0
|  |  |  | Reactive Power |  |  | MVAr | 0 |  | 2.8976 | 2.1291 | 2.0831 | 2.0655 | 2.0721 | 2.0841 | 2.1122 | 2.1421 | 2.1707 | 2.2005 | 2.2283 | 2.2618 | 2.2958 | 2.3331 | 2.3727 | 2.4121 | 2.4514 | 2.4916 | 2.5328 | 2.5748 | 2.6178 | 2.6617 | 2.7065 | 2.7524 | 2.7992 | Solar PV |  | New Lambton 33_11kV Tx2 | 0 | 0 | 0 | 0 | 0 | 0 | 0 | 0 | 0 | 0 | 0 | 0 | 0 | 0 | 0 | 0 | 0 | 0 | 0 | 0 | 0 | 0 | 0 | 0 | 0 | 0 | 0 | 0 | 0 | 0 | 0 | 0
|  |  |  | Capacitors In Service |  |  | MVAr | 0 |  | 0 | 0 | 0 | 0 | 0 | 0 | 0 | 0 | 0 | 0 | 0 | 0 | 0 | 0 | 0 | 0 | 0 | 0 | 0 | 0 | 0 | 0 | 0 | 0 | 0
|  |  |  | PF |  |  |  | 0.979 |  | 0.97898 | 0.97898 | 0.97898 | 0.97898 | 0.97898 | 0.97898 | 0.97898 | 0.97898 | 0.97898 | 0.97898 | 0.97898 | 0.97898 | 0.97898 | 0.97898 | 0.97898 | 0.97898 | 0.97898 | 0.97898 | 0.97898 | 0.97898 | 0.97898 | 0.97898 | 0.97898 | 0.97898 | 0.97898
0.91301 | Diversity Factor: 0.91 | Uncompensated |  | Reactive Power |  |  | MVAr | 0 | 2.905 | 2.8976 | 2.1291 | 2.0831 | 2.0655 | 2.0721 | 2.0841 | 2.1122 | 2.1421 | 2.1707 | 2.2005 | 2.2283 | 2.2618 | 2.2958 | 2.3331 | 2.3727 | 2.4121 | 2.4514 | 2.4916 | 2.5328 | 2.5748 | 2.6178 | 2.6617 | 2.7065 | 2.7524 | 2.7992
|  |  |  | PF |  |  |  | 0.979 |  | 0.97898 | 0.97898 | 0.97898 | 0.97898 | 0.97898 | 0.97898 | 0.97898 | 0.97898 | 0.97898 | 0.97898 | 0.97898 | 0.97898 | 0.97898 | 0.97898 | 0.97898 | 0.97898 | 0.97898 | 0.97898 | 0.97898 | 0.97898 | 0.97898 | 0.97898 | 0.97898 | 0.97898 | 0.97898
[10 empty] | 1 | 2 | 3 | 4 | 5 | 6 | 7 | 8 | 9 | 10 | 11 | 12 | 13 | 14 | 15 | 16 | 17 | 18 | 19 | 20 | 21 | 22 | 23 | 24 | 25
Transformer Load Detail
[7 empty] | Units | 2013 |  | 2014 | 2015 | 2016 | 2017 | 2018 | 2019 | 2020 | 2021 | 2022 | 2023 | 2024 | 2025 | 2026 | 2027 | 2028 | 2029 | 2030 | 2031 | 2032 | 2033 | 2034 | 2035 | 2036 | 2037 | 2038
| 0 | Compensated |  | Load (LV side) |  |  | Amps
|  |  |  | Apparent Power |  |  | MVA
|  |  |  | Real Power |  |  | MW
|  |  |  | Reactive Power |  |  | MVAr
|  |  |  | Capacitors In Service |  |  | MVAr
PF
| Zone Div: | Uncompensated |  | Reactive Power |  |  | MVAr
PF
| 0 | Compensated |  | Load (LV side) |  |  | Amps
|  |  |  | Apparent Power |  |  | MVA
|  |  |  | Real Power |  |  | MW
|  |  |  | Reactive Power |  |  | MVAr
|  |  |  | Capacitors In Service |  |  | MVAr
PF
| Zone Div: | Uncompensated |  | Reactive Power |  |  | MVAr
PF
| 0 | Compensated |  | Load (LV side) |  |  | Amps
|  |  |  | Apparent Power |  |  | MVA
|  |  |  | Real Power |  |  | MW
|  |  |  | Reactive Power |  |  | MVAr
|  |  |  | Capacitors In Service |  |  | MVAr
PF
| Zone Div: | Uncompensated |  | Reactive Power |  |  | MVAr
PF
| 0 | Compensated |  | Load (LV side) |  |  | Amps
|  |  |  | Apparent Power |  |  | MVA
|  |  |  | Real Power |  |  | MW
|  |  |  | Reactive Power |  |  | MVAr
|  |  |  | Capacitors In Service |  |  | MVAr
PF
| Zone Div: | Uncompensated |  | Reactive Power |  |  | MVAr
PF
| 0 | Compensated |  | Load (LV side) |  |  | Amps
|  |  |  | Apparent Power |  |  | MVA
|  |  |  | Real Power |  |  | MW
|  |  |  | Reactive Power |  |  | MVAr
|  |  |  | Capacitors In Service |  |  | MVAr
PF
| Zone Div: | Uncompensated |  | Reactive Power |  |  | MVAr
PF
| 0 | Compensated |  | Load (LV side) |  |  | Amps
|  |  |  | Apparent Power |  |  | MVA
|  |  |  | Real Power |  |  | MW
|  |  |  | Reactive Power |  |  | MVAr
|  |  |  | Capacitors In Service |  |  | MVAr
PF
| Zone Div: | Uncompensated |  | Reactive Power |  |  | MVAr
PF
| 0 | Compensated |  | Load (LV side) |  |  | Amps
|  |  |  | Apparent Power |  |  | MVA
|  |  |  | Real Power |  |  | MW
|  |  |  | Reactive Power |  |  | MVAr
|  |  |  | Capacitors In Service |  |  | MVAr
PF
| Zone Div: | Uncompensated |  | Reactive Power |  |  | MVAr
PF
| 0 | Compensated |  | Load (LV side) |  |  | Amps
|  |  |  | Apparent Power |  |  | MVA
|  |  |  | Real Power |  |  | MW
|  |  |  | Reactive Power |  |  | MVAr
|  |  |  | Capacitors In Service |  |  | MVAr
PF
| Zone Div: | Uncompensated |  | Reactive Power |  |  | MVAr
PF
| 0 | Compensated |  | Load (LV side) |  |  | Amps
|  |  |  | Apparent Power |  |  | MVA
|  |  |  | Real Power |  |  | MW
|  |  |  | Reactive Power |  |  | MVAr
|  |  |  | Capacitors In Service |  |  | MVAr
PF
| Zone Div: | Uncompensated |  | Reactive Power |  |  | MVAr
PF
| 0 | Compensated |  | Load (LV side) |  |  | Amps
|  |  |  | Apparent Power |  |  | MVA
|  |  |  | Real Power |  |  | MW
|  |  |  | Reactive Power |  |  | MVAr
|  |  |  | Capacitors In Service |  |  | MVAr
PF
| Zone Div: | Uncompensated |  | Reactive Power |  |  | MVAr
PF

## Newcastle CBD 33_11kV
| Newcastle CBD 33_11kV | [16 empty] | 2014 | WINTER
[6 empty] | Zone commissioned |  | 2007-12-04
| Substation Total Loads | [33 empty] | Spots & Transfers Detail
| Historical Loads | (11kV MVA) | [7 empty] | Weather Corrected Forecast Loads |  |  |  | (11kV MVA) | [20 empty] | Spots & Transfers Summary | (11kV MVA) |  | Historical Spots & Transfers | [6 empty] | Forecast Spots & Transfers
|  | 2007 | 2008 | 2009 | 2010 | 2011 | 2012 | 2013 |  | 2014 | 2015 | 2016 | 2017 | 2018 | 2019 | 2020 | 2021 | 2022 | 2023 | 2024 | 2025 | 2026 | 2027 | 2028 | 2029 | 2030 | 2031 | 2032 | 2033 | 2034 | 2035 | 2036 | 2037 | 2038 |  |  |  | 2007 | 2008 | 2009 | 2010 | 2011 | 2012 | 2013 | 2014 | 2015 | 2016 | 2017 | 2018 | 2019 | 2020 | 2021 | 2022 | 2023 | 2024 | 2025 | 2026 | 2027 | 2028 | 2029 | 2030 | 2031 | 2032 | 2033 | 2034 | 2035 | 2036 | 2037 | 2038
| Total | 37.1 | 40.3 | 33.6 | 33.9 | 34.31 | 32.94 | 31.913 |  | 31.1251 | 29.9605 | 29.8228 | 29.2699 | 29.1864 | 29.1986 | 29.5882 | 29.9744 | 30.4443 | 30.9284 | 31.3025 | 31.8213 | 32.3366 | 32.9599 | 33.6409 | 34.3069 | 34.9463 | 35.599 | 36.2651 | 36.9447 | 37.6382 | 38.3456 | 39.0671 | 39.8029 | 40.4301 |  |  | Total | 0 | 6e-10 | 0.66874 | 0.49727 | 0.66874 | 1.4404 | 3.4123 | -0.21265 | 0.41109 | 0.74864 | -0.047157 | -0.085161 | 0.012469 | 0.39733 | 0.54779 | 0.49035 | 0.5044 | 0.38932 | 0.53926 | 0.53494 | 0.6463 | 0.70505 | 0.6885 | 0.6602 | 0.67306 | 0.68611 | 0.69933 | 0.71273 | 0.72632 | 0.74009 | 0.75406 | 0.76821
| Firm Rating | 0 | 0 | 0 | 66.6 | 66.6 | 45.73 | 76.21 |  | 76.21 | 76.21 | 76.21 | 76.21 | 76.21 | 76.21 | 76.21 | 76.21 | 76.21 | 76.21 | 76.21 | 76.21 | 76.21 | 76.21 | 76.21 | 76.21 | 76.21 | 76.21 | 76.21 | 76.21 | 76.21 | 76.21 | 76.21 | 76.21 | 76.21
| Total Capacity | 0 | 0 | 0 | 93.7 | 93.7 | 68.59 | 112.77 |  | 112.77 | 112.77 | 112.77 | 112.77 | 112.77 | 112.77 | 112.77 | 112.77 | 112.77 | 112.77 | 112.77 | 112.77 | 112.77 | 112.77 | 112.77 | 112.77 | 112.77 | 112.77 | 112.77 | 112.77 | 112.77 | 112.77 | 112.77 | 112.77 | 112.77 |  |  | Newcastle CBD 33_11kV Tx1 | 0 | 5e-10 | 0.1664 | 0.12374 | 0 | 0.7215 | -0.32448 | -0.052914 | 0.90287 | -0.022313 | -0.011734 | -0.021191 | 0.0031027 | 0.098867 | 0.13631 | 0.12201 | 0.12551 | 0.096875 | 0.13418 | 0.13311 | 0.16082 | 0.17544 | 0.17132 | 0.16428 | 0.16748 | 0.17072 | 0.17401 | 0.17735 | 0.18073 | 0.18416 | 0.18763 | 0.19115
|  | -7 | -6 | -5 | -4 | -3 | -2 | -1 |  | 0 | 1 | 2 | 3 | 4 | 5 | 6 | 7 | 8 | 9 | 10 | 11 | 12 | 13 | 14 | 15 | 16 | 17 | 18 | 19 | 20 | 21 | 22 | 23 | 24 |  |  | Newcastle CBD 33_11kV Tx2 | 0 | -2e-10 | 0.1658 | 0.12329 | 0 | 0.71887 | -0.3233 | -0.052721 | 0.89958 | -0.022231 | -0.011691 | -0.021113 | 0.0030914 | 0.098507 | 0.13581 | 0.12157 | 0.12505 | 0.096522 | 0.13369 | 0.13262 | 0.16023 | 0.1748 | 0.17069 | 0.16368 | 0.16687 | 0.1701 | 0.17338 | 0.1767 | 0.18007 | 0.18349 | 0.18695 | 0.19046
| Transformer Loads | [35 empty] | Newcastle CBD 33_11kV Tx3 | 0 | 3e-10 | 0.33654 | 0.25025 | 0.66874 | 0 | 4.0601 | -0.10702 | -1.3914 | 0.79319 | -0.023732 | -0.042857 | 0.0062751 | 0.19995 | 0.27567 | 0.24677 | 0.25384 | 0.19593 | 0.27138 | 0.26921 | 0.32525 | 0.35481 | 0.34648 | 0.33224 | 0.33872 | 0.34528 | 0.35193 | 0.35868 | 0.36552 | 0.37245 | 0.37948 | 0.3866
| Historical Loads | (11kV MVA) | [7 empty] | 0: Weather Corrected Forecast Loads; 4: (11kV MVA) |  |  |  | 0 | 0 | 0 | 0 | 0 | 0 | 0 | 0 | 0 | 0 | 0 | 0 | 0 | 0 | 0 | 0 | 0 | 0 | 0 | 0 | 0 | 0 | 0 | 0 | 0 | 0 | 0 | 0 | 0 | 0 | 0 | 0
|  | 2007 | 2008 | 2009 | 2010 | 2011 | 2012 | 2013 |  | 2014 | 2015 | 2016 | 2017 | 2018 | 2019 | 2020 | 2021 | 2022 | 2023 | 2024 | 2025 | 2026 | 2027 | 2028 | 2029 | 2030 | 2031 | 2032 | 2033 | 2034 | 2035 | 2036 | 2037 | 2038 |  |  |  | 0 | 0 | 0 | 0 | 0 | 0 | 0 | 0 | 0 | 0 | 0 | 0 | 0 | 0 | 0 | 0 | 0 | 0 | 0 | 0 | 0 | 0 | 0 | 0 | 0 | 0 | 0 | 0 | 0 | 0 | 0 | 0
| 0 | [36 empty] | 0 | 0 | 0 | 0 | 0 | 0 | 0 | 0 | 0 | 0 | 0 | 0 | 0 | 0 | 0 | 0 | 0 | 0 | 0 | 0 | 0 | 0 | 0 | 0 | 0 | 0 | 0 | 0 | 0 | 0 | 0 | 0
| Diversity Factor: 0 | [36 empty] | 0 | 0 | 0 | 0 | 0 | 0 | 0 | 0 | 0 | 0 | 0 | 0 | 0 | 0 | 0 | 0 | 0 | 0 | 0 | 0 | 0 | 0 | 0 | 0 | 0 | 0 | 0 | 0 | 0 | 0 | 0 | 0
[38 empty] | 0 | 0 | 0 | 0 | 0 | 0 | 0 | 0 | 0 | 0 | 0 | 0 | 0 | 0 | 0 | 0 | 0 | 0 | 0 | 0 | 0 | 0 | 0 | 0 | 0 | 0 | 0 | 0 | 0 | 0 | 0 | 0
[38 empty] | 0 | 0 | 0 | 0 | 0 | 0 | 0 | 0 | 0 | 0 | 0 | 0 | 0 | 0 | 0 | 0 | 0 | 0 | 0 | 0 | 0 | 0 | 0 | 0 | 0 | 0 | 0 | 0 | 0 | 0 | 0 | 0
| 0 | [36 empty] | 0 | 0 | 0 | 0 | 0 | 0 | 0 | 0 | 0 | 0 | 0 | 0 | 0 | 0 | 0 | 0 | 0 | 0 | 0 | 0 | 0 | 0 | 0 | 0 | 0 | 0 | 0 | 0 | 0 | 0 | 0 | 0
Diversity Factor: 0
[38 empty] | Historical Spots & Transfers | [6 empty] | Forecast Spots & Transfers
[35 empty] | Project Name | From | To | 2007 | 2008 | 2009 | 2010 | 2011 | 2012 | 2013 | 2014 | 2015 | 2016 | 2017 | 2018 | 2019 | 2020 | 2021 | 2022 | 2023 | 2024 | 2025 | 2026 | 2027 | 2028 | 2029 | 2030 | 2031 | 2032 | 2033 | 2034 | 2035 | 2036 | 2037 | 2038
| 0 | [33 empty] | Broad based demand management |  | Newcastle CBD 33_11kV Tx1 | 0 | 0 | 0 | 0 | 0 | 0 | 0 | 0 | 0 | 0 | 0 | 0 | 0 | 0 | 0 | 0 | 0 | 0 | 0 | 0 | 0 | 0 | 0 | 0 | 0 | 0 | 0 | 0 | 0 | 0 | 0 | 0
| Diversity Factor: 0 | [33 empty] | Broad based demand management |  | Newcastle CBD 33_11kV Tx2 | 0 | 0 | 0 | 0 | 0 | 0 | 0 | 0 | 0 | 0 | 0 | 0 | 0 | 0 | 0 | 0 | 0 | 0 | 0 | 0 | 0 | 0 | 0 | 0 | 0 | 0 | 0 | 0 | 0 | 0 | 0 | 0
[35 empty] | Broad based demand management |  | Newcastle CBD 33_11kV Tx3 | 0 | 0 | 0 | 0 | 0 | 0 | 0 | 0 | 0 | 0 | 0 | 0 | 0 | 0 | 0 | 0 | 0 | 0 | 0 | 0 | 0 | 0 | 0 | 0 | 0 | 0 | 0 | 0 | 0 | 0 | 0 | 0
[35 empty] | DNP_ID: 7067. Open Point Changes at Adamstown and Newcastle CBD | Adamstown 132_11kV Tx1 | Newcastle CBD 33_11kV Tx3 | 0 | 0 | 0 | 0 | 0 | 0 | 1.6004 | 0 | 0 | 0 | 0 | 0 | 0 | 0 | 0 | 0 | 0 | 0 | 0 | 0 | 0 | 0 | 0 | 0 | 0 | 0 | 0 | 0 | 0 | 0 | 0 | 0
| 0 | [33 empty] | DNP_ID: 7067. Open Point Changes at Adamstown and Newcastle CBD | Adamstown 132_11kV Tx2 | Newcastle CBD 33_11kV Tx3 | 0 | 0 | 0 | 0 | 0 | 0 | 0.7621 | 0 | 0 | 0 | 0 | 0 | 0 | 0 | 0 | 0 | 0 | 0 | 0 | 0 | 0 | 0 | 0 | 0 | 0 | 0 | 0 | 0 | 0 | 0 | 0 | 0
| Diversity Factor: 0 | [33 empty] | DNP_ID: 7079. Open Point Changes at Adamstown, Broadmeadow, Newcastle CBD and New Lambton | Adamstown 132_11kV Tx1 | Newcastle CBD 33_11kV Tx1 | 0 | 0 | 0 | 0 | 0 | 0 | 0.19087 | 0 | 0 | 0 | 0 | 0 | 0 | 0 | 0 | 0 | 0 | 0 | 0 | 0 | 0 | 0 | 0 | 0 | 0 | 0 | 0 | 0 | 0 | 0 | 0 | 0
[35 empty] | DNP_ID: 7079. Open Point Changes at Adamstown, Broadmeadow, Newcastle CBD and New Lambton | Adamstown 132_11kV Tx1 | Newcastle CBD 33_11kV Tx2 | 0 | 0 | 0 | 0 | 0 | 0 | 0.19018 | 0 | 0 | 0 | 0 | 0 | 0 | 0 | 0 | 0 | 0 | 0 | 0 | 0 | 0 | 0 | 0 | 0 | 0 | 0 | 0 | 0 | 0 | 0 | 0 | 0
[35 empty] | DNP_ID: 7102. Newcastle CBD - New 11kV Feeder to Brown St | Newcastle CBD 33_11kV Tx3 | Newcastle CBD 33_11kV Tx1 | 0 | 0 | 0 | 0 | 0 | 0 | 0 | 0 | 0.92573 | 0 | 0 | 0 | 0 | 0 | 0 | 0 | 0 | 0 | 0 | 0 | 0 | 0 | 0 | 0 | 0 | 0 | 0 | 0 | 0 | 0 | 0 | 0
| 0 | [33 empty] | DNP_ID: 7102. Newcastle CBD - New 11kV Feeder to Brown St | Newcastle CBD 33_11kV Tx3 | Newcastle CBD 33_11kV Tx2 | 0 | 0 | 0 | 0 | 0 | 0 | 0 | 0 | 0.92236 | 0 | 0 | 0 | 0 | 0 | 0 | 0 | 0 | 0 | 0 | 0 | 0 | 0 | 0 | 0 | 0 | 0 | 0 | 0 | 0 | 0 | 0 | 0
| Diversity Factor: 0 | [33 empty] | DNP_ID: 7147. Newcastle CBD 11kV Feeder 34249 to 34261L Load Transfer | Newcastle CBD 33_11kV Tx1 | Newcastle CBD 33_11kV Tx3 | 0 | 0 | 0 | 0 | 0 | 0 | 0.51536 | 0 | 0 | 0 | 0 | 0 | 0 | 0 | 0 | 0 | 0 | 0 | 0 | 0 | 0 | 0 | 0 | 0 | 0 | 0 | 0 | 0 | 0 | 0 | 0 | 0
[35 empty] | DNP_ID: 7147. Newcastle CBD 11kV Feeder 34249 to 34261L Load Transfer | Newcastle CBD 33_11kV Tx2 | Newcastle CBD 33_11kV Tx3 | 0 | 0 | 0 | 0 | 0 | 0 | 0.51348 | 0 | 0 | 0 | 0 | 0 | 0 | 0 | 0 | 0 | 0 | 0 | 0 | 0 | 0 | 0 | 0 | 0 | 0 | 0 | 0 | 0 | 0 | 0 | 0 | 0
[35 empty] | HVCON_ID: 2000074. RNH Closure |  | Newcastle CBD 33_11kV Tx1 | 0 | -0.33707 | 0 | 0 | 0 | 0 | 0 | 0 | 0 | 0 | 0 | 0 | 0 | 0 | 0 | 0 | 0 | 0 | 0 | 0 | 0 | 0 | 0 | 0 | 0 | 0 | 0 | 0 | 0 | 0 | 0 | 0
| 0 | [33 empty] | HVCON_ID: 2000074. RNH Closure |  | Newcastle CBD 33_11kV Tx2 | 0 | -0.33585 | 0 | 0 | 0 | 0 | 0 | 0 | 0 | 0 | 0 | 0 | 0 | 0 | 0 | 0 | 0 | 0 | 0 | 0 | 0 | 0 | 0 | 0 | 0 | 0 | 0 | 0 | 0 | 0 | 0 | 0
| Diversity Factor: 0 | [33 empty] | HVCON_ID: 2000074. RNH Closure |  | Newcastle CBD 33_11kV Tx3 | 0 | -0.68172 | 0 | 0 | 0 | 0 | 0 | 0 | 0 | 0 | 0 | 0 | 0 | 0 | 0 | 0 | 0 | 0 | 0 | 0 | 0 | 0 | 0 | 0 | 0 | 0 | 0 | 0 | 0 | 0 | 0 | 0
[35 empty] | HVCON_ID: 2000075. Polyclinic |  | Newcastle CBD 33_11kV Tx1 | 0 | 0.33707 | 0 | 0 | 0 | 0 | 0 | 0 | 0 | 0 | 0 | 0 | 0 | 0 | 0 | 0 | 0 | 0 | 0 | 0 | 0 | 0 | 0 | 0 | 0 | 0 | 0 | 0 | 0 | 0 | 0 | 0
[35 empty] | HVCON_ID: 2000075. Polyclinic |  | Newcastle CBD 33_11kV Tx2 | 0 | 0.33585 | 0 | 0 | 0 | 0 | 0 | 0 | 0 | 0 | 0 | 0 | 0 | 0 | 0 | 0 | 0 | 0 | 0 | 0 | 0 | 0 | 0 | 0 | 0 | 0 | 0 | 0 | 0 | 0 | 0 | 0
| 0 | [33 empty] | HVCON_ID: 2000075. Polyclinic |  | Newcastle CBD 33_11kV Tx3 | 0 | 0.68172 | 0 | 0 | 0 | 0 | 0 | 0 | 0 | 0 | 0 | 0 | 0 | 0 | 0 | 0 | 0 | 0 | 0 | 0 | 0 | 0 | 0 | 0 | 0 | 0 | 0 | 0 | 0 | 0 | 0 | 0
| Diversity Factor: 0 | [33 empty] | HVCON_ID: 2000076. Hqo Building Honeysuckle. 2x1000kVA |  | Newcastle CBD 33_11kV Tx1 | 0 | 0 | 0.1664 | 0 | 0 | 0 | 0 | 0 | 0 | 0 | 0 | 0 | 0 | 0 | 0 | 0 | 0 | 0 | 0 | 0 | 0 | 0 | 0 | 0 | 0 | 0 | 0 | 0 | 0 | 0 | 0 | 0
[35 empty] | HVCON_ID: 2000076. Hqo Building Honeysuckle. 2x1000kVA |  | Newcastle CBD 33_11kV Tx2 | 0 | 0 | 0.1658 | 0 | 0 | 0 | 0 | 0 | 0 | 0 | 0 | 0 | 0 | 0 | 0 | 0 | 0 | 0 | 0 | 0 | 0 | 0 | 0 | 0 | 0 | 0 | 0 | 0 | 0 | 0 | 0 | 0
[35 empty] | HVCON_ID: 2000076. Hqo Building Honeysuckle. 2x1000kVA |  | Newcastle CBD 33_11kV Tx3 | 0 | 0 | 0.33654 | 0 | 0 | 0 | 0 | 0 | 0 | 0 | 0 | 0 | 0 | 0 | 0 | 0 | 0 | 0 | 0 | 0 | 0 | 0 | 0 | 0 | 0 | 0 | 0 | 0 | 0 | 0 | 0 | 0
| 0 | [33 empty] | HVCON_ID: 2000077. 319/08 - Newcastle West, Railway Street - New 1000kVA kiosk |  | Newcastle CBD 33_11kV Tx1 | 0 | 0 | 0 | 0.12374 | 0 | 0 | 0 | 0 | 0 | 0 | 0 | 0 | 0 | 0 | 0 | 0 | 0 | 0 | 0 | 0 | 0 | 0 | 0 | 0 | 0 | 0 | 0 | 0 | 0 | 0 | 0 | 0
| Diversity Factor: 0 | [33 empty] | HVCON_ID: 2000077. 319/08 - Newcastle West, Railway Street - New 1000kVA kiosk |  | Newcastle CBD 33_11kV Tx2 | 0 | 0 | 0 | 0.12329 | 0 | 0 | 0 | 0 | 0 | 0 | 0 | 0 | 0 | 0 | 0 | 0 | 0 | 0 | 0 | 0 | 0 | 0 | 0 | 0 | 0 | 0 | 0 | 0 | 0 | 0 | 0 | 0
[35 empty] | HVCON_ID: 2000077. 319/08 - Newcastle West, Railway Street - New 1000kVA kiosk |  | Newcastle CBD 33_11kV Tx3 | 0 | 0 | 0 | 0.25025 | 0 | 0 | 0 | 0 | 0 | 0 | 0 | 0 | 0 | 0 | 0 | 0 | 0 | 0 | 0 | 0 | 0 | 0 | 0 | 0 | 0 | 0 | 0 | 0 | 0 | 0 | 0 | 0
[35 empty] | HVCON_ID: 2000078. Royal Hospital Area Development 2-3 x 1500kVA |  | Newcastle CBD 33_11kV Tx3 | 0 | 0 | 0 | 0 | 0.66874 | 0 | 0 | 0 | 0 | 0 | 0 | 0 | 0 | 0 | 0 | 0 | 0 | 0 | 0 | 0 | 0 | 0 | 0 | 0 | 0 | 0 | 0 | 0 | 0 | 0 | 0 | 0
| 0 | [33 empty] | HVCON_ID: 2000079. Marketown Development. 2x1500kVA. |  | Newcastle CBD 33_11kV Tx1 | 0 | 0 | 0 | 0 | 0 | 0.18038 | 0 | 0 | 0 | 0 | 0 | 0 | 0 | 0 | 0 | 0 | 0 | 0 | 0 | 0 | 0 | 0 | 0 | 0 | 0 | 0 | 0 | 0 | 0 | 0 | 0 | 0
| Diversity Factor: 0 | [33 empty] | HVCON_ID: 2000079. Marketown Development. 2x1500kVA. |  | Newcastle CBD 33_11kV Tx2 | 0 | 0 | 0 | 0 | 0 | 0.17972 | 0 | 0 | 0 | 0 | 0 | 0 | 0 | 0 | 0 | 0 | 0 | 0 | 0 | 0 | 0 | 0 | 0 | 0 | 0 | 0 | 0 | 0 | 0 | 0 | 0 | 0
[35 empty] | HVCON_ID: 2000080. Marketown Development. 2x1500kVA. |  | Newcastle CBD 33_11kV Tx1 | 0 | 0 | 0 | 0 | 0 | 0.54113 | 0 | 0 | 0 | 0 | 0 | 0 | 0 | 0 | 0 | 0 | 0 | 0 | 0 | 0 | 0 | 0 | 0 | 0 | 0 | 0 | 0 | 0 | 0 | 0 | 0 | 0
[35 empty] | HVCON_ID: 2000080. Marketown Development. 2x1500kVA. |  | Newcastle CBD 33_11kV Tx2 | 0 | 0 | 0 | 0 | 0 | 0.53915 | 0 | 0 | 0 | 0 | 0 | 0 | 0 | 0 | 0 | 0 | 0 | 0 | 0 | 0 | 0 | 0 | 0 | 0 | 0 | 0 | 0 | 0 | 0 | 0 | 0 | 0
| 0 | [33 empty] | HVCON_ID: 2000081. Royal Hospital Area Development 2 x 1500kVA |  | Newcastle CBD 33_11kV Tx3 | 0 | 0 | 0 | 0 | 0 | 0 | 0.66874 | 0 | 0 | 0 | 0 | 0 | 0 | 0 | 0 | 0 | 0 | 0 | 0 | 0 | 0 | 0 | 0 | 0 | 0 | 0 | 0 | 0 | 0 | 0 | 0 | 0
| Diversity Factor: 0 | [33 empty] | HVCON_ID: 2013167. SC03420 Burwood St Newcastle - Newcastle Courthouse |  | Newcastle CBD 33_11kV Tx3 | 0 | 0 | 0 | 0 | 0 | 0 | 0 | 0 | 0.50299 | 0 | 0 | 0 | 0 | 0 | 0 | 0 | 0 | 0 | 0 | 0 | 0 | 0 | 0 | 0 | 0 | 0 | 0 | 0 | 0 | 0 | 0 | 0
[35 empty] | HVCON_ID: 2014093. Newcastle University - Auckland St Newcastle - New Chamber |  | Newcastle CBD 33_11kV Tx3 | 0 | 0 | 0 | 0 | 0 | 0 | 0 | 0 | 0 | 0.83831 | 0 | 0 | 0 | 0 | 0 | 0 | 0 | 0 | 0 | 0 | 0 | 0 | 0 | 0 | 0 | 0 | 0 | 0 | 0 | 0 | 0 | 0
[35 empty] | Econometric |  | Newcastle CBD 33_11kV Tx1 | 0 | 0 | 0 | 0 | 0 | 0 | 0 | 0 | 0 | 0.058819 | 0.10981 | 0.1649 | 0.19197 | 0.20192 | 0.19225 | 0.19363 | 0.19649 | 0.1994 | 0.20235 | 0.20534 | 0.20837 | 0.21145 | 0.21456 | 0.21772 | 0.22092 | 0.22416 | 0.22745 | 0.23079 | 0.23417 | 0.2376 | 0.24107 | 0.24459
[35 empty] | Econometric |  | Newcastle CBD 33_11kV Tx2 | 0 | 0 | 0 | 0 | 0 | 0 | 0 | 0 | 0 | 0.058605 | 0.10941 | 0.1643 | 0.19128 | 0.20119 | 0.19155 | 0.19292 | 0.19578 | 0.19868 | 0.20162 | 0.20459 | 0.20761 | 0.21068 | 0.21378 | 0.21693 | 0.22011 | 0.22335 | 0.22663 | 0.22995 | 0.23332 | 0.23673 | 0.24019 | 0.2437
| Weather Correction and Public Holiday Factors | [8 empty] | 0: Forecast ROG | Econometric |  | Newcastle CBD 33_11kV Tx3 | 0 | 0 | 0 | 0 | 0 | 0 | 0 | 0 | 0 | 0.11896 | 0.22208 | 0.3335 | 0.38826 | 0.40838 | 0.38883 | 0.3916 | 0.3974 | 0.40328 | 0.40925 | 0.41529 | 0.42142 | 0.42764 | 0.43394 | 0.44032 | 0.4468 | 0.45336 | 0.46002 | 0.46676 | 0.4736 | 0.48053 | 0.48756 | 0.49468
[10 empty] | 0: ROG Justification | Energy Efficiency |  | Newcastle CBD 33_11kV Tx1 | 0 | 0 | 0 | 0 | 0 | 0 | 0 | -0.052914 | -0.022866 | -0.081132 | -0.12154 | -0.18609 | -0.18887 | -0.10306 | -0.05595 | -0.071612 | -0.070984 | -0.10253 | -0.068169 | -0.072233 | -0.047553 | -0.036008 | -0.043241 | -0.053441 | -0.053441 | -0.053441 | -0.053441 | -0.053441 | -0.053441 | -0.053441 | -0.053441 | -0.053441
| Actual loads for season 2013 have been weather corrected by the following: | [6 empty] | 3.335% |  | 0: Rog Capped +/-5% | Energy Efficiency |  | Newcastle CBD 33_11kV Tx2 | 0 | 0 | 0 | 0 | 0 | 0 | 0 | -0.052721 | -0.022783 | -0.080836 | -0.1211 | -0.18541 | -0.18818 | -0.10268 | -0.055746 | -0.071351 | -0.070725 | -0.10215 | -0.067921 | -0.07197 | -0.04738 | -0.035877 | -0.043084 | -0.053246 | -0.053246 | -0.053246 | -0.053246 | -0.053246 | -0.053246 | -0.053246 | -0.053246 | -0.053246 | Rog Capped +/-5%
[35 empty] | Energy Efficiency |  | Newcastle CBD 33_11kV Tx3 | 0 | 0 | 0 | 0 | 0 | 0 | 0 | -0.10702 | -0.046246 | -0.16409 | -0.24581 | -0.37636 | -0.38198 | -0.20843 | -0.11316 | -0.14483 | -0.14356 | -0.20736 | -0.13787 | -0.14609 | -0.096174 | -0.072825 | -0.087454 | -0.10808 | -0.10808 | -0.10808 | -0.10808 | -0.10808 | -0.10808 | -0.10808 | -0.10808 | -0.10808
[35 empty] | Solar PV |  | Newcastle CBD 33_11kV Tx1 | 0 | 0 | 0 | 0 | 0 | 0 | 0 | 0 | 0 | 0 | 0 | 0 | 0 | 0 | 0 | 0 | 0 | 0 | 0 | 0 | 0 | 0 | 0 | 0 | 0 | 0 | 0 | 0 | 0 | 0 | 0 | 0
1 | 2 | 3 | 4 | 5 | 6 | 7 | 8 | 9 | 10 | 2014 | 2015 | 2016 | 2017 | 2018 | 2019 | 2020 | 2021 | 2022 | 2023 | 2024 | 2025 | 2026 | 2027 | 2028 | 2029 | 2030 | 2031 | 2032 | 2033 | 2034 | 2035 | 2036 | 2037 | 2038 | Solar PV |  | Newcastle CBD 33_11kV Tx2 | 0 | 0 | 0 | 0 | 0 | 0 | 0 | 0 | 0 | 0 | 0 | 0 | 0 | 0 | 0 | 0 | 0 | 0 | 0 | 0 | 0 | 0 | 0 | 0 | 0 | 0 | 0 | 0 | 0 | 0 | 0 | 0
0.95 | 0.9025 | 0.87242 | 0.85789 | 0.85789 | 0.85789 | 0.85789 | 0.85789 | 0.85789 | 0.85789 | -5% | -5% | -3.333% | -1.666% | 0% | 0% | 0% | 0% | 0% | 0% | 0% | 0% | 0% | 0% | 0% | 0% | 0% | 0% | 0% | 0% | 0% | 0% | 0% | 0% | 0% | Solar PV |  | Newcastle CBD 33_11kV Tx3 | 0 | 0 | 0 | 0 | 0 | 0 | 0 | 0 | 0 | 0 | 0 | 0 | 0 | 0 | 0 | 0 | 0 | 0 | 0 | 0 | 0 | 0 | 0 | 0 | 0 | 0 | 0 | 0 | 0 | 0 | 0 | 0
Substation Load Detail
[7 empty] | Units | 2013 |  | 2014 | 2015 | 2016 | 2017 | 2018 | 2019 | 2020 | 2021 | 2022 | 2023 | 2024 | 2025 | 2026 | 2027 | 2028 | 2029 | 2030 | 2031 | 2032 | 2033 | 2034 | 2035 | 2036 | 2037 | 2038
1 | Newcastle CBD 33_11kV | Compensated |  | Load (LV side) |  |  | Amps | 0 |  | 1633.643 | 1572.518 | 1565.29 | 1536.269 | 1531.886 | 1532.528 | 1552.98 | 1573.246 | 1597.913 | 1623.321 | 1642.956 | 1670.184 | 1697.228 | 1729.947 | 1765.692 | 1800.646 | 1834.207 | 1868.463 | 1903.423 | 1939.096 | 1975.492 | 2012.62 | 2050.489 | 2089.11 | 2122.029
|  |  |  | Apparent Power |  |  | MVA | 31.913 | 33.27 | 31.1251 | 29.9605 | 29.8228 | 29.2699 | 29.1864 | 29.1986 | 29.5882 | 29.9744 | 30.4443 | 30.9284 | 31.3025 | 31.8213 | 32.3366 | 32.9599 | 33.6409 | 34.3069 | 34.9463 | 35.599 | 36.2651 | 36.9447 | 37.6382 | 38.3456 | 39.0671 | 39.8029 | 40.4301
|  |  |  | Real Power |  |  | MW | 31.63 | 32.975 | 31.123 | 29.9605 | 29.6787 | 29.1389 | 29.0574 | 29.0693 | 29.4498 | 29.9744 | 30.4439 | 30.9269 | 31.2998 | 31.8162 | 32.3284 | 32.9473 | 33.6225 | 34.2818 | 34.914 | 35.5585 | 36.2156 | 36.8853 | 37.5678 | 38.2633 | 38.972 | 39.6941 | 40.4298
|  |  |  | Reactive Power |  |  | MVAr | 0 |  | 0.36228 | 0.01259 | 2.9278 | 2.7654 | 2.7409 | 2.7445 | 2.859 | 0.01676 | 0.15801 | 0.30331 | 0.41546 | 0.5708 | 0.7249 | 0.91108 | 1.1142 | 1.3125 | 1.5027 | 1.6966 | 1.8942 | 2.0957 | 2.301 | 2.5102 | 2.7234 | 2.9406 | 0.16191
|  |  |  | Capacitors In Service |  |  | MVAr | 5.5 |  | 9 | 9 | 6 | 6 | 6 | 6 | 6 | 9 | 9 | 9 | 9 | 9 | 9 | 9 | 9 | 9 | 9 | 9 | 9 | 9 | 9 | 9 | 9 | 9 | 12
|  |  |  | PF |  |  |  | 0.99113 |  | 0.99993 | 1 | 0.99517 | 0.99553 | 0.99558 | 0.99557 | 0.99532 | 1 | 0.99999 | 0.99995 | 0.99991 | 0.99984 | 0.99975 | 0.99962 | 0.99945 | 0.99927 | 0.99908 | 0.99886 | 0.99863 | 0.99839 | 0.99813 | 0.99786 | 0.99757 | 0.99727 | 0.99999
0.94285 | Diversity Factor: 0.94 | Uncompensated |  | Reactive Power |  |  | MVAr | 0 | 9.9209 | 9.3623 | 9.0126 | 8.9278 | 8.7654 | 8.7409 | 8.7445 | 8.859 | 9.0168 | 9.158 | 9.3033 | 9.4155 | 9.5708 | 9.7249 | 9.9111 | 10.1142 | 10.3125 | 10.5027 | 10.6966 | 10.8942 | 11.0957 | 11.301 | 11.5102 | 11.7234 | 11.9406 | 12.1619
|  |  |  | PF |  |  |  | 0.95571 |  | 0.95761 | 0.95761 | 0.95761 | 0.95761 | 0.95761 | 0.95761 | 0.95761 | 0.95761 | 0.95761 | 0.95761 | 0.95761 | 0.95761 | 0.95761 | 0.95761 | 0.95761 | 0.95761 | 0.95761 | 0.95761 | 0.95761 | 0.95761 | 0.95761 | 0.95761 | 0.95761 | 0.95761 | 0.95761
[10 empty] | 1 | 2 | 3 | 4 | 5 | 6 | 7 | 8 | 9 | 10 | 11 | 12 | 13 | 14 | 15 | 16 | 17 | 18 | 19 | 20 | 21 | 22 | 23 | 24 | 25
Transformer Load Detail
[7 empty] | Units | 2013 |  | 2014 | 2015 | 2016 | 2017 | 2018 | 2019 | 2020 | 2021 | 2022 | 2023 | 2024 | 2025 | 2026 | 2027 | 2028 | 2029 | 2030 | 2031 | 2032 | 2033 | 2034 | 2035 | 2036 | 2037 | 2038
| 0 | Compensated |  | Load (LV side) |  |  | Amps
|  |  |  | Apparent Power |  |  | MVA
|  |  |  | Real Power |  |  | MW
|  |  |  | Reactive Power |  |  | MVAr
|  |  |  | Capacitors In Service |  |  | MVAr
PF
| Zone Div: | Uncompensated |  | Reactive Power |  |  | MVAr
PF
| 0 | Compensated |  | Load (LV side) |  |  | Amps
|  |  |  | Apparent Power |  |  | MVA
|  |  |  | Real Power |  |  | MW
|  |  |  | Reactive Power |  |  | MVAr
|  |  |  | Capacitors In Service |  |  | MVAr
PF
| Zone Div: | Uncompensated |  | Reactive Power |  |  | MVAr
PF
| 0 | Compensated |  | Load (LV side) |  |  | Amps
|  |  |  | Apparent Power |  |  | MVA
|  |  |  | Real Power |  |  | MW
|  |  |  | Reactive Power |  |  | MVAr
|  |  |  | Capacitors In Service |  |  | MVAr
PF
| Zone Div: | Uncompensated |  | Reactive Power |  |  | MVAr
PF
| 0 | Compensated |  | Load (LV side) |  |  | Amps
|  |  |  | Apparent Power |  |  | MVA
|  |  |  | Real Power |  |  | MW
|  |  |  | Reactive Power |  |  | MVAr
|  |  |  | Capacitors In Service |  |  | MVAr
PF
| Zone Div: | Uncompensated |  | Reactive Power |  |  | MVAr
PF
| 0 | Compensated |  | Load (LV side) |  |  | Amps
|  |  |  | Apparent Power |  |  | MVA
|  |  |  | Real Power |  |  | MW
|  |  |  | Reactive Power |  |  | MVAr
|  |  |  | Capacitors In Service |  |  | MVAr
PF
| Zone Div: | Uncompensated |  | Reactive Power |  |  | MVAr
PF
| 0 | Compensated |  | Load (LV side) |  |  | Amps
|  |  |  | Apparent Power |  |  | MVA
|  |  |  | Real Power |  |  | MW
|  |  |  | Reactive Power |  |  | MVAr
|  |  |  | Capacitors In Service |  |  | MVAr
PF
| Zone Div: | Uncompensated |  | Reactive Power |  |  | MVAr
PF
| 0 | Compensated |  | Load (LV side) |  |  | Amps
|  |  |  | Apparent Power |  |  | MVA
|  |  |  | Real Power |  |  | MW
|  |  |  | Reactive Power |  |  | MVAr
|  |  |  | Capacitors In Service |  |  | MVAr
PF
| Zone Div: | Uncompensated |  | Reactive Power |  |  | MVAr
PF
| 0 | Compensated |  | Load (LV side) |  |  | Amps
|  |  |  | Apparent Power |  |  | MVA
|  |  |  | Real Power |  |  | MW
|  |  |  | Reactive Power |  |  | MVAr
|  |  |  | Capacitors In Service |  |  | MVAr
PF
| Zone Div: | Uncompensated |  | Reactive Power |  |  | MVAr
PF
| 0 | Compensated |  | Load (LV side) |  |  | Amps
|  |  |  | Apparent Power |  |  | MVA
|  |  |  | Real Power |  |  | MW
|  |  |  | Reactive Power |  |  | MVAr
|  |  |  | Capacitors In Service |  |  | MVAr
PF
| Zone Div: | Uncompensated |  | Reactive Power |  |  | MVAr
PF
| 0 | Compensated |  | Load (LV side) |  |  | Amps
|  |  |  | Apparent Power |  |  | MVA
|  |  |  | Real Power |  |  | MW
|  |  |  | Reactive Power |  |  | MVAr
|  |  |  | Capacitors In Service |  |  | MVAr
PF
| Zone Div: | Uncompensated |  | Reactive Power |  |  | MVAr
PF

## Newcastle City Main 33_11kV
| Newcastle City Main 33_11kV | [16 empty] | 2014 | WINTER
[6 empty] | Zone decommissioned |  | 2008-02-03
| Substation Total Loads | [33 empty] | Spots & Transfers Detail
| Historical Loads | (11kV MVA) | [7 empty] | Weather Corrected Forecast Loads |  |  |  | (11kV MVA) | [20 empty] | Spots & Transfers Summary | (11kV MVA) |  | Historical Spots & Transfers | [6 empty] | Forecast Spots & Transfers
|  | 2007 | 2008 | 2009 | 2010 | 2011 | 2012 | 2013 |  | 2014 | 2015 | 2016 | 2017 | 2018 | 2019 | 2020 | 2021 | 2022 | 2023 | 2024 | 2025 | 2026 | 2027 | 2028 | 2029 | 2030 | 2031 | 2032 | 2033 | 2034 | 2035 | 2036 | 2037 | 2038 |  |  |  | 2007 | 2008 | 2009 | 2010 | 2011 | 2012 | 2013 | 2014 | 2015 | 2016 | 2017 | 2018 | 2019 | 2020 | 2021 | 2022 | 2023 | 2024 | 2025 | 2026 | 2027 | 2028 | 2029 | 2030 | 2031 | 2032 | 2033 | 2034 | 2035 | 2036 | 2037 | 2038
| Total | 37.116 | 30.671 | [6 empty] | 0 | 0 | 0 | 0 | 0 | 0 | 0 | 0 | 0 | 0 | 0 | 0 | 0 | 0 | 0 | 0 | 0 | 0 | 0 | 0 | 0 | 0 | 0 | 0 | 0 |  |  | Total | 2.6483 | 1.4099 | 0 | 0 | 0 | 0 | 0 | 0 | 0 | 0 | 0 | 0 | 0 | 0 | 0 | 0 | 0 | 0 | 0 | 0 | 0 | 0 | 0 | 0 | 0 | 0 | 0 | 0 | 0 | 0 | 0 | 0
| Firm Rating | 35.5 | 0 | 0 | 0 | 0 | 0 | 0 |  | 0 | 0 | 0 | 0 | 0 | 0 | 0 | 0 | 0 | 0 | 0 | 0 | 0 | 0 | 0 | 0 | 0 | 0 | 0 | 0 | 0 | 0 | 0 | 0 | 0
| Total Capacity | 0 | 0 | 0 | 0 | 0 | 0 | 0 |  | 0 | 0 | 0 | 0 | 0 | 0 | 0 | 0 | 0 | 0 | 0 | 0 | 0 | 0 | 0 | 0 | 0 | 0 | 0 | 0 | 0 | 0 | 0 | 0 | 0 |  |  | Newcastle City Main 33_11kV Tx1 | 0.88277 | 0.46996 | 0 | 0 | 0 | 0 | 0 | 0 | 0 | 0 | 0 | 0 | 0 | 0 | 0 | 0 | 0 | 0 | 0 | 0 | 0 | 0 | 0 | 0 | 0 | 0 | 0 | 0 | 0 | 0 | 0 | 0
|  | -7 | -6 | -5 | -4 | -3 | -2 | -1 |  | 0 | 1 | 2 | 3 | 4 | 5 | 6 | 7 | 8 | 9 | 10 | 11 | 12 | 13 | 14 | 15 | 16 | 17 | 18 | 19 | 20 | 21 | 22 | 23 | 24 |  |  | Newcastle City Main 33_11kV Tx2 | 0.88277 | 0.46996 | 0 | 0 | 0 | 0 | 0 | 0 | 0 | 0 | 0 | 0 | 0 | 0 | 0 | 0 | 0 | 0 | 0 | 0 | 0 | 0 | 0 | 0 | 0 | 0 | 0 | 0 | 0 | 0 | 0 | 0
| Transformer Loads | [35 empty] | Newcastle City Main 33_11kV Tx3 | 0.88277 | 0.46996 | 0 | 0 | 0 | 0 | 0 | 0 | 0 | 0 | 0 | 0 | 0 | 0 | 0 | 0 | 0 | 0 | 0 | 0 | 0 | 0 | 0 | 0 | 0 | 0 | 0 | 0 | 0 | 0 | 0 | 0
| Historical Loads | (11kV MVA) | [7 empty] | Weather Corrected Forecast Loads |  |  |  | (11kV MVA) | [23 empty] | 0 | 0 | 0 | 0 | 0 | 0 | 0 | 0 | 0 | 0 | 0 | 0 | 0 | 0 | 0 | 0 | 0 | 0 | 0 | 0 | 0 | 0 | 0 | 0 | 0 | 0 | 0 | 0 | 0 | 0 | 0 | 0
|  | 2007 | 2008 | 2009 | 2010 | 2011 | 2012 | 2013 |  | 2014 | 2015 | 2016 | 2017 | 2018 | 2019 | 2020 | 2021 | 2022 | 2023 | 2024 | 2025 | 2026 | 2027 | 2028 | 2029 | 2030 | 2031 | 2032 | 2033 | 2034 | 2035 | 2036 | 2037 | 2038 |  |  |  | 0 | 0 | 0 | 0 | 0 | 0 | 0 | 0 | 0 | 0 | 0 | 0 | 0 | 0 | 0 | 0 | 0 | 0 | 0 | 0 | 0 | 0 | 0 | 0 | 0 | 0 | 0 | 0 | 0 | 0 | 0 | 0
| 0 | [36 empty] | 0 | 0 | 0 | 0 | 0 | 0 | 0 | 0 | 0 | 0 | 0 | 0 | 0 | 0 | 0 | 0 | 0 | 0 | 0 | 0 | 0 | 0 | 0 | 0 | 0 | 0 | 0 | 0 | 0 | 0 | 0 | 0
| Diversity Factor: 0 | [36 empty] | 0 | 0 | 0 | 0 | 0 | 0 | 0 | 0 | 0 | 0 | 0 | 0 | 0 | 0 | 0 | 0 | 0 | 0 | 0 | 0 | 0 | 0 | 0 | 0 | 0 | 0 | 0 | 0 | 0 | 0 | 0 | 0
[38 empty] | 0 | 0 | 0 | 0 | 0 | 0 | 0 | 0 | 0 | 0 | 0 | 0 | 0 | 0 | 0 | 0 | 0 | 0 | 0 | 0 | 0 | 0 | 0 | 0 | 0 | 0 | 0 | 0 | 0 | 0 | 0 | 0
[38 empty] | 0 | 0 | 0 | 0 | 0 | 0 | 0 | 0 | 0 | 0 | 0 | 0 | 0 | 0 | 0 | 0 | 0 | 0 | 0 | 0 | 0 | 0 | 0 | 0 | 0 | 0 | 0 | 0 | 0 | 0 | 0 | 0
| 0 | [36 empty] | 0 | 0 | 0 | 0 | 0 | 0 | 0 | 0 | 0 | 0 | 0 | 0 | 0 | 0 | 0 | 0 | 0 | 0 | 0 | 0 | 0 | 0 | 0 | 0 | 0 | 0 | 0 | 0 | 0 | 0 | 0 | 0
Diversity Factor: 0
[38 empty] | Historical Spots & Transfers | [6 empty] | Forecast Spots & Transfers
[35 empty] | Project Name | From | To | 2007 | 2008 | 2009 | 2010 | 2011 | 2012 | 2013 | 2014 | 2015 | 2016 | 2017 | 2018 | 2019 | 2020 | 2021 | 2022 | 2023 | 2024 | 2025 | 2026 | 2027 | 2028 | 2029 | 2030 | 2031 | 2032 | 2033 | 2034 | 2035 | 2036 | 2037 | 2038
| 0 | [33 empty] | DNP_ID: 2147. City Main to Carrington. (feeder loading) | Newcastle City Main 33_11kV Tx1 | Carrington 33_11kV Tx1 | 0 | 0.082561 | 0 | 0 | 0 | 0 | 0 | 0 | 0 | 0 | 0 | 0 | 0 | 0 | 0 | 0 | 0 | 0 | 0 | 0 | 0 | 0 | 0 | 0 | 0 | 0 | 0 | 0 | 0 | 0 | 0 | 0
| Diversity Factor: 0 | [33 empty] | DNP_ID: 2147. City Main to Carrington. (feeder loading) | Newcastle City Main 33_11kV Tx1 | Carrington 33_11kV Tx2 | 0 | 0.082561 | 0 | 0 | 0 | 0 | 0 | 0 | 0 | 0 | 0 | 0 | 0 | 0 | 0 | 0 | 0 | 0 | 0 | 0 | 0 | 0 | 0 | 0 | 0 | 0 | 0 | 0 | 0 | 0 | 0 | 0
[35 empty] | DNP_ID: 2147. City Main to Carrington. (feeder loading) | Newcastle City Main 33_11kV Tx2 | Carrington 33_11kV Tx1 | 0 | 0.082561 | 0 | 0 | 0 | 0 | 0 | 0 | 0 | 0 | 0 | 0 | 0 | 0 | 0 | 0 | 0 | 0 | 0 | 0 | 0 | 0 | 0 | 0 | 0 | 0 | 0 | 0 | 0 | 0 | 0 | 0
[35 empty] | DNP_ID: 2147. City Main to Carrington. (feeder loading) | Newcastle City Main 33_11kV Tx2 | Carrington 33_11kV Tx2 | 0 | 0.082561 | 0 | 0 | 0 | 0 | 0 | 0 | 0 | 0 | 0 | 0 | 0 | 0 | 0 | 0 | 0 | 0 | 0 | 0 | 0 | 0 | 0 | 0 | 0 | 0 | 0 | 0 | 0 | 0 | 0 | 0
| 0 | [33 empty] | DNP_ID: 2147. City Main to Carrington. (feeder loading) | Newcastle City Main 33_11kV Tx3 | Carrington 33_11kV Tx1 | 0 | 0.082561 | 0 | 0 | 0 | 0 | 0 | 0 | 0 | 0 | 0 | 0 | 0 | 0 | 0 | 0 | 0 | 0 | 0 | 0 | 0 | 0 | 0 | 0 | 0 | 0 | 0 | 0 | 0 | 0 | 0 | 0
| Diversity Factor: 0 | [33 empty] | DNP_ID: 2147. City Main to Carrington. (feeder loading) | Newcastle City Main 33_11kV Tx3 | Carrington 33_11kV Tx2 | 0 | 0.082561 | 0 | 0 | 0 | 0 | 0 | 0 | 0 | 0 | 0 | 0 | 0 | 0 | 0 | 0 | 0 | 0 | 0 | 0 | 0 | 0 | 0 | 0 | 0 | 0 | 0 | 0 | 0 | 0 | 0 | 0
[35 empty] | DNP_ID: 2161. Adamstown to City Main. SAO Dec 06 | Adamstown 33_11kV Tx1 | Newcastle City Main 33_11kV Tx1 | 0.18417 | 0 | 0 | 0 | 0 | 0 | 0 | 0 | 0 | 0 | 0 | 0 | 0 | 0 | 0 | 0 | 0 | 0 | 0 | 0 | 0 | 0 | 0 | 0 | 0 | 0 | 0 | 0 | 0 | 0 | 0 | 0
[35 empty] | DNP_ID: 2161. Adamstown to City Main. SAO Dec 06 | Adamstown 33_11kV Tx1 | Newcastle City Main 33_11kV Tx2 | 0.18417 | 0 | 0 | 0 | 0 | 0 | 0 | 0 | 0 | 0 | 0 | 0 | 0 | 0 | 0 | 0 | 0 | 0 | 0 | 0 | 0 | 0 | 0 | 0 | 0 | 0 | 0 | 0 | 0 | 0 | 0 | 0
| 0 | [33 empty] | DNP_ID: 2161. Adamstown to City Main. SAO Dec 06 | Adamstown 33_11kV Tx1 | Newcastle City Main 33_11kV Tx3 | 0.18417 | 0 | 0 | 0 | 0 | 0 | 0 | 0 | 0 | 0 | 0 | 0 | 0 | 0 | 0 | 0 | 0 | 0 | 0 | 0 | 0 | 0 | 0 | 0 | 0 | 0 | 0 | 0 | 0 | 0 | 0 | 0
| Diversity Factor: 0 | [33 empty] | DNP_ID: 2161. Adamstown to City Main. SAO Dec 06 | Adamstown 33_11kV Tx2 | Newcastle City Main 33_11kV Tx1 | 0.18417 | 0 | 0 | 0 | 0 | 0 | 0 | 0 | 0 | 0 | 0 | 0 | 0 | 0 | 0 | 0 | 0 | 0 | 0 | 0 | 0 | 0 | 0 | 0 | 0 | 0 | 0 | 0 | 0 | 0 | 0 | 0
[35 empty] | DNP_ID: 2161. Adamstown to City Main. SAO Dec 06 | Adamstown 33_11kV Tx2 | Newcastle City Main 33_11kV Tx2 | 0.18417 | 0 | 0 | 0 | 0 | 0 | 0 | 0 | 0 | 0 | 0 | 0 | 0 | 0 | 0 | 0 | 0 | 0 | 0 | 0 | 0 | 0 | 0 | 0 | 0 | 0 | 0 | 0 | 0 | 0 | 0 | 0
[35 empty] | DNP_ID: 2161. Adamstown to City Main. SAO Dec 06 | Adamstown 33_11kV Tx2 | Newcastle City Main 33_11kV Tx3 | 0.18417 | 0 | 0 | 0 | 0 | 0 | 0 | 0 | 0 | 0 | 0 | 0 | 0 | 0 | 0 | 0 | 0 | 0 | 0 | 0 | 0 | 0 | 0 | 0 | 0 | 0 | 0 | 0 | 0 | 0 | 0 | 0
| 0 | [33 empty] | DNP_ID: 2162. Adamstown to City Main. SAO Dec 06 | Adamstown 33_11kV Tx1 | Newcastle City Main 33_11kV Tx1 | 0.13337 | 0 | 0 | 0 | 0 | 0 | 0 | 0 | 0 | 0 | 0 | 0 | 0 | 0 | 0 | 0 | 0 | 0 | 0 | 0 | 0 | 0 | 0 | 0 | 0 | 0 | 0 | 0 | 0 | 0 | 0 | 0
| Diversity Factor: 0 | [33 empty] | DNP_ID: 2162. Adamstown to City Main. SAO Dec 06 | Adamstown 33_11kV Tx1 | Newcastle City Main 33_11kV Tx2 | 0.13337 | 0 | 0 | 0 | 0 | 0 | 0 | 0 | 0 | 0 | 0 | 0 | 0 | 0 | 0 | 0 | 0 | 0 | 0 | 0 | 0 | 0 | 0 | 0 | 0 | 0 | 0 | 0 | 0 | 0 | 0 | 0
[35 empty] | DNP_ID: 2162. Adamstown to City Main. SAO Dec 06 | Adamstown 33_11kV Tx1 | Newcastle City Main 33_11kV Tx3 | 0.13337 | 0 | 0 | 0 | 0 | 0 | 0 | 0 | 0 | 0 | 0 | 0 | 0 | 0 | 0 | 0 | 0 | 0 | 0 | 0 | 0 | 0 | 0 | 0 | 0 | 0 | 0 | 0 | 0 | 0 | 0 | 0
[35 empty] | DNP_ID: 2162. Adamstown to City Main. SAO Dec 06 | Adamstown 33_11kV Tx2 | Newcastle City Main 33_11kV Tx1 | 0.13337 | 0 | 0 | 0 | 0 | 0 | 0 | 0 | 0 | 0 | 0 | 0 | 0 | 0 | 0 | 0 | 0 | 0 | 0 | 0 | 0 | 0 | 0 | 0 | 0 | 0 | 0 | 0 | 0 | 0 | 0 | 0
| 0 | [33 empty] | DNP_ID: 2162. Adamstown to City Main. SAO Dec 06 | Adamstown 33_11kV Tx2 | Newcastle City Main 33_11kV Tx2 | 0.13337 | 0 | 0 | 0 | 0 | 0 | 0 | 0 | 0 | 0 | 0 | 0 | 0 | 0 | 0 | 0 | 0 | 0 | 0 | 0 | 0 | 0 | 0 | 0 | 0 | 0 | 0 | 0 | 0 | 0 | 0 | 0
| Diversity Factor: 0 | [33 empty] | DNP_ID: 2162. Adamstown to City Main. SAO Dec 06 | Adamstown 33_11kV Tx2 | Newcastle City Main 33_11kV Tx3 | 0.13337 | 0 | 0 | 0 | 0 | 0 | 0 | 0 | 0 | 0 | 0 | 0 | 0 | 0 | 0 | 0 | 0 | 0 | 0 | 0 | 0 | 0 | 0 | 0 | 0 | 0 | 0 | 0 | 0 | 0 | 0 | 0
[35 empty] | DNP_ID: 2163. Carrington to City Main. SAO Dec 06 | Carrington 33_11kV Tx1 | Newcastle City Main 33_11kV Tx1 | 0.12384 | 0 | 0 | 0 | 0 | 0 | 0 | 0 | 0 | 0 | 0 | 0 | 0 | 0 | 0 | 0 | 0 | 0 | 0 | 0 | 0 | 0 | 0 | 0 | 0 | 0 | 0 | 0 | 0 | 0 | 0 | 0
[35 empty] | DNP_ID: 2163. Carrington to City Main. SAO Dec 06 | Carrington 33_11kV Tx1 | Newcastle City Main 33_11kV Tx2 | 0.12384 | 0 | 0 | 0 | 0 | 0 | 0 | 0 | 0 | 0 | 0 | 0 | 0 | 0 | 0 | 0 | 0 | 0 | 0 | 0 | 0 | 0 | 0 | 0 | 0 | 0 | 0 | 0 | 0 | 0 | 0 | 0
| 0 | [33 empty] | DNP_ID: 2163. Carrington to City Main. SAO Dec 06 | Carrington 33_11kV Tx1 | Newcastle City Main 33_11kV Tx3 | 0.12384 | 0 | 0 | 0 | 0 | 0 | 0 | 0 | 0 | 0 | 0 | 0 | 0 | 0 | 0 | 0 | 0 | 0 | 0 | 0 | 0 | 0 | 0 | 0 | 0 | 0 | 0 | 0 | 0 | 0 | 0 | 0
| Diversity Factor: 0 | [33 empty] | DNP_ID: 2163. Carrington to City Main. SAO Dec 06 | Carrington 33_11kV Tx2 | Newcastle City Main 33_11kV Tx1 | 0.12384 | 0 | 0 | 0 | 0 | 0 | 0 | 0 | 0 | 0 | 0 | 0 | 0 | 0 | 0 | 0 | 0 | 0 | 0 | 0 | 0 | 0 | 0 | 0 | 0 | 0 | 0 | 0 | 0 | 0 | 0 | 0
[35 empty] | DNP_ID: 2163. Carrington to City Main. SAO Dec 06 | Carrington 33_11kV Tx2 | Newcastle City Main 33_11kV Tx2 | 0.12384 | 0 | 0 | 0 | 0 | 0 | 0 | 0 | 0 | 0 | 0 | 0 | 0 | 0 | 0 | 0 | 0 | 0 | 0 | 0 | 0 | 0 | 0 | 0 | 0 | 0 | 0 | 0 | 0 | 0 | 0 | 0
[35 empty] | DNP_ID: 2163. Carrington to City Main. SAO Dec 06 | Carrington 33_11kV Tx2 | Newcastle City Main 33_11kV Tx3 | 0.12384 | 0 | 0 | 0 | 0 | 0 | 0 | 0 | 0 | 0 | 0 | 0 | 0 | 0 | 0 | 0 | 0 | 0 | 0 | 0 | 0 | 0 | 0 | 0 | 0 | 0 | 0 | 0 | 0 | 0 | 0 | 0
| 0 | [33 empty] | DNP_ID: 2165. Adamstown to City Main. > peak 06/07 | Adamstown 33_11kV Tx1 | Newcastle City Main 33_11kV Tx1 | 0 | 0.31754 | 0 | 0 | 0 | 0 | 0 | 0 | 0 | 0 | 0 | 0 | 0 | 0 | 0 | 0 | 0 | 0 | 0 | 0 | 0 | 0 | 0 | 0 | 0 | 0 | 0 | 0 | 0 | 0 | 0 | 0
| Diversity Factor: 0 | [33 empty] | DNP_ID: 2165. Adamstown to City Main. > peak 06/07 | Adamstown 33_11kV Tx1 | Newcastle City Main 33_11kV Tx2 | 0 | 0.31754 | 0 | 0 | 0 | 0 | 0 | 0 | 0 | 0 | 0 | 0 | 0 | 0 | 0 | 0 | 0 | 0 | 0 | 0 | 0 | 0 | 0 | 0 | 0 | 0 | 0 | 0 | 0 | 0 | 0 | 0
[35 empty] | DNP_ID: 2165. Adamstown to City Main. > peak 06/07 | Adamstown 33_11kV Tx1 | Newcastle City Main 33_11kV Tx3 | 0 | 0.31754 | 0 | 0 | 0 | 0 | 0 | 0 | 0 | 0 | 0 | 0 | 0 | 0 | 0 | 0 | 0 | 0 | 0 | 0 | 0 | 0 | 0 | 0 | 0 | 0 | 0 | 0 | 0 | 0 | 0 | 0
[35 empty] | DNP_ID: 2165. Adamstown to City Main. > peak 06/07 | Adamstown 33_11kV Tx2 | Newcastle City Main 33_11kV Tx1 | 0 | 0.31754 | 0 | 0 | 0 | 0 | 0 | 0 | 0 | 0 | 0 | 0 | 0 | 0 | 0 | 0 | 0 | 0 | 0 | 0 | 0 | 0 | 0 | 0 | 0 | 0 | 0 | 0 | 0 | 0 | 0 | 0
| 0 | [33 empty] | DNP_ID: 2165. Adamstown to City Main. > peak 06/07 | Adamstown 33_11kV Tx2 | Newcastle City Main 33_11kV Tx2 | 0 | 0.31754 | 0 | 0 | 0 | 0 | 0 | 0 | 0 | 0 | 0 | 0 | 0 | 0 | 0 | 0 | 0 | 0 | 0 | 0 | 0 | 0 | 0 | 0 | 0 | 0 | 0 | 0 | 0 | 0 | 0 | 0
| Diversity Factor: 0 | [33 empty] | DNP_ID: 2165. Adamstown to City Main. > peak 06/07 | Adamstown 33_11kV Tx2 | Newcastle City Main 33_11kV Tx3 | 0 | 0.31754 | 0 | 0 | 0 | 0 | 0 | 0 | 0 | 0 | 0 | 0 | 0 | 0 | 0 | 0 | 0 | 0 | 0 | 0 | 0 | 0 | 0 | 0 | 0 | 0 | 0 | 0 | 0 | 0 | 0 | 0
| Weather Correction and Public Holiday Factors | [8 empty] | Forecast ROG
ROG Justification
| Actual loads for season 2013 have been weather corrected by the following: | [6 empty] | 0% |  | 0
1 | 2 | 3 | 4 | 5 | 6 | 7 | 8 | 9 | 10 | 2014 | 2015 | 2016 | 2017 | 2018 | 2019 | 2020 | 2021 | 2022 | 2023 | 2024 | 2025 | 2026 | 2027 | 2028 | 2029 | 2030 | 2031 | 2032 | 2033 | 2034 | 2035 | 2036 | 2037 | 2038
1 | 1 | 1 | 1 | 1 | 1 | 1 | 1 | 1 | 1 | 0% | 0% | 0% | 0% | 0% | 0% | 0% | 0% | 0% | 0% | 0% | 0% | 0% | 0% | 0% | 0% | 0% | 0% | 0% | 0% | 0% | 0% | 0% | 0% | 0%
Substation Load Detail
[7 empty] | Units | 2013 |  | 2014 | 2015 | 2016 | 2017 | 2018 | 2019 | 2020 | 2021 | 2022 | 2023 | 2024 | 2025 | 2026 | 2027 | 2028 | 2029 | 2030 | 2031 | 2032 | 2033 | 2034 | 2035 | 2036 | 2037 | 2038
1 | Newcastle City Main 33_11kV | Compensated |  | Load (LV side) |  |  | Amps | 0 |  | 0 | 0 | 0 | 0 | 0 | 0 | 0 | 0 | 0 | 0 | 0 | 0 | 0 | 0 | 0 | 0 | 0 | 0 | 0 | 0 | 0 | 0 | 0 | 0 | 0
|  |  |  | Apparent Power |  |  | MVA | 0 | 0 | 0 | 0 | 0 | 0 | 0 | 0 | 0 | 0 | 0 | 0 | 0 | 0 | 0 | 0 | 0 | 0 | 0 | 0 | 0 | 0 | 0 | 0 | 0 | 0 | 0
|  |  |  | Real Power |  |  | MW | 0 | 0 | 0 | 0 | 0 | 0 | 0 | 0 | 0 | 0 | 0 | 0 | 0 | 0 | 0 | 0 | 0 | 0 | 0 | 0 | 0 | 0 | 0 | 0 | 0 | 0 | 0
|  |  |  | Reactive Power |  |  | MVAr | 0 |  | 0 | 0 | 0 | 0 | 0 | 0 | 0 | 0 | 0 | 0 | 0 | 0 | 0 | 0 | 0 | 0 | 0 | 0 | 0 | 0 | 0 | 0 | 0 | 0 | 0
|  |  |  | Capacitors In Service |  |  | MVAr | 0 |  | 0 | 0 | 0 | 0 | 0 | 0 | 0 | 0 | 0 | 0 | 0 | 0 | 0 | 0 | 0 | 0 | 0 | 0 | 0 | 0 | 0 | 0 | 0 | 0 | 0
|  |  |  | PF |  |  |  | 0 |  | 0 | 0 | 0 | 0 | 0 | 0 | 0 | 0 | 0 | 0 | 0 | 0 | 0 | 0 | 0 | 0 | 0 | 0 | 0 | 0 | 0 | 0 | 0 | 0 | 0
0.94285 | Diversity Factor: 0.94 | Uncompensated |  | Reactive Power |  |  | MVAr | 0 | 0 | 0 | 0 | 0 | 0 | 0 | 0 | 0 | 0 | 0 | 0 | 0 | 0 | 0 | 0 | 0 | 0 | 0 | 0 | 0 | 0 | 0 | 0 | 0 | 0 | 0
|  |  |  | PF |  |  |  | 0 |  | 0 | 0 | 0 | 0 | 0 | 0 | 0 | 0 | 0 | 0 | 0 | 0 | 0 | 0 | 0 | 0 | 0 | 0 | 0 | 0 | 0 | 0 | 0 | 0 | 0
[10 empty] | 1 | 2 | 3 | 4 | 5 | 6 | 7 | 8 | 9 | 10 | 11 | 12 | 13 | 14 | 15 | 16 | 17 | 18 | 19 | 20 | 21 | 22 | 23 | 24 | 25
Transformer Load Detail
[7 empty] | Units | 2013 |  | 2014 | 2015 | 2016 | 2017 | 2018 | 2019 | 2020 | 2021 | 2022 | 2023 | 2024 | 2025 | 2026 | 2027 | 2028 | 2029 | 2030 | 2031 | 2032 | 2033 | 2034 | 2035 | 2036 | 2037 | 2038
| 0 | Compensated |  | Load (LV side) |  |  | Amps
|  |  |  | Apparent Power |  |  | MVA
|  |  |  | Real Power |  |  | MW
|  |  |  | Reactive Power |  |  | MVAr
|  |  |  | Capacitors In Service |  |  | MVAr
PF
| Zone Div: | Uncompensated |  | Reactive Power |  |  | MVAr
PF
| 0 | Compensated |  | Load (LV side) |  |  | Amps
|  |  |  | Apparent Power |  |  | MVA
|  |  |  | Real Power |  |  | MW
|  |  |  | Reactive Power |  |  | MVAr
|  |  |  | Capacitors In Service |  |  | MVAr
PF
| Zone Div: | Uncompensated |  | Reactive Power |  |  | MVAr
PF
| 0 | Compensated |  | Load (LV side) |  |  | Amps
|  |  |  | Apparent Power |  |  | MVA
|  |  |  | Real Power |  |  | MW
|  |  |  | Reactive Power |  |  | MVAr
|  |  |  | Capacitors In Service |  |  | MVAr
PF
| Zone Div: | Uncompensated |  | Reactive Power |  |  | MVAr
PF
| 0 | Compensated |  | Load (LV side) |  |  | Amps
|  |  |  | Apparent Power |  |  | MVA
|  |  |  | Real Power |  |  | MW
|  |  |  | Reactive Power |  |  | MVAr
|  |  |  | Capacitors In Service |  |  | MVAr
PF
| Zone Div: | Uncompensated |  | Reactive Power |  |  | MVAr
PF
| 0 | Compensated |  | Load (LV side) |  |  | Amps
|  |  |  | Apparent Power |  |  | MVA
|  |  |  | Real Power |  |  | MW
|  |  |  | Reactive Power |  |  | MVAr
|  |  |  | Capacitors In Service |  |  | MVAr
PF
| Zone Div: | Uncompensated |  | Reactive Power |  |  | MVAr
PF
| 0 | Compensated |  | Load (LV side) |  |  | Amps
|  |  |  | Apparent Power |  |  | MVA
|  |  |  | Real Power |  |  | MW
|  |  |  | Reactive Power |  |  | MVAr
|  |  |  | Capacitors In Service |  |  | MVAr
PF
| Zone Div: | Uncompensated |  | Reactive Power |  |  | MVAr
PF
| 0 | Compensated |  | Load (LV side) |  |  | Amps
|  |  |  | Apparent Power |  |  | MVA
|  |  |  | Real Power |  |  | MW
|  |  |  | Reactive Power |  |  | MVAr
|  |  |  | Capacitors In Service |  |  | MVAr
PF
| Zone Div: | Uncompensated |  | Reactive Power |  |  | MVAr
PF
| 0 | Compensated |  | Load (LV side) |  |  | Amps
|  |  |  | Apparent Power |  |  | MVA
|  |  |  | Real Power |  |  | MW
|  |  |  | Reactive Power |  |  | MVAr
|  |  |  | Capacitors In Service |  |  | MVAr
PF
| Zone Div: | Uncompensated |  | Reactive Power |  |  | MVAr
PF
| 0 | Compensated |  | Load (LV side) |  |  | Amps
|  |  |  | Apparent Power |  |  | MVA
|  |  |  | Real Power |  |  | MW
|  |  |  | Reactive Power |  |  | MVAr
|  |  |  | Capacitors In Service |  |  | MVAr
PF
| Zone Div: | Uncompensated |  | Reactive Power |  |  | MVAr
PF
| 0 | Compensated |  | Load (LV side) |  |  | Amps
|  |  |  | Apparent Power |  |  | MVA
|  |  |  | Real Power |  |  | MW
|  |  |  | Reactive Power |  |  | MVAr
|  |  |  | Capacitors In Service |  |  | MVAr
PF
| Zone Div: | Uncompensated |  | Reactive Power |  |  | MVAr
PF

## Tighes Hill 33_11kV
| Tighes Hill 33_11kV | [16 empty] | 2014 | WINTER
[6 empty] | Zone commissioned |  | 2016-10-01
| Substation Total Loads | [33 empty] | Spots & Transfers Detail
| Historical Loads | (11kV MVA) | [7 empty] | Weather Corrected Forecast Loads |  |  |  | (11kV MVA) | [20 empty] | Spots & Transfers Summary | (11kV MVA) |  | Historical Spots & Transfers | [6 empty] | Forecast Spots & Transfers
|  | 2007 | 2008 | 2009 | 2010 | 2011 | 2012 | 2013 |  | 2014 | 2015 | 2016 | 2017 | 2018 | 2019 | 2020 | 2021 | 2022 | 2023 | 2024 | 2025 | 2026 | 2027 | 2028 | 2029 | 2030 | 2031 | 2032 | 2033 | 2034 | 2035 | 2036 | 2037 | 2038 |  |  |  | 2007 | 2008 | 2009 | 2010 | 2011 | 2012 | 2013 | 2014 | 2015 | 2016 | 2017 | 2018 | 2019 | 2020 | 2021 | 2022 | 2023 | 2024 | 2025 | 2026 | 2027 | 2028 | 2029 | 2030 | 2031 | 2032 | 2033 | 2034 | 2035 | 2036 | 2037 | 2038
| Total | [8 empty] | 0 | 0 | 0 | 25.0551 | 25.0616 | 25.139 | 25.4546 | 25.7795 | 26.09 | 26.409 | 26.6978 | 27.0386 | 27.3812 | 27.76 | 28.1598 | 28.5572 | 28.9496 | 29.349 | 29.7556 | 30.1694 | 30.5906 | 31.0192 | 31.4553 | 31.8991 | 32.3507 |  |  | Total | 0 | 0 | 0 | 0 | 0 | 0 | 0 | 0 | 0 | 0 | 25.0559 | 0.0066045 | 0.078539 | 0.32011 | 0.3294 | 0.31469 | 0.3232 | 0.29258 | 0.34508 | 0.34678 | 0.38327 | 0.40452 | 0.40182 | 0.39668 | 0.40369 | 0.41079 | 0.41799 | 0.42529 | 0.43269 | 0.44018 | 0.44778 | 0.45548
| Firm Rating | 0 | 0 | 0 | 0 | 0 | 0 | 0 |  | 0 | 0 | 0 | 43.4 | 43.4 | 43.4 | 43.4 | 43.4 | 43.4 | 43.4 | 43.4 | 43.4 | 43.4 | 43.4 | 43.4 | 43.4 | 43.4 | 43.4 | 43.4 | 43.4 | 43.4 | 43.4 | 43.4 | 43.4 | 43.4
| Total Capacity | 0 | 0 | 0 | 0 | 0 | 0 | 0 |  | 0 | 0 | 0 | 70 | 70 | 70 | 70 | 70 | 70 | 70 | 70 | 70 | 70 | 70 | 70 | 70 | 70 | 70 | 70 | 70 | 70 | 70 | 70 | 70 | 70 |  |  | Tighes Hill 33_11kV Tx1 | 0 | 0 | 0 | 0 | 0 | 0 | 0 | 0 | 0 | 0 | 13.7473 | 0.0033022 | 0.039269 | 0.16006 | 0.1647 | 0.15734 | 0.1616 | 0.14629 | 0.17254 | 0.17339 | 0.19163 | 0.20226 | 0.20091 | 0.19834 | 0.20184 | 0.2054 | 0.209 | 0.21265 | 0.21634 | 0.22009 | 0.22389 | 0.22774
|  | -7 | -6 | -5 | -4 | -3 | -2 | -1 |  | 0 | 1 | 2 | 3 | 4 | 5 | 6 | 7 | 8 | 9 | 10 | 11 | 12 | 13 | 14 | 15 | 16 | 17 | 18 | 19 | 20 | 21 | 22 | 23 | 24 |  |  | Tighes Hill 33_11kV Tx2 | 0 | 0 | 0 | 0 | 0 | 0 | 0 | 0 | 0 | 0 | 11.3086 | 0.0033022 | 0.039269 | 0.16006 | 0.1647 | 0.15734 | 0.1616 | 0.14629 | 0.17254 | 0.17339 | 0.19163 | 0.20226 | 0.20091 | 0.19834 | 0.20184 | 0.2054 | 0.209 | 0.21265 | 0.21634 | 0.22009 | 0.22389 | 0.22774
| Transformer Loads | [36 empty] | 0 | 0 | 0 | 0 | 0 | 0 | 0 | 0 | 0 | 0 | 0 | 0 | 0 | 0 | 0 | 0 | 0 | 0 | 0 | 0 | 0 | 0 | 0 | 0 | 0 | 0 | 0 | 0 | 0 | 0 | 0 | 0
| Historical Loads | (11kV MVA) | [7 empty] | 0: Weather Corrected Forecast Loads; 4: (11kV MVA) |  |  |  | 0 | 0 | 0 | 0 | 0 | 0 | 0 | 0 | 0 | 0 | 0 | 0 | 0 | 0 | 0 | 0 | 0 | 0 | 0 | 0 | 0 | 0 | 0 | 0 | 0 | 0 | 0 | 0 | 0 | 0 | 0 | 0
|  | 2007 | 2008 | 2009 | 2010 | 2011 | 2012 | 2013 |  | 2014 | 2015 | 2016 | 2017 | 2018 | 2019 | 2020 | 2021 | 2022 | 2023 | 2024 | 2025 | 2026 | 2027 | 2028 | 2029 | 2030 | 2031 | 2032 | 2033 | 2034 | 2035 | 2036 | 2037 | 2038 |  |  |  | 0 | 0 | 0 | 0 | 0 | 0 | 0 | 0 | 0 | 0 | 0 | 0 | 0 | 0 | 0 | 0 | 0 | 0 | 0 | 0 | 0 | 0 | 0 | 0 | 0 | 0 | 0 | 0 | 0 | 0 | 0 | 0
| 0 | [36 empty] | 0 | 0 | 0 | 0 | 0 | 0 | 0 | 0 | 0 | 0 | 0 | 0 | 0 | 0 | 0 | 0 | 0 | 0 | 0 | 0 | 0 | 0 | 0 | 0 | 0 | 0 | 0 | 0 | 0 | 0 | 0 | 0
| Diversity Factor: 0 | [36 empty] | 0 | 0 | 0 | 0 | 0 | 0 | 0 | 0 | 0 | 0 | 0 | 0 | 0 | 0 | 0 | 0 | 0 | 0 | 0 | 0 | 0 | 0 | 0 | 0 | 0 | 0 | 0 | 0 | 0 | 0 | 0 | 0
[38 empty] | 0 | 0 | 0 | 0 | 0 | 0 | 0 | 0 | 0 | 0 | 0 | 0 | 0 | 0 | 0 | 0 | 0 | 0 | 0 | 0 | 0 | 0 | 0 | 0 | 0 | 0 | 0 | 0 | 0 | 0 | 0 | 0
[38 empty] | 0 | 0 | 0 | 0 | 0 | 0 | 0 | 0 | 0 | 0 | 0 | 0 | 0 | 0 | 0 | 0 | 0 | 0 | 0 | 0 | 0 | 0 | 0 | 0 | 0 | 0 | 0 | 0 | 0 | 0 | 0 | 0
| 0 | [36 empty] | 0 | 0 | 0 | 0 | 0 | 0 | 0 | 0 | 0 | 0 | 0 | 0 | 0 | 0 | 0 | 0 | 0 | 0 | 0 | 0 | 0 | 0 | 0 | 0 | 0 | 0 | 0 | 0 | 0 | 0 | 0 | 0
Diversity Factor: 0
[38 empty] | Historical Spots & Transfers | [6 empty] | Forecast Spots & Transfers
[35 empty] | Project Name | From | To | 2007 | 2008 | 2009 | 2010 | 2011 | 2012 | 2013 | 2014 | 2015 | 2016 | 2017 | 2018 | 2019 | 2020 | 2021 | 2022 | 2023 | 2024 | 2025 | 2026 | 2027 | 2028 | 2029 | 2030 | 2031 | 2032 | 2033 | 2034 | 2035 | 2036 | 2037 | 2038
| 0 | [33 empty] | Broad based demand management |  | Tighes Hill 33_11kV Tx1 | 0 | 0 | 0 | 0 | 0 | 0 | 0 | 0 | 0 | 0 | -0.005668 | -0.043554 | -0.05847 | 0 | 0 | 0 | 0 | 0 | 0 | 0 | 0 | 0 | 0 | 0 | 0 | 0 | 0 | 0 | 0 | 0 | 0 | 0
| Diversity Factor: 0 | [33 empty] | Broad based demand management |  | Tighes Hill 33_11kV Tx2 | 0 | 0 | 0 | 0 | 0 | 0 | 0 | 0 | 0 | 0 | -0.005668 | -0.043554 | -0.05847 | 0 | 0 | 0 | 0 | 0 | 0 | 0 | 0 | 0 | 0 | 0 | 0 | 0 | 0 | 0 | 0 | 0 | 0 | 0
[35 empty] | Decommission: Commissioning Transfers | Carrington 33_11kV Tx1 | Tighes Hill 33_11kV Tx1 | 0 | 0 | 0 | 0 | 0 | 0 | 0 | 0 | 0 | 0 | 5.6396 | 0 | 0 | 0 | 0 | 0 | 0 | 0 | 0 | 0 | 0 | 0 | 0 | 0 | 0 | 0 | 0 | 0 | 0 | 0 | 0 | 0
[35 empty] | Decommission: Commissioning Transfers | Carrington 33_11kV Tx1 | Tighes Hill 33_11kV Tx2 | 0 | 0 | 0 | 0 | 0 | 0 | 0 | 0 | 0 | 0 | 5.6396 | 0 | 0 | 0 | 0 | 0 | 0 | 0 | 0 | 0 | 0 | 0 | 0 | 0 | 0 | 0 | 0 | 0 | 0 | 0 | 0 | 0
| 0 | [33 empty] | Decommission: Commissioning Transfers | Carrington 33_11kV Tx2 | Tighes Hill 33_11kV Tx1 | 0 | 0 | 0 | 0 | 0 | 0 | 0 | 0 | 0 | 0 | 5.6396 | 0 | 0 | 0 | 0 | 0 | 0 | 0 | 0 | 0 | 0 | 0 | 0 | 0 | 0 | 0 | 0 | 0 | 0 | 0 | 0 | 0
| Diversity Factor: 0 | [33 empty] | Decommission: Commissioning Transfers | Carrington 33_11kV Tx2 | Tighes Hill 33_11kV Tx2 | 0 | 0 | 0 | 0 | 0 | 0 | 0 | 0 | 0 | 0 | 5.6396 | 0 | 0 | 0 | 0 | 0 | 0 | 0 | 0 | 0 | 0 | 0 | 0 | 0 | 0 | 0 | 0 | 0 | 0 | 0 | 0 | 0
[35 empty] | HVCON_ID: 2013172. SC04801 Steel Works Rd Mayfield East - New HVC | Carrington 33_11kV Tx1 | Tighes Hill 33_11kV Tx1 | 0 | 0 | 0 | 0 | 0 | 0 | 0 | 0 | 0 | 0 | 1.2194 | 0 | 0 | 0 | 0 | 0 | 0 | 0 | 0 | 0 | 0 | 0 | 0 | 0 | 0 | 0 | 0 | 0 | 0 | 0 | 0 | 0
[35 empty] | HVCON_ID: 2013172. SC04801 Steel Works Rd Mayfield East - New HVC | Carrington 33_11kV Tx2 | Tighes Hill 33_11kV Tx1 | 0 | 0 | 0 | 0 | 0 | 0 | 0 | 0 | 0 | 0 | 1.2194 | 0 | 0 | 0 | 0 | 0 | 0 | 0 | 0 | 0 | 0 | 0 | 0 | 0 | 0 | 0 | 0 | 0 | 0 | 0 | 0 | 0
| 0 | [33 empty] | Econometric |  | Tighes Hill 33_11kV Tx1 | 0 | 0 | 0 | 0 | 0 | 0 | 0 | 0 | 0 | 0 | 0.12126 | 0.17962 | 0.235 | 0.23849 | 0.21462 | 0.21772 | 0.22087 | 0.22406 | 0.22729 | 0.23057 | 0.23389 | 0.23726 | 0.24067 | 0.24413 | 0.24763 | 0.25118 | 0.25478 | 0.25843 | 0.26213 | 0.26588 | 0.26968 | 0.27353
| Diversity Factor: 0 | [33 empty] | Econometric |  | Tighes Hill 33_11kV Tx2 | 0 | 0 | 0 | 0 | 0 | 0 | 0 | 0 | 0 | 0 | 0.12126 | 0.17962 | 0.235 | 0.23849 | 0.21462 | 0.21772 | 0.22087 | 0.22406 | 0.22729 | 0.23057 | 0.23389 | 0.23726 | 0.24067 | 0.24413 | 0.24763 | 0.25118 | 0.25478 | 0.25843 | 0.26213 | 0.26588 | 0.26968 | 0.27353
[35 empty] | Energy Efficiency |  | Tighes Hill 33_11kV Tx1 | 0 | 0 | 0 | 0 | 0 | 0 | 0 | 0 | 0 | 0 | -0.086221 | -0.13277 | -0.13726 | -0.078435 | -0.049922 | -0.060381 | -0.059273 | -0.077773 | -0.054753 | -0.057179 | -0.042256 | -0.034995 | -0.039759 | -0.045789 | -0.045789 | -0.045789 | -0.045789 | -0.045789 | -0.045789 | -0.045789 | -0.045789 | -0.045789
[35 empty] | Energy Efficiency |  | Tighes Hill 33_11kV Tx2 | 0 | 0 | 0 | 0 | 0 | 0 | 0 | 0 | 0 | 0 | -0.086221 | -0.13277 | -0.13726 | -0.078435 | -0.049922 | -0.060381 | -0.059273 | -0.077773 | -0.054753 | -0.057179 | -0.042256 | -0.034995 | -0.039759 | -0.045789 | -0.045789 | -0.045789 | -0.045789 | -0.045789 | -0.045789 | -0.045789 | -0.045789 | -0.045789
| 0 | [33 empty] | Solar PV |  | Tighes Hill 33_11kV Tx1 | 0 | 0 | 0 | 0 | 0 | 0 | 0 | 0 | 0 | 0 | 0 | 0 | 0 | 0 | 0 | 0 | 0 | 0 | 0 | 0 | 0 | 0 | 0 | 0 | 0 | 0 | 0 | 0 | 0 | 0 | 0 | 0
| Diversity Factor: 0 | [33 empty] | Solar PV |  | Tighes Hill 33_11kV Tx2 | 0 | 0 | 0 | 0 | 0 | 0 | 0 | 0 | 0 | 0 | 0 | 0 | 0 | 0 | 0 | 0 | 0 | 0 | 0 | 0 | 0 | 0 | 0 | 0 | 0 | 0 | 0 | 0 | 0 | 0 | 0 | 0
0
Diversity Factor: 0
0
Diversity Factor: 0
0
Diversity Factor: 0
0
Diversity Factor: 0
| Weather Correction and Public Holiday Factors | [8 empty] | 0: Forecast ROG
ROG Justification
| Actual loads for season 2013 have been weather corrected by the following: | [8 empty] | 0: same as Carrington | [35 empty] | same as Carrington
1 | 2 | 3 | 4 | 5 | 6 | 7 | 8 | 9 | 10 | 2014 | 2015 | 2016 | 2017 | 2018 | 2019 | 2020 | 2021 | 2022 | 2023 | 2024 | 2025 | 2026 | 2027 | 2028 | 2029 | 2030 | 2031 | 2032 | 2033 | 2034 | 2035 | 2036 | 2037 | 2038
0.98896 | 0.97804 | 0.97084 | 0.96727 | 0.96727 | 0.96727 | 0.96727 | 0.96727 | 0.96727 | 0.96727 | -1.104% | -1.104% | -0.736% | -0.368% | 0% | 0% | 0% | 0% | 0% | 0% | 0% | 0% | 0% | 0% | 0% | 0% | 0% | 0% | 0% | 0% | 0% | 0% | 0% | 0% | 0%
Substation Load Detail
[7 empty] | Units | 2013 |  | 2014 | 2015 | 2016 | 2017 | 2018 | 2019 | 2020 | 2021 | 2022 | 2023 | 2024 | 2025 | 2026 | 2027 | 2028 | 2029 | 2030 | 2031 | 2032 | 2033 | 2034 | 2035 | 2036 | 2037 | 2038
1 | Tighes Hill 33_11kV | Compensated |  | Load (LV side) |  |  | Amps | 0 |  | 0 | 0 | 0 | 1315.049 | 1315.391 | 1319.454 | 1336.02 | 1353.073 | 1369.369 | 1386.112 | 1401.273 | 1419.16 | 1437.141 | 1457.02 | 1478.009 | 1498.864 | 1519.458 | 1540.423 | 1561.763 | 1583.483 | 1605.588 | 1628.084 | 1650.976 | 1674.269 | 1697.969
|  |  |  | Apparent Power |  |  | MVA | 0 | 0 | 0 | 0 | 0 | 25.0551 | 25.0616 | 25.139 | 25.4546 | 25.7795 | 26.09 | 26.409 | 26.6978 | 27.0386 | 27.3812 | 27.76 | 28.1598 | 28.5572 | 28.9496 | 29.349 | 29.7556 | 30.1694 | 30.5906 | 31.0192 | 31.4553 | 31.8991 | 32.3507
|  |  |  | Real Power |  |  | MW | 0 | 0 | 0 | 0 | 0 | 24.067 | 24.073 | 24.1437 | 24.4318 | 24.7282 | 25.0114 | 25.3023 | 25.5656 | 25.8762 | 26.1883 | 26.5333 | 26.8973 | 27.259 | 27.616 | 27.9793 | 28.349 | 28.7252 | 29.1079 | 29.4974 | 29.8935 | 30.2965 | 30.7065
|  |  |  | Reactive Power |  |  | MVAr | 0 |  | 0 | 0 | 0 | 6.9666 | 6.9694 | 7.0037 | 7.1432 | 7.2868 | 7.424 | 7.5648 | 7.6924 | 7.8428 | 7.9939 | 8.161 | 8.3373 | 8.5125 | 8.6854 | 8.8613 | 9.0404 | 9.2226 | 9.408 | 9.5966 | 9.7885 | 9.9836 | 10.1822
|  |  |  | Capacitors In Service |  |  | MVAr | 0 |  | 0 | 0 | 0 | 0 | 0 | 0 | 0 | 0 | 0 | 0 | 0 | 0 | 0 | 0 | 0 | 0 | 0 | 0 | 0 | 0 | 0 | 0 | 0 | 0 | 0
|  |  |  | PF |  |  |  | 0 |  | 0 | 0 | 0 | 0.96057 | 0.96055 | 0.96041 | 0.95982 | 0.95922 | 0.95866 | 0.9581 | 0.95759 | 0.95701 | 0.95643 | 0.95581 | 0.95517 | 0.95454 | 0.95393 | 0.95333 | 0.95273 | 0.95213 | 0.95153 | 0.95094 | 0.95035 | 0.94976 | 0.94918
0.84443 | Diversity Factor: 0.84 | Uncompensated |  | Reactive Power |  |  | MVAr | 0 | 0 | 0 | 0 | 0 | 6.9666 | 6.9694 | 7.0037 | 7.1432 | 7.2868 | 7.424 | 7.5648 | 7.6924 | 7.8428 | 7.9939 | 8.161 | 8.3373 | 8.5125 | 8.6854 | 8.8613 | 9.0404 | 9.2226 | 9.408 | 9.5966 | 9.7885 | 9.9836 | 10.1822
|  |  |  | PF |  |  |  | 0 |  | 0 | 0 | 0 | 0.96057 | 0.96055 | 0.96041 | 0.95982 | 0.95922 | 0.95866 | 0.9581 | 0.95759 | 0.95701 | 0.95643 | 0.95581 | 0.95517 | 0.95454 | 0.95393 | 0.95333 | 0.95273 | 0.95213 | 0.95153 | 0.95094 | 0.95035 | 0.94976 | 0.94918
[10 empty] | 1 | 2 | 3 | 4 | 5 | 6 | 7 | 8 | 9 | 10 | 11 | 12 | 13 | 14 | 15 | 16 | 17 | 18 | 19 | 20 | 21 | 22 | 23 | 24 | 25
Transformer Load Detail
[7 empty] | Units | 2013 |  | 2014 | 2015 | 2016 | 2017 | 2018 | 2019 | 2020 | 2021 | 2022 | 2023 | 2024 | 2025 | 2026 | 2027 | 2028 | 2029 | 2030 | 2031 | 2032 | 2033 | 2034 | 2035 | 2036 | 2037 | 2038
| 0 | Compensated |  | Load (LV side) |  |  | Amps
|  |  |  | Apparent Power |  |  | MVA
|  |  |  | Real Power |  |  | MW
|  |  |  | Reactive Power |  |  | MVAr
|  |  |  | Capacitors In Service |  |  | MVAr
PF
| Zone Div: | Uncompensated |  | Reactive Power |  |  | MVAr
PF
| 0 | Compensated |  | Load (LV side) |  |  | Amps
|  |  |  | Apparent Power |  |  | MVA
|  |  |  | Real Power |  |  | MW
|  |  |  | Reactive Power |  |  | MVAr
|  |  |  | Capacitors In Service |  |  | MVAr
PF
| Zone Div: | Uncompensated |  | Reactive Power |  |  | MVAr
PF
| 0 | Compensated |  | Load (LV side) |  |  | Amps
|  |  |  | Apparent Power |  |  | MVA
|  |  |  | Real Power |  |  | MW
|  |  |  | Reactive Power |  |  | MVAr
|  |  |  | Capacitors In Service |  |  | MVAr
PF
| Zone Div: | Uncompensated |  | Reactive Power |  |  | MVAr
PF
| 0 | Compensated |  | Load (LV side) |  |  | Amps
|  |  |  | Apparent Power |  |  | MVA
|  |  |  | Real Power |  |  | MW
|  |  |  | Reactive Power |  |  | MVAr
|  |  |  | Capacitors In Service |  |  | MVAr
PF
| Zone Div: | Uncompensated |  | Reactive Power |  |  | MVAr
PF
| 0 | Compensated |  | Load (LV side) |  |  | Amps
|  |  |  | Apparent Power |  |  | MVA
|  |  |  | Real Power |  |  | MW
|  |  |  | Reactive Power |  |  | MVAr
|  |  |  | Capacitors In Service |  |  | MVAr
PF
| Zone Div: | Uncompensated |  | Reactive Power |  |  | MVAr
PF
| 0 | Compensated |  | Load (LV side) |  |  | Amps
|  |  |  | Apparent Power |  |  | MVA
|  |  |  | Real Power |  |  | MW
|  |  |  | Reactive Power |  |  | MVAr
|  |  |  | Capacitors In Service |  |  | MVAr
PF
| Zone Div: | Uncompensated |  | Reactive Power |  |  | MVAr
PF
| 0 | Compensated |  | Load (LV side) |  |  | Amps
|  |  |  | Apparent Power |  |  | MVA
|  |  |  | Real Power |  |  | MW
|  |  |  | Reactive Power |  |  | MVAr
|  |  |  | Capacitors In Service |  |  | MVAr
PF
| Zone Div: | Uncompensated |  | Reactive Power |  |  | MVAr
PF
| 0 | Compensated |  | Load (LV side) |  |  | Amps
|  |  |  | Apparent Power |  |  | MVA
|  |  |  | Real Power |  |  | MW
|  |  |  | Reactive Power |  |  | MVAr
|  |  |  | Capacitors In Service |  |  | MVAr
PF
| Zone Div: | Uncompensated |  | Reactive Power |  |  | MVAr
PF
| 0 | Compensated |  | Load (LV side) |  |  | Amps
|  |  |  | Apparent Power |  |  | MVA
|  |  |  | Real Power |  |  | MW
|  |  |  | Reactive Power |  |  | MVAr
|  |  |  | Capacitors In Service |  |  | MVAr
PF
| Zone Div: | Uncompensated |  | Reactive Power |  |  | MVAr
PF
| 0 | Compensated |  | Load (LV side) |  |  | Amps
|  |  |  | Apparent Power |  |  | MVA
|  |  |  | Real Power |  |  | MW
|  |  |  | Reactive Power |  |  | MVAr
|  |  |  | Capacitors In Service |  |  | MVAr
PF
| Zone Div: | Uncompensated |  | Reactive Power |  |  | MVAr
PF