## Inclusions and Exclusions
Sydney Forecast Inclusions and Exclusions
Date Printed |  | 08JUL14:11:21:24
| Description | Value
Season |  | Summer | Summer
Either Summer or Winter
Year |  | 2015 | 2015
Year that the forecast starts
POE |  | 50% | 0.5
10%, 50%, 90%
Spots and Transfers |  | Y | Y
Are Spots and Transfers Included?
BBDM Spots |  | Y | Y
Is BBDM included?
Spots Coefficient |  | 55% | 0.55
Scaling factor applied to spot loads in the future
Aligned ROGs |  | Capped | Capped
Have ROGs been aligned to econometric forecast?
Committed Projects |  | Y | Y
Are Committed Projects Included?
Major Customers Scaling Factor |  | 100% | 1
Scaling factor applied to major customer connections in the future
Future Transfers |  | Y | Y
Are future transfers included?
Future Spots |  | 4 | 4
Future spots are cleared from the following forecast year

## Charlestown 132_11kV
| Charlestown 132_11kV | [16 empty] | 2015 | SUMMER
[6 empty] | Zone commissioned |  | 2012-11-15
| Substation Total Loads | [33 empty] | Spots & Transfers Detail
| Historical Loads | (11kV MVA) | [7 empty] | Weather Corrected Forecast Loads |  |  |  | (11kV MVA) | [20 empty] | Spots & Transfers Summary | (11kV MVA) |  | Historical Spots & Transfers | [6 empty] | Forecast Spots & Transfers
|  | 07/08 | 08/09 | 09/10 | 10/11 | 11/12 | 12/13 | 13/14 |  | 14/15 | 15/16 | 16/17 | 17/18 | 18/19 | 19/20 | 20/21 | 21/22 | 22/23 | 23/24 | 24/25 | 25/26 | 26/27 | 27/28 | 28/29 | 29/30 | 30/31 | 31/32 | 32/33 | 33/34 | 34/35 | 35/36 | 36/37 | 37/38 | 38/39 |  |  |  | 07/08 | 08/09 | 09/10 | 10/11 | 11/12 | 12/13 | 13/14 | 14/15 | 15/16 | 16/17 | 17/18 | 18/19 | 19/20 | 20/21 | 21/22 | 22/23 | 23/24 | 24/25 | 25/26 | 26/27 | 27/28 | 28/29 | 29/30 | 30/31 | 31/32 | 32/33 | 33/34 | 34/35 | 35/36 | 36/37 | 37/38 | 38/39
| Total | [5 empty] | 39.02 | 31.82 |  | 30.5035 | 30.2765 | 30.1339 | 29.9674 | 29.8899 | 29.8458 | 29.986 | 30.1917 | 30.3639 | 30.5718 | 30.7336 | 30.9667 | 31.2025 | 31.4809 | 31.7857 | 32.0864 | 32.3826 | 32.6876 | 33.0016 | 33.3246 | 33.6569 | 33.9985 | 34.3496 | 34.7103 | 35.0808 |  |  | Total | 0 | 0 | 0 | 0 | 0 | 42.1387 | 0.18887 | -1.1379 | -0.092654 | -0.053636 | -0.12215 | -0.077547 | -0.044104 | 0.1402 | 0.20575 | 0.17215 | 0.20791 | 0.16185 | 0.23304 | 0.23583 | 0.27842 | 0.30482 | 0.30068 | 0.29618 | 0.30501 | 0.31396 | 0.32305 | 0.33227 | 0.34162 | 0.3511 | 0.36072 | 0.37048
| Firm Rating | 0 | 0 | 0 | 0 | 0 | 60 | 60.17 |  | 60.17 | 60.17 | 60.17 | 60.17 | 60.17 | 60.17 | 60.17 | 60.17 | 60.17 | 60.17 | 60.17 | 60.17 | 60.17 | 60.17 | 60.17 | 60.17 | 60.17 | 60.17 | 60.17 | 60.17 | 60.17 | 60.17 | 60.17 | 60.17 | 60.17
| Total Capacity | 0 | 0 | 0 | 0 | 0 | 100 | 113 |  | 113 | 113 | 113 | 113 | 113 | 113 | 113 | 113 | 113 | 113 | 113 | 113 | 113 | 113 | 113 | 113 | 113 | 113 | 113 | 113 | 113 | 113 | 113 | 113 | 113 |  |  | Charlestown 132_11kV Tx1 | 0 | 0 | 0 | 0 | 0 | 19.231 | -0.0093208 | -0.0081192 | -0.0417 | -0.024139 | -0.054975 | -0.034901 | -0.019849 | 0.063098 | 0.092599 | 0.077476 | 0.093571 | 0.072844 | 0.10488 | 0.10614 | 0.12531 | 0.13719 | 0.13532 | 0.1333 | 0.13727 | 0.1413 | 0.14539 | 0.14954 | 0.15375 | 0.15802 | 0.16235 | 0.16674
|  | -7 | -6 | -5 | -4 | -3 | -2 | -1 |  | 0 | 1 | 2 | 3 | 4 | 5 | 6 | 7 | 8 | 9 | 10 | 11 | 12 | 13 | 14 | 15 | 16 | 17 | 18 | 19 | 20 | 21 | 22 | 23 | 24 |  |  | Charlestown 132_11kV Tx2 | 0 | 0 | 0 | 0 | 0 | 22.9077 | 0.19819 | -1.1297 | -0.050954 | -0.029496 | -0.067175 | -0.042646 | -0.024254 | 0.0771 | 0.11315 | 0.09467 | 0.11434 | 0.08901 | 0.12816 | 0.12969 | 0.15311 | 0.16763 | 0.16536 | 0.16288 | 0.16773 | 0.17266 | 0.17766 | 0.18273 | 0.18787 | 0.19308 | 0.19838 | 0.20374
| Transformer Loads | [36 empty] | 0 | 0 | 0 | 0 | 0 | 0 | 0 | 0 | 0 | 0 | 0 | 0 | 0 | 0 | 0 | 0 | 0 | 0 | 0 | 0 | 0 | 0 | 0 | 0 | 0 | 0 | 0 | 0 | 0 | 0 | 0 | 0
| Historical Loads | (11kV MVA) | [7 empty] | 0: Weather Corrected Forecast Loads; 4: (11kV MVA) |  |  |  | 0 | 0 | 0 | 0 | 0 | 0 | 0 | 0 | 0 | 0 | 0 | 0 | 0 | 0 | 0 | 0 | 0 | 0 | 0 | 0 | 0 | 0 | 0 | 0 | 0 | 0 | 0 | 0 | 0 | 0 | 0 | 0
|  | 07/08 | 08/09 | 09/10 | 10/11 | 11/12 | 12/13 | 13/14 |  | 14/15 | 15/16 | 16/17 | 17/18 | 18/19 | 19/20 | 20/21 | 21/22 | 22/23 | 23/24 | 24/25 | 25/26 | 26/27 | 27/28 | 28/29 | 29/30 | 30/31 | 31/32 | 32/33 | 33/34 | 34/35 | 35/36 | 36/37 | 37/38 | 38/39 |  |  |  | 0 | 0 | 0 | 0 | 0 | 0 | 0 | 0 | 0 | 0 | 0 | 0 | 0 | 0 | 0 | 0 | 0 | 0 | 0 | 0 | 0 | 0 | 0 | 0 | 0 | 0 | 0 | 0 | 0 | 0 | 0 | 0
| 0 | [36 empty] | 0 | 0 | 0 | 0 | 0 | 0 | 0 | 0 | 0 | 0 | 0 | 0 | 0 | 0 | 0 | 0 | 0 | 0 | 0 | 0 | 0 | 0 | 0 | 0 | 0 | 0 | 0 | 0 | 0 | 0 | 0 | 0
| Diversity Factor: 0 | [36 empty] | 0 | 0 | 0 | 0 | 0 | 0 | 0 | 0 | 0 | 0 | 0 | 0 | 0 | 0 | 0 | 0 | 0 | 0 | 0 | 0 | 0 | 0 | 0 | 0 | 0 | 0 | 0 | 0 | 0 | 0 | 0 | 0
[38 empty] | 0 | 0 | 0 | 0 | 0 | 0 | 0 | 0 | 0 | 0 | 0 | 0 | 0 | 0 | 0 | 0 | 0 | 0 | 0 | 0 | 0 | 0 | 0 | 0 | 0 | 0 | 0 | 0 | 0 | 0 | 0 | 0
[38 empty] | 0 | 0 | 0 | 0 | 0 | 0 | 0 | 0 | 0 | 0 | 0 | 0 | 0 | 0 | 0 | 0 | 0 | 0 | 0 | 0 | 0 | 0 | 0 | 0 | 0 | 0 | 0 | 0 | 0 | 0 | 0 | 0
| 0 | [36 empty] | 0 | 0 | 0 | 0 | 0 | 0 | 0 | 0 | 0 | 0 | 0 | 0 | 0 | 0 | 0 | 0 | 0 | 0 | 0 | 0 | 0 | 0 | 0 | 0 | 0 | 0 | 0 | 0 | 0 | 0 | 0 | 0
Diversity Factor: 0
[38 empty] | Historical Spots & Transfers | [6 empty] | Forecast Spots & Transfers
[35 empty] | Project Name | From | To | 07/08 | 08/09 | 09/10 | 10/11 | 11/12 | 12/13 | 13/14 | 14/15 | 15/16 | 16/17 | 17/18 | 18/19 | 19/20 | 20/21 | 21/22 | 22/23 | 23/24 | 24/25 | 25/26 | 26/27 | 27/28 | 28/29 | 29/30 | 30/31 | 31/32 | 32/33 | 33/34 | 34/35 | 35/36 | 36/37 | 37/38 | 38/39
| 0 | [33 empty] | Broad based demand management |  | Charlestown 132_11kV Tx1 | 0 | 0 | 0 | 0 | 0 | 0 | 0 | -0.10934 | -0.00037205 | -0.00055808 | -0.049608 | -0.006697 | 0 | 0 | 0 | 0 | 0 | 0 | 0 | 0 | 0 | 0 | 0 | 0 | 0 | 0 | 0 | 0 | 0 | 0 | 0 | 0
| Diversity Factor: 0 | [33 empty] | Broad based demand management |  | Charlestown 132_11kV Tx2 | 0 | 0 | 0 | 0 | 0 | 0 | 0 | -0.13361 | -0.00045462 | -0.00068193 | -0.060617 | -0.0081832 | 0 | 0 | 0 | 0 | 0 | 0 | 0 | 0 | 0 | 0 | 0 | 0 | 0 | 0 | 0 | 0 | 0 | 0 | 0 | 0
[35 empty] | DNP_ID: 6595. Establish 11kV connections to New Charlestown Zone Refer to DNP2098 for Dudley Decommissioning. | Charlestown 132_11kV Tx2 | Charlestown 132_11kV Tx1 | 0 | 0 | 0 | 0 | 0 | 1.4861 | 0 | 0 | 0 | 0 | 0 | 0 | 0 | 0 | 0 | 0 | 0 | 0 | 0 | 0 | 0 | 0 | 0 | 0 | 0 | 0 | 0 | 0 | 0 | 0 | 0 | 0
[35 empty] | DNP_ID: 6595. Establish 11kV connections to New Charlestown Zone Refer to DNP2098 for Dudley Decommissioning. | Charlestown 33_11kV Tx1 | Charlestown 132_11kV Tx1 | 0 | 0 | 0 | 0 | 0 | 3.8677 | 0 | 0 | 0 | 0 | 0 | 0 | 0 | 0 | 0 | 0 | 0 | 0 | 0 | 0 | 0 | 0 | 0 | 0 | 0 | 0 | 0 | 0 | 0 | 0 | 0 | 0
| 0 | [33 empty] | DNP_ID: 6595. Establish 11kV connections to New Charlestown Zone Refer to DNP2098 for Dudley Decommissioning. | Charlestown 33_11kV Tx1 | Charlestown 132_11kV Tx2 | 0 | 0 | 0 | 0 | 0 | 11.7745 | 0 | 0 | 0 | 0 | 0 | 0 | 0 | 0 | 0 | 0 | 0 | 0 | 0 | 0 | 0 | 0 | 0 | 0 | 0 | 0 | 0 | 0 | 0 | 0 | 0 | 0
| Diversity Factor: 0 | [33 empty] | DNP_ID: 6595. Establish 11kV connections to New Charlestown Zone Refer to DNP2098 for Dudley Decommissioning. | Charlestown 33_11kV Tx2 | Charlestown 132_11kV Tx1 | 0 | 0 | 0 | 0 | 0 | 3.8677 | 0 | 0 | 0 | 0 | 0 | 0 | 0 | 0 | 0 | 0 | 0 | 0 | 0 | 0 | 0 | 0 | 0 | 0 | 0 | 0 | 0 | 0 | 0 | 0 | 0 | 0
[35 empty] | DNP_ID: 6595. Establish 11kV connections to New Charlestown Zone Refer to DNP2098 for Dudley Decommissioning. | Charlestown 33_11kV Tx2 | Charlestown 132_11kV Tx2 | 0 | 0 | 0 | 0 | 0 | 11.7745 | 0 | 0 | 0 | 0 | 0 | 0 | 0 | 0 | 0 | 0 | 0 | 0 | 0 | 0 | 0 | 0 | 0 | 0 | 0 | 0 | 0 | 0 | 0 | 0 | 0 | 0
[35 empty] | DNP_ID: 6595. Establish 11kV connections to New Charlestown Zone Refer to DNP2098 for Dudley Decommissioning. | Dudley 33_11kV Tx1 | Charlestown 132_11kV Tx1 | 0 | 0 | 0 | 0 | 0 | 2.9341 | 0 | 0.07621 | 0 | 0 | 0 | 0 | 0 | 0 | 0 | 0 | 0 | 0 | 0 | 0 | 0 | 0 | 0 | 0 | 0 | 0 | 0 | 0 | 0 | 0 | 0 | 0
| 0 | [33 empty] | DNP_ID: 6595. Establish 11kV connections to New Charlestown Zone Refer to DNP2098 for Dudley Decommissioning. | Dudley 33_11kV Tx2 | Charlestown 132_11kV Tx1 | 0 | 0 | 0 | 0 | 0 | 2.9341 | 0 | 0.07621 | 0 | 0 | 0 | 0 | 0 | 0 | 0 | 0 | 0 | 0 | 0 | 0 | 0 | 0 | 0 | 0 | 0 | 0 | 0 | 0 | 0 | 0 | 0 | 0
| Diversity Factor: 0 | [33 empty] | DNP_ID: 6595. Establish 11kV connections to New Charlestown Zone Refer to DNP2098 for Dudley Decommissioning. | Gateshead 33_11kV Tx1 | Charlestown 132_11kV Tx1 | 0 | 0 | 0 | 0 | 0 | 1.5147 | 0 | 0 | 0 | 0 | 0 | 0 | 0 | 0 | 0 | 0 | 0 | 0 | 0 | 0 | 0 | 0 | 0 | 0 | 0 | 0 | 0 | 0 | 0 | 0 | 0 | 0
[35 empty] | DNP_ID: 6595. Establish 11kV connections to New Charlestown Zone Refer to DNP2098 for Dudley Decommissioning. | Gateshead 33_11kV Tx2 | Charlestown 132_11kV Tx1 | 0 | 0 | 0 | 0 | 0 | 1.5147 | 0 | 0 | 0 | 0 | 0 | 0 | 0 | 0 | 0 | 0 | 0 | 0 | 0 | 0 | 0 | 0 | 0 | 0 | 0 | 0 | 0 | 0 | 0 | 0 | 0 | 0
[35 empty] | DNP_ID: 6595. Establish 11kV connections to New Charlestown Zone Refer to DNP2098 for Dudley Decommissioning. | Kotara 33_11kV Tx2 | Charlestown 132_11kV Tx1 | 0 | 0 | 0 | 0 | 0 | 1.2003 | 0 | 0 | 0 | 0 | 0 | 0 | 0 | 0 | 0 | 0 | 0 | 0 | 0 | 0 | 0 | 0 | 0 | 0 | 0 | 0 | 0 | 0 | 0 | 0 | 0 | 0
| 0 | [33 empty] | DNP_ID: 6595. Establish 11kV connections to New Charlestown Zone Refer to DNP2098 for Dudley Decommissioning. | Mt Hutton 33_11kV Tx1 | Charlestown 132_11kV Tx2 | 0 | 0 | 0 | 0 | 0 | 0.4485 | 0 | 0 | 0 | 0 | 0 | 0 | 0 | 0 | 0 | 0 | 0 | 0 | 0 | 0 | 0 | 0 | 0 | 0 | 0 | 0 | 0 | 0 | 0 | 0 | 0 | 0
| Diversity Factor: 0 | [33 empty] | DNP_ID: 6595. Establish 11kV connections to New Charlestown Zone Refer to DNP2098 for Dudley Decommissioning. | Mt Hutton 33_11kV Tx2 | Charlestown 132_11kV Tx2 | 0 | 0 | 0 | 0 | 0 | 0.50413 | 0 | 0 | 0 | 0 | 0 | 0 | 0 | 0 | 0 | 0 | 0 | 0 | 0 | 0 | 0 | 0 | 0 | 0 | 0 | 0 | 0 | 0 | 0 | 0 | 0 | 0
[35 empty] | DNP_ID: 6909. Cardiff Zone Substation - New 11kV Feeder to Warners Bay | Charlestown 132_11kV Tx2 | Cardiff 33_11kV Tx1 | 0 | 0 | 0 | 0 | 0 | 0 | 0 | 0.93358 | 0 | 0 | 0 | 0 | 0 | 0 | 0 | 0 | 0 | 0 | 0 | 0 | 0 | 0 | 0 | 0 | 0 | 0 | 0 | 0 | 0 | 0 | 0 | 0
[35 empty] | DNP_ID: 7120. Charlestown Zone - Garden Suburb N-1 | Cardiff 33_11kV Tx1 | Charlestown 132_11kV Tx2 | 0 | 0 | 0 | 0 | 0 | 0 | 0.10479 | 0 | 0 | 0 | 0 | 0 | 0 | 0 | 0 | 0 | 0 | 0 | 0 | 0 | 0 | 0 | 0 | 0 | 0 | 0 | 0 | 0 | 0 | 0 | 0 | 0
| 0 | [33 empty] | DNP_ID: 7120. Charlestown Zone - Garden Suburb N-1 | Cardiff 33_11kV Tx2 | Charlestown 132_11kV Tx2 | 0 | 0 | 0 | 0 | 0 | 0 | 0.10479 | 0 | 0 | 0 | 0 | 0 | 0 | 0 | 0 | 0 | 0 | 0 | 0 | 0 | 0 | 0 | 0 | 0 | 0 | 0 | 0 | 0 | 0 | 0 | 0 | 0
| Diversity Factor: 0 | [33 empty] | Econometric |  | Charlestown 132_11kV Tx1 | 0 | 0 | 0 | 0 | 0 | 0 | 0 | 0 | 0 | 0.082099 | 0.14625 | 0.1895 | 0.21035 | 0.22021 | 0.21878 | 0.21715 | 0.22069 | 0.22429 | 0.22793 | 0.23163 | 0.23538 | 0.23919 | 0.24305 | 0.24697 | 0.25094 | 0.25497 | 0.25906 | 0.26321 | 0.26742 | 0.27169 | 0.27602 | 0.28041
[35 empty] | Econometric |  | Charlestown 132_11kV Tx2 | 0 | 0 | 0 | 0 | 0 | 0 | 0 | 0 | 0 | 0.10032 | 0.17871 | 0.23155 | 0.25703 | 0.26908 | 0.26733 | 0.26534 | 0.26967 | 0.27406 | 0.27851 | 0.28303 | 0.28762 | 0.29227 | 0.29699 | 0.30177 | 0.30663 | 0.31156 | 0.31655 | 0.32162 | 0.32676 | 0.33198 | 0.33727 | 0.34264
[35 empty] | Energy Efficiency |  | Charlestown 132_11kV Tx1 | 0 | 0 | 0 | 0 | 0 | 0 | 0 | -0.025015 | -0.01196 | -0.072512 | -0.11523 | -0.17875 | -0.18916 | -0.11415 | -0.084635 | -0.09747 | -0.094829 | -0.11276 | -0.08437 | -0.086813 | -0.071395 | -0.06332 | -0.069043 | -0.074988 | -0.074988 | -0.074988 | -0.074988 | -0.074988 | -0.074988 | -0.074988 | -0.074988 | -0.074988
| 0 | [33 empty] | Energy Efficiency |  | Charlestown 132_11kV Tx2 | 0 | 0 | 0 | 0 | 0 | 0 | 0 | -0.030566 | -0.014614 | -0.088604 | -0.1408 | -0.21842 | -0.23114 | -0.13948 | -0.10342 | -0.1191 | -0.11587 | -0.13778 | -0.10309 | -0.10608 | -0.087239 | -0.077372 | -0.084365 | -0.09163 | -0.09163 | -0.09163 | -0.09163 | -0.09163 | -0.09163 | -0.09163 | -0.09163 | -0.09163
| Diversity Factor: 0 | [33 empty] | Solar PV |  | Charlestown 132_11kV Tx1 | 0 | 0 | 0 | 0 | 0 | -0.088252 | -0.0093208 | -0.026183 | -0.029368 | -0.033168 | -0.036394 | -0.038951 | -0.041034 | -0.042962 | -0.041545 | -0.042205 | -0.032293 | -0.038681 | -0.038681 | -0.038681 | -0.038681 | -0.038681 | -0.038681 | -0.038681 | -0.038681 | -0.038681 | -0.038681 | -0.038681 | -0.038681 | -0.038681 | -0.038681 | -0.038681
[35 empty] | Solar PV |  | Charlestown 132_11kV Tx2 | 0 | 0 | 0 | 0 | 0 | -0.10784 | -0.011389 | -0.031993 | -0.035885 | -0.040529 | -0.044471 | -0.047594 | -0.05014 | -0.052496 | -0.050765 | -0.051571 | -0.03946 | -0.047265 | -0.047265 | -0.047265 | -0.047265 | -0.047265 | -0.047265 | -0.047265 | -0.047265 | -0.047265 | -0.047265 | -0.047265 | -0.047265 | -0.047265 | -0.047265 | -0.047265
0
Diversity Factor: 0
0
Diversity Factor: 0
| Weather Correction and Public Holiday Factors | [8 empty] | 0: Forecast ROG
ROG Justification
| Actual loads for season 13/14 have been weather corrected by the following: | [6 empty] | -0.1119% |  | 0: weighted ROG calc | [35 empty] | weighted ROG calc
1 | 2 | 3 | 4 | 5 | 6 | 7 | 8 | 9 | 10 | 14/15 | 15/16 | 16/17 | 17/18 | 18/19 | 19/20 | 20/21 | 21/22 | 22/23 | 23/24 | 24/25 | 25/26 | 26/27 | 27/28 | 28/29 | 29/30 | 30/31 | 31/32 | 32/33 | 33/34 | 34/35 | 35/36 | 36/37 | 37/38 | 38/39
0.9956 | 0.99122 | 0.98832 | 0.98687 | 0.98687 | 0.98687 | 0.98687 | 0.98687 | 0.98687 | 0.98687 | -0.44% | -0.44% | -0.293% | -0.146% | 0% | 0% | 0% | 0% | 0% | 0% | 0% | 0% | 0% | 0% | 0% | 0% | 0% | 0% | 0% | 0% | 0% | 0% | 0% | 0% | 0%
Substation Load Detail
[7 empty] | Units | 13/14 |  | 14/15 | 15/16 | 16/17 | 17/18 | 18/19 | 19/20 | 20/21 | 21/22 | 22/23 | 23/24 | 24/25 | 25/26 | 26/27 | 27/28 | 28/29 | 29/30 | 30/31 | 31/32 | 32/33 | 33/34 | 34/35 | 35/36 | 36/37 | 37/38 | 38/39
1 | Charlestown 132_11kV | Compensated |  | Load (LV side) |  |  | Amps | 0 |  | 1601.021 | 1589.101 | 1581.617 | 1572.882 | 1568.812 | 1566.497 | 1573.856 | 1584.655 | 1593.69 | 1604.602 | 1613.097 | 1625.329 | 1637.706 | 1652.32 | 1668.318 | 1684.1 | 1699.645 | 1715.654 | 1732.133 | 1749.088 | 1766.528 | 1784.458 | 1802.886 | 1821.819 | 1841.265
|  |  |  | Apparent Power |  |  | MVA | 31.82 | 31.7844 | 30.5035 | 30.2765 | 30.1339 | 29.9674 | 29.8899 | 29.8458 | 29.986 | 30.1917 | 30.3639 | 30.5718 | 30.7336 | 30.9667 | 31.2025 | 31.4809 | 31.7857 | 32.0864 | 32.3826 | 32.6876 | 33.0016 | 33.3246 | 33.6569 | 33.9985 | 34.3496 | 34.7103 | 35.0808
|  |  |  | Real Power |  |  | MW | 28.638 | 28.606 | 27.4402 | 27.236 | 27.1077 | 26.958 | 26.8882 | 26.8485 | 26.9747 | 27.1597 | 27.3146 | 27.5016 | 27.6472 | 27.8569 | 28.069 | 28.3195 | 28.5937 | 28.8642 | 29.1306 | 29.405 | 29.6874 | 29.978 | 30.2769 | 30.5842 | 30.9001 | 31.2246 | 31.5578
|  |  |  | Reactive Power |  |  | MVAr | 0 |  | 13.3229 | 13.2237 | 13.1614 | 13.0887 | 13.0548 | 13.0356 | 13.0968 | 13.1867 | 13.2619 | 13.3527 | 13.4234 | 13.5251 | 13.6281 | 13.7498 | 13.8829 | 14.0142 | 14.1436 | 14.2768 | 14.4139 | 14.555 | 14.7001 | 14.8493 | 15.0027 | 15.1602 | 15.3221
|  |  |  | Capacitors In Service |  |  | MVAr | 0 |  | 0 | 0 | 0 | 0 | 0 | 0 | 0 | 0 | 0 | 0 | 0 | 0 | 0 | 0 | 0 | 0 | 0 | 0 | 0 | 0 | 0 | 0 | 0 | 0 | 0
|  |  |  | PF |  |  |  | 0.9 |  | 0.89958 | 0.89958 | 0.89958 | 0.89958 | 0.89958 | 0.89958 | 0.89958 | 0.89958 | 0.89958 | 0.89958 | 0.89958 | 0.89958 | 0.89958 | 0.89958 | 0.89958 | 0.89958 | 0.89958 | 0.89958 | 0.89958 | 0.89958 | 0.89958 | 0.89958 | 0.89958 | 0.89958 | 0.89958
0.99077 | Diversity Factor: 0.99 | Uncompensated |  | Reactive Power |  |  | MVAr | 0 | 13.8545 | 13.3229 | 13.2237 | 13.1614 | 13.0887 | 13.0548 | 13.0356 | 13.0968 | 13.1867 | 13.2619 | 13.3527 | 13.4234 | 13.5251 | 13.6281 | 13.7498 | 13.8829 | 14.0142 | 14.1436 | 14.2768 | 14.4139 | 14.555 | 14.7001 | 14.8493 | 15.0027 | 15.1602 | 15.3221
|  |  |  | PF |  |  |  | 0.9 |  | 0.89958 | 0.89958 | 0.89958 | 0.89958 | 0.89958 | 0.89958 | 0.89958 | 0.89958 | 0.89958 | 0.89958 | 0.89958 | 0.89958 | 0.89958 | 0.89958 | 0.89958 | 0.89958 | 0.89958 | 0.89958 | 0.89958 | 0.89958 | 0.89958 | 0.89958 | 0.89958 | 0.89958 | 0.89958
[10 empty] | 1 | 2 | 3 | 4 | 5 | 6 | 7 | 8 | 9 | 10 | 11 | 12 | 13 | 14 | 15 | 16 | 17 | 18 | 19 | 20 | 21 | 22 | 23 | 24 | 25
Transformer Load Detail
[7 empty] | Units | 13/14 |  | 14/15 | 15/16 | 16/17 | 17/18 | 18/19 | 19/20 | 20/21 | 21/22 | 22/23 | 23/24 | 24/25 | 25/26 | 26/27 | 27/28 | 28/29 | 29/30 | 30/31 | 31/32 | 32/33 | 33/34 | 34/35 | 35/36 | 36/37 | 37/38 | 38/39
| 0 | Compensated |  | Load (LV side) |  |  | Amps
|  |  |  | Apparent Power |  |  | MVA
|  |  |  | Real Power |  |  | MW
|  |  |  | Reactive Power |  |  | MVAr
|  |  |  | Capacitors In Service |  |  | MVAr
PF
| Zone Div: | Uncompensated |  | Reactive Power |  |  | MVAr
PF
| 0 | Compensated |  | Load (LV side) |  |  | Amps
|  |  |  | Apparent Power |  |  | MVA
|  |  |  | Real Power |  |  | MW
|  |  |  | Reactive Power |  |  | MVAr
|  |  |  | Capacitors In Service |  |  | MVAr
PF
| Zone Div: | Uncompensated |  | Reactive Power |  |  | MVAr
PF
| 0 | Compensated |  | Load (LV side) |  |  | Amps
|  |  |  | Apparent Power |  |  | MVA
|  |  |  | Real Power |  |  | MW
|  |  |  | Reactive Power |  |  | MVAr
|  |  |  | Capacitors In Service |  |  | MVAr
PF
| Zone Div: | Uncompensated |  | Reactive Power |  |  | MVAr
PF
| 0 | Compensated |  | Load (LV side) |  |  | Amps
|  |  |  | Apparent Power |  |  | MVA
|  |  |  | Real Power |  |  | MW
|  |  |  | Reactive Power |  |  | MVAr
|  |  |  | Capacitors In Service |  |  | MVAr
PF
| Zone Div: | Uncompensated |  | Reactive Power |  |  | MVAr
PF
| 0 | Compensated |  | Load (LV side) |  |  | Amps
|  |  |  | Apparent Power |  |  | MVA
|  |  |  | Real Power |  |  | MW
|  |  |  | Reactive Power |  |  | MVAr
|  |  |  | Capacitors In Service |  |  | MVAr
PF
| Zone Div: | Uncompensated |  | Reactive Power |  |  | MVAr
PF
| 0 | Compensated |  | Load (LV side) |  |  | Amps
|  |  |  | Apparent Power |  |  | MVA
|  |  |  | Real Power |  |  | MW
|  |  |  | Reactive Power |  |  | MVAr
|  |  |  | Capacitors In Service |  |  | MVAr
PF
| Zone Div: | Uncompensated |  | Reactive Power |  |  | MVAr
PF
| 0 | Compensated |  | Load (LV side) |  |  | Amps
|  |  |  | Apparent Power |  |  | MVA
|  |  |  | Real Power |  |  | MW
|  |  |  | Reactive Power |  |  | MVAr
|  |  |  | Capacitors In Service |  |  | MVAr
PF
| Zone Div: | Uncompensated |  | Reactive Power |  |  | MVAr
PF
| 0 | Compensated |  | Load (LV side) |  |  | Amps
|  |  |  | Apparent Power |  |  | MVA
|  |  |  | Real Power |  |  | MW
|  |  |  | Reactive Power |  |  | MVAr
|  |  |  | Capacitors In Service |  |  | MVAr
PF
| Zone Div: | Uncompensated |  | Reactive Power |  |  | MVAr
PF
| 0 | Compensated |  | Load (LV side) |  |  | Amps
|  |  |  | Apparent Power |  |  | MVA
|  |  |  | Real Power |  |  | MW
|  |  |  | Reactive Power |  |  | MVAr
|  |  |  | Capacitors In Service |  |  | MVAr
PF
| Zone Div: | Uncompensated |  | Reactive Power |  |  | MVAr
PF
| 0 | Compensated |  | Load (LV side) |  |  | Amps
|  |  |  | Apparent Power |  |  | MVA
|  |  |  | Real Power |  |  | MW
|  |  |  | Reactive Power |  |  | MVAr
|  |  |  | Capacitors In Service |  |  | MVAr
PF
| Zone Div: | Uncompensated |  | Reactive Power |  |  | MVAr
PF

## Charlestown 33_11kV
| Charlestown 33_11kV | [16 empty] | 2015 | SUMMER
[6 empty] | Zone decommissioned |  | 2012-12-05
| Substation Total Loads | [33 empty] | Spots & Transfers Detail
| Historical Loads | (11kV MVA) | [7 empty] | Weather Corrected Forecast Loads |  |  |  | (11kV MVA) | [20 empty] | Spots & Transfers Summary | (11kV MVA) |  | Historical Spots & Transfers | [6 empty] | Forecast Spots & Transfers
|  | 07/08 | 08/09 | 09/10 | 10/11 | 11/12 | 12/13 | 13/14 |  | 14/15 | 15/16 | 16/17 | 17/18 | 18/19 | 19/20 | 20/21 | 21/22 | 22/23 | 23/24 | 24/25 | 25/26 | 26/27 | 27/28 | 28/29 | 29/30 | 30/31 | 31/32 | 32/33 | 33/34 | 34/35 | 35/36 | 36/37 | 37/38 | 38/39 |  |  |  | 07/08 | 08/09 | 09/10 | 10/11 | 11/12 | 12/13 | 13/14 | 14/15 | 15/16 | 16/17 | 17/18 | 18/19 | 19/20 | 20/21 | 21/22 | 22/23 | 23/24 | 24/25 | 25/26 | 26/27 | 27/28 | 28/29 | 29/30 | 30/31 | 31/32 | 32/33 | 33/34 | 34/35 | 35/36 | 36/37 | 37/38 | 38/39
| Total | 25.456 | 31.423 | 29.6 | 33.706 | 18.984 | 0 |  |  | 0 | 0 | 0 | 0 | 0 | 0 | 0 | 0 | 0 | 0 | 0 | 0 | 0 | 0 | 0 | 0 | 0 | 0 | 0 | 0 | 0 | 0 | 0 | 0 | 0 |  |  | Total | 0.44583 | -1.8405 | 0.66874 | 0.7522 | 0.36102 | -31.2843 | 0 | 0 | 0 | 0 | 0 | 0 | 0 | 0 | 0 | 0 | 0 | 0 | 0 | 0 | 0 | 0 | 0 | 0 | 0 | 0 | 0 | 0 | 0 | 0 | 0 | 0
| Firm Rating | 0 | 0 | 30.5 | 30.5 | 30.5 | 0 | 0 |  | 0 | 0 | 0 | 0 | 0 | 0 | 0 | 0 | 0 | 0 | 0 | 0 | 0 | 0 | 0 | 0 | 0 | 0 | 0 | 0 | 0 | 0 | 0 | 0 | 0
| Total Capacity | 0 | 0 | 60.09 | 60.09 | 60.09 | 0 | 0 |  | 0 | 0 | 0 | 0 | 0 | 0 | 0 | 0 | 0 | 0 | 0 | 0 | 0 | 0 | 0 | 0 | 0 | 0 | 0 | 0 | 0 | 0 | 0 | 0 | 0 |  |  | Charlestown 33_11kV Tx1 | 0.22291 | -0.92024 | 0.33437 | 0.3761 | 0.18051 | -15.6422 | 0 | 0 | 0 | 0 | 0 | 0 | 0 | 0 | 0 | 0 | 0 | 0 | 0 | 0 | 0 | 0 | 0 | 0 | 0 | 0 | 0 | 0 | 0 | 0 | 0 | 0
|  | -7 | -6 | -5 | -4 | -3 | -2 | -1 |  | 0 | 1 | 2 | 3 | 4 | 5 | 6 | 7 | 8 | 9 | 10 | 11 | 12 | 13 | 14 | 15 | 16 | 17 | 18 | 19 | 20 | 21 | 22 | 23 | 24 |  |  | Charlestown 33_11kV Tx2 | 0.22291 | -0.92024 | 0.33437 | 0.3761 | 0.18051 | -15.6422 | 0 | 0 | 0 | 0 | 0 | 0 | 0 | 0 | 0 | 0 | 0 | 0 | 0 | 0 | 0 | 0 | 0 | 0 | 0 | 0 | 0 | 0 | 0 | 0 | 0 | 0
| Transformer Loads | [36 empty] | 0 | 0 | 0 | 0 | 0 | 0 | 0 | 0 | 0 | 0 | 0 | 0 | 0 | 0 | 0 | 0 | 0 | 0 | 0 | 0 | 0 | 0 | 0 | 0 | 0 | 0 | 0 | 0 | 0 | 0 | 0 | 0
| Historical Loads | (11kV MVA) | [7 empty] | Weather Corrected Forecast Loads |  |  |  | (11kV MVA) | [23 empty] | 0 | 0 | 0 | 0 | 0 | 0 | 0 | 0 | 0 | 0 | 0 | 0 | 0 | 0 | 0 | 0 | 0 | 0 | 0 | 0 | 0 | 0 | 0 | 0 | 0 | 0 | 0 | 0 | 0 | 0 | 0 | 0
|  | 07/08 | 08/09 | 09/10 | 10/11 | 11/12 | 12/13 | 13/14 |  | 14/15 | 15/16 | 16/17 | 17/18 | 18/19 | 19/20 | 20/21 | 21/22 | 22/23 | 23/24 | 24/25 | 25/26 | 26/27 | 27/28 | 28/29 | 29/30 | 30/31 | 31/32 | 32/33 | 33/34 | 34/35 | 35/36 | 36/37 | 37/38 | 38/39 |  |  |  | 0 | 0 | 0 | 0 | 0 | 0 | 0 | 0 | 0 | 0 | 0 | 0 | 0 | 0 | 0 | 0 | 0 | 0 | 0 | 0 | 0 | 0 | 0 | 0 | 0 | 0 | 0 | 0 | 0 | 0 | 0 | 0
| 0 | [36 empty] | 0 | 0 | 0 | 0 | 0 | 0 | 0 | 0 | 0 | 0 | 0 | 0 | 0 | 0 | 0 | 0 | 0 | 0 | 0 | 0 | 0 | 0 | 0 | 0 | 0 | 0 | 0 | 0 | 0 | 0 | 0 | 0
| Diversity Factor: 0 | [36 empty] | 0 | 0 | 0 | 0 | 0 | 0 | 0 | 0 | 0 | 0 | 0 | 0 | 0 | 0 | 0 | 0 | 0 | 0 | 0 | 0 | 0 | 0 | 0 | 0 | 0 | 0 | 0 | 0 | 0 | 0 | 0 | 0
[38 empty] | 0 | 0 | 0 | 0 | 0 | 0 | 0 | 0 | 0 | 0 | 0 | 0 | 0 | 0 | 0 | 0 | 0 | 0 | 0 | 0 | 0 | 0 | 0 | 0 | 0 | 0 | 0 | 0 | 0 | 0 | 0 | 0
[38 empty] | 0 | 0 | 0 | 0 | 0 | 0 | 0 | 0 | 0 | 0 | 0 | 0 | 0 | 0 | 0 | 0 | 0 | 0 | 0 | 0 | 0 | 0 | 0 | 0 | 0 | 0 | 0 | 0 | 0 | 0 | 0 | 0
| 0 | [36 empty] | 0 | 0 | 0 | 0 | 0 | 0 | 0 | 0 | 0 | 0 | 0 | 0 | 0 | 0 | 0 | 0 | 0 | 0 | 0 | 0 | 0 | 0 | 0 | 0 | 0 | 0 | 0 | 0 | 0 | 0 | 0 | 0
Diversity Factor: 0
[38 empty] | Historical Spots & Transfers | [6 empty] | Forecast Spots & Transfers
[35 empty] | Project Name | From | To | 07/08 | 08/09 | 09/10 | 10/11 | 11/12 | 12/13 | 13/14 | 14/15 | 15/16 | 16/17 | 17/18 | 18/19 | 19/20 | 20/21 | 21/22 | 22/23 | 23/24 | 24/25 | 25/26 | 26/27 | 27/28 | 28/29 | 29/30 | 30/31 | 31/32 | 32/33 | 33/34 | 34/35 | 35/36 | 36/37 | 37/38 | 38/39
| 0 | [33 empty] | DNP_ID: 2077. Charlestown to Gateshead | Charlestown 33_11kV Tx1 | Gateshead 33_11kV Tx1 | 0 | 0.24768 | 0 | 0 | 0 | 0 | 0 | 0 | 0 | 0 | 0 | 0 | 0 | 0 | 0 | 0 | 0 | 0 | 0 | 0 | 0 | 0 | 0 | 0 | 0 | 0 | 0 | 0 | 0 | 0 | 0 | 0
| Diversity Factor: 0 | [33 empty] | DNP_ID: 2077. Charlestown to Gateshead | Charlestown 33_11kV Tx1 | Gateshead 33_11kV Tx2 | 0 | 0.24768 | 0 | 0 | 0 | 0 | 0 | 0 | 0 | 0 | 0 | 0 | 0 | 0 | 0 | 0 | 0 | 0 | 0 | 0 | 0 | 0 | 0 | 0 | 0 | 0 | 0 | 0 | 0 | 0 | 0 | 0
[35 empty] | DNP_ID: 2077. Charlestown to Gateshead | Charlestown 33_11kV Tx2 | Gateshead 33_11kV Tx1 | 0 | 0.24768 | 0 | 0 | 0 | 0 | 0 | 0 | 0 | 0 | 0 | 0 | 0 | 0 | 0 | 0 | 0 | 0 | 0 | 0 | 0 | 0 | 0 | 0 | 0 | 0 | 0 | 0 | 0 | 0 | 0 | 0
[35 empty] | DNP_ID: 2077. Charlestown to Gateshead | Charlestown 33_11kV Tx2 | Gateshead 33_11kV Tx2 | 0 | 0.24768 | 0 | 0 | 0 | 0 | 0 | 0 | 0 | 0 | 0 | 0 | 0 | 0 | 0 | 0 | 0 | 0 | 0 | 0 | 0 | 0 | 0 | 0 | 0 | 0 | 0 | 0 | 0 | 0 | 0 | 0
| 0 | [33 empty] | DNP_ID: 2109. 2.3MVA from Charlestown to Mt Hutton SAO | Charlestown 33_11kV Tx1 | Mt Hutton 33_11kV Tx1 | 0 | 0.30498 | 0 | 0 | 0 | 0 | 0 | 0 | 0 | 0 | 0 | 0 | 0 | 0 | 0 | 0 | 0 | 0 | 0 | 0 | 0 | 0 | 0 | 0 | 0 | 0 | 0 | 0 | 0 | 0 | 0 | 0
| Diversity Factor: 0 | [33 empty] | DNP_ID: 2109. 2.3MVA from Charlestown to Mt Hutton SAO | Charlestown 33_11kV Tx1 | Mt Hutton 33_11kV Tx2 | 0 | 0.34281 | 0 | 0 | 0 | 0 | 0 | 0 | 0 | 0 | 0 | 0 | 0 | 0 | 0 | 0 | 0 | 0 | 0 | 0 | 0 | 0 | 0 | 0 | 0 | 0 | 0 | 0 | 0 | 0 | 0 | 0
[35 empty] | DNP_ID: 2109. 2.3MVA from Charlestown to Mt Hutton SAO | Charlestown 33_11kV Tx2 | Mt Hutton 33_11kV Tx1 | 0 | 0.30498 | 0 | 0 | 0 | 0 | 0 | 0 | 0 | 0 | 0 | 0 | 0 | 0 | 0 | 0 | 0 | 0 | 0 | 0 | 0 | 0 | 0 | 0 | 0 | 0 | 0 | 0 | 0 | 0 | 0 | 0
[35 empty] | DNP_ID: 2109. 2.3MVA from Charlestown to Mt Hutton SAO | Charlestown 33_11kV Tx2 | Mt Hutton 33_11kV Tx2 | 0 | 0.34281 | 0 | 0 | 0 | 0 | 0 | 0 | 0 | 0 | 0 | 0 | 0 | 0 | 0 | 0 | 0 | 0 | 0 | 0 | 0 | 0 | 0 | 0 | 0 | 0 | 0 | 0 | 0 | 0 | 0 | 0
| 0 | [33 empty] | DNP_ID: 6595. Establish 11kV connections to New Charlestown Zone Refer to DNP2098 for Dudley Decommissioning. | Charlestown 33_11kV Tx1 | Charlestown 132_11kV Tx1 | 0 | 0 | 0 | 0 | 0 | 3.8677 | 0 | 0 | 0 | 0 | 0 | 0 | 0 | 0 | 0 | 0 | 0 | 0 | 0 | 0 | 0 | 0 | 0 | 0 | 0 | 0 | 0 | 0 | 0 | 0 | 0 | 0
| Diversity Factor: 0 | [33 empty] | DNP_ID: 6595. Establish 11kV connections to New Charlestown Zone Refer to DNP2098 for Dudley Decommissioning. | Charlestown 33_11kV Tx1 | Charlestown 132_11kV Tx2 | 0 | 0 | 0 | 0 | 0 | 11.7745 | 0 | 0 | 0 | 0 | 0 | 0 | 0 | 0 | 0 | 0 | 0 | 0 | 0 | 0 | 0 | 0 | 0 | 0 | 0 | 0 | 0 | 0 | 0 | 0 | 0 | 0
[35 empty] | DNP_ID: 6595. Establish 11kV connections to New Charlestown Zone Refer to DNP2098 for Dudley Decommissioning. | Charlestown 33_11kV Tx1 | Kotara 33_11kV Tx2 | 0 | 0 | 0 | 0 | 0.60016 | 0 | 0 | 0 | 0 | 0 | 0 | 0 | 0 | 0 | 0 | 0 | 0 | 0 | 0 | 0 | 0 | 0 | 0 | 0 | 0 | 0 | 0 | 0 | 0 | 0 | 0 | 0
[35 empty] | DNP_ID: 6595. Establish 11kV connections to New Charlestown Zone Refer to DNP2098 for Dudley Decommissioning. | Charlestown 33_11kV Tx2 | Charlestown 132_11kV Tx1 | 0 | 0 | 0 | 0 | 0 | 3.8677 | 0 | 0 | 0 | 0 | 0 | 0 | 0 | 0 | 0 | 0 | 0 | 0 | 0 | 0 | 0 | 0 | 0 | 0 | 0 | 0 | 0 | 0 | 0 | 0 | 0 | 0
| 0 | [33 empty] | DNP_ID: 6595. Establish 11kV connections to New Charlestown Zone Refer to DNP2098 for Dudley Decommissioning. | Charlestown 33_11kV Tx2 | Charlestown 132_11kV Tx2 | 0 | 0 | 0 | 0 | 0 | 11.7745 | 0 | 0 | 0 | 0 | 0 | 0 | 0 | 0 | 0 | 0 | 0 | 0 | 0 | 0 | 0 | 0 | 0 | 0 | 0 | 0 | 0 | 0 | 0 | 0 | 0 | 0
| Diversity Factor: 0 | [33 empty] | DNP_ID: 6595. Establish 11kV connections to New Charlestown Zone Refer to DNP2098 for Dudley Decommissioning. | Charlestown 33_11kV Tx2 | Kotara 33_11kV Tx2 | 0 | 0 | 0 | 0 | 0.60016 | 0 | 0 | 0 | 0 | 0 | 0 | 0 | 0 | 0 | 0 | 0 | 0 | 0 | 0 | 0 | 0 | 0 | 0 | 0 | 0 | 0 | 0 | 0 | 0 | 0 | 0 | 0
[35 empty] | HVCON_ID: 2000039. Landmark Development |  | Charlestown 33_11kV Tx1 | 0.22291 | 0 | 0 | 0 | 0 | 0 | 0 | 0 | 0 | 0 | 0 | 0 | 0 | 0 | 0 | 0 | 0 | 0 | 0 | 0 | 0 | 0 | 0 | 0 | 0 | 0 | 0 | 0 | 0 | 0 | 0 | 0
[35 empty] | HVCON_ID: 2000039. Landmark Development |  | Charlestown 33_11kV Tx2 | 0.22291 | 0 | 0 | 0 | 0 | 0 | 0 | 0 | 0 | 0 | 0 | 0 | 0 | 0 | 0 | 0 | 0 | 0 | 0 | 0 | 0 | 0 | 0 | 0 | 0 | 0 | 0 | 0 | 0 | 0 | 0 | 0
| 0 | [33 empty] | HVCON_ID: 2000040. Landmark Development |  | Charlestown 33_11kV Tx1 | 0 | 0.22291 | 0 | 0 | 0 | 0 | 0 | 0 | 0 | 0 | 0 | 0 | 0 | 0 | 0 | 0 | 0 | 0 | 0 | 0 | 0 | 0 | 0 | 0 | 0 | 0 | 0 | 0 | 0 | 0 | 0 | 0
| Diversity Factor: 0 | [33 empty] | HVCON_ID: 2000040. Landmark Development |  | Charlestown 33_11kV Tx2 | 0 | 0.22291 | 0 | 0 | 0 | 0 | 0 | 0 | 0 | 0 | 0 | 0 | 0 | 0 | 0 | 0 | 0 | 0 | 0 | 0 | 0 | 0 | 0 | 0 | 0 | 0 | 0 | 0 | 0 | 0 | 0 | 0
[35 empty] | HVCON_ID: 2000041. 361-07 - Hillsborough Rd - Warners Bay Homer Centre. 2 x 800kVA |  | Charlestown 33_11kV Tx1 | 0 | 0 | 0.33437 | 0 | 0 | 0 | 0 | 0 | 0 | 0 | 0 | 0 | 0 | 0 | 0 | 0 | 0 | 0 | 0 | 0 | 0 | 0 | 0 | 0 | 0 | 0 | 0 | 0 | 0 | 0 | 0 | 0
[35 empty] | HVCON_ID: 2000041. 361-07 - Hillsborough Rd - Warners Bay Homer Centre. 2 x 800kVA |  | Charlestown 33_11kV Tx2 | 0 | 0 | 0.33437 | 0 | 0 | 0 | 0 | 0 | 0 | 0 | 0 | 0 | 0 | 0 | 0 | 0 | 0 | 0 | 0 | 0 | 0 | 0 | 0 | 0 | 0 | 0 | 0 | 0 | 0 | 0 | 0 | 0
| 0 | [33 empty] | HVCON_ID: 2000042. Charlestown Square |  | Charlestown 33_11kV Tx1 | 0 | 0 | 0 | 0.44583 | 0 | 0 | 0 | 0 | 0 | 0 | 0 | 0 | 0 | 0 | 0 | 0 | 0 | 0 | 0 | 0 | 0 | 0 | 0 | 0 | 0 | 0 | 0 | 0 | 0 | 0 | 0 | 0
| Diversity Factor: 0 | [33 empty] | HVCON_ID: 2000042. Charlestown Square |  | Charlestown 33_11kV Tx2 | 0 | 0 | 0 | 0.44583 | 0 | 0 | 0 | 0 | 0 | 0 | 0 | 0 | 0 | 0 | 0 | 0 | 0 | 0 | 0 | 0 | 0 | 0 | 0 | 0 | 0 | 0 | 0 | 0 | 0 | 0 | 0 | 0
[35 empty] | HVCON_ID: 2000043. Charlestown Square |  | Charlestown 33_11kV Tx1 | 0 | 0 | 0 | 0 | 0.90023 | 0 | 0 | 0 | 0 | 0 | 0 | 0 | 0 | 0 | 0 | 0 | 0 | 0 | 0 | 0 | 0 | 0 | 0 | 0 | 0 | 0 | 0 | 0 | 0 | 0 | 0 | 0
[35 empty] | HVCON_ID: 2000043. Charlestown Square |  | Charlestown 33_11kV Tx2 | 0 | 0 | 0 | 0 | 0.90023 | 0 | 0 | 0 | 0 | 0 | 0 | 0 | 0 | 0 | 0 | 0 | 0 | 0 | 0 | 0 | 0 | 0 | 0 | 0 | 0 | 0 | 0 | 0 | 0 | 0 | 0 | 0
| 0 | [33 empty] | Econometric |  | Charlestown 33_11kV Tx1 | 0 | 0 | 0 | 0 | 0 | 0 | 0 | 0 | 0 | 0 | 0 | 0 | 0 | 0 | 0 | 0 | 0 | 0 | 0 | 0 | 0 | 0 | 0 | 0 | 0 | 0 | 0 | 0 | 0 | 0 | 0 | 0
| Diversity Factor: 0 | [33 empty] | Econometric |  | Charlestown 33_11kV Tx2 | 0 | 0 | 0 | 0 | 0 | 0 | 0 | 0 | 0 | 0 | 0 | 0 | 0 | 0 | 0 | 0 | 0 | 0 | 0 | 0 | 0 | 0 | 0 | 0 | 0 | 0 | 0 | 0 | 0 | 0 | 0 | 0
[35 empty] | Energy Efficiency |  | Charlestown 33_11kV Tx1 | 0 | 0 | 0 | 0 | 0 | 0 | 0 | 0 | 0 | 0 | 0 | 0 | 0 | 0 | 0 | 0 | 0 | 0 | 0 | 0 | 0 | 0 | 0 | 0 | 0 | 0 | 0 | 0 | 0 | 0 | 0 | 0
[35 empty] | Energy Efficiency |  | Charlestown 33_11kV Tx2 | 0 | 0 | 0 | 0 | 0 | 0 | 0 | 0 | 0 | 0 | 0 | 0 | 0 | 0 | 0 | 0 | 0 | 0 | 0 | 0 | 0 | 0 | 0 | 0 | 0 | 0 | 0 | 0 | 0 | 0 | 0 | 0
| 0 | [33 empty] | Solar PV |  | Charlestown 33_11kV Tx1 | 0 | 0 | 0 | -0.06973 | -0.11957 | 0 | 0 | 0 | 0 | 0 | 0 | 0 | 0 | 0 | 0 | 0 | 0 | 0 | 0 | 0 | 0 | 0 | 0 | 0 | 0 | 0 | 0 | 0 | 0 | 0 | 0 | 0
| Diversity Factor: 0 | [33 empty] | Solar PV |  | Charlestown 33_11kV Tx2 | 0 | 0 | 0 | -0.06973 | -0.11957 | 0 | 0 | 0 | 0 | 0 | 0 | 0 | 0 | 0 | 0 | 0 | 0 | 0 | 0 | 0 | 0 | 0 | 0 | 0 | 0 | 0 | 0 | 0 | 0 | 0 | 0 | 0
| Weather Correction and Public Holiday Factors | [8 empty] | Forecast ROG
ROG Justification
| Actual loads for season 13/14 have been weather corrected by the following: | [6 empty] | 0% |  | Decommissioned | [59 empty] | Decommissioned
1 | 2 | 3 | 4 | 5 | 6 | 7 | 8 | 9 | 10 | 14/15 | 15/16 | 16/17 | 17/18 | 18/19 | 19/20 | 20/21 | 21/22 | 22/23 | 23/24 | 24/25 | 25/26 | 26/27 | 27/28 | 28/29 | 29/30 | 30/31 | 31/32 | 32/33 | 33/34 | 34/35 | 35/36 | 36/37 | 37/38 | 38/39
0.99707 | 0.99415 | 0.99221 | 0.99125 | 0.99125 | 0.99125 | 0.99125 | 0.99125 | 0.99125 | 0.99125 | -0.293% | -0.293% | -0.195% | -0.097% | 0% | 0% | 0% | 0% | 0% | 0% | 0% | 0% | 0% | 0% | 0% | 0% | 0% | 0% | 0% | 0% | 0% | 0% | 0% | 0% | 0%
Substation Load Detail
[7 empty] | Units | 13/14 |  | 14/15 | 15/16 | 16/17 | 17/18 | 18/19 | 19/20 | 20/21 | 21/22 | 22/23 | 23/24 | 24/25 | 25/26 | 26/27 | 27/28 | 28/29 | 29/30 | 30/31 | 31/32 | 32/33 | 33/34 | 34/35 | 35/36 | 36/37 | 37/38 | 38/39
1 | Charlestown 33_11kV | Compensated |  | Load (LV side) |  |  | Amps | 0 |  | 0 | 0 | 0 | 0 | 0 | 0 | 0 | 0 | 0 | 0 | 0 | 0 | 0 | 0 | 0 | 0 | 0 | 0 | 0 | 0 | 0 | 0 | 0 | 0 | 0
|  |  |  | Apparent Power |  |  | MVA | 0 | 0 | 0 | 0 | 0 | 0 | 0 | 0 | 0 | 0 | 0 | 0 | 0 | 0 | 0 | 0 | 0 | 0 | 0 | 0 | 0 | 0 | 0 | 0 | 0 | 0 | 0
|  |  |  | Real Power |  |  | MW | 0 | 0 | 0 | 0 | 0 | 0 | 0 | 0 | 0 | 0 | 0 | 0 | 0 | 0 | 0 | 0 | 0 | 0 | 0 | 0 | 0 | 0 | 0 | 0 | 0 | 0 | 0
|  |  |  | Reactive Power |  |  | MVAr | 0 |  | 0 | 0 | 0 | 0 | 0 | 0 | 0 | 0 | 0 | 0 | 0 | 0 | 0 | 0 | 0 | 0 | 0 | 0 | 0 | 0 | 0 | 0 | 0 | 0 | 0
|  |  |  | Capacitors In Service |  |  | MVAr | 0 |  | 0 | 0 | 0 | 0 | 0 | 0 | 0 | 0 | 0 | 0 | 0 | 0 | 0 | 0 | 0 | 0 | 0 | 0 | 0 | 0 | 0 | 0 | 0 | 0 | 0
|  |  |  | PF |  |  |  | 0 |  | 0 | 0 | 0 | 0 | 0 | 0 | 0 | 0 | 0 | 0 | 0 | 0 | 0 | 0 | 0 | 0 | 0 | 0 | 0 | 0 | 0 | 0 | 0 | 0 | 0
0.93597 | Diversity Factor: 0.94 | Uncompensated |  | Reactive Power |  |  | MVAr | 0 | 0 | 0 | 0 | 0 | 0 | 0 | 0 | 0 | 0 | 0 | 0 | 0 | 0 | 0 | 0 | 0 | 0 | 0 | 0 | 0 | 0 | 0 | 0 | 0 | 0 | 0
|  |  |  | PF |  |  |  | 0 |  | 0 | 0 | 0 | 0 | 0 | 0 | 0 | 0 | 0 | 0 | 0 | 0 | 0 | 0 | 0 | 0 | 0 | 0 | 0 | 0 | 0 | 0 | 0 | 0 | 0
[10 empty] | 1 | 2 | 3 | 4 | 5 | 6 | 7 | 8 | 9 | 10 | 11 | 12 | 13 | 14 | 15 | 16 | 17 | 18 | 19 | 20 | 21 | 22 | 23 | 24 | 25
Transformer Load Detail
[7 empty] | Units | 13/14 |  | 14/15 | 15/16 | 16/17 | 17/18 | 18/19 | 19/20 | 20/21 | 21/22 | 22/23 | 23/24 | 24/25 | 25/26 | 26/27 | 27/28 | 28/29 | 29/30 | 30/31 | 31/32 | 32/33 | 33/34 | 34/35 | 35/36 | 36/37 | 37/38 | 38/39
| 0 | Compensated |  | Load (LV side) |  |  | Amps
|  |  |  | Apparent Power |  |  | MVA
|  |  |  | Real Power |  |  | MW
|  |  |  | Reactive Power |  |  | MVAr
|  |  |  | Capacitors In Service |  |  | MVAr
PF
| Zone Div: | Uncompensated |  | Reactive Power |  |  | MVAr
PF
| 0 | Compensated |  | Load (LV side) |  |  | Amps
|  |  |  | Apparent Power |  |  | MVA
|  |  |  | Real Power |  |  | MW
|  |  |  | Reactive Power |  |  | MVAr
|  |  |  | Capacitors In Service |  |  | MVAr
PF
| Zone Div: | Uncompensated |  | Reactive Power |  |  | MVAr
PF
| 0 | Compensated |  | Load (LV side) |  |  | Amps
|  |  |  | Apparent Power |  |  | MVA
|  |  |  | Real Power |  |  | MW
|  |  |  | Reactive Power |  |  | MVAr
|  |  |  | Capacitors In Service |  |  | MVAr
PF
| Zone Div: | Uncompensated |  | Reactive Power |  |  | MVAr
PF
| 0 | Compensated |  | Load (LV side) |  |  | Amps
|  |  |  | Apparent Power |  |  | MVA
|  |  |  | Real Power |  |  | MW
|  |  |  | Reactive Power |  |  | MVAr
|  |  |  | Capacitors In Service |  |  | MVAr
PF
| Zone Div: | Uncompensated |  | Reactive Power |  |  | MVAr
PF
| 0 | Compensated |  | Load (LV side) |  |  | Amps
|  |  |  | Apparent Power |  |  | MVA
|  |  |  | Real Power |  |  | MW
|  |  |  | Reactive Power |  |  | MVAr
|  |  |  | Capacitors In Service |  |  | MVAr
PF
| Zone Div: | Uncompensated |  | Reactive Power |  |  | MVAr
PF
| 0 | Compensated |  | Load (LV side) |  |  | Amps
|  |  |  | Apparent Power |  |  | MVA
|  |  |  | Real Power |  |  | MW
|  |  |  | Reactive Power |  |  | MVAr
|  |  |  | Capacitors In Service |  |  | MVAr
PF
| Zone Div: | Uncompensated |  | Reactive Power |  |  | MVAr
PF
| 0 | Compensated |  | Load (LV side) |  |  | Amps
|  |  |  | Apparent Power |  |  | MVA
|  |  |  | Real Power |  |  | MW
|  |  |  | Reactive Power |  |  | MVAr
|  |  |  | Capacitors In Service |  |  | MVAr
PF
| Zone Div: | Uncompensated |  | Reactive Power |  |  | MVAr
PF
| 0 | Compensated |  | Load (LV side) |  |  | Amps
|  |  |  | Apparent Power |  |  | MVA
|  |  |  | Real Power |  |  | MW
|  |  |  | Reactive Power |  |  | MVAr
|  |  |  | Capacitors In Service |  |  | MVAr
PF
| Zone Div: | Uncompensated |  | Reactive Power |  |  | MVAr
PF
| 0 | Compensated |  | Load (LV side) |  |  | Amps
|  |  |  | Apparent Power |  |  | MVA
|  |  |  | Real Power |  |  | MW
|  |  |  | Reactive Power |  |  | MVAr
|  |  |  | Capacitors In Service |  |  | MVAr
PF
| Zone Div: | Uncompensated |  | Reactive Power |  |  | MVAr
PF
| 0 | Compensated |  | Load (LV side) |  |  | Amps
|  |  |  | Apparent Power |  |  | MVA
|  |  |  | Real Power |  |  | MW
|  |  |  | Reactive Power |  |  | MVAr
|  |  |  | Capacitors In Service |  |  | MVAr
PF
| Zone Div: | Uncompensated |  | Reactive Power |  |  | MVAr
PF

## Croudace Bay 33_11kV
| Croudace Bay 33_11kV | [16 empty] | 2015 | SUMMER
| Substation Total Loads | [33 empty] | Spots & Transfers Detail
| Historical Loads | (11kV MVA) | [7 empty] | Weather Corrected Forecast Loads |  |  |  | (11kV MVA) | [20 empty] | Spots & Transfers Summary | (11kV MVA) |  | Historical Spots & Transfers | [6 empty] | Forecast Spots & Transfers
|  | 07/08 | 08/09 | 09/10 | 10/11 | 11/12 | 12/13 | 13/14 |  | 14/15 | 15/16 | 16/17 | 17/18 | 18/19 | 19/20 | 20/21 | 21/22 | 22/23 | 23/24 | 24/25 | 25/26 | 26/27 | 27/28 | 28/29 | 29/30 | 30/31 | 31/32 | 32/33 | 33/34 | 34/35 | 35/36 | 36/37 | 37/38 | 38/39 |  |  |  | 07/08 | 08/09 | 09/10 | 10/11 | 11/12 | 12/13 | 13/14 | 14/15 | 15/16 | 16/17 | 17/18 | 18/19 | 19/20 | 20/21 | 21/22 | 22/23 | 23/24 | 24/25 | 25/26 | 26/27 | 27/28 | 28/29 | 29/30 | 30/31 | 31/32 | 32/33 | 33/34 | 34/35 | 35/36 | 36/37 | 37/38 | 38/39
| Total | 19.2 | 24.566 | 26.167 | 29.1674 | 19.7004 | 26.9403 | 22.1962 |  | 19.6152 | 19.2138 | 18.981 | 18.8401 | 18.8504 | 18.8693 | 18.9842 | 19.1194 | 19.2392 | 19.3715 | 19.4971 | 19.6579 | 19.8225 | 20.0036 | 20.1972 | 20.3908 | 20.5863 | 20.7878 | 20.9951 | 21.2085 | 21.428 | 21.6538 | 21.8859 | 22.1245 | 22.3696 |  |  | Total | 10.7837 | 0 | 0 | -0.00086 | -0.00164 | -0.00053 | -1.5543 | -0.8726 | -0.013329 | 0.022394 | -0.017198 | 0.011164 | 0.020401 | 0.12434 | 0.14596 | 0.1293 | 0.14259 | 0.13515 | 0.17296 | 0.17674 | 0.19423 | 0.20745 | 0.20698 | 0.20891 | 0.21485 | 0.22089 | 0.22702 | 0.23324 | 0.23955 | 0.24596 | 0.25246 | 0.25906
| Firm Rating | 0 | 0 | 38.1 | 38.1 | 38.1 | 38.11 | 38.11 |  | 38.11 | 38.11 | 38.11 | 38.11 | 38.11 | 38.11 | 38.11 | 38.11 | 38.11 | 38.11 | 38.11 | 38.11 | 38.11 | 38.11 | 38.11 | 38.11 | 38.11 | 38.11 | 38.11 | 38.11 | 38.11 | 38.11 | 38.11 | 38.11 | 38.11
| Total Capacity | 0 | 0 | 47.6 | 47.6 | 47.6 | 72.86 | 74.91 |  | 74.91 | 74.91 | 74.91 | 74.91 | 74.91 | 74.91 | 74.91 | 74.91 | 74.91 | 74.91 | 74.91 | 74.91 | 74.91 | 74.91 | 74.91 | 74.91 | 74.91 | 74.91 | 74.91 | 74.91 | 74.91 | 74.91 | 74.91 | 74.91 | 74.91 |  |  | Croudace Bay 33_11kV Tx1 | 4.7867 | 0 | 0 | -0.00038174 | -0.00072797 | -0.00023526 | -1.5376 | -0.074421 | -0.0059166 | 0.0099401 | -0.0076338 | 0.0049557 | 0.0090557 | 0.055194 | 0.064787 | 0.057395 | 0.063295 | 0.059991 | 0.076773 | 0.078452 | 0.086215 | 0.092082 | 0.091876 | 0.09273 | 0.09537 | 0.09805 | 0.10077 | 0.10353 | 0.10633 | 0.10918 | 0.11206 | 0.11499
|  | -7 | -6 | -5 | -4 | -3 | -2 | -1 |  | 0 | 1 | 2 | 3 | 4 | 5 | 6 | 7 | 8 | 9 | 10 | 11 | 12 | 13 | 14 | 15 | 16 | 17 | 18 | 19 | 20 | 21 | 22 | 23 | 24 |  |  | Croudace Bay 33_11kV Tx2 | 5.997 | 0 | 0 | -0.00047826 | -0.00091203 | -0.00029474 | -0.016722 | -0.79818 | -0.0074126 | 0.012453 | -0.009564 | 0.0062087 | 0.011345 | 0.06915 | 0.081169 | 0.071908 | 0.079299 | 0.07516 | 0.096186 | 0.098289 | 0.10801 | 0.11537 | 0.11511 | 0.11618 | 0.11948 | 0.12284 | 0.12625 | 0.12971 | 0.13322 | 0.13678 | 0.1404 | 0.14407
| Transformer Loads | [36 empty] | 0 | 0 | 0 | 0 | 0 | 0 | 0 | 0 | 0 | 0 | 0 | 0 | 0 | 0 | 0 | 0 | 0 | 0 | 0 | 0 | 0 | 0 | 0 | 0 | 0 | 0 | 0 | 0 | 0 | 0 | 0 | 0
| Historical Loads | (11kV MVA) | [7 empty] | 0: Weather Corrected Forecast Loads; 4: (11kV MVA) |  |  |  | 0 | 0 | 0 | 0 | 0 | 0 | 0 | 0 | 0 | 0 | 0 | 0 | 0 | 0 | 0 | 0 | 0 | 0 | 0 | 0 | 0 | 0 | 0 | 0 | 0 | 0 | 0 | 0 | 0 | 0 | 0 | 0
|  | 07/08 | 08/09 | 09/10 | 10/11 | 11/12 | 12/13 | 13/14 |  | 14/15 | 15/16 | 16/17 | 17/18 | 18/19 | 19/20 | 20/21 | 21/22 | 22/23 | 23/24 | 24/25 | 25/26 | 26/27 | 27/28 | 28/29 | 29/30 | 30/31 | 31/32 | 32/33 | 33/34 | 34/35 | 35/36 | 36/37 | 37/38 | 38/39 |  |  |  | 0 | 0 | 0 | 0 | 0 | 0 | 0 | 0 | 0 | 0 | 0 | 0 | 0 | 0 | 0 | 0 | 0 | 0 | 0 | 0 | 0 | 0 | 0 | 0 | 0 | 0 | 0 | 0 | 0 | 0 | 0 | 0
| 0 | [36 empty] | 0 | 0 | 0 | 0 | 0 | 0 | 0 | 0 | 0 | 0 | 0 | 0 | 0 | 0 | 0 | 0 | 0 | 0 | 0 | 0 | 0 | 0 | 0 | 0 | 0 | 0 | 0 | 0 | 0 | 0 | 0 | 0
| Diversity Factor: 0 | [36 empty] | 0 | 0 | 0 | 0 | 0 | 0 | 0 | 0 | 0 | 0 | 0 | 0 | 0 | 0 | 0 | 0 | 0 | 0 | 0 | 0 | 0 | 0 | 0 | 0 | 0 | 0 | 0 | 0 | 0 | 0 | 0 | 0
[38 empty] | 0 | 0 | 0 | 0 | 0 | 0 | 0 | 0 | 0 | 0 | 0 | 0 | 0 | 0 | 0 | 0 | 0 | 0 | 0 | 0 | 0 | 0 | 0 | 0 | 0 | 0 | 0 | 0 | 0 | 0 | 0 | 0
[38 empty] | 0 | 0 | 0 | 0 | 0 | 0 | 0 | 0 | 0 | 0 | 0 | 0 | 0 | 0 | 0 | 0 | 0 | 0 | 0 | 0 | 0 | 0 | 0 | 0 | 0 | 0 | 0 | 0 | 0 | 0 | 0 | 0
| 0 | [36 empty] | 0 | 0 | 0 | 0 | 0 | 0 | 0 | 0 | 0 | 0 | 0 | 0 | 0 | 0 | 0 | 0 | 0 | 0 | 0 | 0 | 0 | 0 | 0 | 0 | 0 | 0 | 0 | 0 | 0 | 0 | 0 | 0
Diversity Factor: 0
[38 empty] | Historical Spots & Transfers | [6 empty] | Forecast Spots & Transfers
[35 empty] | Project Name | From | To | 07/08 | 08/09 | 09/10 | 10/11 | 11/12 | 12/13 | 13/14 | 14/15 | 15/16 | 16/17 | 17/18 | 18/19 | 19/20 | 20/21 | 21/22 | 22/23 | 23/24 | 24/25 | 25/26 | 26/27 | 27/28 | 28/29 | 29/30 | 30/31 | 31/32 | 32/33 | 33/34 | 34/35 | 35/36 | 36/37 | 37/38 | 38/39
| 0 | [33 empty] | Broad based demand management |  | Croudace Bay 33_11kV Tx1 | 0 | 0 | 0 | 0 | 0 | 0 | 0 | -0.068245 | 0 | 0 | -0.029047 | 0 | 0 | 0 | 0 | 0 | 0 | 0 | 0 | 0 | 0 | 0 | 0 | 0 | 0 | 0 | 0 | 0 | 0 | 0 | 0 | 0
| Diversity Factor: 0 | [33 empty] | Broad based demand management |  | Croudace Bay 33_11kV Tx2 | 0 | 0 | 0 | 0 | 0 | 0 | 0 | -0.0855 | 0 | 0 | -0.036391 | 0 | 0 | 0 | 0 | 0 | 0 | 0 | 0 | 0 | 0 | 0 | 0 | 0 | 0 | 0 | 0 | 0 | 0 | 0 | 0 | 0
[35 empty] | DNP_ID: 2085. From Mt Hutton. PF will be 0.89 | Mt Hutton 33_11kV Tx1 | Croudace Bay 33_11kV Tx1 | 1.0432 | 0 | 0 | 0 | 0 | 0 | 0 | 0 | 0 | 0 | 0 | 0 | 0 | 0 | 0 | 0 | 0 | 0 | 0 | 0 | 0 | 0 | 0 | 0 | 0 | 0 | 0 | 0 | 0 | 0 | 0 | 0
[35 empty] | DNP_ID: 2085. From Mt Hutton. PF will be 0.89 | Mt Hutton 33_11kV Tx1 | Croudace Bay 33_11kV Tx2 | 1.307 | 0 | 0 | 0 | 0 | 0 | 0 | 0 | 0 | 0 | 0 | 0 | 0 | 0 | 0 | 0 | 0 | 0 | 0 | 0 | 0 | 0 | 0 | 0 | 0 | 0 | 0 | 0 | 0 | 0 | 0 | 0
| 0 | [33 empty] | DNP_ID: 2085. From Mt Hutton. PF will be 0.89 | Mt Hutton 33_11kV Tx2 | Croudace Bay 33_11kV Tx1 | 1.1726 | 0 | 0 | 0 | 0 | 0 | 0 | 0 | 0 | 0 | 0 | 0 | 0 | 0 | 0 | 0 | 0 | 0 | 0 | 0 | 0 | 0 | 0 | 0 | 0 | 0 | 0 | 0 | 0 | 0 | 0 | 0
| Diversity Factor: 0 | [33 empty] | DNP_ID: 2085. From Mt Hutton. PF will be 0.89 | Mt Hutton 33_11kV Tx2 | Croudace Bay 33_11kV Tx2 | 1.4691 | 0 | 0 | 0 | 0 | 0 | 0 | 0 | 0 | 0 | 0 | 0 | 0 | 0 | 0 | 0 | 0 | 0 | 0 | 0 | 0 | 0 | 0 | 0 | 0 | 0 | 0 | 0 | 0 | 0 | 0 | 0
[35 empty] | DNP_ID: 2087. 2.4MVA from Jewells to Croudace Bay | Jewells 33_11kV Tx1 | Croudace Bay 33_11kV Tx1 | 0.37634 | 0 | 0 | 0 | 0 | 0 | 0 | 0 | 0 | 0 | 0 | 0 | 0 | 0 | 0 | 0 | 0 | 0 | 0 | 0 | 0 | 0 | 0 | 0 | 0 | 0 | 0 | 0 | 0 | 0 | 0 | 0
[35 empty] | DNP_ID: 2087. 2.4MVA from Jewells to Croudace Bay | Jewells 33_11kV Tx1 | Croudace Bay 33_11kV Tx2 | 0.4715 | 0 | 0 | 0 | 0 | 0 | 0 | 0 | 0 | 0 | 0 | 0 | 0 | 0 | 0 | 0 | 0 | 0 | 0 | 0 | 0 | 0 | 0 | 0 | 0 | 0 | 0 | 0 | 0 | 0 | 0 | 0
| 0 | [33 empty] | DNP_ID: 2087. 2.4MVA from Jewells to Croudace Bay | Jewells 33_11kV Tx2 | Croudace Bay 33_11kV Tx1 | 0.37634 | 0 | 0 | 0 | 0 | 0 | 0 | 0 | 0 | 0 | 0 | 0 | 0 | 0 | 0 | 0 | 0 | 0 | 0 | 0 | 0 | 0 | 0 | 0 | 0 | 0 | 0 | 0 | 0 | 0 | 0 | 0
| Diversity Factor: 0 | [33 empty] | DNP_ID: 2087. 2.4MVA from Jewells to Croudace Bay | Jewells 33_11kV Tx2 | Croudace Bay 33_11kV Tx2 | 0.4715 | 0 | 0 | 0 | 0 | 0 | 0 | 0 | 0 | 0 | 0 | 0 | 0 | 0 | 0 | 0 | 0 | 0 | 0 | 0 | 0 | 0 | 0 | 0 | 0 | 0 | 0 | 0 | 0 | 0 | 0 | 0
[35 empty] | DNP_ID: 2088. from Pelican | Pelican 33_11kV Tx1 | Croudace Bay 33_11kV Tx1 | 0.1993 | 0 | 0 | 0 | 0 | 0 | 0 | 0 | 0 | 0 | 0 | 0 | 0 | 0 | 0 | 0 | 0 | 0 | 0 | 0 | 0 | 0 | 0 | 0 | 0 | 0 | 0 | 0 | 0 | 0 | 0 | 0
[35 empty] | DNP_ID: 2088. from Pelican | Pelican 33_11kV Tx1 | Croudace Bay 33_11kV Tx2 | 0.2497 | 0 | 0 | 0 | 0 | 0 | 0 | 0 | 0 | 0 | 0 | 0 | 0 | 0 | 0 | 0 | 0 | 0 | 0 | 0 | 0 | 0 | 0 | 0 | 0 | 0 | 0 | 0 | 0 | 0 | 0 | 0
| 0 | [33 empty] | DNP_ID: 2088. from Pelican | Pelican 33_11kV Tx2 | Croudace Bay 33_11kV Tx1 | 0.19818 | 0 | 0 | 0 | 0 | 0 | 0 | 0 | 0 | 0 | 0 | 0 | 0 | 0 | 0 | 0 | 0 | 0 | 0 | 0 | 0 | 0 | 0 | 0 | 0 | 0 | 0 | 0 | 0 | 0 | 0 | 0
| Diversity Factor: 0 | [33 empty] | DNP_ID: 2088. from Pelican | Pelican 33_11kV Tx2 | Croudace Bay 33_11kV Tx2 | 0.24829 | 0 | 0 | 0 | 0 | 0 | 0 | 0 | 0 | 0 | 0 | 0 | 0 | 0 | 0 | 0 | 0 | 0 | 0 | 0 | 0 | 0 | 0 | 0 | 0 | 0 | 0 | 0 | 0 | 0 | 0 | 0
[35 empty] | DNP_ID: 2093. 3.2MVA from Gateshead to Croudace Bay | Gateshead 33_11kV Tx1 | Croudace Bay 33_11kV Tx1 | 0.51165 | 0 | 0 | 0 | 0 | 0 | 0 | 0 | 0 | 0 | 0 | 0 | 0 | 0 | 0 | 0 | 0 | 0 | 0 | 0 | 0 | 0 | 0 | 0 | 0 | 0 | 0 | 0 | 0 | 0 | 0 | 0
[35 empty] | DNP_ID: 2093. 3.2MVA from Gateshead to Croudace Bay | Gateshead 33_11kV Tx1 | Croudace Bay 33_11kV Tx2 | 0.64103 | 0 | 0 | 0 | 0 | 0 | 0 | 0 | 0 | 0 | 0 | 0 | 0 | 0 | 0 | 0 | 0 | 0 | 0 | 0 | 0 | 0 | 0 | 0 | 0 | 0 | 0 | 0 | 0 | 0 | 0 | 0
| 0 | [33 empty] | DNP_ID: 2093. 3.2MVA from Gateshead to Croudace Bay | Gateshead 33_11kV Tx2 | Croudace Bay 33_11kV Tx1 | 0.51165 | 0 | 0 | 0 | 0 | 0 | 0 | 0 | 0 | 0 | 0 | 0 | 0 | 0 | 0 | 0 | 0 | 0 | 0 | 0 | 0 | 0 | 0 | 0 | 0 | 0 | 0 | 0 | 0 | 0 | 0 | 0
| Diversity Factor: 0 | [33 empty] | DNP_ID: 2093. 3.2MVA from Gateshead to Croudace Bay | Gateshead 33_11kV Tx2 | Croudace Bay 33_11kV Tx2 | 0.64103 | 0 | 0 | 0 | 0 | 0 | 0 | 0 | 0 | 0 | 0 | 0 | 0 | 0 | 0 | 0 | 0 | 0 | 0 | 0 | 0 | 0 | 0 | 0 | 0 | 0 | 0 | 0 | 0 | 0 | 0 | 0
[35 empty] | DNP_ID: 2112. to Croudace Bay | Pelican 33_11kV Tx1 | Croudace Bay 33_11kV Tx1 | 0.1993 | 0 | 0 | 0 | 0 | 0 | 0 | 0 | 0 | 0 | 0 | 0 | 0 | 0 | 0 | 0 | 0 | 0 | 0 | 0 | 0 | 0 | 0 | 0 | 0 | 0 | 0 | 0 | 0 | 0 | 0 | 0
[35 empty] | DNP_ID: 2112. to Croudace Bay | Pelican 33_11kV Tx1 | Croudace Bay 33_11kV Tx2 | 0.2497 | 0 | 0 | 0 | 0 | 0 | 0 | 0 | 0 | 0 | 0 | 0 | 0 | 0 | 0 | 0 | 0 | 0 | 0 | 0 | 0 | 0 | 0 | 0 | 0 | 0 | 0 | 0 | 0 | 0 | 0 | 0
| 0 | [33 empty] | DNP_ID: 2112. to Croudace Bay | Pelican 33_11kV Tx2 | Croudace Bay 33_11kV Tx1 | 0.19818 | 0 | 0 | 0 | 0 | 0 | 0 | 0 | 0 | 0 | 0 | 0 | 0 | 0 | 0 | 0 | 0 | 0 | 0 | 0 | 0 | 0 | 0 | 0 | 0 | 0 | 0 | 0 | 0 | 0 | 0 | 0
| Diversity Factor: 0 | [33 empty] | DNP_ID: 2112. to Croudace Bay | Pelican 33_11kV Tx2 | Croudace Bay 33_11kV Tx2 | 0.24829 | 0 | 0 | 0 | 0 | 0 | 0 | 0 | 0 | 0 | 0 | 0 | 0 | 0 | 0 | 0 | 0 | 0 | 0 | 0 | 0 | 0 | 0 | 0 | 0 | 0 | 0 | 0 | 0 | 0 | 0 | 0
[35 empty] | DNP_ID: 6909. Cardiff Zone Substation - New 11kV Feeder to Warners Bay | Croudace Bay 33_11kV Tx2 | Cardiff 33_11kV Tx1 | 0 | 0 | 0 | 0 | 0 | 0 | 0 | 0.70494 | 0 | 0 | 0 | 0 | 0 | 0 | 0 | 0 | 0 | 0 | 0 | 0 | 0 | 0 | 0 | 0 | 0 | 0 | 0 | 0 | 0 | 0 | 0 | 0
[35 empty] | DNP_ID: 7053. Pelican Zone Substation - New 11kV Feeder to Belmont | Croudace Bay 33_11kV Tx1 | Pelican 33_11kV Tx1 | 0 | 0 | 0 | 0 | 0 | 0 | 0.76426 | 0 | 0 | 0 | 0 | 0 | 0 | 0 | 0 | 0 | 0 | 0 | 0 | 0 | 0 | 0 | 0 | 0 | 0 | 0 | 0 | 0 | 0 | 0 | 0 | 0
| 0 | [33 empty] | DNP_ID: 7053. Pelican Zone Substation - New 11kV Feeder to Belmont | Croudace Bay 33_11kV Tx1 | Pelican 33_11kV Tx2 | 0 | 0 | 0 | 0 | 0 | 0 | 0.75994 | 0 | 0 | 0 | 0 | 0 | 0 | 0 | 0 | 0 | 0 | 0 | 0 | 0 | 0 | 0 | 0 | 0 | 0 | 0 | 0 | 0 | 0 | 0 | 0 | 0
| Diversity Factor: 0 | [33 empty] | Econometric |  | Croudace Bay 33_11kV Tx1 | 0 | 0 | 0 | 0 | 0 | 0 | 0 | 0 | 0 | 0.053245 | 0.091445 | 0.11261 | 0.12634 | 0.13265 | 0.13192 | 0.13105 | 0.13339 | 0.13577 | 0.13818 | 0.14063 | 0.14312 | 0.14564 | 0.1482 | 0.1508 | 0.15344 | 0.15612 | 0.15884 | 0.1616 | 0.16441 | 0.16725 | 0.17014 | 0.17307
[35 empty] | Econometric |  | Croudace Bay 33_11kV Tx2 | 0 | 0 | 0 | 0 | 0 | 0 | 0 | 0 | 0 | 0.066708 | 0.11457 | 0.14108 | 0.15829 | 0.16619 | 0.16528 | 0.16418 | 0.16712 | 0.1701 | 0.17312 | 0.17619 | 0.1793 | 0.18247 | 0.18568 | 0.18893 | 0.19224 | 0.1956 | 0.19901 | 0.20247 | 0.20598 | 0.20954 | 0.21316 | 0.21683
[35 empty] | Energy Efficiency |  | Croudace Bay 33_11kV Tx1 | 0 | 0 | 0 | 0 | 0 | 0 | 0 | -0.0031576 | -0.0025304 | -0.03948 | -0.065836 | -0.10316 | -0.11255 | -0.072501 | -0.062344 | -0.068786 | -0.066371 | -0.071315 | -0.056946 | -0.057718 | -0.052441 | -0.049098 | -0.051866 | -0.053614 | -0.053614 | -0.053614 | -0.053614 | -0.053614 | -0.053614 | -0.053614 | -0.053614 | -0.053614
| 0 | [33 empty] | Energy Efficiency |  | Croudace Bay 33_11kV Tx2 | 0 | 0 | 0 | 0 | 0 | 0 | 0 | -0.003956 | -0.0031702 | -0.049463 | -0.082482 | -0.12925 | -0.14101 | -0.090833 | -0.078108 | -0.086179 | -0.083153 | -0.089348 | -0.071345 | -0.072312 | -0.065701 | -0.061513 | -0.064981 | -0.06717 | -0.06717 | -0.06717 | -0.06717 | -0.06717 | -0.06717 | -0.06717 | -0.06717 | -0.06717
| Diversity Factor: 0 | [33 empty] | Solar PV |  | Croudace Bay 33_11kV Tx1 | 0 | 0 | 0 | -0.00038174 | -0.00072797 | -0.00023526 | -0.013348 | -0.0030189 | -0.0033861 | -0.0038243 | -0.0041963 | -0.004491 | -0.0047312 | -0.0049535 | -0.0047901 | -0.0048663 | -0.0037234 | -0.0044599 | -0.0044599 | -0.0044599 | -0.0044599 | -0.0044599 | -0.0044599 | -0.0044599 | -0.0044599 | -0.0044599 | -0.0044599 | -0.0044599 | -0.0044599 | -0.0044599 | -0.0044599 | -0.0044599
[35 empty] | Solar PV |  | Croudace Bay 33_11kV Tx2 | 0 | 0 | 0 | -0.00047826 | -0.00091203 | -0.00029474 | -0.016722 | -0.0037822 | -0.0042423 | -0.0047913 | -0.0052573 | -0.0056266 | -0.0059276 | -0.006206 | -0.0060013 | -0.0060967 | -0.0046649 | -0.0055876 | -0.0055876 | -0.0055876 | -0.0055876 | -0.0055876 | -0.0055876 | -0.0055876 | -0.0055876 | -0.0055876 | -0.0055876 | -0.0055876 | -0.0055876 | -0.0055876 | -0.0055876 | -0.0055876
| Weather Correction and Public Holiday Factors | [8 empty] | 0: Forecast ROG
ROG Justification
| Actual loads for season 13/14 have been weather corrected by the following: | [6 empty] | 5.782% |  | 0: 7 year ROG ok | [35 empty] | 7 year ROG ok
1 | 2 | 3 | 4 | 5 | 6 | 7 | 8 | 9 | 10 | 14/15 | 15/16 | 16/17 | 17/18 | 18/19 | 19/20 | 20/21 | 21/22 | 22/23 | 23/24 | 24/25 | 25/26 | 26/27 | 27/28 | 28/29 | 29/30 | 30/31 | 31/32 | 32/33 | 33/34 | 34/35 | 35/36 | 36/37 | 37/38 | 38/39
0.98073 | 0.96183 | 0.94948 | 0.94339 | 0.94339 | 0.94339 | 0.94339 | 0.94339 | 0.94339 | 0.94339 | -1.927% | -1.927% | -1.284% | -0.642% | 0% | 0% | 0% | 0% | 0% | 0% | 0% | 0% | 0% | 0% | 0% | 0% | 0% | 0% | 0% | 0% | 0% | 0% | 0% | 0% | 0%
Substation Load Detail
[7 empty] | Units | 13/14 |  | 14/15 | 15/16 | 16/17 | 17/18 | 18/19 | 19/20 | 20/21 | 21/22 | 22/23 | 23/24 | 24/25 | 25/26 | 26/27 | 27/28 | 28/29 | 29/30 | 30/31 | 31/32 | 32/33 | 33/34 | 34/35 | 35/36 | 36/37 | 37/38 | 38/39
1 | Croudace Bay 33_11kV | Compensated |  | Load (LV side) |  |  | Amps | 0 |  | 1029.531 | 1008.463 | 996.2462 | 988.8479 | 989.3895 | 990.3791 | 996.4149 | 1003.507 | 1009.797 | 1016.741 | 1023.33 | 1031.772 | 1040.409 | 1049.914 | 1060.08 | 1070.237 | 1080.502 | 1091.074 | 1101.958 | 1113.158 | 1124.681 | 1136.531 | 1148.714 | 1161.235 | 1174.101
|  |  |  | Apparent Power |  |  | MVA | 22.1962 | 23.05 | 19.6152 | 19.2138 | 18.981 | 18.8401 | 18.8504 | 18.8693 | 18.9842 | 19.1194 | 19.2392 | 19.3715 | 19.4971 | 19.6579 | 19.8225 | 20.0036 | 20.1972 | 20.3908 | 20.5863 | 20.7878 | 20.9951 | 21.2085 | 21.428 | 21.6538 | 21.8859 | 22.1245 | 22.3696
|  |  |  | Real Power |  |  | MW | 19.9766 | 20.745 | 19.5598 | 19.1708 | 18.9446 | 18.8074 | 18.8175 | 18.8358 | 18.9477 | 19.0791 | 19.1955 | 19.3238 | 19.4454 | 19.6011 | 19.7602 | 19.935 | 20.1217 | 20.308 | 20.496 | 20.6894 | 20.8881 | 21.0925 | 21.3024 | 21.518 | 21.7394 | 21.9666 | 22.1997
|  |  |  | Reactive Power |  |  | MVAr | 0 |  | 1.4732 | 1.2848 | 1.1753 | 1.1089 | 1.1137 | 1.1226 | 1.1768 | 1.2404 | 1.2968 | 1.3589 | 1.4179 | 1.4933 | 1.5703 | 1.655 | 1.7454 | 1.8356 | 1.9267 | 2.0203 | 2.1166 | 2.2156 | 2.3172 | 2.4216 | 2.5288 | 2.6389 | 2.7518
|  |  |  | Capacitors In Service |  |  | MVAr | 0 |  | 8 | 8 | 8 | 8 | 8 | 8 | 8 | 8 | 8 | 8 | 8 | 8 | 8 | 8 | 8 | 8 | 8 | 8 | 8 | 8 | 8 | 8 | 8 | 8 | 8
|  |  |  | PF |  |  |  | 0.9 |  | 0.99718 | 0.99776 | 0.99808 | 0.99827 | 0.99825 | 0.99823 | 0.99808 | 0.99789 | 0.99772 | 0.99754 | 0.99735 | 0.99711 | 0.99686 | 0.99657 | 0.99626 | 0.99594 | 0.99561 | 0.99527 | 0.99491 | 0.99453 | 0.99413 | 0.99373 | 0.9933 | 0.99286 | 0.9924
0.91904 | Diversity Factor: 0.92 | Uncompensated |  | Reactive Power |  |  | MVAr | 0 | 10.0473 | 9.4732 | 9.2848 | 9.1753 | 9.1089 | 9.1137 | 9.1226 | 9.1768 | 9.2404 | 9.2968 | 9.3589 | 9.4179 | 9.4933 | 9.5703 | 9.655 | 9.7454 | 9.8356 | 9.9267 | 10.0203 | 10.1166 | 10.2156 | 10.3172 | 10.4216 | 10.5289 | 10.6389 | 10.7518
|  |  |  | PF |  |  |  | 0.9 |  | 0.9 | 0.9 | 0.9 | 0.9 | 0.9 | 0.9 | 0.9 | 0.9 | 0.9 | 0.9 | 0.9 | 0.9 | 0.9 | 0.9 | 0.9 | 0.9 | 0.9 | 0.9 | 0.9 | 0.9 | 0.9 | 0.9 | 0.9 | 0.9 | 0.9
[10 empty] | 1 | 2 | 3 | 4 | 5 | 6 | 7 | 8 | 9 | 10 | 11 | 12 | 13 | 14 | 15 | 16 | 17 | 18 | 19 | 20 | 21 | 22 | 23 | 24 | 25
Transformer Load Detail
[7 empty] | Units | 13/14 |  | 14/15 | 15/16 | 16/17 | 17/18 | 18/19 | 19/20 | 20/21 | 21/22 | 22/23 | 23/24 | 24/25 | 25/26 | 26/27 | 27/28 | 28/29 | 29/30 | 30/31 | 31/32 | 32/33 | 33/34 | 34/35 | 35/36 | 36/37 | 37/38 | 38/39
| 0 | Compensated |  | Load (LV side) |  |  | Amps
|  |  |  | Apparent Power |  |  | MVA
|  |  |  | Real Power |  |  | MW
|  |  |  | Reactive Power |  |  | MVAr
|  |  |  | Capacitors In Service |  |  | MVAr
PF
| Zone Div: | Uncompensated |  | Reactive Power |  |  | MVAr
PF
| 0 | Compensated |  | Load (LV side) |  |  | Amps
|  |  |  | Apparent Power |  |  | MVA
|  |  |  | Real Power |  |  | MW
|  |  |  | Reactive Power |  |  | MVAr
|  |  |  | Capacitors In Service |  |  | MVAr
PF
| Zone Div: | Uncompensated |  | Reactive Power |  |  | MVAr
PF
| 0 | Compensated |  | Load (LV side) |  |  | Amps
|  |  |  | Apparent Power |  |  | MVA
|  |  |  | Real Power |  |  | MW
|  |  |  | Reactive Power |  |  | MVAr
|  |  |  | Capacitors In Service |  |  | MVAr
PF
| Zone Div: | Uncompensated |  | Reactive Power |  |  | MVAr
PF
| 0 | Compensated |  | Load (LV side) |  |  | Amps
|  |  |  | Apparent Power |  |  | MVA
|  |  |  | Real Power |  |  | MW
|  |  |  | Reactive Power |  |  | MVAr
|  |  |  | Capacitors In Service |  |  | MVAr
PF
| Zone Div: | Uncompensated |  | Reactive Power |  |  | MVAr
PF
| 0 | Compensated |  | Load (LV side) |  |  | Amps
|  |  |  | Apparent Power |  |  | MVA
|  |  |  | Real Power |  |  | MW
|  |  |  | Reactive Power |  |  | MVAr
|  |  |  | Capacitors In Service |  |  | MVAr
PF
| Zone Div: | Uncompensated |  | Reactive Power |  |  | MVAr
PF
| 0 | Compensated |  | Load (LV side) |  |  | Amps
|  |  |  | Apparent Power |  |  | MVA
|  |  |  | Real Power |  |  | MW
|  |  |  | Reactive Power |  |  | MVAr
|  |  |  | Capacitors In Service |  |  | MVAr
PF
| Zone Div: | Uncompensated |  | Reactive Power |  |  | MVAr
PF
| 0 | Compensated |  | Load (LV side) |  |  | Amps
|  |  |  | Apparent Power |  |  | MVA
|  |  |  | Real Power |  |  | MW
|  |  |  | Reactive Power |  |  | MVAr
|  |  |  | Capacitors In Service |  |  | MVAr
PF
| Zone Div: | Uncompensated |  | Reactive Power |  |  | MVAr
PF
| 0 | Compensated |  | Load (LV side) |  |  | Amps
|  |  |  | Apparent Power |  |  | MVA
|  |  |  | Real Power |  |  | MW
|  |  |  | Reactive Power |  |  | MVAr
|  |  |  | Capacitors In Service |  |  | MVAr
PF
| Zone Div: | Uncompensated |  | Reactive Power |  |  | MVAr
PF
| 0 | Compensated |  | Load (LV side) |  |  | Amps
|  |  |  | Apparent Power |  |  | MVA
|  |  |  | Real Power |  |  | MW
|  |  |  | Reactive Power |  |  | MVAr
|  |  |  | Capacitors In Service |  |  | MVAr
PF
| Zone Div: | Uncompensated |  | Reactive Power |  |  | MVAr
PF
| 0 | Compensated |  | Load (LV side) |  |  | Amps
|  |  |  | Apparent Power |  |  | MVA
|  |  |  | Real Power |  |  | MW
|  |  |  | Reactive Power |  |  | MVAr
|  |  |  | Capacitors In Service |  |  | MVAr
PF
| Zone Div: | Uncompensated |  | Reactive Power |  |  | MVAr
PF

## Dudley 33_11kV
| Dudley 33_11kV | [16 empty] | 2015 | SUMMER
[6 empty] | Zone decommissioned |  | 2013-05-01
| Substation Total Loads | [33 empty] | Spots & Transfers Detail
| Historical Loads | (11kV MVA) | [7 empty] | Weather Corrected Forecast Loads |  |  |  | (11kV MVA) | [20 empty] | Spots & Transfers Summary | (11kV MVA) |  | Historical Spots & Transfers | [6 empty] | Forecast Spots & Transfers
|  | 07/08 | 08/09 | 09/10 | 10/11 | 11/12 | 12/13 | 13/14 |  | 14/15 | 15/16 | 16/17 | 17/18 | 18/19 | 19/20 | 20/21 | 21/22 | 22/23 | 23/24 | 24/25 | 25/26 | 26/27 | 27/28 | 28/29 | 29/30 | 30/31 | 31/32 | 32/33 | 33/34 | 34/35 | 35/36 | 36/37 | 37/38 | 38/39 |  |  |  | 07/08 | 08/09 | 09/10 | 10/11 | 11/12 | 12/13 | 13/14 | 14/15 | 15/16 | 16/17 | 17/18 | 18/19 | 19/20 | 20/21 | 21/22 | 22/23 | 23/24 | 24/25 | 25/26 | 26/27 | 27/28 | 28/29 | 29/30 | 30/31 | 31/32 | 32/33 | 33/34 | 34/35 | 35/36 | 36/37 | 37/38 | 38/39
| Total | 7.3 | 10.8 | 10.65 | 11.36 | 7.35 | 5.036 | 0.214 |  | 0 | 0 | 0 | 0 | 0 | 0 | 0 | 0 | 0 | 0 | 0 | 0 | 0 | 0 | 0 | 0 | 0 | 0 | 0 | 0 | 0 | 0 | 0 | 0 | 0 |  |  | Total | 0 | 0 | 0 | -2e-05 | -1e-05 | -6.517 | -4.4392 | -0.15242 | 0 | 0 | 0 | 0 | 0 | 0 | 0 | 0 | 0 | 0 | 0 | 0 | 0 | 0 | 0 | 0 | 0 | 0 | 0 | 0 | 0 | 0 | 0 | 0
| Firm Rating | 0 | 0 | 16.65 | 16.65 | 16.65 | 16.65 | 0 |  | 0 | 0 | 0 | 0 | 0 | 0 | 0 | 0 | 0 | 0 | 0 | 0 | 0 | 0 | 0 | 0 | 0 | 0 | 0 | 0 | 0 | 0 | 0 | 0 | 0
| Total Capacity | 0 | 0 | 33.99 | 33.99 | 33.99 | 30.26 | 0 |  | 0 | 0 | 0 | 0 | 0 | 0 | 0 | 0 | 0 | 0 | 0 | 0 | 0 | 0 | 0 | 0 | 0 | 0 | 0 | 0 | 0 | 0 | 0 | 0 | 0 |  |  | Dudley 33_11kV Tx1 | 0 | 0 | 0 | -1e-05 | -5e-06 | -3.2585 | -2.2196 | -0.07621 | 0 | 0 | 0 | 0 | 0 | 0 | 0 | 0 | 0 | 0 | 0 | 0 | 0 | 0 | 0 | 0 | 0 | 0 | 0 | 0 | 0 | 0 | 0 | 0
|  | -7 | -6 | -5 | -4 | -3 | -2 | -1 |  | 0 | 1 | 2 | 3 | 4 | 5 | 6 | 7 | 8 | 9 | 10 | 11 | 12 | 13 | 14 | 15 | 16 | 17 | 18 | 19 | 20 | 21 | 22 | 23 | 24 |  |  | Dudley 33_11kV Tx2 | 0 | 0 | 0 | -1e-05 | -5e-06 | -3.2585 | -2.2196 | -0.07621 | 0 | 0 | 0 | 0 | 0 | 0 | 0 | 0 | 0 | 0 | 0 | 0 | 0 | 0 | 0 | 0 | 0 | 0 | 0 | 0 | 0 | 0 | 0 | 0
| Transformer Loads | [36 empty] | 0 | 0 | 0 | 0 | 0 | 0 | 0 | 0 | 0 | 0 | 0 | 0 | 0 | 0 | 0 | 0 | 0 | 0 | 0 | 0 | 0 | 0 | 0 | 0 | 0 | 0 | 0 | 0 | 0 | 0 | 0 | 0
| Historical Loads | (11kV MVA) | [7 empty] | Weather Corrected Forecast Loads |  |  |  | (11kV MVA) | [23 empty] | 0 | 0 | 0 | 0 | 0 | 0 | 0 | 0 | 0 | 0 | 0 | 0 | 0 | 0 | 0 | 0 | 0 | 0 | 0 | 0 | 0 | 0 | 0 | 0 | 0 | 0 | 0 | 0 | 0 | 0 | 0 | 0
|  | 07/08 | 08/09 | 09/10 | 10/11 | 11/12 | 12/13 | 13/14 |  | 14/15 | 15/16 | 16/17 | 17/18 | 18/19 | 19/20 | 20/21 | 21/22 | 22/23 | 23/24 | 24/25 | 25/26 | 26/27 | 27/28 | 28/29 | 29/30 | 30/31 | 31/32 | 32/33 | 33/34 | 34/35 | 35/36 | 36/37 | 37/38 | 38/39 |  |  |  | 0 | 0 | 0 | 0 | 0 | 0 | 0 | 0 | 0 | 0 | 0 | 0 | 0 | 0 | 0 | 0 | 0 | 0 | 0 | 0 | 0 | 0 | 0 | 0 | 0 | 0 | 0 | 0 | 0 | 0 | 0 | 0
| 0 | [36 empty] | 0 | 0 | 0 | 0 | 0 | 0 | 0 | 0 | 0 | 0 | 0 | 0 | 0 | 0 | 0 | 0 | 0 | 0 | 0 | 0 | 0 | 0 | 0 | 0 | 0 | 0 | 0 | 0 | 0 | 0 | 0 | 0
| Diversity Factor: 0 | [36 empty] | 0 | 0 | 0 | 0 | 0 | 0 | 0 | 0 | 0 | 0 | 0 | 0 | 0 | 0 | 0 | 0 | 0 | 0 | 0 | 0 | 0 | 0 | 0 | 0 | 0 | 0 | 0 | 0 | 0 | 0 | 0 | 0
[38 empty] | 0 | 0 | 0 | 0 | 0 | 0 | 0 | 0 | 0 | 0 | 0 | 0 | 0 | 0 | 0 | 0 | 0 | 0 | 0 | 0 | 0 | 0 | 0 | 0 | 0 | 0 | 0 | 0 | 0 | 0 | 0 | 0
[38 empty] | 0 | 0 | 0 | 0 | 0 | 0 | 0 | 0 | 0 | 0 | 0 | 0 | 0 | 0 | 0 | 0 | 0 | 0 | 0 | 0 | 0 | 0 | 0 | 0 | 0 | 0 | 0 | 0 | 0 | 0 | 0 | 0
| 0 | [36 empty] | 0 | 0 | 0 | 0 | 0 | 0 | 0 | 0 | 0 | 0 | 0 | 0 | 0 | 0 | 0 | 0 | 0 | 0 | 0 | 0 | 0 | 0 | 0 | 0 | 0 | 0 | 0 | 0 | 0 | 0 | 0 | 0
Diversity Factor: 0
[38 empty] | Historical Spots & Transfers | [6 empty] | Forecast Spots & Transfers
[35 empty] | Project Name | From | To | 07/08 | 08/09 | 09/10 | 10/11 | 11/12 | 12/13 | 13/14 | 14/15 | 15/16 | 16/17 | 17/18 | 18/19 | 19/20 | 20/21 | 21/22 | 22/23 | 23/24 | 24/25 | 25/26 | 26/27 | 27/28 | 28/29 | 29/30 | 30/31 | 31/32 | 32/33 | 33/34 | 34/35 | 35/36 | 36/37 | 37/38 | 38/39
| 0 | [33 empty] | DNP_ID: 2098. Load transfers from Dudley to Gateshead for Dudley ZS decommissioning. Transfers are to be completed in April/May 2013. Refer to DNP6595 for Charlestown 132/11KV ZS Commissioning. | Dudley 33_11kV Tx1 | Gateshead 33_11kV Tx1 | 0 | 0 | 0 | 0 | 0 | 0 | 1.1098 | 0 | 0 | 0 | 0 | 0 | 0 | 0 | 0 | 0 | 0 | 0 | 0 | 0 | 0 | 0 | 0 | 0 | 0 | 0 | 0 | 0 | 0 | 0 | 0 | 0
| Diversity Factor: 0 | [33 empty] | DNP_ID: 2098. Load transfers from Dudley to Gateshead for Dudley ZS decommissioning. Transfers are to be completed in April/May 2013. Refer to DNP6595 for Charlestown 132/11KV ZS Commissioning. | Dudley 33_11kV Tx1 | Gateshead 33_11kV Tx2 | 0 | 0 | 0 | 0 | 0 | 0 | 1.1098 | 0 | 0 | 0 | 0 | 0 | 0 | 0 | 0 | 0 | 0 | 0 | 0 | 0 | 0 | 0 | 0 | 0 | 0 | 0 | 0 | 0 | 0 | 0 | 0 | 0
[35 empty] | DNP_ID: 2098. Load transfers from Dudley to Gateshead for Dudley ZS decommissioning. Transfers are to be completed in April/May 2013. Refer to DNP6595 for Charlestown 132/11KV ZS Commissioning. | Dudley 33_11kV Tx2 | Gateshead 33_11kV Tx1 | 0 | 0 | 0 | 0 | 0 | 0 | 1.1098 | 0 | 0 | 0 | 0 | 0 | 0 | 0 | 0 | 0 | 0 | 0 | 0 | 0 | 0 | 0 | 0 | 0 | 0 | 0 | 0 | 0 | 0 | 0 | 0 | 0
[35 empty] | DNP_ID: 2098. Load transfers from Dudley to Gateshead for Dudley ZS decommissioning. Transfers are to be completed in April/May 2013. Refer to DNP6595 for Charlestown 132/11KV ZS Commissioning. | Dudley 33_11kV Tx2 | Gateshead 33_11kV Tx2 | 0 | 0 | 0 | 0 | 0 | 0 | 1.1098 | 0 | 0 | 0 | 0 | 0 | 0 | 0 | 0 | 0 | 0 | 0 | 0 | 0 | 0 | 0 | 0 | 0 | 0 | 0 | 0 | 0 | 0 | 0 | 0 | 0
| 0 | [33 empty] | DNP_ID: 6595. Establish 11kV connections to New Charlestown Zone Refer to DNP2098 for Dudley Decommissioning. | Dudley 33_11kV Tx1 | Charlestown 132_11kV Tx1 | 0 | 0 | 0 | 0 | 0 | 2.9341 | 0 | 0.07621 | 0 | 0 | 0 | 0 | 0 | 0 | 0 | 0 | 0 | 0 | 0 | 0 | 0 | 0 | 0 | 0 | 0 | 0 | 0 | 0 | 0 | 0 | 0 | 0
| Diversity Factor: 0 | [33 empty] | DNP_ID: 6595. Establish 11kV connections to New Charlestown Zone Refer to DNP2098 for Dudley Decommissioning. | Dudley 33_11kV Tx1 | Gateshead 33_11kV Tx1 | 0 | 0 | 0 | 0 | 0 | 0.16195 | 0 | 0 | 0 | 0 | 0 | 0 | 0 | 0 | 0 | 0 | 0 | 0 | 0 | 0 | 0 | 0 | 0 | 0 | 0 | 0 | 0 | 0 | 0 | 0 | 0 | 0
[35 empty] | DNP_ID: 6595. Establish 11kV connections to New Charlestown Zone Refer to DNP2098 for Dudley Decommissioning. | Dudley 33_11kV Tx1 | Gateshead 33_11kV Tx2 | 0 | 0 | 0 | 0 | 0 | 0.16195 | 0 | 0 | 0 | 0 | 0 | 0 | 0 | 0 | 0 | 0 | 0 | 0 | 0 | 0 | 0 | 0 | 0 | 0 | 0 | 0 | 0 | 0 | 0 | 0 | 0 | 0
[35 empty] | DNP_ID: 6595. Establish 11kV connections to New Charlestown Zone Refer to DNP2098 for Dudley Decommissioning. | Dudley 33_11kV Tx2 | Charlestown 132_11kV Tx1 | 0 | 0 | 0 | 0 | 0 | 2.9341 | 0 | 0.07621 | 0 | 0 | 0 | 0 | 0 | 0 | 0 | 0 | 0 | 0 | 0 | 0 | 0 | 0 | 0 | 0 | 0 | 0 | 0 | 0 | 0 | 0 | 0 | 0
| 0 | [33 empty] | DNP_ID: 6595. Establish 11kV connections to New Charlestown Zone Refer to DNP2098 for Dudley Decommissioning. | Dudley 33_11kV Tx2 | Gateshead 33_11kV Tx1 | 0 | 0 | 0 | 0 | 0 | 0.16195 | 0 | 0 | 0 | 0 | 0 | 0 | 0 | 0 | 0 | 0 | 0 | 0 | 0 | 0 | 0 | 0 | 0 | 0 | 0 | 0 | 0 | 0 | 0 | 0 | 0 | 0
| Diversity Factor: 0 | [33 empty] | DNP_ID: 6595. Establish 11kV connections to New Charlestown Zone Refer to DNP2098 for Dudley Decommissioning. | Dudley 33_11kV Tx2 | Gateshead 33_11kV Tx2 | 0 | 0 | 0 | 0 | 0 | 0.16195 | 0 | 0 | 0 | 0 | 0 | 0 | 0 | 0 | 0 | 0 | 0 | 0 | 0 | 0 | 0 | 0 | 0 | 0 | 0 | 0 | 0 | 0 | 0 | 0 | 0 | 0
[35 empty] | Econometric |  | Dudley 33_11kV Tx1 | 0 | 0 | 0 | 0 | 0 | 0 | 0 | 0 | 0 | 0 | 0 | 0 | 0 | 0 | 0 | 0 | 0 | 0 | 0 | 0 | 0 | 0 | 0 | 0 | 0 | 0 | 0 | 0 | 0 | 0 | 0 | 0
[35 empty] | Econometric |  | Dudley 33_11kV Tx2 | 0 | 0 | 0 | 0 | 0 | 0 | 0 | 0 | 0 | 0 | 0 | 0 | 0 | 0 | 0 | 0 | 0 | 0 | 0 | 0 | 0 | 0 | 0 | 0 | 0 | 0 | 0 | 0 | 0 | 0 | 0 | 0
| 0 | [33 empty] | Energy Efficiency |  | Dudley 33_11kV Tx1 | 0 | 0 | 0 | 0 | 0 | 0 | 0 | 0 | 0 | 0 | 0 | 0 | 0 | 0 | 0 | 0 | 0 | 0 | 0 | 0 | 0 | 0 | 0 | 0 | 0 | 0 | 0 | 0 | 0 | 0 | 0 | 0
| Diversity Factor: 0 | [33 empty] | Energy Efficiency |  | Dudley 33_11kV Tx2 | 0 | 0 | 0 | 0 | 0 | 0 | 0 | 0 | 0 | 0 | 0 | 0 | 0 | 0 | 0 | 0 | 0 | 0 | 0 | 0 | 0 | 0 | 0 | 0 | 0 | 0 | 0 | 0 | 0 | 0 | 0 | 0
[35 empty] | Solar PV |  | Dudley 33_11kV Tx1 | 0 | 0 | 0 | -1e-05 | -5e-06 | -0.00049 | 0 | 0 | 0 | 0 | 0 | 0 | 0 | 0 | 0 | 0 | 0 | 0 | 0 | 0 | 0 | 0 | 0 | 0 | 0 | 0 | 0 | 0 | 0 | 0 | 0 | 0
[35 empty] | Solar PV |  | Dudley 33_11kV Tx2 | 0 | 0 | 0 | -1e-05 | -5e-06 | -0.00049 | 0 | 0 | 0 | 0 | 0 | 0 | 0 | 0 | 0 | 0 | 0 | 0 | 0 | 0 | 0 | 0 | 0 | 0 | 0 | 0 | 0 | 0 | 0 | 0 | 0 | 0
0
Diversity Factor: 0
0
Diversity Factor: 0
0
Diversity Factor: 0
0
Diversity Factor: 0
| Weather Correction and Public Holiday Factors | [8 empty] | Forecast ROG
ROG Justification
| Actual loads for season 13/14 have been weather corrected by the following: | [6 empty] | -0.8828% |  | 7 year ROG ok | [59 empty] | 7 year ROG ok
1 | 2 | 3 | 4 | 5 | 6 | 7 | 8 | 9 | 10 | 14/15 | 15/16 | 16/17 | 17/18 | 18/19 | 19/20 | 20/21 | 21/22 | 22/23 | 23/24 | 24/25 | 25/26 | 26/27 | 27/28 | 28/29 | 29/30 | 30/31 | 31/32 | 32/33 | 33/34 | 34/35 | 35/36 | 36/37 | 37/38 | 38/39
1.0104 | 1.0208 | 1.0279 | 1.0314 | 1.0314 | 1.0314 | 1.0314 | 1.0314 | 1.0314 | 1.0314 | 1.036% | 1.036% | 0.691% | 0.3455% | 0% | 0% | 0% | 0% | 0% | 0% | 0% | 0% | 0% | 0% | 0% | 0% | 0% | 0% | 0% | 0% | 0% | 0% | 0% | 0% | 0%
Substation Load Detail
[7 empty] | Units | 13/14 |  | 14/15 | 15/16 | 16/17 | 17/18 | 18/19 | 19/20 | 20/21 | 21/22 | 22/23 | 23/24 | 24/25 | 25/26 | 26/27 | 27/28 | 28/29 | 29/30 | 30/31 | 31/32 | 32/33 | 33/34 | 34/35 | 35/36 | 36/37 | 37/38 | 38/39
1 | Dudley 33_11kV | Compensated |  | Load (LV side) |  |  | Amps | 0 |  | 0 | 0 | 0 | 0 | 0 | 0 | 0 | 0 | 0 | 0 | 0 | 0 | 0 | 0 | 0 | 0 | 0 | 0 | 0 | 0 | 0 | 0 | 0 | 0 | 0
|  |  |  | Apparent Power |  |  | MVA | 0 | 0.54 | 0 | 0 | 0 | 0 | 0 | 0 | 0 | 0 | 0 | 0 | 0 | 0 | 0 | 0 | 0 | 0 | 0 | 0 | 0 | 0 | 0 | 0 | 0 | 0 | 0
|  |  |  | Real Power |  |  | MW | 0 | 0.43092 | 0 | 0 | 0 | 0 | 0 | 0 | 0 | 0 | 0 | 0 | 0 | 0 | 0 | 0 | 0 | 0 | 0 | 0 | 0 | 0 | 0 | 0 | 0 | 0 | 0
|  |  |  | Reactive Power |  |  | MVAr | 0 |  | 0 | 0 | 0 | 0 | 0 | 0 | 0 | 0 | 0 | 0 | 0 | 0 | 0 | 0 | 0 | 0 | 0 | 0 | 0 | 0 | 0 | 0 | 0 | 0 | 0
|  |  |  | Capacitors In Service |  |  | MVAr | 0 |  | 0 | 0 | 0 | 0 | 0 | 0 | 0 | 0 | 0 | 0 | 0 | 0 | 0 | 0 | 0 | 0 | 0 | 0 | 0 | 0 | 0 | 0 | 0 | 0 | 0
|  |  |  | PF |  |  |  | 0 |  | 0 | 0 | 0 | 0 | 0 | 0 | 0 | 0 | 0 | 0 | 0 | 0 | 0 | 0 | 0 | 0 | 0 | 0 | 0 | 0 | 0 | 0 | 0 | 0 | 0
0.85281 | Diversity Factor: 0.85 | Uncompensated |  | Reactive Power |  |  | MVAr | 0 | 0.32544 | 0 | 0 | 0 | 0 | 0 | 0 | 0 | 0 | 0 | 0 | 0 | 0 | 0 | 0 | 0 | 0 | 0 | 0 | 0 | 0 | 0 | 0 | 0 | 0 | 0
|  |  |  | PF |  |  |  | 0 |  | 0 | 0 | 0 | 0 | 0 | 0 | 0 | 0 | 0 | 0 | 0 | 0 | 0 | 0 | 0 | 0 | 0 | 0 | 0 | 0 | 0 | 0 | 0 | 0 | 0
[10 empty] | 1 | 2 | 3 | 4 | 5 | 6 | 7 | 8 | 9 | 10 | 11 | 12 | 13 | 14 | 15 | 16 | 17 | 18 | 19 | 20 | 21 | 22 | 23 | 24 | 25
Transformer Load Detail
[7 empty] | Units | 13/14 |  | 14/15 | 15/16 | 16/17 | 17/18 | 18/19 | 19/20 | 20/21 | 21/22 | 22/23 | 23/24 | 24/25 | 25/26 | 26/27 | 27/28 | 28/29 | 29/30 | 30/31 | 31/32 | 32/33 | 33/34 | 34/35 | 35/36 | 36/37 | 37/38 | 38/39
| 0 | Compensated |  | Load (LV side) |  |  | Amps
|  |  |  | Apparent Power |  |  | MVA
|  |  |  | Real Power |  |  | MW
|  |  |  | Reactive Power |  |  | MVAr
|  |  |  | Capacitors In Service |  |  | MVAr
PF
| Zone Div: | Uncompensated |  | Reactive Power |  |  | MVAr
PF
| 0 | Compensated |  | Load (LV side) |  |  | Amps
|  |  |  | Apparent Power |  |  | MVA
|  |  |  | Real Power |  |  | MW
|  |  |  | Reactive Power |  |  | MVAr
|  |  |  | Capacitors In Service |  |  | MVAr
PF
| Zone Div: | Uncompensated |  | Reactive Power |  |  | MVAr
PF
| 0 | Compensated |  | Load (LV side) |  |  | Amps
|  |  |  | Apparent Power |  |  | MVA
|  |  |  | Real Power |  |  | MW
|  |  |  | Reactive Power |  |  | MVAr
|  |  |  | Capacitors In Service |  |  | MVAr
PF
| Zone Div: | Uncompensated |  | Reactive Power |  |  | MVAr
PF
| 0 | Compensated |  | Load (LV side) |  |  | Amps
|  |  |  | Apparent Power |  |  | MVA
|  |  |  | Real Power |  |  | MW
|  |  |  | Reactive Power |  |  | MVAr
|  |  |  | Capacitors In Service |  |  | MVAr
PF
| Zone Div: | Uncompensated |  | Reactive Power |  |  | MVAr
PF
| 0 | Compensated |  | Load (LV side) |  |  | Amps
|  |  |  | Apparent Power |  |  | MVA
|  |  |  | Real Power |  |  | MW
|  |  |  | Reactive Power |  |  | MVAr
|  |  |  | Capacitors In Service |  |  | MVAr
PF
| Zone Div: | Uncompensated |  | Reactive Power |  |  | MVAr
PF
| 0 | Compensated |  | Load (LV side) |  |  | Amps
|  |  |  | Apparent Power |  |  | MVA
|  |  |  | Real Power |  |  | MW
|  |  |  | Reactive Power |  |  | MVAr
|  |  |  | Capacitors In Service |  |  | MVAr
PF
| Zone Div: | Uncompensated |  | Reactive Power |  |  | MVAr
PF
| 0 | Compensated |  | Load (LV side) |  |  | Amps
|  |  |  | Apparent Power |  |  | MVA
|  |  |  | Real Power |  |  | MW
|  |  |  | Reactive Power |  |  | MVAr
|  |  |  | Capacitors In Service |  |  | MVAr
PF
| Zone Div: | Uncompensated |  | Reactive Power |  |  | MVAr
PF
| 0 | Compensated |  | Load (LV side) |  |  | Amps
|  |  |  | Apparent Power |  |  | MVA
|  |  |  | Real Power |  |  | MW
|  |  |  | Reactive Power |  |  | MVAr
|  |  |  | Capacitors In Service |  |  | MVAr
PF
| Zone Div: | Uncompensated |  | Reactive Power |  |  | MVAr
PF
| 0 | Compensated |  | Load (LV side) |  |  | Amps
|  |  |  | Apparent Power |  |  | MVA
|  |  |  | Real Power |  |  | MW
|  |  |  | Reactive Power |  |  | MVAr
|  |  |  | Capacitors In Service |  |  | MVAr
PF
| Zone Div: | Uncompensated |  | Reactive Power |  |  | MVAr
PF
| 0 | Compensated |  | Load (LV side) |  |  | Amps
|  |  |  | Apparent Power |  |  | MVA
|  |  |  | Real Power |  |  | MW
|  |  |  | Reactive Power |  |  | MVAr
|  |  |  | Capacitors In Service |  |  | MVAr
PF
| Zone Div: | Uncompensated |  | Reactive Power |  |  | MVAr
PF

## Gateshead 33_11kV
| Gateshead 33_11kV | [16 empty] | 2015 | SUMMER
| Substation Total Loads | [33 empty] | Spots & Transfers Detail
| Historical Loads | (11kV MVA) | [7 empty] | Weather Corrected Forecast Loads |  |  |  | (11kV MVA) | [20 empty] | Spots & Transfers Summary | (11kV MVA) |  | Historical Spots & Transfers | [6 empty] | Forecast Spots & Transfers
|  | 07/08 | 08/09 | 09/10 | 10/11 | 11/12 | 12/13 | 13/14 |  | 14/15 | 15/16 | 16/17 | 17/18 | 18/19 | 19/20 | 20/21 | 21/22 | 22/23 | 23/24 | 24/25 | 25/26 | 26/27 | 27/28 | 28/29 | 29/30 | 30/31 | 31/32 | 32/33 | 33/34 | 34/35 | 35/36 | 36/37 | 37/38 | 38/39 |  |  |  | 07/08 | 08/09 | 09/10 | 10/11 | 11/12 | 12/13 | 13/14 | 14/15 | 15/16 | 16/17 | 17/18 | 18/19 | 19/20 | 20/21 | 21/22 | 22/23 | 23/24 | 24/25 | 25/26 | 26/27 | 27/28 | 28/29 | 29/30 | 30/31 | 31/32 | 32/33 | 33/34 | 34/35 | 35/36 | 36/37 | 37/38 | 38/39
| Total | 18.8 | 15.7 | 14.4 | 16.629 | 12.644 | 12.556 | 12.957 |  | 14.8369 | 14.4105 | 14.1479 | 13.8584 | 13.7072 | 13.6846 | 13.7822 | 13.905 | 13.99 | 14.1323 | 14.2276 | 14.3644 | 14.5044 | 14.6697 | 14.8515 | 15.0326 | 15.213 | 15.4 | 15.5937 | 15.7943 | 16.0018 | 16.2163 | 16.438 | 16.6668 | 16.903 |  |  | Total | -1.3146 | -3.0103 | 0 | -0.14587 | -0.23541 | -2.4694 | 4.7121 | -0.19764 | -0.055388 | -0.022417 | -0.17163 | -0.15123 | -0.022544 | 0.097527 | 0.12286 | 0.084985 | 0.14228 | 0.095279 | 0.13679 | 0.13999 | 0.16537 | 0.18178 | 0.18113 | 0.18035 | 0.187 | 0.19374 | 0.20058 | 0.2075 | 0.21452 | 0.22164 | 0.22885 | 0.23616
| Firm Rating | 0 | 0 | 24.1 | 24.1 | 24.1 | 24.08 | 24.08 |  | 24.08 | 24.08 | 24.08 | 24.08 | 24.08 | 24.08 | 24.08 | 24.08 | 24.08 | 24.08 | 24.08 | 24.08 | 24.08 | 24.08 | 24.08 | 24.08 | 24.08 | 24.08 | 24.08 | 24.08 | 24.08 | 24.08 | 24.08 | 24.08 | 24.08
| Total Capacity | 0 | 0 | 44.35 | 44.35 | 44.35 | 44.35 | 44.35 |  | 44.35 | 44.35 | 44.35 | 44.35 | 44.35 | 44.35 | 44.35 | 44.35 | 44.35 | 44.35 | 44.35 | 44.35 | 44.35 | 44.35 | 44.35 | 44.35 | 44.35 | 44.35 | 44.35 | 44.35 | 44.35 | 44.35 | 44.35 | 44.35 | 44.35 |  |  | Gateshead 33_11kV Tx1 | -0.65731 | -1.5052 | 0 | -0.072935 | -0.11771 | -1.2347 | 2.3561 | -0.098821 | -0.027694 | -0.011209 | -0.085814 | -0.075613 | -0.011272 | 0.048764 | 0.061428 | 0.042492 | 0.071139 | 0.047639 | 0.068394 | 0.069993 | 0.082685 | 0.09089 | 0.090565 | 0.090175 | 0.093501 | 0.096871 | 0.10029 | 0.10375 | 0.10726 | 0.11082 | 0.11442 | 0.11808
|  | -7 | -6 | -5 | -4 | -3 | -2 | -1 |  | 0 | 1 | 2 | 3 | 4 | 5 | 6 | 7 | 8 | 9 | 10 | 11 | 12 | 13 | 14 | 15 | 16 | 17 | 18 | 19 | 20 | 21 | 22 | 23 | 24 |  |  | Gateshead 33_11kV Tx2 | -0.65731 | -1.5052 | 0 | -0.072935 | -0.11771 | -1.2347 | 2.3561 | -0.098821 | -0.027694 | -0.011209 | -0.085814 | -0.075613 | -0.011272 | 0.048764 | 0.061428 | 0.042492 | 0.071139 | 0.047639 | 0.068394 | 0.069993 | 0.082685 | 0.09089 | 0.090565 | 0.090175 | 0.093501 | 0.096871 | 0.10029 | 0.10375 | 0.10726 | 0.11082 | 0.11442 | 0.11808
| Transformer Loads | [36 empty] | 0 | 0 | 0 | 0 | 0 | 0 | 0 | 0 | 0 | 0 | 0 | 0 | 0 | 0 | 0 | 0 | 0 | 0 | 0 | 0 | 0 | 0 | 0 | 0 | 0 | 0 | 0 | 0 | 0 | 0 | 0 | 0
| Historical Loads | (11kV MVA) | [7 empty] | 0: Weather Corrected Forecast Loads; 4: (11kV MVA) |  |  |  | 0 | 0 | 0 | 0 | 0 | 0 | 0 | 0 | 0 | 0 | 0 | 0 | 0 | 0 | 0 | 0 | 0 | 0 | 0 | 0 | 0 | 0 | 0 | 0 | 0 | 0 | 0 | 0 | 0 | 0 | 0 | 0
|  | 07/08 | 08/09 | 09/10 | 10/11 | 11/12 | 12/13 | 13/14 |  | 14/15 | 15/16 | 16/17 | 17/18 | 18/19 | 19/20 | 20/21 | 21/22 | 22/23 | 23/24 | 24/25 | 25/26 | 26/27 | 27/28 | 28/29 | 29/30 | 30/31 | 31/32 | 32/33 | 33/34 | 34/35 | 35/36 | 36/37 | 37/38 | 38/39 |  |  |  | 0 | 0 | 0 | 0 | 0 | 0 | 0 | 0 | 0 | 0 | 0 | 0 | 0 | 0 | 0 | 0 | 0 | 0 | 0 | 0 | 0 | 0 | 0 | 0 | 0 | 0 | 0 | 0 | 0 | 0 | 0 | 0
| 0 | [36 empty] | 0 | 0 | 0 | 0 | 0 | 0 | 0 | 0 | 0 | 0 | 0 | 0 | 0 | 0 | 0 | 0 | 0 | 0 | 0 | 0 | 0 | 0 | 0 | 0 | 0 | 0 | 0 | 0 | 0 | 0 | 0 | 0
| Diversity Factor: 0 | [36 empty] | 0 | 0 | 0 | 0 | 0 | 0 | 0 | 0 | 0 | 0 | 0 | 0 | 0 | 0 | 0 | 0 | 0 | 0 | 0 | 0 | 0 | 0 | 0 | 0 | 0 | 0 | 0 | 0 | 0 | 0 | 0 | 0
[38 empty] | 0 | 0 | 0 | 0 | 0 | 0 | 0 | 0 | 0 | 0 | 0 | 0 | 0 | 0 | 0 | 0 | 0 | 0 | 0 | 0 | 0 | 0 | 0 | 0 | 0 | 0 | 0 | 0 | 0 | 0 | 0 | 0
[38 empty] | 0 | 0 | 0 | 0 | 0 | 0 | 0 | 0 | 0 | 0 | 0 | 0 | 0 | 0 | 0 | 0 | 0 | 0 | 0 | 0 | 0 | 0 | 0 | 0 | 0 | 0 | 0 | 0 | 0 | 0 | 0 | 0
| 0 | [36 empty] | 0 | 0 | 0 | 0 | 0 | 0 | 0 | 0 | 0 | 0 | 0 | 0 | 0 | 0 | 0 | 0 | 0 | 0 | 0 | 0 | 0 | 0 | 0 | 0 | 0 | 0 | 0 | 0 | 0 | 0 | 0 | 0
Diversity Factor: 0
[38 empty] | Historical Spots & Transfers | [6 empty] | Forecast Spots & Transfers
[35 empty] | Project Name | From | To | 07/08 | 08/09 | 09/10 | 10/11 | 11/12 | 12/13 | 13/14 | 14/15 | 15/16 | 16/17 | 17/18 | 18/19 | 19/20 | 20/21 | 21/22 | 22/23 | 23/24 | 24/25 | 25/26 | 26/27 | 27/28 | 28/29 | 29/30 | 30/31 | 31/32 | 32/33 | 33/34 | 34/35 | 35/36 | 36/37 | 37/38 | 38/39
| 0 | [33 empty] | Broad based demand management |  | Gateshead 33_11kV Tx1 | 0 | 0 | 0 | 0 | 0 | 0 | 0 | -0.072509 | -0.0016534 | -0.00248 | -0.045242 | -0.02976 | 0 | 0 | 0 | 0 | 0 | 0 | 0 | 0 | 0 | 0 | 0 | 0 | 0 | 0 | 0 | 0 | 0 | 0 | 0 | 0
| Diversity Factor: 0 | [33 empty] | Broad based demand management |  | Gateshead 33_11kV Tx2 | 0 | 0 | 0 | 0 | 0 | 0 | 0 | -0.072509 | -0.0016534 | -0.00248 | -0.045242 | -0.02976 | 0 | 0 | 0 | 0 | 0 | 0 | 0 | 0 | 0 | 0 | 0 | 0 | 0 | 0 | 0 | 0 | 0 | 0 | 0 | 0
[35 empty] | DNP_ID: 2077. Charlestown to Gateshead | Charlestown 33_11kV Tx1 | Gateshead 33_11kV Tx1 | 0 | 0.24768 | 0 | 0 | 0 | 0 | 0 | 0 | 0 | 0 | 0 | 0 | 0 | 0 | 0 | 0 | 0 | 0 | 0 | 0 | 0 | 0 | 0 | 0 | 0 | 0 | 0 | 0 | 0 | 0 | 0 | 0
[35 empty] | DNP_ID: 2077. Charlestown to Gateshead | Charlestown 33_11kV Tx1 | Gateshead 33_11kV Tx2 | 0 | 0.24768 | 0 | 0 | 0 | 0 | 0 | 0 | 0 | 0 | 0 | 0 | 0 | 0 | 0 | 0 | 0 | 0 | 0 | 0 | 0 | 0 | 0 | 0 | 0 | 0 | 0 | 0 | 0 | 0 | 0 | 0
| 0 | [33 empty] | DNP_ID: 2077. Charlestown to Gateshead | Charlestown 33_11kV Tx2 | Gateshead 33_11kV Tx1 | 0 | 0.24768 | 0 | 0 | 0 | 0 | 0 | 0 | 0 | 0 | 0 | 0 | 0 | 0 | 0 | 0 | 0 | 0 | 0 | 0 | 0 | 0 | 0 | 0 | 0 | 0 | 0 | 0 | 0 | 0 | 0 | 0
| Diversity Factor: 0 | [33 empty] | DNP_ID: 2077. Charlestown to Gateshead | Charlestown 33_11kV Tx2 | Gateshead 33_11kV Tx2 | 0 | 0.24768 | 0 | 0 | 0 | 0 | 0 | 0 | 0 | 0 | 0 | 0 | 0 | 0 | 0 | 0 | 0 | 0 | 0 | 0 | 0 | 0 | 0 | 0 | 0 | 0 | 0 | 0 | 0 | 0 | 0 | 0
[35 empty] | DNP_ID: 2093. 3.2MVA from Gateshead to Croudace Bay | Gateshead 33_11kV Tx1 | Croudace Bay 33_11kV Tx1 | 0.51165 | 0 | 0 | 0 | 0 | 0 | 0 | 0 | 0 | 0 | 0 | 0 | 0 | 0 | 0 | 0 | 0 | 0 | 0 | 0 | 0 | 0 | 0 | 0 | 0 | 0 | 0 | 0 | 0 | 0 | 0 | 0
[35 empty] | DNP_ID: 2093. 3.2MVA from Gateshead to Croudace Bay | Gateshead 33_11kV Tx1 | Croudace Bay 33_11kV Tx2 | 0.64103 | 0 | 0 | 0 | 0 | 0 | 0 | 0 | 0 | 0 | 0 | 0 | 0 | 0 | 0 | 0 | 0 | 0 | 0 | 0 | 0 | 0 | 0 | 0 | 0 | 0 | 0 | 0 | 0 | 0 | 0 | 0
| 0 | [33 empty] | DNP_ID: 2093. 3.2MVA from Gateshead to Croudace Bay | Gateshead 33_11kV Tx2 | Croudace Bay 33_11kV Tx1 | 0.51165 | 0 | 0 | 0 | 0 | 0 | 0 | 0 | 0 | 0 | 0 | 0 | 0 | 0 | 0 | 0 | 0 | 0 | 0 | 0 | 0 | 0 | 0 | 0 | 0 | 0 | 0 | 0 | 0 | 0 | 0 | 0
| Diversity Factor: 0 | [33 empty] | DNP_ID: 2093. 3.2MVA from Gateshead to Croudace Bay | Gateshead 33_11kV Tx2 | Croudace Bay 33_11kV Tx2 | 0.64103 | 0 | 0 | 0 | 0 | 0 | 0 | 0 | 0 | 0 | 0 | 0 | 0 | 0 | 0 | 0 | 0 | 0 | 0 | 0 | 0 | 0 | 0 | 0 | 0 | 0 | 0 | 0 | 0 | 0 | 0 | 0
[35 empty] | DNP_ID: 2095. 1MVA from Jewells to Gateshead | Jewells 33_11kV Tx1 | Gateshead 33_11kV Tx1 | 0.24768 | 0 | 0 | 0 | 0 | 0 | 0 | 0 | 0 | 0 | 0 | 0 | 0 | 0 | 0 | 0 | 0 | 0 | 0 | 0 | 0 | 0 | 0 | 0 | 0 | 0 | 0 | 0 | 0 | 0 | 0 | 0
[35 empty] | DNP_ID: 2095. 1MVA from Jewells to Gateshead | Jewells 33_11kV Tx1 | Gateshead 33_11kV Tx2 | 0.24768 | 0 | 0 | 0 | 0 | 0 | 0 | 0 | 0 | 0 | 0 | 0 | 0 | 0 | 0 | 0 | 0 | 0 | 0 | 0 | 0 | 0 | 0 | 0 | 0 | 0 | 0 | 0 | 0 | 0 | 0 | 0
| 0 | [33 empty] | DNP_ID: 2095. 1MVA from Jewells to Gateshead | Jewells 33_11kV Tx2 | Gateshead 33_11kV Tx1 | 0.24768 | 0 | 0 | 0 | 0 | 0 | 0 | 0 | 0 | 0 | 0 | 0 | 0 | 0 | 0 | 0 | 0 | 0 | 0 | 0 | 0 | 0 | 0 | 0 | 0 | 0 | 0 | 0 | 0 | 0 | 0 | 0
| Diversity Factor: 0 | [33 empty] | DNP_ID: 2095. 1MVA from Jewells to Gateshead | Jewells 33_11kV Tx2 | Gateshead 33_11kV Tx2 | 0.24768 | 0 | 0 | 0 | 0 | 0 | 0 | 0 | 0 | 0 | 0 | 0 | 0 | 0 | 0 | 0 | 0 | 0 | 0 | 0 | 0 | 0 | 0 | 0 | 0 | 0 | 0 | 0 | 0 | 0 | 0 | 0
[35 empty] | DNP_ID: 2098. Load transfers from Dudley to Gateshead for Dudley ZS decommissioning. Transfers are to be completed in April/May 2013. Refer to DNP6595 for Charlestown 132/11KV ZS Commissioning. | Dudley 33_11kV Tx1 | Gateshead 33_11kV Tx1 | 0 | 0 | 0 | 0 | 0 | 0 | 1.1098 | 0 | 0 | 0 | 0 | 0 | 0 | 0 | 0 | 0 | 0 | 0 | 0 | 0 | 0 | 0 | 0 | 0 | 0 | 0 | 0 | 0 | 0 | 0 | 0 | 0
[35 empty] | DNP_ID: 2098. Load transfers from Dudley to Gateshead for Dudley ZS decommissioning. Transfers are to be completed in April/May 2013. Refer to DNP6595 for Charlestown 132/11KV ZS Commissioning. | Dudley 33_11kV Tx1 | Gateshead 33_11kV Tx2 | 0 | 0 | 0 | 0 | 0 | 0 | 1.1098 | 0 | 0 | 0 | 0 | 0 | 0 | 0 | 0 | 0 | 0 | 0 | 0 | 0 | 0 | 0 | 0 | 0 | 0 | 0 | 0 | 0 | 0 | 0 | 0 | 0
| 0 | [33 empty] | DNP_ID: 2098. Load transfers from Dudley to Gateshead for Dudley ZS decommissioning. Transfers are to be completed in April/May 2013. Refer to DNP6595 for Charlestown 132/11KV ZS Commissioning. | Dudley 33_11kV Tx2 | Gateshead 33_11kV Tx1 | 0 | 0 | 0 | 0 | 0 | 0 | 1.1098 | 0 | 0 | 0 | 0 | 0 | 0 | 0 | 0 | 0 | 0 | 0 | 0 | 0 | 0 | 0 | 0 | 0 | 0 | 0 | 0 | 0 | 0 | 0 | 0 | 0
| Diversity Factor: 0 | [33 empty] | DNP_ID: 2098. Load transfers from Dudley to Gateshead for Dudley ZS decommissioning. Transfers are to be completed in April/May 2013. Refer to DNP6595 for Charlestown 132/11KV ZS Commissioning. | Dudley 33_11kV Tx2 | Gateshead 33_11kV Tx2 | 0 | 0 | 0 | 0 | 0 | 0 | 1.1098 | 0 | 0 | 0 | 0 | 0 | 0 | 0 | 0 | 0 | 0 | 0 | 0 | 0 | 0 | 0 | 0 | 0 | 0 | 0 | 0 | 0 | 0 | 0 | 0 | 0
[35 empty] | DNP_ID: 2110. From Gateshead SAO | Gateshead 33_11kV Tx1 | Mt Hutton 33_11kV Tx1 | 0 | 0.94185 | 0 | 0 | 0 | 0 | 0 | 0 | 0 | 0 | 0 | 0 | 0 | 0 | 0 | 0 | 0 | 0 | 0 | 0 | 0 | 0 | 0 | 0 | 0 | 0 | 0 | 0 | 0 | 0 | 0 | 0
[35 empty] | DNP_ID: 2110. From Gateshead SAO | Gateshead 33_11kV Tx1 | Mt Hutton 33_11kV Tx2 | 0 | 1.0587 | 0 | 0 | 0 | 0 | 0 | 0 | 0 | 0 | 0 | 0 | 0 | 0 | 0 | 0 | 0 | 0 | 0 | 0 | 0 | 0 | 0 | 0 | 0 | 0 | 0 | 0 | 0 | 0 | 0 | 0
| 0 | [33 empty] | DNP_ID: 2110. From Gateshead SAO | Gateshead 33_11kV Tx2 | Mt Hutton 33_11kV Tx1 | 0 | 0.94185 | 0 | 0 | 0 | 0 | 0 | 0 | 0 | 0 | 0 | 0 | 0 | 0 | 0 | 0 | 0 | 0 | 0 | 0 | 0 | 0 | 0 | 0 | 0 | 0 | 0 | 0 | 0 | 0 | 0 | 0
| Diversity Factor: 0 | [33 empty] | DNP_ID: 2110. From Gateshead SAO | Gateshead 33_11kV Tx2 | Mt Hutton 33_11kV Tx2 | 0 | 1.0587 | 0 | 0 | 0 | 0 | 0 | 0 | 0 | 0 | 0 | 0 | 0 | 0 | 0 | 0 | 0 | 0 | 0 | 0 | 0 | 0 | 0 | 0 | 0 | 0 | 0 | 0 | 0 | 0 | 0 | 0
[35 empty] | DNP_ID: 6595. Establish 11kV connections to New Charlestown Zone Refer to DNP2098 for Dudley Decommissioning. | Dudley 33_11kV Tx1 | Gateshead 33_11kV Tx1 | 0 | 0 | 0 | 0 | 0 | 0.16195 | 0 | 0 | 0 | 0 | 0 | 0 | 0 | 0 | 0 | 0 | 0 | 0 | 0 | 0 | 0 | 0 | 0 | 0 | 0 | 0 | 0 | 0 | 0 | 0 | 0 | 0
[35 empty] | DNP_ID: 6595. Establish 11kV connections to New Charlestown Zone Refer to DNP2098 for Dudley Decommissioning. | Dudley 33_11kV Tx1 | Gateshead 33_11kV Tx2 | 0 | 0 | 0 | 0 | 0 | 0.16195 | 0 | 0 | 0 | 0 | 0 | 0 | 0 | 0 | 0 | 0 | 0 | 0 | 0 | 0 | 0 | 0 | 0 | 0 | 0 | 0 | 0 | 0 | 0 | 0 | 0 | 0
| 0 | [33 empty] | DNP_ID: 6595. Establish 11kV connections to New Charlestown Zone Refer to DNP2098 for Dudley Decommissioning. | Dudley 33_11kV Tx2 | Gateshead 33_11kV Tx1 | 0 | 0 | 0 | 0 | 0 | 0.16195 | 0 | 0 | 0 | 0 | 0 | 0 | 0 | 0 | 0 | 0 | 0 | 0 | 0 | 0 | 0 | 0 | 0 | 0 | 0 | 0 | 0 | 0 | 0 | 0 | 0 | 0
| Diversity Factor: 0 | [33 empty] | DNP_ID: 6595. Establish 11kV connections to New Charlestown Zone Refer to DNP2098 for Dudley Decommissioning. | Dudley 33_11kV Tx2 | Gateshead 33_11kV Tx2 | 0 | 0 | 0 | 0 | 0 | 0.16195 | 0 | 0 | 0 | 0 | 0 | 0 | 0 | 0 | 0 | 0 | 0 | 0 | 0 | 0 | 0 | 0 | 0 | 0 | 0 | 0 | 0 | 0 | 0 | 0 | 0 | 0
[35 empty] | DNP_ID: 6595. Establish 11kV connections to New Charlestown Zone Refer to DNP2098 for Dudley Decommissioning. | Gateshead 33_11kV Tx1 | Charlestown 132_11kV Tx1 | 0 | 0 | 0 | 0 | 0 | 1.5147 | 0 | 0 | 0 | 0 | 0 | 0 | 0 | 0 | 0 | 0 | 0 | 0 | 0 | 0 | 0 | 0 | 0 | 0 | 0 | 0 | 0 | 0 | 0 | 0 | 0 | 0
[35 empty] | DNP_ID: 6595. Establish 11kV connections to New Charlestown Zone Refer to DNP2098 for Dudley Decommissioning. | Gateshead 33_11kV Tx2 | Charlestown 132_11kV Tx1 | 0 | 0 | 0 | 0 | 0 | 1.5147 | 0 | 0 | 0 | 0 | 0 | 0 | 0 | 0 | 0 | 0 | 0 | 0 | 0 | 0 | 0 | 0 | 0 | 0 | 0 | 0 | 0 | 0 | 0 | 0 | 0 | 0
| 0 | [33 empty] | HVCON_ID: 2013032. SC04424 Solo Resource Recovery Oakdale Road Gateshead HVCon Spot load not confirmed. |  | Gateshead 33_11kV Tx1 | 0 | 0 | 0 | 0 | 0 | 0 | 0.17147 | 0 | 0 | 0 | 0 | 0 | 0 | 0 | 0 | 0 | 0 | 0 | 0 | 0 | 0 | 0 | 0 | 0 | 0 | 0 | 0 | 0 | 0 | 0 | 0 | 0
| Diversity Factor: 0 | [33 empty] | HVCON_ID: 2013032. SC04424 Solo Resource Recovery Oakdale Road Gateshead HVCon Spot load not confirmed. |  | Gateshead 33_11kV Tx2 | 0 | 0 | 0 | 0 | 0 | 0 | 0.17147 | 0 | 0 | 0 | 0 | 0 | 0 | 0 | 0 | 0 | 0 | 0 | 0 | 0 | 0 | 0 | 0 | 0 | 0 | 0 | 0 | 0 | 0 | 0 | 0 | 0
[35 empty] | HVCON_ID: 2013181. Groves Rd Bennetts Green Industrial Subdivision, see HP197-11. |  | Gateshead 33_11kV Tx1 | 0 | 0 | 0 | 0 | 0 | 0 | 0 | 0.052395 | 0.052395 | 0.052395 | 0 | 0 | 0 | 0 | 0 | 0 | 0 | 0 | 0 | 0 | 0 | 0 | 0 | 0 | 0 | 0 | 0 | 0 | 0 | 0 | 0 | 0
[35 empty] | HVCON_ID: 2013181. Groves Rd Bennetts Green Industrial Subdivision, see HP197-11. |  | Gateshead 33_11kV Tx2 | 0 | 0 | 0 | 0 | 0 | 0 | 0 | 0.052395 | 0.052395 | 0.052395 | 0 | 0 | 0 | 0 | 0 | 0 | 0 | 0 | 0 | 0 | 0 | 0 | 0 | 0 | 0 | 0 | 0 | 0 | 0 | 0 | 0 | 0
[35 empty] | HVCON_ID: 2013182. 1 Waterloo St Bennetts Green - Kiosk Upgrade |  | Gateshead 33_11kV Tx1 | 0 | 0 | 0 | 0 | 0 | 0 | 0.085737 | 0 | 0 | 0 | 0 | 0 | 0 | 0 | 0 | 0 | 0 | 0 | 0 | 0 | 0 | 0 | 0 | 0 | 0 | 0 | 0 | 0 | 0 | 0 | 0 | 0
| Weather Correction and Public Holiday Factors | [8 empty] | 0: Forecast ROG | HVCON_ID: 2013182. 1 Waterloo St Bennetts Green - Kiosk Upgrade |  | Gateshead 33_11kV Tx2 | 0 | 0 | 0 | 0 | 0 | 0 | 0.085737 | 0 | 0 | 0 | 0 | 0 | 0 | 0 | 0 | 0 | 0 | 0 | 0 | 0 | 0 | 0 | 0 | 0 | 0 | 0 | 0 | 0 | 0 | 0 | 0 | 0
[10 empty] | 0: ROG Justification | Econometric |  | Gateshead 33_11kV Tx1 | 0 | 0 | 0 | 0 | 0 | 0 | 0 | 0 | 0 | 0.064397 | 0.11949 | 0.16011 | 0.20632 | 0.22423 | 0.2152 | 0.20586 | 0.20885 | 0.21187 | 0.21494 | 0.21805 | 0.2212 | 0.22439 | 0.22763 | 0.23091 | 0.23424 | 0.23761 | 0.24102 | 0.24449 | 0.248 | 0.25155 | 0.25516 | 0.25881
| Actual loads for season 13/14 have been weather corrected by the following: | [6 empty] | 12.21% |  | 0: 7 year ROG ok | Econometric |  | Gateshead 33_11kV Tx2 | 0 | 0 | 0 | 0 | 0 | 0 | 0 | 0 | 0 | 0.064397 | 0.11949 | 0.16011 | 0.20632 | 0.22423 | 0.2152 | 0.20586 | 0.20885 | 0.21187 | 0.21494 | 0.21805 | 0.2212 | 0.22439 | 0.22763 | 0.23091 | 0.23424 | 0.23761 | 0.24102 | 0.24449 | 0.248 | 0.25155 | 0.25516 | 0.25881 | 7 year ROG ok
[35 empty] | Energy Efficiency |  | Gateshead 33_11kV Tx1 | 0 | 0 | 0 | 0 | 0 | 0 | 0 | -0.01534 | -0.0073605 | -0.045249 | -0.071983 | -0.1117 | -0.11829 | -0.071497 | -0.053233 | -0.061228 | -0.059554 | -0.07062 | -0.052932 | -0.054442 | -0.044901 | -0.039889 | -0.043452 | -0.047123 | -0.047123 | -0.047123 | -0.047123 | -0.047123 | -0.047123 | -0.047123 | -0.047123 | -0.047123
[35 empty] | Energy Efficiency |  | Gateshead 33_11kV Tx2 | 0 | 0 | 0 | 0 | 0 | 0 | 0 | -0.01534 | -0.0073605 | -0.045249 | -0.071983 | -0.1117 | -0.11829 | -0.071497 | -0.053233 | -0.061228 | -0.059554 | -0.07062 | -0.052932 | -0.054442 | -0.044901 | -0.039889 | -0.043452 | -0.047123 | -0.047123 | -0.047123 | -0.047123 | -0.047123 | -0.047123 | -0.047123 | -0.047123 | -0.047123
1 | 2 | 3 | 4 | 5 | 6 | 7 | 8 | 9 | 10 | 14/15 | 15/16 | 16/17 | 17/18 | 18/19 | 19/20 | 20/21 | 21/22 | 22/23 | 23/24 | 24/25 | 25/26 | 26/27 | 27/28 | 28/29 | 29/30 | 30/31 | 31/32 | 32/33 | 33/34 | 34/35 | 35/36 | 36/37 | 37/38 | 38/39 | Solar PV |  | Gateshead 33_11kV Tx1 | 0 | 0 | 0 | -0.072935 | -0.11771 | -0.04394 | -0.12076 | -0.063366 | -0.071075 | -0.080271 | -0.088079 | -0.094266 | -0.099308 | -0.10397 | -0.10054 | -0.10214 | -0.078154 | -0.093613 | -0.093613 | -0.093613 | -0.093613 | -0.093613 | -0.093613 | -0.093613 | -0.093613 | -0.093613 | -0.093613 | -0.093613 | -0.093613 | -0.093613 | -0.093613 | -0.093613
0.975 | 0.95063 | 0.93479 | 0.927 | 0.927 | 0.927 | 0.927 | 0.927 | 0.927 | 0.927 | -2.5% | -2.5% | -1.666% | -0.833% | 0% | 0% | 0% | 0% | 0% | 0% | 0% | 0% | 0% | 0% | 0% | 0% | 0% | 0% | 0% | 0% | 0% | 0% | 0% | 0% | 0% | Solar PV |  | Gateshead 33_11kV Tx2 | 0 | 0 | 0 | -0.072935 | -0.11771 | -0.04394 | -0.12076 | -0.063366 | -0.071075 | -0.080271 | -0.088079 | -0.094266 | -0.099308 | -0.10397 | -0.10054 | -0.10214 | -0.078154 | -0.093613 | -0.093613 | -0.093613 | -0.093613 | -0.093613 | -0.093613 | -0.093613 | -0.093613 | -0.093613 | -0.093613 | -0.093613 | -0.093613 | -0.093613 | -0.093613 | -0.093613
Substation Load Detail
[7 empty] | Units | 13/14 |  | 14/15 | 15/16 | 16/17 | 17/18 | 18/19 | 19/20 | 20/21 | 21/22 | 22/23 | 23/24 | 24/25 | 25/26 | 26/27 | 27/28 | 28/29 | 29/30 | 30/31 | 31/32 | 32/33 | 33/34 | 34/35 | 35/36 | 36/37 | 37/38 | 38/39
1 | Gateshead 33_11kV | Compensated |  | Load (LV side) |  |  | Amps | 0 |  | 778.7331 | 756.3576 | 742.5751 | 727.3788 | 719.4415 | 718.2582 | 723.3771 | 729.8254 | 734.2859 | 741.7535 | 746.7544 | 753.9339 | 761.2813 | 769.9609 | 779.502 | 789.0088 | 798.4747 | 808.2897 | 818.4586 | 828.9861 | 839.8771 | 851.1366 | 862.7695 | 874.7809 | 887.1759
|  |  |  | Apparent Power |  |  | MVA | 12.957 | 15.42 | 14.8369 | 14.4105 | 14.1479 | 13.8584 | 13.7072 | 13.6846 | 13.7822 | 13.905 | 13.99 | 14.1323 | 14.2276 | 14.3644 | 14.5044 | 14.6697 | 14.8515 | 15.0326 | 15.213 | 15.4 | 15.5937 | 15.7943 | 16.0018 | 16.2163 | 16.438 | 16.6668 | 16.903
|  |  |  | Real Power |  |  | MW | 11.9334 | 14.2018 | 13.6647 | 13.2721 | 13.0303 | 12.7636 | 12.6243 | 12.6036 | 12.6934 | 12.8065 | 12.8848 | 13.0159 | 13.1036 | 13.2296 | 13.3585 | 13.5108 | 13.6782 | 13.8451 | 14.0112 | 14.1834 | 14.3618 | 14.5465 | 14.7377 | 14.9352 | 15.1394 | 15.3501 | 15.5676
|  |  |  | Reactive Power |  |  | MVAr | 0 |  | 5.7799 | 5.6138 | 5.5115 | 5.3987 | 5.3398 | 5.331 | 5.369 | 5.4169 | 5.45 | 5.5054 | 5.5425 | 5.5958 | 5.6504 | 5.7148 | 5.7856 | 5.8562 | 5.9264 | 5.9993 | 6.0747 | 6.1529 | 6.2337 | 6.3173 | 6.4036 | 6.4928 | 6.5848
|  |  |  | Capacitors In Service |  |  | MVAr | 0 |  | 0 | 0 | 0 | 0 | 0 | 0 | 0 | 0 | 0 | 0 | 0 | 0 | 0 | 0 | 0 | 0 | 0 | 0 | 0 | 0 | 0 | 0 | 0 | 0 | 0
|  |  |  | PF |  |  |  | 0.921 |  | 0.921 | 0.921 | 0.921 | 0.921 | 0.921 | 0.921 | 0.921 | 0.921 | 0.921 | 0.921 | 0.921 | 0.921 | 0.921 | 0.921 | 0.921 | 0.921 | 0.921 | 0.921 | 0.921 | 0.921 | 0.921 | 0.921 | 0.921 | 0.921 | 0.921
0.97115 | Diversity Factor: 0.97 | Uncompensated |  | Reactive Power |  |  | MVAr | 0 | 6.0071 | 5.7799 | 5.6138 | 5.5115 | 5.3987 | 5.3398 | 5.331 | 5.369 | 5.4169 | 5.45 | 5.5054 | 5.5425 | 5.5958 | 5.6504 | 5.7148 | 5.7856 | 5.8562 | 5.9264 | 5.9993 | 6.0747 | 6.1529 | 6.2337 | 6.3173 | 6.4036 | 6.4928 | 6.5848
|  |  |  | PF |  |  |  | 0.921 |  | 0.921 | 0.921 | 0.921 | 0.921 | 0.921 | 0.921 | 0.921 | 0.921 | 0.921 | 0.921 | 0.921 | 0.921 | 0.921 | 0.921 | 0.921 | 0.921 | 0.921 | 0.921 | 0.921 | 0.921 | 0.921 | 0.921 | 0.921 | 0.921 | 0.921
[10 empty] | 1 | 2 | 3 | 4 | 5 | 6 | 7 | 8 | 9 | 10 | 11 | 12 | 13 | 14 | 15 | 16 | 17 | 18 | 19 | 20 | 21 | 22 | 23 | 24 | 25
Transformer Load Detail
[7 empty] | Units | 13/14 |  | 14/15 | 15/16 | 16/17 | 17/18 | 18/19 | 19/20 | 20/21 | 21/22 | 22/23 | 23/24 | 24/25 | 25/26 | 26/27 | 27/28 | 28/29 | 29/30 | 30/31 | 31/32 | 32/33 | 33/34 | 34/35 | 35/36 | 36/37 | 37/38 | 38/39
| 0 | Compensated |  | Load (LV side) |  |  | Amps
|  |  |  | Apparent Power |  |  | MVA
|  |  |  | Real Power |  |  | MW
|  |  |  | Reactive Power |  |  | MVAr
|  |  |  | Capacitors In Service |  |  | MVAr
PF
| Zone Div: | Uncompensated |  | Reactive Power |  |  | MVAr
PF
| 0 | Compensated |  | Load (LV side) |  |  | Amps
|  |  |  | Apparent Power |  |  | MVA
|  |  |  | Real Power |  |  | MW
|  |  |  | Reactive Power |  |  | MVAr
|  |  |  | Capacitors In Service |  |  | MVAr
PF
| Zone Div: | Uncompensated |  | Reactive Power |  |  | MVAr
PF
| 0 | Compensated |  | Load (LV side) |  |  | Amps
|  |  |  | Apparent Power |  |  | MVA
|  |  |  | Real Power |  |  | MW
|  |  |  | Reactive Power |  |  | MVAr
|  |  |  | Capacitors In Service |  |  | MVAr
PF
| Zone Div: | Uncompensated |  | Reactive Power |  |  | MVAr
PF
| 0 | Compensated |  | Load (LV side) |  |  | Amps
|  |  |  | Apparent Power |  |  | MVA
|  |  |  | Real Power |  |  | MW
|  |  |  | Reactive Power |  |  | MVAr
|  |  |  | Capacitors In Service |  |  | MVAr
PF
| Zone Div: | Uncompensated |  | Reactive Power |  |  | MVAr
PF
| 0 | Compensated |  | Load (LV side) |  |  | Amps
|  |  |  | Apparent Power |  |  | MVA
|  |  |  | Real Power |  |  | MW
|  |  |  | Reactive Power |  |  | MVAr
|  |  |  | Capacitors In Service |  |  | MVAr
PF
| Zone Div: | Uncompensated |  | Reactive Power |  |  | MVAr
PF
| 0 | Compensated |  | Load (LV side) |  |  | Amps
|  |  |  | Apparent Power |  |  | MVA
|  |  |  | Real Power |  |  | MW
|  |  |  | Reactive Power |  |  | MVAr
|  |  |  | Capacitors In Service |  |  | MVAr
PF
| Zone Div: | Uncompensated |  | Reactive Power |  |  | MVAr
PF
| 0 | Compensated |  | Load (LV side) |  |  | Amps
|  |  |  | Apparent Power |  |  | MVA
|  |  |  | Real Power |  |  | MW
|  |  |  | Reactive Power |  |  | MVAr
|  |  |  | Capacitors In Service |  |  | MVAr
PF
| Zone Div: | Uncompensated |  | Reactive Power |  |  | MVAr
PF
| 0 | Compensated |  | Load (LV side) |  |  | Amps
|  |  |  | Apparent Power |  |  | MVA
|  |  |  | Real Power |  |  | MW
|  |  |  | Reactive Power |  |  | MVAr
|  |  |  | Capacitors In Service |  |  | MVAr
PF
| Zone Div: | Uncompensated |  | Reactive Power |  |  | MVAr
PF
| 0 | Compensated |  | Load (LV side) |  |  | Amps
|  |  |  | Apparent Power |  |  | MVA
|  |  |  | Real Power |  |  | MW
|  |  |  | Reactive Power |  |  | MVAr
|  |  |  | Capacitors In Service |  |  | MVAr
PF
| Zone Div: | Uncompensated |  | Reactive Power |  |  | MVAr
PF
| 0 | Compensated |  | Load (LV side) |  |  | Amps
|  |  |  | Apparent Power |  |  | MVA
|  |  |  | Real Power |  |  | MW
|  |  |  | Reactive Power |  |  | MVAr
|  |  |  | Capacitors In Service |  |  | MVAr
PF
| Zone Div: | Uncompensated |  | Reactive Power |  |  | MVAr
PF

## Jewells 33_11kV
| Jewells 33_11kV | [16 empty] | 2015 | SUMMER
| Substation Total Loads | [33 empty] | Spots & Transfers Detail
| Historical Loads | (11kV MVA) | [7 empty] | Weather Corrected Forecast Loads |  |  |  | (11kV MVA) | [20 empty] | Spots & Transfers Summary | (11kV MVA) |  | Historical Spots & Transfers | [6 empty] | Forecast Spots & Transfers
|  | 07/08 | 08/09 | 09/10 | 10/11 | 11/12 | 12/13 | 13/14 |  | 14/15 | 15/16 | 16/17 | 17/18 | 18/19 | 19/20 | 20/21 | 21/22 | 22/23 | 23/24 | 24/25 | 25/26 | 26/27 | 27/28 | 28/29 | 29/30 | 30/31 | 31/32 | 32/33 | 33/34 | 34/35 | 35/36 | 36/37 | 37/38 | 38/39 |  |  |  | 07/08 | 08/09 | 09/10 | 10/11 | 11/12 | 12/13 | 13/14 | 14/15 | 15/16 | 16/17 | 17/18 | 18/19 | 19/20 | 20/21 | 21/22 | 22/23 | 23/24 | 24/25 | 25/26 | 26/27 | 27/28 | 28/29 | 29/30 | 30/31 | 31/32 | 32/33 | 33/34 | 34/35 | 35/36 | 36/37 | 37/38 | 38/39
| Total | 14.4 | 17.4 | 17.2 | 18.8 | 12.742 | 17.27 | 13.103 |  | 14.0787 | 13.4193 | 13.0373 | 12.8314 | 12.8847 | 13.0248 | 13.2713 | 13.5238 | 13.7451 | 13.9842 | 14.2108 | 14.47 | 14.7332 | 15.014 | 15.3075 | 15.6018 | 15.8979 | 16.2001 | 16.5086 | 16.8234 | 17.1446 | 17.4723 | 17.8065 | 18.1475 | 18.4952 |  |  | Total | -2.6864 | 0 | 0 | -0.03921 | -0.07645 | -0.03227 | -0.01465 | -0.20694 | -0.033713 | 0.015554 | -0.012784 | 0.053314 | 0.14011 | 0.24648 | 0.25251 | 0.22127 | 0.23907 | 0.22664 | 0.25921 | 0.26315 | 0.28082 | 0.29356 | 0.29426 | 0.29608 | 0.30223 | 0.30847 | 0.31479 | 0.3212 | 0.3277 | 0.33428 | 0.34096 | 0.34773
| Firm Rating | 0 | 0 | 17.3 | 17.3 | 17.3 | 16.92 | 16.92 |  | 16.92 | 16.92 | 16.92 | 16.92 | 16.92 | 16.92 | 16.92 | 16.92 | 16.92 | 16.92 | 16.92 | 16.92 | 16.92 | 16.92 | 16.92 | 16.92 | 16.92 | 16.92 | 16.92 | 16.92 | 16.92 | 16.92 | 16.92 | 16.92 | 16.92
| Total Capacity | 0 | 0 | 30.75 | 30.75 | 30.75 | 30.75 | 30.75 |  | 30.75 | 30.75 | 30.75 | 30.75 | 30.75 | 30.75 | 30.75 | 30.75 | 30.75 | 30.75 | 30.75 | 30.75 | 30.75 | 30.75 | 30.75 | 30.75 | 30.75 | 30.75 | 30.75 | 30.75 | 30.75 | 30.75 | 30.75 | 30.75 | 30.75 |  |  | Jewells 33_11kV Tx1 | -1.3432 | 0 | 0 | -0.019605 | -0.038225 | -0.016135 | -0.007325 | -0.10347 | -0.016857 | 0.007777 | -0.0063918 | 0.026657 | 0.070053 | 0.12324 | 0.12625 | 0.11063 | 0.11954 | 0.11332 | 0.1296 | 0.13157 | 0.14041 | 0.14678 | 0.14713 | 0.14804 | 0.15112 | 0.15423 | 0.15739 | 0.1606 | 0.16385 | 0.16714 | 0.17048 | 0.17386
|  | -7 | -6 | -5 | -4 | -3 | -2 | -1 |  | 0 | 1 | 2 | 3 | 4 | 5 | 6 | 7 | 8 | 9 | 10 | 11 | 12 | 13 | 14 | 15 | 16 | 17 | 18 | 19 | 20 | 21 | 22 | 23 | 24 |  |  | Jewells 33_11kV Tx2 | -1.3432 | 0 | 0 | -0.019605 | -0.038225 | -0.016135 | -0.007325 | -0.10347 | -0.016857 | 0.007777 | -0.0063918 | 0.026657 | 0.070053 | 0.12324 | 0.12625 | 0.11063 | 0.11954 | 0.11332 | 0.1296 | 0.13157 | 0.14041 | 0.14678 | 0.14713 | 0.14804 | 0.15112 | 0.15423 | 0.15739 | 0.1606 | 0.16385 | 0.16714 | 0.17048 | 0.17386
| Transformer Loads | [36 empty] | 0 | 0 | 0 | 0 | 0 | 0 | 0 | 0 | 0 | 0 | 0 | 0 | 0 | 0 | 0 | 0 | 0 | 0 | 0 | 0 | 0 | 0 | 0 | 0 | 0 | 0 | 0 | 0 | 0 | 0 | 0 | 0
| Historical Loads | (11kV MVA) | [7 empty] | 0: Weather Corrected Forecast Loads; 4: (11kV MVA) |  |  |  | 0 | 0 | 0 | 0 | 0 | 0 | 0 | 0 | 0 | 0 | 0 | 0 | 0 | 0 | 0 | 0 | 0 | 0 | 0 | 0 | 0 | 0 | 0 | 0 | 0 | 0 | 0 | 0 | 0 | 0 | 0 | 0
|  | 07/08 | 08/09 | 09/10 | 10/11 | 11/12 | 12/13 | 13/14 |  | 14/15 | 15/16 | 16/17 | 17/18 | 18/19 | 19/20 | 20/21 | 21/22 | 22/23 | 23/24 | 24/25 | 25/26 | 26/27 | 27/28 | 28/29 | 29/30 | 30/31 | 31/32 | 32/33 | 33/34 | 34/35 | 35/36 | 36/37 | 37/38 | 38/39 |  |  |  | 0 | 0 | 0 | 0 | 0 | 0 | 0 | 0 | 0 | 0 | 0 | 0 | 0 | 0 | 0 | 0 | 0 | 0 | 0 | 0 | 0 | 0 | 0 | 0 | 0 | 0 | 0 | 0 | 0 | 0 | 0 | 0
| 0 | [36 empty] | 0 | 0 | 0 | 0 | 0 | 0 | 0 | 0 | 0 | 0 | 0 | 0 | 0 | 0 | 0 | 0 | 0 | 0 | 0 | 0 | 0 | 0 | 0 | 0 | 0 | 0 | 0 | 0 | 0 | 0 | 0 | 0
| Diversity Factor: 0 | [36 empty] | 0 | 0 | 0 | 0 | 0 | 0 | 0 | 0 | 0 | 0 | 0 | 0 | 0 | 0 | 0 | 0 | 0 | 0 | 0 | 0 | 0 | 0 | 0 | 0 | 0 | 0 | 0 | 0 | 0 | 0 | 0 | 0
[38 empty] | 0 | 0 | 0 | 0 | 0 | 0 | 0 | 0 | 0 | 0 | 0 | 0 | 0 | 0 | 0 | 0 | 0 | 0 | 0 | 0 | 0 | 0 | 0 | 0 | 0 | 0 | 0 | 0 | 0 | 0 | 0 | 0
[38 empty] | 0 | 0 | 0 | 0 | 0 | 0 | 0 | 0 | 0 | 0 | 0 | 0 | 0 | 0 | 0 | 0 | 0 | 0 | 0 | 0 | 0 | 0 | 0 | 0 | 0 | 0 | 0 | 0 | 0 | 0 | 0 | 0
| 0 | [36 empty] | 0 | 0 | 0 | 0 | 0 | 0 | 0 | 0 | 0 | 0 | 0 | 0 | 0 | 0 | 0 | 0 | 0 | 0 | 0 | 0 | 0 | 0 | 0 | 0 | 0 | 0 | 0 | 0 | 0 | 0 | 0 | 0
Diversity Factor: 0
[38 empty] | Historical Spots & Transfers | [6 empty] | Forecast Spots & Transfers
[35 empty] | Project Name | From | To | 07/08 | 08/09 | 09/10 | 10/11 | 11/12 | 12/13 | 13/14 | 14/15 | 15/16 | 16/17 | 17/18 | 18/19 | 19/20 | 20/21 | 21/22 | 22/23 | 23/24 | 24/25 | 25/26 | 26/27 | 27/28 | 28/29 | 29/30 | 30/31 | 31/32 | 32/33 | 33/34 | 34/35 | 35/36 | 36/37 | 37/38 | 38/39
| 0 | [33 empty] | Broad based demand management |  | Jewells 33_11kV Tx1 | 0 | 0 | 0 | 0 | 0 | 0 | 0 | -0.085443 | -0.00036047 | -0.0005407 | -0.039404 | -0.0064884 | 0 | 0 | 0 | 0 | 0 | 0 | 0 | 0 | 0 | 0 | 0 | 0 | 0 | 0 | 0 | 0 | 0 | 0 | 0 | 0
| Diversity Factor: 0 | [33 empty] | Broad based demand management |  | Jewells 33_11kV Tx2 | 0 | 0 | 0 | 0 | 0 | 0 | 0 | -0.085443 | -0.00036047 | -0.0005407 | -0.039404 | -0.0064884 | 0 | 0 | 0 | 0 | 0 | 0 | 0 | 0 | 0 | 0 | 0 | 0 | 0 | 0 | 0 | 0 | 0 | 0 | 0 | 0
[35 empty] | DNP_ID: 2087. 2.4MVA from Jewells to Croudace Bay | Jewells 33_11kV Tx1 | Croudace Bay 33_11kV Tx1 | 0.37634 | 0 | 0 | 0 | 0 | 0 | 0 | 0 | 0 | 0 | 0 | 0 | 0 | 0 | 0 | 0 | 0 | 0 | 0 | 0 | 0 | 0 | 0 | 0 | 0 | 0 | 0 | 0 | 0 | 0 | 0 | 0
[35 empty] | DNP_ID: 2087. 2.4MVA from Jewells to Croudace Bay | Jewells 33_11kV Tx1 | Croudace Bay 33_11kV Tx2 | 0.4715 | 0 | 0 | 0 | 0 | 0 | 0 | 0 | 0 | 0 | 0 | 0 | 0 | 0 | 0 | 0 | 0 | 0 | 0 | 0 | 0 | 0 | 0 | 0 | 0 | 0 | 0 | 0 | 0 | 0 | 0 | 0
| 0 | [33 empty] | DNP_ID: 2087. 2.4MVA from Jewells to Croudace Bay | Jewells 33_11kV Tx2 | Croudace Bay 33_11kV Tx1 | 0.37634 | 0 | 0 | 0 | 0 | 0 | 0 | 0 | 0 | 0 | 0 | 0 | 0 | 0 | 0 | 0 | 0 | 0 | 0 | 0 | 0 | 0 | 0 | 0 | 0 | 0 | 0 | 0 | 0 | 0 | 0 | 0
| Diversity Factor: 0 | [33 empty] | DNP_ID: 2087. 2.4MVA from Jewells to Croudace Bay | Jewells 33_11kV Tx2 | Croudace Bay 33_11kV Tx2 | 0.4715 | 0 | 0 | 0 | 0 | 0 | 0 | 0 | 0 | 0 | 0 | 0 | 0 | 0 | 0 | 0 | 0 | 0 | 0 | 0 | 0 | 0 | 0 | 0 | 0 | 0 | 0 | 0 | 0 | 0 | 0 | 0
[35 empty] | DNP_ID: 2095. 1MVA from Jewells to Gateshead | Jewells 33_11kV Tx1 | Gateshead 33_11kV Tx1 | 0.24768 | 0 | 0 | 0 | 0 | 0 | 0 | 0 | 0 | 0 | 0 | 0 | 0 | 0 | 0 | 0 | 0 | 0 | 0 | 0 | 0 | 0 | 0 | 0 | 0 | 0 | 0 | 0 | 0 | 0 | 0 | 0
[35 empty] | DNP_ID: 2095. 1MVA from Jewells to Gateshead | Jewells 33_11kV Tx1 | Gateshead 33_11kV Tx2 | 0.24768 | 0 | 0 | 0 | 0 | 0 | 0 | 0 | 0 | 0 | 0 | 0 | 0 | 0 | 0 | 0 | 0 | 0 | 0 | 0 | 0 | 0 | 0 | 0 | 0 | 0 | 0 | 0 | 0 | 0 | 0 | 0
| 0 | [33 empty] | DNP_ID: 2095. 1MVA from Jewells to Gateshead | Jewells 33_11kV Tx2 | Gateshead 33_11kV Tx1 | 0.24768 | 0 | 0 | 0 | 0 | 0 | 0 | 0 | 0 | 0 | 0 | 0 | 0 | 0 | 0 | 0 | 0 | 0 | 0 | 0 | 0 | 0 | 0 | 0 | 0 | 0 | 0 | 0 | 0 | 0 | 0 | 0
| Diversity Factor: 0 | [33 empty] | DNP_ID: 2095. 1MVA from Jewells to Gateshead | Jewells 33_11kV Tx2 | Gateshead 33_11kV Tx2 | 0.24768 | 0 | 0 | 0 | 0 | 0 | 0 | 0 | 0 | 0 | 0 | 0 | 0 | 0 | 0 | 0 | 0 | 0 | 0 | 0 | 0 | 0 | 0 | 0 | 0 | 0 | 0 | 0 | 0 | 0 | 0 | 0
[35 empty] | Econometric |  | Jewells 33_11kV Tx1 | 0 | 0 | 0 | 0 | 0 | 0 | 0 | 0 | 0 | 0.058599 | 0.10752 | 0.14169 | 0.18669 | 0.20404 | 0.19507 | 0.18578 | 0.18854 | 0.19134 | 0.19417 | 0.19704 | 0.19995 | 0.20291 | 0.2059 | 0.20893 | 0.21201 | 0.21513 | 0.21829 | 0.22149 | 0.22474 | 0.22804 | 0.23137 | 0.23476
[35 empty] | Econometric |  | Jewells 33_11kV Tx2 | 0 | 0 | 0 | 0 | 0 | 0 | 0 | 0 | 0 | 0.058599 | 0.10752 | 0.14169 | 0.18669 | 0.20404 | 0.19507 | 0.18578 | 0.18854 | 0.19134 | 0.19417 | 0.19704 | 0.19995 | 0.20291 | 0.2059 | 0.20893 | 0.21201 | 0.21513 | 0.21829 | 0.22149 | 0.22474 | 0.22804 | 0.23137 | 0.23476
| 0 | [33 empty] | Energy Efficiency |  | Jewells 33_11kV Tx1 | 0 | 0 | 0 | 0 | 0 | 0 | 0 | -0.0066529 | -0.0037391 | -0.035873 | -0.0587 | -0.091628 | -0.098814 | -0.062134 | -0.050767 | -0.056818 | -0.054977 | -0.061212 | -0.047762 | -0.048665 | -0.042743 | -0.039324 | -0.041965 | -0.044092 | -0.044092 | -0.044092 | -0.044092 | -0.044092 | -0.044092 | -0.044092 | -0.044092 | -0.044092
| Diversity Factor: 0 | [33 empty] | Energy Efficiency |  | Jewells 33_11kV Tx2 | 0 | 0 | 0 | 0 | 0 | 0 | 0 | -0.0066529 | -0.0037391 | -0.035873 | -0.0587 | -0.091628 | -0.098814 | -0.062134 | -0.050767 | -0.056818 | -0.054977 | -0.061212 | -0.047762 | -0.048665 | -0.042743 | -0.039324 | -0.041965 | -0.044092 | -0.044092 | -0.044092 | -0.044092 | -0.044092 | -0.044092 | -0.044092 | -0.044092 | -0.044092
[35 empty] | Solar PV |  | Jewells 33_11kV Tx1 | 0 | 0 | 0 | -0.019605 | -0.038225 | -0.016135 | -0.007325 | -0.011374 | -0.012757 | -0.014408 | -0.015809 | -0.01692 | -0.017825 | -0.018662 | -0.018047 | -0.018333 | -0.014028 | -0.016803 | -0.016803 | -0.016803 | -0.016803 | -0.016803 | -0.016803 | -0.016803 | -0.016803 | -0.016803 | -0.016803 | -0.016803 | -0.016803 | -0.016803 | -0.016803 | -0.016803
[35 empty] | Solar PV |  | Jewells 33_11kV Tx2 | 0 | 0 | 0 | -0.019605 | -0.038225 | -0.016135 | -0.007325 | -0.011374 | -0.012757 | -0.014408 | -0.015809 | -0.01692 | -0.017825 | -0.018662 | -0.018047 | -0.018333 | -0.014028 | -0.016803 | -0.016803 | -0.016803 | -0.016803 | -0.016803 | -0.016803 | -0.016803 | -0.016803 | -0.016803 | -0.016803 | -0.016803 | -0.016803 | -0.016803 | -0.016803 | -0.016803
0
Diversity Factor: 0
0
Diversity Factor: 0
0
Diversity Factor: 0
0
Diversity Factor: 0
| Weather Correction and Public Holiday Factors | [8 empty] | 0: Forecast ROG
ROG Justification
| Actual loads for season 13/14 have been weather corrected by the following: | [6 empty] | 11.98% |  | 0: 7 year ROG ok | [35 empty] | 7 year ROG ok
1 | 2 | 3 | 4 | 5 | 6 | 7 | 8 | 9 | 10 | 14/15 | 15/16 | 16/17 | 17/18 | 18/19 | 19/20 | 20/21 | 21/22 | 22/23 | 23/24 | 24/25 | 25/26 | 26/27 | 27/28 | 28/29 | 29/30 | 30/31 | 31/32 | 32/33 | 33/34 | 34/35 | 35/36 | 36/37 | 37/38 | 38/39
0.95557 | 0.91311 | 0.88607 | 0.87294 | 0.87294 | 0.87294 | 0.87294 | 0.87294 | 0.87294 | 0.87294 | -4.443% | -4.443% | -2.962% | -1.481% | 0% | 0% | 0% | 0% | 0% | 0% | 0% | 0% | 0% | 0% | 0% | 0% | 0% | 0% | 0% | 0% | 0% | 0% | 0% | 0% | 0%
Substation Load Detail
[7 empty] | Units | 13/14 |  | 14/15 | 15/16 | 16/17 | 17/18 | 18/19 | 19/20 | 20/21 | 21/22 | 22/23 | 23/24 | 24/25 | 25/26 | 26/27 | 27/28 | 28/29 | 29/30 | 30/31 | 31/32 | 32/33 | 33/34 | 34/35 | 35/36 | 36/37 | 37/38 | 38/39
1 | Jewells 33_11kV | Compensated |  | Load (LV side) |  |  | Amps | 0 |  | 738.9399 | 704.3325 | 684.2822 | 673.475 | 676.2732 | 683.6269 | 696.5639 | 709.817 | 721.4304 | 733.9784 | 745.874 | 759.479 | 773.2907 | 788.0298 | 803.4377 | 818.8825 | 834.4226 | 850.2856 | 866.4759 | 882.9981 | 899.8566 | 917.0562 | 934.6014 | 952.4971 | 970.748
|  |  |  | Apparent Power |  |  | MVA | 13.103 | 14.95 | 14.0787 | 13.4193 | 13.0373 | 12.8314 | 12.8847 | 13.0248 | 13.2713 | 13.5238 | 13.7451 | 13.9842 | 14.2108 | 14.47 | 14.7332 | 15.014 | 15.3075 | 15.6018 | 15.8979 | 16.2001 | 16.5086 | 16.8234 | 17.1446 | 17.4723 | 17.8065 | 18.1475 | 18.4952
|  |  |  | Real Power |  |  | MW | 12.4216 | 14.1726 | 13.3466 | 12.7215 | 12.3594 | 12.1642 | 12.2147 | 12.3476 | 12.5812 | 12.8206 | 13.0304 | 13.257 | 13.4718 | 13.7176 | 13.967 | 14.2332 | 14.5115 | 14.7905 | 15.0712 | 15.3577 | 15.6501 | 15.9485 | 16.2531 | 16.5637 | 16.8806 | 17.2038 | 17.5335
|  |  |  | Reactive Power |  |  | MVAr | 0 |  | 4.4808 | 4.271 | 4.1494 | 4.0839 | 4.1008 | 4.1454 | 4.2239 | 4.3042 | 4.3747 | 4.4507 | 4.5229 | 4.6054 | 4.6891 | 4.7785 | 4.8719 | 4.9656 | 5.0598 | 5.156 | 5.2542 | 5.3544 | 5.4566 | 5.5609 | 5.6673 | 5.7758 | 5.8865
|  |  |  | Capacitors In Service |  |  | MVAr | 0 |  | 0 | 0 | 0 | 0 | 0 | 0 | 0 | 0 | 0 | 0 | 0 | 0 | 0 | 0 | 0 | 0 | 0 | 0 | 0 | 0 | 0 | 0 | 0 | 0 | 0
|  |  |  | PF |  |  |  | 0.948 |  | 0.948 | 0.948 | 0.948 | 0.948 | 0.948 | 0.948 | 0.948 | 0.948 | 0.948 | 0.948 | 0.948 | 0.948 | 0.948 | 0.948 | 0.948 | 0.948 | 0.948 | 0.948 | 0.948 | 0.948 | 0.948 | 0.948 | 0.948 | 0.948 | 0.948
0.90882 | Diversity Factor: 0.91 | Uncompensated |  | Reactive Power |  |  | MVAr | 0 | 4.7581 | 4.4808 | 4.271 | 4.1494 | 4.0839 | 4.1008 | 4.1454 | 4.2239 | 4.3042 | 4.3747 | 4.4507 | 4.5229 | 4.6054 | 4.6891 | 4.7785 | 4.8719 | 4.9656 | 5.0598 | 5.156 | 5.2542 | 5.3544 | 5.4566 | 5.5609 | 5.6673 | 5.7758 | 5.8865
|  |  |  | PF |  |  |  | 0.948 |  | 0.948 | 0.948 | 0.948 | 0.948 | 0.948 | 0.948 | 0.948 | 0.948 | 0.948 | 0.948 | 0.948 | 0.948 | 0.948 | 0.948 | 0.948 | 0.948 | 0.948 | 0.948 | 0.948 | 0.948 | 0.948 | 0.948 | 0.948 | 0.948 | 0.948
[10 empty] | 1 | 2 | 3 | 4 | 5 | 6 | 7 | 8 | 9 | 10 | 11 | 12 | 13 | 14 | 15 | 16 | 17 | 18 | 19 | 20 | 21 | 22 | 23 | 24 | 25
Transformer Load Detail
[7 empty] | Units | 13/14 |  | 14/15 | 15/16 | 16/17 | 17/18 | 18/19 | 19/20 | 20/21 | 21/22 | 22/23 | 23/24 | 24/25 | 25/26 | 26/27 | 27/28 | 28/29 | 29/30 | 30/31 | 31/32 | 32/33 | 33/34 | 34/35 | 35/36 | 36/37 | 37/38 | 38/39
| 0 | Compensated |  | Load (LV side) |  |  | Amps
|  |  |  | Apparent Power |  |  | MVA
|  |  |  | Real Power |  |  | MW
|  |  |  | Reactive Power |  |  | MVAr
|  |  |  | Capacitors In Service |  |  | MVAr
PF
| Zone Div: | Uncompensated |  | Reactive Power |  |  | MVAr
PF
| 0 | Compensated |  | Load (LV side) |  |  | Amps
|  |  |  | Apparent Power |  |  | MVA
|  |  |  | Real Power |  |  | MW
|  |  |  | Reactive Power |  |  | MVAr
|  |  |  | Capacitors In Service |  |  | MVAr
PF
| Zone Div: | Uncompensated |  | Reactive Power |  |  | MVAr
PF
| 0 | Compensated |  | Load (LV side) |  |  | Amps
|  |  |  | Apparent Power |  |  | MVA
|  |  |  | Real Power |  |  | MW
|  |  |  | Reactive Power |  |  | MVAr
|  |  |  | Capacitors In Service |  |  | MVAr
PF
| Zone Div: | Uncompensated |  | Reactive Power |  |  | MVAr
PF
| 0 | Compensated |  | Load (LV side) |  |  | Amps
|  |  |  | Apparent Power |  |  | MVA
|  |  |  | Real Power |  |  | MW
|  |  |  | Reactive Power |  |  | MVAr
|  |  |  | Capacitors In Service |  |  | MVAr
PF
| Zone Div: | Uncompensated |  | Reactive Power |  |  | MVAr
PF
| 0 | Compensated |  | Load (LV side) |  |  | Amps
|  |  |  | Apparent Power |  |  | MVA
|  |  |  | Real Power |  |  | MW
|  |  |  | Reactive Power |  |  | MVAr
|  |  |  | Capacitors In Service |  |  | MVAr
PF
| Zone Div: | Uncompensated |  | Reactive Power |  |  | MVAr
PF
| 0 | Compensated |  | Load (LV side) |  |  | Amps
|  |  |  | Apparent Power |  |  | MVA
|  |  |  | Real Power |  |  | MW
|  |  |  | Reactive Power |  |  | MVAr
|  |  |  | Capacitors In Service |  |  | MVAr
PF
| Zone Div: | Uncompensated |  | Reactive Power |  |  | MVAr
PF
| 0 | Compensated |  | Load (LV side) |  |  | Amps
|  |  |  | Apparent Power |  |  | MVA
|  |  |  | Real Power |  |  | MW
|  |  |  | Reactive Power |  |  | MVAr
|  |  |  | Capacitors In Service |  |  | MVAr
PF
| Zone Div: | Uncompensated |  | Reactive Power |  |  | MVAr
PF
| 0 | Compensated |  | Load (LV side) |  |  | Amps
|  |  |  | Apparent Power |  |  | MVA
|  |  |  | Real Power |  |  | MW
|  |  |  | Reactive Power |  |  | MVAr
|  |  |  | Capacitors In Service |  |  | MVAr
PF
| Zone Div: | Uncompensated |  | Reactive Power |  |  | MVAr
PF
| 0 | Compensated |  | Load (LV side) |  |  | Amps
|  |  |  | Apparent Power |  |  | MVA
|  |  |  | Real Power |  |  | MW
|  |  |  | Reactive Power |  |  | MVAr
|  |  |  | Capacitors In Service |  |  | MVAr
PF
| Zone Div: | Uncompensated |  | Reactive Power |  |  | MVAr
PF
| 0 | Compensated |  | Load (LV side) |  |  | Amps
|  |  |  | Apparent Power |  |  | MVA
|  |  |  | Real Power |  |  | MW
|  |  |  | Reactive Power |  |  | MVAr
|  |  |  | Capacitors In Service |  |  | MVAr
PF
| Zone Div: | Uncompensated |  | Reactive Power |  |  | MVAr
PF

## Mt Hutton 33_11kV
| Mt Hutton 33_11kV | [16 empty] | 2015 | SUMMER
| Substation Total Loads | [33 empty] | Spots & Transfers Detail
| Historical Loads | (11kV MVA) | [7 empty] | Weather Corrected Forecast Loads |  |  |  | (11kV MVA) | [20 empty] | Spots & Transfers Summary | (11kV MVA) |  | Historical Spots & Transfers | [6 empty] | Forecast Spots & Transfers
|  | 07/08 | 08/09 | 09/10 | 10/11 | 11/12 | 12/13 | 13/14 |  | 14/15 | 15/16 | 16/17 | 17/18 | 18/19 | 19/20 | 20/21 | 21/22 | 22/23 | 23/24 | 24/25 | 25/26 | 26/27 | 27/28 | 28/29 | 29/30 | 30/31 | 31/32 | 32/33 | 33/34 | 34/35 | 35/36 | 36/37 | 37/38 | 38/39 |  |  |  | 07/08 | 08/09 | 09/10 | 10/11 | 11/12 | 12/13 | 13/14 | 14/15 | 15/16 | 16/17 | 17/18 | 18/19 | 19/20 | 20/21 | 21/22 | 22/23 | 23/24 | 24/25 | 25/26 | 26/27 | 27/28 | 28/29 | 29/30 | 30/31 | 31/32 | 32/33 | 33/34 | 34/35 | 35/36 | 36/37 | 37/38 | 38/39
| Total | 12.01 | 18.15 | 19.3 | 21.04 | 14.78 | 20.05 | 17.28 |  | 15.918 | 15.2958 | 14.9229 | 14.7112 | 14.7198 | 14.737 | 14.8362 | 14.9499 | 15.0503 | 15.1626 | 15.2702 | 15.4074 | 15.5479 | 15.7012 | 15.8648 | 16.0283 | 16.194 | 16.3647 | 16.5402 | 16.7209 | 16.9066 | 17.0975 | 17.2937 | 17.4952 | 17.7021 |  |  | Total | -4.9918 | 5.2966 | 0 | -0.01067 | -0.01482 | -0.96463 | -0.01221 | -0.18048 | -0.012225 | 0.017849 | -0.021085 | 0.0086633 | 0.017111 | 0.099217 | 0.11377 | 0.1003 | 0.11232 | 0.10767 | 0.13714 | 0.1405 | 0.15334 | 0.16354 | 0.16351 | 0.16575 | 0.17063 | 0.17559 | 0.18062 | 0.18573 | 0.19091 | 0.19617 | 0.20151 | 0.20693
| Firm Rating | 0 | 0 | 32.7 | 32.7 | 32.7 | 32.68 | 32.68 |  | 32.68 | 32.68 | 32.68 | 32.68 | 32.68 | 32.68 | 32.68 | 32.68 | 32.68 | 32.68 | 32.68 | 32.68 | 32.68 | 32.68 | 32.68 | 32.68 | 32.68 | 32.68 | 32.68 | 32.68 | 32.68 | 32.68 | 32.68 | 32.68 | 32.68
| Total Capacity | 0 | 0 | 59.79 | 59.79 | 59.79 | 59.79 | 59.79 |  | 59.79 | 59.79 | 59.79 | 59.79 | 59.79 | 59.79 | 59.79 | 59.79 | 59.79 | 59.79 | 59.79 | 59.79 | 59.79 | 59.79 | 59.79 | 59.79 | 59.79 | 59.79 | 59.79 | 59.79 | 59.79 | 59.79 | 59.79 | 59.79 | 59.79 |  |  | Mt Hutton 33_11kV Tx1 | -2.3502 | 2.4937 | 0 | -0.0050235 | -0.0069773 | -0.45415 | -0.0057485 | -0.084971 | -0.0057558 | 0.0084033 | -0.009927 | 0.0040787 | 0.0080561 | 0.046712 | 0.053563 | 0.047224 | 0.052882 | 0.050689 | 0.064565 | 0.066147 | 0.072191 | 0.076997 | 0.076983 | 0.078037 | 0.080336 | 0.082669 | 0.085038 | 0.087442 | 0.089882 | 0.092359 | 0.094874 | 0.097425
|  | -7 | -6 | -5 | -4 | -3 | -2 | -1 |  | 0 | 1 | 2 | 3 | 4 | 5 | 6 | 7 | 8 | 9 | 10 | 11 | 12 | 13 | 14 | 15 | 16 | 17 | 18 | 19 | 20 | 21 | 22 | 23 | 24 |  |  | Mt Hutton 33_11kV Tx2 | -2.6416 | 2.8029 | 0 | -0.0056465 | -0.0078427 | -0.51048 | -0.0064615 | -0.09551 | -0.0064696 | 0.0094455 | -0.011158 | 0.0045846 | 0.0090552 | 0.052505 | 0.060205 | 0.05308 | 0.05944 | 0.056976 | 0.072572 | 0.07435 | 0.081144 | 0.086547 | 0.08653 | 0.087715 | 0.090299 | 0.092922 | 0.095584 | 0.098286 | 0.10103 | 0.10381 | 0.10664 | 0.10951
| Transformer Loads | [36 empty] | 0 | 0 | 0 | 0 | 0 | 0 | 0 | 0 | 0 | 0 | 0 | 0 | 0 | 0 | 0 | 0 | 0 | 0 | 0 | 0 | 0 | 0 | 0 | 0 | 0 | 0 | 0 | 0 | 0 | 0 | 0 | 0
| Historical Loads | (11kV MVA) | [7 empty] | 0: Weather Corrected Forecast Loads; 4: (11kV MVA) |  |  |  | 0 | 0 | 0 | 0 | 0 | 0 | 0 | 0 | 0 | 0 | 0 | 0 | 0 | 0 | 0 | 0 | 0 | 0 | 0 | 0 | 0 | 0 | 0 | 0 | 0 | 0 | 0 | 0 | 0 | 0 | 0 | 0
|  | 07/08 | 08/09 | 09/10 | 10/11 | 11/12 | 12/13 | 13/14 |  | 14/15 | 15/16 | 16/17 | 17/18 | 18/19 | 19/20 | 20/21 | 21/22 | 22/23 | 23/24 | 24/25 | 25/26 | 26/27 | 27/28 | 28/29 | 29/30 | 30/31 | 31/32 | 32/33 | 33/34 | 34/35 | 35/36 | 36/37 | 37/38 | 38/39 |  |  |  | 0 | 0 | 0 | 0 | 0 | 0 | 0 | 0 | 0 | 0 | 0 | 0 | 0 | 0 | 0 | 0 | 0 | 0 | 0 | 0 | 0 | 0 | 0 | 0 | 0 | 0 | 0 | 0 | 0 | 0 | 0 | 0
| 0 | [36 empty] | 0 | 0 | 0 | 0 | 0 | 0 | 0 | 0 | 0 | 0 | 0 | 0 | 0 | 0 | 0 | 0 | 0 | 0 | 0 | 0 | 0 | 0 | 0 | 0 | 0 | 0 | 0 | 0 | 0 | 0 | 0 | 0
| Diversity Factor: 0 | [36 empty] | 0 | 0 | 0 | 0 | 0 | 0 | 0 | 0 | 0 | 0 | 0 | 0 | 0 | 0 | 0 | 0 | 0 | 0 | 0 | 0 | 0 | 0 | 0 | 0 | 0 | 0 | 0 | 0 | 0 | 0 | 0 | 0
[38 empty] | 0 | 0 | 0 | 0 | 0 | 0 | 0 | 0 | 0 | 0 | 0 | 0 | 0 | 0 | 0 | 0 | 0 | 0 | 0 | 0 | 0 | 0 | 0 | 0 | 0 | 0 | 0 | 0 | 0 | 0 | 0 | 0
[38 empty] | 0 | 0 | 0 | 0 | 0 | 0 | 0 | 0 | 0 | 0 | 0 | 0 | 0 | 0 | 0 | 0 | 0 | 0 | 0 | 0 | 0 | 0 | 0 | 0 | 0 | 0 | 0 | 0 | 0 | 0 | 0 | 0
| 0 | [36 empty] | 0 | 0 | 0 | 0 | 0 | 0 | 0 | 0 | 0 | 0 | 0 | 0 | 0 | 0 | 0 | 0 | 0 | 0 | 0 | 0 | 0 | 0 | 0 | 0 | 0 | 0 | 0 | 0 | 0 | 0 | 0 | 0
Diversity Factor: 0
[38 empty] | Historical Spots & Transfers | [6 empty] | Forecast Spots & Transfers
[35 empty] | Project Name | From | To | 07/08 | 08/09 | 09/10 | 10/11 | 11/12 | 12/13 | 13/14 | 14/15 | 15/16 | 16/17 | 17/18 | 18/19 | 19/20 | 20/21 | 21/22 | 22/23 | 23/24 | 24/25 | 25/26 | 26/27 | 27/28 | 28/29 | 29/30 | 30/31 | 31/32 | 32/33 | 33/34 | 34/35 | 35/36 | 36/37 | 37/38 | 38/39
| 0 | [33 empty] | Broad based demand management |  | Mt Hutton 33_11kV Tx1 | 0 | 0 | 0 | 0 | 0 | 0 | 0 | -0.080219 | 0 | 0 | -0.02822 | 0 | 0 | 0 | 0 | 0 | 0 | 0 | 0 | 0 | 0 | 0 | 0 | 0 | 0 | 0 | 0 | 0 | 0 | 0 | 0 | 0
| Diversity Factor: 0 | [33 empty] | Broad based demand management |  | Mt Hutton 33_11kV Tx2 | 0 | 0 | 0 | 0 | 0 | 0 | 0 | -0.090167 | 0 | 0 | -0.03172 | 0 | 0 | 0 | 0 | 0 | 0 | 0 | 0 | 0 | 0 | 0 | 0 | 0 | 0 | 0 | 0 | 0 | 0 | 0 | 0 | 0
[35 empty] | DNP_ID: 2085. From Mt Hutton. PF will be 0.89 | Mt Hutton 33_11kV Tx1 | Croudace Bay 33_11kV Tx1 | 1.0432 | 0 | 0 | 0 | 0 | 0 | 0 | 0 | 0 | 0 | 0 | 0 | 0 | 0 | 0 | 0 | 0 | 0 | 0 | 0 | 0 | 0 | 0 | 0 | 0 | 0 | 0 | 0 | 0 | 0 | 0 | 0
[35 empty] | DNP_ID: 2085. From Mt Hutton. PF will be 0.89 | Mt Hutton 33_11kV Tx1 | Croudace Bay 33_11kV Tx2 | 1.307 | 0 | 0 | 0 | 0 | 0 | 0 | 0 | 0 | 0 | 0 | 0 | 0 | 0 | 0 | 0 | 0 | 0 | 0 | 0 | 0 | 0 | 0 | 0 | 0 | 0 | 0 | 0 | 0 | 0 | 0 | 0
| 0 | [33 empty] | DNP_ID: 2085. From Mt Hutton. PF will be 0.89 | Mt Hutton 33_11kV Tx2 | Croudace Bay 33_11kV Tx1 | 1.1726 | 0 | 0 | 0 | 0 | 0 | 0 | 0 | 0 | 0 | 0 | 0 | 0 | 0 | 0 | 0 | 0 | 0 | 0 | 0 | 0 | 0 | 0 | 0 | 0 | 0 | 0 | 0 | 0 | 0 | 0 | 0
| Diversity Factor: 0 | [33 empty] | DNP_ID: 2085. From Mt Hutton. PF will be 0.89 | Mt Hutton 33_11kV Tx2 | Croudace Bay 33_11kV Tx2 | 1.4691 | 0 | 0 | 0 | 0 | 0 | 0 | 0 | 0 | 0 | 0 | 0 | 0 | 0 | 0 | 0 | 0 | 0 | 0 | 0 | 0 | 0 | 0 | 0 | 0 | 0 | 0 | 0 | 0 | 0 | 0 | 0
[35 empty] | DNP_ID: 2109. 2.3MVA from Charlestown to Mt Hutton SAO | Charlestown 33_11kV Tx1 | Mt Hutton 33_11kV Tx1 | 0 | 0.30498 | 0 | 0 | 0 | 0 | 0 | 0 | 0 | 0 | 0 | 0 | 0 | 0 | 0 | 0 | 0 | 0 | 0 | 0 | 0 | 0 | 0 | 0 | 0 | 0 | 0 | 0 | 0 | 0 | 0 | 0
[35 empty] | DNP_ID: 2109. 2.3MVA from Charlestown to Mt Hutton SAO | Charlestown 33_11kV Tx1 | Mt Hutton 33_11kV Tx2 | 0 | 0.34281 | 0 | 0 | 0 | 0 | 0 | 0 | 0 | 0 | 0 | 0 | 0 | 0 | 0 | 0 | 0 | 0 | 0 | 0 | 0 | 0 | 0 | 0 | 0 | 0 | 0 | 0 | 0 | 0 | 0 | 0
| 0 | [33 empty] | DNP_ID: 2109. 2.3MVA from Charlestown to Mt Hutton SAO | Charlestown 33_11kV Tx2 | Mt Hutton 33_11kV Tx1 | 0 | 0.30498 | 0 | 0 | 0 | 0 | 0 | 0 | 0 | 0 | 0 | 0 | 0 | 0 | 0 | 0 | 0 | 0 | 0 | 0 | 0 | 0 | 0 | 0 | 0 | 0 | 0 | 0 | 0 | 0 | 0 | 0
| Diversity Factor: 0 | [33 empty] | DNP_ID: 2109. 2.3MVA from Charlestown to Mt Hutton SAO | Charlestown 33_11kV Tx2 | Mt Hutton 33_11kV Tx2 | 0 | 0.34281 | 0 | 0 | 0 | 0 | 0 | 0 | 0 | 0 | 0 | 0 | 0 | 0 | 0 | 0 | 0 | 0 | 0 | 0 | 0 | 0 | 0 | 0 | 0 | 0 | 0 | 0 | 0 | 0 | 0 | 0
[35 empty] | DNP_ID: 2110. From Gateshead SAO | Gateshead 33_11kV Tx1 | Mt Hutton 33_11kV Tx1 | 0 | 0.94185 | 0 | 0 | 0 | 0 | 0 | 0 | 0 | 0 | 0 | 0 | 0 | 0 | 0 | 0 | 0 | 0 | 0 | 0 | 0 | 0 | 0 | 0 | 0 | 0 | 0 | 0 | 0 | 0 | 0 | 0
[35 empty] | DNP_ID: 2110. From Gateshead SAO | Gateshead 33_11kV Tx1 | Mt Hutton 33_11kV Tx2 | 0 | 1.0587 | 0 | 0 | 0 | 0 | 0 | 0 | 0 | 0 | 0 | 0 | 0 | 0 | 0 | 0 | 0 | 0 | 0 | 0 | 0 | 0 | 0 | 0 | 0 | 0 | 0 | 0 | 0 | 0 | 0 | 0
| 0 | [33 empty] | DNP_ID: 2110. From Gateshead SAO | Gateshead 33_11kV Tx2 | Mt Hutton 33_11kV Tx1 | 0 | 0.94185 | 0 | 0 | 0 | 0 | 0 | 0 | 0 | 0 | 0 | 0 | 0 | 0 | 0 | 0 | 0 | 0 | 0 | 0 | 0 | 0 | 0 | 0 | 0 | 0 | 0 | 0 | 0 | 0 | 0 | 0
| Diversity Factor: 0 | [33 empty] | DNP_ID: 2110. From Gateshead SAO | Gateshead 33_11kV Tx2 | Mt Hutton 33_11kV Tx2 | 0 | 1.0587 | 0 | 0 | 0 | 0 | 0 | 0 | 0 | 0 | 0 | 0 | 0 | 0 | 0 | 0 | 0 | 0 | 0 | 0 | 0 | 0 | 0 | 0 | 0 | 0 | 0 | 0 | 0 | 0 | 0 | 0
[35 empty] | DNP_ID: 6595. Establish 11kV connections to New Charlestown Zone Refer to DNP2098 for Dudley Decommissioning. | Mt Hutton 33_11kV Tx1 | Charlestown 132_11kV Tx2 | 0 | 0 | 0 | 0 | 0 | 0.4485 | 0 | 0 | 0 | 0 | 0 | 0 | 0 | 0 | 0 | 0 | 0 | 0 | 0 | 0 | 0 | 0 | 0 | 0 | 0 | 0 | 0 | 0 | 0 | 0 | 0 | 0
[35 empty] | DNP_ID: 6595. Establish 11kV connections to New Charlestown Zone Refer to DNP2098 for Dudley Decommissioning. | Mt Hutton 33_11kV Tx2 | Charlestown 132_11kV Tx2 | 0 | 0 | 0 | 0 | 0 | 0.50413 | 0 | 0 | 0 | 0 | 0 | 0 | 0 | 0 | 0 | 0 | 0 | 0 | 0 | 0 | 0 | 0 | 0 | 0 | 0 | 0 | 0 | 0 | 0 | 0 | 0 | 0
| 0 | [33 empty] | Econometric |  | Mt Hutton 33_11kV Tx1 | 0 | 0 | 0 | 0 | 0 | 0 | 0 | 0 | 0 | 0.046101 | 0.078892 | 0.09655 | 0.10925 | 0.115 | 0.11416 | 0.11319 | 0.11523 | 0.1173 | 0.1194 | 0.12153 | 0.12369 | 0.12589 | 0.12812 | 0.13039 | 0.13268 | 0.13502 | 0.13739 | 0.13979 | 0.14223 | 0.14471 | 0.14722 | 0.14977
| Diversity Factor: 0 | [33 empty] | Econometric |  | Mt Hutton 33_11kV Tx2 | 0 | 0 | 0 | 0 | 0 | 0 | 0 | 0 | 0 | 0.051818 | 0.088676 | 0.10852 | 0.1228 | 0.12926 | 0.12832 | 0.12723 | 0.12952 | 0.13184 | 0.1342 | 0.1366 | 0.13903 | 0.1415 | 0.14401 | 0.14656 | 0.14914 | 0.15176 | 0.15443 | 0.15713 | 0.15987 | 0.16266 | 0.16548 | 0.16835
[35 empty] | Energy Efficiency |  | Mt Hutton 33_11kV Tx1 | 0 | 0 | 0 | 0 | 0 | 0 | 0 | -0.00091821 | -0.0014548 | -0.03284 | -0.055269 | -0.086766 | -0.095185 | -0.061997 | -0.054514 | -0.059783 | -0.057615 | -0.060941 | -0.049166 | -0.049717 | -0.045837 | -0.043228 | -0.045474 | -0.046684 | -0.046684 | -0.046684 | -0.046684 | -0.046684 | -0.046684 | -0.046684 | -0.046684 | -0.046684
[35 empty] | Energy Efficiency |  | Mt Hutton 33_11kV Tx2 | 0 | 0 | 0 | 0 | 0 | 0 | 0 | -0.0010321 | -0.0016352 | -0.036913 | -0.062123 | -0.097527 | -0.10699 | -0.069686 | -0.061275 | -0.067198 | -0.06476 | -0.068499 | -0.055264 | -0.055882 | -0.051522 | -0.048589 | -0.051114 | -0.052474 | -0.052474 | -0.052474 | -0.052474 | -0.052474 | -0.052474 | -0.052474 | -0.052474 | -0.052474
| 0 | [33 empty] | Solar PV |  | Mt Hutton 33_11kV Tx1 | 0 | 0 | 0 | -0.0050235 | -0.0069773 | -0.0056497 | -0.0057485 | -0.0038346 | -0.004301 | -0.0048576 | -0.00533 | -0.0057044 | -0.0060096 | -0.0062919 | -0.0060844 | -0.006181 | -0.0047294 | -0.005665 | -0.005665 | -0.005665 | -0.005665 | -0.005665 | -0.005665 | -0.005665 | -0.005665 | -0.005665 | -0.005665 | -0.005665 | -0.005665 | -0.005665 | -0.005665 | -0.005665
| Diversity Factor: 0 | [33 empty] | Solar PV |  | Mt Hutton 33_11kV Tx2 | 0 | 0 | 0 | -0.0056465 | -0.0078427 | -0.0063503 | -0.0064615 | -0.0043101 | -0.0048345 | -0.00546 | -0.005991 | -0.0064119 | -0.0067549 | -0.0070722 | -0.006839 | -0.0069476 | -0.005316 | -0.0063675 | -0.0063675 | -0.0063675 | -0.0063675 | -0.0063675 | -0.0063675 | -0.0063675 | -0.0063675 | -0.0063675 | -0.0063675 | -0.0063675 | -0.0063675 | -0.0063675 | -0.0063675 | -0.0063675
0
Diversity Factor: 0
0
Diversity Factor: 0
| Weather Correction and Public Holiday Factors | [8 empty] | 0: Forecast ROG
ROG Justification
| Actual loads for season 13/14 have been weather corrected by the following: | [6 empty] | -7.358% |  | 0: 7 year ROG ok | [35 empty] | 7 year ROG ok
1 | 2 | 3 | 4 | 5 | 6 | 7 | 8 | 9 | 10 | 14/15 | 15/16 | 16/17 | 17/18 | 18/19 | 19/20 | 20/21 | 21/22 | 22/23 | 23/24 | 24/25 | 25/26 | 26/27 | 27/28 | 28/29 | 29/30 | 30/31 | 31/32 | 32/33 | 33/34 | 34/35 | 35/36 | 36/37 | 37/38 | 38/39
0.96168 | 0.92483 | 0.90121 | 0.8897 | 0.8897 | 0.8897 | 0.8897 | 0.8897 | 0.8897 | 0.8897 | -3.832% | -3.832% | -2.554% | -1.277% | 0% | 0% | 0% | 0% | 0% | 0% | 0% | 0% | 0% | 0% | 0% | 0% | 0% | 0% | 0% | 0% | 0% | 0% | 0% | 0% | 0%
Substation Load Detail
[7 empty] | Units | 13/14 |  | 14/15 | 15/16 | 16/17 | 17/18 | 18/19 | 19/20 | 20/21 | 21/22 | 22/23 | 23/24 | 24/25 | 25/26 | 26/27 | 27/28 | 28/29 | 29/30 | 30/31 | 31/32 | 32/33 | 33/34 | 34/35 | 35/36 | 36/37 | 37/38 | 38/39
1 | Mt Hutton 33_11kV | Compensated |  | Load (LV side) |  |  | Amps | 0 |  | 835.4798 | 802.8218 | 783.2488 | 772.1372 | 772.5919 | 773.49 | 778.6975 | 784.6688 | 789.9334 | 795.8288 | 801.4798 | 808.6776 | 816.0517 | 824.0998 | 832.6836 | 841.2658 | 849.9655 | 858.9215 | 868.1376 | 877.6178 | 887.366 | 897.3863 | 907.6827 | 918.2594 | 929.1206
|  |  |  | Apparent Power |  |  | MVA | 17.28 | 16.74 | 15.918 | 15.2958 | 14.9229 | 14.7112 | 14.7198 | 14.737 | 14.8362 | 14.9499 | 15.0503 | 15.1626 | 15.2702 | 15.4074 | 15.5479 | 15.7012 | 15.8648 | 16.0283 | 16.194 | 16.3647 | 16.5402 | 16.7209 | 16.9066 | 17.0975 | 17.2937 | 17.4952 | 17.7021
|  |  |  | Real Power |  |  | MW | 15.552 | 15.066 | 14.3262 | 13.7662 | 13.4306 | 13.2401 | 13.2479 | 13.2633 | 13.3526 | 13.455 | 13.5452 | 13.6463 | 13.7432 | 13.8666 | 13.9931 | 14.1311 | 14.2783 | 14.4254 | 14.5746 | 14.7282 | 14.8862 | 15.0488 | 15.2159 | 15.3878 | 15.5643 | 15.7457 | 15.9319
|  |  |  | Reactive Power |  |  | MVAr | 0 |  | 6.9385 | 6.6673 | 6.5047 | 6.4125 | 6.4162 | 6.4237 | 6.4669 | 6.5165 | 6.5603 | 6.6092 | 6.6561 | 6.7159 | 6.7772 | 6.844 | 6.9153 | 6.9866 | 7.0588 | 7.1332 | 7.2097 | 7.2885 | 7.3694 | 7.4526 | 7.5381 | 7.626 | 7.7162
|  |  |  | Capacitors In Service |  |  | MVAr | 0 |  | 0 | 0 | 0 | 0 | 0 | 0 | 0 | 0 | 0 | 0 | 0 | 0 | 0 | 0 | 0 | 0 | 0 | 0 | 0 | 0 | 0 | 0 | 0 | 0 | 0
|  |  |  | PF |  |  |  | 0.9 |  | 0.9 | 0.9 | 0.9 | 0.9 | 0.9 | 0.9 | 0.9 | 0.9 | 0.9 | 0.9 | 0.9 | 0.9 | 0.9 | 0.9 | 0.9 | 0.9 | 0.9 | 0.9 | 0.9 | 0.9 | 0.9 | 0.9 | 0.9 | 0.9 | 0.9
0.91697 | Diversity Factor: 0.92 | Uncompensated |  | Reactive Power |  |  | MVAr | 0 | 7.2968 | 6.9385 | 6.6673 | 6.5047 | 6.4125 | 6.4162 | 6.4237 | 6.4669 | 6.5165 | 6.5603 | 6.6092 | 6.6561 | 6.7159 | 6.7772 | 6.844 | 6.9153 | 6.9866 | 7.0588 | 7.1332 | 7.2097 | 7.2885 | 7.3694 | 7.4526 | 7.5381 | 7.626 | 7.7162
|  |  |  | PF |  |  |  | 0.9 |  | 0.9 | 0.9 | 0.9 | 0.9 | 0.9 | 0.9 | 0.9 | 0.9 | 0.9 | 0.9 | 0.9 | 0.9 | 0.9 | 0.9 | 0.9 | 0.9 | 0.9 | 0.9 | 0.9 | 0.9 | 0.9 | 0.9 | 0.9 | 0.9 | 0.9
[10 empty] | 1 | 2 | 3 | 4 | 5 | 6 | 7 | 8 | 9 | 10 | 11 | 12 | 13 | 14 | 15 | 16 | 17 | 18 | 19 | 20 | 21 | 22 | 23 | 24 | 25
Transformer Load Detail
[7 empty] | Units | 13/14 |  | 14/15 | 15/16 | 16/17 | 17/18 | 18/19 | 19/20 | 20/21 | 21/22 | 22/23 | 23/24 | 24/25 | 25/26 | 26/27 | 27/28 | 28/29 | 29/30 | 30/31 | 31/32 | 32/33 | 33/34 | 34/35 | 35/36 | 36/37 | 37/38 | 38/39
| 0 | Compensated |  | Load (LV side) |  |  | Amps
|  |  |  | Apparent Power |  |  | MVA
|  |  |  | Real Power |  |  | MW
|  |  |  | Reactive Power |  |  | MVAr
|  |  |  | Capacitors In Service |  |  | MVAr
PF
| Zone Div: | Uncompensated |  | Reactive Power |  |  | MVAr
PF
| 0 | Compensated |  | Load (LV side) |  |  | Amps
|  |  |  | Apparent Power |  |  | MVA
|  |  |  | Real Power |  |  | MW
|  |  |  | Reactive Power |  |  | MVAr
|  |  |  | Capacitors In Service |  |  | MVAr
PF
| Zone Div: | Uncompensated |  | Reactive Power |  |  | MVAr
PF
| 0 | Compensated |  | Load (LV side) |  |  | Amps
|  |  |  | Apparent Power |  |  | MVA
|  |  |  | Real Power |  |  | MW
|  |  |  | Reactive Power |  |  | MVAr
|  |  |  | Capacitors In Service |  |  | MVAr
PF
| Zone Div: | Uncompensated |  | Reactive Power |  |  | MVAr
PF
| 0 | Compensated |  | Load (LV side) |  |  | Amps
|  |  |  | Apparent Power |  |  | MVA
|  |  |  | Real Power |  |  | MW
|  |  |  | Reactive Power |  |  | MVAr
|  |  |  | Capacitors In Service |  |  | MVAr
PF
| Zone Div: | Uncompensated |  | Reactive Power |  |  | MVAr
PF
| 0 | Compensated |  | Load (LV side) |  |  | Amps
|  |  |  | Apparent Power |  |  | MVA
|  |  |  | Real Power |  |  | MW
|  |  |  | Reactive Power |  |  | MVAr
|  |  |  | Capacitors In Service |  |  | MVAr
PF
| Zone Div: | Uncompensated |  | Reactive Power |  |  | MVAr
PF
| 0 | Compensated |  | Load (LV side) |  |  | Amps
|  |  |  | Apparent Power |  |  | MVA
|  |  |  | Real Power |  |  | MW
|  |  |  | Reactive Power |  |  | MVAr
|  |  |  | Capacitors In Service |  |  | MVAr
PF
| Zone Div: | Uncompensated |  | Reactive Power |  |  | MVAr
PF
| 0 | Compensated |  | Load (LV side) |  |  | Amps
|  |  |  | Apparent Power |  |  | MVA
|  |  |  | Real Power |  |  | MW
|  |  |  | Reactive Power |  |  | MVAr
|  |  |  | Capacitors In Service |  |  | MVAr
PF
| Zone Div: | Uncompensated |  | Reactive Power |  |  | MVAr
PF
| 0 | Compensated |  | Load (LV side) |  |  | Amps
|  |  |  | Apparent Power |  |  | MVA
|  |  |  | Real Power |  |  | MW
|  |  |  | Reactive Power |  |  | MVAr
|  |  |  | Capacitors In Service |  |  | MVAr
PF
| Zone Div: | Uncompensated |  | Reactive Power |  |  | MVAr
PF
| 0 | Compensated |  | Load (LV side) |  |  | Amps
|  |  |  | Apparent Power |  |  | MVA
|  |  |  | Real Power |  |  | MW
|  |  |  | Reactive Power |  |  | MVAr
|  |  |  | Capacitors In Service |  |  | MVAr
PF
| Zone Div: | Uncompensated |  | Reactive Power |  |  | MVAr
PF
| 0 | Compensated |  | Load (LV side) |  |  | Amps
|  |  |  | Apparent Power |  |  | MVA
|  |  |  | Real Power |  |  | MW
|  |  |  | Reactive Power |  |  | MVAr
|  |  |  | Capacitors In Service |  |  | MVAr
PF
| Zone Div: | Uncompensated |  | Reactive Power |  |  | MVAr
PF

## Pelican 33_11kV
| Pelican 33_11kV | [16 empty] | 2015 | SUMMER
| Substation Total Loads | [33 empty] | Spots & Transfers Detail
| Historical Loads | (11kV MVA) | [7 empty] | Weather Corrected Forecast Loads |  |  |  | (11kV MVA) | [20 empty] | Spots & Transfers Summary | (11kV MVA) |  | Historical Spots & Transfers | [6 empty] | Forecast Spots & Transfers
|  | 07/08 | 08/09 | 09/10 | 10/11 | 11/12 | 12/13 | 13/14 |  | 14/15 | 15/16 | 16/17 | 17/18 | 18/19 | 19/20 | 20/21 | 21/22 | 22/23 | 23/24 | 24/25 | 25/26 | 26/27 | 27/28 | 28/29 | 29/30 | 30/31 | 31/32 | 32/33 | 33/34 | 34/35 | 35/36 | 36/37 | 37/38 | 38/39 |  |  |  | 07/08 | 08/09 | 09/10 | 10/11 | 11/12 | 12/13 | 13/14 | 14/15 | 15/16 | 16/17 | 17/18 | 18/19 | 19/20 | 20/21 | 21/22 | 22/23 | 23/24 | 24/25 | 25/26 | 26/27 | 27/28 | 28/29 | 29/30 | 30/31 | 31/32 | 32/33 | 33/34 | 34/35 | 35/36 | 36/37 | 37/38 | 38/39
| Total | 9.9 | 11.882 | 11.7 | 12.202 | 9.467 | 11.952 | 10.237 |  | 11.2156 | 10.9906 | 10.8406 | 10.6961 | 10.626 | 10.6035 | 10.6491 | 10.7206 | 10.7792 | 10.8524 | 10.9062 | 10.9865 | 11.0677 | 11.1653 | 11.2729 | 11.3787 | 11.4824 | 11.5893 | 11.6994 | 11.8128 | 11.9294 | 12.0495 | 12.1729 | 12.2998 | 12.4302 |  |  | Total | -1.7909 | 0 | 0 | -0.04844 | -0.05772 | -0.06581 | 1.5205 | -0.17584 | -0.042402 | -0.030664 | -0.085638 | -0.070077 | -0.02255 | 0.045641 | 0.07147 | 0.058578 | 0.07326 | 0.053772 | 0.080338 | 0.081142 | 0.097612 | 0.10756 | 0.10585 | 0.10371 | 0.10688 | 0.1101 | 0.11336 | 0.11667 | 0.12003 | 0.12344 | 0.12689 | 0.1304
| Firm Rating | 0 | 0 | 22.86 | 22.86 | 22.86 | 22.86 | 25.64 |  | 25.64 | 25.64 | 25.64 | 25.64 | 25.64 | 25.64 | 25.64 | 25.64 | 25.64 | 25.64 | 25.64 | 25.64 | 25.64 | 25.64 | 25.64 | 25.64 | 25.64 | 25.64 | 25.64 | 25.64 | 25.64 | 25.64 | 25.64 | 25.64 | 25.64
| Total Capacity | 0 | 0 | 45.73 | 45.73 | 45.73 | 45.73 | 49.57 |  | 49.57 | 49.57 | 49.57 | 49.57 | 49.57 | 49.57 | 49.57 | 49.57 | 49.57 | 49.57 | 49.57 | 49.57 | 49.57 | 49.57 | 49.57 | 49.57 | 49.57 | 49.57 | 49.57 | 49.57 | 49.57 | 49.57 | 49.57 | 49.57 | 49.57 |  |  | Pelican 33_11kV Tx1 | -0.89801 | 0 | 0 | -0.024289 | -0.028942 | -0.032998 | 0.76239 | -0.088169 | -0.021261 | -0.015376 | -0.04294 | -0.035138 | -0.011307 | 0.022885 | 0.035836 | 0.029372 | 0.036734 | 0.026962 | 0.040283 | 0.040686 | 0.048944 | 0.053935 | 0.053074 | 0.052002 | 0.053592 | 0.055206 | 0.056843 | 0.058503 | 0.060186 | 0.061894 | 0.063626 | 0.065383
|  | -7 | -6 | -5 | -4 | -3 | -2 | -1 |  | 0 | 1 | 2 | 3 | 4 | 5 | 6 | 7 | 8 | 9 | 10 | 11 | 12 | 13 | 14 | 15 | 16 | 17 | 18 | 19 | 20 | 21 | 22 | 23 | 24 |  |  | Pelican 33_11kV Tx2 | -0.89293 | 0 | 0 | -0.024151 | -0.028778 | -0.032812 | 0.75808 | -0.087671 | -0.021141 | -0.015289 | -0.042698 | -0.034939 | -0.011243 | 0.022756 | 0.035634 | 0.029206 | 0.036526 | 0.02681 | 0.040055 | 0.040456 | 0.048668 | 0.05363 | 0.052774 | 0.051708 | 0.05329 | 0.054894 | 0.056521 | 0.058172 | 0.059846 | 0.061544 | 0.063266 | 0.065013
| Transformer Loads | [36 empty] | 0 | 0 | 0 | 0 | 0 | 0 | 0 | 0 | 0 | 0 | 0 | 0 | 0 | 0 | 0 | 0 | 0 | 0 | 0 | 0 | 0 | 0 | 0 | 0 | 0 | 0 | 0 | 0 | 0 | 0 | 0 | 0
| Historical Loads | (11kV MVA) | [7 empty] | 0: Weather Corrected Forecast Loads; 4: (11kV MVA) |  |  |  | 0 | 0 | 0 | 0 | 0 | 0 | 0 | 0 | 0 | 0 | 0 | 0 | 0 | 0 | 0 | 0 | 0 | 0 | 0 | 0 | 0 | 0 | 0 | 0 | 0 | 0 | 0 | 0 | 0 | 0 | 0 | 0
|  | 07/08 | 08/09 | 09/10 | 10/11 | 11/12 | 12/13 | 13/14 |  | 14/15 | 15/16 | 16/17 | 17/18 | 18/19 | 19/20 | 20/21 | 21/22 | 22/23 | 23/24 | 24/25 | 25/26 | 26/27 | 27/28 | 28/29 | 29/30 | 30/31 | 31/32 | 32/33 | 33/34 | 34/35 | 35/36 | 36/37 | 37/38 | 38/39 |  |  |  | 0 | 0 | 0 | 0 | 0 | 0 | 0 | 0 | 0 | 0 | 0 | 0 | 0 | 0 | 0 | 0 | 0 | 0 | 0 | 0 | 0 | 0 | 0 | 0 | 0 | 0 | 0 | 0 | 0 | 0 | 0 | 0
| 0 | [36 empty] | 0 | 0 | 0 | 0 | 0 | 0 | 0 | 0 | 0 | 0 | 0 | 0 | 0 | 0 | 0 | 0 | 0 | 0 | 0 | 0 | 0 | 0 | 0 | 0 | 0 | 0 | 0 | 0 | 0 | 0 | 0 | 0
| Diversity Factor: 0 | [36 empty] | 0 | 0 | 0 | 0 | 0 | 0 | 0 | 0 | 0 | 0 | 0 | 0 | 0 | 0 | 0 | 0 | 0 | 0 | 0 | 0 | 0 | 0 | 0 | 0 | 0 | 0 | 0 | 0 | 0 | 0 | 0 | 0
[38 empty] | 0 | 0 | 0 | 0 | 0 | 0 | 0 | 0 | 0 | 0 | 0 | 0 | 0 | 0 | 0 | 0 | 0 | 0 | 0 | 0 | 0 | 0 | 0 | 0 | 0 | 0 | 0 | 0 | 0 | 0 | 0 | 0
[38 empty] | 0 | 0 | 0 | 0 | 0 | 0 | 0 | 0 | 0 | 0 | 0 | 0 | 0 | 0 | 0 | 0 | 0 | 0 | 0 | 0 | 0 | 0 | 0 | 0 | 0 | 0 | 0 | 0 | 0 | 0 | 0 | 0
| 0 | [36 empty] | 0 | 0 | 0 | 0 | 0 | 0 | 0 | 0 | 0 | 0 | 0 | 0 | 0 | 0 | 0 | 0 | 0 | 0 | 0 | 0 | 0 | 0 | 0 | 0 | 0 | 0 | 0 | 0 | 0 | 0 | 0 | 0
Diversity Factor: 0
[38 empty] | Historical Spots & Transfers | [6 empty] | Forecast Spots & Transfers
[35 empty] | Project Name | From | To | 07/08 | 08/09 | 09/10 | 10/11 | 11/12 | 12/13 | 13/14 | 14/15 | 15/16 | 16/17 | 17/18 | 18/19 | 19/20 | 20/21 | 21/22 | 22/23 | 23/24 | 24/25 | 25/26 | 26/27 | 27/28 | 28/29 | 29/30 | 30/31 | 31/32 | 32/33 | 33/34 | 34/35 | 35/36 | 36/37 | 37/38 | 38/39
| 0 | [33 empty] | Broad based demand management |  | Pelican 33_11kV Tx1 | 0 | 0 | 0 | 0 | 0 | 0 | 0 | -0.063396 | -0.0010893 | -0.0016339 | -0.036421 | -0.019607 | 0 | 0 | 0 | 0 | 0 | 0 | 0 | 0 | 0 | 0 | 0 | 0 | 0 | 0 | 0 | 0 | 0 | 0 | 0 | 0
| Diversity Factor: 0 | [33 empty] | Broad based demand management |  | Pelican 33_11kV Tx2 | 0 | 0 | 0 | 0 | 0 | 0 | 0 | -0.063038 | -0.0010831 | -0.0016247 | -0.036216 | -0.019496 | 0 | 0 | 0 | 0 | 0 | 0 | 0 | 0 | 0 | 0 | 0 | 0 | 0 | 0 | 0 | 0 | 0 | 0 | 0 | 0
[35 empty] | DNP_ID: 2088. from Pelican | Pelican 33_11kV Tx1 | Croudace Bay 33_11kV Tx1 | 0.1993 | 0 | 0 | 0 | 0 | 0 | 0 | 0 | 0 | 0 | 0 | 0 | 0 | 0 | 0 | 0 | 0 | 0 | 0 | 0 | 0 | 0 | 0 | 0 | 0 | 0 | 0 | 0 | 0 | 0 | 0 | 0
[35 empty] | DNP_ID: 2088. from Pelican | Pelican 33_11kV Tx1 | Croudace Bay 33_11kV Tx2 | 0.2497 | 0 | 0 | 0 | 0 | 0 | 0 | 0 | 0 | 0 | 0 | 0 | 0 | 0 | 0 | 0 | 0 | 0 | 0 | 0 | 0 | 0 | 0 | 0 | 0 | 0 | 0 | 0 | 0 | 0 | 0 | 0
| 0 | [33 empty] | DNP_ID: 2088. from Pelican | Pelican 33_11kV Tx2 | Croudace Bay 33_11kV Tx1 | 0.19818 | 0 | 0 | 0 | 0 | 0 | 0 | 0 | 0 | 0 | 0 | 0 | 0 | 0 | 0 | 0 | 0 | 0 | 0 | 0 | 0 | 0 | 0 | 0 | 0 | 0 | 0 | 0 | 0 | 0 | 0 | 0
| Diversity Factor: 0 | [33 empty] | DNP_ID: 2088. from Pelican | Pelican 33_11kV Tx2 | Croudace Bay 33_11kV Tx2 | 0.24829 | 0 | 0 | 0 | 0 | 0 | 0 | 0 | 0 | 0 | 0 | 0 | 0 | 0 | 0 | 0 | 0 | 0 | 0 | 0 | 0 | 0 | 0 | 0 | 0 | 0 | 0 | 0 | 0 | 0 | 0 | 0
[35 empty] | DNP_ID: 2112. to Croudace Bay | Pelican 33_11kV Tx1 | Croudace Bay 33_11kV Tx1 | 0.1993 | 0 | 0 | 0 | 0 | 0 | 0 | 0 | 0 | 0 | 0 | 0 | 0 | 0 | 0 | 0 | 0 | 0 | 0 | 0 | 0 | 0 | 0 | 0 | 0 | 0 | 0 | 0 | 0 | 0 | 0 | 0
[35 empty] | DNP_ID: 2112. to Croudace Bay | Pelican 33_11kV Tx1 | Croudace Bay 33_11kV Tx2 | 0.2497 | 0 | 0 | 0 | 0 | 0 | 0 | 0 | 0 | 0 | 0 | 0 | 0 | 0 | 0 | 0 | 0 | 0 | 0 | 0 | 0 | 0 | 0 | 0 | 0 | 0 | 0 | 0 | 0 | 0 | 0 | 0
| 0 | [33 empty] | DNP_ID: 2112. to Croudace Bay | Pelican 33_11kV Tx2 | Croudace Bay 33_11kV Tx1 | 0.19818 | 0 | 0 | 0 | 0 | 0 | 0 | 0 | 0 | 0 | 0 | 0 | 0 | 0 | 0 | 0 | 0 | 0 | 0 | 0 | 0 | 0 | 0 | 0 | 0 | 0 | 0 | 0 | 0 | 0 | 0 | 0
| Diversity Factor: 0 | [33 empty] | DNP_ID: 2112. to Croudace Bay | Pelican 33_11kV Tx2 | Croudace Bay 33_11kV Tx2 | 0.24829 | 0 | 0 | 0 | 0 | 0 | 0 | 0 | 0 | 0 | 0 | 0 | 0 | 0 | 0 | 0 | 0 | 0 | 0 | 0 | 0 | 0 | 0 | 0 | 0 | 0 | 0 | 0 | 0 | 0 | 0 | 0
[35 empty] | DNP_ID: 7053. Pelican Zone Substation - New 11kV Feeder to Belmont | Croudace Bay 33_11kV Tx1 | Pelican 33_11kV Tx1 | 0 | 0 | 0 | 0 | 0 | 0 | 0.76426 | 0 | 0 | 0 | 0 | 0 | 0 | 0 | 0 | 0 | 0 | 0 | 0 | 0 | 0 | 0 | 0 | 0 | 0 | 0 | 0 | 0 | 0 | 0 | 0 | 0
[35 empty] | DNP_ID: 7053. Pelican Zone Substation - New 11kV Feeder to Belmont | Croudace Bay 33_11kV Tx1 | Pelican 33_11kV Tx2 | 0 | 0 | 0 | 0 | 0 | 0 | 0.75994 | 0 | 0 | 0 | 0 | 0 | 0 | 0 | 0 | 0 | 0 | 0 | 0 | 0 | 0 | 0 | 0 | 0 | 0 | 0 | 0 | 0 | 0 | 0 | 0 | 0
| 0 | [33 empty] | HVCON_ID: 2000057. HP150-11 Aged Care Facility Project not committed. Spot load to be confirmed. |  | Pelican 33_11kV Tx1 | 0 | 0 | 0 | 0 | 0 | 0 | 0 | 0 | 0 | 0 | 0 | 0 | 0 | 0 | 0 | 0 | 0 | 0 | 0 | 0 | 0 | 0 | 0 | 0 | 0 | 0 | 0 | 0 | 0 | 0 | 0 | 0
| Diversity Factor: 0 | [33 empty] | HVCON_ID: 2000057. HP150-11 Aged Care Facility Project not committed. Spot load to be confirmed. |  | Pelican 33_11kV Tx2 | 0 | 0 | 0 | 0 | 0 | 0 | 0 | 0 | 0 | 0 | 0 | 0 | 0 | 0 | 0 | 0 | 0 | 0 | 0 | 0 | 0 | 0 | 0 | 0 | 0 | 0 | 0 | 0 | 0 | 0 | 0 | 0
[35 empty] | Econometric |  | Pelican 33_11kV Tx1 | 0 | 0 | 0 | 0 | 0 | 0 | 0 | 0 | 0 | 0.032847 | 0.058941 | 0.077106 | 0.08621 | 0.090292 | 0.089607 | 0.088842 | 0.090262 | 0.091701 | 0.093162 | 0.094643 | 0.096146 | 0.09767 | 0.099217 | 0.10078 | 0.10238 | 0.10399 | 0.10563 | 0.10729 | 0.10897 | 0.11068 | 0.11241 | 0.11417
[35 empty] | Econometric |  | Pelican 33_11kV Tx2 | 0 | 0 | 0 | 0 | 0 | 0 | 0 | 0 | 0 | 0.032661 | 0.058608 | 0.07667 | 0.085723 | 0.089782 | 0.089101 | 0.08834 | 0.089752 | 0.091183 | 0.092635 | 0.094109 | 0.095603 | 0.097119 | 0.098656 | 0.10022 | 0.1018 | 0.1034 | 0.10503 | 0.10668 | 0.10835 | 0.11005 | 0.11177 | 0.11352
| 0 | [33 empty] | Energy Efficiency |  | Pelican 33_11kV Tx1 | 0 | 0 | 0 | 0 | 0 | 0 | 0 | -0.011634 | -0.0054352 | -0.029945 | -0.047198 | -0.073091 | -0.076927 | -0.045849 | -0.032924 | -0.038293 | -0.037324 | -0.04533 | -0.03347 | -0.034548 | -0.027792 | -0.024326 | -0.026733 | -0.029374 | -0.029374 | -0.029374 | -0.029374 | -0.029374 | -0.029374 | -0.029374 | -0.029374 | -0.029374
| Diversity Factor: 0 | [33 empty] | Energy Efficiency |  | Pelican 33_11kV Tx2 | 0 | 0 | 0 | 0 | 0 | 0 | 0 | -0.011569 | -0.0054045 | -0.029776 | -0.046932 | -0.072678 | -0.076492 | -0.04559 | -0.032738 | -0.038076 | -0.037113 | -0.045073 | -0.03328 | -0.034353 | -0.027635 | -0.024189 | -0.026582 | -0.029208 | -0.029208 | -0.029208 | -0.029208 | -0.029208 | -0.029208 | -0.029208 | -0.029208 | -0.029208
[35 empty] | Solar PV |  | Pelican 33_11kV Tx1 | 0 | 0 | 0 | -0.024289 | -0.028942 | -0.032998 | -0.0018703 | -0.013138 | -0.014736 | -0.016643 | -0.018262 | -0.019545 | -0.02059 | -0.021558 | -0.020847 | -0.021178 | -0.016204 | -0.01941 | -0.01941 | -0.01941 | -0.01941 | -0.01941 | -0.01941 | -0.01941 | -0.01941 | -0.01941 | -0.01941 | -0.01941 | -0.01941 | -0.01941 | -0.01941 | -0.01941
[35 empty] | Solar PV |  | Pelican 33_11kV Tx2 | 0 | 0 | 0 | -0.024151 | -0.028778 | -0.032812 | -0.0018597 | -0.013064 | -0.014653 | -0.016549 | -0.018159 | -0.019434 | -0.020474 | -0.021436 | -0.020729 | -0.021058 | -0.016113 | -0.0193 | -0.0193 | -0.0193 | -0.0193 | -0.0193 | -0.0193 | -0.0193 | -0.0193 | -0.0193 | -0.0193 | -0.0193 | -0.0193 | -0.0193 | -0.0193 | -0.0193
0
Diversity Factor: 0
0
Diversity Factor: 0
0
Diversity Factor: 0
| Weather Correction and Public Holiday Factors | [8 empty] | 0: Forecast ROG
ROG Justification
| Actual loads for season 13/14 have been weather corrected by the following: | [6 empty] | 14.43% |  | 0: 7 year ROG ok | [35 empty] | 7 year ROG ok
1 | 2 | 3 | 4 | 5 | 6 | 7 | 8 | 9 | 10 | 14/15 | 15/16 | 16/17 | 17/18 | 18/19 | 19/20 | 20/21 | 21/22 | 22/23 | 23/24 | 24/25 | 25/26 | 26/27 | 27/28 | 28/29 | 29/30 | 30/31 | 31/32 | 32/33 | 33/34 | 34/35 | 35/36 | 36/37 | 37/38 | 38/39
0.98372 | 0.96771 | 0.95721 | 0.95202 | 0.95202 | 0.95202 | 0.95202 | 0.95202 | 0.95202 | 0.95202 | -1.628% | -1.628% | -1.085% | -0.542% | 0% | 0% | 0% | 0% | 0% | 0% | 0% | 0% | 0% | 0% | 0% | 0% | 0% | 0% | 0% | 0% | 0% | 0% | 0% | 0% | 0%
Substation Load Detail
[7 empty] | Units | 13/14 |  | 14/15 | 15/16 | 16/17 | 17/18 | 18/19 | 19/20 | 20/21 | 21/22 | 22/23 | 23/24 | 24/25 | 25/26 | 26/27 | 27/28 | 28/29 | 29/30 | 30/31 | 31/32 | 32/33 | 33/34 | 34/35 | 35/36 | 36/37 | 37/38 | 38/39
1 | Pelican 33_11kV | Compensated |  | Load (LV side) |  |  | Amps | 0 |  | 588.6662 | 576.8552 | 568.9837 | 561.4005 | 557.7224 | 556.5388 | 558.9344 | 562.6856 | 565.7601 | 569.6053 | 572.4276 | 576.6442 | 580.9031 | 586.0264 | 591.6721 | 597.2277 | 602.671 | 608.2809 | 614.0596 | 620.0097 | 626.1335 | 632.4336 | 638.9124 | 645.5725 | 652.4165
|  |  |  | Apparent Power |  |  | MVA | 10.237 | 11.58 | 11.2156 | 10.9906 | 10.8406 | 10.6961 | 10.626 | 10.6035 | 10.6491 | 10.7206 | 10.7792 | 10.8524 | 10.9062 | 10.9865 | 11.0677 | 11.1653 | 11.2729 | 11.3787 | 11.4824 | 11.5893 | 11.6994 | 11.8128 | 11.9294 | 12.0495 | 12.1729 | 12.2998 | 12.4302
|  |  |  | Real Power |  |  | MW | 9.5818 | 10.8389 | 10.4978 | 10.2872 | 10.1468 | 10.0116 | 9.946 | 9.9249 | 9.9676 | 10.0345 | 10.0893 | 10.1579 | 10.2082 | 10.2834 | 10.3593 | 10.4507 | 10.5514 | 10.6505 | 10.7476 | 10.8476 | 10.9506 | 11.0567 | 11.166 | 11.2783 | 11.3938 | 11.5126 | 11.6347
|  |  |  | Reactive Power |  |  | MVAr | 0 |  | 3.9479 | 3.8687 | 3.8159 | 3.765 | 3.7404 | 3.7324 | 3.7485 | 3.7737 | 3.7943 | 3.8201 | 3.839 | 3.8673 | 3.8958 | 3.9302 | 3.968 | 4.0053 | 4.0418 | 4.0794 | 4.1182 | 4.1581 | 4.1992 | 4.2414 | 4.2849 | 4.3295 | 4.3754
|  |  |  | Capacitors In Service |  |  | MVAr | 0 |  | 0 | 0 | 0 | 0 | 0 | 0 | 0 | 0 | 0 | 0 | 0 | 0 | 0 | 0 | 0 | 0 | 0 | 0 | 0 | 0 | 0 | 0 | 0 | 0 | 0
|  |  |  | PF |  |  |  | 0.936 |  | 0.936 | 0.936 | 0.936 | 0.936 | 0.936 | 0.936 | 0.936 | 0.936 | 0.936 | 0.936 | 0.936 | 0.936 | 0.936 | 0.936 | 0.936 | 0.936 | 0.936 | 0.936 | 0.936 | 0.936 | 0.936 | 0.936 | 0.936 | 0.936 | 0.936
0.97423 | Diversity Factor: 0.97 | Uncompensated |  | Reactive Power |  |  | MVAr | 0 | 4.0762 | 3.9479 | 3.8687 | 3.8159 | 3.765 | 3.7404 | 3.7324 | 3.7485 | 3.7737 | 3.7943 | 3.8201 | 3.839 | 3.8673 | 3.8958 | 3.9302 | 3.968 | 4.0053 | 4.0418 | 4.0794 | 4.1182 | 4.1581 | 4.1992 | 4.2414 | 4.2849 | 4.3295 | 4.3754
|  |  |  | PF |  |  |  | 0.936 |  | 0.936 | 0.936 | 0.936 | 0.936 | 0.936 | 0.936 | 0.936 | 0.936 | 0.936 | 0.936 | 0.936 | 0.936 | 0.936 | 0.936 | 0.936 | 0.936 | 0.936 | 0.936 | 0.936 | 0.936 | 0.936 | 0.936 | 0.936 | 0.936 | 0.936
[10 empty] | 1 | 2 | 3 | 4 | 5 | 6 | 7 | 8 | 9 | 10 | 11 | 12 | 13 | 14 | 15 | 16 | 17 | 18 | 19 | 20 | 21 | 22 | 23 | 24 | 25
Transformer Load Detail
[7 empty] | Units | 13/14 |  | 14/15 | 15/16 | 16/17 | 17/18 | 18/19 | 19/20 | 20/21 | 21/22 | 22/23 | 23/24 | 24/25 | 25/26 | 26/27 | 27/28 | 28/29 | 29/30 | 30/31 | 31/32 | 32/33 | 33/34 | 34/35 | 35/36 | 36/37 | 37/38 | 38/39
| 0 | Compensated |  | Load (LV side) |  |  | Amps
|  |  |  | Apparent Power |  |  | MVA
|  |  |  | Real Power |  |  | MW
|  |  |  | Reactive Power |  |  | MVAr
|  |  |  | Capacitors In Service |  |  | MVAr
PF
| Zone Div: | Uncompensated |  | Reactive Power |  |  | MVAr
PF
| 0 | Compensated |  | Load (LV side) |  |  | Amps
|  |  |  | Apparent Power |  |  | MVA
|  |  |  | Real Power |  |  | MW
|  |  |  | Reactive Power |  |  | MVAr
|  |  |  | Capacitors In Service |  |  | MVAr
PF
| Zone Div: | Uncompensated |  | Reactive Power |  |  | MVAr
PF
| 0 | Compensated |  | Load (LV side) |  |  | Amps
|  |  |  | Apparent Power |  |  | MVA
|  |  |  | Real Power |  |  | MW
|  |  |  | Reactive Power |  |  | MVAr
|  |  |  | Capacitors In Service |  |  | MVAr
PF
| Zone Div: | Uncompensated |  | Reactive Power |  |  | MVAr
PF
| 0 | Compensated |  | Load (LV side) |  |  | Amps
|  |  |  | Apparent Power |  |  | MVA
|  |  |  | Real Power |  |  | MW
|  |  |  | Reactive Power |  |  | MVAr
|  |  |  | Capacitors In Service |  |  | MVAr
PF
| Zone Div: | Uncompensated |  | Reactive Power |  |  | MVAr
PF
| 0 | Compensated |  | Load (LV side) |  |  | Amps
|  |  |  | Apparent Power |  |  | MVA
|  |  |  | Real Power |  |  | MW
|  |  |  | Reactive Power |  |  | MVAr
|  |  |  | Capacitors In Service |  |  | MVAr
PF
| Zone Div: | Uncompensated |  | Reactive Power |  |  | MVAr
PF
| 0 | Compensated |  | Load (LV side) |  |  | Amps
|  |  |  | Apparent Power |  |  | MVA
|  |  |  | Real Power |  |  | MW
|  |  |  | Reactive Power |  |  | MVAr
|  |  |  | Capacitors In Service |  |  | MVAr
PF
| Zone Div: | Uncompensated |  | Reactive Power |  |  | MVAr
PF
| 0 | Compensated |  | Load (LV side) |  |  | Amps
|  |  |  | Apparent Power |  |  | MVA
|  |  |  | Real Power |  |  | MW
|  |  |  | Reactive Power |  |  | MVAr
|  |  |  | Capacitors In Service |  |  | MVAr
PF
| Zone Div: | Uncompensated |  | Reactive Power |  |  | MVAr
PF
| 0 | Compensated |  | Load (LV side) |  |  | Amps
|  |  |  | Apparent Power |  |  | MVA
|  |  |  | Real Power |  |  | MW
|  |  |  | Reactive Power |  |  | MVAr
|  |  |  | Capacitors In Service |  |  | MVAr
PF
| Zone Div: | Uncompensated |  | Reactive Power |  |  | MVAr
PF
| 0 | Compensated |  | Load (LV side) |  |  | Amps
|  |  |  | Apparent Power |  |  | MVA
|  |  |  | Real Power |  |  | MW
|  |  |  | Reactive Power |  |  | MVAr
|  |  |  | Capacitors In Service |  |  | MVAr
PF
| Zone Div: | Uncompensated |  | Reactive Power |  |  | MVAr
PF
| 0 | Compensated |  | Load (LV side) |  |  | Amps
|  |  |  | Apparent Power |  |  | MVA
|  |  |  | Real Power |  |  | MW
|  |  |  | Reactive Power |  |  | MVAr
|  |  |  | Capacitors In Service |  |  | MVAr
PF
| Zone Div: | Uncompensated |  | Reactive Power |  |  | MVAr
PF

## Swansea 33_11kV
| Swansea 33_11kV | [16 empty] | 2015 | SUMMER
| Substation Total Loads | [33 empty] | Spots & Transfers Detail
| Historical Loads | (11kV MVA) | [7 empty] | Weather Corrected Forecast Loads |  |  |  | (11kV MVA) | [20 empty] | Spots & Transfers Summary | (11kV MVA) |  | Historical Spots & Transfers | [6 empty] | Forecast Spots & Transfers
|  | 07/08 | 08/09 | 09/10 | 10/11 | 11/12 | 12/13 | 13/14 |  | 14/15 | 15/16 | 16/17 | 17/18 | 18/19 | 19/20 | 20/21 | 21/22 | 22/23 | 23/24 | 24/25 | 25/26 | 26/27 | 27/28 | 28/29 | 29/30 | 30/31 | 31/32 | 32/33 | 33/34 | 34/35 | 35/36 | 36/37 | 37/38 | 38/39 |  |  |  | 07/08 | 08/09 | 09/10 | 10/11 | 11/12 | 12/13 | 13/14 | 14/15 | 15/16 | 16/17 | 17/18 | 18/19 | 19/20 | 20/21 | 21/22 | 22/23 | 23/24 | 24/25 | 25/26 | 26/27 | 27/28 | 28/29 | 29/30 | 30/31 | 31/32 | 32/33 | 33/34 | 34/35 | 35/36 | 36/37 | 37/38 | 38/39
| Total | 9.6 | 13.1 | 13.6 | 13.48 | 9.38 | 13.554 | 9.785 |  | 9.5461 | 9.0353 | 8.7485 | 8.6007 | 8.6683 | 8.8121 | 9.057 | 9.3068 | 9.5256 | 9.7615 | 9.9845 | 10.238 | 10.4951 | 10.7693 | 11.0556 | 11.3426 | 11.6311 | 11.9253 | 12.2255 | 12.5315 | 12.8437 | 13.1619 | 13.4863 | 13.8171 | 14.1541 |  |  | Total | 0 | 1.6461 | 0.44583 | 0.22273 | 0.21841 | -0.03018 | -0.04513 | -0.19144 | -0.033451 | 0.014343 | -0.0019716 | 0.067629 | 0.14382 | 0.24486 | 0.2498 | 0.21877 | 0.23587 | 0.22304 | 0.25349 | 0.25713 | 0.2742 | 0.2863 | 0.28699 | 0.28847 | 0.29426 | 0.30013 | 0.30609 | 0.31212 | 0.31824 | 0.32443 | 0.33072 | 0.33708
| Firm Rating | 0 | 0 | 16.4 | 16.4 | 16.4 | 16.42 | 16.42 |  | 16.42 | 16.42 | 16.42 | 16.42 | 16.42 | 16.42 | 16.42 | 16.42 | 16.42 | 16.42 | 16.42 | 16.42 | 16.42 | 16.42 | 16.42 | 16.42 | 16.42 | 16.42 | 16.42 | 16.42 | 16.42 | 16.42 | 16.42 | 16.42 | 16.42
| Total Capacity | 0 | 0 | 29.87 | 29.87 | 29.87 | 29.87 | 29.87 |  | 29.87 | 29.87 | 29.87 | 29.87 | 29.87 | 29.87 | 29.87 | 29.87 | 29.87 | 29.87 | 29.87 | 29.87 | 29.87 | 29.87 | 29.87 | 29.87 | 29.87 | 29.87 | 29.87 | 29.87 | 29.87 | 29.87 | 29.87 | 29.87 | 29.87 |  |  | Swansea 33_11kV Tx1 | 0 | 0.82307 | 0.22291 | 0.11137 | 0.10921 | -0.01509 | -0.022565 | -0.095718 | -0.016725 | 0.0071716 | -0.0009858 | 0.033815 | 0.07191 | 0.12243 | 0.1249 | 0.10939 | 0.11793 | 0.11152 | 0.12675 | 0.12856 | 0.1371 | 0.14315 | 0.14349 | 0.14423 | 0.14713 | 0.15007 | 0.15304 | 0.15606 | 0.15912 | 0.16222 | 0.16536 | 0.16854
|  | -7 | -6 | -5 | -4 | -3 | -2 | -1 |  | 0 | 1 | 2 | 3 | 4 | 5 | 6 | 7 | 8 | 9 | 10 | 11 | 12 | 13 | 14 | 15 | 16 | 17 | 18 | 19 | 20 | 21 | 22 | 23 | 24 |  |  | Swansea 33_11kV Tx2 | 0 | 0.82307 | 0.22291 | 0.11137 | 0.10921 | -0.01509 | -0.022565 | -0.095718 | -0.016725 | 0.0071716 | -0.0009858 | 0.033815 | 0.07191 | 0.12243 | 0.1249 | 0.10939 | 0.11793 | 0.11152 | 0.12675 | 0.12856 | 0.1371 | 0.14315 | 0.14349 | 0.14423 | 0.14713 | 0.15007 | 0.15304 | 0.15606 | 0.15912 | 0.16222 | 0.16536 | 0.16854
| Transformer Loads | [36 empty] | 0 | 0 | 0 | 0 | 0 | 0 | 0 | 0 | 0 | 0 | 0 | 0 | 0 | 0 | 0 | 0 | 0 | 0 | 0 | 0 | 0 | 0 | 0 | 0 | 0 | 0 | 0 | 0 | 0 | 0 | 0 | 0
| Historical Loads | (11kV MVA) | [7 empty] | 0: Weather Corrected Forecast Loads; 4: (11kV MVA) |  |  |  | 0 | 0 | 0 | 0 | 0 | 0 | 0 | 0 | 0 | 0 | 0 | 0 | 0 | 0 | 0 | 0 | 0 | 0 | 0 | 0 | 0 | 0 | 0 | 0 | 0 | 0 | 0 | 0 | 0 | 0 | 0 | 0
|  | 07/08 | 08/09 | 09/10 | 10/11 | 11/12 | 12/13 | 13/14 |  | 14/15 | 15/16 | 16/17 | 17/18 | 18/19 | 19/20 | 20/21 | 21/22 | 22/23 | 23/24 | 24/25 | 25/26 | 26/27 | 27/28 | 28/29 | 29/30 | 30/31 | 31/32 | 32/33 | 33/34 | 34/35 | 35/36 | 36/37 | 37/38 | 38/39 |  |  |  | 0 | 0 | 0 | 0 | 0 | 0 | 0 | 0 | 0 | 0 | 0 | 0 | 0 | 0 | 0 | 0 | 0 | 0 | 0 | 0 | 0 | 0 | 0 | 0 | 0 | 0 | 0 | 0 | 0 | 0 | 0 | 0
| 0 | [36 empty] | 0 | 0 | 0 | 0 | 0 | 0 | 0 | 0 | 0 | 0 | 0 | 0 | 0 | 0 | 0 | 0 | 0 | 0 | 0 | 0 | 0 | 0 | 0 | 0 | 0 | 0 | 0 | 0 | 0 | 0 | 0 | 0
| Diversity Factor: 0 | [36 empty] | 0 | 0 | 0 | 0 | 0 | 0 | 0 | 0 | 0 | 0 | 0 | 0 | 0 | 0 | 0 | 0 | 0 | 0 | 0 | 0 | 0 | 0 | 0 | 0 | 0 | 0 | 0 | 0 | 0 | 0 | 0 | 0
[38 empty] | 0 | 0 | 0 | 0 | 0 | 0 | 0 | 0 | 0 | 0 | 0 | 0 | 0 | 0 | 0 | 0 | 0 | 0 | 0 | 0 | 0 | 0 | 0 | 0 | 0 | 0 | 0 | 0 | 0 | 0 | 0 | 0
[38 empty] | 0 | 0 | 0 | 0 | 0 | 0 | 0 | 0 | 0 | 0 | 0 | 0 | 0 | 0 | 0 | 0 | 0 | 0 | 0 | 0 | 0 | 0 | 0 | 0 | 0 | 0 | 0 | 0 | 0 | 0 | 0 | 0
| 0 | [36 empty] | 0 | 0 | 0 | 0 | 0 | 0 | 0 | 0 | 0 | 0 | 0 | 0 | 0 | 0 | 0 | 0 | 0 | 0 | 0 | 0 | 0 | 0 | 0 | 0 | 0 | 0 | 0 | 0 | 0 | 0 | 0 | 0
Diversity Factor: 0
[38 empty] | Historical Spots & Transfers | [6 empty] | Forecast Spots & Transfers
[35 empty] | Project Name | From | To | 07/08 | 08/09 | 09/10 | 10/11 | 11/12 | 12/13 | 13/14 | 14/15 | 15/16 | 16/17 | 17/18 | 18/19 | 19/20 | 20/21 | 21/22 | 22/23 | 23/24 | 24/25 | 25/26 | 26/27 | 27/28 | 28/29 | 29/30 | 30/31 | 31/32 | 32/33 | 33/34 | 34/35 | 35/36 | 36/37 | 37/38 | 38/39
| 0 | [33 empty] | Broad based demand management |  | Swansea 33_11kV Tx1 | 0 | 0 | 0 | 0 | 0 | 0 | 0 | -0.077042 | 0 | 0 | -0.032644 | 0 | 0 | 0 | 0 | 0 | 0 | 0 | 0 | 0 | 0 | 0 | 0 | 0 | 0 | 0 | 0 | 0 | 0 | 0 | 0 | 0
| Diversity Factor: 0 | [33 empty] | Broad based demand management |  | Swansea 33_11kV Tx2 | 0 | 0 | 0 | 0 | 0 | 0 | 0 | -0.077042 | 0 | 0 | -0.032644 | 0 | 0 | 0 | 0 | 0 | 0 | 0 | 0 | 0 | 0 | 0 | 0 | 0 | 0 | 0 | 0 | 0 | 0 | 0 | 0 | 0
[35 empty] | HVCON_ID: 2000059. Woolworths expansion |  | Swansea 33_11kV Tx1 | 0 | 0.26578 | 0 | 0 | 0 | 0 | 0 | 0 | 0 | 0 | 0 | 0 | 0 | 0 | 0 | 0 | 0 | 0 | 0 | 0 | 0 | 0 | 0 | 0 | 0 | 0 | 0 | 0 | 0 | 0 | 0 | 0
[35 empty] | HVCON_ID: 2000059. Woolworths expansion |  | Swansea 33_11kV Tx2 | 0 | 0.26578 | 0 | 0 | 0 | 0 | 0 | 0 | 0 | 0 | 0 | 0 | 0 | 0 | 0 | 0 | 0 | 0 | 0 | 0 | 0 | 0 | 0 | 0 | 0 | 0 | 0 | 0 | 0 | 0 | 0 | 0
| 0 | [33 empty] | HVCON_ID: 2000060. Wallarah Peninsula |  | Swansea 33_11kV Tx1 | 0 | 0.22291 | 0 | 0 | 0 | 0 | 0 | 0 | 0 | 0 | 0 | 0 | 0 | 0 | 0 | 0 | 0 | 0 | 0 | 0 | 0 | 0 | 0 | 0 | 0 | 0 | 0 | 0 | 0 | 0 | 0 | 0
| Diversity Factor: 0 | [33 empty] | HVCON_ID: 2000060. Wallarah Peninsula |  | Swansea 33_11kV Tx2 | 0 | 0.22291 | 0 | 0 | 0 | 0 | 0 | 0 | 0 | 0 | 0 | 0 | 0 | 0 | 0 | 0 | 0 | 0 | 0 | 0 | 0 | 0 | 0 | 0 | 0 | 0 | 0 | 0 | 0 | 0 | 0 | 0
[35 empty] | HVCON_ID: 2000061. 195-07 - New kiosk - Swansea RSL, to replace exisitng PT 1000kVA |  | Swansea 33_11kV Tx1 | 0 | 0.33437 | 0 | 0 | 0 | 0 | 0 | 0 | 0 | 0 | 0 | 0 | 0 | 0 | 0 | 0 | 0 | 0 | 0 | 0 | 0 | 0 | 0 | 0 | 0 | 0 | 0 | 0 | 0 | 0 | 0 | 0
[35 empty] | HVCON_ID: 2000061. 195-07 - New kiosk - Swansea RSL, to replace exisitng PT 1000kVA |  | Swansea 33_11kV Tx2 | 0 | 0.33437 | 0 | 0 | 0 | 0 | 0 | 0 | 0 | 0 | 0 | 0 | 0 | 0 | 0 | 0 | 0 | 0 | 0 | 0 | 0 | 0 | 0 | 0 | 0 | 0 | 0 | 0 | 0 | 0 | 0 | 0
| 0 | [33 empty] | HVCON_ID: 2000062. Wallarah Peninsula |  | Swansea 33_11kV Tx1 | 0 | 0 | 0.22291 | 0 | 0 | 0 | 0 | 0 | 0 | 0 | 0 | 0 | 0 | 0 | 0 | 0 | 0 | 0 | 0 | 0 | 0 | 0 | 0 | 0 | 0 | 0 | 0 | 0 | 0 | 0 | 0 | 0
| Diversity Factor: 0 | [33 empty] | HVCON_ID: 2000062. Wallarah Peninsula |  | Swansea 33_11kV Tx2 | 0 | 0 | 0.22291 | 0 | 0 | 0 | 0 | 0 | 0 | 0 | 0 | 0 | 0 | 0 | 0 | 0 | 0 | 0 | 0 | 0 | 0 | 0 | 0 | 0 | 0 | 0 | 0 | 0 | 0 | 0 | 0 | 0
[35 empty] | HVCON_ID: 2000063. Wallarah Peninsula |  | Swansea 33_11kV Tx1 | 0 | 0 | 0 | 0.11146 | 0 | 0 | 0 | 0 | 0 | 0 | 0 | 0 | 0 | 0 | 0 | 0 | 0 | 0 | 0 | 0 | 0 | 0 | 0 | 0 | 0 | 0 | 0 | 0 | 0 | 0 | 0 | 0
[35 empty] | HVCON_ID: 2000063. Wallarah Peninsula |  | Swansea 33_11kV Tx2 | 0 | 0 | 0 | 0.11146 | 0 | 0 | 0 | 0 | 0 | 0 | 0 | 0 | 0 | 0 | 0 | 0 | 0 | 0 | 0 | 0 | 0 | 0 | 0 | 0 | 0 | 0 | 0 | 0 | 0 | 0 | 0 | 0
| 0 | [33 empty] | HVCON_ID: 2000064. Wallarah Peninsula |  | Swansea 33_11kV Tx1 | 0 | 0 | 0 | 0 | 0.11146 | 0 | 0 | 0 | 0 | 0 | 0 | 0 | 0 | 0 | 0 | 0 | 0 | 0 | 0 | 0 | 0 | 0 | 0 | 0 | 0 | 0 | 0 | 0 | 0 | 0 | 0 | 0
| Diversity Factor: 0 | [33 empty] | HVCON_ID: 2000064. Wallarah Peninsula |  | Swansea 33_11kV Tx2 | 0 | 0 | 0 | 0 | 0.11146 | 0 | 0 | 0 | 0 | 0 | 0 | 0 | 0 | 0 | 0 | 0 | 0 | 0 | 0 | 0 | 0 | 0 | 0 | 0 | 0 | 0 | 0 | 0 | 0 | 0 | 0 | 0
[35 empty] | Econometric |  | Swansea 33_11kV Tx1 | 0 | 0 | 0 | 0 | 0 | 0 | 0 | 0 | 0 | 0.054904 | 0.10162 | 0.1351 | 0.18038 | 0.19772 | 0.18846 | 0.17889 | 0.18149 | 0.18412 | 0.18679 | 0.1895 | 0.19225 | 0.19503 | 0.19785 | 0.20071 | 0.2036 | 0.20654 | 0.20952 | 0.21253 | 0.21559 | 0.21869 | 0.22183 | 0.22501
[35 empty] | Econometric |  | Swansea 33_11kV Tx2 | 0 | 0 | 0 | 0 | 0 | 0 | 0 | 0 | 0 | 0.054904 | 0.10162 | 0.1351 | 0.18038 | 0.19772 | 0.18846 | 0.17889 | 0.18149 | 0.18412 | 0.18679 | 0.1895 | 0.19225 | 0.19503 | 0.19785 | 0.20071 | 0.2036 | 0.20654 | 0.20952 | 0.21253 | 0.21559 | 0.21869 | 0.22183 | 0.22501
| 0 | [33 empty] | Energy Efficiency |  | Swansea 33_11kV Tx1 | 0 | 0 | 0 | 0 | 0 | 0 | 0 | -0.0072059 | -0.0038596 | -0.033202 | -0.054019 | -0.08422 | -0.090498 | -0.05647 | -0.045357 | -0.051012 | -0.049406 | -0.05566 | -0.043102 | -0.043994 | -0.0382 | -0.034931 | -0.03741 | -0.039527 | -0.039527 | -0.039527 | -0.039527 | -0.039527 | -0.039527 | -0.039527 | -0.039527 | -0.039527
| Diversity Factor: 0 | [33 empty] | Energy Efficiency |  | Swansea 33_11kV Tx2 | 0 | 0 | 0 | 0 | 0 | 0 | 0 | -0.0072059 | -0.0038596 | -0.033202 | -0.054019 | -0.08422 | -0.090498 | -0.05647 | -0.045357 | -0.051012 | -0.049406 | -0.05566 | -0.043102 | -0.043994 | -0.0382 | -0.034931 | -0.03741 | -0.039527 | -0.039527 | -0.039527 | -0.039527 | -0.039527 | -0.039527 | -0.039527 | -0.039527 | -0.039527
[35 empty] | Solar PV |  | Swansea 33_11kV Tx1 | 0 | 0 | 0 | -9e-05 | -0.00225 | -0.01509 | -0.022565 | -0.01147 | -0.012866 | -0.01453 | -0.015944 | -0.017064 | -0.017976 | -0.018821 | -0.0182 | -0.018489 | -0.014147 | -0.016946 | -0.016946 | -0.016946 | -0.016946 | -0.016946 | -0.016946 | -0.016946 | -0.016946 | -0.016946 | -0.016946 | -0.016946 | -0.016946 | -0.016946 | -0.016946 | -0.016946
[35 empty] | Solar PV |  | Swansea 33_11kV Tx2 | 0 | 0 | 0 | -9e-05 | -0.00225 | -0.01509 | -0.022565 | -0.01147 | -0.012866 | -0.01453 | -0.015944 | -0.017064 | -0.017976 | -0.018821 | -0.0182 | -0.018489 | -0.014147 | -0.016946 | -0.016946 | -0.016946 | -0.016946 | -0.016946 | -0.016946 | -0.016946 | -0.016946 | -0.016946 | -0.016946 | -0.016946 | -0.016946 | -0.016946 | -0.016946 | -0.016946
0
Diversity Factor: 0
0
Diversity Factor: 0
0
Diversity Factor: 0
| Weather Correction and Public Holiday Factors | [8 empty] | 0: Forecast ROG
ROG Justification
| Actual loads for season 13/14 have been weather corrected by the following: | [6 empty] | 1.319% |  | 0: Rog Capped +/-5% | [35 empty] | Rog Capped +/-5%
1 | 2 | 3 | 4 | 5 | 6 | 7 | 8 | 9 | 10 | 14/15 | 15/16 | 16/17 | 17/18 | 18/19 | 19/20 | 20/21 | 21/22 | 22/23 | 23/24 | 24/25 | 25/26 | 26/27 | 27/28 | 28/29 | 29/30 | 30/31 | 31/32 | 32/33 | 33/34 | 34/35 | 35/36 | 36/37 | 37/38 | 38/39
0.95 | 0.9025 | 0.87242 | 0.85789 | 0.85789 | 0.85789 | 0.85789 | 0.85789 | 0.85789 | 0.85789 | -5% | -5% | -3.333% | -1.666% | 0% | 0% | 0% | 0% | 0% | 0% | 0% | 0% | 0% | 0% | 0% | 0% | 0% | 0% | 0% | 0% | 0% | 0% | 0% | 0% | 0%
Substation Load Detail
[7 empty] | Units | 13/14 |  | 14/15 | 15/16 | 16/17 | 17/18 | 18/19 | 19/20 | 20/21 | 21/22 | 22/23 | 23/24 | 24/25 | 25/26 | 26/27 | 27/28 | 28/29 | 29/30 | 30/31 | 31/32 | 32/33 | 33/34 | 34/35 | 35/36 | 36/37 | 37/38 | 38/39
1 | Swansea 33_11kV | Compensated |  | Load (LV side) |  |  | Amps | 0 |  | 501.0384 | 474.2307 | 459.1759 | 451.4195 | 454.9691 | 462.5177 | 475.3696 | 488.4808 | 499.9634 | 512.3433 | 524.0496 | 537.3545 | 550.8501 | 565.242 | 580.2691 | 595.332 | 610.4726 | 625.9173 | 641.6703 | 657.7357 | 674.1178 | 690.8209 | 707.8493 | 725.2074 | 742.8997
|  |  |  | Apparent Power |  |  | MVA | 9.785 | 10.25 | 9.5461 | 9.0353 | 8.7485 | 8.6007 | 8.6683 | 8.8121 | 9.057 | 9.3068 | 9.5256 | 9.7615 | 9.9845 | 10.238 | 10.4951 | 10.7693 | 11.0556 | 11.3426 | 11.6311 | 11.9253 | 12.2255 | 12.5315 | 12.8437 | 13.1619 | 13.4863 | 13.8171 | 14.1541
|  |  |  | Real Power |  |  | MW | 9.4327 | 9.881 | 9.2024 | 8.71 | 8.4335 | 8.2911 | 8.3563 | 8.4949 | 8.731 | 8.9718 | 9.1827 | 9.41 | 9.625 | 9.8694 | 10.1173 | 10.3816 | 10.6576 | 10.9343 | 11.2123 | 11.496 | 11.7853 | 12.0804 | 12.3813 | 12.6881 | 13.0008 | 13.3196 | 13.6446
|  |  |  | Reactive Power |  |  | MVAr | 0 |  | 2.5383 | 2.4025 | 2.3262 | 2.2869 | 2.3049 | 2.3432 | 2.4083 | 2.4747 | 2.5329 | 2.5956 | 2.6549 | 2.7223 | 2.7907 | 2.8636 | 2.9397 | 3.016 | 3.0927 | 3.171 | 3.2508 | 3.3322 | 3.4152 | 3.4998 | 3.586 | 3.674 | 3.7636
|  |  |  | Capacitors In Service |  |  | MVAr | 0 |  | 0 | 0 | 0 | 0 | 0 | 0 | 0 | 0 | 0 | 0 | 0 | 0 | 0 | 0 | 0 | 0 | 0 | 0 | 0 | 0 | 0 | 0 | 0 | 0 | 0
|  |  |  | PF |  |  |  | 0.964 |  | 0.964 | 0.964 | 0.964 | 0.964 | 0.964 | 0.964 | 0.964 | 0.964 | 0.964 | 0.964 | 0.964 | 0.964 | 0.964 | 0.964 | 0.964 | 0.964 | 0.964 | 0.964 | 0.964 | 0.964 | 0.964 | 0.964 | 0.964 | 0.964 | 0.964
0.86547 | Diversity Factor: 0.87 | Uncompensated |  | Reactive Power |  |  | MVAr | 0 | 2.7255 | 2.5383 | 2.4025 | 2.3262 | 2.2869 | 2.3049 | 2.3432 | 2.4083 | 2.4747 | 2.5329 | 2.5956 | 2.6549 | 2.7223 | 2.7907 | 2.8636 | 2.9397 | 3.016 | 3.0927 | 3.171 | 3.2508 | 3.3322 | 3.4152 | 3.4998 | 3.586 | 3.674 | 3.7636
|  |  |  | PF |  |  |  | 0.964 |  | 0.964 | 0.964 | 0.964 | 0.964 | 0.964 | 0.964 | 0.964 | 0.964 | 0.964 | 0.964 | 0.964 | 0.964 | 0.964 | 0.964 | 0.964 | 0.964 | 0.964 | 0.964 | 0.964 | 0.964 | 0.964 | 0.964 | 0.964 | 0.964 | 0.964
[10 empty] | 1 | 2 | 3 | 4 | 5 | 6 | 7 | 8 | 9 | 10 | 11 | 12 | 13 | 14 | 15 | 16 | 17 | 18 | 19 | 20 | 21 | 22 | 23 | 24 | 25
Transformer Load Detail
[7 empty] | Units | 13/14 |  | 14/15 | 15/16 | 16/17 | 17/18 | 18/19 | 19/20 | 20/21 | 21/22 | 22/23 | 23/24 | 24/25 | 25/26 | 26/27 | 27/28 | 28/29 | 29/30 | 30/31 | 31/32 | 32/33 | 33/34 | 34/35 | 35/36 | 36/37 | 37/38 | 38/39
| 0 | Compensated |  | Load (LV side) |  |  | Amps
|  |  |  | Apparent Power |  |  | MVA
|  |  |  | Real Power |  |  | MW
|  |  |  | Reactive Power |  |  | MVAr
|  |  |  | Capacitors In Service |  |  | MVAr
PF
| Zone Div: | Uncompensated |  | Reactive Power |  |  | MVAr
PF
| 0 | Compensated |  | Load (LV side) |  |  | Amps
|  |  |  | Apparent Power |  |  | MVA
|  |  |  | Real Power |  |  | MW
|  |  |  | Reactive Power |  |  | MVAr
|  |  |  | Capacitors In Service |  |  | MVAr
PF
| Zone Div: | Uncompensated |  | Reactive Power |  |  | MVAr
PF
| 0 | Compensated |  | Load (LV side) |  |  | Amps
|  |  |  | Apparent Power |  |  | MVA
|  |  |  | Real Power |  |  | MW
|  |  |  | Reactive Power |  |  | MVAr
|  |  |  | Capacitors In Service |  |  | MVAr
PF
| Zone Div: | Uncompensated |  | Reactive Power |  |  | MVAr
PF
| 0 | Compensated |  | Load (LV side) |  |  | Amps
|  |  |  | Apparent Power |  |  | MVA
|  |  |  | Real Power |  |  | MW
|  |  |  | Reactive Power |  |  | MVAr
|  |  |  | Capacitors In Service |  |  | MVAr
PF
| Zone Div: | Uncompensated |  | Reactive Power |  |  | MVAr
PF
| 0 | Compensated |  | Load (LV side) |  |  | Amps
|  |  |  | Apparent Power |  |  | MVA
|  |  |  | Real Power |  |  | MW
|  |  |  | Reactive Power |  |  | MVAr
|  |  |  | Capacitors In Service |  |  | MVAr
PF
| Zone Div: | Uncompensated |  | Reactive Power |  |  | MVAr
PF
| 0 | Compensated |  | Load (LV side) |  |  | Amps
|  |  |  | Apparent Power |  |  | MVA
|  |  |  | Real Power |  |  | MW
|  |  |  | Reactive Power |  |  | MVAr
|  |  |  | Capacitors In Service |  |  | MVAr
PF
| Zone Div: | Uncompensated |  | Reactive Power |  |  | MVAr
PF
| 0 | Compensated |  | Load (LV side) |  |  | Amps
|  |  |  | Apparent Power |  |  | MVA
|  |  |  | Real Power |  |  | MW
|  |  |  | Reactive Power |  |  | MVAr
|  |  |  | Capacitors In Service |  |  | MVAr
PF
| Zone Div: | Uncompensated |  | Reactive Power |  |  | MVAr
PF
| 0 | Compensated |  | Load (LV side) |  |  | Amps
|  |  |  | Apparent Power |  |  | MVA
|  |  |  | Real Power |  |  | MW
|  |  |  | Reactive Power |  |  | MVAr
|  |  |  | Capacitors In Service |  |  | MVAr
PF
| Zone Div: | Uncompensated |  | Reactive Power |  |  | MVAr
PF
| 0 | Compensated |  | Load (LV side) |  |  | Amps
|  |  |  | Apparent Power |  |  | MVA
|  |  |  | Real Power |  |  | MW
|  |  |  | Reactive Power |  |  | MVAr
|  |  |  | Capacitors In Service |  |  | MVAr
PF
| Zone Div: | Uncompensated |  | Reactive Power |  |  | MVAr
PF
| 0 | Compensated |  | Load (LV side) |  |  | Amps
|  |  |  | Apparent Power |  |  | MVA
|  |  |  | Real Power |  |  | MW
|  |  |  | Reactive Power |  |  | MVAr
|  |  |  | Capacitors In Service |  |  | MVAr
PF
| Zone Div: | Uncompensated |  | Reactive Power |  |  | MVAr
PF