## Inclusions and Exclusions
Sydney Forecast Inclusions and Exclusions
Date Printed |  | 08JUL14:11:21:24
| Description | Value
Season |  | Winter | Winter
Either Summer or Winter
Year |  | 2014 | 2014
Year that the forecast starts
POE |  | 50% | 0.5
10%, 50%, 90%
Spots and Transfers |  | Y | Y
Are Spots and Transfers Included?
BBDM Spots |  | Y | Y
Is BBDM included?
Spots Coefficient |  | 55% | 0.55
Scaling factor applied to spot loads in the future
Aligned ROGs |  | Capped | Capped
Have ROGs been aligned to econometric forecast?
Committed Projects |  | Y | Y
Are Committed Projects Included?
Major Customers Scaling Factor |  | 100% | 1
Scaling factor applied to major customer connections in the future
Future Transfers |  | Y | Y
Are future transfers included?
Future Spots |  | 4 | 4
Future spots are cleared from the following forecast year

## Customer26
| Customer26 | [16 empty] | 2014 | WINTER
| Substation Total Loads | [33 empty] | Spots & Transfers Detail
| Historical Loads | MVA | [7 empty] | Weather Corrected Forecast Loads |  |  |  | MVA | [20 empty] | Spots & Transfers Summary | MVA |  | Historical Spots & Transfers | [6 empty] | Forecast Spots & Transfers
|  | 2007 | 2008 | 2009 | 2010 | 2011 | 2012 | 2013 |  | 2014 | 2015 | 2016 | 2017 | 2018 | 2019 | 2020 | 2021 | 2022 | 2023 | 2024 | 2025 | 2026 | 2027 | 2028 | 2029 | 2030 | 2031 | 2032 | 2033 | 2034 | 2035 | 2036 | 2037 | 2038 |  |  |  | 2007 | 2008 | 2009 | 2010 | 2011 | 2012 | 2013 | 2014 | 2015 | 2016 | 2017 | 2018 | 2019 | 2020 | 2021 | 2022 | 2023 | 2024 | 2025 | 2026 | 2027 | 2028 | 2029 | 2030 | 2031 | 2032 | 2033 | 2034 | 2035 | 2036 | 2037 | 2038
| Total |  |  |  |  | 15.712 | 14.824 | 13.779 |  | 13.779 | 13.779 | 13.779 | 13.779 | 13.779 | 13.779 | 13.779 | 13.779 | 13.779 | 13.779 | 13.779 | 13.779 | 13.779 | 13.779 | 13.779 | 13.779 | 13.779 | 13.779 | 13.779 | 13.779 | 13.779 | 13.779 | 13.779 | 13.779 | 13.779 |  |  | Total | bar: Historical Spots & Transfers 2013
Firm Rating
| Total Capacity | [36 empty] | 0 | 0 | 0 | 0 | 0 | 0 | 0 | 0 | 0 | 0 | 0 | 0 | 0 | 0 | 0 | 0 | 0 | 0 | 0 | 0 | 0 | 0 | 0 | 0 | 0 | 0 | 0 | 0 | 0 | 0 | 0 | 0
|  | -7 | -6 | -5 | -4 | -3 | -2 | -1 |  | 0 | 1 | 2 | 3 | 4 | 5 | 6 | 7 | 8 | 9 | 10 | 11 | 12 | 13 | 14 | 15 | 16 | 17 | 18 | 19 | 20 | 21 | 22 | 23 | 24 |  |  |  | 0 | 0 | 0 | 0 | 0 | 0 | 0 | 0 | 0 | 0 | 0 | 0 | 0 | 0 | 0 | 0 | 0 | 0 | 0 | 0 | 0 | 0 | 0 | 0 | 0 | 0 | 0 | 0 | 0 | 0 | 0 | 0
| Transformer Loads | [36 empty] | 0 | 0 | 0 | 0 | 0 | 0 | 0 | 0 | 0 | 0 | 0 | 0 | 0 | 0 | 0 | 0 | 0 | 0 | 0 | 0 | 0 | 0 | 0 | 0 | 0 | 0 | 0 | 0 | 0 | 0 | 0 | 0
| Historical Loads | MVA | [7 empty] | Weather Corrected Forecast Loads |  |  |  | MVA | [23 empty] | 0 | 0 | 0 | 0 | 0 | 0 | 0 | 0 | 0 | 0 | 0 | 0 | 0 | 0 | 0 | 0 | 0 | 0 | 0 | 0 | 0 | 0 | 0 | 0 | 0 | 0 | 0 | 0 | 0 | 0 | 0 | 0
|  | 2007 | 2008 | 2009 | 2010 | 2011 | 2012 | 2013 |  | 2014 | 2015 | 2016 | 2017 | 2018 | 2019 | 2020 | 2021 | 2022 | 2023 | 2024 | 2025 | 2026 | 2027 | 2028 | 2029 | 2030 | 2031 | 2032 | 2033 | 2034 | 2035 | 2036 | 2037 | 2038 |  |  |  | 0 | 0 | 0 | 0 | 0 | 0 | 0 | 0 | 0 | 0 | 0 | 0 | 0 | 0 | 0 | 0 | 0 | 0 | 0 | 0 | 0 | 0 | 0 | 0 | 0 | 0 | 0 | 0 | 0 | 0 | 0 | 0
| 0 | [36 empty] | 0 | 0 | 0 | 0 | 0 | 0 | 0 | 0 | 0 | 0 | 0 | 0 | 0 | 0 | 0 | 0 | 0 | 0 | 0 | 0 | 0 | 0 | 0 | 0 | 0 | 0 | 0 | 0 | 0 | 0 | 0 | 0
| Diversity Factor: 0 | [36 empty] | 0 | 0 | 0 | 0 | 0 | 0 | 0 | 0 | 0 | 0 | 0 | 0 | 0 | 0 | 0 | 0 | 0 | 0 | 0 | 0 | 0 | 0 | 0 | 0 | 0 | 0 | 0 | 0 | 0 | 0 | 0 | 0
[38 empty] | 0 | 0 | 0 | 0 | 0 | 0 | 0 | 0 | 0 | 0 | 0 | 0 | 0 | 0 | 0 | 0 | 0 | 0 | 0 | 0 | 0 | 0 | 0 | 0 | 0 | 0 | 0 | 0 | 0 | 0 | 0 | 0
[38 empty] | 0 | 0 | 0 | 0 | 0 | 0 | 0 | 0 | 0 | 0 | 0 | 0 | 0 | 0 | 0 | 0 | 0 | 0 | 0 | 0 | 0 | 0 | 0 | 0 | 0 | 0 | 0 | 0 | 0 | 0 | 0 | 0
| 0 | [36 empty] | 0 | 0 | 0 | 0 | 0 | 0 | 0 | 0 | 0 | 0 | 0 | 0 | 0 | 0 | 0 | 0 | 0 | 0 | 0 | 0 | 0 | 0 | 0 | 0 | 0 | 0 | 0 | 0 | 0 | 0 | 0 | 0
Diversity Factor: 0
[38 empty] | Historical Spots & Transfers | [6 empty] | Forecast Spots & Transfers
[35 empty] | Project Name | From | To | 2007 | 2008 | 2009 | 2010 | 2011 | 2012 | 2013 | 2014 | 2015 | 2016 | 2017 | 2018 | 2019 | 2020 | 2021 | 2022 | 2023 | 2024 | 2025 | 2026 | 2027 | 2028 | 2029 | 2030 | 2031 | 2032 | 2033 | 2034 | 2035 | 2036 | 2037 | 2038
| 0 | [33 empty] | Major Customer Connection |  | Austar (Southland) 33kV | bar: Historical Spots & Transfers 2013
Diversity Factor: 0
0
Diversity Factor: 0
0
Diversity Factor: 0
0
Diversity Factor: 0
0
Diversity Factor: 0
0
Diversity Factor: 0
0
Diversity Factor: 0
0
Diversity Factor: 0
| Weather Correction and Public Holiday Factors | [8 empty] | Forecast ROG
ROG Justification
| Actual loads for season 2013 have been weather corrected by the following: | [6 empty] | 0% |  | N/A | [59 empty] | N/A
1 | 2 | 3 | 4 | 5 | 6 | 7 | 8 | 9 | 10 | 2014 | 2015 | 2016 | 2017 | 2018 | 2019 | 2020 | 2021 | 2022 | 2023 | 2024 | 2025 | 2026 | 2027 | 2028 | 2029 | 2030 | 2031 | 2032 | 2033 | 2034 | 2035 | 2036 | 2037 | 2038
1 | 1 | 1 | 1 | 1 | 1 | 1 | 1 | 1 | 1 | 0% | 0% | 0% | 0% | 0% | 0% | 0% | 0% | 0% | 0% | 0% | 0% | 0% | 0% | 0% | 0% | 0% | 0% | 0% | 0% | 0% | 0% | 0% | 0% | 0%
Substation Load Detail
[7 empty] | Units | 2013 |  | 2014 | 2015 | 2016 | 2017 | 2018 | 2019 | 2020 | 2021 | 2022 | 2023 | 2024 | 2025 | 2026 | 2027 | 2028 | 2029 | 2030 | 2031 | 2032 | 2033 | 2034 | 2035 | 2036 | 2037 | 2038
1 | Customer26 | Compensated |  | Load (LV side) |  |  | Amps | 241 |  | 241 | 241 | 241 | 241 | 241 | 241 | 241 | 241 | 241 | 241 | 241 | 241 | 241 | 241 | 241 | 241 | 241 | 241 | 241 | 241 | 241 | 241 | 241 | 241 | 241
|  |  |  | Apparent Power |  |  | MVA | 13.779 |  | 13.779 | 13.779 | 13.779 | 13.779 | 13.779 | 13.779 | 13.779 | 13.779 | 13.779 | 13.779 | 13.779 | 13.779 | 13.779 | 13.779 | 13.779 | 13.779 | 13.779 | 13.779 | 13.779 | 13.779 | 13.779 | 13.779 | 13.779 | 13.779 | 13.779
|  |  |  | Real Power |  |  | MW | 12.4011 |  | 12.4011 | 12.4011 | 12.4011 | 12.4011 | 12.4011 | 12.4011 | 12.4011 | 12.4011 | 12.4011 | 12.4011 | 12.4011 | 12.4011 | 12.4011 | 12.4011 | 12.4011 | 12.4011 | 12.4011 | 12.4011 | 12.4011 | 12.4011 | 12.4011 | 12.4011 | 12.4011 | 12.4011 | 12.4011
|  |  |  | Reactive Power |  |  | MVAr | 6.0061 |  | 6.0061 | 6.0061 | 6.0061 | 6.0061 | 6.0061 | 6.0061 | 6.0061 | 6.0061 | 6.0061 | 6.0061 | 6.0061 | 6.0061 | 6.0061 | 6.0061 | 6.0061 | 6.0061 | 6.0061 | 6.0061 | 6.0061 | 6.0061 | 6.0061 | 6.0061 | 6.0061 | 6.0061 | 6.0061
|  |  |  | Capacitors In Service |  |  | MVAr | 0 |  | 0 | 0 | 0 | 0 | 0 | 0 | 0 | 0 | 0 | 0 | 0 | 0 | 0 | 0 | 0 | 0 | 0 | 0 | 0 | 0 | 0 | 0 | 0 | 0 | 0
|  |  |  | PF |  |  |  | 0.9 |  | 0.9 | 0.9 | 0.9 | 0.9 | 0.9 | 0.9 | 0.9 | 0.9 | 0.9 | 0.9 | 0.9 | 0.9 | 0.9 | 0.9 | 0.9 | 0.9 | 0.9 | 0.9 | 0.9 | 0.9 | 0.9 | 0.9 | 0.9 | 0.9 | 0.9
0.69847 | Diversity Factor: 0.7 | Uncompensated |  | Reactive Power |  |  | MVAr | 6.0061 |  | 6.0061 | 6.0061 | 6.0061 | 6.0061 | 6.0061 | 6.0061 | 6.0061 | 6.0061 | 6.0061 | 6.0061 | 6.0061 | 6.0061 | 6.0061 | 6.0061 | 6.0061 | 6.0061 | 6.0061 | 6.0061 | 6.0061 | 6.0061 | 6.0061 | 6.0061 | 6.0061 | 6.0061 | 6.0061
|  |  |  | PF |  |  |  | 0.9 |  | 0.9 | 0.9 | 0.9 | 0.9 | 0.9 | 0.9 | 0.9 | 0.9 | 0.9 | 0.9 | 0.9 | 0.9 | 0.9 | 0.9 | 0.9 | 0.9 | 0.9 | 0.9 | 0.9 | 0.9 | 0.9 | 0.9 | 0.9 | 0.9 | 0.9
[10 empty] | 1 | 2 | 3 | 4 | 5 | 6 | 7 | 8 | 9 | 10 | 11 | 12 | 13 | 14 | 15 | 16 | 17 | 18 | 19 | 20 | 21 | 22 | 23 | 24 | 25
Transformer Load Detail
[7 empty] | Units | 2013 |  | 2014 | 2015 | 2016 | 2017 | 2018 | 2019 | 2020 | 2021 | 2022 | 2023 | 2024 | 2025 | 2026 | 2027 | 2028 | 2029 | 2030 | 2031 | 2032 | 2033 | 2034 | 2035 | 2036 | 2037 | 2038
| 0 | Compensated |  | Load (LV side) |  |  | Amps
|  |  |  | Apparent Power |  |  | MVA
|  |  |  | Real Power |  |  | MW
|  |  |  | Reactive Power |  |  | MVAr
|  |  |  | Capacitors In Service |  |  | MVAr
PF
| Zone Div: | Uncompensated |  | Reactive Power |  |  | MVAr
PF
| 0 | Compensated |  | Load (LV side) |  |  | Amps
|  |  |  | Apparent Power |  |  | MVA
|  |  |  | Real Power |  |  | MW
|  |  |  | Reactive Power |  |  | MVAr
|  |  |  | Capacitors In Service |  |  | MVAr
PF
| Zone Div: | Uncompensated |  | Reactive Power |  |  | MVAr
PF
| 0 | Compensated |  | Load (LV side) |  |  | Amps
|  |  |  | Apparent Power |  |  | MVA
|  |  |  | Real Power |  |  | MW
|  |  |  | Reactive Power |  |  | MVAr
|  |  |  | Capacitors In Service |  |  | MVAr
PF
| Zone Div: | Uncompensated |  | Reactive Power |  |  | MVAr
PF
| 0 | Compensated |  | Load (LV side) |  |  | Amps
|  |  |  | Apparent Power |  |  | MVA
|  |  |  | Real Power |  |  | MW
|  |  |  | Reactive Power |  |  | MVAr
|  |  |  | Capacitors In Service |  |  | MVAr
PF
| Zone Div: | Uncompensated |  | Reactive Power |  |  | MVAr
PF
| 0 | Compensated |  | Load (LV side) |  |  | Amps
|  |  |  | Apparent Power |  |  | MVA
|  |  |  | Real Power |  |  | MW
|  |  |  | Reactive Power |  |  | MVAr
|  |  |  | Capacitors In Service |  |  | MVAr
PF
| Zone Div: | Uncompensated |  | Reactive Power |  |  | MVAr
PF
| 0 | Compensated |  | Load (LV side) |  |  | Amps
|  |  |  | Apparent Power |  |  | MVA
|  |  |  | Real Power |  |  | MW
|  |  |  | Reactive Power |  |  | MVAr
|  |  |  | Capacitors In Service |  |  | MVAr
PF
| Zone Div: | Uncompensated |  | Reactive Power |  |  | MVAr
PF
| 0 | Compensated |  | Load (LV side) |  |  | Amps
|  |  |  | Apparent Power |  |  | MVA
|  |  |  | Real Power |  |  | MW
|  |  |  | Reactive Power |  |  | MVAr
|  |  |  | Capacitors In Service |  |  | MVAr
PF
| Zone Div: | Uncompensated |  | Reactive Power |  |  | MVAr
PF
| 0 | Compensated |  | Load (LV side) |  |  | Amps
|  |  |  | Apparent Power |  |  | MVA
|  |  |  | Real Power |  |  | MW
|  |  |  | Reactive Power |  |  | MVAr
|  |  |  | Capacitors In Service |  |  | MVAr
PF
| Zone Div: | Uncompensated |  | Reactive Power |  |  | MVAr
PF
| 0 | Compensated |  | Load (LV side) |  |  | Amps
|  |  |  | Apparent Power |  |  | MVA
|  |  |  | Real Power |  |  | MW
|  |  |  | Reactive Power |  |  | MVAr
|  |  |  | Capacitors In Service |  |  | MVAr
PF
| Zone Div: | Uncompensated |  | Reactive Power |  |  | MVAr
PF
| 0 | Compensated |  | Load (LV side) |  |  | Amps
|  |  |  | Apparent Power |  |  | MVA
|  |  |  | Real Power |  |  | MW
|  |  |  | Reactive Power |  |  | MVAr
|  |  |  | Capacitors In Service |  |  | MVAr
PF
| Zone Div: | Uncompensated |  | Reactive Power |  |  | MVAr
PF

## Customer27
| Customer27 | [16 empty] | 2014 | WINTER
| Substation Total Loads | [33 empty] | Spots & Transfers Detail
| Historical Loads | MVA | [7 empty] | Weather Corrected Forecast Loads |  |  |  | MVA | [20 empty] | Spots & Transfers Summary | MVA |  | Historical Spots & Transfers | [6 empty] | Forecast Spots & Transfers
|  | 2007 | 2008 | 2009 | 2010 | 2011 | 2012 | 2013 |  | 2014 | 2015 | 2016 | 2017 | 2018 | 2019 | 2020 | 2021 | 2022 | 2023 | 2024 | 2025 | 2026 | 2027 | 2028 | 2029 | 2030 | 2031 | 2032 | 2033 | 2034 | 2035 | 2036 | 2037 | 2038 |  |  |  | 2007 | 2008 | 2009 | 2010 | 2011 | 2012 | 2013 | 2014 | 2015 | 2016 | 2017 | 2018 | 2019 | 2020 | 2021 | 2022 | 2023 | 2024 | 2025 | 2026 | 2027 | 2028 | 2029 | 2030 | 2031 | 2032 | 2033 | 2034 | 2035 | 2036 | 2037 | 2038
| Total | [6 empty] | 0.963 |  | 0.963 | 0.963 | 0.963 | 0.963 | 0.963 | 0.963 | 0.963 | 0.963 | 0.963 | 0.963 | 0.963 | 0.963 | 0.963 | 0.963 | 0.963 | 0.963 | 0.963 | 0.963 | 0.963 | 0.963 | 0.963 | 0.963 | 0.963 | 0.963 | 0.963 |  |  | Total | Historical Spots & Transfers 2013: 5
Firm Rating
| Total Capacity | [36 empty] | 0 | 0 | 0 | 0 | 0 | 0 | 0 | 0 | 0 | 0 | 0 | 0 | 0 | 0 | 0 | 0 | 0 | 0 | 0 | 0 | 0 | 0 | 0 | 0 | 0 | 0 | 0 | 0 | 0 | 0 | 0 | 0
|  | -7 | -6 | -5 | -4 | -3 | -2 | -1 |  | 0 | 1 | 2 | 3 | 4 | 5 | 6 | 7 | 8 | 9 | 10 | 11 | 12 | 13 | 14 | 15 | 16 | 17 | 18 | 19 | 20 | 21 | 22 | 23 | 24 |  |  |  | 0 | 0 | 0 | 0 | 0 | 0 | 0 | 0 | 0 | 0 | 0 | 0 | 0 | 0 | 0 | 0 | 0 | 0 | 0 | 0 | 0 | 0 | 0 | 0 | 0 | 0 | 0 | 0 | 0 | 0 | 0 | 0
| Transformer Loads | [36 empty] | 0 | 0 | 0 | 0 | 0 | 0 | 0 | 0 | 0 | 0 | 0 | 0 | 0 | 0 | 0 | 0 | 0 | 0 | 0 | 0 | 0 | 0 | 0 | 0 | 0 | 0 | 0 | 0 | 0 | 0 | 0 | 0
| Historical Loads | MVA | [7 empty] | Weather Corrected Forecast Loads |  |  |  | MVA | [23 empty] | 0 | 0 | 0 | 0 | 0 | 0 | 0 | 0 | 0 | 0 | 0 | 0 | 0 | 0 | 0 | 0 | 0 | 0 | 0 | 0 | 0 | 0 | 0 | 0 | 0 | 0 | 0 | 0 | 0 | 0 | 0 | 0
|  | 2007 | 2008 | 2009 | 2010 | 2011 | 2012 | 2013 |  | 2014 | 2015 | 2016 | 2017 | 2018 | 2019 | 2020 | 2021 | 2022 | 2023 | 2024 | 2025 | 2026 | 2027 | 2028 | 2029 | 2030 | 2031 | 2032 | 2033 | 2034 | 2035 | 2036 | 2037 | 2038 |  |  |  | 0 | 0 | 0 | 0 | 0 | 0 | 0 | 0 | 0 | 0 | 0 | 0 | 0 | 0 | 0 | 0 | 0 | 0 | 0 | 0 | 0 | 0 | 0 | 0 | 0 | 0 | 0 | 0 | 0 | 0 | 0 | 0
| 0 | [36 empty] | 0 | 0 | 0 | 0 | 0 | 0 | 0 | 0 | 0 | 0 | 0 | 0 | 0 | 0 | 0 | 0 | 0 | 0 | 0 | 0 | 0 | 0 | 0 | 0 | 0 | 0 | 0 | 0 | 0 | 0 | 0 | 0
| Diversity Factor: 0 | [36 empty] | 0 | 0 | 0 | 0 | 0 | 0 | 0 | 0 | 0 | 0 | 0 | 0 | 0 | 0 | 0 | 0 | 0 | 0 | 0 | 0 | 0 | 0 | 0 | 0 | 0 | 0 | 0 | 0 | 0 | 0 | 0 | 0
[38 empty] | 0 | 0 | 0 | 0 | 0 | 0 | 0 | 0 | 0 | 0 | 0 | 0 | 0 | 0 | 0 | 0 | 0 | 0 | 0 | 0 | 0 | 0 | 0 | 0 | 0 | 0 | 0 | 0 | 0 | 0 | 0 | 0
[38 empty] | 0 | 0 | 0 | 0 | 0 | 0 | 0 | 0 | 0 | 0 | 0 | 0 | 0 | 0 | 0 | 0 | 0 | 0 | 0 | 0 | 0 | 0 | 0 | 0 | 0 | 0 | 0 | 0 | 0 | 0 | 0 | 0
| 0 | [36 empty] | 0 | 0 | 0 | 0 | 0 | 0 | 0 | 0 | 0 | 0 | 0 | 0 | 0 | 0 | 0 | 0 | 0 | 0 | 0 | 0 | 0 | 0 | 0 | 0 | 0 | 0 | 0 | 0 | 0 | 0 | 0 | 0
Diversity Factor: 0
[38 empty] | Historical Spots & Transfers | [6 empty] | Forecast Spots & Transfers
[35 empty] | Project Name | From | To | 2007 | 2008 | 2009 | 2010 | 2011 | 2012 | 2013 | 2014 | 2015 | 2016 | 2017 | 2018 | 2019 | 2020 | 2021 | 2022 | 2023 | 2024 | 2025 | 2026 | 2027 | 2028 | 2029 | 2030 | 2031 | 2032 | 2033 | 2034 | 2035 | 2036 | 2037 | 2038
| 0 | [33 empty] | Major Customer Connection |  | Austar 2 33kV | Historical Spots & Transfers 2013: 5
Diversity Factor: 0
0
Diversity Factor: 0
0
Diversity Factor: 0
0
Diversity Factor: 0
0
Diversity Factor: 0
0
Diversity Factor: 0
0
Diversity Factor: 0
0
Diversity Factor: 0
| Weather Correction and Public Holiday Factors | [8 empty] | Forecast ROG
ROG Justification
| Actual loads for season 2013 have been weather corrected by the following: | [6 empty] | 0% |  | N/A | [59 empty] | N/A
1 | 2 | 3 | 4 | 5 | 6 | 7 | 8 | 9 | 10 | 2014 | 2015 | 2016 | 2017 | 2018 | 2019 | 2020 | 2021 | 2022 | 2023 | 2024 | 2025 | 2026 | 2027 | 2028 | 2029 | 2030 | 2031 | 2032 | 2033 | 2034 | 2035 | 2036 | 2037 | 2038
1 | 1 | 1 | 1 | 1 | 1 | 1 | 1 | 1 | 1 | 0% | 0% | 0% | 0% | 0% | 0% | 0% | 0% | 0% | 0% | 0% | 0% | 0% | 0% | 0% | 0% | 0% | 0% | 0% | 0% | 0% | 0% | 0% | 0% | 0%
Substation Load Detail
[7 empty] | Units | 2013 |  | 2014 | 2015 | 2016 | 2017 | 2018 | 2019 | 2020 | 2021 | 2022 | 2023 | 2024 | 2025 | 2026 | 2027 | 2028 | 2029 | 2030 | 2031 | 2032 | 2033 | 2034 | 2035 | 2036 | 2037 | 2038
1 | Customer27 | Compensated |  | Load (LV side) |  |  | Amps | 17 |  | 17 | 17 | 17 | 17 | 17 | 17 | 17 | 17 | 17 | 17 | 17 | 17 | 17 | 17 | 17 | 17 | 17 | 17 | 17 | 17 | 17 | 17 | 17 | 17 | 17
|  |  |  | Apparent Power |  |  | MVA | 0.963 |  | 0.963 | 0.963 | 0.963 | 0.963 | 0.963 | 0.963 | 0.963 | 0.963 | 0.963 | 0.963 | 0.963 | 0.963 | 0.963 | 0.963 | 0.963 | 0.963 | 0.963 | 0.963 | 0.963 | 0.963 | 0.963 | 0.963 | 0.963 | 0.963 | 0.963
|  |  |  | Real Power |  |  | MW | 0.8667 |  | 0.8667 | 0.8667 | 0.8667 | 0.8667 | 0.8667 | 0.8667 | 0.8667 | 0.8667 | 0.8667 | 0.8667 | 0.8667 | 0.8667 | 0.8667 | 0.8667 | 0.8667 | 0.8667 | 0.8667 | 0.8667 | 0.8667 | 0.8667 | 0.8667 | 0.8667 | 0.8667 | 0.8667 | 0.8667
|  |  |  | Reactive Power |  |  | MVAr | 0.41976 |  | 0.41976 | 0.41976 | 0.41976 | 0.41976 | 0.41976 | 0.41976 | 0.41976 | 0.41976 | 0.41976 | 0.41976 | 0.41976 | 0.41976 | 0.41976 | 0.41976 | 0.41976 | 0.41976 | 0.41976 | 0.41976 | 0.41976 | 0.41976 | 0.41976 | 0.41976 | 0.41976 | 0.41976 | 0.41976
|  |  |  | Capacitors In Service |  |  | MVAr | 0 |  | 0 | 0 | 0 | 0 | 0 | 0 | 0 | 0 | 0 | 0 | 0 | 0 | 0 | 0 | 0 | 0 | 0 | 0 | 0 | 0 | 0 | 0 | 0 | 0 | 0
|  |  |  | PF |  |  |  | 0.9 |  | 0.9 | 0.9 | 0.9 | 0.9 | 0.9 | 0.9 | 0.9 | 0.9 | 0.9 | 0.9 | 0.9 | 0.9 | 0.9 | 0.9 | 0.9 | 0.9 | 0.9 | 0.9 | 0.9 | 0.9 | 0.9 | 0.9 | 0.9 | 0.9 | 0.9
0.26999 | Diversity Factor: 0.27 | Uncompensated |  | Reactive Power |  |  | MVAr | 0.41976 |  | 0.41976 | 0.41976 | 0.41976 | 0.41976 | 0.41976 | 0.41976 | 0.41976 | 0.41976 | 0.41976 | 0.41976 | 0.41976 | 0.41976 | 0.41976 | 0.41976 | 0.41976 | 0.41976 | 0.41976 | 0.41976 | 0.41976 | 0.41976 | 0.41976 | 0.41976 | 0.41976 | 0.41976 | 0.41976
|  |  |  | PF |  |  |  | 0.9 |  | 0.9 | 0.9 | 0.9 | 0.9 | 0.9 | 0.9 | 0.9 | 0.9 | 0.9 | 0.9 | 0.9 | 0.9 | 0.9 | 0.9 | 0.9 | 0.9 | 0.9 | 0.9 | 0.9 | 0.9 | 0.9 | 0.9 | 0.9 | 0.9 | 0.9
[10 empty] | 1 | 2 | 3 | 4 | 5 | 6 | 7 | 8 | 9 | 10 | 11 | 12 | 13 | 14 | 15 | 16 | 17 | 18 | 19 | 20 | 21 | 22 | 23 | 24 | 25
Transformer Load Detail
[7 empty] | Units | 2013 |  | 2014 | 2015 | 2016 | 2017 | 2018 | 2019 | 2020 | 2021 | 2022 | 2023 | 2024 | 2025 | 2026 | 2027 | 2028 | 2029 | 2030 | 2031 | 2032 | 2033 | 2034 | 2035 | 2036 | 2037 | 2038
| 0 | Compensated |  | Load (LV side) |  |  | Amps
|  |  |  | Apparent Power |  |  | MVA
|  |  |  | Real Power |  |  | MW
|  |  |  | Reactive Power |  |  | MVAr
|  |  |  | Capacitors In Service |  |  | MVAr
PF
| Zone Div: | Uncompensated |  | Reactive Power |  |  | MVAr
PF
| 0 | Compensated |  | Load (LV side) |  |  | Amps
|  |  |  | Apparent Power |  |  | MVA
|  |  |  | Real Power |  |  | MW
|  |  |  | Reactive Power |  |  | MVAr
|  |  |  | Capacitors In Service |  |  | MVAr
PF
| Zone Div: | Uncompensated |  | Reactive Power |  |  | MVAr
PF
| 0 | Compensated |  | Load (LV side) |  |  | Amps
|  |  |  | Apparent Power |  |  | MVA
|  |  |  | Real Power |  |  | MW
|  |  |  | Reactive Power |  |  | MVAr
|  |  |  | Capacitors In Service |  |  | MVAr
PF
| Zone Div: | Uncompensated |  | Reactive Power |  |  | MVAr
PF
| 0 | Compensated |  | Load (LV side) |  |  | Amps
|  |  |  | Apparent Power |  |  | MVA
|  |  |  | Real Power |  |  | MW
|  |  |  | Reactive Power |  |  | MVAr
|  |  |  | Capacitors In Service |  |  | MVAr
PF
| Zone Div: | Uncompensated |  | Reactive Power |  |  | MVAr
PF
| 0 | Compensated |  | Load (LV side) |  |  | Amps
|  |  |  | Apparent Power |  |  | MVA
|  |  |  | Real Power |  |  | MW
|  |  |  | Reactive Power |  |  | MVAr
|  |  |  | Capacitors In Service |  |  | MVAr
PF
| Zone Div: | Uncompensated |  | Reactive Power |  |  | MVAr
PF
| 0 | Compensated |  | Load (LV side) |  |  | Amps
|  |  |  | Apparent Power |  |  | MVA
|  |  |  | Real Power |  |  | MW
|  |  |  | Reactive Power |  |  | MVAr
|  |  |  | Capacitors In Service |  |  | MVAr
PF
| Zone Div: | Uncompensated |  | Reactive Power |  |  | MVAr
PF
| 0 | Compensated |  | Load (LV side) |  |  | Amps
|  |  |  | Apparent Power |  |  | MVA
|  |  |  | Real Power |  |  | MW
|  |  |  | Reactive Power |  |  | MVAr
|  |  |  | Capacitors In Service |  |  | MVAr
PF
| Zone Div: | Uncompensated |  | Reactive Power |  |  | MVAr
PF
| 0 | Compensated |  | Load (LV side) |  |  | Amps
|  |  |  | Apparent Power |  |  | MVA
|  |  |  | Real Power |  |  | MW
|  |  |  | Reactive Power |  |  | MVAr
|  |  |  | Capacitors In Service |  |  | MVAr
PF
| Zone Div: | Uncompensated |  | Reactive Power |  |  | MVAr
PF
| 0 | Compensated |  | Load (LV side) |  |  | Amps
|  |  |  | Apparent Power |  |  | MVA
|  |  |  | Real Power |  |  | MW
|  |  |  | Reactive Power |  |  | MVAr
|  |  |  | Capacitors In Service |  |  | MVAr
PF
| Zone Div: | Uncompensated |  | Reactive Power |  |  | MVAr
PF
| 0 | Compensated |  | Load (LV side) |  |  | Amps
|  |  |  | Apparent Power |  |  | MVA
|  |  |  | Real Power |  |  | MW
|  |  |  | Reactive Power |  |  | MVAr
|  |  |  | Capacitors In Service |  |  | MVAr
PF
| Zone Div: | Uncompensated |  | Reactive Power |  |  | MVAr
PF

## Cessnock 33_11kV
| Cessnock 33_11kV | [16 empty] | 2014 | WINTER
| Substation Total Loads | [33 empty] | Spots & Transfers Detail
| Historical Loads | (11kV MVA) | [7 empty] | Weather Corrected Forecast Loads |  |  |  | (11kV MVA) | [20 empty] | Spots & Transfers Summary | (11kV MVA) |  | Historical Spots & Transfers | [6 empty] | Forecast Spots & Transfers
|  | 2007 | 2008 | 2009 | 2010 | 2011 | 2012 | 2013 |  | 2014 | 2015 | 2016 | 2017 | 2018 | 2019 | 2020 | 2021 | 2022 | 2023 | 2024 | 2025 | 2026 | 2027 | 2028 | 2029 | 2030 | 2031 | 2032 | 2033 | 2034 | 2035 | 2036 | 2037 | 2038 |  |  |  | 2007 | 2008 | 2009 | 2010 | 2011 | 2012 | 2013 | 2014 | 2015 | 2016 | 2017 | 2018 | 2019 | 2020 | 2021 | 2022 | 2023 | 2024 | 2025 | 2026 | 2027 | 2028 | 2029 | 2030 | 2031 | 2032 | 2033 | 2034 | 2035 | 2036 | 2037 | 2038
| Total | 18.9 | 18.8 | 17.3 | 16.8 | 15.99 | 16.303 | 14.573 |  | 13.9758 | 13.5387 | 13.3323 | 13.3475 | 13.5552 | 14.1051 | 14.7726 | 15.3674 | 15.955 | 16.5575 | 17.0179 | 17.6468 | 18.2842 | 18.953 | 19.6444 | 20.3399 | 21.0401 | 21.7525 | 22.4771 | 23.2142 | 23.9637 | 24.7259 | 25.4109 | 26.1872 | 26.9769 |  |  | Total | 0 | 0 | -0.26864 | 0 | 0 | 0 | -1.1432 | -0.029124 | -0.014564 | 0.067248 | 0.1512 | 0.20999 | 0.55534 | 0.67367 | 0.59987 | 0.59213 | 0.60688 | 0.59482 | 0.64527 | 0.65292 | 0.68389 | 0.70582 | 0.70909 | 0.71292 | 0.72444 | 0.73611 | 0.74794 | 0.75992 | 0.77206 | 0.78437 | 0.79684 | 0.80947
| Firm Rating | 0 | 0 | 0 | 22.9 | 22.9 | 22.86 | 22.86 |  | 22.86 | 22.86 | 22.86 | 22.86 | 22.86 | 22.86 | 22.86 | 22.86 | 22.86 | 22.86 | 22.86 | 22.86 | 22.86 | 22.86 | 22.86 | 22.86 | 22.86 | 22.86 | 22.86 | 22.86 | 22.86 | 22.86 | 22.86 | 22.86 | 22.86
| Total Capacity | 0 | 0 | 0 | 45.73 | 45.73 | 31.01 | 31.02 |  | 31.02 | 31.02 | 31.02 | 31.02 | 31.02 | 31.02 | 31.02 | 31.02 | 31.02 | 31.02 | 31.02 | 31.02 | 31.02 | 31.02 | 31.02 | 31.02 | 31.02 | 31.02 | 31.02 | 31.02 | 31.02 | 31.02 | 31.02 | 31.02 | 31.02 |  |  | Cessnock 33_11kV Tx1 | 0 | 0 | -0.13432 | 0 | 0 | 0 | -0.57158 | -0.014562 | -0.0072819 | 0.033624 | 0.075599 | 0.105 | 0.27767 | 0.33683 | 0.29993 | 0.29607 | 0.30344 | 0.29741 | 0.32264 | 0.32646 | 0.34194 | 0.35291 | 0.35455 | 0.35646 | 0.36222 | 0.36805 | 0.37397 | 0.37996 | 0.38603 | 0.39218 | 0.39842 | 0.40473
|  | -7 | -6 | -5 | -4 | -3 | -2 | -1 |  | 0 | 1 | 2 | 3 | 4 | 5 | 6 | 7 | 8 | 9 | 10 | 11 | 12 | 13 | 14 | 15 | 16 | 17 | 18 | 19 | 20 | 21 | 22 | 23 | 24 |  |  | Cessnock 33_11kV Tx2 | 0 | 0 | -0.13432 | 0 | 0 | 0 | -0.57158 | -0.014562 | -0.0072819 | 0.033624 | 0.075599 | 0.105 | 0.27767 | 0.33683 | 0.29993 | 0.29607 | 0.30344 | 0.29741 | 0.32264 | 0.32646 | 0.34194 | 0.35291 | 0.35455 | 0.35646 | 0.36222 | 0.36805 | 0.37397 | 0.37996 | 0.38603 | 0.39218 | 0.39842 | 0.40473
| Transformer Loads | [36 empty] | 0 | 0 | 0 | 0 | 0 | 0 | 0 | 0 | 0 | 0 | 0 | 0 | 0 | 0 | 0 | 0 | 0 | 0 | 0 | 0 | 0 | 0 | 0 | 0 | 0 | 0 | 0 | 0 | 0 | 0 | 0 | 0
| Historical Loads | (11kV MVA) | [7 empty] | 0: Weather Corrected Forecast Loads; 4: (11kV MVA) |  |  |  | 0 | 0 | 0 | 0 | 0 | 0 | 0 | 0 | 0 | 0 | 0 | 0 | 0 | 0 | 0 | 0 | 0 | 0 | 0 | 0 | 0 | 0 | 0 | 0 | 0 | 0 | 0 | 0 | 0 | 0 | 0 | 0
|  | 2007 | 2008 | 2009 | 2010 | 2011 | 2012 | 2013 |  | 2014 | 2015 | 2016 | 2017 | 2018 | 2019 | 2020 | 2021 | 2022 | 2023 | 2024 | 2025 | 2026 | 2027 | 2028 | 2029 | 2030 | 2031 | 2032 | 2033 | 2034 | 2035 | 2036 | 2037 | 2038 |  |  |  | 0 | 0 | 0 | 0 | 0 | 0 | 0 | 0 | 0 | 0 | 0 | 0 | 0 | 0 | 0 | 0 | 0 | 0 | 0 | 0 | 0 | 0 | 0 | 0 | 0 | 0 | 0 | 0 | 0 | 0 | 0 | 0
| 0 | [36 empty] | 0 | 0 | 0 | 0 | 0 | 0 | 0 | 0 | 0 | 0 | 0 | 0 | 0 | 0 | 0 | 0 | 0 | 0 | 0 | 0 | 0 | 0 | 0 | 0 | 0 | 0 | 0 | 0 | 0 | 0 | 0 | 0
| Diversity Factor: 0 | [36 empty] | 0 | 0 | 0 | 0 | 0 | 0 | 0 | 0 | 0 | 0 | 0 | 0 | 0 | 0 | 0 | 0 | 0 | 0 | 0 | 0 | 0 | 0 | 0 | 0 | 0 | 0 | 0 | 0 | 0 | 0 | 0 | 0
[38 empty] | 0 | 0 | 0 | 0 | 0 | 0 | 0 | 0 | 0 | 0 | 0 | 0 | 0 | 0 | 0 | 0 | 0 | 0 | 0 | 0 | 0 | 0 | 0 | 0 | 0 | 0 | 0 | 0 | 0 | 0 | 0 | 0
[38 empty] | 0 | 0 | 0 | 0 | 0 | 0 | 0 | 0 | 0 | 0 | 0 | 0 | 0 | 0 | 0 | 0 | 0 | 0 | 0 | 0 | 0 | 0 | 0 | 0 | 0 | 0 | 0 | 0 | 0 | 0 | 0 | 0
| 0 | [36 empty] | 0 | 0 | 0 | 0 | 0 | 0 | 0 | 0 | 0 | 0 | 0 | 0 | 0 | 0 | 0 | 0 | 0 | 0 | 0 | 0 | 0 | 0 | 0 | 0 | 0 | 0 | 0 | 0 | 0 | 0 | 0 | 0
Diversity Factor: 0
[38 empty] | Historical Spots & Transfers | [6 empty] | Forecast Spots & Transfers
[35 empty] | Project Name | From | To | 2007 | 2008 | 2009 | 2010 | 2011 | 2012 | 2013 | 2014 | 2015 | 2016 | 2017 | 2018 | 2019 | 2020 | 2021 | 2022 | 2023 | 2024 | 2025 | 2026 | 2027 | 2028 | 2029 | 2030 | 2031 | 2032 | 2033 | 2034 | 2035 | 2036 | 2037 | 2038
| 0 | [33 empty] | Broad based demand management |  | Cessnock 33_11kV Tx1 | 0 | 0 | 0 | 0 | 0 | 0 | 0 | 0 | 0 | 0 | 0 | 0 | 0 | 0 | 0 | 0 | 0 | 0 | 0 | 0 | 0 | 0 | 0 | 0 | 0 | 0 | 0 | 0 | 0 | 0 | 0 | 0
| Diversity Factor: 0 | [33 empty] | Broad based demand management |  | Cessnock 33_11kV Tx2 | 0 | 0 | 0 | 0 | 0 | 0 | 0 | 0 | 0 | 0 | 0 | 0 | 0 | 0 | 0 | 0 | 0 | 0 | 0 | 0 | 0 | 0 | 0 | 0 | 0 | 0 | 0 | 0 | 0 | 0 | 0 | 0
[35 empty] | DNP_ID: 2003. to Nulkaba (Lightfoot St) | Cessnock 33_11kV Tx1 | Nulkaba 33_11kV Tx1 | 0 | 0 | 0.11076 | 0 | 0 | 0 | 0 | 0 | 0 | 0 | 0 | 0 | 0 | 0 | 0 | 0 | 0 | 0 | 0 | 0 | 0 | 0 | 0 | 0 | 0 | 0 | 0 | 0 | 0 | 0 | 0 | 0
[35 empty] | DNP_ID: 2003. to Nulkaba (Lightfoot St) | Cessnock 33_11kV Tx1 | Nulkaba 33_11kV Tx2 | 0 | 0 | 0.089291 | 0 | 0 | 0 | 0 | 0 | 0 | 0 | 0 | 0 | 0 | 0 | 0 | 0 | 0 | 0 | 0 | 0 | 0 | 0 | 0 | 0 | 0 | 0 | 0 | 0 | 0 | 0 | 0 | 0
| 0 | [33 empty] | DNP_ID: 2003. to Nulkaba (Lightfoot St) | Cessnock 33_11kV Tx2 | Nulkaba 33_11kV Tx1 | 0 | 0 | 0.11076 | 0 | 0 | 0 | 0 | 0 | 0 | 0 | 0 | 0 | 0 | 0 | 0 | 0 | 0 | 0 | 0 | 0 | 0 | 0 | 0 | 0 | 0 | 0 | 0 | 0 | 0 | 0 | 0 | 0
| Diversity Factor: 0 | [33 empty] | DNP_ID: 2003. to Nulkaba (Lightfoot St) | Cessnock 33_11kV Tx2 | Nulkaba 33_11kV Tx2 | 0 | 0 | 0.089291 | 0 | 0 | 0 | 0 | 0 | 0 | 0 | 0 | 0 | 0 | 0 | 0 | 0 | 0 | 0 | 0 | 0 | 0 | 0 | 0 | 0 | 0 | 0 | 0 | 0 | 0 | 0 | 0 | 0
[35 empty] | DNP_ID: 2010. From Cessnock to Nulkaba (Lightfoot St) | Cessnock 33_11kV Tx1 | Nulkaba 33_11kV Tx1 | 0 | 0 | 0.11076 | 0 | 0 | 0 | 0 | 0 | 0 | 0 | 0 | 0 | 0 | 0 | 0 | 0 | 0 | 0 | 0 | 0 | 0 | 0 | 0 | 0 | 0 | 0 | 0 | 0 | 0 | 0 | 0 | 0
[35 empty] | DNP_ID: 2010. From Cessnock to Nulkaba (Lightfoot St) | Cessnock 33_11kV Tx1 | Nulkaba 33_11kV Tx2 | 0 | 0 | 0.089291 | 0 | 0 | 0 | 0 | 0 | 0 | 0 | 0 | 0 | 0 | 0 | 0 | 0 | 0 | 0 | 0 | 0 | 0 | 0 | 0 | 0 | 0 | 0 | 0 | 0 | 0 | 0 | 0 | 0
| 0 | [33 empty] | DNP_ID: 2010. From Cessnock to Nulkaba (Lightfoot St) | Cessnock 33_11kV Tx2 | Nulkaba 33_11kV Tx1 | 0 | 0 | 0.11076 | 0 | 0 | 0 | 0 | 0 | 0 | 0 | 0 | 0 | 0 | 0 | 0 | 0 | 0 | 0 | 0 | 0 | 0 | 0 | 0 | 0 | 0 | 0 | 0 | 0 | 0 | 0 | 0 | 0
| Diversity Factor: 0 | [33 empty] | DNP_ID: 2010. From Cessnock to Nulkaba (Lightfoot St) | Cessnock 33_11kV Tx2 | Nulkaba 33_11kV Tx2 | 0 | 0 | 0.089291 | 0 | 0 | 0 | 0 | 0 | 0 | 0 | 0 | 0 | 0 | 0 | 0 | 0 | 0 | 0 | 0 | 0 | 0 | 0 | 0 | 0 | 0 | 0 | 0 | 0 | 0 | 0 | 0 | 0
[35 empty] | DNP_ID: 6618. 11kV Transfers from Cessnock to Nulkaba STAGE 1 - Aug Nulkaba Fdr 33578 | Cessnock 33_11kV Tx1 | Nulkaba 33_11kV Tx2 | 0 | 0 | 0 | 0 | 0 | 0 | 0.57158 | 0 | 0 | 0 | 0 | 0 | 0 | 0 | 0 | 0 | 0 | 0 | 0 | 0 | 0 | 0 | 0 | 0 | 0 | 0 | 0 | 0 | 0 | 0 | 0 | 0
[35 empty] | DNP_ID: 6618. 11kV Transfers from Cessnock to Nulkaba STAGE 1 - Aug Nulkaba Fdr 33578 | Cessnock 33_11kV Tx2 | Nulkaba 33_11kV Tx2 | 0 | 0 | 0 | 0 | 0 | 0 | 0.57158 | 0 | 0 | 0 | 0 | 0 | 0 | 0 | 0 | 0 | 0 | 0 | 0 | 0 | 0 | 0 | 0 | 0 | 0 | 0 | 0 | 0 | 0 | 0 | 0 | 0
| 0 | [33 empty] | HVCON_ID: 2000003. HP352-07 - BCB Plant |  | Cessnock 33_11kV Tx1 | 0 | 0 | 0.26578 | 0 | 0 | 0 | 0 | 0 | 0 | 0 | 0 | 0 | 0 | 0 | 0 | 0 | 0 | 0 | 0 | 0 | 0 | 0 | 0 | 0 | 0 | 0 | 0 | 0 | 0 | 0 | 0 | 0
| Diversity Factor: 0 | [33 empty] | HVCON_ID: 2000003. HP352-07 - BCB Plant |  | Cessnock 33_11kV Tx2 | 0 | 0 | 0.26578 | 0 | 0 | 0 | 0 | 0 | 0 | 0 | 0 | 0 | 0 | 0 | 0 | 0 | 0 | 0 | 0 | 0 | 0 | 0 | 0 | 0 | 0 | 0 | 0 | 0 | 0 | 0 | 0 | 0
[35 empty] | Econometric |  | Cessnock 33_11kV Tx1 | 0 | 0 | 0 | 0 | 0 | 0 | 0 | 0 | 0 | 0.085334 | 0.15874 | 0.2343 | 0.41556 | 0.42148 | 0.36538 | 0.3705 | 0.37568 | 0.38093 | 0.38625 | 0.39164 | 0.39711 | 0.40264 | 0.40825 | 0.41394 | 0.4197 | 0.42553 | 0.43145 | 0.43744 | 0.44351 | 0.44966 | 0.4559 | 0.46221
[35 empty] | Econometric |  | Cessnock 33_11kV Tx2 | 0 | 0 | 0 | 0 | 0 | 0 | 0 | 0 | 0 | 0.085334 | 0.15874 | 0.2343 | 0.41556 | 0.42148 | 0.36538 | 0.3705 | 0.37568 | 0.38093 | 0.38625 | 0.39164 | 0.39711 | 0.40264 | 0.40825 | 0.41394 | 0.4197 | 0.42553 | 0.43145 | 0.43744 | 0.44351 | 0.44966 | 0.4559 | 0.46221
| 0 | [33 empty] | Energy Efficiency |  | Cessnock 33_11kV Tx1 | 0 | 0 | 0 | 0 | 0 | 0 | 0 | -0.014562 | -0.0072819 | -0.05171 | -0.083141 | -0.1293 | -0.13789 | -0.084643 | -0.065448 | -0.07443 | -0.07224 | -0.083518 | -0.063614 | -0.06518 | -0.055162 | -0.049734 | -0.053706 | -0.057479 | -0.057479 | -0.057479 | -0.057479 | -0.057479 | -0.057479 | -0.057479 | -0.057479 | -0.057479
| Diversity Factor: 0 | [33 empty] | Energy Efficiency |  | Cessnock 33_11kV Tx2 | 0 | 0 | 0 | 0 | 0 | 0 | 0 | -0.014562 | -0.0072819 | -0.05171 | -0.083141 | -0.1293 | -0.13789 | -0.084643 | -0.065448 | -0.07443 | -0.07224 | -0.083518 | -0.063614 | -0.06518 | -0.055162 | -0.049734 | -0.053706 | -0.057479 | -0.057479 | -0.057479 | -0.057479 | -0.057479 | -0.057479 | -0.057479 | -0.057479 | -0.057479
[35 empty] | Solar PV |  | Cessnock 33_11kV Tx1 | 0 | 0 | 0 | 0 | 0 | 0 | 0 | 0 | 0 | 0 | 0 | 0 | 0 | 0 | 0 | 0 | 0 | 0 | 0 | 0 | 0 | 0 | 0 | 0 | 0 | 0 | 0 | 0 | 0 | 0 | 0 | 0
[35 empty] | Solar PV |  | Cessnock 33_11kV Tx2 | 0 | 0 | 0 | 0 | 0 | 0 | 0 | 0 | 0 | 0 | 0 | 0 | 0 | 0 | 0 | 0 | 0 | 0 | 0 | 0 | 0 | 0 | 0 | 0 | 0 | 0 | 0 | 0 | 0 | 0 | 0 | 0
0
Diversity Factor: 0
0
Diversity Factor: 0
0
Diversity Factor: 0
| Weather Correction and Public Holiday Factors | [8 empty] | Forecast ROG
ROG Justification
| Actual loads for season 2013 have been weather corrected by the following: | [6 empty] | 2.699% |  | 7 year ROG ok | [59 empty] | 7 year ROG ok
1 | 2 | 3 | 4 | 5 | 6 | 7 | 8 | 9 | 10 | 2014 | 2015 | 2016 | 2017 | 2018 | 2019 | 2020 | 2021 | 2022 | 2023 | 2024 | 2025 | 2026 | 2027 | 2028 | 2029 | 2030 | 2031 | 2032 | 2033 | 2034 | 2035 | 2036 | 2037 | 2038
0.97017 | 0.94123 | 0.92251 | 0.91334 | 0.91334 | 0.91334 | 0.91334 | 0.91334 | 0.91334 | 0.91334 | -2.983% | -2.983% | -1.989% | -0.994% | 0% | 0% | 0% | 0% | 0% | 0% | 0% | 0% | 0% | 0% | 0% | 0% | 0% | 0% | 0% | 0% | 0% | 0% | 0% | 0% | 0%
Substation Load Detail
[7 empty] | Units | 2013 |  | 2014 | 2015 | 2016 | 2017 | 2018 | 2019 | 2020 | 2021 | 2022 | 2023 | 2024 | 2025 | 2026 | 2027 | 2028 | 2029 | 2030 | 2031 | 2032 | 2033 | 2034 | 2035 | 2036 | 2037 | 2038
1 | Cessnock 33_11kV | Compensated |  | Load (LV side) |  |  | Amps | 0 |  | 733.5387 | 710.5973 | 699.7634 | 700.5601 | 711.4661 | 740.3243 | 775.3606 | 806.5823 | 837.4208 | 869.0448 | 893.2111 | 926.2158 | 959.6731 | 994.7763 | 1031.062 | 1067.569 | 1104.32 | 1141.71 | 1179.744 | 1218.428 | 1257.767 | 1297.77 | 1333.729 | 1374.469 | 1415.92
|  |  |  | Apparent Power |  |  | MVA | 14.573 | 14.78 | 13.9758 | 13.5387 | 13.3323 | 13.3475 | 13.5552 | 14.1051 | 14.7726 | 15.3674 | 15.955 | 16.5575 | 17.0179 | 17.6468 | 18.2842 | 18.953 | 19.6444 | 20.3399 | 21.0401 | 21.7525 | 22.4771 | 23.2142 | 23.9637 | 24.7259 | 25.4109 | 26.1872 | 26.9769
|  |  |  | Real Power |  |  | MW | 14.165 | 14.3662 | 13.9092 | 13.4801 | 13.2773 | 13.2922 | 13.4963 | 14.0361 | 14.6909 | 15.274 | 15.8495 | 16.4394 | 17.0176 | 17.6448 | 18.2794 | 18.9442 | 19.6302 | 20.3194 | 21.0124 | 21.7166 | 22.4321 | 23.1591 | 23.8977 | 24.6481 | 25.4106 | 26.1851 | 26.9719
|  |  |  | Reactive Power |  |  | MVAr | 0 |  | 1.3625 | 1.2588 | 1.2098 | 1.2134 | 1.2627 | 1.3932 | 1.5515 | 1.6925 | 1.8316 | 1.9742 | 0.114 | 0.26562 | 0.41905 | 0.57975 | 0.7456 | 0.91223 | 1.0797 | 1.25 | 1.4229 | 1.5987 | 1.7773 | 1.9587 | 0.143 | 0.33024 | 0.52045
|  |  |  | Capacitors In Service |  |  | MVAr | 0 |  | 2 | 2 | 2 | 2 | 2 | 2 | 2 | 2 | 2 | 2 | 4 | 4 | 4 | 4 | 4 | 4 | 4 | 4 | 4 | 4 | 4 | 4 | 6 | 6 | 6
|  |  |  | PF |  |  |  | 0.972 |  | 0.99524 | 0.99567 | 0.99587 | 0.99586 | 0.99565 | 0.99511 | 0.99447 | 0.99392 | 0.99339 | 0.99287 | 0.99998 | 0.99989 | 0.99974 | 0.99953 | 0.99928 | 0.99899 | 0.99868 | 0.99835 | 0.99799 | 0.99762 | 0.99725 | 0.99686 | 0.99998 | 0.99992 | 0.99981
0.94271 | Diversity Factor: 0.94 | Uncompensated |  | Reactive Power |  |  | MVAr | 0 | 3.473 | 3.3625 | 3.2588 | 3.2098 | 3.2134 | 3.2627 | 3.3932 | 3.5515 | 3.6925 | 3.8316 | 3.9742 | 4.114 | 4.2656 | 4.419 | 4.5797 | 4.7456 | 4.9122 | 5.0797 | 5.25 | 5.4229 | 5.5987 | 5.7773 | 5.9587 | 6.143 | 6.3302 | 6.5204
|  |  |  | PF |  |  |  | 0.972 |  | 0.972 | 0.972 | 0.972 | 0.972 | 0.972 | 0.972 | 0.972 | 0.972 | 0.972 | 0.972 | 0.972 | 0.972 | 0.972 | 0.972 | 0.972 | 0.972 | 0.972 | 0.972 | 0.972 | 0.972 | 0.972 | 0.972 | 0.972 | 0.972 | 0.972
[10 empty] | 1 | 2 | 3 | 4 | 5 | 6 | 7 | 8 | 9 | 10 | 11 | 12 | 13 | 14 | 15 | 16 | 17 | 18 | 19 | 20 | 21 | 22 | 23 | 24 | 25
Transformer Load Detail
[7 empty] | Units | 2013 |  | 2014 | 2015 | 2016 | 2017 | 2018 | 2019 | 2020 | 2021 | 2022 | 2023 | 2024 | 2025 | 2026 | 2027 | 2028 | 2029 | 2030 | 2031 | 2032 | 2033 | 2034 | 2035 | 2036 | 2037 | 2038
| 0 | Compensated |  | Load (LV side) |  |  | Amps
|  |  |  | Apparent Power |  |  | MVA
|  |  |  | Real Power |  |  | MW
|  |  |  | Reactive Power |  |  | MVAr
|  |  |  | Capacitors In Service |  |  | MVAr
PF
| Zone Div: | Uncompensated |  | Reactive Power |  |  | MVAr
PF
| 0 | Compensated |  | Load (LV side) |  |  | Amps
|  |  |  | Apparent Power |  |  | MVA
|  |  |  | Real Power |  |  | MW
|  |  |  | Reactive Power |  |  | MVAr
|  |  |  | Capacitors In Service |  |  | MVAr
PF
| Zone Div: | Uncompensated |  | Reactive Power |  |  | MVAr
PF
| 0 | Compensated |  | Load (LV side) |  |  | Amps
|  |  |  | Apparent Power |  |  | MVA
|  |  |  | Real Power |  |  | MW
|  |  |  | Reactive Power |  |  | MVAr
|  |  |  | Capacitors In Service |  |  | MVAr
PF
| Zone Div: | Uncompensated |  | Reactive Power |  |  | MVAr
PF
| 0 | Compensated |  | Load (LV side) |  |  | Amps
|  |  |  | Apparent Power |  |  | MVA
|  |  |  | Real Power |  |  | MW
|  |  |  | Reactive Power |  |  | MVAr
|  |  |  | Capacitors In Service |  |  | MVAr
PF
| Zone Div: | Uncompensated |  | Reactive Power |  |  | MVAr
PF
| 0 | Compensated |  | Load (LV side) |  |  | Amps
|  |  |  | Apparent Power |  |  | MVA
|  |  |  | Real Power |  |  | MW
|  |  |  | Reactive Power |  |  | MVAr
|  |  |  | Capacitors In Service |  |  | MVAr
PF
| Zone Div: | Uncompensated |  | Reactive Power |  |  | MVAr
PF
| 0 | Compensated |  | Load (LV side) |  |  | Amps
|  |  |  | Apparent Power |  |  | MVA
|  |  |  | Real Power |  |  | MW
|  |  |  | Reactive Power |  |  | MVAr
|  |  |  | Capacitors In Service |  |  | MVAr
PF
| Zone Div: | Uncompensated |  | Reactive Power |  |  | MVAr
PF
| 0 | Compensated |  | Load (LV side) |  |  | Amps
|  |  |  | Apparent Power |  |  | MVA
|  |  |  | Real Power |  |  | MW
|  |  |  | Reactive Power |  |  | MVAr
|  |  |  | Capacitors In Service |  |  | MVAr
PF
| Zone Div: | Uncompensated |  | Reactive Power |  |  | MVAr
PF
| 0 | Compensated |  | Load (LV side) |  |  | Amps
|  |  |  | Apparent Power |  |  | MVA
|  |  |  | Real Power |  |  | MW
|  |  |  | Reactive Power |  |  | MVAr
|  |  |  | Capacitors In Service |  |  | MVAr
PF
| Zone Div: | Uncompensated |  | Reactive Power |  |  | MVAr
PF
| 0 | Compensated |  | Load (LV side) |  |  | Amps
|  |  |  | Apparent Power |  |  | MVA
|  |  |  | Real Power |  |  | MW
|  |  |  | Reactive Power |  |  | MVAr
|  |  |  | Capacitors In Service |  |  | MVAr
PF
| Zone Div: | Uncompensated |  | Reactive Power |  |  | MVAr
PF
| 0 | Compensated |  | Load (LV side) |  |  | Amps
|  |  |  | Apparent Power |  |  | MVA
|  |  |  | Real Power |  |  | MW
|  |  |  | Reactive Power |  |  | MVAr
|  |  |  | Capacitors In Service |  |  | MVAr
PF
| Zone Div: | Uncompensated |  | Reactive Power |  |  | MVAr
PF

## Kurri 132_11kV
| Kurri 132_11kV | [16 empty] | 2014 | WINTER
[6 empty] | Zone commissioned |  | 2010-10-22
| Substation Total Loads | [33 empty] | Spots & Transfers Detail
| Historical Loads | (11kV MVA) | [7 empty] | Weather Corrected Forecast Loads |  |  |  | (11kV MVA) | [20 empty] | Spots & Transfers Summary | (11kV MVA) |  | Historical Spots & Transfers | [6 empty] | Forecast Spots & Transfers
|  | 2007 | 2008 | 2009 | 2010 | 2011 | 2012 | 2013 |  | 2014 | 2015 | 2016 | 2017 | 2018 | 2019 | 2020 | 2021 | 2022 | 2023 | 2024 | 2025 | 2026 | 2027 | 2028 | 2029 | 2030 | 2031 | 2032 | 2033 | 2034 | 2035 | 2036 | 2037 | 2038 |  |  |  | 2007 | 2008 | 2009 | 2010 | 2011 | 2012 | 2013 | 2014 | 2015 | 2016 | 2017 | 2018 | 2019 | 2020 | 2021 | 2022 | 2023 | 2024 | 2025 | 2026 | 2027 | 2028 | 2029 | 2030 | 2031 | 2032 | 2033 | 2034 | 2035 | 2036 | 2037 | 2038
| Total |  |  |  |  | 20.371 | 20.988 | 18.267 |  | 18.6236 | 21.0497 | 20.9567 | 20.9601 | 21.0114 | 21.1318 | 21.4449 | 21.7707 | 22.0732 | 22.3884 | 22.6889 | 22.2434 | 22.5865 | 22.9574 | 23.3475 | 23.738 | 24.1298 | 24.5303 | 24.9396 | 25.3579 | 25.7852 | 26.2218 | 26.6677 | 27.1231 | 27.5881 |  |  | Total | 0 | 0 | 0 | 0 | 23.9434 | 0.72019 | -2.1377 | -0.027592 | 2.5934 | 0.024005 | 0.061566 | 0.051329 | 0.12044 | 0.31309 | 0.32573 | 0.30258 | 0.31518 | 0.30048 | 0.35033 | 0.35514 | 0.38352 | 0.40292 | 0.4029 | 0.40379 | 0.41234 | 0.42102 | 0.42983 | 0.43876 | 0.44782 | 0.45701 | 0.46634 | 0.4758
| Firm Rating | 0 | 0 | 0 | 0 | 60 | 60 | 60 |  | 60 | 60 | 60 | 60 | 60 | 60 | 60 | 60 | 60 | 60 | 60 | 60 | 60 | 60 | 60 | 60 | 60 | 60 | 60 | 60 | 60 | 60 | 60 | 60 | 60
| Total Capacity | 0 | 0 | 0 | 0 | 100 | 100 | 100 |  | 100 | 100 | 100 | 100 | 100 | 100 | 100 | 100 | 100 | 100 | 100 | 100 | 100 | 100 | 100 | 100 | 100 | 100 | 100 | 100 | 100 | 100 | 100 | 100 | 100 |  |  | Kurri 132_11kV Tx1 | 0 | 0 | 0 | 0 | 10.435 | 0 | 0 | -0.012025 | -0.0073354 | 0.010462 | 0.026832 | 0.02237 | 0.05249 | 0.13645 | 0.14196 | 0.13187 | 0.13736 | 0.13096 | 0.15268 | 0.15478 | 0.16715 | 0.1756 | 0.17559 | 0.17598 | 0.17971 | 0.18349 | 0.18733 | 0.19122 | 0.19517 | 0.19918 | 0.20324 | 0.20736
|  | -7 | -6 | -5 | -4 | -3 | -2 | -1 |  | 0 | 1 | 2 | 3 | 4 | 5 | 6 | 7 | 8 | 9 | 10 | 11 | 12 | 13 | 14 | 15 | 16 | 17 | 18 | 19 | 20 | 21 | 22 | 23 | 24 |  |  | Kurri 132_11kV Tx2 | 0 | 0 | 0 | 0 | 13.5084 | 0.72019 | -2.1377 | -0.015567 | 2.6007 | 0.013543 | 0.034734 | 0.028959 | 0.06795 | 0.17664 | 0.18377 | 0.17071 | 0.17782 | 0.16952 | 0.19765 | 0.20036 | 0.21637 | 0.22732 | 0.22731 | 0.22781 | 0.23264 | 0.23753 | 0.2425 | 0.24754 | 0.25265 | 0.25784 | 0.2631 | 0.26844
| Transformer Loads | [36 empty] | 0 | 0 | 0 | 0 | 0 | 0 | 0 | 0 | 0 | 0 | 0 | 0 | 0 | 0 | 0 | 0 | 0 | 0 | 0 | 0 | 0 | 0 | 0 | 0 | 0 | 0 | 0 | 0 | 0 | 0 | 0 | 0
| Historical Loads | (11kV MVA) | [7 empty] | 0: Weather Corrected Forecast Loads; 4: (11kV MVA) |  |  |  | 0 | 0 | 0 | 0 | 0 | 0 | 0 | 0 | 0 | 0 | 0 | 0 | 0 | 0 | 0 | 0 | 0 | 0 | 0 | 0 | 0 | 0 | 0 | 0 | 0 | 0 | 0 | 0 | 0 | 0 | 0 | 0
|  | 2007 | 2008 | 2009 | 2010 | 2011 | 2012 | 2013 |  | 2014 | 2015 | 2016 | 2017 | 2018 | 2019 | 2020 | 2021 | 2022 | 2023 | 2024 | 2025 | 2026 | 2027 | 2028 | 2029 | 2030 | 2031 | 2032 | 2033 | 2034 | 2035 | 2036 | 2037 | 2038 |  |  |  | 0 | 0 | 0 | 0 | 0 | 0 | 0 | 0 | 0 | 0 | 0 | 0 | 0 | 0 | 0 | 0 | 0 | 0 | 0 | 0 | 0 | 0 | 0 | 0 | 0 | 0 | 0 | 0 | 0 | 0 | 0 | 0
| 0 | [36 empty] | 0 | 0 | 0 | 0 | 0 | 0 | 0 | 0 | 0 | 0 | 0 | 0 | 0 | 0 | 0 | 0 | 0 | 0 | 0 | 0 | 0 | 0 | 0 | 0 | 0 | 0 | 0 | 0 | 0 | 0 | 0 | 0
| Diversity Factor: 0 | [36 empty] | 0 | 0 | 0 | 0 | 0 | 0 | 0 | 0 | 0 | 0 | 0 | 0 | 0 | 0 | 0 | 0 | 0 | 0 | 0 | 0 | 0 | 0 | 0 | 0 | 0 | 0 | 0 | 0 | 0 | 0 | 0 | 0
[38 empty] | 0 | 0 | 0 | 0 | 0 | 0 | 0 | 0 | 0 | 0 | 0 | 0 | 0 | 0 | 0 | 0 | 0 | 0 | 0 | 0 | 0 | 0 | 0 | 0 | 0 | 0 | 0 | 0 | 0 | 0 | 0 | 0
[38 empty] | 0 | 0 | 0 | 0 | 0 | 0 | 0 | 0 | 0 | 0 | 0 | 0 | 0 | 0 | 0 | 0 | 0 | 0 | 0 | 0 | 0 | 0 | 0 | 0 | 0 | 0 | 0 | 0 | 0 | 0 | 0 | 0
| 0 | [36 empty] | 0 | 0 | 0 | 0 | 0 | 0 | 0 | 0 | 0 | 0 | 0 | 0 | 0 | 0 | 0 | 0 | 0 | 0 | 0 | 0 | 0 | 0 | 0 | 0 | 0 | 0 | 0 | 0 | 0 | 0 | 0 | 0
Diversity Factor: 0
[38 empty] | Historical Spots & Transfers | [6 empty] | Forecast Spots & Transfers
[35 empty] | Project Name | From | To | 2007 | 2008 | 2009 | 2010 | 2011 | 2012 | 2013 | 2014 | 2015 | 2016 | 2017 | 2018 | 2019 | 2020 | 2021 | 2022 | 2023 | 2024 | 2025 | 2026 | 2027 | 2028 | 2029 | 2030 | 2031 | 2032 | 2033 | 2034 | 2035 | 2036 | 2037 | 2038
| 0 | [33 empty] | Broad based demand management |  | Kurri 132_11kV Tx1 | 0 | 0 | 0 | 0 | 0 | 0 | 0 | 0 | -0.0011456 | -0.0012729 | -0.0024186 | -0.018585 | -0.024949 | 0 | 0 | 0 | 0 | 0 | 0 | 0 | 0 | 0 | 0 | 0 | 0 | 0 | 0 | 0 | 0 | 0 | 0 | 0
| Diversity Factor: 0 | [33 empty] | Broad based demand management |  | Kurri 132_11kV Tx2 | 0 | 0 | 0 | 0 | 0 | 0 | 0 | 0 | -0.0014831 | -0.0016478 | -0.0031309 | -0.024058 | -0.032298 | 0 | 0 | 0 | 0 | 0 | 0 | 0 | 0 | 0 | 0 | 0 | 0 | 0 | 0 | 0 | 0 | 0 | 0 | 0
[35 empty] | DNP_ID: 2008. To retire Kurri 33 | Kurri 33_11kV Tx1 | Kurri 132_11kV Tx1 | 0 | 0 | 0 | 0 | 3.0225 | 0 | 0 | 0 | 0 | 0 | 0 | 0 | 0 | 0 | 0 | 0 | 0 | 0 | 0 | 0 | 0 | 0 | 0 | 0 | 0 | 0 | 0 | 0 | 0 | 0 | 0 | 0
[35 empty] | DNP_ID: 2008. To retire Kurri 33 | Kurri 33_11kV Tx1 | Kurri 132_11kV Tx2 | 0 | 0 | 0 | 0 | 3.9127 | 0 | 0 | 0 | 0 | 0 | 0 | 0 | 0 | 0 | 0 | 0 | 0 | 0 | 0 | 0 | 0 | 0 | 0 | 0 | 0 | 0 | 0 | 0 | 0 | 0 | 0 | 0
| 0 | [33 empty] | DNP_ID: 2008. To retire Kurri 33 | Kurri 33_11kV Tx2 | Kurri 132_11kV Tx1 | 0 | 0 | 0 | 0 | 3.0225 | 0 | 0 | 0 | 0 | 0 | 0 | 0 | 0 | 0 | 0 | 0 | 0 | 0 | 0 | 0 | 0 | 0 | 0 | 0 | 0 | 0 | 0 | 0 | 0 | 0 | 0 | 0
| Diversity Factor: 0 | [33 empty] | DNP_ID: 2008. To retire Kurri 33 | Kurri 33_11kV Tx2 | Kurri 132_11kV Tx2 | 0 | 0 | 0 | 0 | 3.9127 | 0 | 0 | 0 | 0 | 0 | 0 | 0 | 0 | 0 | 0 | 0 | 0 | 0 | 0 | 0 | 0 | 0 | 0 | 0 | 0 | 0 | 0 | 0 | 0 | 0 | 0 | 0
[35 empty] | DNP_ID: 2008. To retire Kurri 33 | Kurri 33_11kV Tx3 | Kurri 132_11kV Tx1 | 0 | 0 | 0 | 0 | 3.0225 | 0 | 0 | 0 | 0 | 0 | 0 | 0 | 0 | 0 | 0 | 0 | 0 | 0 | 0 | 0 | 0 | 0 | 0 | 0 | 0 | 0 | 0 | 0 | 0 | 0 | 0 | 0
[35 empty] | DNP_ID: 2008. To retire Kurri 33 | Kurri 33_11kV Tx3 | Kurri 132_11kV Tx2 | 0 | 0 | 0 | 0 | 3.9127 | 0 | 0 | 0 | 0 | 0 | 0 | 0 | 0 | 0 | 0 | 0 | 0 | 0 | 0 | 0 | 0 | 0 | 0 | 0 | 0 | 0 | 0 | 0 | 0 | 0 | 0 | 0
| 0 | [33 empty] | DNP_ID: 7129. Kurri Feeder 80923 Temporary Load Transfer to Telarah 48010 and East Maitland 48017 | Kurri 132_11kV Tx2 | Telarah 33_11kV Tx1 | 0 | 0 | 0 | 0 | 0 | 0 | 1.1717 | 0 | 0 | 0 | 0 | 0 | 0 | 0 | 0 | 0 | 0 | 0 | 0 | 0 | 0 | 0 | 0 | 0 | 0 | 0 | 0 | 0 | 0 | 0 | 0 | 0
| Diversity Factor: 0 | [33 empty] | DNP_ID: 7129. Kurri Feeder 80923 Temporary Load Transfer to Telarah 48010 and East Maitland 48017 | Kurri 132_11kV Tx2 | Telarah 33_11kV Tx2 | 0 | 0 | 0 | 0 | 0 | 0 | 1.1717 | 0 | 0 | 0 | 0 | 0 | 0 | 0 | 0 | 0 | 0 | 0 | 0 | 0 | 0 | 0 | 0 | 0 | 0 | 0 | 0 | 0 | 0 | 0 | 0 | 0
[35 empty] | DNP_ID: 7129. Kurri Feeder 80923 Temporary Load Transfer to Telarah 48010 and East Maitland 48017 | Telarah 33_11kV Tx1 | Kurri 132_11kV Tx2 | 0 | 0 | 0 | 0 | 0 | 0 | 0 | 0 | 1.3051 | 0 | 0 | 0 | 0 | 0 | 0 | 0 | 0 | 0 | 0 | 0 | 0 | 0 | 0 | 0 | 0 | 0 | 0 | 0 | 0 | 0 | 0 | 0
[35 empty] | DNP_ID: 7129. Kurri Feeder 80923 Temporary Load Transfer to Telarah 48010 and East Maitland 48017 | Telarah 33_11kV Tx2 | Kurri 132_11kV Tx2 | 0 | 0 | 0 | 0 | 0 | 0 | 0 | 0 | 1.3051 | 0 | 0 | 0 | 0 | 0 | 0 | 0 | 0 | 0 | 0 | 0 | 0 | 0 | 0 | 0 | 0 | 0 | 0 | 0 | 0 | 0 | 0 | 0
| 0 | [33 empty] | HVCON_ID: 2000006. Steel Strapline |  | Kurri 132_11kV Tx1 | 0 | 0 | 0 | 0 | 1.1733 | 0 | 0 | 0 | 0 | 0 | 0 | 0 | 0 | 0 | 0 | 0 | 0 | 0 | 0 | 0 | 0 | 0 | 0 | 0 | 0 | 0 | 0 | 0 | 0 | 0 | 0 | 0
| Diversity Factor: 0 | [33 empty] | HVCON_ID: 2000006. Steel Strapline |  | Kurri 132_11kV Tx2 | 0 | 0 | 0 | 0 | 1.5188 | 0 | 0 | 0 | 0 | 0 | 0 | 0 | 0 | 0 | 0 | 0 | 0 | 0 | 0 | 0 | 0 | 0 | 0 | 0 | 0 | 0 | 0 | 0 | 0 | 0 | 0 | 0
[35 empty] | HVCON_ID: 2000007. Coles Lang St HP83/10 |  | Kurri 132_11kV Tx1 | 0 | 0 | 0 | 0 | 0.1943 | 0 | 0 | 0 | 0 | 0 | 0 | 0 | 0 | 0 | 0 | 0 | 0 | 0 | 0 | 0 | 0 | 0 | 0 | 0 | 0 | 0 | 0 | 0 | 0 | 0 | 0 | 0
[35 empty] | HVCON_ID: 2000007. Coles Lang St HP83/10 |  | Kurri 132_11kV Tx2 | 0 | 0 | 0 | 0 | 0.25153 | 0 | 0 | 0 | 0 | 0 | 0 | 0 | 0 | 0 | 0 | 0 | 0 | 0 | 0 | 0 | 0 | 0 | 0 | 0 | 0 | 0 | 0 | 0 | 0 | 0 | 0 | 0
| 0 | [33 empty] | HVCON_ID: 2013177. Orica Ammonium Nitrate Emulsion Plant HV Connection |  | Kurri 132_11kV Tx2 | 0 | 0 | 0 | 0 | 0 | 0.36009 | 0 | 0 | 0 | 0 | 0 | 0 | 0 | 0 | 0 | 0 | 0 | 0 | 0 | 0 | 0 | 0 | 0 | 0 | 0 | 0 | 0 | 0 | 0 | 0 | 0 | 0
| Diversity Factor: 0 | [33 empty] | HVCON_ID: 2013178. Hunter Expressway Construction Facilities - Temporary load. |  | Kurri 132_11kV Tx2 | 0 | 0 | 0 | 0 | 0 | 0 | 0.20577 | 0 | 0 | 0 | 0 | 0 | 0 | 0 | 0 | 0 | 0 | 0 | 0 | 0 | 0 | 0 | 0 | 0 | 0 | 0 | 0 | 0 | 0 | 0 | 0 | 0
[35 empty] | HVCON_ID: 2013179. Kurri Coles Supermarket |  | Kurri 132_11kV Tx2 | 0 | 0 | 0 | 0 | 0 | 0.36009 | 0 | 0 | 0 | 0 | 0 | 0 | 0 | 0 | 0 | 0 | 0 | 0 | 0 | 0 | 0 | 0 | 0 | 0 | 0 | 0 | 0 | 0 | 0 | 0 | 0 | 0
[35 empty] | Econometric |  | Kurri 132_11kV Tx1 | 0 | 0 | 0 | 0 | 0 | 0 | 0 | 0 | 0 | 0.059684 | 0.10678 | 0.16168 | 0.20665 | 0.2164 | 0.20495 | 0.20311 | 0.20643 | 0.2098 | 0.21322 | 0.21669 | 0.22021 | 0.22378 | 0.22741 | 0.23108 | 0.23481 | 0.2386 | 0.24243 | 0.24633 | 0.25028 | 0.25428 | 0.25835 | 0.26247
| 0 | [33 empty] | Econometric |  | Kurri 132_11kV Tx2 | 0 | 0 | 0 | 0 | 0 | 0 | 0 | 0 | 0 | 0.077262 | 0.13823 | 0.2093 | 0.26752 | 0.28013 | 0.26531 | 0.26293 | 0.26723 | 0.27159 | 0.27602 | 0.28051 | 0.28507 | 0.28969 | 0.29439 | 0.29914 | 0.30397 | 0.30887 | 0.31384 | 0.31888 | 0.32399 | 0.32917 | 0.33443 | 0.33977
| Diversity Factor: 0 | [33 empty] | Energy Efficiency |  | Kurri 132_11kV Tx1 | 0 | 0 | 0 | 0 | 0 | 0 | 0 | -0.012025 | -0.0061898 | -0.047949 | -0.077532 | -0.12072 | -0.12921 | -0.07995 | -0.062986 | -0.071238 | -0.069069 | -0.078846 | -0.060543 | -0.061917 | -0.053068 | -0.048183 | -0.051817 | -0.055106 | -0.055106 | -0.055106 | -0.055106 | -0.055106 | -0.055106 | -0.055106 | -0.055106 | -0.055106
[35 empty] | Energy Efficiency |  | Kurri 132_11kV Tx2 | 0 | 0 | 0 | 0 | 0 | 0 | 0 | -0.015567 | -0.0080129 | -0.062071 | -0.10037 | -0.15628 | -0.16727 | -0.1035 | -0.081537 | -0.092219 | -0.089412 | -0.10207 | -0.078374 | -0.080153 | -0.068698 | -0.062374 | -0.067079 | -0.071336 | -0.071336 | -0.071336 | -0.071336 | -0.071336 | -0.071336 | -0.071336 | -0.071336 | -0.071336
[35 empty] | Solar PV |  | Kurri 132_11kV Tx1 | 0 | 0 | 0 | 0 | 0 | 0 | 0 | 0 | 0 | 0 | 0 | 0 | 0 | 0 | 0 | 0 | 0 | 0 | 0 | 0 | 0 | 0 | 0 | 0 | 0 | 0 | 0 | 0 | 0 | 0 | 0 | 0
| 0 | [33 empty] | Solar PV |  | Kurri 132_11kV Tx2 | 0 | 0 | 0 | 0 | 0 | 0 | 0 | 0 | 0 | 0 | 0 | 0 | 0 | 0 | 0 | 0 | 0 | 0 | 0 | 0 | 0 | 0 | 0 | 0 | 0 | 0 | 0 | 0 | 0 | 0 | 0 | 0
Diversity Factor: 0
0
Diversity Factor: 0
| Weather Correction and Public Holiday Factors | [8 empty] | Forecast ROG
ROG Justification
| Actual loads for season 2013 have been weather corrected by the following: | [6 empty] | 2.961% |  | 7 year ROG ok | [59 empty] | 7 year ROG ok
1 | 2 | 3 | 4 | 5 | 6 | 7 | 8 | 9 | 10 | 2014 | 2015 | 2016 | 2017 | 2018 | 2019 | 2020 | 2021 | 2022 | 2023 | 2024 | 2025 | 2026 | 2027 | 2028 | 2029 | 2030 | 2031 | 2032 | 2033 | 2034 | 2035 | 2036 | 2037 | 2038
0.99167 | 0.98341 | 0.97795 | 0.97524 | 0.97524 | 0.97524 | 0.97524 | 0.97524 | 0.97524 | 0.97524 | -0.833% | -0.833% | -0.555% | -0.277% | 0% | 0% | 0% | 0% | 0% | 0% | 0% | 0% | 0% | 0% | 0% | 0% | 0% | 0% | 0% | 0% | 0% | 0% | 0% | 0% | 0%
Substation Load Detail
[7 empty] | Units | 2013 |  | 2014 | 2015 | 2016 | 2017 | 2018 | 2019 | 2020 | 2021 | 2022 | 2023 | 2024 | 2025 | 2026 | 2027 | 2028 | 2029 | 2030 | 2031 | 2032 | 2033 | 2034 | 2035 | 2036 | 2037 | 2038
1 | Kurri 132_11kV | Compensated |  | Load (LV side) |  |  | Amps | 0 |  | 977.4871 | 1104.821 | 1099.943 | 1100.118 | 1102.813 | 1109.134 | 1125.567 | 1142.663 | 1158.544 | 1175.087 | 1190.858 | 1167.478 | 1185.485 | 1204.952 | 1225.427 | 1245.924 | 1266.487 | 1287.507 | 1308.99 | 1330.944 | 1353.374 | 1376.288 | 1399.692 | 1423.594 | 1448.001
|  |  |  | Apparent Power |  |  | MVA | 18.267 | 18.808 | 18.6236 | 21.0497 | 20.9567 | 20.9601 | 21.0114 | 21.1318 | 21.4449 | 21.7707 | 22.0732 | 22.3884 | 22.6889 | 22.2434 | 22.5865 | 22.9574 | 23.3475 | 23.738 | 24.1298 | 24.5303 | 24.9396 | 25.3579 | 25.7852 | 26.2218 | 26.6677 | 27.1231 | 27.5881
|  |  |  | Real Power |  |  | MW | 17.574 | 18.0945 | 17.9171 | 20.3226 | 20.2329 | 20.2361 | 20.2857 | 20.4019 | 20.7042 | 21.0187 | 21.3108 | 21.6151 | 21.9052 | 22.2434 | 22.5863 | 22.9566 | 23.3456 | 23.7346 | 24.1244 | 24.5225 | 24.929 | 25.344 | 25.7676 | 26.2 | 26.6412 | 27.0914 | 27.5508
|  |  |  | Reactive Power |  |  | MVAr | 0 |  | 5.0811 | 5.4845 | 5.4603 | 5.4612 | 5.4745 | 5.5059 | 5.5875 | 5.6724 | 5.7512 | 5.8333 | 5.9116 | 0.002893 | 0.095424 | 0.19535 | 0.30033 | 0.40531 | 0.51052 | 0.61795 | 0.72765 | 0.83964 | 0.95396 | 1.0706 | 1.1897 | 1.3112 | 1.4352
|  |  |  | Capacitors In Service |  |  | MVAr | 0 |  | 0 | 0 | 0 | 0 | 0 | 0 | 0 | 0 | 0 | 0 | 0 | 6 | 6 | 6 | 6 | 6 | 6 | 6 | 6 | 6 | 6 | 6 | 6 | 6 | 6
|  |  |  | PF |  |  |  | 0.96206 |  | 0.96206 | 0.96546 | 0.96546 | 0.96546 | 0.96546 | 0.96546 | 0.96546 | 0.96546 | 0.96546 | 0.96546 | 0.96546 | 1 | 0.99999 | 0.99996 | 0.99992 | 0.99985 | 0.99978 | 0.99968 | 0.99957 | 0.99945 | 0.99931 | 0.99917 | 0.999 | 0.99883 | 0.99865
0.96568 | Diversity Factor: 0.97 | Uncompensated |  | Reactive Power |  |  | MVAr | 0 | 5.1313 | 5.0811 | 5.4845 | 5.4603 | 5.4612 | 5.4745 | 5.5059 | 5.5875 | 5.6724 | 5.7512 | 5.8333 | 5.9116 | 6.0029 | 6.0954 | 6.1954 | 6.3003 | 6.4053 | 6.5105 | 6.618 | 6.7276 | 6.8396 | 6.954 | 7.0706 | 7.1897 | 7.3112 | 7.4352
|  |  |  | PF |  |  |  | 0.96206 |  | 0.96206 | 0.96546 | 0.96546 | 0.96546 | 0.96546 | 0.96546 | 0.96546 | 0.96546 | 0.96546 | 0.96546 | 0.96546 | 0.96546 | 0.96546 | 0.96546 | 0.96546 | 0.96546 | 0.96546 | 0.96546 | 0.96546 | 0.96546 | 0.96546 | 0.96546 | 0.96546 | 0.96546 | 0.96546
[10 empty] | 1 | 2 | 3 | 4 | 5 | 6 | 7 | 8 | 9 | 10 | 11 | 12 | 13 | 14 | 15 | 16 | 17 | 18 | 19 | 20 | 21 | 22 | 23 | 24 | 25
Transformer Load Detail
[7 empty] | Units | 2013 |  | 2014 | 2015 | 2016 | 2017 | 2018 | 2019 | 2020 | 2021 | 2022 | 2023 | 2024 | 2025 | 2026 | 2027 | 2028 | 2029 | 2030 | 2031 | 2032 | 2033 | 2034 | 2035 | 2036 | 2037 | 2038
| 0 | Compensated |  | Load (LV side) |  |  | Amps
|  |  |  | Apparent Power |  |  | MVA
|  |  |  | Real Power |  |  | MW
|  |  |  | Reactive Power |  |  | MVAr
|  |  |  | Capacitors In Service |  |  | MVAr
PF
| Zone Div: | Uncompensated |  | Reactive Power |  |  | MVAr
PF
| 0 | Compensated |  | Load (LV side) |  |  | Amps
|  |  |  | Apparent Power |  |  | MVA
|  |  |  | Real Power |  |  | MW
|  |  |  | Reactive Power |  |  | MVAr
|  |  |  | Capacitors In Service |  |  | MVAr
PF
| Zone Div: | Uncompensated |  | Reactive Power |  |  | MVAr
PF
| 0 | Compensated |  | Load (LV side) |  |  | Amps
|  |  |  | Apparent Power |  |  | MVA
|  |  |  | Real Power |  |  | MW
|  |  |  | Reactive Power |  |  | MVAr
|  |  |  | Capacitors In Service |  |  | MVAr
PF
| Zone Div: | Uncompensated |  | Reactive Power |  |  | MVAr
PF
| 0 | Compensated |  | Load (LV side) |  |  | Amps
|  |  |  | Apparent Power |  |  | MVA
|  |  |  | Real Power |  |  | MW
|  |  |  | Reactive Power |  |  | MVAr
|  |  |  | Capacitors In Service |  |  | MVAr
PF
| Zone Div: | Uncompensated |  | Reactive Power |  |  | MVAr
PF
| 0 | Compensated |  | Load (LV side) |  |  | Amps
|  |  |  | Apparent Power |  |  | MVA
|  |  |  | Real Power |  |  | MW
|  |  |  | Reactive Power |  |  | MVAr
|  |  |  | Capacitors In Service |  |  | MVAr
PF
| Zone Div: | Uncompensated |  | Reactive Power |  |  | MVAr
PF
| 0 | Compensated |  | Load (LV side) |  |  | Amps
|  |  |  | Apparent Power |  |  | MVA
|  |  |  | Real Power |  |  | MW
|  |  |  | Reactive Power |  |  | MVAr
|  |  |  | Capacitors In Service |  |  | MVAr
PF
| Zone Div: | Uncompensated |  | Reactive Power |  |  | MVAr
PF
| 0 | Compensated |  | Load (LV side) |  |  | Amps
|  |  |  | Apparent Power |  |  | MVA
|  |  |  | Real Power |  |  | MW
|  |  |  | Reactive Power |  |  | MVAr
|  |  |  | Capacitors In Service |  |  | MVAr
PF
| Zone Div: | Uncompensated |  | Reactive Power |  |  | MVAr
PF
| 0 | Compensated |  | Load (LV side) |  |  | Amps
|  |  |  | Apparent Power |  |  | MVA
|  |  |  | Real Power |  |  | MW
|  |  |  | Reactive Power |  |  | MVAr
|  |  |  | Capacitors In Service |  |  | MVAr
PF
| Zone Div: | Uncompensated |  | Reactive Power |  |  | MVAr
PF
| 0 | Compensated |  | Load (LV side) |  |  | Amps
|  |  |  | Apparent Power |  |  | MVA
|  |  |  | Real Power |  |  | MW
|  |  |  | Reactive Power |  |  | MVAr
|  |  |  | Capacitors In Service |  |  | MVAr
PF
| Zone Div: | Uncompensated |  | Reactive Power |  |  | MVAr
PF
| 0 | Compensated |  | Load (LV side) |  |  | Amps
|  |  |  | Apparent Power |  |  | MVA
|  |  |  | Real Power |  |  | MW
|  |  |  | Reactive Power |  |  | MVAr
|  |  |  | Capacitors In Service |  |  | MVAr
PF
| Zone Div: | Uncompensated |  | Reactive Power |  |  | MVAr
PF

## Kurri 33_11kV
| Kurri 33_11kV | [16 empty] | 2014 | WINTER
[6 empty] | Zone decommissioned |  | 2010-11-19
| Substation Total Loads | [33 empty] | Spots & Transfers Detail
| Historical Loads | (11kV MVA) | [7 empty] | Weather Corrected Forecast Loads |  |  |  | (11kV MVA) | [20 empty] | Spots & Transfers Summary | (11kV MVA) |  | Historical Spots & Transfers | [6 empty] | Forecast Spots & Transfers
|  | 2007 | 2008 | 2009 | 2010 | 2011 | 2012 | 2013 |  | 2014 | 2015 | 2016 | 2017 | 2018 | 2019 | 2020 | 2021 | 2022 | 2023 | 2024 | 2025 | 2026 | 2027 | 2028 | 2029 | 2030 | 2031 | 2032 | 2033 | 2034 | 2035 | 2036 | 2037 | 2038 |  |  |  | 2007 | 2008 | 2009 | 2010 | 2011 | 2012 | 2013 | 2014 | 2015 | 2016 | 2017 | 2018 | 2019 | 2020 | 2021 | 2022 | 2023 | 2024 | 2025 | 2026 | 2027 | 2028 | 2029 | 2030 | 2031 | 2032 | 2033 | 2034 | 2035 | 2036 | 2037 | 2038
| Total | 23.1 | 23 | 21.4 | 22 |  |  |  |  | 0 | 0 | 0 | 0 | 0 | 0 | 0 | 0 | 0 | 0 | 0 | 0 | 0 | 0 | 0 | 0 | 0 | 0 | 0 | 0 | 0 | 0 | 0 | 0 | 0 |  |  | Total | 0 | 0 | 0 | 0 | -23.1546 | 0 | 0 | 0 | 0 | 0 | 0 | 0 | 0 | 0 | 0 | 0 | 0 | 0 | 0 | 0 | 0 | 0 | 0 | 0 | 0 | 0 | 0 | 0 | 0 | 0 | 0 | 0
| Firm Rating | 0 | 0 | 0 | 30.2 | 0 | 0 | 0 |  | 0 | 0 | 0 | 0 | 0 | 0 | 0 | 0 | 0 | 0 | 0 | 0 | 0 | 0 | 0 | 0 | 0 | 0 | 0 | 0 | 0 | 0 | 0 | 0 | 0
| Total Capacity | 0 | 0 | 0 | 44.8889 | 0 | 0 | 0 |  | 0 | 0 | 0 | 0 | 0 | 0 | 0 | 0 | 0 | 0 | 0 | 0 | 0 | 0 | 0 | 0 | 0 | 0 | 0 | 0 | 0 | 0 | 0 | 0 | 0 |  |  | Kurri 33_11kV Tx1 | 0 | 0 | 0 | 0 | -7.7182 | 0 | 0 | 0 | 0 | 0 | 0 | 0 | 0 | 0 | 0 | 0 | 0 | 0 | 0 | 0 | 0 | 0 | 0 | 0 | 0 | 0 | 0 | 0 | 0 | 0 | 0 | 0
|  | -7 | -6 | -5 | -4 | -3 | -2 | -1 |  | 0 | 1 | 2 | 3 | 4 | 5 | 6 | 7 | 8 | 9 | 10 | 11 | 12 | 13 | 14 | 15 | 16 | 17 | 18 | 19 | 20 | 21 | 22 | 23 | 24 |  |  | Kurri 33_11kV Tx2 | 0 | 0 | 0 | 0 | -7.7182 | 0 | 0 | 0 | 0 | 0 | 0 | 0 | 0 | 0 | 0 | 0 | 0 | 0 | 0 | 0 | 0 | 0 | 0 | 0 | 0 | 0 | 0 | 0 | 0 | 0 | 0 | 0
| Transformer Loads | [35 empty] | Kurri 33_11kV Tx3 | 0 | 0 | 0 | 0 | -7.7182 | 0 | 0 | 0 | 0 | 0 | 0 | 0 | 0 | 0 | 0 | 0 | 0 | 0 | 0 | 0 | 0 | 0 | 0 | 0 | 0 | 0 | 0 | 0 | 0 | 0 | 0 | 0
| Historical Loads | (11kV MVA) | [7 empty] | Weather Corrected Forecast Loads |  |  |  | (11kV MVA) | [23 empty] | 0 | 0 | 0 | 0 | 0 | 0 | 0 | 0 | 0 | 0 | 0 | 0 | 0 | 0 | 0 | 0 | 0 | 0 | 0 | 0 | 0 | 0 | 0 | 0 | 0 | 0 | 0 | 0 | 0 | 0 | 0 | 0
|  | 2007 | 2008 | 2009 | 2010 | 2011 | 2012 | 2013 |  | 2014 | 2015 | 2016 | 2017 | 2018 | 2019 | 2020 | 2021 | 2022 | 2023 | 2024 | 2025 | 2026 | 2027 | 2028 | 2029 | 2030 | 2031 | 2032 | 2033 | 2034 | 2035 | 2036 | 2037 | 2038 |  |  |  | 0 | 0 | 0 | 0 | 0 | 0 | 0 | 0 | 0 | 0 | 0 | 0 | 0 | 0 | 0 | 0 | 0 | 0 | 0 | 0 | 0 | 0 | 0 | 0 | 0 | 0 | 0 | 0 | 0 | 0 | 0 | 0
| 0 | [36 empty] | 0 | 0 | 0 | 0 | 0 | 0 | 0 | 0 | 0 | 0 | 0 | 0 | 0 | 0 | 0 | 0 | 0 | 0 | 0 | 0 | 0 | 0 | 0 | 0 | 0 | 0 | 0 | 0 | 0 | 0 | 0 | 0
| Diversity Factor: 0 | [36 empty] | 0 | 0 | 0 | 0 | 0 | 0 | 0 | 0 | 0 | 0 | 0 | 0 | 0 | 0 | 0 | 0 | 0 | 0 | 0 | 0 | 0 | 0 | 0 | 0 | 0 | 0 | 0 | 0 | 0 | 0 | 0 | 0
[38 empty] | 0 | 0 | 0 | 0 | 0 | 0 | 0 | 0 | 0 | 0 | 0 | 0 | 0 | 0 | 0 | 0 | 0 | 0 | 0 | 0 | 0 | 0 | 0 | 0 | 0 | 0 | 0 | 0 | 0 | 0 | 0 | 0
[38 empty] | 0 | 0 | 0 | 0 | 0 | 0 | 0 | 0 | 0 | 0 | 0 | 0 | 0 | 0 | 0 | 0 | 0 | 0 | 0 | 0 | 0 | 0 | 0 | 0 | 0 | 0 | 0 | 0 | 0 | 0 | 0 | 0
| 0 | [36 empty] | 0 | 0 | 0 | 0 | 0 | 0 | 0 | 0 | 0 | 0 | 0 | 0 | 0 | 0 | 0 | 0 | 0 | 0 | 0 | 0 | 0 | 0 | 0 | 0 | 0 | 0 | 0 | 0 | 0 | 0 | 0 | 0
Diversity Factor: 0
[38 empty] | Historical Spots & Transfers | [6 empty] | Forecast Spots & Transfers
[35 empty] | Project Name | From | To | 2007 | 2008 | 2009 | 2010 | 2011 | 2012 | 2013 | 2014 | 2015 | 2016 | 2017 | 2018 | 2019 | 2020 | 2021 | 2022 | 2023 | 2024 | 2025 | 2026 | 2027 | 2028 | 2029 | 2030 | 2031 | 2032 | 2033 | 2034 | 2035 | 2036 | 2037 | 2038
| 0 | [33 empty] | DNP_ID: 2008. To retire Kurri 33 | Kurri 33_11kV Tx1 | Kurri 132_11kV Tx1 | 0 | 0 | 0 | 0 | 3.0225 | 0 | 0 | 0 | 0 | 0 | 0 | 0 | 0 | 0 | 0 | 0 | 0 | 0 | 0 | 0 | 0 | 0 | 0 | 0 | 0 | 0 | 0 | 0 | 0 | 0 | 0 | 0
| Diversity Factor: 0 | [33 empty] | DNP_ID: 2008. To retire Kurri 33 | Kurri 33_11kV Tx1 | Kurri 132_11kV Tx2 | 0 | 0 | 0 | 0 | 3.9127 | 0 | 0 | 0 | 0 | 0 | 0 | 0 | 0 | 0 | 0 | 0 | 0 | 0 | 0 | 0 | 0 | 0 | 0 | 0 | 0 | 0 | 0 | 0 | 0 | 0 | 0 | 0
[35 empty] | DNP_ID: 2008. To retire Kurri 33 | Kurri 33_11kV Tx2 | Kurri 132_11kV Tx1 | 0 | 0 | 0 | 0 | 3.0225 | 0 | 0 | 0 | 0 | 0 | 0 | 0 | 0 | 0 | 0 | 0 | 0 | 0 | 0 | 0 | 0 | 0 | 0 | 0 | 0 | 0 | 0 | 0 | 0 | 0 | 0 | 0
[35 empty] | DNP_ID: 2008. To retire Kurri 33 | Kurri 33_11kV Tx2 | Kurri 132_11kV Tx2 | 0 | 0 | 0 | 0 | 3.9127 | 0 | 0 | 0 | 0 | 0 | 0 | 0 | 0 | 0 | 0 | 0 | 0 | 0 | 0 | 0 | 0 | 0 | 0 | 0 | 0 | 0 | 0 | 0 | 0 | 0 | 0 | 0
| 0 | [33 empty] | DNP_ID: 2008. To retire Kurri 33 | Kurri 33_11kV Tx3 | Kurri 132_11kV Tx1 | 0 | 0 | 0 | 0 | 3.0225 | 0 | 0 | 0 | 0 | 0 | 0 | 0 | 0 | 0 | 0 | 0 | 0 | 0 | 0 | 0 | 0 | 0 | 0 | 0 | 0 | 0 | 0 | 0 | 0 | 0 | 0 | 0
| Diversity Factor: 0 | [33 empty] | DNP_ID: 2008. To retire Kurri 33 | Kurri 33_11kV Tx3 | Kurri 132_11kV Tx2 | 0 | 0 | 0 | 0 | 3.9127 | 0 | 0 | 0 | 0 | 0 | 0 | 0 | 0 | 0 | 0 | 0 | 0 | 0 | 0 | 0 | 0 | 0 | 0 | 0 | 0 | 0 | 0 | 0 | 0 | 0 | 0 | 0
[35 empty] | HVCON_ID: 2000005. Steel Strapline |  | Kurri 33_11kV Tx1 | 0 | 0 | 0 | 0 | -0.78306 | 0 | 0 | 0 | 0 | 0 | 0 | 0 | 0 | 0 | 0 | 0 | 0 | 0 | 0 | 0 | 0 | 0 | 0 | 0 | 0 | 0 | 0 | 0 | 0 | 0 | 0 | 0
[35 empty] | HVCON_ID: 2000005. Steel Strapline |  | Kurri 33_11kV Tx2 | 0 | 0 | 0 | 0 | -0.78306 | 0 | 0 | 0 | 0 | 0 | 0 | 0 | 0 | 0 | 0 | 0 | 0 | 0 | 0 | 0 | 0 | 0 | 0 | 0 | 0 | 0 | 0 | 0 | 0 | 0 | 0 | 0
| 0 | [33 empty] | HVCON_ID: 2000005. Steel Strapline |  | Kurri 33_11kV Tx3 | 0 | 0 | 0 | 0 | -0.78306 | 0 | 0 | 0 | 0 | 0 | 0 | 0 | 0 | 0 | 0 | 0 | 0 | 0 | 0 | 0 | 0 | 0 | 0 | 0 | 0 | 0 | 0 | 0 | 0 | 0 | 0 | 0
Diversity Factor: 0
0
Diversity Factor: 0
0
Diversity Factor: 0
0
Diversity Factor: 0
0
Diversity Factor: 0
0
Diversity Factor: 0
| Weather Correction and Public Holiday Factors | [8 empty] | Forecast ROG
ROG Justification
| Actual loads for season 2013 have been weather corrected by the following: | [6 empty] | 0% |  | 0
1 | 2 | 3 | 4 | 5 | 6 | 7 | 8 | 9 | 10 | 2014 | 2015 | 2016 | 2017 | 2018 | 2019 | 2020 | 2021 | 2022 | 2023 | 2024 | 2025 | 2026 | 2027 | 2028 | 2029 | 2030 | 2031 | 2032 | 2033 | 2034 | 2035 | 2036 | 2037 | 2038
1 | 1 | 1 | 1 | 1 | 1 | 1 | 1 | 1 | 1 | 0% | 0% | 0% | 0% | 0% | 0% | 0% | 0% | 0% | 0% | 0% | 0% | 0% | 0% | 0% | 0% | 0% | 0% | 0% | 0% | 0% | 0% | 0% | 0% | 0%
Substation Load Detail
[7 empty] | Units | 2013 |  | 2014 | 2015 | 2016 | 2017 | 2018 | 2019 | 2020 | 2021 | 2022 | 2023 | 2024 | 2025 | 2026 | 2027 | 2028 | 2029 | 2030 | 2031 | 2032 | 2033 | 2034 | 2035 | 2036 | 2037 | 2038
1 | Kurri 33_11kV | Compensated |  | Load (LV side) |  |  | Amps | 0 |  | 0 | 0 | 0 | 0 | 0 | 0 | 0 | 0 | 0 | 0 | 0 | 0 | 0 | 0 | 0 | 0 | 0 | 0 | 0 | 0 | 0 | 0 | 0 | 0 | 0
|  |  |  | Apparent Power |  |  | MVA | 0 | 0 | 0 | 0 | 0 | 0 | 0 | 0 | 0 | 0 | 0 | 0 | 0 | 0 | 0 | 0 | 0 | 0 | 0 | 0 | 0 | 0 | 0 | 0 | 0 | 0 | 0
|  |  |  | Real Power |  |  | MW | 0 | 0 | 0 | 0 | 0 | 0 | 0 | 0 | 0 | 0 | 0 | 0 | 0 | 0 | 0 | 0 | 0 | 0 | 0 | 0 | 0 | 0 | 0 | 0 | 0 | 0 | 0
|  |  |  | Reactive Power |  |  | MVAr | 0 |  | 0 | 0 | 0 | 0 | 0 | 0 | 0 | 0 | 0 | 0 | 0 | 0 | 0 | 0 | 0 | 0 | 0 | 0 | 0 | 0 | 0 | 0 | 0 | 0 | 0
|  |  |  | Capacitors In Service |  |  | MVAr | 0 |  | 0 | 0 | 0 | 0 | 0 | 0 | 0 | 0 | 0 | 0 | 0 | 0 | 0 | 0 | 0 | 0 | 0 | 0 | 0 | 0 | 0 | 0 | 0 | 0 | 0
|  |  |  | PF |  |  |  | 0 |  | 0 | 0 | 0 | 0 | 0 | 0 | 0 | 0 | 0 | 0 | 0 | 0 | 0 | 0 | 0 | 0 | 0 | 0 | 0 | 0 | 0 | 0 | 0 | 0 | 0
0.9769 | Diversity Factor: 0.98 | Uncompensated |  | Reactive Power |  |  | MVAr | 0 | 0 | 0 | 0 | 0 | 0 | 0 | 0 | 0 | 0 | 0 | 0 | 0 | 0 | 0 | 0 | 0 | 0 | 0 | 0 | 0 | 0 | 0 | 0 | 0 | 0 | 0
|  |  |  | PF |  |  |  | 0 |  | 0 | 0 | 0 | 0 | 0 | 0 | 0 | 0 | 0 | 0 | 0 | 0 | 0 | 0 | 0 | 0 | 0 | 0 | 0 | 0 | 0 | 0 | 0 | 0 | 0
[10 empty] | 1 | 2 | 3 | 4 | 5 | 6 | 7 | 8 | 9 | 10 | 11 | 12 | 13 | 14 | 15 | 16 | 17 | 18 | 19 | 20 | 21 | 22 | 23 | 24 | 25
Transformer Load Detail
[7 empty] | Units | 2013 |  | 2014 | 2015 | 2016 | 2017 | 2018 | 2019 | 2020 | 2021 | 2022 | 2023 | 2024 | 2025 | 2026 | 2027 | 2028 | 2029 | 2030 | 2031 | 2032 | 2033 | 2034 | 2035 | 2036 | 2037 | 2038
| 0 | Compensated |  | Load (LV side) |  |  | Amps
|  |  |  | Apparent Power |  |  | MVA
|  |  |  | Real Power |  |  | MW
|  |  |  | Reactive Power |  |  | MVAr
|  |  |  | Capacitors In Service |  |  | MVAr
PF
| Zone Div: | Uncompensated |  | Reactive Power |  |  | MVAr
PF
| 0 | Compensated |  | Load (LV side) |  |  | Amps
|  |  |  | Apparent Power |  |  | MVA
|  |  |  | Real Power |  |  | MW
|  |  |  | Reactive Power |  |  | MVAr
|  |  |  | Capacitors In Service |  |  | MVAr
PF
| Zone Div: | Uncompensated |  | Reactive Power |  |  | MVAr
PF
| 0 | Compensated |  | Load (LV side) |  |  | Amps
|  |  |  | Apparent Power |  |  | MVA
|  |  |  | Real Power |  |  | MW
|  |  |  | Reactive Power |  |  | MVAr
|  |  |  | Capacitors In Service |  |  | MVAr
PF
| Zone Div: | Uncompensated |  | Reactive Power |  |  | MVAr
PF
| 0 | Compensated |  | Load (LV side) |  |  | Amps
|  |  |  | Apparent Power |  |  | MVA
|  |  |  | Real Power |  |  | MW
|  |  |  | Reactive Power |  |  | MVAr
|  |  |  | Capacitors In Service |  |  | MVAr
PF
| Zone Div: | Uncompensated |  | Reactive Power |  |  | MVAr
PF
| 0 | Compensated |  | Load (LV side) |  |  | Amps
|  |  |  | Apparent Power |  |  | MVA
|  |  |  | Real Power |  |  | MW
|  |  |  | Reactive Power |  |  | MVAr
|  |  |  | Capacitors In Service |  |  | MVAr
PF
| Zone Div: | Uncompensated |  | Reactive Power |  |  | MVAr
PF
| 0 | Compensated |  | Load (LV side) |  |  | Amps
|  |  |  | Apparent Power |  |  | MVA
|  |  |  | Real Power |  |  | MW
|  |  |  | Reactive Power |  |  | MVAr
|  |  |  | Capacitors In Service |  |  | MVAr
PF
| Zone Div: | Uncompensated |  | Reactive Power |  |  | MVAr
PF
| 0 | Compensated |  | Load (LV side) |  |  | Amps
|  |  |  | Apparent Power |  |  | MVA
|  |  |  | Real Power |  |  | MW
|  |  |  | Reactive Power |  |  | MVAr
|  |  |  | Capacitors In Service |  |  | MVAr
PF
| Zone Div: | Uncompensated |  | Reactive Power |  |  | MVAr
PF
| 0 | Compensated |  | Load (LV side) |  |  | Amps
|  |  |  | Apparent Power |  |  | MVA
|  |  |  | Real Power |  |  | MW
|  |  |  | Reactive Power |  |  | MVAr
|  |  |  | Capacitors In Service |  |  | MVAr
PF
| Zone Div: | Uncompensated |  | Reactive Power |  |  | MVAr
PF
| 0 | Compensated |  | Load (LV side) |  |  | Amps
|  |  |  | Apparent Power |  |  | MVA
|  |  |  | Real Power |  |  | MW
|  |  |  | Reactive Power |  |  | MVAr
|  |  |  | Capacitors In Service |  |  | MVAr
PF
| Zone Div: | Uncompensated |  | Reactive Power |  |  | MVAr
PF
| 0 | Compensated |  | Load (LV side) |  |  | Amps
|  |  |  | Apparent Power |  |  | MVA
|  |  |  | Real Power |  |  | MW
|  |  |  | Reactive Power |  |  | MVAr
|  |  |  | Capacitors In Service |  |  | MVAr
PF
| Zone Div: | Uncompensated |  | Reactive Power |  |  | MVAr
PF

## Customer28
| Customer28 | [16 empty] | 2014 | WINTER
| Substation Total Loads | [33 empty] | Spots & Transfers Detail
| Historical Loads | MVA | [7 empty] | Weather Corrected Forecast Loads |  |  |  | MVA | [20 empty] | Spots & Transfers Summary | MVA |  | Historical Spots & Transfers | [6 empty] | Forecast Spots & Transfers
|  | 2007 | 2008 | 2009 | 2010 | 2011 | 2012 | 2013 |  | 2014 | 2015 | 2016 | 2017 | 2018 | 2019 | 2020 | 2021 | 2022 | 2023 | 2024 | 2025 | 2026 | 2027 | 2028 | 2029 | 2030 | 2031 | 2032 | 2033 | 2034 | 2035 | 2036 | 2037 | 2038 |  |  |  | 2007 | 2008 | 2009 | 2010 | 2011 | 2012 | 2013 | 2014 | 2015 | 2016 | 2017 | 2018 | 2019 | 2020 | 2021 | 2022 | 2023 | 2024 | 2025 | 2026 | 2027 | 2028 | 2029 | 2030 | 2031 | 2032 | 2033 | 2034 | 2035 | 2036 | 2037 | 2038
| Total |  |  |  |  | 366.907 | 77.746 | 7.03 |  | 7.03 | 7.03 | 7.03 | 7.03 | 7.03 | 7.03 | 7.03 | 7.03 | 7.03 | 7.03 | 7.03 | 7.03 | 7.03 | 7.03 | 7.03 | 7.03 | 7.03 | 7.03 | 7.03 | 7.03 | 7.03 | 7.03 | 7.03 | 7.03 | 7.03 |  |  | Total | Historical Spots & Transfers 2012: -289; Historical Spots & Transfers 2013: -73
Firm Rating
| Total Capacity | [36 empty] | 0 | 0 | 0 | 0 | 0 | 0 | 0 | 0 | 0 | 0 | 0 | 0 | 0 | 0 | 0 | 0 | 0 | 0 | 0 | 0 | 0 | 0 | 0 | 0 | 0 | 0 | 0 | 0 | 0 | 0 | 0 | 0
|  | -7 | -6 | -5 | -4 | -3 | -2 | -1 |  | 0 | 1 | 2 | 3 | 4 | 5 | 6 | 7 | 8 | 9 | 10 | 11 | 12 | 13 | 14 | 15 | 16 | 17 | 18 | 19 | 20 | 21 | 22 | 23 | 24 |  |  |  | 0 | 0 | 0 | 0 | 0 | 0 | 0 | 0 | 0 | 0 | 0 | 0 | 0 | 0 | 0 | 0 | 0 | 0 | 0 | 0 | 0 | 0 | 0 | 0 | 0 | 0 | 0 | 0 | 0 | 0 | 0 | 0
| Transformer Loads | [36 empty] | 0 | 0 | 0 | 0 | 0 | 0 | 0 | 0 | 0 | 0 | 0 | 0 | 0 | 0 | 0 | 0 | 0 | 0 | 0 | 0 | 0 | 0 | 0 | 0 | 0 | 0 | 0 | 0 | 0 | 0 | 0 | 0
| Historical Loads | MVA | [7 empty] | Weather Corrected Forecast Loads |  |  |  | MVA | [23 empty] | 0 | 0 | 0 | 0 | 0 | 0 | 0 | 0 | 0 | 0 | 0 | 0 | 0 | 0 | 0 | 0 | 0 | 0 | 0 | 0 | 0 | 0 | 0 | 0 | 0 | 0 | 0 | 0 | 0 | 0 | 0 | 0
|  | 2007 | 2008 | 2009 | 2010 | 2011 | 2012 | 2013 |  | 2014 | 2015 | 2016 | 2017 | 2018 | 2019 | 2020 | 2021 | 2022 | 2023 | 2024 | 2025 | 2026 | 2027 | 2028 | 2029 | 2030 | 2031 | 2032 | 2033 | 2034 | 2035 | 2036 | 2037 | 2038 |  |  |  | 0 | 0 | 0 | 0 | 0 | 0 | 0 | 0 | 0 | 0 | 0 | 0 | 0 | 0 | 0 | 0 | 0 | 0 | 0 | 0 | 0 | 0 | 0 | 0 | 0 | 0 | 0 | 0 | 0 | 0 | 0 | 0
| 0 | [36 empty] | 0 | 0 | 0 | 0 | 0 | 0 | 0 | 0 | 0 | 0 | 0 | 0 | 0 | 0 | 0 | 0 | 0 | 0 | 0 | 0 | 0 | 0 | 0 | 0 | 0 | 0 | 0 | 0 | 0 | 0 | 0 | 0
| Diversity Factor: 0 | [36 empty] | 0 | 0 | 0 | 0 | 0 | 0 | 0 | 0 | 0 | 0 | 0 | 0 | 0 | 0 | 0 | 0 | 0 | 0 | 0 | 0 | 0 | 0 | 0 | 0 | 0 | 0 | 0 | 0 | 0 | 0 | 0 | 0
[38 empty] | 0 | 0 | 0 | 0 | 0 | 0 | 0 | 0 | 0 | 0 | 0 | 0 | 0 | 0 | 0 | 0 | 0 | 0 | 0 | 0 | 0 | 0 | 0 | 0 | 0 | 0 | 0 | 0 | 0 | 0 | 0 | 0
[38 empty] | 0 | 0 | 0 | 0 | 0 | 0 | 0 | 0 | 0 | 0 | 0 | 0 | 0 | 0 | 0 | 0 | 0 | 0 | 0 | 0 | 0 | 0 | 0 | 0 | 0 | 0 | 0 | 0 | 0 | 0 | 0 | 0
| 0 | [36 empty] | 0 | 0 | 0 | 0 | 0 | 0 | 0 | 0 | 0 | 0 | 0 | 0 | 0 | 0 | 0 | 0 | 0 | 0 | 0 | 0 | 0 | 0 | 0 | 0 | 0 | 0 | 0 | 0 | 0 | 0 | 0 | 0
Diversity Factor: 0
[38 empty] | Historical Spots & Transfers | [6 empty] | Forecast Spots & Transfers
[35 empty] | Project Name | From | To | 2007 | 2008 | 2009 | 2010 | 2011 | 2012 | 2013 | 2014 | 2015 | 2016 | 2017 | 2018 | 2019 | 2020 | 2021 | 2022 | 2023 | 2024 | 2025 | 2026 | 2027 | 2028 | 2029 | 2030 | 2031 | 2032 | 2033 | 2034 | 2035 | 2036 | 2037 | 2038
| 0 | [33 empty] | Major Customer Connection |  | Kurri Smelter 132kV | Historical Spots & Transfers 2012: -289; Historical Spots & Transfers 2013: -73
Diversity Factor: 0
0
Diversity Factor: 0
0
Diversity Factor: 0
0
Diversity Factor: 0
0
Diversity Factor: 0
0
Diversity Factor: 0
0
Diversity Factor: 0
0
Diversity Factor: 0
| Weather Correction and Public Holiday Factors | [8 empty] | Forecast ROG
ROG Justification
| Actual loads for season 2013 have been weather corrected by the following: | [6 empty] | 0% |  | N/A | [59 empty] | N/A
1 | 2 | 3 | 4 | 5 | 6 | 7 | 8 | 9 | 10 | 2014 | 2015 | 2016 | 2017 | 2018 | 2019 | 2020 | 2021 | 2022 | 2023 | 2024 | 2025 | 2026 | 2027 | 2028 | 2029 | 2030 | 2031 | 2032 | 2033 | 2034 | 2035 | 2036 | 2037 | 2038
1 | 1 | 1 | 1 | 1 | 1 | 1 | 1 | 1 | 1 | 0% | 0% | 0% | 0% | 0% | 0% | 0% | 0% | 0% | 0% | 0% | 0% | 0% | 0% | 0% | 0% | 0% | 0% | 0% | 0% | 0% | 0% | 0% | 0% | 0%
Substation Load Detail
[7 empty] | Units | 2013 |  | 2014 | 2015 | 2016 | 2017 | 2018 | 2019 | 2020 | 2021 | 2022 | 2023 | 2024 | 2025 | 2026 | 2027 | 2028 | 2029 | 2030 | 2031 | 2032 | 2033 | 2034 | 2035 | 2036 | 2037 | 2038
1 | Customer28 | Compensated |  | Load (LV side) |  |  | Amps | 31 |  | 31 | 31 | 31 | 31 | 31 | 31 | 31 | 31 | 31 | 31 | 31 | 31 | 31 | 31 | 31 | 31 | 31 | 31 | 31 | 31 | 31 | 31 | 31 | 31 | 31
|  |  |  | Apparent Power |  |  | MVA | 7.03 |  | 7.03 | 7.03 | 7.03 | 7.03 | 7.03 | 7.03 | 7.03 | 7.03 | 7.03 | 7.03 | 7.03 | 7.03 | 7.03 | 7.03 | 7.03 | 7.03 | 7.03 | 7.03 | 7.03 | 7.03 | 7.03 | 7.03 | 7.03 | 7.03 | 7.03
|  |  |  | Real Power |  |  | MW | 6.327 |  | 6.327 | 6.327 | 6.327 | 6.327 | 6.327 | 6.327 | 6.327 | 6.327 | 6.327 | 6.327 | 6.327 | 6.327 | 6.327 | 6.327 | 6.327 | 6.327 | 6.327 | 6.327 | 6.327 | 6.327 | 6.327 | 6.327 | 6.327 | 6.327 | 6.327
|  |  |  | Reactive Power |  |  | MVAr | 3.0643 |  | 3.0643 | 3.0643 | 3.0643 | 3.0643 | 3.0643 | 3.0643 | 3.0643 | 3.0643 | 3.0643 | 3.0643 | 3.0643 | 3.0643 | 3.0643 | 3.0643 | 3.0643 | 3.0643 | 3.0643 | 3.0643 | 3.0643 | 3.0643 | 3.0643 | 3.0643 | 3.0643 | 3.0643 | 3.0643
|  |  |  | Capacitors In Service |  |  | MVAr | 0 |  | 0 | 0 | 0 | 0 | 0 | 0 | 0 | 0 | 0 | 0 | 0 | 0 | 0 | 0 | 0 | 0 | 0 | 0 | 0 | 0 | 0 | 0 | 0 | 0 | 0
|  |  |  | PF |  |  |  | 0.9 |  | 0.9 | 0.9 | 0.9 | 0.9 | 0.9 | 0.9 | 0.9 | 0.9 | 0.9 | 0.9 | 0.9 | 0.9 | 0.9 | 0.9 | 0.9 | 0.9 | 0.9 | 0.9 | 0.9 | 0.9 | 0.9 | 0.9 | 0.9 | 0.9 | 0.9
0.83855 | Diversity Factor: 0.84 | Uncompensated |  | Reactive Power |  |  | MVAr | 3.0643 |  | 3.0643 | 3.0643 | 3.0643 | 3.0643 | 3.0643 | 3.0643 | 3.0643 | 3.0643 | 3.0643 | 3.0643 | 3.0643 | 3.0643 | 3.0643 | 3.0643 | 3.0643 | 3.0643 | 3.0643 | 3.0643 | 3.0643 | 3.0643 | 3.0643 | 3.0643 | 3.0643 | 3.0643 | 3.0643
|  |  |  | PF |  |  |  | 0.9 |  | 0.9 | 0.9 | 0.9 | 0.9 | 0.9 | 0.9 | 0.9 | 0.9 | 0.9 | 0.9 | 0.9 | 0.9 | 0.9 | 0.9 | 0.9 | 0.9 | 0.9 | 0.9 | 0.9 | 0.9 | 0.9 | 0.9 | 0.9 | 0.9 | 0.9
[10 empty] | 1 | 2 | 3 | 4 | 5 | 6 | 7 | 8 | 9 | 10 | 11 | 12 | 13 | 14 | 15 | 16 | 17 | 18 | 19 | 20 | 21 | 22 | 23 | 24 | 25
Transformer Load Detail
[7 empty] | Units | 2013 |  | 2014 | 2015 | 2016 | 2017 | 2018 | 2019 | 2020 | 2021 | 2022 | 2023 | 2024 | 2025 | 2026 | 2027 | 2028 | 2029 | 2030 | 2031 | 2032 | 2033 | 2034 | 2035 | 2036 | 2037 | 2038
| 0 | Compensated |  | Load (LV side) |  |  | Amps
|  |  |  | Apparent Power |  |  | MVA
|  |  |  | Real Power |  |  | MW
|  |  |  | Reactive Power |  |  | MVAr
|  |  |  | Capacitors In Service |  |  | MVAr
PF
| Zone Div: | Uncompensated |  | Reactive Power |  |  | MVAr
PF
| 0 | Compensated |  | Load (LV side) |  |  | Amps
|  |  |  | Apparent Power |  |  | MVA
|  |  |  | Real Power |  |  | MW
|  |  |  | Reactive Power |  |  | MVAr
|  |  |  | Capacitors In Service |  |  | MVAr
PF
| Zone Div: | Uncompensated |  | Reactive Power |  |  | MVAr
PF
| 0 | Compensated |  | Load (LV side) |  |  | Amps
|  |  |  | Apparent Power |  |  | MVA
|  |  |  | Real Power |  |  | MW
|  |  |  | Reactive Power |  |  | MVAr
|  |  |  | Capacitors In Service |  |  | MVAr
PF
| Zone Div: | Uncompensated |  | Reactive Power |  |  | MVAr
PF
| 0 | Compensated |  | Load (LV side) |  |  | Amps
|  |  |  | Apparent Power |  |  | MVA
|  |  |  | Real Power |  |  | MW
|  |  |  | Reactive Power |  |  | MVAr
|  |  |  | Capacitors In Service |  |  | MVAr
PF
| Zone Div: | Uncompensated |  | Reactive Power |  |  | MVAr
PF
| 0 | Compensated |  | Load (LV side) |  |  | Amps
|  |  |  | Apparent Power |  |  | MVA
|  |  |  | Real Power |  |  | MW
|  |  |  | Reactive Power |  |  | MVAr
|  |  |  | Capacitors In Service |  |  | MVAr
PF
| Zone Div: | Uncompensated |  | Reactive Power |  |  | MVAr
PF
| 0 | Compensated |  | Load (LV side) |  |  | Amps
|  |  |  | Apparent Power |  |  | MVA
|  |  |  | Real Power |  |  | MW
|  |  |  | Reactive Power |  |  | MVAr
|  |  |  | Capacitors In Service |  |  | MVAr
PF
| Zone Div: | Uncompensated |  | Reactive Power |  |  | MVAr
PF
| 0 | Compensated |  | Load (LV side) |  |  | Amps
|  |  |  | Apparent Power |  |  | MVA
|  |  |  | Real Power |  |  | MW
|  |  |  | Reactive Power |  |  | MVAr
|  |  |  | Capacitors In Service |  |  | MVAr
PF
| Zone Div: | Uncompensated |  | Reactive Power |  |  | MVAr
PF
| 0 | Compensated |  | Load (LV side) |  |  | Amps
|  |  |  | Apparent Power |  |  | MVA
|  |  |  | Real Power |  |  | MW
|  |  |  | Reactive Power |  |  | MVAr
|  |  |  | Capacitors In Service |  |  | MVAr
PF
| Zone Div: | Uncompensated |  | Reactive Power |  |  | MVAr
PF
| 0 | Compensated |  | Load (LV side) |  |  | Amps
|  |  |  | Apparent Power |  |  | MVA
|  |  |  | Real Power |  |  | MW
|  |  |  | Reactive Power |  |  | MVAr
|  |  |  | Capacitors In Service |  |  | MVAr
PF
| Zone Div: | Uncompensated |  | Reactive Power |  |  | MVAr
PF
| 0 | Compensated |  | Load (LV side) |  |  | Amps
|  |  |  | Apparent Power |  |  | MVA
|  |  |  | Real Power |  |  | MW
|  |  |  | Reactive Power |  |  | MVAr
|  |  |  | Capacitors In Service |  |  | MVAr
PF
| Zone Div: | Uncompensated |  | Reactive Power |  |  | MVAr
PF

## Nulkaba 33_11kV
| Nulkaba 33_11kV | [16 empty] | 2014 | WINTER
| Substation Total Loads | [33 empty] | Spots & Transfers Detail
| Historical Loads | (11kV MVA) | [7 empty] | Weather Corrected Forecast Loads |  |  |  | (11kV MVA) | [20 empty] | Spots & Transfers Summary | (11kV MVA) |  | Historical Spots & Transfers | [6 empty] | Forecast Spots & Transfers
|  | 2007 | 2008 | 2009 | 2010 | 2011 | 2012 | 2013 |  | 2014 | 2015 | 2016 | 2017 | 2018 | 2019 | 2020 | 2021 | 2022 | 2023 | 2024 | 2025 | 2026 | 2027 | 2028 | 2029 | 2030 | 2031 | 2032 | 2033 | 2034 | 2035 | 2036 | 2037 | 2038 |  |  |  | 2007 | 2008 | 2009 | 2010 | 2011 | 2012 | 2013 | 2014 | 2015 | 2016 | 2017 | 2018 | 2019 | 2020 | 2021 | 2022 | 2023 | 2024 | 2025 | 2026 | 2027 | 2028 | 2029 | 2030 | 2031 | 2032 | 2033 | 2034 | 2035 | 2036 | 2037 | 2038
| Total | 13.3 | 13.6 | 12.9 | 12.9 | 12.158 | 12.273 | 12.989 |  | 12.824 | 12.3794 | 12.0997 | 11.9782 | 11.9898 | 12.0803 | 12.2799 | 12.5028 | 12.7124 | 12.9297 | 13.1221 | 13.3599 | 13.599 | 13.8682 | 14.1551 | 14.4393 | 14.7194 | 15.0051 | 15.2967 | 15.5941 | 15.8975 | 16.207 | 16.5225 | 16.344 | 16.6629 |  |  | Total | 0.89166 | 0 | 0.80021 | 0.27436 | 0 | 0.36009 | 1.1432 | -0.046214 | -0.020926 | -0.007076 | 0.011805 | 0.011605 | 0.090481 | 0.19963 | 0.22284 | 0.20968 | 0.21728 | 0.1924 | 0.23776 | 0.2391 | 0.26918 | 0.28692 | 0.28424 | 0.28004 | 0.28576 | 0.29156 | 0.29744 | 0.3034 | 0.30945 | 0.31558 | 0.32181 | 0.32811
| Firm Rating | 0 | 0 | 0 | 37.51 | 37.51 | 38.11 | 38.11 |  | 38.11 | 38.11 | 38.11 | 38.11 | 38.11 | 38.11 | 38.11 | 38.11 | 38.11 | 38.11 | 38.11 | 38.11 | 38.11 | 38.11 | 38.11 | 38.11 | 38.11 | 38.11 | 38.11 | 38.11 | 38.11 | 38.11 | 38.11 | 38.11 | 38.11
| Total Capacity | 0 | 0 | 0 | 72.21 | 72.21 | 76.21 | 76.21 |  | 76.21 | 76.21 | 76.21 | 76.21 | 76.21 | 76.21 | 76.21 | 76.21 | 76.21 | 76.21 | 76.21 | 76.21 | 76.21 | 76.21 | 76.21 | 76.21 | 76.21 | 76.21 | 76.21 | 76.21 | 76.21 | 76.21 | 76.21 | 76.21 | 76.21 |  |  | Nulkaba 33_11kV Tx1 | 0.49368 | 0 | 0.44304 | 0.1519 | 0 | 0.19937 | 0 | -0.025587 | -0.011586 | -0.0039177 | 0.006536 | 0.0064253 | 0.050096 | 0.11052 | 0.12338 | 0.11609 | 0.1203 | 0.10653 | 0.13164 | 0.13238 | 0.14903 | 0.15885 | 0.15737 | 0.15505 | 0.15821 | 0.16142 | 0.16468 | 0.16798 | 0.17133 | 0.17473 | 0.17817 | 0.18166
|  | -7 | -6 | -5 | -4 | -3 | -2 | -1 |  | 0 | 1 | 2 | 3 | 4 | 5 | 6 | 7 | 8 | 9 | 10 | 11 | 12 | 13 | 14 | 15 | 16 | 17 | 18 | 19 | 20 | 21 | 22 | 23 | 24 |  |  | Nulkaba 33_11kV Tx2 | 0.39798 | 0 | 0.35717 | 0.12246 | 0 | 0.16072 | 1.1432 | -0.020627 | -0.0093402 | -0.0031583 | 0.0052691 | 0.0051799 | 0.040386 | 0.089102 | 0.099461 | 0.093589 | 0.096983 | 0.085878 | 0.10612 | 0.10672 | 0.12015 | 0.12806 | 0.12687 | 0.12499 | 0.12755 | 0.13013 | 0.13276 | 0.13542 | 0.13812 | 0.14086 | 0.14364 | 0.14645
| Transformer Loads | [36 empty] | 0 | 0 | 0 | 0 | 0 | 0 | 0 | 0 | 0 | 0 | 0 | 0 | 0 | 0 | 0 | 0 | 0 | 0 | 0 | 0 | 0 | 0 | 0 | 0 | 0 | 0 | 0 | 0 | 0 | 0 | 0 | 0
| Historical Loads | (11kV MVA) | [7 empty] | 0: Weather Corrected Forecast Loads; 4: (11kV MVA) |  |  |  | 0 | 0 | 0 | 0 | 0 | 0 | 0 | 0 | 0 | 0 | 0 | 0 | 0 | 0 | 0 | 0 | 0 | 0 | 0 | 0 | 0 | 0 | 0 | 0 | 0 | 0 | 0 | 0 | 0 | 0 | 0 | 0
|  | 2007 | 2008 | 2009 | 2010 | 2011 | 2012 | 2013 |  | 2014 | 2015 | 2016 | 2017 | 2018 | 2019 | 2020 | 2021 | 2022 | 2023 | 2024 | 2025 | 2026 | 2027 | 2028 | 2029 | 2030 | 2031 | 2032 | 2033 | 2034 | 2035 | 2036 | 2037 | 2038 |  |  |  | 0 | 0 | 0 | 0 | 0 | 0 | 0 | 0 | 0 | 0 | 0 | 0 | 0 | 0 | 0 | 0 | 0 | 0 | 0 | 0 | 0 | 0 | 0 | 0 | 0 | 0 | 0 | 0 | 0 | 0 | 0 | 0
| 0 | [36 empty] | 0 | 0 | 0 | 0 | 0 | 0 | 0 | 0 | 0 | 0 | 0 | 0 | 0 | 0 | 0 | 0 | 0 | 0 | 0 | 0 | 0 | 0 | 0 | 0 | 0 | 0 | 0 | 0 | 0 | 0 | 0 | 0
| Diversity Factor: 0 | [36 empty] | 0 | 0 | 0 | 0 | 0 | 0 | 0 | 0 | 0 | 0 | 0 | 0 | 0 | 0 | 0 | 0 | 0 | 0 | 0 | 0 | 0 | 0 | 0 | 0 | 0 | 0 | 0 | 0 | 0 | 0 | 0 | 0
[38 empty] | 0 | 0 | 0 | 0 | 0 | 0 | 0 | 0 | 0 | 0 | 0 | 0 | 0 | 0 | 0 | 0 | 0 | 0 | 0 | 0 | 0 | 0 | 0 | 0 | 0 | 0 | 0 | 0 | 0 | 0 | 0 | 0
[38 empty] | 0 | 0 | 0 | 0 | 0 | 0 | 0 | 0 | 0 | 0 | 0 | 0 | 0 | 0 | 0 | 0 | 0 | 0 | 0 | 0 | 0 | 0 | 0 | 0 | 0 | 0 | 0 | 0 | 0 | 0 | 0 | 0
| 0 | [36 empty] | 0 | 0 | 0 | 0 | 0 | 0 | 0 | 0 | 0 | 0 | 0 | 0 | 0 | 0 | 0 | 0 | 0 | 0 | 0 | 0 | 0 | 0 | 0 | 0 | 0 | 0 | 0 | 0 | 0 | 0 | 0 | 0
Diversity Factor: 0
[38 empty] | Historical Spots & Transfers | [6 empty] | Forecast Spots & Transfers
[35 empty] | Project Name | From | To | 2007 | 2008 | 2009 | 2010 | 2011 | 2012 | 2013 | 2014 | 2015 | 2016 | 2017 | 2018 | 2019 | 2020 | 2021 | 2022 | 2023 | 2024 | 2025 | 2026 | 2027 | 2028 | 2029 | 2030 | 2031 | 2032 | 2033 | 2034 | 2035 | 2036 | 2037 | 2038
| 0 | [33 empty] | Broad based demand management |  | Nulkaba 33_11kV Tx1 | 0 | 0 | 0 | 0 | 0 | 0 | 0 | 0 | 0 | 0 | 0 | 0 | 0 | 0 | 0 | 0 | 0 | 0 | 0 | 0 | 0 | 0 | 0 | 0 | 0 | 0 | 0 | 0 | 0 | 0 | 0 | 0
| Diversity Factor: 0 | [33 empty] | Broad based demand management |  | Nulkaba 33_11kV Tx2 | 0 | 0 | 0 | 0 | 0 | 0 | 0 | 0 | 0 | 0 | 0 | 0 | 0 | 0 | 0 | 0 | 0 | 0 | 0 | 0 | 0 | 0 | 0 | 0 | 0 | 0 | 0 | 0 | 0 | 0 | 0 | 0
[35 empty] | DNP_ID: 2003. to Nulkaba (Lightfoot St) | Cessnock 33_11kV Tx1 | Nulkaba 33_11kV Tx1 | 0 | 0 | 0.11076 | 0 | 0 | 0 | 0 | 0 | 0 | 0 | 0 | 0 | 0 | 0 | 0 | 0 | 0 | 0 | 0 | 0 | 0 | 0 | 0 | 0 | 0 | 0 | 0 | 0 | 0 | 0 | 0 | 0
[35 empty] | DNP_ID: 2003. to Nulkaba (Lightfoot St) | Cessnock 33_11kV Tx1 | Nulkaba 33_11kV Tx2 | 0 | 0 | 0.089291 | 0 | 0 | 0 | 0 | 0 | 0 | 0 | 0 | 0 | 0 | 0 | 0 | 0 | 0 | 0 | 0 | 0 | 0 | 0 | 0 | 0 | 0 | 0 | 0 | 0 | 0 | 0 | 0 | 0
| 0 | [33 empty] | DNP_ID: 2003. to Nulkaba (Lightfoot St) | Cessnock 33_11kV Tx2 | Nulkaba 33_11kV Tx1 | 0 | 0 | 0.11076 | 0 | 0 | 0 | 0 | 0 | 0 | 0 | 0 | 0 | 0 | 0 | 0 | 0 | 0 | 0 | 0 | 0 | 0 | 0 | 0 | 0 | 0 | 0 | 0 | 0 | 0 | 0 | 0 | 0
| Diversity Factor: 0 | [33 empty] | DNP_ID: 2003. to Nulkaba (Lightfoot St) | Cessnock 33_11kV Tx2 | Nulkaba 33_11kV Tx2 | 0 | 0 | 0.089291 | 0 | 0 | 0 | 0 | 0 | 0 | 0 | 0 | 0 | 0 | 0 | 0 | 0 | 0 | 0 | 0 | 0 | 0 | 0 | 0 | 0 | 0 | 0 | 0 | 0 | 0 | 0 | 0 | 0
[35 empty] | DNP_ID: 2010. From Cessnock to Nulkaba (Lightfoot St) | Cessnock 33_11kV Tx1 | Nulkaba 33_11kV Tx1 | 0 | 0 | 0.11076 | 0 | 0 | 0 | 0 | 0 | 0 | 0 | 0 | 0 | 0 | 0 | 0 | 0 | 0 | 0 | 0 | 0 | 0 | 0 | 0 | 0 | 0 | 0 | 0 | 0 | 0 | 0 | 0 | 0
[35 empty] | DNP_ID: 2010. From Cessnock to Nulkaba (Lightfoot St) | Cessnock 33_11kV Tx1 | Nulkaba 33_11kV Tx2 | 0 | 0 | 0.089291 | 0 | 0 | 0 | 0 | 0 | 0 | 0 | 0 | 0 | 0 | 0 | 0 | 0 | 0 | 0 | 0 | 0 | 0 | 0 | 0 | 0 | 0 | 0 | 0 | 0 | 0 | 0 | 0 | 0
| 0 | [33 empty] | DNP_ID: 2010. From Cessnock to Nulkaba (Lightfoot St) | Cessnock 33_11kV Tx2 | Nulkaba 33_11kV Tx1 | 0 | 0 | 0.11076 | 0 | 0 | 0 | 0 | 0 | 0 | 0 | 0 | 0 | 0 | 0 | 0 | 0 | 0 | 0 | 0 | 0 | 0 | 0 | 0 | 0 | 0 | 0 | 0 | 0 | 0 | 0 | 0 | 0
| Diversity Factor: 0 | [33 empty] | DNP_ID: 2010. From Cessnock to Nulkaba (Lightfoot St) | Cessnock 33_11kV Tx2 | Nulkaba 33_11kV Tx2 | 0 | 0 | 0.089291 | 0 | 0 | 0 | 0 | 0 | 0 | 0 | 0 | 0 | 0 | 0 | 0 | 0 | 0 | 0 | 0 | 0 | 0 | 0 | 0 | 0 | 0 | 0 | 0 | 0 | 0 | 0 | 0 | 0
[35 empty] | DNP_ID: 6618. 11kV Transfers from Cessnock to Nulkaba STAGE 1 - Aug Nulkaba Fdr 33578 | Cessnock 33_11kV Tx1 | Nulkaba 33_11kV Tx2 | 0 | 0 | 0 | 0 | 0 | 0 | 0.57158 | 0 | 0 | 0 | 0 | 0 | 0 | 0 | 0 | 0 | 0 | 0 | 0 | 0 | 0 | 0 | 0 | 0 | 0 | 0 | 0 | 0 | 0 | 0 | 0 | 0
[35 empty] | DNP_ID: 6618. 11kV Transfers from Cessnock to Nulkaba STAGE 1 - Aug Nulkaba Fdr 33578 | Cessnock 33_11kV Tx2 | Nulkaba 33_11kV Tx2 | 0 | 0 | 0 | 0 | 0 | 0 | 0.57158 | 0 | 0 | 0 | 0 | 0 | 0 | 0 | 0 | 0 | 0 | 0 | 0 | 0 | 0 | 0 | 0 | 0 | 0 | 0 | 0 | 0 | 0 | 0 | 0 | 0
| 0 | [33 empty] | HVCON_ID: 2000008. Hunter Valley Golf Clubhouse |  | Nulkaba 33_11kV Tx1 | 0.49368 | 0 | 0 | 0 | 0 | 0 | 0 | 0 | 0 | 0 | 0 | 0 | 0 | 0 | 0 | 0 | 0 | 0 | 0 | 0 | 0 | 0 | 0 | 0 | 0 | 0 | 0 | 0 | 0 | 0 | 0 | 0
| Diversity Factor: 0 | [33 empty] | HVCON_ID: 2000008. Hunter Valley Golf Clubhouse |  | Nulkaba 33_11kV Tx2 | 0.39798 | 0 | 0 | 0 | 0 | 0 | 0 | 0 | 0 | 0 | 0 | 0 | 0 | 0 | 0 | 0 | 0 | 0 | 0 | 0 | 0 | 0 | 0 | 0 | 0 | 0 | 0 | 0 | 0 | 0 | 0 | 0
[35 empty] | HVCON_ID: 2000009. HP111-08 - Oporto |  | Nulkaba 33_11kV Tx1 | 0 | 0 | 0 | 0.1519 | 0 | 0 | 0 | 0 | 0 | 0 | 0 | 0 | 0 | 0 | 0 | 0 | 0 | 0 | 0 | 0 | 0 | 0 | 0 | 0 | 0 | 0 | 0 | 0 | 0 | 0 | 0 | 0
[35 empty] | HVCON_ID: 2000009. HP111-08 - Oporto |  | Nulkaba 33_11kV Tx2 | 0 | 0 | 0 | 0.12246 | 0 | 0 | 0 | 0 | 0 | 0 | 0 | 0 | 0 | 0 | 0 | 0 | 0 | 0 | 0 | 0 | 0 | 0 | 0 | 0 | 0 | 0 | 0 | 0 | 0 | 0 | 0 | 0
| 0 | [33 empty] | HVCON_ID: 2000010. Cessnock Correctional Facility Upgrade |  | Nulkaba 33_11kV Tx1 | 0 | 0 | 0 | 0 | 0 | 0.19937 | 0 | 0 | 0 | 0 | 0 | 0 | 0 | 0 | 0 | 0 | 0 | 0 | 0 | 0 | 0 | 0 | 0 | 0 | 0 | 0 | 0 | 0 | 0 | 0 | 0 | 0
| Diversity Factor: 0 | [33 empty] | HVCON_ID: 2000010. Cessnock Correctional Facility Upgrade |  | Nulkaba 33_11kV Tx2 | 0 | 0 | 0 | 0 | 0 | 0.16072 | 0 | 0 | 0 | 0 | 0 | 0 | 0 | 0 | 0 | 0 | 0 | 0 | 0 | 0 | 0 | 0 | 0 | 0 | 0 | 0 | 0 | 0 | 0 | 0 | 0 | 0
[35 empty] | Econometric |  | Nulkaba 33_11kV Tx1 | 0 | 0 | 0 | 0 | 0 | 0 | 0 | 0 | 0 | 0.051025 | 0.091879 | 0.13817 | 0.18737 | 0.19045 | 0.17719 | 0.17998 | 0.18281 | 0.18568 | 0.18858 | 0.19153 | 0.19453 | 0.19756 | 0.20064 | 0.20376 | 0.20693 | 0.21014 | 0.21339 | 0.21669 | 0.22004 | 0.22344 | 0.22688 | 0.23038
[35 empty] | Econometric |  | Nulkaba 33_11kV Tx2 | 0 | 0 | 0 | 0 | 0 | 0 | 0 | 0 | 0 | 0.041135 | 0.07407 | 0.11139 | 0.15105 | 0.15354 | 0.14285 | 0.14509 | 0.14737 | 0.14969 | 0.15203 | 0.15441 | 0.15682 | 0.15927 | 0.16175 | 0.16426 | 0.16682 | 0.1694 | 0.17203 | 0.17469 | 0.17739 | 0.18013 | 0.18291 | 0.18572
| 0 | [33 empty] | Energy Efficiency |  | Nulkaba 33_11kV Tx1 | 0 | 0 | 0 | 0 | 0 | 0 | 0 | -0.025587 | -0.011586 | -0.054943 | -0.085344 | -0.13174 | -0.13727 | -0.079929 | -0.053818 | -0.063889 | -0.062507 | -0.07915 | -0.056948 | -0.059152 | -0.045493 | -0.038707 | -0.043264 | -0.048713 | -0.048713 | -0.048713 | -0.048713 | -0.048713 | -0.048713 | -0.048713 | -0.048713 | -0.048713
| Diversity Factor: 0 | [33 empty] | Energy Efficiency |  | Nulkaba 33_11kV Tx2 | 0 | 0 | 0 | 0 | 0 | 0 | 0 | -0.020627 | -0.0093402 | -0.044293 | -0.068801 | -0.10621 | -0.11066 | -0.064436 | -0.043386 | -0.051506 | -0.050391 | -0.063808 | -0.045909 | -0.047687 | -0.036675 | -0.031204 | -0.034878 | -0.039271 | -0.039271 | -0.039271 | -0.039271 | -0.039271 | -0.039271 | -0.039271 | -0.039271 | -0.039271
[35 empty] | Solar PV |  | Nulkaba 33_11kV Tx1 | 0 | 0 | 0 | 0 | 0 | 0 | 0 | 0 | 0 | 0 | 0 | 0 | 0 | 0 | 0 | 0 | 0 | 0 | 0 | 0 | 0 | 0 | 0 | 0 | 0 | 0 | 0 | 0 | 0 | 0 | 0 | 0
[35 empty] | Solar PV |  | Nulkaba 33_11kV Tx2 | 0 | 0 | 0 | 0 | 0 | 0 | 0 | 0 | 0 | 0 | 0 | 0 | 0 | 0 | 0 | 0 | 0 | 0 | 0 | 0 | 0 | 0 | 0 | 0 | 0 | 0 | 0 | 0 | 0 | 0 | 0 | 0
0
Diversity Factor: 0
0
Diversity Factor: 0
| Weather Correction and Public Holiday Factors | [8 empty] | Forecast ROG
ROG Justification
| Actual loads for season 2013 have been weather corrected by the following: | [6 empty] | -0.6402% |  | 7 year ROG ok | [59 empty] | 7 year ROG ok
1 | 2 | 3 | 4 | 5 | 6 | 7 | 8 | 9 | 10 | 2014 | 2015 | 2016 | 2017 | 2018 | 2019 | 2020 | 2021 | 2022 | 2023 | 2024 | 2025 | 2026 | 2027 | 2028 | 2029 | 2030 | 2031 | 2032 | 2033 | 2034 | 2035 | 2036 | 2037 | 2038
0.96697 | 0.93503 | 0.91444 | 0.90437 | 0.90437 | 0.90437 | 0.90437 | 0.90437 | 0.90437 | 0.90437 | -3.303% | -3.303% | -2.202% | -1.101% | 0% | 0% | 0% | 0% | 0% | 0% | 0% | 0% | 0% | 0% | 0% | 0% | 0% | 0% | 0% | 0% | 0% | 0% | 0% | 0% | 0%
Substation Load Detail
[7 empty] | Units | 2013 |  | 2014 | 2015 | 2016 | 2017 | 2018 | 2019 | 2020 | 2021 | 2022 | 2023 | 2024 | 2025 | 2026 | 2027 | 2028 | 2029 | 2030 | 2031 | 2032 | 2033 | 2034 | 2035 | 2036 | 2037 | 2038
1 | Nulkaba 33_11kV | Compensated |  | Load (LV side) |  |  | Amps | 0 |  | 673.0869 | 649.75 | 635.067 | 628.6925 | 629.3016 | 634.0506 | 644.5283 | 656.2242 | 667.2296 | 678.634 | 688.7327 | 701.2117 | 713.7615 | 727.8897 | 742.949 | 757.868 | 772.5663 | 787.5648 | 802.8676 | 818.479 | 834.4035 | 850.6455 | 867.2094 | 857.8358 | 874.5743
|  |  |  | Apparent Power |  |  | MVA | 12.989 | 13.31 | 12.824 | 12.3794 | 12.0997 | 11.9782 | 11.9898 | 12.0803 | 12.2799 | 12.5028 | 12.7124 | 12.9297 | 13.1221 | 13.3599 | 13.599 | 13.8682 | 14.1551 | 14.4393 | 14.7194 | 15.0051 | 15.2967 | 15.5941 | 15.8975 | 16.207 | 16.5225 | 16.344 | 16.6629
|  |  |  | Real Power |  |  | MW | 12.603 | 12.9145 | 12.4429 | 12.0115 | 11.7401 | 11.6222 | 11.6335 | 11.7213 | 11.915 | 12.1312 | 12.3346 | 12.5455 | 12.7322 | 12.9628 | 13.1949 | 13.456 | 13.7344 | 14.0102 | 14.2819 | 14.5592 | 14.8421 | 15.1307 | 15.4251 | 15.7253 | 16.0315 | 16.3438 | 16.6622
|  |  |  | Reactive Power |  |  | MVAr | 0 |  | 3.1031 | 2.9955 | 2.9278 | 2.8984 | 2.9012 | 2.9231 | 2.9714 | 3.0253 | 3.0761 | 3.1287 | 3.1752 | 3.2328 | 3.2906 | 3.3557 | 3.4252 | 3.494 | 3.5617 | 3.6309 | 3.7014 | 3.7734 | 3.8468 | 3.9217 | 3.998 | 0.07591 | 0.1553
|  |  |  | Capacitors In Service |  |  | MVAr | 0 |  | 0 | 0 | 0 | 0 | 0 | 0 | 0 | 0 | 0 | 0 | 0 | 0 | 0 | 0 | 0 | 0 | 0 | 0 | 0 | 0 | 0 | 0 | 0 | 4 | 4
|  |  |  | PF |  |  |  | 0.97028 |  | 0.97028 | 0.97028 | 0.97028 | 0.97028 | 0.97028 | 0.97028 | 0.97028 | 0.97028 | 0.97028 | 0.97028 | 0.97028 | 0.97028 | 0.97028 | 0.97028 | 0.97028 | 0.97028 | 0.97028 | 0.97028 | 0.97028 | 0.97028 | 0.97028 | 0.97028 | 0.97028 | 0.99999 | 0.99996
0.93027 | Diversity Factor: 0.93 | Uncompensated |  | Reactive Power |  |  | MVAr | 0 | 3.2207 | 3.1031 | 2.9955 | 2.9278 | 2.8984 | 2.9012 | 2.9231 | 2.9714 | 3.0253 | 3.0761 | 3.1287 | 3.1752 | 3.2328 | 3.2906 | 3.3557 | 3.4252 | 3.494 | 3.5617 | 3.6309 | 3.7014 | 3.7734 | 3.8468 | 3.9217 | 3.998 | 4.0759 | 4.1553
|  |  |  | PF |  |  |  | 0.97028 |  | 0.97028 | 0.97028 | 0.97028 | 0.97028 | 0.97028 | 0.97028 | 0.97028 | 0.97028 | 0.97028 | 0.97028 | 0.97028 | 0.97028 | 0.97028 | 0.97028 | 0.97028 | 0.97028 | 0.97028 | 0.97028 | 0.97028 | 0.97028 | 0.97028 | 0.97028 | 0.97028 | 0.97028 | 0.97028
[10 empty] | 1 | 2 | 3 | 4 | 5 | 6 | 7 | 8 | 9 | 10 | 11 | 12 | 13 | 14 | 15 | 16 | 17 | 18 | 19 | 20 | 21 | 22 | 23 | 24 | 25
Transformer Load Detail
[7 empty] | Units | 2013 |  | 2014 | 2015 | 2016 | 2017 | 2018 | 2019 | 2020 | 2021 | 2022 | 2023 | 2024 | 2025 | 2026 | 2027 | 2028 | 2029 | 2030 | 2031 | 2032 | 2033 | 2034 | 2035 | 2036 | 2037 | 2038
| 0 | Compensated |  | Load (LV side) |  |  | Amps
|  |  |  | Apparent Power |  |  | MVA
|  |  |  | Real Power |  |  | MW
|  |  |  | Reactive Power |  |  | MVAr
|  |  |  | Capacitors In Service |  |  | MVAr
PF
| Zone Div: | Uncompensated |  | Reactive Power |  |  | MVAr
PF
| 0 | Compensated |  | Load (LV side) |  |  | Amps
|  |  |  | Apparent Power |  |  | MVA
|  |  |  | Real Power |  |  | MW
|  |  |  | Reactive Power |  |  | MVAr
|  |  |  | Capacitors In Service |  |  | MVAr
PF
| Zone Div: | Uncompensated |  | Reactive Power |  |  | MVAr
PF
| 0 | Compensated |  | Load (LV side) |  |  | Amps
|  |  |  | Apparent Power |  |  | MVA
|  |  |  | Real Power |  |  | MW
|  |  |  | Reactive Power |  |  | MVAr
|  |  |  | Capacitors In Service |  |  | MVAr
PF
| Zone Div: | Uncompensated |  | Reactive Power |  |  | MVAr
PF
| 0 | Compensated |  | Load (LV side) |  |  | Amps
|  |  |  | Apparent Power |  |  | MVA
|  |  |  | Real Power |  |  | MW
|  |  |  | Reactive Power |  |  | MVAr
|  |  |  | Capacitors In Service |  |  | MVAr
PF
| Zone Div: | Uncompensated |  | Reactive Power |  |  | MVAr
PF
| 0 | Compensated |  | Load (LV side) |  |  | Amps
|  |  |  | Apparent Power |  |  | MVA
|  |  |  | Real Power |  |  | MW
|  |  |  | Reactive Power |  |  | MVAr
|  |  |  | Capacitors In Service |  |  | MVAr
PF
| Zone Div: | Uncompensated |  | Reactive Power |  |  | MVAr
PF
| 0 | Compensated |  | Load (LV side) |  |  | Amps
|  |  |  | Apparent Power |  |  | MVA
|  |  |  | Real Power |  |  | MW
|  |  |  | Reactive Power |  |  | MVAr
|  |  |  | Capacitors In Service |  |  | MVAr
PF
| Zone Div: | Uncompensated |  | Reactive Power |  |  | MVAr
PF
| 0 | Compensated |  | Load (LV side) |  |  | Amps
|  |  |  | Apparent Power |  |  | MVA
|  |  |  | Real Power |  |  | MW
|  |  |  | Reactive Power |  |  | MVAr
|  |  |  | Capacitors In Service |  |  | MVAr
PF
| Zone Div: | Uncompensated |  | Reactive Power |  |  | MVAr
PF
| 0 | Compensated |  | Load (LV side) |  |  | Amps
|  |  |  | Apparent Power |  |  | MVA
|  |  |  | Real Power |  |  | MW
|  |  |  | Reactive Power |  |  | MVAr
|  |  |  | Capacitors In Service |  |  | MVAr
PF
| Zone Div: | Uncompensated |  | Reactive Power |  |  | MVAr
PF
| 0 | Compensated |  | Load (LV side) |  |  | Amps
|  |  |  | Apparent Power |  |  | MVA
|  |  |  | Real Power |  |  | MW
|  |  |  | Reactive Power |  |  | MVAr
|  |  |  | Capacitors In Service |  |  | MVAr
PF
| Zone Div: | Uncompensated |  | Reactive Power |  |  | MVAr
PF
| 0 | Compensated |  | Load (LV side) |  |  | Amps
|  |  |  | Apparent Power |  |  | MVA
|  |  |  | Real Power |  |  | MW
|  |  |  | Reactive Power |  |  | MVAr
|  |  |  | Capacitors In Service |  |  | MVAr
PF
| Zone Div: | Uncompensated |  | Reactive Power |  |  | MVAr
PF

## Paxton 33_11kV
| Paxton 33_11kV | [16 empty] | 2014 | WINTER
| Substation Total Loads | [33 empty] | Spots & Transfers Detail
| Historical Loads | (11kV MVA) | [7 empty] | Weather Corrected Forecast Loads |  |  |  | (11kV MVA) | [20 empty] | Spots & Transfers Summary | (11kV MVA) |  | Historical Spots & Transfers | [6 empty] | Forecast Spots & Transfers
|  | 2007 | 2008 | 2009 | 2010 | 2011 | 2012 | 2013 |  | 2014 | 2015 | 2016 | 2017 | 2018 | 2019 | 2020 | 2021 | 2022 | 2023 | 2024 | 2025 | 2026 | 2027 | 2028 | 2029 | 2030 | 2031 | 2032 | 2033 | 2034 | 2035 | 2036 | 2037 | 2038 |  |  |  | 2007 | 2008 | 2009 | 2010 | 2011 | 2012 | 2013 | 2014 | 2015 | 2016 | 2017 | 2018 | 2019 | 2020 | 2021 | 2022 | 2023 | 2024 | 2025 | 2026 | 2027 | 2028 | 2029 | 2030 | 2031 | 2032 | 2033 | 2034 | 2035 | 2036 | 2037 | 2038
| Total | 4.2 | 4.5 | 4.3 | 4.1 | 3.984 | 3.8905 | 3.892 |  | 3.9003 | 3.8293 | 3.8041 | 3.8205 | 3.8761 | 3.9995 | 4.1455 | 4.2715 | 4.3971 | 4.5268 | 4.6587 | 4.7999 | 4.9437 | 5.0914 | 5.243 | 5.3962 | 5.552 | 5.7106 | 5.8721 | 6.0365 | 6.2039 | 6.3742 | 6.5477 | 6.7242 | 6.9038 |  |  | Total | 0 | 0 | 0 | 0 | 0 | 0 | 0 | 0.0029968 | 0.00047873 | 0.021538 | 0.039624 | 0.055544 | 0.12348 | 0.14597 | 0.12601 | 0.12555 | 0.12972 | 0.13194 | 0.14124 | 0.14375 | 0.1477 | 0.15164 | 0.15318 | 0.15576 | 0.1586 | 0.16149 | 0.16441 | 0.16737 | 0.17038 | 0.17343 | 0.17652 | 0.17965
| Firm Rating | 0 | 0 | 0 | 0 | 0 | 0 | 0 |  | 0 | 0 | 0 | 0 | 0 | 0 | 0 | 0 | 0 | 0 | 0 | 0 | 0 | 0 | 0 | 0 | 0 | 0 | 0 | 0 | 0 | 0 | 0 | 0 | 0
| Total Capacity | 0 | 0 | 0 | 11.55 | 11.55 | 11.55 | 11.55 |  | 11.55 | 12.5 | 12.5 | 12.5 | 12.5 | 12.5 | 12.5 | 12.5 | 12.5 | 12.5 | 12.5 | 12.5 | 12.5 | 12.5 | 12.5 | 12.5 | 12.5 | 12.5 | 12.5 | 12.5 | 12.5 | 12.5 | 12.5 | 12.5 | 12.5 |  |  | Paxton 33_11kV Tx1 | 0 | 0 | 0 | 0 | 0 | 0 | 0 | 0.0014984 | 0.00023936 | 0.010769 | 0.019812 | 0.027772 | 0.061739 | 0.072983 | 0.063003 | 0.062773 | 0.06486 | 0.065971 | 0.070619 | 0.071875 | 0.073852 | 0.075818 | 0.076588 | 0.07788 | 0.079302 | 0.080743 | 0.082205 | 0.083687 | 0.08519 | 0.086713 | 0.088258 | 0.089824
|  | -7 | -6 | -5 | -4 | -3 | -2 | -1 |  | 0 | 1 | 2 | 3 | 4 | 5 | 6 | 7 | 8 | 9 | 10 | 11 | 12 | 13 | 14 | 15 | 16 | 17 | 18 | 19 | 20 | 21 | 22 | 23 | 24 |  |  | Paxton 33_11kV Tx2 | 0 | 0 | 0 | 0 | 0 | 0 | 0 | 0.0014984 | 0.00023936 | 0.010769 | 0.019812 | 0.027772 | 0.061739 | 0.072983 | 0.063003 | 0.062773 | 0.06486 | 0.065971 | 0.070619 | 0.071875 | 0.073852 | 0.075818 | 0.076588 | 0.07788 | 0.079302 | 0.080743 | 0.082205 | 0.083687 | 0.08519 | 0.086713 | 0.088258 | 0.089824
| Transformer Loads | [36 empty] | 0 | 0 | 0 | 0 | 0 | 0 | 0 | 0 | 0 | 0 | 0 | 0 | 0 | 0 | 0 | 0 | 0 | 0 | 0 | 0 | 0 | 0 | 0 | 0 | 0 | 0 | 0 | 0 | 0 | 0 | 0 | 0
| Historical Loads | (11kV MVA) | [7 empty] | 0: Weather Corrected Forecast Loads; 4: (11kV MVA) |  |  |  | 0 | 0 | 0 | 0 | 0 | 0 | 0 | 0 | 0 | 0 | 0 | 0 | 0 | 0 | 0 | 0 | 0 | 0 | 0 | 0 | 0 | 0 | 0 | 0 | 0 | 0 | 0 | 0 | 0 | 0 | 0 | 0
|  | 2007 | 2008 | 2009 | 2010 | 2011 | 2012 | 2013 |  | 2014 | 2015 | 2016 | 2017 | 2018 | 2019 | 2020 | 2021 | 2022 | 2023 | 2024 | 2025 | 2026 | 2027 | 2028 | 2029 | 2030 | 2031 | 2032 | 2033 | 2034 | 2035 | 2036 | 2037 | 2038 |  |  |  | 0 | 0 | 0 | 0 | 0 | 0 | 0 | 0 | 0 | 0 | 0 | 0 | 0 | 0 | 0 | 0 | 0 | 0 | 0 | 0 | 0 | 0 | 0 | 0 | 0 | 0 | 0 | 0 | 0 | 0 | 0 | 0
| 0 | [36 empty] | 0 | 0 | 0 | 0 | 0 | 0 | 0 | 0 | 0 | 0 | 0 | 0 | 0 | 0 | 0 | 0 | 0 | 0 | 0 | 0 | 0 | 0 | 0 | 0 | 0 | 0 | 0 | 0 | 0 | 0 | 0 | 0
| Diversity Factor: 0 | [36 empty] | 0 | 0 | 0 | 0 | 0 | 0 | 0 | 0 | 0 | 0 | 0 | 0 | 0 | 0 | 0 | 0 | 0 | 0 | 0 | 0 | 0 | 0 | 0 | 0 | 0 | 0 | 0 | 0 | 0 | 0 | 0 | 0
[38 empty] | 0 | 0 | 0 | 0 | 0 | 0 | 0 | 0 | 0 | 0 | 0 | 0 | 0 | 0 | 0 | 0 | 0 | 0 | 0 | 0 | 0 | 0 | 0 | 0 | 0 | 0 | 0 | 0 | 0 | 0 | 0 | 0
[38 empty] | 0 | 0 | 0 | 0 | 0 | 0 | 0 | 0 | 0 | 0 | 0 | 0 | 0 | 0 | 0 | 0 | 0 | 0 | 0 | 0 | 0 | 0 | 0 | 0 | 0 | 0 | 0 | 0 | 0 | 0 | 0 | 0
| 0 | [36 empty] | 0 | 0 | 0 | 0 | 0 | 0 | 0 | 0 | 0 | 0 | 0 | 0 | 0 | 0 | 0 | 0 | 0 | 0 | 0 | 0 | 0 | 0 | 0 | 0 | 0 | 0 | 0 | 0 | 0 | 0 | 0 | 0
Diversity Factor: 0
[38 empty] | Historical Spots & Transfers | [6 empty] | Forecast Spots & Transfers
[35 empty] | Project Name | From | To | 2007 | 2008 | 2009 | 2010 | 2011 | 2012 | 2013 | 2014 | 2015 | 2016 | 2017 | 2018 | 2019 | 2020 | 2021 | 2022 | 2023 | 2024 | 2025 | 2026 | 2027 | 2028 | 2029 | 2030 | 2031 | 2032 | 2033 | 2034 | 2035 | 2036 | 2037 | 2038
| 0 | [33 empty] | Broad based demand management |  | Paxton 33_11kV Tx1 | 0 | 0 | 0 | 0 | 0 | 0 | 0 | 0 | 0 | 0 | 0 | 0 | 0 | 0 | 0 | 0 | 0 | 0 | 0 | 0 | 0 | 0 | 0 | 0 | 0 | 0 | 0 | 0 | 0 | 0 | 0 | 0
| Diversity Factor: 0 | [33 empty] | Broad based demand management |  | Paxton 33_11kV Tx2 | 0 | 0 | 0 | 0 | 0 | 0 | 0 | 0 | 0 | 0 | 0 | 0 | 0 | 0 | 0 | 0 | 0 | 0 | 0 | 0 | 0 | 0 | 0 | 0 | 0 | 0 | 0 | 0 | 0 | 0 | 0 | 0
[35 empty] | Econometric |  | Paxton 33_11kV Tx1 | 0 | 0 | 0 | 0 | 0 | 0 | 0 | 0 | 0 | 0.020598 | 0.036879 | 0.05473 | 0.091847 | 0.093292 | 0.082075 | 0.083329 | 0.084602 | 0.085891 | 0.0872 | 0.088526 | 0.089871 | 0.091235 | 0.092617 | 0.094019 | 0.095441 | 0.096883 | 0.098344 | 0.099826 | 0.10133 | 0.10285 | 0.1044 | 0.10596
[35 empty] | Econometric |  | Paxton 33_11kV Tx2 | 0 | 0 | 0 | 0 | 0 | 0 | 0 | 0 | 0 | 0.020598 | 0.036879 | 0.05473 | 0.091847 | 0.093292 | 0.082075 | 0.083329 | 0.084602 | 0.085891 | 0.0872 | 0.088526 | 0.089871 | 0.091235 | 0.092617 | 0.094019 | 0.095441 | 0.096883 | 0.098344 | 0.099826 | 0.10133 | 0.10285 | 0.1044 | 0.10596
| 0 | [33 empty] | Energy Efficiency |  | Paxton 33_11kV Tx1 | 0 | 0 | 0 | 0 | 0 | 0 | 0 | 0.0014984 | 0.00023936 | -0.0098287 | -0.017067 | -0.026958 | -0.030108 | -0.020309 | -0.019072 | -0.020556 | -0.019742 | -0.019921 | -0.016581 | -0.016651 | -0.016018 | -0.015416 | -0.016029 | -0.016139 | -0.016139 | -0.016139 | -0.016139 | -0.016139 | -0.016139 | -0.016139 | -0.016139 | -0.016139
| Diversity Factor: 0 | [33 empty] | Energy Efficiency |  | Paxton 33_11kV Tx2 | 0 | 0 | 0 | 0 | 0 | 0 | 0 | 0.0014984 | 0.00023936 | -0.0098287 | -0.017067 | -0.026958 | -0.030108 | -0.020309 | -0.019072 | -0.020556 | -0.019742 | -0.019921 | -0.016581 | -0.016651 | -0.016018 | -0.015416 | -0.016029 | -0.016139 | -0.016139 | -0.016139 | -0.016139 | -0.016139 | -0.016139 | -0.016139 | -0.016139 | -0.016139
[35 empty] | Solar PV |  | Paxton 33_11kV Tx1 | 0 | 0 | 0 | 0 | 0 | 0 | 0 | 0 | 0 | 0 | 0 | 0 | 0 | 0 | 0 | 0 | 0 | 0 | 0 | 0 | 0 | 0 | 0 | 0 | 0 | 0 | 0 | 0 | 0 | 0 | 0 | 0
[35 empty] | Solar PV |  | Paxton 33_11kV Tx2 | 0 | 0 | 0 | 0 | 0 | 0 | 0 | 0 | 0 | 0 | 0 | 0 | 0 | 0 | 0 | 0 | 0 | 0 | 0 | 0 | 0 | 0 | 0 | 0 | 0 | 0 | 0 | 0 | 0 | 0 | 0 | 0
0
Diversity Factor: 0
0
Diversity Factor: 0
0
Diversity Factor: 0
0
Diversity Factor: 0
0
Diversity Factor: 0
0
Diversity Factor: 0
| Weather Correction and Public Holiday Factors | [8 empty] | Forecast ROG
ROG Justification
| Actual loads for season 2013 have been weather corrected by the following: | [6 empty] | 0.3977% |  | 7 year ROG ok | [59 empty] | 7 year ROG ok
1 | 2 | 3 | 4 | 5 | 6 | 7 | 8 | 9 | 10 | 2014 | 2015 | 2016 | 2017 | 2018 | 2019 | 2020 | 2021 | 2022 | 2023 | 2024 | 2025 | 2026 | 2027 | 2028 | 2029 | 2030 | 2031 | 2032 | 2033 | 2034 | 2035 | 2036 | 2037 | 2038
0.98169 | 0.96372 | 0.95195 | 0.94614 | 0.94614 | 0.94614 | 0.94614 | 0.94614 | 0.94614 | 0.94614 | -1.831% | -1.831% | -1.221% | -0.61% | 0% | 0% | 0% | 0% | 0% | 0% | 0% | 0% | 0% | 0% | 0% | 0% | 0% | 0% | 0% | 0% | 0% | 0% | 0% | 0% | 0%
Substation Load Detail
[7 empty] | Units | 2013 |  | 2014 | 2015 | 2016 | 2017 | 2018 | 2019 | 2020 | 2021 | 2022 | 2023 | 2024 | 2025 | 2026 | 2027 | 2028 | 2029 | 2030 | 2031 | 2032 | 2033 | 2034 | 2035 | 2036 | 2037 | 2038
1 | Paxton 33_11kV | Compensated |  | Load (LV side) |  |  | Amps | 0 |  | 204.7119 | 200.9877 | 199.6641 | 200.5249 | 203.4402 | 209.9211 | 217.5823 | 224.1959 | 230.7853 | 237.5938 | 244.519 | 251.932 | 259.4769 | 267.2294 | 275.1882 | 283.2279 | 291.4032 | 299.7278 | 308.2036 | 316.8329 | 325.6178 | 334.5604 | 343.6629 | 352.9276 | 362.3568
|  |  |  | Apparent Power |  |  | MVA | 3.892 | 3.97 | 3.9003 | 3.8293 | 3.8041 | 3.8205 | 3.8761 | 3.9995 | 4.1455 | 4.2715 | 4.3971 | 4.5268 | 4.6587 | 4.7999 | 4.9437 | 5.0914 | 5.243 | 5.3962 | 5.552 | 5.7106 | 5.8721 | 6.0365 | 6.2039 | 6.3742 | 6.5477 | 6.7242 | 6.9038
|  |  |  | Real Power |  |  | MW | 3.8258 | 3.9025 | 3.834 | 3.7642 | 3.7394 | 3.7556 | 3.8102 | 3.9315 | 4.075 | 4.1989 | 4.3223 | 4.4498 | 4.5795 | 4.7184 | 4.8597 | 5.0049 | 5.1539 | 5.3045 | 5.4576 | 5.6135 | 5.7722 | 5.9339 | 6.0984 | 6.2659 | 6.4363 | 6.6099 | 6.7865
|  |  |  | Reactive Power |  |  | MVAr | 0 |  | 0.71611 | 0.70309 | 0.69846 | 0.70147 | 0.71166 | 0.73434 | 0.76114 | 0.78427 | 0.80732 | 0.83114 | 0.85537 | 0.8813 | 0.90769 | 0.93481 | 0.96265 | 0.99077 | 1.0194 | 1.0485 | 1.0781 | 1.1083 | 1.1391 | 1.1703 | 1.2022 | 1.2346 | 1.2676
|  |  |  | Capacitors In Service |  |  | MVAr | 0 |  | 0 | 0 | 0 | 0 | 0 | 0 | 0 | 0 | 0 | 0 | 0 | 0 | 0 | 0 | 0 | 0 | 0 | 0 | 0 | 0 | 0 | 0 | 0 | 0 | 0
|  |  |  | PF |  |  |  | 0.983 |  | 0.983 | 0.983 | 0.983 | 0.983 | 0.983 | 0.983 | 0.983 | 0.983 | 0.983 | 0.983 | 0.983 | 0.983 | 0.983 | 0.983 | 0.983 | 0.983 | 0.983 | 0.983 | 0.983 | 0.983 | 0.983 | 0.983 | 0.983 | 0.983 | 0.983
0.88122 | Diversity Factor: 0.88 | Uncompensated |  | Reactive Power |  |  | MVAr | 0 | 0.72891 | 0.71611 | 0.70309 | 0.69846 | 0.70147 | 0.71166 | 0.73434 | 0.76114 | 0.78427 | 0.80732 | 0.83114 | 0.85537 | 0.8813 | 0.90769 | 0.93481 | 0.96265 | 0.99077 | 1.0194 | 1.0485 | 1.0781 | 1.1083 | 1.1391 | 1.1703 | 1.2022 | 1.2346 | 1.2676
|  |  |  | PF |  |  |  | 0.983 |  | 0.983 | 0.983 | 0.983 | 0.983 | 0.983 | 0.983 | 0.983 | 0.983 | 0.983 | 0.983 | 0.983 | 0.983 | 0.983 | 0.983 | 0.983 | 0.983 | 0.983 | 0.983 | 0.983 | 0.983 | 0.983 | 0.983 | 0.983 | 0.983 | 0.983
[10 empty] | 1 | 2 | 3 | 4 | 5 | 6 | 7 | 8 | 9 | 10 | 11 | 12 | 13 | 14 | 15 | 16 | 17 | 18 | 19 | 20 | 21 | 22 | 23 | 24 | 25
Transformer Load Detail
[7 empty] | Units | 2013 |  | 2014 | 2015 | 2016 | 2017 | 2018 | 2019 | 2020 | 2021 | 2022 | 2023 | 2024 | 2025 | 2026 | 2027 | 2028 | 2029 | 2030 | 2031 | 2032 | 2033 | 2034 | 2035 | 2036 | 2037 | 2038
| 0 | Compensated |  | Load (LV side) |  |  | Amps
|  |  |  | Apparent Power |  |  | MVA
|  |  |  | Real Power |  |  | MW
|  |  |  | Reactive Power |  |  | MVAr
|  |  |  | Capacitors In Service |  |  | MVAr
PF
| Zone Div: | Uncompensated |  | Reactive Power |  |  | MVAr
PF
| 0 | Compensated |  | Load (LV side) |  |  | Amps
|  |  |  | Apparent Power |  |  | MVA
|  |  |  | Real Power |  |  | MW
|  |  |  | Reactive Power |  |  | MVAr
|  |  |  | Capacitors In Service |  |  | MVAr
PF
| Zone Div: | Uncompensated |  | Reactive Power |  |  | MVAr
PF
| 0 | Compensated |  | Load (LV side) |  |  | Amps
|  |  |  | Apparent Power |  |  | MVA
|  |  |  | Real Power |  |  | MW
|  |  |  | Reactive Power |  |  | MVAr
|  |  |  | Capacitors In Service |  |  | MVAr
PF
| Zone Div: | Uncompensated |  | Reactive Power |  |  | MVAr
PF
| 0 | Compensated |  | Load (LV side) |  |  | Amps
|  |  |  | Apparent Power |  |  | MVA
|  |  |  | Real Power |  |  | MW
|  |  |  | Reactive Power |  |  | MVAr
|  |  |  | Capacitors In Service |  |  | MVAr
PF
| Zone Div: | Uncompensated |  | Reactive Power |  |  | MVAr
PF
| 0 | Compensated |  | Load (LV side) |  |  | Amps
|  |  |  | Apparent Power |  |  | MVA
|  |  |  | Real Power |  |  | MW
|  |  |  | Reactive Power |  |  | MVAr
|  |  |  | Capacitors In Service |  |  | MVAr
PF
| Zone Div: | Uncompensated |  | Reactive Power |  |  | MVAr
PF
| 0 | Compensated |  | Load (LV side) |  |  | Amps
|  |  |  | Apparent Power |  |  | MVA
|  |  |  | Real Power |  |  | MW
|  |  |  | Reactive Power |  |  | MVAr
|  |  |  | Capacitors In Service |  |  | MVAr
PF
| Zone Div: | Uncompensated |  | Reactive Power |  |  | MVAr
PF
| 0 | Compensated |  | Load (LV side) |  |  | Amps
|  |  |  | Apparent Power |  |  | MVA
|  |  |  | Real Power |  |  | MW
|  |  |  | Reactive Power |  |  | MVAr
|  |  |  | Capacitors In Service |  |  | MVAr
PF
| Zone Div: | Uncompensated |  | Reactive Power |  |  | MVAr
PF
| 0 | Compensated |  | Load (LV side) |  |  | Amps
|  |  |  | Apparent Power |  |  | MVA
|  |  |  | Real Power |  |  | MW
|  |  |  | Reactive Power |  |  | MVAr
|  |  |  | Capacitors In Service |  |  | MVAr
PF
| Zone Div: | Uncompensated |  | Reactive Power |  |  | MVAr
PF
| 0 | Compensated |  | Load (LV side) |  |  | Amps
|  |  |  | Apparent Power |  |  | MVA
|  |  |  | Real Power |  |  | MW
|  |  |  | Reactive Power |  |  | MVAr
|  |  |  | Capacitors In Service |  |  | MVAr
PF
| Zone Div: | Uncompensated |  | Reactive Power |  |  | MVAr
PF
| 0 | Compensated |  | Load (LV side) |  |  | Amps
|  |  |  | Apparent Power |  |  | MVA
|  |  |  | Real Power |  |  | MW
|  |  |  | Reactive Power |  |  | MVAr
|  |  |  | Capacitors In Service |  |  | MVAr
PF
| Zone Div: | Uncompensated |  | Reactive Power |  |  | MVAr
PF

## Rothbury 132_11kV
| Rothbury 132_11kV | [16 empty] | 2014 | WINTER
| Substation Total Loads | [33 empty] | Spots & Transfers Detail
| Historical Loads | (11kV MVA) | [7 empty] | Weather Corrected Forecast Loads |  |  |  | (11kV MVA) | [20 empty] | Spots & Transfers Summary | (11kV MVA) |  | Historical Spots & Transfers | [6 empty] | Forecast Spots & Transfers
|  | 2007 | 2008 | 2009 | 2010 | 2011 | 2012 | 2013 |  | 2014 | 2015 | 2016 | 2017 | 2018 | 2019 | 2020 | 2021 | 2022 | 2023 | 2024 | 2025 | 2026 | 2027 | 2028 | 2029 | 2030 | 2031 | 2032 | 2033 | 2034 | 2035 | 2036 | 2037 | 2038 |  |  |  | 2007 | 2008 | 2009 | 2010 | 2011 | 2012 | 2013 | 2014 | 2015 | 2016 | 2017 | 2018 | 2019 | 2020 | 2021 | 2022 | 2023 | 2024 | 2025 | 2026 | 2027 | 2028 | 2029 | 2030 | 2031 | 2032 | 2033 | 2034 | 2035 | 2036 | 2037 | 2038
| Total | 5.9 | 6 | 5.9 | 6.5 | 6.159 | 6.122 | 5.446 |  | 6.093 | 9.8405 | 9.8885 | 10.0795 | 10.3712 | 11.1971 | 12.1079 | 12.8795 | 13.6486 | 14.4275 | 15.1917 | 15.9915 | 16.798 | 17.6334 | 18.4876 | 19.3465 | 20.2077 | 21.0794 | 21.9616 | 22.8544 | 23.758 | 24.6724 | 25.5979 | 26.5344 | 27.4822 |  |  | Total | 0 | 0 | 0 | 0 | 0 | 0 | 0 | 0.33998 | 3.7924 | 0.08845 | 0.21131 | 0.29165 | 0.82593 | 0.91078 | 0.77155 | 0.76911 | 0.77892 | 0.76422 | 0.79982 | 0.80651 | 0.83536 | 0.85419 | 0.85887 | 0.86129 | 0.87168 | 0.88219 | 0.89281 | 0.90356 | 0.91444 | 0.92544 | 0.93656 | 0.94781
| Firm Rating | 0 | 0 | 0 | 38.1 | 38.1 | 38.11 | 38.11 |  | 38.11 | 38.11 | 38.11 | 38.11 | 38.11 | 38.11 | 38.11 | 38.11 | 38.11 | 38.11 | 38.11 | 38.11 | 38.11 | 38.11 | 38.11 | 38.11 | 38.11 | 38.11 | 38.11 | 38.11 | 38.11 | 38.11 | 38.11 | 38.11 | 38.11
| Total Capacity | 0 | 0 | 0 | 76.2 | 76.2 | 76.21 | 76.21 |  | 76.21 | 76.21 | 76.21 | 76.21 | 76.21 | 76.21 | 76.21 | 76.21 | 76.21 | 76.21 | 76.21 | 76.21 | 76.21 | 76.21 | 76.21 | 76.21 | 76.21 | 76.21 | 76.21 | 76.21 | 76.21 | 76.21 | 76.21 | 76.21 | 76.21 |  |  | Rothbury 132_11kV Tx1 | 0 | 0 | 0 | 0 | 0 | 0 | -0.15242 | 0.36243 | 1.9161 | 0.040097 | 0.095793 | 0.13221 | 0.37442 | 0.41289 | 0.34977 | 0.34866 | 0.35311 | 0.34644 | 0.36259 | 0.36562 | 0.37869 | 0.38723 | 0.38935 | 0.39045 | 0.39516 | 0.39992 | 0.40474 | 0.40962 | 0.41454 | 0.41953 | 0.42457 | 0.42968
|  | -7 | -6 | -5 | -4 | -3 | -2 | -1 |  | 0 | 1 | 2 | 3 | 4 | 5 | 6 | 7 | 8 | 9 | 10 | 11 | 12 | 13 | 14 | 15 | 16 | 17 | 18 | 19 | 20 | 21 | 22 | 23 | 24 |  |  | Rothbury 132_11kV Tx2 | 0 | 0 | 0 | 0 | 0 | 0 | 0.15242 | -0.022452 | 1.8763 | 0.048353 | 0.11552 | 0.15943 | 0.45151 | 0.49789 | 0.42178 | 0.42044 | 0.42581 | 0.41777 | 0.43724 | 0.44089 | 0.45666 | 0.46696 | 0.46952 | 0.47084 | 0.47652 | 0.48226 | 0.48807 | 0.49395 | 0.49989 | 0.5059 | 0.51199 | 0.51814
| Transformer Loads | [36 empty] | 0 | 0 | 0 | 0 | 0 | 0 | 0 | 0 | 0 | 0 | 0 | 0 | 0 | 0 | 0 | 0 | 0 | 0 | 0 | 0 | 0 | 0 | 0 | 0 | 0 | 0 | 0 | 0 | 0 | 0 | 0 | 0
| Historical Loads | (11kV MVA) | [7 empty] | 0: Weather Corrected Forecast Loads; 4: (11kV MVA) |  |  |  | 0 | 0 | 0 | 0 | 0 | 0 | 0 | 0 | 0 | 0 | 0 | 0 | 0 | 0 | 0 | 0 | 0 | 0 | 0 | 0 | 0 | 0 | 0 | 0 | 0 | 0 | 0 | 0 | 0 | 0 | 0 | 0
|  | 2007 | 2008 | 2009 | 2010 | 2011 | 2012 | 2013 |  | 2014 | 2015 | 2016 | 2017 | 2018 | 2019 | 2020 | 2021 | 2022 | 2023 | 2024 | 2025 | 2026 | 2027 | 2028 | 2029 | 2030 | 2031 | 2032 | 2033 | 2034 | 2035 | 2036 | 2037 | 2038 |  |  |  | 0 | 0 | 0 | 0 | 0 | 0 | 0 | 0 | 0 | 0 | 0 | 0 | 0 | 0 | 0 | 0 | 0 | 0 | 0 | 0 | 0 | 0 | 0 | 0 | 0 | 0 | 0 | 0 | 0 | 0 | 0 | 0
| 0 | [36 empty] | 0 | 0 | 0 | 0 | 0 | 0 | 0 | 0 | 0 | 0 | 0 | 0 | 0 | 0 | 0 | 0 | 0 | 0 | 0 | 0 | 0 | 0 | 0 | 0 | 0 | 0 | 0 | 0 | 0 | 0 | 0 | 0
| Diversity Factor: 0 | [36 empty] | 0 | 0 | 0 | 0 | 0 | 0 | 0 | 0 | 0 | 0 | 0 | 0 | 0 | 0 | 0 | 0 | 0 | 0 | 0 | 0 | 0 | 0 | 0 | 0 | 0 | 0 | 0 | 0 | 0 | 0 | 0 | 0
[38 empty] | 0 | 0 | 0 | 0 | 0 | 0 | 0 | 0 | 0 | 0 | 0 | 0 | 0 | 0 | 0 | 0 | 0 | 0 | 0 | 0 | 0 | 0 | 0 | 0 | 0 | 0 | 0 | 0 | 0 | 0 | 0 | 0
[38 empty] | 0 | 0 | 0 | 0 | 0 | 0 | 0 | 0 | 0 | 0 | 0 | 0 | 0 | 0 | 0 | 0 | 0 | 0 | 0 | 0 | 0 | 0 | 0 | 0 | 0 | 0 | 0 | 0 | 0 | 0 | 0 | 0
| 0 | [36 empty] | 0 | 0 | 0 | 0 | 0 | 0 | 0 | 0 | 0 | 0 | 0 | 0 | 0 | 0 | 0 | 0 | 0 | 0 | 0 | 0 | 0 | 0 | 0 | 0 | 0 | 0 | 0 | 0 | 0 | 0 | 0 | 0
Diversity Factor: 0
[38 empty] | Historical Spots & Transfers | [6 empty] | Forecast Spots & Transfers
[35 empty] | Project Name | From | To | 2007 | 2008 | 2009 | 2010 | 2011 | 2012 | 2013 | 2014 | 2015 | 2016 | 2017 | 2018 | 2019 | 2020 | 2021 | 2022 | 2023 | 2024 | 2025 | 2026 | 2027 | 2028 | 2029 | 2030 | 2031 | 2032 | 2033 | 2034 | 2035 | 2036 | 2037 | 2038
| 0 | [33 empty] | Broad based demand management |  | Rothbury 132_11kV Tx1 | 0 | 0 | 0 | 0 | 0 | 0 | 0 | 0 | -0.00018974 | -0.00021082 | -0.00040057 | -0.003078 | -0.0041321 | 0 | 0 | 0 | 0 | 0 | 0 | 0 | 0 | 0 | 0 | 0 | 0 | 0 | 0 | 0 | 0 | 0 | 0 | 0
| Diversity Factor: 0 | [33 empty] | Broad based demand management |  | Rothbury 132_11kV Tx2 | 0 | 0 | 0 | 0 | 0 | 0 | 0 | 0 | -0.00022881 | -0.00025423 | -0.00048303 | -0.0037117 | -0.0049829 | 0 | 0 | 0 | 0 | 0 | 0 | 0 | 0 | 0 | 0 | 0 | 0 | 0 | 0 | 0 | 0 | 0 | 0 | 0
[35 empty] | DNP_ID: 6576. Aug Rothbury Fdr 34633 - Tuckers Lane | Branxton 66_11kV Tx1 | Rothbury 132_11kV Tx1 | 0 | 0 | 0 | 0 | 0 | 0 | 0 | 0 | 1.286 | 0 | 0 | 0 | 0 | 0 | 0 | 0 | 0 | 0 | 0 | 0 | 0 | 0 | 0 | 0 | 0 | 0 | 0 | 0 | 0 | 0 | 0 | 0
[35 empty] | DNP_ID: 6576. Aug Rothbury Fdr 34633 - Tuckers Lane | Branxton 66_11kV Tx2 | Rothbury 132_11kV Tx1 | 0 | 0 | 0 | 0 | 0 | 0 | 0 | 0 | 1.286 | 0 | 0 | 0 | 0 | 0 | 0 | 0 | 0 | 0 | 0 | 0 | 0 | 0 | 0 | 0 | 0 | 0 | 0 | 0 | 0 | 0 | 0 | 0
| 0 | [33 empty] | DNP_ID: 6576. Aug Rothbury Fdr 34633 - Tuckers Lane | Rothbury 132_11kV Tx2 | Rothbury 132_11kV Tx1 | 0 | 0 | 0 | 0 | 0 | 0 | 0.07621 | 0 | 0 | 0 | 0 | 0 | 0 | 0 | 0 | 0 | 0 | 0 | 0 | 0 | 0 | 0 | 0 | 0 | 0 | 0 | 0 | 0 | 0 | 0 | 0 | 0
| Diversity Factor: 0 | [33 empty] | DNP_ID: 6610. Aug Rothbury Fdr 34639 - Talga Road Ammendment - COMMENTS TO BE ADDED with revised DB issue. LG - 27/03/2014 | Rothbury 132_11kV Tx1 | Rothbury 132_11kV Tx2 | 0 | 0 | 0 | 0 | 0 | 0 | 0.22863 | 0 | 0.64779 | 0 | 0 | 0 | 0 | 0 | 0 | 0 | 0 | 0 | 0 | 0 | 0 | 0 | 0 | 0 | 0 | 0 | 0 | 0 | 0 | 0 | 0 | 0
[35 empty] | HVCON_ID: 2000013. Greta Rail facility | Branxton 66_11kV Tx1 | Rothbury 132_11kV Tx1 | 0 | 0 | 0 | 0 | 0 | 0 | 0 | 0.19053 | 0 | 0 | 0 | 0 | 0 | 0 | 0 | 0 | 0 | 0 | 0 | 0 | 0 | 0 | 0 | 0 | 0 | 0 | 0 | 0 | 0 | 0 | 0 | 0
[35 empty] | HVCON_ID: 2000013. Greta Rail facility | Branxton 66_11kV Tx2 | Rothbury 132_11kV Tx1 | 0 | 0 | 0 | 0 | 0 | 0 | 0 | 0.19053 | 0 | 0 | 0 | 0 | 0 | 0 | 0 | 0 | 0 | 0 | 0 | 0 | 0 | 0 | 0 | 0 | 0 | 0 | 0 | 0 | 0 | 0 | 0 | 0
| 0 | [33 empty] | HVCON_ID: 2000014. Greta Rail facility | Branxton 66_11kV Tx1 | Rothbury 132_11kV Tx2 | 0 | 0 | 0 | 0 | 0 | 0 | 0 | 0 | 0.61921 | 0 | 0 | 0 | 0 | 0 | 0 | 0 | 0 | 0 | 0 | 0 | 0 | 0 | 0 | 0 | 0 | 0 | 0 | 0 | 0 | 0 | 0 | 0
| Diversity Factor: 0 | [33 empty] | HVCON_ID: 2000014. Greta Rail facility | Branxton 66_11kV Tx2 | Rothbury 132_11kV Tx2 | 0 | 0 | 0 | 0 | 0 | 0 | 0 | 0 | 0.61921 | 0 | 0 | 0 | 0 | 0 | 0 | 0 | 0 | 0 | 0 | 0 | 0 | 0 | 0 | 0 | 0 | 0 | 0 | 0 | 0 | 0 | 0 | 0
[35 empty] | Econometric |  | Rothbury 132_11kV Tx1 | 0 | 0 | 0 | 0 | 0 | 0 | 0 | 0 | 0 | 0.067892 | 0.13733 | 0.19821 | 0.44219 | 0.4473 | 0.36782 | 0.37206 | 0.37636 | 0.38071 | 0.3851 | 0.38955 | 0.39405 | 0.3986 | 0.4032 | 0.40785 | 0.41256 | 0.41733 | 0.42214 | 0.42702 | 0.43195 | 0.43693 | 0.44198 | 0.44708
[35 empty] | Econometric |  | Rothbury 132_11kV Tx2 | 0 | 0 | 0 | 0 | 0 | 0 | 0 | 0 | 0 | 0.081869 | 0.1656 | 0.23902 | 0.53323 | 0.53939 | 0.44354 | 0.44867 | 0.45385 | 0.45909 | 0.46439 | 0.46975 | 0.47517 | 0.48066 | 0.48621 | 0.49182 | 0.4975 | 0.50324 | 0.50905 | 0.51493 | 0.52088 | 0.52689 | 0.53297 | 0.53912
| 0 | [33 empty] | Energy Efficiency |  | Rothbury 132_11kV Tx1 | 0 | 0 | 0 | 0 | 0 | 0 | 0 | -0.018618 | -0.0080134 | -0.027584 | -0.041136 | -0.062917 | -0.063639 | -0.034416 | -0.018045 | -0.023403 | -0.023248 | -0.034262 | -0.022515 | -0.02393 | -0.015352 | -0.011364 | -0.013844 | -0.017401 | -0.017401 | -0.017401 | -0.017401 | -0.017401 | -0.017401 | -0.017401 | -0.017401 | -0.017401
| Diversity Factor: 0 | [33 empty] | Energy Efficiency |  | Rothbury 132_11kV Tx2 | 0 | 0 | 0 | 0 | 0 | 0 | 0 | -0.022452 | -0.0096632 | -0.033263 | -0.049605 | -0.075871 | -0.076741 | -0.041502 | -0.02176 | -0.028221 | -0.028034 | -0.041316 | -0.027151 | -0.028857 | -0.018513 | -0.013703 | -0.016694 | -0.020983 | -0.020983 | -0.020983 | -0.020983 | -0.020983 | -0.020983 | -0.020983 | -0.020983 | -0.020983
[35 empty] | Solar PV |  | Rothbury 132_11kV Tx1 | 0 | 0 | 0 | 0 | 0 | 0 | 0 | 0 | 0 | 0 | 0 | 0 | 0 | 0 | 0 | 0 | 0 | 0 | 0 | 0 | 0 | 0 | 0 | 0 | 0 | 0 | 0 | 0 | 0 | 0 | 0 | 0
[35 empty] | Solar PV |  | Rothbury 132_11kV Tx2 | 0 | 0 | 0 | 0 | 0 | 0 | 0 | 0 | 0 | 0 | 0 | 0 | 0 | 0 | 0 | 0 | 0 | 0 | 0 | 0 | 0 | 0 | 0 | 0 | 0 | 0 | 0 | 0 | 0 | 0 | 0 | 0
0
Diversity Factor: 0
0
Diversity Factor: 0
0
Diversity Factor: 0
0
Diversity Factor: 0
| Weather Correction and Public Holiday Factors | [8 empty] | Forecast ROG
ROG Justification
| Actual loads for season 2013 have been weather corrected by the following: | [6 empty] | 3.104% |  | 7 year ROG ok | [59 empty] | 7 year ROG ok
1 | 2 | 3 | 4 | 5 | 6 | 7 | 8 | 9 | 10 | 2014 | 2015 | 2016 | 2017 | 2018 | 2019 | 2020 | 2021 | 2022 | 2023 | 2024 | 2025 | 2026 | 2027 | 2028 | 2029 | 2030 | 2031 | 2032 | 2033 | 2034 | 2035 | 2036 | 2037 | 2038
0.99385 | 0.98774 | 0.98369 | 0.98167 | 0.98167 | 0.98167 | 0.98167 | 0.98167 | 0.98167 | 0.98167 | -0.615% | -0.615% | -0.41% | -0.205% | 0% | 0% | 0% | 0% | 0% | 0% | 0% | 0% | 0% | 0% | 0% | 0% | 0% | 0% | 0% | 0% | 0% | 0% | 0% | 0% | 0%
Substation Load Detail
[7 empty] | Units | 2013 |  | 2014 | 2015 | 2016 | 2017 | 2018 | 2019 | 2020 | 2021 | 2022 | 2023 | 2024 | 2025 | 2026 | 2027 | 2028 | 2029 | 2030 | 2031 | 2032 | 2033 | 2034 | 2035 | 2036 | 2037 | 2038
1 | Rothbury 132_11kV | Compensated |  | Load (LV side) |  |  | Amps | 0 |  | 319.8012 | 516.4911 | 519.0133 | 529.0388 | 544.3463 | 587.6965 | 635.5 | 675.9961 | 716.3636 | 757.2466 | 797.3575 | 839.3374 | 881.6683 | 925.5131 | 970.3464 | 1015.425 | 1060.631 | 1106.382 | 1152.685 | 1199.546 | 1246.97 | 1294.966 | 1343.539 | 1392.695 | 1442.443
|  |  |  | Apparent Power |  |  | MVA | 5.446 | 5.79 | 6.093 | 9.8405 | 9.8885 | 10.0795 | 10.3712 | 11.1971 | 12.1079 | 12.8795 | 13.6486 | 14.4275 | 15.1917 | 15.9915 | 16.798 | 17.6334 | 18.4876 | 19.3465 | 20.2077 | 21.0794 | 21.9616 | 22.8544 | 23.758 | 24.6724 | 25.5979 | 26.5344 | 27.4822
|  |  |  | Real Power |  |  | MW | 5.4351 | 5.7784 | 6.0787 | 9.7918 | 9.8396 | 10.0297 | 10.3199 | 11.1418 | 12.048 | 12.8158 | 13.5811 | 14.3561 | 15.1166 | 15.9124 | 16.715 | 17.5462 | 18.3962 | 19.2508 | 20.1078 | 20.9752 | 21.853 | 22.7414 | 23.6405 | 24.5504 | 25.4713 | 26.4032 | 27.3464
|  |  |  | Reactive Power |  |  | MVAr | 0 |  | 0.41752 | 0.97734 | 0.98212 | 1.0011 | 1.0301 | 1.1121 | 1.2025 | 1.2792 | 1.3556 | 1.4329 | 1.5088 | 1.5883 | 1.6684 | 1.7513 | 1.8362 | 1.9215 | 2.007 | 2.0936 | 2.1812 | 2.2699 | 2.3596 | 2.4504 | 2.5423 | 2.6354 | 2.7295
|  |  |  | Capacitors In Service |  |  | MVAr | 0 |  | 0 | 0 | 0 | 0 | 0 | 0 | 0 | 0 | 0 | 0 | 0 | 0 | 0 | 0 | 0 | 0 | 0 | 0 | 0 | 0 | 0 | 0 | 0 | 0 | 0
|  |  |  | PF |  |  |  | 0.998 |  | 0.99765 | 0.99506 | 0.99506 | 0.99506 | 0.99506 | 0.99506 | 0.99506 | 0.99506 | 0.99506 | 0.99506 | 0.99506 | 0.99506 | 0.99506 | 0.99506 | 0.99506 | 0.99506 | 0.99506 | 0.99506 | 0.99506 | 0.99506 | 0.99506 | 0.99506 | 0.99506 | 0.99506 | 0.99506
0.74103 | Diversity Factor: 0.74 | Uncompensated |  | Reactive Power |  |  | MVAr | 0 | 0.36601 | 0.41752 | 0.97734 | 0.98212 | 1.0011 | 1.0301 | 1.1121 | 1.2025 | 1.2792 | 1.3556 | 1.4329 | 1.5088 | 1.5883 | 1.6684 | 1.7513 | 1.8362 | 1.9215 | 2.007 | 2.0936 | 2.1812 | 2.2699 | 2.3596 | 2.4504 | 2.5423 | 2.6354 | 2.7295
|  |  |  | PF |  |  |  | 0.998 |  | 0.99765 | 0.99506 | 0.99506 | 0.99506 | 0.99506 | 0.99506 | 0.99506 | 0.99506 | 0.99506 | 0.99506 | 0.99506 | 0.99506 | 0.99506 | 0.99506 | 0.99506 | 0.99506 | 0.99506 | 0.99506 | 0.99506 | 0.99506 | 0.99506 | 0.99506 | 0.99506 | 0.99506 | 0.99506
[10 empty] | 1 | 2 | 3 | 4 | 5 | 6 | 7 | 8 | 9 | 10 | 11 | 12 | 13 | 14 | 15 | 16 | 17 | 18 | 19 | 20 | 21 | 22 | 23 | 24 | 25
Transformer Load Detail
[7 empty] | Units | 2013 |  | 2014 | 2015 | 2016 | 2017 | 2018 | 2019 | 2020 | 2021 | 2022 | 2023 | 2024 | 2025 | 2026 | 2027 | 2028 | 2029 | 2030 | 2031 | 2032 | 2033 | 2034 | 2035 | 2036 | 2037 | 2038
| 0 | Compensated |  | Load (LV side) |  |  | Amps
|  |  |  | Apparent Power |  |  | MVA
|  |  |  | Real Power |  |  | MW
|  |  |  | Reactive Power |  |  | MVAr
|  |  |  | Capacitors In Service |  |  | MVAr
PF
| Zone Div: | Uncompensated |  | Reactive Power |  |  | MVAr
PF
| 0 | Compensated |  | Load (LV side) |  |  | Amps
|  |  |  | Apparent Power |  |  | MVA
|  |  |  | Real Power |  |  | MW
|  |  |  | Reactive Power |  |  | MVAr
|  |  |  | Capacitors In Service |  |  | MVAr
PF
| Zone Div: | Uncompensated |  | Reactive Power |  |  | MVAr
PF
| 0 | Compensated |  | Load (LV side) |  |  | Amps
|  |  |  | Apparent Power |  |  | MVA
|  |  |  | Real Power |  |  | MW
|  |  |  | Reactive Power |  |  | MVAr
|  |  |  | Capacitors In Service |  |  | MVAr
PF
| Zone Div: | Uncompensated |  | Reactive Power |  |  | MVAr
PF
| 0 | Compensated |  | Load (LV side) |  |  | Amps
|  |  |  | Apparent Power |  |  | MVA
|  |  |  | Real Power |  |  | MW
|  |  |  | Reactive Power |  |  | MVAr
|  |  |  | Capacitors In Service |  |  | MVAr
PF
| Zone Div: | Uncompensated |  | Reactive Power |  |  | MVAr
PF
| 0 | Compensated |  | Load (LV side) |  |  | Amps
|  |  |  | Apparent Power |  |  | MVA
|  |  |  | Real Power |  |  | MW
|  |  |  | Reactive Power |  |  | MVAr
|  |  |  | Capacitors In Service |  |  | MVAr
PF
| Zone Div: | Uncompensated |  | Reactive Power |  |  | MVAr
PF
| 0 | Compensated |  | Load (LV side) |  |  | Amps
|  |  |  | Apparent Power |  |  | MVA
|  |  |  | Real Power |  |  | MW
|  |  |  | Reactive Power |  |  | MVAr
|  |  |  | Capacitors In Service |  |  | MVAr
PF
| Zone Div: | Uncompensated |  | Reactive Power |  |  | MVAr
PF
| 0 | Compensated |  | Load (LV side) |  |  | Amps
|  |  |  | Apparent Power |  |  | MVA
|  |  |  | Real Power |  |  | MW
|  |  |  | Reactive Power |  |  | MVAr
|  |  |  | Capacitors In Service |  |  | MVAr
PF
| Zone Div: | Uncompensated |  | Reactive Power |  |  | MVAr
PF
| 0 | Compensated |  | Load (LV side) |  |  | Amps
|  |  |  | Apparent Power |  |  | MVA
|  |  |  | Real Power |  |  | MW
|  |  |  | Reactive Power |  |  | MVAr
|  |  |  | Capacitors In Service |  |  | MVAr
PF
| Zone Div: | Uncompensated |  | Reactive Power |  |  | MVAr
PF
| 0 | Compensated |  | Load (LV side) |  |  | Amps
|  |  |  | Apparent Power |  |  | MVA
|  |  |  | Real Power |  |  | MW
|  |  |  | Reactive Power |  |  | MVAr
|  |  |  | Capacitors In Service |  |  | MVAr
PF
| Zone Div: | Uncompensated |  | Reactive Power |  |  | MVAr
PF
| 0 | Compensated |  | Load (LV side) |  |  | Amps
|  |  |  | Apparent Power |  |  | MVA
|  |  |  | Real Power |  |  | MW
|  |  |  | Reactive Power |  |  | MVAr
|  |  |  | Capacitors In Service |  |  | MVAr
PF
| Zone Div: | Uncompensated |  | Reactive Power |  |  | MVAr
PF

## Tomalpin 33_11kV
| Tomalpin 33_11kV | [16 empty] | 2014 | WINTER
[6 empty] | Zone commissioned |  | 2008-11-01
| Substation Total Loads | [33 empty] | Spots & Transfers Detail
| Historical Loads | (11kV MVA) | [7 empty] | Weather Corrected Forecast Loads |  |  |  | (11kV MVA) | [20 empty] | Spots & Transfers Summary | (11kV MVA) |  | Historical Spots & Transfers | [6 empty] | Forecast Spots & Transfers
|  | 2007 | 2008 | 2009 | 2010 | 2011 | 2012 | 2013 |  | 2014 | 2015 | 2016 | 2017 | 2018 | 2019 | 2020 | 2021 | 2022 | 2023 | 2024 | 2025 | 2026 | 2027 | 2028 | 2029 | 2030 | 2031 | 2032 | 2033 | 2034 | 2035 | 2036 | 2037 | 2038 |  |  |  | 2007 | 2008 | 2009 | 2010 | 2011 | 2012 | 2013 | 2014 | 2015 | 2016 | 2017 | 2018 | 2019 | 2020 | 2021 | 2022 | 2023 | 2024 | 2025 | 2026 | 2027 | 2028 | 2029 | 2030 | 2031 | 2032 | 2033 | 2034 | 2035 | 2036 | 2037 | 2038
| Total |  | 0.1 | 1.2 | 1.5 | 1.732 | 1.615 | 1.354 |  | 1.7 | 1.6999 | 1.6997 | 1.6995 | 1.6991 | 1.6988 | 1.6989 | 1.6991 | 1.6993 | 1.6995 | 1.6996 | 1.6998 | 1.7 | 1.7003 | 1.7007 | 1.701 | 1.7013 | 1.7016 | 1.7019 | 1.7022 | 1.7025 | 1.7028 | 1.7031 | 1.7035 | 1.7038 |  |  | Total | 0 | 0 | 0 | 5e-10 | 0 | 0 | 0 | -0.00027978 | -0.00011704 | -0.00019924 | -0.00021587 | -0.00032576 | -0.0003057 | 3.6544e-05 | 0.00026558 | 0.00020537 | 0.00020522 | 5.3027e-05 | 0.00019839 | 0.00018322 | 0.00030572 | 0.00036264 | 0.00033687 | 0.00029149 | 0.00029633 | 0.00030123 | 0.00030618 | 0.0003112 | 0.00031627 | 0.00032141 | 0.0003266 | 0.00033186
| Firm Rating | 0 | 0 | 0 | 0 | 0 | 0 | 0 |  | 0 | 0 | 0 | 0 | 0 | 0 | 0 | 0 | 0 | 0 | 0 | 0 | 0 | 0 | 0 | 0 | 0 | 0 | 0 | 0 | 0 | 0 | 0 | 0 | 0
| Total Capacity | 0 | 0 | 0 | 22.16 | 22.16 | 22.16 | 22.16 |  | 22.16 | 22.16 | 22.16 | 22.16 | 22.16 | 22.16 | 22.16 | 22.16 | 22.16 | 22.16 | 22.16 | 22.16 | 22.16 | 22.16 | 22.16 | 22.16 | 22.16 | 22.16 | 22.16 | 22.16 | 22.16 | 22.16 | 22.16 | 22.16 | 22.16 |  |  | Tomalpin 33_11kV Tx1 | 0 | 0 | 0 | 5e-10 | 0 | 0 | 0 | -0.00027978 | -0.00011704 | -0.00019924 | -0.00021587 | -0.00032576 | -0.0003057 | 3.6544e-05 | 0.00026558 | 0.00020537 | 0.00020522 | 5.3027e-05 | 0.00019839 | 0.00018322 | 0.00030572 | 0.00036264 | 0.00033687 | 0.00029149 | 0.00029633 | 0.00030123 | 0.00030618 | 0.0003112 | 0.00031627 | 0.00032141 | 0.0003266 | 0.00033186
|  | -7 | -6 | -5 | -4 | -3 | -2 | -1 |  | 0 | 1 | 2 | 3 | 4 | 5 | 6 | 7 | 8 | 9 | 10 | 11 | 12 | 13 | 14 | 15 | 16 | 17 | 18 | 19 | 20 | 21 | 22 | 23 | 24 |  |  |  | 0 | 0 | 0 | 0 | 0 | 0 | 0 | 0 | 0 | 0 | 0 | 0 | 0 | 0 | 0 | 0 | 0 | 0 | 0 | 0 | 0 | 0 | 0 | 0 | 0 | 0 | 0 | 0 | 0 | 0 | 0 | 0
| Transformer Loads | [36 empty] | 0 | 0 | 0 | 0 | 0 | 0 | 0 | 0 | 0 | 0 | 0 | 0 | 0 | 0 | 0 | 0 | 0 | 0 | 0 | 0 | 0 | 0 | 0 | 0 | 0 | 0 | 0 | 0 | 0 | 0 | 0 | 0
| Historical Loads | (11kV MVA) | [7 empty] | Weather Corrected Forecast Loads |  |  |  | (11kV MVA) | [23 empty] | 0 | 0 | 0 | 0 | 0 | 0 | 0 | 0 | 0 | 0 | 0 | 0 | 0 | 0 | 0 | 0 | 0 | 0 | 0 | 0 | 0 | 0 | 0 | 0 | 0 | 0 | 0 | 0 | 0 | 0 | 0 | 0
|  | 2007 | 2008 | 2009 | 2010 | 2011 | 2012 | 2013 |  | 2014 | 2015 | 2016 | 2017 | 2018 | 2019 | 2020 | 2021 | 2022 | 2023 | 2024 | 2025 | 2026 | 2027 | 2028 | 2029 | 2030 | 2031 | 2032 | 2033 | 2034 | 2035 | 2036 | 2037 | 2038 |  |  |  | 0 | 0 | 0 | 0 | 0 | 0 | 0 | 0 | 0 | 0 | 0 | 0 | 0 | 0 | 0 | 0 | 0 | 0 | 0 | 0 | 0 | 0 | 0 | 0 | 0 | 0 | 0 | 0 | 0 | 0 | 0 | 0
| 0 | [36 empty] | 0 | 0 | 0 | 0 | 0 | 0 | 0 | 0 | 0 | 0 | 0 | 0 | 0 | 0 | 0 | 0 | 0 | 0 | 0 | 0 | 0 | 0 | 0 | 0 | 0 | 0 | 0 | 0 | 0 | 0 | 0 | 0
| Diversity Factor: 0 | [36 empty] | 0 | 0 | 0 | 0 | 0 | 0 | 0 | 0 | 0 | 0 | 0 | 0 | 0 | 0 | 0 | 0 | 0 | 0 | 0 | 0 | 0 | 0 | 0 | 0 | 0 | 0 | 0 | 0 | 0 | 0 | 0 | 0
[38 empty] | 0 | 0 | 0 | 0 | 0 | 0 | 0 | 0 | 0 | 0 | 0 | 0 | 0 | 0 | 0 | 0 | 0 | 0 | 0 | 0 | 0 | 0 | 0 | 0 | 0 | 0 | 0 | 0 | 0 | 0 | 0 | 0
[38 empty] | 0 | 0 | 0 | 0 | 0 | 0 | 0 | 0 | 0 | 0 | 0 | 0 | 0 | 0 | 0 | 0 | 0 | 0 | 0 | 0 | 0 | 0 | 0 | 0 | 0 | 0 | 0 | 0 | 0 | 0 | 0 | 0
| 0 | [36 empty] | 0 | 0 | 0 | 0 | 0 | 0 | 0 | 0 | 0 | 0 | 0 | 0 | 0 | 0 | 0 | 0 | 0 | 0 | 0 | 0 | 0 | 0 | 0 | 0 | 0 | 0 | 0 | 0 | 0 | 0 | 0 | 0
Diversity Factor: 0
[38 empty] | Historical Spots & Transfers | [6 empty] | Forecast Spots & Transfers
[35 empty] | Project Name | From | To | 2007 | 2008 | 2009 | 2010 | 2011 | 2012 | 2013 | 2014 | 2015 | 2016 | 2017 | 2018 | 2019 | 2020 | 2021 | 2022 | 2023 | 2024 | 2025 | 2026 | 2027 | 2028 | 2029 | 2030 | 2031 | 2032 | 2033 | 2034 | 2035 | 2036 | 2037 | 2038
| 0 | [33 empty] | Broad based demand management |  | Tomalpin 33_11kV Tx1 | 0 | 0 | 0 | 0 | 0 | 0 | 0 | 0 | 0 | 0 | 0 | 0 | 0 | 0 | 0 | 0 | 0 | 0 | 0 | 0 | 0 | 0 | 0 | 0 | 0 | 0 | 0 | 0 | 0 | 0 | 0 | 0
| Diversity Factor: 0 | [33 empty] | HVCON_ID: 2000015. HP229-07 - Ullrich Alumimium - Stage 1 |  | Tomalpin 33_11kV Tx1 | 0 | 0 | 0 | -1.8005 | 0 | 0 | 0 | 0 | 0 | 0 | 0 | 0 | 0 | 0 | 0 | 0 | 0 | 0 | 0 | 0 | 0 | 0 | 0 | 0 | 0 | 0 | 0 | 0 | 0 | 0 | 0 | 0
[35 empty] | HVCON_ID: 2000016. HP229-07 - Ullrich Alumimium - Stage 1 |  | Tomalpin 33_11kV Tx1 | 0 | 0 | 0 | 1.8005 | 0 | 0 | 0 | 0 | 0 | 0 | 0 | 0 | 0 | 0 | 0 | 0 | 0 | 0 | 0 | 0 | 0 | 0 | 0 | 0 | 0 | 0 | 0 | 0 | 0 | 0 | 0 | 0
[35 empty] | Econometric |  | Tomalpin 33_11kV Tx1 | 0 | 0 | 0 | 0 | 0 | 0 | 0 | 0 | 0 | 0.00011497 | 0.00023267 | 0.00035315 | 0.00035735 | 0.0003616 | 0.0003659 | 0.00037025 | 0.00037466 | 0.00037911 | 0.00038362 | 0.00038818 | 0.0003928 | 0.00039747 | 0.00040219 | 0.00040698 | 0.00041182 | 0.00041671 | 0.00042167 | 0.00042668 | 0.00043176 | 0.00043689 | 0.00044209 | 0.00044734
| 0 | [33 empty] | Energy Efficiency |  | Tomalpin 33_11kV Tx1 | 0 | 0 | 0 | 0 | 0 | 0 | 0 | -0.00027978 | -0.00011704 | -0.00031421 | -0.00044853 | -0.00067892 | -0.00066305 | -0.00032506 | -0.00010032 | -0.00016488 | -0.00016944 | -0.00032608 | -0.00018523 | -0.00020496 | -8.7074e-05 | -3.4824e-05 | -6.5328e-05 | -0.00011548 | -0.00011548 | -0.00011548 | -0.00011548 | -0.00011548 | -0.00011548 | -0.00011548 | -0.00011548 | -0.00011548
| Diversity Factor: 0 | [33 empty] | Solar PV |  | Tomalpin 33_11kV Tx1 | 0 | 0 | 0 | 0 | 0 | 0 | 0 | 0 | 0 | 0 | 0 | 0 | 0 | 0 | 0 | 0 | 0 | 0 | 0 | 0 | 0 | 0 | 0 | 0 | 0 | 0 | 0 | 0 | 0 | 0 | 0 | 0
0
Diversity Factor: 0
0
Diversity Factor: 0
0
Diversity Factor: 0
0
Diversity Factor: 0
0
Diversity Factor: 0
0
Diversity Factor: 0
| Weather Correction and Public Holiday Factors | [8 empty] | Forecast ROG
ROG Justification
| Actual loads for season 2013 have been weather corrected by the following: | [6 empty] | 25.9% |  | same as last year | [59 empty] | same as last year
1 | 2 | 3 | 4 | 5 | 6 | 7 | 8 | 9 | 10 | 2014 | 2015 | 2016 | 2017 | 2018 | 2019 | 2020 | 2021 | 2022 | 2023 | 2024 | 2025 | 2026 | 2027 | 2028 | 2029 | 2030 | 2031 | 2032 | 2033 | 2034 | 2035 | 2036 | 2037 | 2038
1 | 1 | 1 | 1 | 1 | 1 | 1 | 1 | 1 | 1 | 0% | 0% | 0% | 0% | 0% | 0% | 0% | 0% | 0% | 0% | 0% | 0% | 0% | 0% | 0% | 0% | 0% | 0% | 0% | 0% | 0% | 0% | 0% | 0% | 0%
Substation Load Detail
[7 empty] | Units | 2013 |  | 2014 | 2015 | 2016 | 2017 | 2018 | 2019 | 2020 | 2021 | 2022 | 2023 | 2024 | 2025 | 2026 | 2027 | 2028 | 2029 | 2030 | 2031 | 2032 | 2033 | 2034 | 2035 | 2036 | 2037 | 2038
1 | Tomalpin 33_11kV | Compensated |  | Load (LV side) |  |  | Amps | 0 |  | 89.2269 | 89.2207 | 89.2103 | 89.1989 | 89.1818 | 89.1658 | 89.1677 | 89.1816 | 89.1924 | 89.2032 | 89.206 | 89.2164 | 89.226 | 89.2421 | 89.2611 | 89.2788 | 89.2941 | 89.3096 | 89.3254 | 89.3415 | 89.3578 | 89.3744 | 89.3913 | 89.4084 | 89.4259
|  |  |  | Apparent Power |  |  | MVA | 1.354 | 1.7 | 1.7 | 1.6999 | 1.6997 | 1.6995 | 1.6991 | 1.6988 | 1.6989 | 1.6991 | 1.6993 | 1.6995 | 1.6996 | 1.6998 | 1.7 | 1.7003 | 1.7007 | 1.701 | 1.7013 | 1.7016 | 1.7019 | 1.7022 | 1.7025 | 1.7028 | 1.7031 | 1.7035 | 1.7038
|  |  |  | Real Power |  |  | MW | 1.354 | 1.7 | 1.7 | 1.6999 | 1.6997 | 1.6995 | 1.6991 | 1.6988 | 1.6989 | 1.6991 | 1.6993 | 1.6995 | 1.6996 | 1.6998 | 1.7 | 1.7003 | 1.7007 | 1.701 | 1.7013 | 1.7016 | 1.7019 | 1.7022 | 1.7025 | 1.7028 | 1.7031 | 1.7035 | 1.7038
|  |  |  | Reactive Power |  |  | MVAr | 0 |  | -0.00027 | -0.00027 | -0.00027 | -0.00027 | -0.00027 | -0.00027 | -0.00027 | -0.00027 | -0.00027 | -0.00027 | -0.00027 | -0.00027 | -0.00027 | -0.00027 | -0.00027 | -0.00027 | -0.00027 | -0.00027 | -0.00027 | -0.00027 | -0.00027 | -0.00027 | -0.00027 | -0.00027 | -0.00027
|  |  |  | Capacitors In Service |  |  | MVAr | 0 |  | 0 | 0 | 0 | 0 | 0 | 0 | 0 | 0 | 0 | 0 | 0 | 0 | 0 | 0 | 0 | 0 | 0 | 0 | 0 | 0 | 0 | 0 | 0 | 0 | 0
|  |  |  | PF |  |  |  | 1 | bar: 2014 to 2038
0.51421 | Diversity Factor: 0.51 | Uncompensated |  | Reactive Power |  |  | MVAr | 0 | 0 | -0.00027 | -0.00027 | -0.00027 | -0.00027 | -0.00027 | -0.00027 | -0.00027 | -0.00027 | -0.00027 | -0.00027 | -0.00027 | -0.00027 | -0.00027 | -0.00027 | -0.00027 | -0.00027 | -0.00027 | -0.00027 | -0.00027 | -0.00027 | -0.00027 | -0.00027 | -0.00027 | -0.00027 | -0.00027
|  |  |  | PF |  |  |  | 0 | bar: 2014 to 2038
[10 empty] | 1 | 2 | 3 | 4 | 5 | 6 | 7 | 8 | 9 | 10 | 11 | 12 | 13 | 14 | 15 | 16 | 17 | 18 | 19 | 20 | 21 | 22 | 23 | 24 | 25
Transformer Load Detail
[7 empty] | Units | 2013 |  | 2014 | 2015 | 2016 | 2017 | 2018 | 2019 | 2020 | 2021 | 2022 | 2023 | 2024 | 2025 | 2026 | 2027 | 2028 | 2029 | 2030 | 2031 | 2032 | 2033 | 2034 | 2035 | 2036 | 2037 | 2038
| 0 | Compensated |  | Load (LV side) |  |  | Amps
|  |  |  | Apparent Power |  |  | MVA
|  |  |  | Real Power |  |  | MW
|  |  |  | Reactive Power |  |  | MVAr
|  |  |  | Capacitors In Service |  |  | MVAr
PF
| Zone Div: | Uncompensated |  | Reactive Power |  |  | MVAr
PF
| 0 | Compensated |  | Load (LV side) |  |  | Amps
|  |  |  | Apparent Power |  |  | MVA
|  |  |  | Real Power |  |  | MW
|  |  |  | Reactive Power |  |  | MVAr
|  |  |  | Capacitors In Service |  |  | MVAr
PF
| Zone Div: | Uncompensated |  | Reactive Power |  |  | MVAr
PF
| 0 | Compensated |  | Load (LV side) |  |  | Amps
|  |  |  | Apparent Power |  |  | MVA
|  |  |  | Real Power |  |  | MW
|  |  |  | Reactive Power |  |  | MVAr
|  |  |  | Capacitors In Service |  |  | MVAr
PF
| Zone Div: | Uncompensated |  | Reactive Power |  |  | MVAr
PF
| 0 | Compensated |  | Load (LV side) |  |  | Amps
|  |  |  | Apparent Power |  |  | MVA
|  |  |  | Real Power |  |  | MW
|  |  |  | Reactive Power |  |  | MVAr
|  |  |  | Capacitors In Service |  |  | MVAr
PF
| Zone Div: | Uncompensated |  | Reactive Power |  |  | MVAr
PF
| 0 | Compensated |  | Load (LV side) |  |  | Amps
|  |  |  | Apparent Power |  |  | MVA
|  |  |  | Real Power |  |  | MW
|  |  |  | Reactive Power |  |  | MVAr
|  |  |  | Capacitors In Service |  |  | MVAr
PF
| Zone Div: | Uncompensated |  | Reactive Power |  |  | MVAr
PF
| 0 | Compensated |  | Load (LV side) |  |  | Amps
|  |  |  | Apparent Power |  |  | MVA
|  |  |  | Real Power |  |  | MW
|  |  |  | Reactive Power |  |  | MVAr
|  |  |  | Capacitors In Service |  |  | MVAr
PF
| Zone Div: | Uncompensated |  | Reactive Power |  |  | MVAr
PF
| 0 | Compensated |  | Load (LV side) |  |  | Amps
|  |  |  | Apparent Power |  |  | MVA
|  |  |  | Real Power |  |  | MW
|  |  |  | Reactive Power |  |  | MVAr
|  |  |  | Capacitors In Service |  |  | MVAr
PF
| Zone Div: | Uncompensated |  | Reactive Power |  |  | MVAr
PF
| 0 | Compensated |  | Load (LV side) |  |  | Amps
|  |  |  | Apparent Power |  |  | MVA
|  |  |  | Real Power |  |  | MW
|  |  |  | Reactive Power |  |  | MVAr
|  |  |  | Capacitors In Service |  |  | MVAr
PF
| Zone Div: | Uncompensated |  | Reactive Power |  |  | MVAr
PF
| 0 | Compensated |  | Load (LV side) |  |  | Amps
|  |  |  | Apparent Power |  |  | MVA
|  |  |  | Real Power |  |  | MW
|  |  |  | Reactive Power |  |  | MVAr
|  |  |  | Capacitors In Service |  |  | MVAr
PF
| Zone Div: | Uncompensated |  | Reactive Power |  |  | MVAr
PF
| 0 | Compensated |  | Load (LV side) |  |  | Amps
|  |  |  | Apparent Power |  |  | MVA
|  |  |  | Real Power |  |  | MW
|  |  |  | Reactive Power |  |  | MVAr
|  |  |  | Capacitors In Service |  |  | MVAr
PF
| Zone Div: | Uncompensated |  | Reactive Power |  |  | MVAr
PF

## Customer29
| Customer29 | [16 empty] | 2014 | WINTER
| Substation Total Loads | [33 empty] | Spots & Transfers Detail
| Historical Loads | MVA | [7 empty] | Weather Corrected Forecast Loads |  |  |  | MVA | [20 empty] | Spots & Transfers Summary | MVA |  | Historical Spots & Transfers | [6 empty] | Forecast Spots & Transfers
|  | 2007 | 2008 | 2009 | 2010 | 2011 | 2012 | 2013 |  | 2014 | 2015 | 2016 | 2017 | 2018 | 2019 | 2020 | 2021 | 2022 | 2023 | 2024 | 2025 | 2026 | 2027 | 2028 | 2029 | 2030 | 2031 | 2032 | 2033 | 2034 | 2035 | 2036 | 2037 | 2038 |  |  |  | 2007 | 2008 | 2009 | 2010 | 2011 | 2012 | 2013 | 2014 | 2015 | 2016 | 2017 | 2018 | 2019 | 2020 | 2021 | 2022 | 2023 | 2024 | 2025 | 2026 | 2027 | 2028 | 2029 | 2030 | 2031 | 2032 | 2033 | 2034 | 2035 | 2036 | 2037 | 2038
| Total |  |  |  |  | 35.3 | 30.9166 | 26.314 |  | 26.314 | 26.314 | 26.314 | 26.314 | 26.314 | 26.314 | 26.314 | 26.314 | 26.314 | 26.314 | 26.314 | 26.314 | 26.314 | 26.314 | 26.314 | 26.314 | 26.314 | 26.314 | 26.314 | 26.314 | 26.314 | 26.314 | 26.314 | 26.314 | 26.314 |  |  | Total
Firm Rating
| Total Capacity | [36 empty] | 0 | 0 | 0 | 0 | 0 | 0 | 0 | 0 | 0 | 0 | 0 | 0 | 0 | 0 | 0 | 0 | 0 | 0 | 0 | 0 | 0 | 0 | 0 | 0 | 0 | 0 | 0 | 0 | 0 | 0 | 0 | 0
|  | -7 | -6 | -5 | -4 | -3 | -2 | -1 |  | 0 | 1 | 2 | 3 | 4 | 5 | 6 | 7 | 8 | 9 | 10 | 11 | 12 | 13 | 14 | 15 | 16 | 17 | 18 | 19 | 20 | 21 | 22 | 23 | 24 |  |  |  | 0 | 0 | 0 | 0 | 0 | 0 | 0 | 0 | 0 | 0 | 0 | 0 | 0 | 0 | 0 | 0 | 0 | 0 | 0 | 0 | 0 | 0 | 0 | 0 | 0 | 0 | 0 | 0 | 0 | 0 | 0 | 0
| Transformer Loads | [36 empty] | 0 | 0 | 0 | 0 | 0 | 0 | 0 | 0 | 0 | 0 | 0 | 0 | 0 | 0 | 0 | 0 | 0 | 0 | 0 | 0 | 0 | 0 | 0 | 0 | 0 | 0 | 0 | 0 | 0 | 0 | 0 | 0
| Historical Loads | MVA | [7 empty] | Weather Corrected Forecast Loads |  |  |  | MVA | [23 empty] | 0 | 0 | 0 | 0 | 0 | 0 | 0 | 0 | 0 | 0 | 0 | 0 | 0 | 0 | 0 | 0 | 0 | 0 | 0 | 0 | 0 | 0 | 0 | 0 | 0 | 0 | 0 | 0 | 0 | 0 | 0 | 0
|  | 2007 | 2008 | 2009 | 2010 | 2011 | 2012 | 2013 |  | 2014 | 2015 | 2016 | 2017 | 2018 | 2019 | 2020 | 2021 | 2022 | 2023 | 2024 | 2025 | 2026 | 2027 | 2028 | 2029 | 2030 | 2031 | 2032 | 2033 | 2034 | 2035 | 2036 | 2037 | 2038 |  |  |  | 0 | 0 | 0 | 0 | 0 | 0 | 0 | 0 | 0 | 0 | 0 | 0 | 0 | 0 | 0 | 0 | 0 | 0 | 0 | 0 | 0 | 0 | 0 | 0 | 0 | 0 | 0 | 0 | 0 | 0 | 0 | 0
| 0 | [36 empty] | 0 | 0 | 0 | 0 | 0 | 0 | 0 | 0 | 0 | 0 | 0 | 0 | 0 | 0 | 0 | 0 | 0 | 0 | 0 | 0 | 0 | 0 | 0 | 0 | 0 | 0 | 0 | 0 | 0 | 0 | 0 | 0
| Diversity Factor: 0 | [36 empty] | 0 | 0 | 0 | 0 | 0 | 0 | 0 | 0 | 0 | 0 | 0 | 0 | 0 | 0 | 0 | 0 | 0 | 0 | 0 | 0 | 0 | 0 | 0 | 0 | 0 | 0 | 0 | 0 | 0 | 0 | 0 | 0
[38 empty] | 0 | 0 | 0 | 0 | 0 | 0 | 0 | 0 | 0 | 0 | 0 | 0 | 0 | 0 | 0 | 0 | 0 | 0 | 0 | 0 | 0 | 0 | 0 | 0 | 0 | 0 | 0 | 0 | 0 | 0 | 0 | 0
[38 empty] | 0 | 0 | 0 | 0 | 0 | 0 | 0 | 0 | 0 | 0 | 0 | 0 | 0 | 0 | 0 | 0 | 0 | 0 | 0 | 0 | 0 | 0 | 0 | 0 | 0 | 0 | 0 | 0 | 0 | 0 | 0 | 0
| 0 | [36 empty] | 0 | 0 | 0 | 0 | 0 | 0 | 0 | 0 | 0 | 0 | 0 | 0 | 0 | 0 | 0 | 0 | 0 | 0 | 0 | 0 | 0 | 0 | 0 | 0 | 0 | 0 | 0 | 0 | 0 | 0 | 0 | 0
Diversity Factor: 0
[38 empty] | Historical Spots & Transfers | [6 empty] | Forecast Spots & Transfers
[35 empty] | Project Name | From | To | 2007 | 2008 | 2009 | 2010 | 2011 | 2012 | 2013 | 2014 | 2015 | 2016 | 2017 | 2018 | 2019 | 2020 | 2021 | 2022 | 2023 | 2024 | 2025 | 2026 | 2027 | 2028 | 2029 | 2030 | 2031 | 2032 | 2033 | 2034 | 2035 | 2036 | 2037 | 2038
0
Diversity Factor: 0
0
Diversity Factor: 0
0
Diversity Factor: 0
0
Diversity Factor: 0
0
Diversity Factor: 0
0
Diversity Factor: 0
0
Diversity Factor: 0
0
Diversity Factor: 0
| Weather Correction and Public Holiday Factors | [8 empty] | Forecast ROG
ROG Justification
| Actual loads for season 2013 have been weather corrected by the following: | [6 empty] | 0% |  | N/A | [59 empty] | N/A
1 | 2 | 3 | 4 | 5 | 6 | 7 | 8 | 9 | 10 | 2014 | 2015 | 2016 | 2017 | 2018 | 2019 | 2020 | 2021 | 2022 | 2023 | 2024 | 2025 | 2026 | 2027 | 2028 | 2029 | 2030 | 2031 | 2032 | 2033 | 2034 | 2035 | 2036 | 2037 | 2038
1 | 1 | 1 | 1 | 1 | 1 | 1 | 1 | 1 | 1 | 0% | 0% | 0% | 0% | 0% | 0% | 0% | 0% | 0% | 0% | 0% | 0% | 0% | 0% | 0% | 0% | 0% | 0% | 0% | 0% | 0% | 0% | 0% | 0% | 0%
Substation Load Detail
[7 empty] | Units | 2013 |  | 2014 | 2015 | 2016 | 2017 | 2018 | 2019 | 2020 | 2021 | 2022 | 2023 | 2024 | 2025 | 2026 | 2027 | 2028 | 2029 | 2030 | 2031 | 2032 | 2033 | 2034 | 2035 | 2036 | 2037 | 2038
1 | Customer29 | Compensated |  | Load (LV side) |  |  | Amps | 460 |  | 460 | 460 | 460 | 460 | 460 | 460 | 460 | 460 | 460 | 460 | 460 | 460 | 460 | 460 | 460 | 460 | 460 | 460 | 460 | 460 | 460 | 460 | 460 | 460 | 460
|  |  |  | Apparent Power |  |  | MVA | 26.314 |  | 26.314 | 26.314 | 26.314 | 26.314 | 26.314 | 26.314 | 26.314 | 26.314 | 26.314 | 26.314 | 26.314 | 26.314 | 26.314 | 26.314 | 26.314 | 26.314 | 26.314 | 26.314 | 26.314 | 26.314 | 26.314 | 26.314 | 26.314 | 26.314 | 26.314
|  |  |  | Real Power |  |  | MW | 26.314 |  | 26.314 | 26.314 | 26.314 | 26.314 | 26.314 | 26.314 | 26.314 | 26.314 | 26.314 | 26.314 | 26.314 | 26.314 | 26.314 | 26.314 | 26.314 | 26.314 | 26.314 | 26.314 | 26.314 | 26.314 | 26.314 | 26.314 | 26.314 | 26.314 | 26.314
|  |  |  | Reactive Power |  |  | MVAr | 0 |  | 0 | 0 | 0 | 0 | 0 | 0 | 0 | 0 | 0 | 0 | 0 | 0 | 0 | 0 | 0 | 0 | 0 | 0 | 0 | 0 | 0 | 0 | 0 | 0 | 0
|  |  |  | Capacitors In Service |  |  | MVAr | 0 |  | 0 | 0 | 0 | 0 | 0 | 0 | 0 | 0 | 0 | 0 | 0 | 0 | 0 | 0 | 0 | 0 | 0 | 0 | 0 | 0 | 0 | 0 | 0 | 0 | 0
|  |  |  | PF |  |  |  | 1 | bar: 2014 to 2038
0.54452 | Diversity Factor: 0.54 | Uncompensated |  | Reactive Power |  |  | MVAr | 0 |  | 0 | 0 | 0 | 0 | 0 | 0 | 0 | 0 | 0 | 0 | 0 | 0 | 0 | 0 | 0 | 0 | 0 | 0 | 0 | 0 | 0 | 0 | 0 | 0 | 0
|  |  |  | PF |  |  |  | 1 | bar: 2014 to 2038
[10 empty] | 1 | 2 | 3 | 4 | 5 | 6 | 7 | 8 | 9 | 10 | 11 | 12 | 13 | 14 | 15 | 16 | 17 | 18 | 19 | 20 | 21 | 22 | 23 | 24 | 25
Transformer Load Detail
[7 empty] | Units | 2013 |  | 2014 | 2015 | 2016 | 2017 | 2018 | 2019 | 2020 | 2021 | 2022 | 2023 | 2024 | 2025 | 2026 | 2027 | 2028 | 2029 | 2030 | 2031 | 2032 | 2033 | 2034 | 2035 | 2036 | 2037 | 2038
| 0 | Compensated |  | Load (LV side) |  |  | Amps
|  |  |  | Apparent Power |  |  | MVA
|  |  |  | Real Power |  |  | MW
|  |  |  | Reactive Power |  |  | MVAr
|  |  |  | Capacitors In Service |  |  | MVAr
PF
| Zone Div: | Uncompensated |  | Reactive Power |  |  | MVAr
PF
| 0 | Compensated |  | Load (LV side) |  |  | Amps
|  |  |  | Apparent Power |  |  | MVA
|  |  |  | Real Power |  |  | MW
|  |  |  | Reactive Power |  |  | MVAr
|  |  |  | Capacitors In Service |  |  | MVAr
PF
| Zone Div: | Uncompensated |  | Reactive Power |  |  | MVAr
PF
| 0 | Compensated |  | Load (LV side) |  |  | Amps
|  |  |  | Apparent Power |  |  | MVA
|  |  |  | Real Power |  |  | MW
|  |  |  | Reactive Power |  |  | MVAr
|  |  |  | Capacitors In Service |  |  | MVAr
PF
| Zone Div: | Uncompensated |  | Reactive Power |  |  | MVAr
PF
| 0 | Compensated |  | Load (LV side) |  |  | Amps
|  |  |  | Apparent Power |  |  | MVA
|  |  |  | Real Power |  |  | MW
|  |  |  | Reactive Power |  |  | MVAr
|  |  |  | Capacitors In Service |  |  | MVAr
PF
| Zone Div: | Uncompensated |  | Reactive Power |  |  | MVAr
PF
| 0 | Compensated |  | Load (LV side) |  |  | Amps
|  |  |  | Apparent Power |  |  | MVA
|  |  |  | Real Power |  |  | MW
|  |  |  | Reactive Power |  |  | MVAr
|  |  |  | Capacitors In Service |  |  | MVAr
PF
| Zone Div: | Uncompensated |  | Reactive Power |  |  | MVAr
PF
| 0 | Compensated |  | Load (LV side) |  |  | Amps
|  |  |  | Apparent Power |  |  | MVA
|  |  |  | Real Power |  |  | MW
|  |  |  | Reactive Power |  |  | MVAr
|  |  |  | Capacitors In Service |  |  | MVAr
PF
| Zone Div: | Uncompensated |  | Reactive Power |  |  | MVAr
PF
| 0 | Compensated |  | Load (LV side) |  |  | Amps
|  |  |  | Apparent Power |  |  | MVA
|  |  |  | Real Power |  |  | MW
|  |  |  | Reactive Power |  |  | MVAr
|  |  |  | Capacitors In Service |  |  | MVAr
PF
| Zone Div: | Uncompensated |  | Reactive Power |  |  | MVAr
PF
| 0 | Compensated |  | Load (LV side) |  |  | Amps
|  |  |  | Apparent Power |  |  | MVA
|  |  |  | Real Power |  |  | MW
|  |  |  | Reactive Power |  |  | MVAr
|  |  |  | Capacitors In Service |  |  | MVAr
PF
| Zone Div: | Uncompensated |  | Reactive Power |  |  | MVAr
PF
| 0 | Compensated |  | Load (LV side) |  |  | Amps
|  |  |  | Apparent Power |  |  | MVA
|  |  |  | Real Power |  |  | MW
|  |  |  | Reactive Power |  |  | MVAr
|  |  |  | Capacitors In Service |  |  | MVAr
PF
| Zone Div: | Uncompensated |  | Reactive Power |  |  | MVAr
PF
| 0 | Compensated |  | Load (LV side) |  |  | Amps
|  |  |  | Apparent Power |  |  | MVA
|  |  |  | Real Power |  |  | MW
|  |  |  | Reactive Power |  |  | MVAr
|  |  |  | Capacitors In Service |  |  | MVAr
PF
| Zone Div: | Uncompensated |  | Reactive Power |  |  | MVAr
PF