## Inclusions and Exclusions
Sydney Forecast Inclusions and Exclusions
Date Printed |  | 08JUL14:11:21:24
| Description | Value
Season |  | Winter | Winter
Either Summer or Winter
Year |  | 2014 | 2014
Year that the forecast starts
POE |  | 50% | 0.5
10%, 50%, 90%
Spots and Transfers |  | Y | Y
Are Spots and Transfers Included?
BBDM Spots |  | Y | Y
Is BBDM included?
Spots Coefficient |  | 55% | 0.55
Scaling factor applied to spot loads in the future
Aligned ROGs |  | Capped | Capped
Have ROGs been aligned to econometric forecast?
Committed Projects |  | Y | Y
Are Committed Projects Included?
Major Customers Scaling Factor |  | 100% | 1
Scaling factor applied to major customer connections in the future
Future Transfers |  | Y | Y
Are future transfers included?
Future Spots |  | 4 | 4
Future spots are cleared from the following forecast year

## Customer40
| Customer40 | [16 empty] | 2014 | WINTER
| Substation Total Loads | [33 empty] | Spots & Transfers Detail
| Historical Loads | MVA | [7 empty] | Weather Corrected Forecast Loads |  |  |  | MVA | [20 empty] | Spots & Transfers Summary | MVA |  | Historical Spots & Transfers | [6 empty] | Forecast Spots & Transfers
|  | 2007 | 2008 | 2009 | 2010 | 2011 | 2012 | 2013 |  | 2014 | 2015 | 2016 | 2017 | 2018 | 2019 | 2020 | 2021 | 2022 | 2023 | 2024 | 2025 | 2026 | 2027 | 2028 | 2029 | 2030 | 2031 | 2032 | 2033 | 2034 | 2035 | 2036 | 2037 | 2038 |  |  |  | 2007 | 2008 | 2009 | 2010 | 2011 | 2012 | 2013 | 2014 | 2015 | 2016 | 2017 | 2018 | 2019 | 2020 | 2021 | 2022 | 2023 | 2024 | 2025 | 2026 | 2027 | 2028 | 2029 | 2030 | 2031 | 2032 | 2033 | 2034 | 2035 | 2036 | 2037 | 2038
| Total |  |  |  |  | 34.351 | 30.944 | 34.288 |  | 34.288 | 34.288 | 34.288 | 34.288 | 34.288 | 34.288 | 34.288 | 34.288 | 34.288 | 34.288 | 34.288 | 34.288 | 34.288 | 34.288 | 34.288 | 34.288 | 34.288 | 34.288 | 34.288 | 34.288 | 34.288 | 34.288 | 34.288 | 34.288 | 34.288 |  |  | Total
Firm Rating
| Total Capacity | [36 empty] | 0 | 0 | 0 | 0 | 0 | 0 | 0 | 0 | 0 | 0 | 0 | 0 | 0 | 0 | 0 | 0 | 0 | 0 | 0 | 0 | 0 | 0 | 0 | 0 | 0 | 0 | 0 | 0 | 0 | 0 | 0 | 0
|  | -7 | -6 | -5 | -4 | -3 | -2 | -1 |  | 0 | 1 | 2 | 3 | 4 | 5 | 6 | 7 | 8 | 9 | 10 | 11 | 12 | 13 | 14 | 15 | 16 | 17 | 18 | 19 | 20 | 21 | 22 | 23 | 24 |  |  |  | 0 | 0 | 0 | 0 | 0 | 0 | 0 | 0 | 0 | 0 | 0 | 0 | 0 | 0 | 0 | 0 | 0 | 0 | 0 | 0 | 0 | 0 | 0 | 0 | 0 | 0 | 0 | 0 | 0 | 0 | 0 | 0
| Transformer Loads | [36 empty] | 0 | 0 | 0 | 0 | 0 | 0 | 0 | 0 | 0 | 0 | 0 | 0 | 0 | 0 | 0 | 0 | 0 | 0 | 0 | 0 | 0 | 0 | 0 | 0 | 0 | 0 | 0 | 0 | 0 | 0 | 0 | 0
| Historical Loads | MVA | [7 empty] | Weather Corrected Forecast Loads |  |  |  | MVA | [23 empty] | 0 | 0 | 0 | 0 | 0 | 0 | 0 | 0 | 0 | 0 | 0 | 0 | 0 | 0 | 0 | 0 | 0 | 0 | 0 | 0 | 0 | 0 | 0 | 0 | 0 | 0 | 0 | 0 | 0 | 0 | 0 | 0
|  | 2007 | 2008 | 2009 | 2010 | 2011 | 2012 | 2013 |  | 2014 | 2015 | 2016 | 2017 | 2018 | 2019 | 2020 | 2021 | 2022 | 2023 | 2024 | 2025 | 2026 | 2027 | 2028 | 2029 | 2030 | 2031 | 2032 | 2033 | 2034 | 2035 | 2036 | 2037 | 2038 |  |  |  | 0 | 0 | 0 | 0 | 0 | 0 | 0 | 0 | 0 | 0 | 0 | 0 | 0 | 0 | 0 | 0 | 0 | 0 | 0 | 0 | 0 | 0 | 0 | 0 | 0 | 0 | 0 | 0 | 0 | 0 | 0 | 0
| 0 | [36 empty] | 0 | 0 | 0 | 0 | 0 | 0 | 0 | 0 | 0 | 0 | 0 | 0 | 0 | 0 | 0 | 0 | 0 | 0 | 0 | 0 | 0 | 0 | 0 | 0 | 0 | 0 | 0 | 0 | 0 | 0 | 0 | 0
| Diversity Factor: 0 | [36 empty] | 0 | 0 | 0 | 0 | 0 | 0 | 0 | 0 | 0 | 0 | 0 | 0 | 0 | 0 | 0 | 0 | 0 | 0 | 0 | 0 | 0 | 0 | 0 | 0 | 0 | 0 | 0 | 0 | 0 | 0 | 0 | 0
[38 empty] | 0 | 0 | 0 | 0 | 0 | 0 | 0 | 0 | 0 | 0 | 0 | 0 | 0 | 0 | 0 | 0 | 0 | 0 | 0 | 0 | 0 | 0 | 0 | 0 | 0 | 0 | 0 | 0 | 0 | 0 | 0 | 0
[38 empty] | 0 | 0 | 0 | 0 | 0 | 0 | 0 | 0 | 0 | 0 | 0 | 0 | 0 | 0 | 0 | 0 | 0 | 0 | 0 | 0 | 0 | 0 | 0 | 0 | 0 | 0 | 0 | 0 | 0 | 0 | 0 | 0
| 0 | [36 empty] | 0 | 0 | 0 | 0 | 0 | 0 | 0 | 0 | 0 | 0 | 0 | 0 | 0 | 0 | 0 | 0 | 0 | 0 | 0 | 0 | 0 | 0 | 0 | 0 | 0 | 0 | 0 | 0 | 0 | 0 | 0 | 0
Diversity Factor: 0
[38 empty] | Historical Spots & Transfers | [6 empty] | Forecast Spots & Transfers
[35 empty] | Project Name | From | To | 2007 | 2008 | 2009 | 2010 | 2011 | 2012 | 2013 | 2014 | 2015 | 2016 | 2017 | 2018 | 2019 | 2020 | 2021 | 2022 | 2023 | 2024 | 2025 | 2026 | 2027 | 2028 | 2029 | 2030 | 2031 | 2032 | 2033 | 2034 | 2035 | 2036 | 2037 | 2038
0
Diversity Factor: 0
0
Diversity Factor: 0
0
Diversity Factor: 0
0
Diversity Factor: 0
0
Diversity Factor: 0
0
Diversity Factor: 0
0
Diversity Factor: 0
0
Diversity Factor: 0
| Weather Correction and Public Holiday Factors | [8 empty] | Forecast ROG
ROG Justification
| Actual loads for season 2013 have been weather corrected by the following: | [6 empty] | 0% |  | N/A | [59 empty] | N/A
1 | 2 | 3 | 4 | 5 | 6 | 7 | 8 | 9 | 10 | 2014 | 2015 | 2016 | 2017 | 2018 | 2019 | 2020 | 2021 | 2022 | 2023 | 2024 | 2025 | 2026 | 2027 | 2028 | 2029 | 2030 | 2031 | 2032 | 2033 | 2034 | 2035 | 2036 | 2037 | 2038
1 | 1 | 1 | 1 | 1 | 1 | 1 | 1 | 1 | 1 | 0% | 0% | 0% | 0% | 0% | 0% | 0% | 0% | 0% | 0% | 0% | 0% | 0% | 0% | 0% | 0% | 0% | 0% | 0% | 0% | 0% | 0% | 0% | 0% | 0%
Substation Load Detail
[7 empty] | Units | 2013 |  | 2014 | 2015 | 2016 | 2017 | 2018 | 2019 | 2020 | 2021 | 2022 | 2023 | 2024 | 2025 | 2026 | 2027 | 2028 | 2029 | 2030 | 2031 | 2032 | 2033 | 2034 | 2035 | 2036 | 2037 | 2038
1 | Customer40 | Compensated |  | Load (LV side) |  |  | Amps | 150 |  | 150 | 150 | 150 | 150 | 150 | 150 | 150 | 150 | 150 | 150 | 150 | 150 | 150 | 150 | 150 | 150 | 150 | 150 | 150 | 150 | 150 | 150 | 150 | 150 | 150
|  |  |  | Apparent Power |  |  | MVA | 34.288 |  | 34.288 | 34.288 | 34.288 | 34.288 | 34.288 | 34.288 | 34.288 | 34.288 | 34.288 | 34.288 | 34.288 | 34.288 | 34.288 | 34.288 | 34.288 | 34.288 | 34.288 | 34.288 | 34.288 | 34.288 | 34.288 | 34.288 | 34.288 | 34.288 | 34.288
|  |  |  | Real Power |  |  | MW | 30.8592 |  | 30.8592 | 30.8592 | 30.8592 | 30.8592 | 30.8592 | 30.8592 | 30.8592 | 30.8592 | 30.8592 | 30.8592 | 30.8592 | 30.8592 | 30.8592 | 30.8592 | 30.8592 | 30.8592 | 30.8592 | 30.8592 | 30.8592 | 30.8592 | 30.8592 | 30.8592 | 30.8592 | 30.8592 | 30.8592
|  |  |  | Reactive Power |  |  | MVAr | 14.9458 |  | 14.9458 | 14.9458 | 14.9458 | 14.9458 | 14.9458 | 14.9458 | 14.9458 | 14.9458 | 14.9458 | 14.9458 | 14.9458 | 14.9458 | 14.9458 | 14.9458 | 14.9458 | 14.9458 | 14.9458 | 14.9458 | 14.9458 | 14.9458 | 14.9458 | 14.9458 | 14.9458 | 14.9458 | 14.9458
|  |  |  | Capacitors In Service |  |  | MVAr | 0 |  | 0 | 0 | 0 | 0 | 0 | 0 | 0 | 0 | 0 | 0 | 0 | 0 | 0 | 0 | 0 | 0 | 0 | 0 | 0 | 0 | 0 | 0 | 0 | 0 | 0
|  |  |  | PF |  |  |  | 0.9 |  | 0.9 | 0.9 | 0.9 | 0.9 | 0.9 | 0.9 | 0.9 | 0.9 | 0.9 | 0.9 | 0.9 | 0.9 | 0.9 | 0.9 | 0.9 | 0.9 | 0.9 | 0.9 | 0.9 | 0.9 | 0.9 | 0.9 | 0.9 | 0.9 | 0.9
0.61506 | Diversity Factor: 0.62 | Uncompensated |  | Reactive Power |  |  | MVAr | 14.9458 |  | 14.9458 | 14.9458 | 14.9458 | 14.9458 | 14.9458 | 14.9458 | 14.9458 | 14.9458 | 14.9458 | 14.9458 | 14.9458 | 14.9458 | 14.9458 | 14.9458 | 14.9458 | 14.9458 | 14.9458 | 14.9458 | 14.9458 | 14.9458 | 14.9458 | 14.9458 | 14.9458 | 14.9458 | 14.9458
|  |  |  | PF |  |  |  | 0.9 |  | 0.9 | 0.9 | 0.9 | 0.9 | 0.9 | 0.9 | 0.9 | 0.9 | 0.9 | 0.9 | 0.9 | 0.9 | 0.9 | 0.9 | 0.9 | 0.9 | 0.9 | 0.9 | 0.9 | 0.9 | 0.9 | 0.9 | 0.9 | 0.9 | 0.9
[10 empty] | 1 | 2 | 3 | 4 | 5 | 6 | 7 | 8 | 9 | 10 | 11 | 12 | 13 | 14 | 15 | 16 | 17 | 18 | 19 | 20 | 21 | 22 | 23 | 24 | 25
Transformer Load Detail
[7 empty] | Units | 2013 |  | 2014 | 2015 | 2016 | 2017 | 2018 | 2019 | 2020 | 2021 | 2022 | 2023 | 2024 | 2025 | 2026 | 2027 | 2028 | 2029 | 2030 | 2031 | 2032 | 2033 | 2034 | 2035 | 2036 | 2037 | 2038
| 0 | Compensated |  | Load (LV side) |  |  | Amps
|  |  |  | Apparent Power |  |  | MVA
|  |  |  | Real Power |  |  | MW
|  |  |  | Reactive Power |  |  | MVAr
|  |  |  | Capacitors In Service |  |  | MVAr
PF
| Zone Div: | Uncompensated |  | Reactive Power |  |  | MVAr
PF
| 0 | Compensated |  | Load (LV side) |  |  | Amps
|  |  |  | Apparent Power |  |  | MVA
|  |  |  | Real Power |  |  | MW
|  |  |  | Reactive Power |  |  | MVAr
|  |  |  | Capacitors In Service |  |  | MVAr
PF
| Zone Div: | Uncompensated |  | Reactive Power |  |  | MVAr
PF
| 0 | Compensated |  | Load (LV side) |  |  | Amps
|  |  |  | Apparent Power |  |  | MVA
|  |  |  | Real Power |  |  | MW
|  |  |  | Reactive Power |  |  | MVAr
|  |  |  | Capacitors In Service |  |  | MVAr
PF
| Zone Div: | Uncompensated |  | Reactive Power |  |  | MVAr
PF
| 0 | Compensated |  | Load (LV side) |  |  | Amps
|  |  |  | Apparent Power |  |  | MVA
|  |  |  | Real Power |  |  | MW
|  |  |  | Reactive Power |  |  | MVAr
|  |  |  | Capacitors In Service |  |  | MVAr
PF
| Zone Div: | Uncompensated |  | Reactive Power |  |  | MVAr
PF
| 0 | Compensated |  | Load (LV side) |  |  | Amps
|  |  |  | Apparent Power |  |  | MVA
|  |  |  | Real Power |  |  | MW
|  |  |  | Reactive Power |  |  | MVAr
|  |  |  | Capacitors In Service |  |  | MVAr
PF
| Zone Div: | Uncompensated |  | Reactive Power |  |  | MVAr
PF
| 0 | Compensated |  | Load (LV side) |  |  | Amps
|  |  |  | Apparent Power |  |  | MVA
|  |  |  | Real Power |  |  | MW
|  |  |  | Reactive Power |  |  | MVAr
|  |  |  | Capacitors In Service |  |  | MVAr
PF
| Zone Div: | Uncompensated |  | Reactive Power |  |  | MVAr
PF
| 0 | Compensated |  | Load (LV side) |  |  | Amps
|  |  |  | Apparent Power |  |  | MVA
|  |  |  | Real Power |  |  | MW
|  |  |  | Reactive Power |  |  | MVAr
|  |  |  | Capacitors In Service |  |  | MVAr
PF
| Zone Div: | Uncompensated |  | Reactive Power |  |  | MVAr
PF
| 0 | Compensated |  | Load (LV side) |  |  | Amps
|  |  |  | Apparent Power |  |  | MVA
|  |  |  | Real Power |  |  | MW
|  |  |  | Reactive Power |  |  | MVAr
|  |  |  | Capacitors In Service |  |  | MVAr
PF
| Zone Div: | Uncompensated |  | Reactive Power |  |  | MVAr
PF
| 0 | Compensated |  | Load (LV side) |  |  | Amps
|  |  |  | Apparent Power |  |  | MVA
|  |  |  | Real Power |  |  | MW
|  |  |  | Reactive Power |  |  | MVAr
|  |  |  | Capacitors In Service |  |  | MVAr
PF
| Zone Div: | Uncompensated |  | Reactive Power |  |  | MVAr
PF
| 0 | Compensated |  | Load (LV side) |  |  | Amps
|  |  |  | Apparent Power |  |  | MVA
|  |  |  | Real Power |  |  | MW
|  |  |  | Reactive Power |  |  | MVAr
|  |  |  | Capacitors In Service |  |  | MVAr
PF
| Zone Div: | Uncompensated |  | Reactive Power |  |  | MVAr
PF

## Customer41
| Customer41 | [16 empty] | 2014 | WINTER
| Substation Total Loads | [33 empty] | Spots & Transfers Detail
| Historical Loads | MVA | [7 empty] | Weather Corrected Forecast Loads |  |  |  | MVA | [20 empty] | Spots & Transfers Summary | MVA |  | Historical Spots & Transfers | [6 empty] | Forecast Spots & Transfers
|  | 2007 | 2008 | 2009 | 2010 | 2011 | 2012 | 2013 |  | 2014 | 2015 | 2016 | 2017 | 2018 | 2019 | 2020 | 2021 | 2022 | 2023 | 2024 | 2025 | 2026 | 2027 | 2028 | 2029 | 2030 | 2031 | 2032 | 2033 | 2034 | 2035 | 2036 | 2037 | 2038 |  |  |  | 2007 | 2008 | 2009 | 2010 | 2011 | 2012 | 2013 | 2014 | 2015 | 2016 | 2017 | 2018 | 2019 | 2020 | 2021 | 2022 | 2023 | 2024 | 2025 | 2026 | 2027 | 2028 | 2029 | 2030 | 2031 | 2032 | 2033 | 2034 | 2035 | 2036 | 2037 | 2038
| Total |  |  |  |  | 8.538 | 8.45 | 8.499 |  | 8.499 | 8.499 | 8.499 | 8.499 | 8.499 | 8.499 | 8.499 | 8.499 | 8.499 | 8.499 | 8.499 | 8.499 | 8.499 | 8.499 | 8.499 | 8.499 | 8.499 | 8.499 | 8.499 | 8.499 | 8.499 | 8.499 | 8.499 | 8.499 | 8.499 |  |  | Total
Firm Rating
| Total Capacity | [36 empty] | 0 | 0 | 0 | 0 | 0 | 0 | 0 | 0 | 0 | 0 | 0 | 0 | 0 | 0 | 0 | 0 | 0 | 0 | 0 | 0 | 0 | 0 | 0 | 0 | 0 | 0 | 0 | 0 | 0 | 0 | 0 | 0
|  | -7 | -6 | -5 | -4 | -3 | -2 | -1 |  | 0 | 1 | 2 | 3 | 4 | 5 | 6 | 7 | 8 | 9 | 10 | 11 | 12 | 13 | 14 | 15 | 16 | 17 | 18 | 19 | 20 | 21 | 22 | 23 | 24 |  |  |  | 0 | 0 | 0 | 0 | 0 | 0 | 0 | 0 | 0 | 0 | 0 | 0 | 0 | 0 | 0 | 0 | 0 | 0 | 0 | 0 | 0 | 0 | 0 | 0 | 0 | 0 | 0 | 0 | 0 | 0 | 0 | 0
| Transformer Loads | [36 empty] | 0 | 0 | 0 | 0 | 0 | 0 | 0 | 0 | 0 | 0 | 0 | 0 | 0 | 0 | 0 | 0 | 0 | 0 | 0 | 0 | 0 | 0 | 0 | 0 | 0 | 0 | 0 | 0 | 0 | 0 | 0 | 0
| Historical Loads | MVA | [7 empty] | Weather Corrected Forecast Loads |  |  |  | MVA | [23 empty] | 0 | 0 | 0 | 0 | 0 | 0 | 0 | 0 | 0 | 0 | 0 | 0 | 0 | 0 | 0 | 0 | 0 | 0 | 0 | 0 | 0 | 0 | 0 | 0 | 0 | 0 | 0 | 0 | 0 | 0 | 0 | 0
|  | 2007 | 2008 | 2009 | 2010 | 2011 | 2012 | 2013 |  | 2014 | 2015 | 2016 | 2017 | 2018 | 2019 | 2020 | 2021 | 2022 | 2023 | 2024 | 2025 | 2026 | 2027 | 2028 | 2029 | 2030 | 2031 | 2032 | 2033 | 2034 | 2035 | 2036 | 2037 | 2038 |  |  |  | 0 | 0 | 0 | 0 | 0 | 0 | 0 | 0 | 0 | 0 | 0 | 0 | 0 | 0 | 0 | 0 | 0 | 0 | 0 | 0 | 0 | 0 | 0 | 0 | 0 | 0 | 0 | 0 | 0 | 0 | 0 | 0
| 0 | [36 empty] | 0 | 0 | 0 | 0 | 0 | 0 | 0 | 0 | 0 | 0 | 0 | 0 | 0 | 0 | 0 | 0 | 0 | 0 | 0 | 0 | 0 | 0 | 0 | 0 | 0 | 0 | 0 | 0 | 0 | 0 | 0 | 0
| Diversity Factor: 0 | [36 empty] | 0 | 0 | 0 | 0 | 0 | 0 | 0 | 0 | 0 | 0 | 0 | 0 | 0 | 0 | 0 | 0 | 0 | 0 | 0 | 0 | 0 | 0 | 0 | 0 | 0 | 0 | 0 | 0 | 0 | 0 | 0 | 0
[38 empty] | 0 | 0 | 0 | 0 | 0 | 0 | 0 | 0 | 0 | 0 | 0 | 0 | 0 | 0 | 0 | 0 | 0 | 0 | 0 | 0 | 0 | 0 | 0 | 0 | 0 | 0 | 0 | 0 | 0 | 0 | 0 | 0
[38 empty] | 0 | 0 | 0 | 0 | 0 | 0 | 0 | 0 | 0 | 0 | 0 | 0 | 0 | 0 | 0 | 0 | 0 | 0 | 0 | 0 | 0 | 0 | 0 | 0 | 0 | 0 | 0 | 0 | 0 | 0 | 0 | 0
| 0 | [36 empty] | 0 | 0 | 0 | 0 | 0 | 0 | 0 | 0 | 0 | 0 | 0 | 0 | 0 | 0 | 0 | 0 | 0 | 0 | 0 | 0 | 0 | 0 | 0 | 0 | 0 | 0 | 0 | 0 | 0 | 0 | 0 | 0
Diversity Factor: 0
[38 empty] | Historical Spots & Transfers | [6 empty] | Forecast Spots & Transfers
[35 empty] | Project Name | From | To | 2007 | 2008 | 2009 | 2010 | 2011 | 2012 | 2013 | 2014 | 2015 | 2016 | 2017 | 2018 | 2019 | 2020 | 2021 | 2022 | 2023 | 2024 | 2025 | 2026 | 2027 | 2028 | 2029 | 2030 | 2031 | 2032 | 2033 | 2034 | 2035 | 2036 | 2037 | 2038
0
Diversity Factor: 0
0
Diversity Factor: 0
0
Diversity Factor: 0
0
Diversity Factor: 0
0
Diversity Factor: 0
0
Diversity Factor: 0
0
Diversity Factor: 0
0
Diversity Factor: 0
| Weather Correction and Public Holiday Factors | [8 empty] | Forecast ROG
ROG Justification
| Actual loads for season 2013 have been weather corrected by the following: | [6 empty] | 0% |  | N/A | [59 empty] | N/A
1 | 2 | 3 | 4 | 5 | 6 | 7 | 8 | 9 | 10 | 2014 | 2015 | 2016 | 2017 | 2018 | 2019 | 2020 | 2021 | 2022 | 2023 | 2024 | 2025 | 2026 | 2027 | 2028 | 2029 | 2030 | 2031 | 2032 | 2033 | 2034 | 2035 | 2036 | 2037 | 2038
1 | 1 | 1 | 1 | 1 | 1 | 1 | 1 | 1 | 1 | 0% | 0% | 0% | 0% | 0% | 0% | 0% | 0% | 0% | 0% | 0% | 0% | 0% | 0% | 0% | 0% | 0% | 0% | 0% | 0% | 0% | 0% | 0% | 0% | 0%
Substation Load Detail
[7 empty] | Units | 2013 |  | 2014 | 2015 | 2016 | 2017 | 2018 | 2019 | 2020 | 2021 | 2022 | 2023 | 2024 | 2025 | 2026 | 2027 | 2028 | 2029 | 2030 | 2031 | 2032 | 2033 | 2034 | 2035 | 2036 | 2037 | 2038
1 | Customer41 | Compensated |  | Load (LV side) |  |  | Amps | 149 |  | 149 | 149 | 149 | 149 | 149 | 149 | 149 | 149 | 149 | 149 | 149 | 149 | 149 | 149 | 149 | 149 | 149 | 149 | 149 | 149 | 149 | 149 | 149 | 149 | 149
|  |  |  | Apparent Power |  |  | MVA | 8.499 |  | 8.499 | 8.499 | 8.499 | 8.499 | 8.499 | 8.499 | 8.499 | 8.499 | 8.499 | 8.499 | 8.499 | 8.499 | 8.499 | 8.499 | 8.499 | 8.499 | 8.499 | 8.499 | 8.499 | 8.499 | 8.499 | 8.499 | 8.499 | 8.499 | 8.499
|  |  |  | Real Power |  |  | MW | 7.6491 |  | 7.6491 | 7.6491 | 7.6491 | 7.6491 | 7.6491 | 7.6491 | 7.6491 | 7.6491 | 7.6491 | 7.6491 | 7.6491 | 7.6491 | 7.6491 | 7.6491 | 7.6491 | 7.6491 | 7.6491 | 7.6491 | 7.6491 | 7.6491 | 7.6491 | 7.6491 | 7.6491 | 7.6491 | 7.6491
|  |  |  | Reactive Power |  |  | MVAr | 3.7046 |  | 3.7046 | 3.7046 | 3.7046 | 3.7046 | 3.7046 | 3.7046 | 3.7046 | 3.7046 | 3.7046 | 3.7046 | 3.7046 | 3.7046 | 3.7046 | 3.7046 | 3.7046 | 3.7046 | 3.7046 | 3.7046 | 3.7046 | 3.7046 | 3.7046 | 3.7046 | 3.7046 | 3.7046 | 3.7046
|  |  |  | Capacitors In Service |  |  | MVAr | 0 |  | 0 | 0 | 0 | 0 | 0 | 0 | 0 | 0 | 0 | 0 | 0 | 0 | 0 | 0 | 0 | 0 | 0 | 0 | 0 | 0 | 0 | 0 | 0 | 0 | 0
|  |  |  | PF |  |  |  | 0.9 |  | 0.9 | 0.9 | 0.9 | 0.9 | 0.9 | 0.9 | 0.9 | 0.9 | 0.9 | 0.9 | 0.9 | 0.9 | 0.9 | 0.9 | 0.9 | 0.9 | 0.9 | 0.9 | 0.9 | 0.9 | 0.9 | 0.9 | 0.9 | 0.9 | 0.9
0.58561 | Diversity Factor: 0.59 | Uncompensated |  | Reactive Power |  |  | MVAr | 3.7046 |  | 3.7046 | 3.7046 | 3.7046 | 3.7046 | 3.7046 | 3.7046 | 3.7046 | 3.7046 | 3.7046 | 3.7046 | 3.7046 | 3.7046 | 3.7046 | 3.7046 | 3.7046 | 3.7046 | 3.7046 | 3.7046 | 3.7046 | 3.7046 | 3.7046 | 3.7046 | 3.7046 | 3.7046 | 3.7046
|  |  |  | PF |  |  |  | 0.9 |  | 0.9 | 0.9 | 0.9 | 0.9 | 0.9 | 0.9 | 0.9 | 0.9 | 0.9 | 0.9 | 0.9 | 0.9 | 0.9 | 0.9 | 0.9 | 0.9 | 0.9 | 0.9 | 0.9 | 0.9 | 0.9 | 0.9 | 0.9 | 0.9 | 0.9
[10 empty] | 1 | 2 | 3 | 4 | 5 | 6 | 7 | 8 | 9 | 10 | 11 | 12 | 13 | 14 | 15 | 16 | 17 | 18 | 19 | 20 | 21 | 22 | 23 | 24 | 25
Transformer Load Detail
[7 empty] | Units | 2013 |  | 2014 | 2015 | 2016 | 2017 | 2018 | 2019 | 2020 | 2021 | 2022 | 2023 | 2024 | 2025 | 2026 | 2027 | 2028 | 2029 | 2030 | 2031 | 2032 | 2033 | 2034 | 2035 | 2036 | 2037 | 2038
| 0 | Compensated |  | Load (LV side) |  |  | Amps
|  |  |  | Apparent Power |  |  | MVA
|  |  |  | Real Power |  |  | MW
|  |  |  | Reactive Power |  |  | MVAr
|  |  |  | Capacitors In Service |  |  | MVAr
PF
| Zone Div: | Uncompensated |  | Reactive Power |  |  | MVAr
PF
| 0 | Compensated |  | Load (LV side) |  |  | Amps
|  |  |  | Apparent Power |  |  | MVA
|  |  |  | Real Power |  |  | MW
|  |  |  | Reactive Power |  |  | MVAr
|  |  |  | Capacitors In Service |  |  | MVAr
PF
| Zone Div: | Uncompensated |  | Reactive Power |  |  | MVAr
PF
| 0 | Compensated |  | Load (LV side) |  |  | Amps
|  |  |  | Apparent Power |  |  | MVA
|  |  |  | Real Power |  |  | MW
|  |  |  | Reactive Power |  |  | MVAr
|  |  |  | Capacitors In Service |  |  | MVAr
PF
| Zone Div: | Uncompensated |  | Reactive Power |  |  | MVAr
PF
| 0 | Compensated |  | Load (LV side) |  |  | Amps
|  |  |  | Apparent Power |  |  | MVA
|  |  |  | Real Power |  |  | MW
|  |  |  | Reactive Power |  |  | MVAr
|  |  |  | Capacitors In Service |  |  | MVAr
PF
| Zone Div: | Uncompensated |  | Reactive Power |  |  | MVAr
PF
| 0 | Compensated |  | Load (LV side) |  |  | Amps
|  |  |  | Apparent Power |  |  | MVA
|  |  |  | Real Power |  |  | MW
|  |  |  | Reactive Power |  |  | MVAr
|  |  |  | Capacitors In Service |  |  | MVAr
PF
| Zone Div: | Uncompensated |  | Reactive Power |  |  | MVAr
PF
| 0 | Compensated |  | Load (LV side) |  |  | Amps
|  |  |  | Apparent Power |  |  | MVA
|  |  |  | Real Power |  |  | MW
|  |  |  | Reactive Power |  |  | MVAr
|  |  |  | Capacitors In Service |  |  | MVAr
PF
| Zone Div: | Uncompensated |  | Reactive Power |  |  | MVAr
PF
| 0 | Compensated |  | Load (LV side) |  |  | Amps
|  |  |  | Apparent Power |  |  | MVA
|  |  |  | Real Power |  |  | MW
|  |  |  | Reactive Power |  |  | MVAr
|  |  |  | Capacitors In Service |  |  | MVAr
PF
| Zone Div: | Uncompensated |  | Reactive Power |  |  | MVAr
PF
| 0 | Compensated |  | Load (LV side) |  |  | Amps
|  |  |  | Apparent Power |  |  | MVA
|  |  |  | Real Power |  |  | MW
|  |  |  | Reactive Power |  |  | MVAr
|  |  |  | Capacitors In Service |  |  | MVAr
PF
| Zone Div: | Uncompensated |  | Reactive Power |  |  | MVAr
PF
| 0 | Compensated |  | Load (LV side) |  |  | Amps
|  |  |  | Apparent Power |  |  | MVA
|  |  |  | Real Power |  |  | MW
|  |  |  | Reactive Power |  |  | MVAr
|  |  |  | Capacitors In Service |  |  | MVAr
PF
| Zone Div: | Uncompensated |  | Reactive Power |  |  | MVAr
PF
| 0 | Compensated |  | Load (LV side) |  |  | Amps
|  |  |  | Apparent Power |  |  | MVA
|  |  |  | Real Power |  |  | MW
|  |  |  | Reactive Power |  |  | MVAr
|  |  |  | Capacitors In Service |  |  | MVAr
PF
| Zone Div: | Uncompensated |  | Reactive Power |  |  | MVAr
PF

## Jesmond 132_11kV
| Jesmond 132_11kV | [16 empty] | 2014 | WINTER
[6 empty] | Zone commissioned |  | 2010-12-20
| Substation Total Loads | [33 empty] | Spots & Transfers Detail
| Historical Loads | (11kV MVA) | [7 empty] | Weather Corrected Forecast Loads |  |  |  | (11kV MVA) | [20 empty] | Spots & Transfers Summary | (11kV MVA) |  | Historical Spots & Transfers | [6 empty] | Forecast Spots & Transfers
|  | 2007 | 2008 | 2009 | 2010 | 2011 | 2012 | 2013 |  | 2014 | 2015 | 2016 | 2017 | 2018 | 2019 | 2020 | 2021 | 2022 | 2023 | 2024 | 2025 | 2026 | 2027 | 2028 | 2029 | 2030 | 2031 | 2032 | 2033 | 2034 | 2035 | 2036 | 2037 | 2038 |  |  |  | 2007 | 2008 | 2009 | 2010 | 2011 | 2012 | 2013 | 2014 | 2015 | 2016 | 2017 | 2018 | 2019 | 2020 | 2021 | 2022 | 2023 | 2024 | 2025 | 2026 | 2027 | 2028 | 2029 | 2030 | 2031 | 2032 | 2033 | 2034 | 2035 | 2036 | 2037 | 2038
| Total |  |  |  |  | 24.631 | 34.095 | 31.428 |  | 30.1582 | 29.4052 | 28.9812 | 28.8622 | 28.9917 | 29.2108 | 29.6636 | 30.1249 | 30.5686 | 31.0331 | 31.4773 | 32.0001 | 32.5312 | 33.1057 | 33.7107 | 34.3161 | 34.9241 | 35.546 | 36.1819 | 36.8322 | 37.4969 | 38.1763 | 38.8707 | 39.5802 | 40.305 |  |  | Total | 0 | 0 | 0 | 0 | 18.481 | 14.2894 | 0 | -0.49546 | -0.022487 | 0.051762 | 0.11731 | 0.1323 | 0.22367 | 0.46208 | 0.47045 | 0.45227 | 0.47314 | 0.45226 | 0.53202 | 0.54005 | 0.58392 | 0.61455 | 0.61466 | 0.61694 | 0.63069 | 0.64465 | 0.65881 | 0.67318 | 0.68776 | 0.70255 | 0.71756 | 0.73279
| Firm Rating | 0 | 0 | 0 | 0 | 60 | 57.48 | 57.48 |  | 57.48 | 57.48 | 57.48 | 57.48 | 57.48 | 57.48 | 57.48 | 57.48 | 57.48 | 57.48 | 57.48 | 57.48 | 57.48 | 57.48 | 57.48 | 57.48 | 57.48 | 57.48 | 57.48 | 57.48 | 57.48 | 57.48 | 57.48 | 57.48 | 57.48
| Total Capacity | 0 | 0 | 0 | 0 | 100 | 107.49 | 107.49 |  | 107.49 | 107.49 | 107.49 | 107.49 | 107.49 | 107.49 | 107.49 | 107.49 | 107.49 | 107.49 | 107.49 | 107.49 | 107.49 | 107.49 | 107.49 | 107.49 | 107.49 | 107.49 | 107.49 | 107.49 | 107.49 | 107.49 | 107.49 | 107.49 | 107.49 |  |  | Jesmond 132_11kV Tx1 | 0 | 0 | 0 | 0 | 8.2099 | 6.3479 | 0 | -0.16939 | -0.0099896 | 0.022995 | 0.052114 | 0.058773 | 0.099362 | 0.20527 | 0.20899 | 0.20092 | 0.21018 | 0.20091 | 0.23634 | 0.23991 | 0.2594 | 0.27301 | 0.27305 | 0.27407 | 0.28018 | 0.28638 | 0.29267 | 0.29905 | 0.30553 | 0.3121 | 0.31877 | 0.32553
|  | -7 | -6 | -5 | -4 | -3 | -2 | -1 |  | 0 | 1 | 2 | 3 | 4 | 5 | 6 | 7 | 8 | 9 | 10 | 11 | 12 | 13 | 14 | 15 | 16 | 17 | 18 | 19 | 20 | 21 | 22 | 23 | 24 |  |  | Jesmond 132_11kV Tx2 | 0 | 0 | 0 | 0 | 10.271 | 7.9415 | 0 | -0.32607 | -0.012497 | 0.028768 | 0.065198 | 0.073528 | 0.12431 | 0.25681 | 0.26146 | 0.25136 | 0.26295 | 0.25135 | 0.29568 | 0.30014 | 0.32452 | 0.34154 | 0.3416 | 0.34287 | 0.35052 | 0.35827 | 0.36614 | 0.37413 | 0.38223 | 0.39045 | 0.39879 | 0.40726
| Transformer Loads | [36 empty] | 0 | 0 | 0 | 0 | 0 | 0 | 0 | 0 | 0 | 0 | 0 | 0 | 0 | 0 | 0 | 0 | 0 | 0 | 0 | 0 | 0 | 0 | 0 | 0 | 0 | 0 | 0 | 0 | 0 | 0 | 0 | 0
| Historical Loads | (11kV MVA) | [7 empty] | 0: Weather Corrected Forecast Loads; 4: (11kV MVA) |  |  |  | 0 | 0 | 0 | 0 | 0 | 0 | 0 | 0 | 0 | 0 | 0 | 0 | 0 | 0 | 0 | 0 | 0 | 0 | 0 | 0 | 0 | 0 | 0 | 0 | 0 | 0 | 0 | 0 | 0 | 0 | 0 | 0
|  | 2007 | 2008 | 2009 | 2010 | 2011 | 2012 | 2013 |  | 2014 | 2015 | 2016 | 2017 | 2018 | 2019 | 2020 | 2021 | 2022 | 2023 | 2024 | 2025 | 2026 | 2027 | 2028 | 2029 | 2030 | 2031 | 2032 | 2033 | 2034 | 2035 | 2036 | 2037 | 2038 |  |  |  | 0 | 0 | 0 | 0 | 0 | 0 | 0 | 0 | 0 | 0 | 0 | 0 | 0 | 0 | 0 | 0 | 0 | 0 | 0 | 0 | 0 | 0 | 0 | 0 | 0 | 0 | 0 | 0 | 0 | 0 | 0 | 0
| 0 | [36 empty] | 0 | 0 | 0 | 0 | 0 | 0 | 0 | 0 | 0 | 0 | 0 | 0 | 0 | 0 | 0 | 0 | 0 | 0 | 0 | 0 | 0 | 0 | 0 | 0 | 0 | 0 | 0 | 0 | 0 | 0 | 0 | 0
| Diversity Factor: 0 | [36 empty] | 0 | 0 | 0 | 0 | 0 | 0 | 0 | 0 | 0 | 0 | 0 | 0 | 0 | 0 | 0 | 0 | 0 | 0 | 0 | 0 | 0 | 0 | 0 | 0 | 0 | 0 | 0 | 0 | 0 | 0 | 0 | 0
[38 empty] | 0 | 0 | 0 | 0 | 0 | 0 | 0 | 0 | 0 | 0 | 0 | 0 | 0 | 0 | 0 | 0 | 0 | 0 | 0 | 0 | 0 | 0 | 0 | 0 | 0 | 0 | 0 | 0 | 0 | 0 | 0 | 0
[38 empty] | 0 | 0 | 0 | 0 | 0 | 0 | 0 | 0 | 0 | 0 | 0 | 0 | 0 | 0 | 0 | 0 | 0 | 0 | 0 | 0 | 0 | 0 | 0 | 0 | 0 | 0 | 0 | 0 | 0 | 0 | 0 | 0
| 0 | [36 empty] | 0 | 0 | 0 | 0 | 0 | 0 | 0 | 0 | 0 | 0 | 0 | 0 | 0 | 0 | 0 | 0 | 0 | 0 | 0 | 0 | 0 | 0 | 0 | 0 | 0 | 0 | 0 | 0 | 0 | 0 | 0 | 0
Diversity Factor: 0
[38 empty] | Historical Spots & Transfers | [6 empty] | Forecast Spots & Transfers
[35 empty] | Project Name | From | To | 2007 | 2008 | 2009 | 2010 | 2011 | 2012 | 2013 | 2014 | 2015 | 2016 | 2017 | 2018 | 2019 | 2020 | 2021 | 2022 | 2023 | 2024 | 2025 | 2026 | 2027 | 2028 | 2029 | 2030 | 2031 | 2032 | 2033 | 2034 | 2035 | 2036 | 2037 | 2038
| 0 | [33 empty] | Broad based demand management |  | Jesmond 132_11kV Tx1 | 0 | 0 | 0 | 0 | 0 | 0 | 0 | 0 | -0.00087525 | -0.0009725 | -0.0018478 | -0.014199 | -0.019061 | 0 | 0 | 0 | 0 | 0 | 0 | 0 | 0 | 0 | 0 | 0 | 0 | 0 | 0 | 0 | 0 | 0 | 0 | 0
| Diversity Factor: 0 | [33 empty] | Broad based demand management |  | Jesmond 132_11kV Tx2 | 0 | 0 | 0 | 0 | 0 | 0 | 0 | 0 | -0.001095 | -0.0012166 | -0.0023116 | -0.017763 | -0.023846 | 0 | 0 | 0 | 0 | 0 | 0 | 0 | 0 | 0 | 0 | 0 | 0 | 0 | 0 | 0 | 0 | 0 | 0 | 0
[35 empty] | DNP_ID: 2179. From Wallsend | Wallsend 33_11kV Tx2 | Jesmond 132_11kV Tx1 | 0 | 0 | 0 | 0 | 1.0834 | 0 | 0 | 0 | 0 | 0 | 0 | 0 | 0 | 0 | 0 | 0 | 0 | 0 | 0 | 0 | 0 | 0 | 0 | 0 | 0 | 0 | 0 | 0 | 0 | 0 | 0 | 0
[35 empty] | DNP_ID: 2179. From Wallsend | Wallsend 33_11kV Tx2 | Jesmond 132_11kV Tx2 | 0 | 0 | 0 | 0 | 1.3554 | 0 | 0 | 0 | 0 | 0 | 0 | 0 | 0 | 0 | 0 | 0 | 0 | 0 | 0 | 0 | 0 | 0 | 0 | 0 | 0 | 0 | 0 | 0 | 0 | 0 | 0 | 0
| 0 | [33 empty] | DNP_ID: 2179. From Wallsend | Wallsend 33_11kV Tx3 | Jesmond 132_11kV Tx1 | 0 | 0 | 0 | 0 | 1.0834 | 0 | 0 | 0 | 0 | 0 | 0 | 0 | 0 | 0 | 0 | 0 | 0 | 0 | 0 | 0 | 0 | 0 | 0 | 0 | 0 | 0 | 0 | 0 | 0 | 0 | 0 | 0
| Diversity Factor: 0 | [33 empty] | DNP_ID: 2179. From Wallsend | Wallsend 33_11kV Tx3 | Jesmond 132_11kV Tx2 | 0 | 0 | 0 | 0 | 1.3554 | 0 | 0 | 0 | 0 | 0 | 0 | 0 | 0 | 0 | 0 | 0 | 0 | 0 | 0 | 0 | 0 | 0 | 0 | 0 | 0 | 0 | 0 | 0 | 0 | 0 | 0 | 0
[35 empty] | DNP_ID: 2181. From Shortland | Shortland 33_11kV Tx1 | Jesmond 132_11kV Tx1 | 0 | 0 | 0 | 0 | 2.6661 | 0 | 0 | 0 | 0 | 0 | 0 | 0 | 0 | 0 | 0 | 0 | 0 | 0 | 0 | 0 | 0 | 0 | 0 | 0 | 0 | 0 | 0 | 0 | 0 | 0 | 0 | 0
[35 empty] | DNP_ID: 2181. From Shortland | Shortland 33_11kV Tx1 | Jesmond 132_11kV Tx2 | 0 | 0 | 0 | 0 | 3.3354 | 0 | 0 | 0 | 0 | 0 | 0 | 0 | 0 | 0 | 0 | 0 | 0 | 0 | 0 | 0 | 0 | 0 | 0 | 0 | 0 | 0 | 0 | 0 | 0 | 0 | 0 | 0
| 0 | [33 empty] | DNP_ID: 2181. From Shortland | Shortland 33_11kV Tx2 | Jesmond 132_11kV Tx1 | 0 | 0 | 0 | 0 | 2.6661 | 0 | 0 | 0 | 0 | 0 | 0 | 0 | 0 | 0 | 0 | 0 | 0 | 0 | 0 | 0 | 0 | 0 | 0 | 0 | 0 | 0 | 0 | 0 | 0 | 0 | 0 | 0
| Diversity Factor: 0 | [33 empty] | DNP_ID: 2181. From Shortland | Shortland 33_11kV Tx2 | Jesmond 132_11kV Tx2 | 0 | 0 | 0 | 0 | 3.3354 | 0 | 0 | 0 | 0 | 0 | 0 | 0 | 0 | 0 | 0 | 0 | 0 | 0 | 0 | 0 | 0 | 0 | 0 | 0 | 0 | 0 | 0 | 0 | 0 | 0 | 0 | 0
[35 empty] | DNP_ID: 2182. From Maryland | Maryland 132_11kV Tx1 | Jesmond 132_11kV Tx1 | 0 | 0 | 0 | 0 | 0.29967 | 0 | 0 | 0 | 0 | 0 | 0 | 0 | 0 | 0 | 0 | 0 | 0 | 0 | 0 | 0 | 0 | 0 | 0 | 0 | 0 | 0 | 0 | 0 | 0 | 0 | 0 | 0
[35 empty] | DNP_ID: 2182. From Maryland | Maryland 132_11kV Tx1 | Jesmond 132_11kV Tx2 | 0 | 0 | 0 | 0 | 0.3749 | 0 | 0 | 0 | 0 | 0 | 0 | 0 | 0 | 0 | 0 | 0 | 0 | 0 | 0 | 0 | 0 | 0 | 0 | 0 | 0 | 0 | 0 | 0 | 0 | 0 | 0 | 0
| 0 | [33 empty] | DNP_ID: 2182. From Maryland | Maryland 132_11kV Tx2 | Jesmond 132_11kV Tx1 | 0 | 0 | 0 | 0 | 0.4113 | 0 | 0 | 0 | 0 | 0 | 0 | 0 | 0 | 0 | 0 | 0 | 0 | 0 | 0 | 0 | 0 | 0 | 0 | 0 | 0 | 0 | 0 | 0 | 0 | 0 | 0 | 0
| Diversity Factor: 0 | [33 empty] | DNP_ID: 2182. From Maryland | Maryland 132_11kV Tx2 | Jesmond 132_11kV Tx2 | 0 | 0 | 0 | 0 | 0.51455 | 0 | 0 | 0 | 0 | 0 | 0 | 0 | 0 | 0 | 0 | 0 | 0 | 0 | 0 | 0 | 0 | 0 | 0 | 0 | 0 | 0 | 0 | 0 | 0 | 0 | 0 | 0
[35 empty] | DNP_ID: 2201. to Jesmond | Shortland 33_11kV Tx1 | Jesmond 132_11kV Tx1 | 0 | 0 | 0 | 0 | 0 | 1.2865 | 0 | 0 | 0 | 0 | 0 | 0 | 0 | 0 | 0 | 0 | 0 | 0 | 0 | 0 | 0 | 0 | 0 | 0 | 0 | 0 | 0 | 0 | 0 | 0 | 0 | 0
[35 empty] | DNP_ID: 2201. to Jesmond | Shortland 33_11kV Tx1 | Jesmond 132_11kV Tx2 | 0 | 0 | 0 | 0 | 0 | 1.6095 | 0 | 0 | 0 | 0 | 0 | 0 | 0 | 0 | 0 | 0 | 0 | 0 | 0 | 0 | 0 | 0 | 0 | 0 | 0 | 0 | 0 | 0 | 0 | 0 | 0 | 0
| 0 | [33 empty] | DNP_ID: 2201. to Jesmond | Shortland 33_11kV Tx2 | Jesmond 132_11kV Tx1 | 0 | 0 | 0 | 0 | 0 | 1.2865 | 0 | 0 | 0 | 0 | 0 | 0 | 0 | 0 | 0 | 0 | 0 | 0 | 0 | 0 | 0 | 0 | 0 | 0 | 0 | 0 | 0 | 0 | 0 | 0 | 0 | 0
| Diversity Factor: 0 | [33 empty] | DNP_ID: 2201. to Jesmond | Shortland 33_11kV Tx2 | Jesmond 132_11kV Tx2 | 0 | 0 | 0 | 0 | 0 | 1.6095 | 0 | 0 | 0 | 0 | 0 | 0 | 0 | 0 | 0 | 0 | 0 | 0 | 0 | 0 | 0 | 0 | 0 | 0 | 0 | 0 | 0 | 0 | 0 | 0 | 0 | 0
[35 empty] | DNP_ID: 2333. All Load to Jesmond | Wallsend 33_11kV Tx2 | Jesmond 132_11kV Tx1 | 0 | 0 | 0 | 0 | 0 | 0.71096 | 0 | 0 | 0 | 0 | 0 | 0 | 0 | 0 | 0 | 0 | 0 | 0 | 0 | 0 | 0 | 0 | 0 | 0 | 0 | 0 | 0 | 0 | 0 | 0 | 0 | 0
[35 empty] | DNP_ID: 2333. All Load to Jesmond | Wallsend 33_11kV Tx2 | Jesmond 132_11kV Tx2 | 0 | 0 | 0 | 0 | 0 | 0.88945 | 0 | 0 | 0 | 0 | 0 | 0 | 0 | 0 | 0 | 0 | 0 | 0 | 0 | 0 | 0 | 0 | 0 | 0 | 0 | 0 | 0 | 0 | 0 | 0 | 0 | 0
| 0 | [33 empty] | DNP_ID: 2333. All Load to Jesmond | Wallsend 33_11kV Tx3 | Jesmond 132_11kV Tx1 | 0 | 0 | 0 | 0 | 0 | 0.71096 | 0 | 0 | 0 | 0 | 0 | 0 | 0 | 0 | 0 | 0 | 0 | 0 | 0 | 0 | 0 | 0 | 0 | 0 | 0 | 0 | 0 | 0 | 0 | 0 | 0 | 0
| Diversity Factor: 0 | [33 empty] | DNP_ID: 2333. All Load to Jesmond | Wallsend 33_11kV Tx3 | Jesmond 132_11kV Tx2 | 0 | 0 | 0 | 0 | 0 | 0.88945 | 0 | 0 | 0 | 0 | 0 | 0 | 0 | 0 | 0 | 0 | 0 | 0 | 0 | 0 | 0 | 0 | 0 | 0 | 0 | 0 | 0 | 0 | 0 | 0 | 0 | 0
[35 empty] | DNP_ID: 2334. All Load to Jesmond | Wallsend 33_11kV Tx2 | Jesmond 132_11kV Tx1 | 0 | 0 | 0 | 0 | 0 | 1.1765 | 0 | 0 | 0 | 0 | 0 | 0 | 0 | 0 | 0 | 0 | 0 | 0 | 0 | 0 | 0 | 0 | 0 | 0 | 0 | 0 | 0 | 0 | 0 | 0 | 0 | 0
[35 empty] | DNP_ID: 2334. All Load to Jesmond | Wallsend 33_11kV Tx2 | Jesmond 132_11kV Tx2 | 0 | 0 | 0 | 0 | 0 | 1.4718 | 0 | 0 | 0 | 0 | 0 | 0 | 0 | 0 | 0 | 0 | 0 | 0 | 0 | 0 | 0 | 0 | 0 | 0 | 0 | 0 | 0 | 0 | 0 | 0 | 0 | 0
| 0 | [33 empty] | DNP_ID: 2334. All Load to Jesmond | Wallsend 33_11kV Tx3 | Jesmond 132_11kV Tx1 | 0 | 0 | 0 | 0 | 0 | 1.1765 | 0 | 0 | 0 | 0 | 0 | 0 | 0 | 0 | 0 | 0 | 0 | 0 | 0 | 0 | 0 | 0 | 0 | 0 | 0 | 0 | 0 | 0 | 0 | 0 | 0 | 0
| Diversity Factor: 0 | [33 empty] | DNP_ID: 2334. All Load to Jesmond | Wallsend 33_11kV Tx3 | Jesmond 132_11kV Tx2 | 0 | 0 | 0 | 0 | 0 | 1.4718 | 0 | 0 | 0 | 0 | 0 | 0 | 0 | 0 | 0 | 0 | 0 | 0 | 0 | 0 | 0 | 0 | 0 | 0 | 0 | 0 | 0 | 0 | 0 | 0 | 0 | 0
[35 empty] | DNP_ID: 7084. Jesmond 11kV Feeder 80784 - Croudace Rd Augmentation | Jesmond 132_11kV Tx1 | Jesmond 132_11kV Tx2 | 0 | 0 | 0 | 0 | 0 | 0 | 0 | 0.15242 | 0 | 0 | 0 | 0 | 0 | 0 | 0 | 0 | 0 | 0 | 0 | 0 | 0 | 0 | 0 | 0 | 0 | 0 | 0 | 0 | 0 | 0 | 0 | 0
[35 empty] | DNP_ID: 7084. Jesmond 11kV Feeder 80784 - Croudace Rd Augmentation | Jesmond 132_11kV Tx2 | New Lambton 33_11kV Tx1 | 0 | 0 | 0 | 0 | 0 | 0 | 0 | 0.22863 | 0 | 0 | 0 | 0 | 0 | 0 | 0 | 0 | 0 | 0 | 0 | 0 | 0 | 0 | 0 | 0 | 0 | 0 | 0 | 0 | 0 | 0 | 0 | 0
| 0 | [33 empty] | DNP_ID: 7084. Jesmond 11kV Feeder 80784 - Croudace Rd Augmentation | Jesmond 132_11kV Tx2 | New Lambton 33_11kV Tx2 | 0 | 0 | 0 | 0 | 0 | 0 | 0 | 0.22863 | 0 | 0 | 0 | 0 | 0 | 0 | 0 | 0 | 0 | 0 | 0 | 0 | 0 | 0 | 0 | 0 | 0 | 0 | 0 | 0 | 0 | 0 | 0 | 0
| Diversity Factor: 0 | [33 empty] | Econometric |  | Jesmond 132_11kV Tx1 | 0 | 0 | 0 | 0 | 0 | 0 | 0 | 0 | 0 | 0.10289 | 0.18242 | 0.27326 | 0.33369 | 0.33967 | 0.31706 | 0.32242 | 0.32785 | 0.33337 | 0.33897 | 0.34465 | 0.35041 | 0.35626 | 0.3622 | 0.36822 | 0.37433 | 0.38053 | 0.38682 | 0.39321 | 0.39968 | 0.40626 | 0.41292 | 0.41969
[35 empty] | Econometric |  | Jesmond 132_11kV Tx2 | 0 | 0 | 0 | 0 | 0 | 0 | 0 | 0 | 0 | 0.12872 | 0.22821 | 0.34186 | 0.41747 | 0.42494 | 0.39666 | 0.40336 | 0.41016 | 0.41706 | 0.42407 | 0.43117 | 0.43839 | 0.4457 | 0.45313 | 0.46066 | 0.46831 | 0.47607 | 0.48394 | 0.49192 | 0.50003 | 0.50825 | 0.51659 | 0.52505
[35 empty] | Energy Efficiency |  | Jesmond 132_11kV Tx1 | 0 | 0 | 0 | 0 | 0 | 0 | 0 | -0.01697 | -0.0091143 | -0.078926 | -0.12846 | -0.20029 | -0.21527 | -0.13439 | -0.10807 | -0.1215 | -0.11767 | -0.13246 | -0.10263 | -0.10474 | -0.091013 | -0.083257 | -0.089145 | -0.094156 | -0.094156 | -0.094156 | -0.094156 | -0.094156 | -0.094156 | -0.094156 | -0.094156 | -0.094156
[35 empty] | Energy Efficiency |  | Jesmond 132_11kV Tx2 | 0 | 0 | 0 | 0 | 0 | 0 | 0 | -0.021231 | -0.011402 | -0.09874 | -0.16071 | -0.25057 | -0.26931 | -0.16813 | -0.1352 | -0.152 | -0.14721 | -0.16572 | -0.12839 | -0.13103 | -0.11386 | -0.10416 | -0.11152 | -0.11779 | -0.11779 | -0.11779 | -0.11779 | -0.11779 | -0.11779 | -0.11779 | -0.11779 | -0.11779
| Weather Correction and Public Holiday Factors | [8 empty] | Forecast ROG | [24 empty] | Solar PV |  | Jesmond 132_11kV Tx1 | 0 | 0 | 0 | 0 | 0 | 0 | 0 | 0 | 0 | 0 | 0 | 0 | 0 | 0 | 0 | 0 | 0 | 0 | 0 | 0 | 0 | 0 | 0 | 0 | 0 | 0 | 0 | 0 | 0 | 0 | 0 | 0
[10 empty] | ROG Justification | [24 empty] | Solar PV |  | Jesmond 132_11kV Tx2 | 0 | 0 | 0 | 0 | 0 | 0 | 0 | 0 | 0 | 0 | 0 | 0 | 0 | 0 | 0 | 0 | 0 | 0 | 0 | 0 | 0 | 0 | 0 | 0 | 0 | 0 | 0 | 0 | 0 | 0 | 0 | 0
| Actual loads for season 2013 have been weather corrected by the following: | [6 empty] | 2.127% |  | weighted ROG calc | [59 empty] | weighted ROG calc
1 | 2 | 3 | 4 | 5 | 6 | 7 | 8 | 9 | 10 | 2014 | 2015 | 2016 | 2017 | 2018 | 2019 | 2020 | 2021 | 2022 | 2023 | 2024 | 2025 | 2026 | 2027 | 2028 | 2029 | 2030 | 2031 | 2032 | 2033 | 2034 | 2035 | 2036 | 2037 | 2038
0.97582 | 0.95222 | 0.93687 | 0.92932 | 0.92932 | 0.92932 | 0.92932 | 0.92932 | 0.92932 | 0.92932 | -2.418% | -2.418% | -1.612% | -0.806% | 0% | 0% | 0% | 0% | 0% | 0% | 0% | 0% | 0% | 0% | 0% | 0% | 0% | 0% | 0% | 0% | 0% | 0% | 0% | 0% | 0%
Substation Load Detail
[7 empty] | Units | 2013 |  | 2014 | 2015 | 2016 | 2017 | 2018 | 2019 | 2020 | 2021 | 2022 | 2023 | 2024 | 2025 | 2026 | 2027 | 2028 | 2029 | 2030 | 2031 | 2032 | 2033 | 2034 | 2035 | 2036 | 2037 | 2038
1 | Jesmond 132_11kV | Compensated |  | Load (LV side) |  |  | Amps | 0 |  | 1582.897 | 1543.374 | 1521.117 | 1514.871 | 1521.67 | 1533.168 | 1556.934 | 1581.146 | 1604.436 | 1628.814 | 1652.129 | 1679.571 | 1707.443 | 1737.597 | 1769.351 | 1801.128 | 1833.04 | 1865.68 | 1899.059 | 1933.188 | 1968.077 | 2003.738 | 2040.182 | 2077.42 | 2115.464
|  |  |  | Apparent Power |  |  | MVA | 31.428 | 32.0965 | 30.1582 | 29.4052 | 28.9812 | 28.8622 | 28.9917 | 29.2108 | 29.6636 | 30.1249 | 30.5686 | 31.0331 | 31.4773 | 32.0001 | 32.5312 | 33.1057 | 33.7107 | 34.3161 | 34.9241 | 35.546 | 36.1819 | 36.8322 | 37.4969 | 38.1763 | 38.8707 | 39.5802 | 40.305
|  |  |  | Real Power |  |  | MW | 30.746 | 31.4 | 30.1558 | 29.4044 | 28.9808 | 28.8619 | 28.9914 | 29.2102 | 29.6622 | 30.1225 | 30.5649 | 31.0278 | 31.4703 | 31.9907 | 32.5191 | 33.0903 | 33.6915 | 34.2929 | 34.8964 | 35.5134 | 36.1441 | 36.7886 | 37.4472 | 38.12 | 38.8073 | 39.5093 | 40.2262
|  |  |  | Reactive Power |  |  | MVAr | 0 |  | 0.38673 | 0.22759 | 0.13789 | 0.11271 | 0.14012 | 0.18646 | 0.2822 | 0.37968 | 0.47339 | 0.57142 | 0.66512 | 0.77536 | 0.88725 | 1.0082 | 1.1356 | 1.2629 | 1.3908 | 1.5214 | 1.655 | 1.7915 | 1.931 | 2.0735 | 2.219 | 2.3677 | 2.5196
|  |  |  | Capacitors In Service |  |  | MVAr | 0 |  | 6 | 6 | 6 | 6 | 6 | 6 | 6 | 6 | 6 | 6 | 6 | 6 | 6 | 6 | 6 | 6 | 6 | 6 | 6 | 6 | 6 | 6 | 6 | 6 | 6
|  |  |  | PF |  |  |  | 0.9783 |  | 0.99992 | 0.99997 | 0.99999 | 0.99999 | 0.99999 | 0.99998 | 0.99995 | 0.99992 | 0.99988 | 0.99983 | 0.99978 | 0.99971 | 0.99963 | 0.99954 | 0.99943 | 0.99932 | 0.99921 | 0.99908 | 0.99895 | 0.99882 | 0.99867 | 0.99852 | 0.99837 | 0.99821 | 0.99804
0.91948 | Diversity Factor: 0.92 | Uncompensated |  | Reactive Power |  |  | MVAr | 0 | 6.6502 | 6.3867 | 6.2276 | 6.1379 | 6.1127 | 6.1401 | 6.1865 | 6.2822 | 6.3797 | 6.4734 | 6.5714 | 6.6651 | 6.7754 | 6.8873 | 7.0082 | 7.1356 | 7.2629 | 7.3908 | 7.5214 | 7.655 | 7.7915 | 7.931 | 8.0735 | 8.219 | 8.3677 | 8.5196
|  |  |  | PF |  |  |  | 0.9783 |  | 0.9783 | 0.9783 | 0.9783 | 0.9783 | 0.9783 | 0.9783 | 0.9783 | 0.9783 | 0.9783 | 0.9783 | 0.9783 | 0.9783 | 0.9783 | 0.9783 | 0.9783 | 0.9783 | 0.9783 | 0.9783 | 0.9783 | 0.9783 | 0.9783 | 0.9783 | 0.9783 | 0.9783 | 0.9783
[10 empty] | 1 | 2 | 3 | 4 | 5 | 6 | 7 | 8 | 9 | 10 | 11 | 12 | 13 | 14 | 15 | 16 | 17 | 18 | 19 | 20 | 21 | 22 | 23 | 24 | 25
Transformer Load Detail
[7 empty] | Units | 2013 |  | 2014 | 2015 | 2016 | 2017 | 2018 | 2019 | 2020 | 2021 | 2022 | 2023 | 2024 | 2025 | 2026 | 2027 | 2028 | 2029 | 2030 | 2031 | 2032 | 2033 | 2034 | 2035 | 2036 | 2037 | 2038
| 0 | Compensated |  | Load (LV side) |  |  | Amps
|  |  |  | Apparent Power |  |  | MVA
|  |  |  | Real Power |  |  | MW
|  |  |  | Reactive Power |  |  | MVAr
|  |  |  | Capacitors In Service |  |  | MVAr
PF
| Zone Div: | Uncompensated |  | Reactive Power |  |  | MVAr
PF
| 0 | Compensated |  | Load (LV side) |  |  | Amps
|  |  |  | Apparent Power |  |  | MVA
|  |  |  | Real Power |  |  | MW
|  |  |  | Reactive Power |  |  | MVAr
|  |  |  | Capacitors In Service |  |  | MVAr
PF
| Zone Div: | Uncompensated |  | Reactive Power |  |  | MVAr
PF
| 0 | Compensated |  | Load (LV side) |  |  | Amps
|  |  |  | Apparent Power |  |  | MVA
|  |  |  | Real Power |  |  | MW
|  |  |  | Reactive Power |  |  | MVAr
|  |  |  | Capacitors In Service |  |  | MVAr
PF
| Zone Div: | Uncompensated |  | Reactive Power |  |  | MVAr
PF
| 0 | Compensated |  | Load (LV side) |  |  | Amps
|  |  |  | Apparent Power |  |  | MVA
|  |  |  | Real Power |  |  | MW
|  |  |  | Reactive Power |  |  | MVAr
|  |  |  | Capacitors In Service |  |  | MVAr
PF
| Zone Div: | Uncompensated |  | Reactive Power |  |  | MVAr
PF
| 0 | Compensated |  | Load (LV side) |  |  | Amps
|  |  |  | Apparent Power |  |  | MVA
|  |  |  | Real Power |  |  | MW
|  |  |  | Reactive Power |  |  | MVAr
|  |  |  | Capacitors In Service |  |  | MVAr
PF
| Zone Div: | Uncompensated |  | Reactive Power |  |  | MVAr
PF
| 0 | Compensated |  | Load (LV side) |  |  | Amps
|  |  |  | Apparent Power |  |  | MVA
|  |  |  | Real Power |  |  | MW
|  |  |  | Reactive Power |  |  | MVAr
|  |  |  | Capacitors In Service |  |  | MVAr
PF
| Zone Div: | Uncompensated |  | Reactive Power |  |  | MVAr
PF
| 0 | Compensated |  | Load (LV side) |  |  | Amps
|  |  |  | Apparent Power |  |  | MVA
|  |  |  | Real Power |  |  | MW
|  |  |  | Reactive Power |  |  | MVAr
|  |  |  | Capacitors In Service |  |  | MVAr
PF
| Zone Div: | Uncompensated |  | Reactive Power |  |  | MVAr
PF
| 0 | Compensated |  | Load (LV side) |  |  | Amps
|  |  |  | Apparent Power |  |  | MVA
|  |  |  | Real Power |  |  | MW
|  |  |  | Reactive Power |  |  | MVAr
|  |  |  | Capacitors In Service |  |  | MVAr
PF
| Zone Div: | Uncompensated |  | Reactive Power |  |  | MVAr
PF
| 0 | Compensated |  | Load (LV side) |  |  | Amps
|  |  |  | Apparent Power |  |  | MVA
|  |  |  | Real Power |  |  | MW
|  |  |  | Reactive Power |  |  | MVAr
|  |  |  | Capacitors In Service |  |  | MVAr
PF
| Zone Div: | Uncompensated |  | Reactive Power |  |  | MVAr
PF
| 0 | Compensated |  | Load (LV side) |  |  | Amps
|  |  |  | Apparent Power |  |  | MVA
|  |  |  | Real Power |  |  | MW
|  |  |  | Reactive Power |  |  | MVAr
|  |  |  | Capacitors In Service |  |  | MVAr
PF
| Zone Div: | Uncompensated |  | Reactive Power |  |  | MVAr
PF

## Customer42
| Customer42 | [16 empty] | 2014 | WINTER
| Substation Total Loads | [33 empty] | Spots & Transfers Detail
| Historical Loads | MVA | [7 empty] | Weather Corrected Forecast Loads |  |  |  | MVA | [20 empty] | Spots & Transfers Summary | MVA |  | Historical Spots & Transfers | [6 empty] | Forecast Spots & Transfers
|  | 2007 | 2008 | 2009 | 2010 | 2011 | 2012 | 2013 |  | 2014 | 2015 | 2016 | 2017 | 2018 | 2019 | 2020 | 2021 | 2022 | 2023 | 2024 | 2025 | 2026 | 2027 | 2028 | 2029 | 2030 | 2031 | 2032 | 2033 | 2034 | 2035 | 2036 | 2037 | 2038 |  |  |  | 2007 | 2008 | 2009 | 2010 | 2011 | 2012 | 2013 | 2014 | 2015 | 2016 | 2017 | 2018 | 2019 | 2020 | 2021 | 2022 | 2023 | 2024 | 2025 | 2026 | 2027 | 2028 | 2029 | 2030 | 2031 | 2032 | 2033 | 2034 | 2035 | 2036 | 2037 | 2038
| Total |  |  |  |  | 22.887 | 0 |  |  | 0 | 0 | 0 | 0 | 0 | 0 | 0 | 0 | 0 | 0 | 0 | 0 | 0 | 0 | 0 | 0 | 0 | 0 | 0 | 0 | 0 | 0 | 0 | 0 | 0 |  |  | Total
Firm Rating
| Total Capacity | [36 empty] | 0 | 0 | 0 | 0 | 0 | 0 | 0 | 0 | 0 | 0 | 0 | 0 | 0 | 0 | 0 | 0 | 0 | 0 | 0 | 0 | 0 | 0 | 0 | 0 | 0 | 0 | 0 | 0 | 0 | 0 | 0 | 0
|  | -7 | -6 | -5 | -4 | -3 | -2 | -1 |  | 0 | 1 | 2 | 3 | 4 | 5 | 6 | 7 | 8 | 9 | 10 | 11 | 12 | 13 | 14 | 15 | 16 | 17 | 18 | 19 | 20 | 21 | 22 | 23 | 24 |  |  |  | 0 | 0 | 0 | 0 | 0 | 0 | 0 | 0 | 0 | 0 | 0 | 0 | 0 | 0 | 0 | 0 | 0 | 0 | 0 | 0 | 0 | 0 | 0 | 0 | 0 | 0 | 0 | 0 | 0 | 0 | 0 | 0
| Transformer Loads | [36 empty] | 0 | 0 | 0 | 0 | 0 | 0 | 0 | 0 | 0 | 0 | 0 | 0 | 0 | 0 | 0 | 0 | 0 | 0 | 0 | 0 | 0 | 0 | 0 | 0 | 0 | 0 | 0 | 0 | 0 | 0 | 0 | 0
| Historical Loads | MVA | [7 empty] | Weather Corrected Forecast Loads |  |  |  | MVA | [23 empty] | 0 | 0 | 0 | 0 | 0 | 0 | 0 | 0 | 0 | 0 | 0 | 0 | 0 | 0 | 0 | 0 | 0 | 0 | 0 | 0 | 0 | 0 | 0 | 0 | 0 | 0 | 0 | 0 | 0 | 0 | 0 | 0
|  | 2007 | 2008 | 2009 | 2010 | 2011 | 2012 | 2013 |  | 2014 | 2015 | 2016 | 2017 | 2018 | 2019 | 2020 | 2021 | 2022 | 2023 | 2024 | 2025 | 2026 | 2027 | 2028 | 2029 | 2030 | 2031 | 2032 | 2033 | 2034 | 2035 | 2036 | 2037 | 2038 |  |  |  | 0 | 0 | 0 | 0 | 0 | 0 | 0 | 0 | 0 | 0 | 0 | 0 | 0 | 0 | 0 | 0 | 0 | 0 | 0 | 0 | 0 | 0 | 0 | 0 | 0 | 0 | 0 | 0 | 0 | 0 | 0 | 0
| 0 | [36 empty] | 0 | 0 | 0 | 0 | 0 | 0 | 0 | 0 | 0 | 0 | 0 | 0 | 0 | 0 | 0 | 0 | 0 | 0 | 0 | 0 | 0 | 0 | 0 | 0 | 0 | 0 | 0 | 0 | 0 | 0 | 0 | 0
| Diversity Factor: 0 | [36 empty] | 0 | 0 | 0 | 0 | 0 | 0 | 0 | 0 | 0 | 0 | 0 | 0 | 0 | 0 | 0 | 0 | 0 | 0 | 0 | 0 | 0 | 0 | 0 | 0 | 0 | 0 | 0 | 0 | 0 | 0 | 0 | 0
[38 empty] | 0 | 0 | 0 | 0 | 0 | 0 | 0 | 0 | 0 | 0 | 0 | 0 | 0 | 0 | 0 | 0 | 0 | 0 | 0 | 0 | 0 | 0 | 0 | 0 | 0 | 0 | 0 | 0 | 0 | 0 | 0 | 0
[38 empty] | 0 | 0 | 0 | 0 | 0 | 0 | 0 | 0 | 0 | 0 | 0 | 0 | 0 | 0 | 0 | 0 | 0 | 0 | 0 | 0 | 0 | 0 | 0 | 0 | 0 | 0 | 0 | 0 | 0 | 0 | 0 | 0
| 0 | [36 empty] | 0 | 0 | 0 | 0 | 0 | 0 | 0 | 0 | 0 | 0 | 0 | 0 | 0 | 0 | 0 | 0 | 0 | 0 | 0 | 0 | 0 | 0 | 0 | 0 | 0 | 0 | 0 | 0 | 0 | 0 | 0 | 0
Diversity Factor: 0
[38 empty] | Historical Spots & Transfers | [6 empty] | Forecast Spots & Transfers
[35 empty] | Project Name | From | To | 2007 | 2008 | 2009 | 2010 | 2011 | 2012 | 2013 | 2014 | 2015 | 2016 | 2017 | 2018 | 2019 | 2020 | 2021 | 2022 | 2023 | 2024 | 2025 | 2026 | 2027 | 2028 | 2029 | 2030 | 2031 | 2032 | 2033 | 2034 | 2035 | 2036 | 2037 | 2038
0
Diversity Factor: 0
0
Diversity Factor: 0
0
Diversity Factor: 0
0
Diversity Factor: 0
0
Diversity Factor: 0
0
Diversity Factor: 0
0
Diversity Factor: 0
0
Diversity Factor: 0
| Weather Correction and Public Holiday Factors | [8 empty] | Forecast ROG
ROG Justification
| Actual loads for season 2013 have been weather corrected by the following: | [6 empty] | 0% |  | N/A | [59 empty] | N/A
1 | 2 | 3 | 4 | 5 | 6 | 7 | 8 | 9 | 10 | 2014 | 2015 | 2016 | 2017 | 2018 | 2019 | 2020 | 2021 | 2022 | 2023 | 2024 | 2025 | 2026 | 2027 | 2028 | 2029 | 2030 | 2031 | 2032 | 2033 | 2034 | 2035 | 2036 | 2037 | 2038
1 | 1 | 1 | 1 | 1 | 1 | 1 | 1 | 1 | 1 | 0% | 0% | 0% | 0% | 0% | 0% | 0% | 0% | 0% | 0% | 0% | 0% | 0% | 0% | 0% | 0% | 0% | 0% | 0% | 0% | 0% | 0% | 0% | 0% | 0%
Substation Load Detail
[7 empty] | Units | 2013 |  | 2014 | 2015 | 2016 | 2017 | 2018 | 2019 | 2020 | 2021 | 2022 | 2023 | 2024 | 2025 | 2026 | 2027 | 2028 | 2029 | 2030 | 2031 | 2032 | 2033 | 2034 | 2035 | 2036 | 2037 | 2038
1 | Customer42 | Compensated |  | Load (LV side) |  |  | Amps | 0 |  | 0 | 0 | 0 | 0 | 0 | 0 | 0 | 0 | 0 | 0 | 0 | 0 | 0 | 0 | 0 | 0 | 0 | 0 | 0 | 0 | 0 | 0 | 0 | 0 | 0
|  |  |  | Apparent Power |  |  | MVA | 0 |  | 0 | 0 | 0 | 0 | 0 | 0 | 0 | 0 | 0 | 0 | 0 | 0 | 0 | 0 | 0 | 0 | 0 | 0 | 0 | 0 | 0 | 0 | 0 | 0 | 0
|  |  |  | Real Power |  |  | MW | 0 |  | 0 | 0 | 0 | 0 | 0 | 0 | 0 | 0 | 0 | 0 | 0 | 0 | 0 | 0 | 0 | 0 | 0 | 0 | 0 | 0 | 0 | 0 | 0 | 0 | 0
|  |  |  | Reactive Power |  |  | MVAr | 0 |  | 0 | 0 | 0 | 0 | 0 | 0 | 0 | 0 | 0 | 0 | 0 | 0 | 0 | 0 | 0 | 0 | 0 | 0 | 0 | 0 | 0 | 0 | 0 | 0 | 0
|  |  |  | Capacitors In Service |  |  | MVAr | 0 |  | 0 | 0 | 0 | 0 | 0 | 0 | 0 | 0 | 0 | 0 | 0 | 0 | 0 | 0 | 0 | 0 | 0 | 0 | 0 | 0 | 0 | 0 | 0 | 0 | 0
|  |  |  | PF |  |  |  | 0 |  | 0 | 0 | 0 | 0 | 0 | 0 | 0 | 0 | 0 | 0 | 0 | 0 | 0 | 0 | 0 | 0 | 0 | 0 | 0 | 0 | 0 | 0 | 0 | 0 | 0
0.8598 | Diversity Factor: 0.86 | Uncompensated |  | Reactive Power |  |  | MVAr | 0 |  | 0 | 0 | 0 | 0 | 0 | 0 | 0 | 0 | 0 | 0 | 0 | 0 | 0 | 0 | 0 | 0 | 0 | 0 | 0 | 0 | 0 | 0 | 0 | 0 | 0
|  |  |  | PF |  |  |  | 0 |  | 0 | 0 | 0 | 0 | 0 | 0 | 0 | 0 | 0 | 0 | 0 | 0 | 0 | 0 | 0 | 0 | 0 | 0 | 0 | 0 | 0 | 0 | 0 | 0 | 0
[10 empty] | 1 | 2 | 3 | 4 | 5 | 6 | 7 | 8 | 9 | 10 | 11 | 12 | 13 | 14 | 15 | 16 | 17 | 18 | 19 | 20 | 21 | 22 | 23 | 24 | 25
Transformer Load Detail
[7 empty] | Units | 2013 |  | 2014 | 2015 | 2016 | 2017 | 2018 | 2019 | 2020 | 2021 | 2022 | 2023 | 2024 | 2025 | 2026 | 2027 | 2028 | 2029 | 2030 | 2031 | 2032 | 2033 | 2034 | 2035 | 2036 | 2037 | 2038
| 0 | Compensated |  | Load (LV side) |  |  | Amps
|  |  |  | Apparent Power |  |  | MVA
|  |  |  | Real Power |  |  | MW
|  |  |  | Reactive Power |  |  | MVAr
|  |  |  | Capacitors In Service |  |  | MVAr
PF
| Zone Div: | Uncompensated |  | Reactive Power |  |  | MVAr
PF
| 0 | Compensated |  | Load (LV side) |  |  | Amps
|  |  |  | Apparent Power |  |  | MVA
|  |  |  | Real Power |  |  | MW
|  |  |  | Reactive Power |  |  | MVAr
|  |  |  | Capacitors In Service |  |  | MVAr
PF
| Zone Div: | Uncompensated |  | Reactive Power |  |  | MVAr
PF
| 0 | Compensated |  | Load (LV side) |  |  | Amps
|  |  |  | Apparent Power |  |  | MVA
|  |  |  | Real Power |  |  | MW
|  |  |  | Reactive Power |  |  | MVAr
|  |  |  | Capacitors In Service |  |  | MVAr
PF
| Zone Div: | Uncompensated |  | Reactive Power |  |  | MVAr
PF
| 0 | Compensated |  | Load (LV side) |  |  | Amps
|  |  |  | Apparent Power |  |  | MVA
|  |  |  | Real Power |  |  | MW
|  |  |  | Reactive Power |  |  | MVAr
|  |  |  | Capacitors In Service |  |  | MVAr
PF
| Zone Div: | Uncompensated |  | Reactive Power |  |  | MVAr
PF
| 0 | Compensated |  | Load (LV side) |  |  | Amps
|  |  |  | Apparent Power |  |  | MVA
|  |  |  | Real Power |  |  | MW
|  |  |  | Reactive Power |  |  | MVAr
|  |  |  | Capacitors In Service |  |  | MVAr
PF
| Zone Div: | Uncompensated |  | Reactive Power |  |  | MVAr
PF
| 0 | Compensated |  | Load (LV side) |  |  | Amps
|  |  |  | Apparent Power |  |  | MVA
|  |  |  | Real Power |  |  | MW
|  |  |  | Reactive Power |  |  | MVAr
|  |  |  | Capacitors In Service |  |  | MVAr
PF
| Zone Div: | Uncompensated |  | Reactive Power |  |  | MVAr
PF
| 0 | Compensated |  | Load (LV side) |  |  | Amps
|  |  |  | Apparent Power |  |  | MVA
|  |  |  | Real Power |  |  | MW
|  |  |  | Reactive Power |  |  | MVAr
|  |  |  | Capacitors In Service |  |  | MVAr
PF
| Zone Div: | Uncompensated |  | Reactive Power |  |  | MVAr
PF
| 0 | Compensated |  | Load (LV side) |  |  | Amps
|  |  |  | Apparent Power |  |  | MVA
|  |  |  | Real Power |  |  | MW
|  |  |  | Reactive Power |  |  | MVAr
|  |  |  | Capacitors In Service |  |  | MVAr
PF
| Zone Div: | Uncompensated |  | Reactive Power |  |  | MVAr
PF
| 0 | Compensated |  | Load (LV side) |  |  | Amps
|  |  |  | Apparent Power |  |  | MVA
|  |  |  | Real Power |  |  | MW
|  |  |  | Reactive Power |  |  | MVAr
|  |  |  | Capacitors In Service |  |  | MVAr
PF
| Zone Div: | Uncompensated |  | Reactive Power |  |  | MVAr
PF
| 0 | Compensated |  | Load (LV side) |  |  | Amps
|  |  |  | Apparent Power |  |  | MVA
|  |  |  | Real Power |  |  | MW
|  |  |  | Reactive Power |  |  | MVAr
|  |  |  | Capacitors In Service |  |  | MVAr
PF
| Zone Div: | Uncompensated |  | Reactive Power |  |  | MVAr
PF

## Mayfield 33_11kV
| Mayfield 33_11kV | [16 empty] | 2014 | WINTER
[6 empty] | Zone decommissioned |  | 2011-08-31
| Substation Total Loads | [33 empty] | Spots & Transfers Detail
| Historical Loads | (11kV MVA) | [7 empty] | Weather Corrected Forecast Loads |  |  |  | (11kV MVA) | [20 empty] | Spots & Transfers Summary | (11kV MVA) |  | Historical Spots & Transfers | [6 empty] | Forecast Spots & Transfers
|  | 2007 | 2008 | 2009 | 2010 | 2011 | 2012 | 2013 |  | 2014 | 2015 | 2016 | 2017 | 2018 | 2019 | 2020 | 2021 | 2022 | 2023 | 2024 | 2025 | 2026 | 2027 | 2028 | 2029 | 2030 | 2031 | 2032 | 2033 | 2034 | 2035 | 2036 | 2037 | 2038 |  |  |  | 2007 | 2008 | 2009 | 2010 | 2011 | 2012 | 2013 | 2014 | 2015 | 2016 | 2017 | 2018 | 2019 | 2020 | 2021 | 2022 | 2023 | 2024 | 2025 | 2026 | 2027 | 2028 | 2029 | 2030 | 2031 | 2032 | 2033 | 2034 | 2035 | 2036 | 2037 | 2038
| Total | 24.7 | 21.1 | 18.8 | 4.4 | 0.338 | 0 | 0.356 |  | 0 | 0 | 0 | 0 | 0 | 0 | 0 | 0 | 0 | 0 | 0 | 0 | 0 | 0 | 0 | 0 | 0 | 0 | 0 | 0 | 0 | 0 | 0 | 0 | 0 |  |  | Total | 0 | -1.7319 | 0.53157 | -20.9959 | 0 | 0 | 0 | 0 | 0 | 0 | 0 | 0 | 0 | 0 | 0 | 0 | 0 | 0 | 0 | 0 | 0 | 0 | 0 | 0 | 0 | 0 | 0 | 0 | 0 | 0 | 0 | 0
| Firm Rating | 0 | 0 | 0 | 22.9 | 22.9 | 0 | 0 |  | 0 | 0 | 0 | 0 | 0 | 0 | 0 | 0 | 0 | 0 | 0 | 0 | 0 | 0 | 0 | 0 | 0 | 0 | 0 | 0 | 0 | 0 | 0 | 0 | 0
| Total Capacity | 0 | 0 | 0 | 34.3 | 34.3 | 0 | 0 |  | 0 | 0 | 0 | 0 | 0 | 0 | 0 | 0 | 0 | 0 | 0 | 0 | 0 | 0 | 0 | 0 | 0 | 0 | 0 | 0 | 0 | 0 | 0 | 0 | 0 |  |  | Mayfield 33_11kV Tx1 | 0 | 0 | 0 | 0 | 0 | 0 | 0 | 0 | 0 | 0 | 0 | 0 | 0 | 0 | 0 | 0 | 0 | 0 | 0 | 0 | 0 | 0 | 0 | 0 | 0 | 0 | 0 | 0 | 0 | 0 | 0 | 0
|  | -7 | -6 | -5 | -4 | -3 | -2 | -1 |  | 0 | 1 | 2 | 3 | 4 | 5 | 6 | 7 | 8 | 9 | 10 | 11 | 12 | 13 | 14 | 15 | 16 | 17 | 18 | 19 | 20 | 21 | 22 | 23 | 24 |  |  | Mayfield 33_11kV Tx2 | 0 | -1.7319 | 0.53157 | -20.9959 | 0 | 0 | 0 | 0 | 0 | 0 | 0 | 0 | 0 | 0 | 0 | 0 | 0 | 0 | 0 | 0 | 0 | 0 | 0 | 0 | 0 | 0 | 0 | 0 | 0 | 0 | 0 | 0
| Transformer Loads | [35 empty] | Mayfield 33_11kV Tx3 | 0 | 0 | 0 | 0 | 0 | 0 | 0 | 0 | 0 | 0 | 0 | 0 | 0 | 0 | 0 | 0 | 0 | 0 | 0 | 0 | 0 | 0 | 0 | 0 | 0 | 0 | 0 | 0 | 0 | 0 | 0 | 0
| Historical Loads | (11kV MVA) | [7 empty] | Weather Corrected Forecast Loads |  |  |  | (11kV MVA) | [23 empty] | 0 | 0 | 0 | 0 | 0 | 0 | 0 | 0 | 0 | 0 | 0 | 0 | 0 | 0 | 0 | 0 | 0 | 0 | 0 | 0 | 0 | 0 | 0 | 0 | 0 | 0 | 0 | 0 | 0 | 0 | 0 | 0
|  | 2007 | 2008 | 2009 | 2010 | 2011 | 2012 | 2013 |  | 2014 | 2015 | 2016 | 2017 | 2018 | 2019 | 2020 | 2021 | 2022 | 2023 | 2024 | 2025 | 2026 | 2027 | 2028 | 2029 | 2030 | 2031 | 2032 | 2033 | 2034 | 2035 | 2036 | 2037 | 2038 |  |  |  | 0 | 0 | 0 | 0 | 0 | 0 | 0 | 0 | 0 | 0 | 0 | 0 | 0 | 0 | 0 | 0 | 0 | 0 | 0 | 0 | 0 | 0 | 0 | 0 | 0 | 0 | 0 | 0 | 0 | 0 | 0 | 0
| 0 | [36 empty] | 0 | 0 | 0 | 0 | 0 | 0 | 0 | 0 | 0 | 0 | 0 | 0 | 0 | 0 | 0 | 0 | 0 | 0 | 0 | 0 | 0 | 0 | 0 | 0 | 0 | 0 | 0 | 0 | 0 | 0 | 0 | 0
| Diversity Factor: 0 | [36 empty] | 0 | 0 | 0 | 0 | 0 | 0 | 0 | 0 | 0 | 0 | 0 | 0 | 0 | 0 | 0 | 0 | 0 | 0 | 0 | 0 | 0 | 0 | 0 | 0 | 0 | 0 | 0 | 0 | 0 | 0 | 0 | 0
[38 empty] | 0 | 0 | 0 | 0 | 0 | 0 | 0 | 0 | 0 | 0 | 0 | 0 | 0 | 0 | 0 | 0 | 0 | 0 | 0 | 0 | 0 | 0 | 0 | 0 | 0 | 0 | 0 | 0 | 0 | 0 | 0 | 0
[38 empty] | 0 | 0 | 0 | 0 | 0 | 0 | 0 | 0 | 0 | 0 | 0 | 0 | 0 | 0 | 0 | 0 | 0 | 0 | 0 | 0 | 0 | 0 | 0 | 0 | 0 | 0 | 0 | 0 | 0 | 0 | 0 | 0
| 0 | [36 empty] | 0 | 0 | 0 | 0 | 0 | 0 | 0 | 0 | 0 | 0 | 0 | 0 | 0 | 0 | 0 | 0 | 0 | 0 | 0 | 0 | 0 | 0 | 0 | 0 | 0 | 0 | 0 | 0 | 0 | 0 | 0 | 0
Diversity Factor: 0
[38 empty] | Historical Spots & Transfers | [6 empty] | Forecast Spots & Transfers
[35 empty] | Project Name | From | To | 2007 | 2008 | 2009 | 2010 | 2011 | 2012 | 2013 | 2014 | 2015 | 2016 | 2017 | 2018 | 2019 | 2020 | 2021 | 2022 | 2023 | 2024 | 2025 | 2026 | 2027 | 2028 | 2029 | 2030 | 2031 | 2032 | 2033 | 2034 | 2035 | 2036 | 2037 | 2038
| 0 | [33 empty] | DNP_ID: 2187. 3.9 MVA To Shortland SAO | Mayfield 33_11kV Tx2 | Shortland 33_11kV Tx1 | 0 | 1.2003 | 0 | 0 | 0 | 0 | 0 | 0 | 0 | 0 | 0 | 0 | 0 | 0 | 0 | 0 | 0 | 0 | 0 | 0 | 0 | 0 | 0 | 0 | 0 | 0 | 0 | 0 | 0 | 0 | 0 | 0
| Diversity Factor: 0 | [33 empty] | DNP_ID: 2187. 3.9 MVA To Shortland SAO | Mayfield 33_11kV Tx2 | Shortland 33_11kV Tx2 | 0 | 1.2003 | 0 | 0 | 0 | 0 | 0 | 0 | 0 | 0 | 0 | 0 | 0 | 0 | 0 | 0 | 0 | 0 | 0 | 0 | 0 | 0 | 0 | 0 | 0 | 0 | 0 | 0 | 0 | 0 | 0 | 0
[35 empty] | DNP_ID: 2187. 3.9 MVA To Shortland SAO | Mayfield 33_11kV Tx3 | Shortland 33_11kV Tx1 | 0 | 0 | 0 | 0 | 0 | 0 | 0 | 0 | 0 | 0 | 0 | 0 | 0 | 0 | 0 | 0 | 0 | 0 | 0 | 0 | 0 | 0 | 0 | 0 | 0 | 0 | 0 | 0 | 0 | 0 | 0 | 0
[35 empty] | DNP_ID: 2187. 3.9 MVA To Shortland SAO | Mayfield 33_11kV Tx3 | Shortland 33_11kV Tx2 | 0 | 0 | 0 | 0 | 0 | 0 | 0 | 0 | 0 | 0 | 0 | 0 | 0 | 0 | 0 | 0 | 0 | 0 | 0 | 0 | 0 | 0 | 0 | 0 | 0 | 0 | 0 | 0 | 0 | 0 | 0 | 0
| 0 | [33 empty] | DNP_ID: 2190. Entire Mayfield zone to Mayfield West | Mayfield 33_11kV Tx2 | Mayfield West 132_11kV Tx1 | 0 | 0 | 0 | 11.3498 | 0 | 0 | 0 | 0 | 0 | 0 | 0 | 0 | 0 | 0 | 0 | 0 | 0 | 0 | 0 | 0 | 0 | 0 | 0 | 0 | 0 | 0 | 0 | 0 | 0 | 0 | 0 | 0
| Diversity Factor: 0 | [33 empty] | DNP_ID: 2190. Entire Mayfield zone to Mayfield West | Mayfield 33_11kV Tx2 | Mayfield West 132_11kV Tx2 | 0 | 0 | 0 | 9.6461 | 0 | 0 | 0 | 0 | 0 | 0 | 0 | 0 | 0 | 0 | 0 | 0 | 0 | 0 | 0 | 0 | 0 | 0 | 0 | 0 | 0 | 0 | 0 | 0 | 0 | 0 | 0 | 0
[35 empty] | DNP_ID: 2190. Entire Mayfield zone to Mayfield West | Mayfield 33_11kV Tx3 | Mayfield West 132_11kV Tx1 | 0 | 0 | 0 | 0 | 0 | 0 | 0 | 0 | 0 | 0 | 0 | 0 | 0 | 0 | 0 | 0 | 0 | 0 | 0 | 0 | 0 | 0 | 0 | 0 | 0 | 0 | 0 | 0 | 0 | 0 | 0 | 0
[35 empty] | DNP_ID: 2190. Entire Mayfield zone to Mayfield West | Mayfield 33_11kV Tx3 | Mayfield West 132_11kV Tx2 | 0 | 0 | 0 | 0 | 0 | 0 | 0 | 0 | 0 | 0 | 0 | 0 | 0 | 0 | 0 | 0 | 0 | 0 | 0 | 0 | 0 | 0 | 0 | 0 | 0 | 0 | 0 | 0 | 0 | 0 | 0 | 0
| 0 | [33 empty] | HVCON_ID: 2000086. 141/07 - Marathon Tyres, Sandgate - new Kiosk 1000kVA |  | Mayfield 33_11kV Tx2 | 0 | 0.66874 | 0 | 0 | 0 | 0 | 0 | 0 | 0 | 0 | 0 | 0 | 0 | 0 | 0 | 0 | 0 | 0 | 0 | 0 | 0 | 0 | 0 | 0 | 0 | 0 | 0 | 0 | 0 | 0 | 0 | 0
| Diversity Factor: 0 | [33 empty] | HVCON_ID: 2000086. 141/07 - Marathon Tyres, Sandgate - new Kiosk 1000kVA |  | Mayfield 33_11kV Tx3 | 0 | 0 | 0 | 0 | 0 | 0 | 0 | 0 | 0 | 0 | 0 | 0 | 0 | 0 | 0 | 0 | 0 | 0 | 0 | 0 | 0 | 0 | 0 | 0 | 0 | 0 | 0 | 0 | 0 | 0 | 0 | 0
[35 empty] | HVCON_ID: 2000087. 367/07 - Mayfield West, Channel Rd, New 800kVA kiosk. |  | Mayfield 33_11kV Tx2 | 0 | 0 | 0.53157 | 0 | 0 | 0 | 0 | 0 | 0 | 0 | 0 | 0 | 0 | 0 | 0 | 0 | 0 | 0 | 0 | 0 | 0 | 0 | 0 | 0 | 0 | 0 | 0 | 0 | 0 | 0 | 0 | 0
[35 empty] | HVCON_ID: 2000087. 367/07 - Mayfield West, Channel Rd, New 800kVA kiosk. |  | Mayfield 33_11kV Tx3 | 0 | 0 | 0 | 0 | 0 | 0 | 0 | 0 | 0 | 0 | 0 | 0 | 0 | 0 | 0 | 0 | 0 | 0 | 0 | 0 | 0 | 0 | 0 | 0 | 0 | 0 | 0 | 0 | 0 | 0 | 0 | 0
0
Diversity Factor: 0
0
Diversity Factor: 0
0
Diversity Factor: 0
0
Diversity Factor: 0
0
Diversity Factor: 0
| Weather Correction and Public Holiday Factors | [8 empty] | Forecast ROG
ROG Justification
| Actual loads for season 2013 have been weather corrected by the following: | [6 empty] | 0.377% |  | 0
1 | 2 | 3 | 4 | 5 | 6 | 7 | 8 | 9 | 10 | 2014 | 2015 | 2016 | 2017 | 2018 | 2019 | 2020 | 2021 | 2022 | 2023 | 2024 | 2025 | 2026 | 2027 | 2028 | 2029 | 2030 | 2031 | 2032 | 2033 | 2034 | 2035 | 2036 | 2037 | 2038
1 | 1 | 1 | 1 | 1 | 1 | 1 | 1 | 1 | 1 | 0% | 0% | 0% | 0% | 0% | 0% | 0% | 0% | 0% | 0% | 0% | 0% | 0% | 0% | 0% | 0% | 0% | 0% | 0% | 0% | 0% | 0% | 0% | 0% | 0%
Substation Load Detail
[7 empty] | Units | 2013 |  | 2014 | 2015 | 2016 | 2017 | 2018 | 2019 | 2020 | 2021 | 2022 | 2023 | 2024 | 2025 | 2026 | 2027 | 2028 | 2029 | 2030 | 2031 | 2032 | 2033 | 2034 | 2035 | 2036 | 2037 | 2038
1 | Mayfield 33_11kV | Compensated |  | Load (LV side) |  |  | Amps | 0 |  | 0 | 0 | 0 | 0 | 0 | 0 | 0 | 0 | 0 | 0 | 0 | 0 | 0 | 0 | 0 | 0 | 0 | 0 | 0 | 0 | 0 | 0 | 0 | 0 | 0
|  |  |  | Apparent Power |  |  | MVA | 0 | 0.51 | 0 | 0 | 0 | 0 | 0 | 0 | 0 | 0 | 0 | 0 | 0 | 0 | 0 | 0 | 0 | 0 | 0 | 0 | 0 | 0 | 0 | 0 | 0 | 0 | 0
|  |  |  | Real Power |  |  | MW | 0 | 0.459 | 0 | 0 | 0 | 0 | 0 | 0 | 0 | 0 | 0 | 0 | 0 | 0 | 0 | 0 | 0 | 0 | 0 | 0 | 0 | 0 | 0 | 0 | 0 | 0 | 0
|  |  |  | Reactive Power |  |  | MVAr | 0 |  | 0 | 0 | 0 | 0 | 0 | 0 | 0 | 0 | 0 | 0 | 0 | 0 | 0 | 0 | 0 | 0 | 0 | 0 | 0 | 0 | 0 | 0 | 0 | 0 | 0
|  |  |  | Capacitors In Service |  |  | MVAr | 0 |  | 0 | 0 | 0 | 0 | 0 | 0 | 0 | 0 | 0 | 0 | 0 | 0 | 0 | 0 | 0 | 0 | 0 | 0 | 0 | 0 | 0 | 0 | 0 | 0 | 0
|  |  |  | PF |  |  |  | 0 |  | 0 | 0 | 0 | 0 | 0 | 0 | 0 | 0 | 0 | 0 | 0 | 0 | 0 | 0 | 0 | 0 | 0 | 0 | 0 | 0 | 0 | 0 | 0 | 0 | 0
0.84443 | Diversity Factor: 0.84 | Uncompensated |  | Reactive Power |  |  | MVAr | 0 | 0.2223 | 0 | 0 | 0 | 0 | 0 | 0 | 0 | 0 | 0 | 0 | 0 | 0 | 0 | 0 | 0 | 0 | 0 | 0 | 0 | 0 | 0 | 0 | 0 | 0 | 0
|  |  |  | PF |  |  |  | 0 |  | 0 | 0 | 0 | 0 | 0 | 0 | 0 | 0 | 0 | 0 | 0 | 0 | 0 | 0 | 0 | 0 | 0 | 0 | 0 | 0 | 0 | 0 | 0 | 0 | 0
[10 empty] | 1 | 2 | 3 | 4 | 5 | 6 | 7 | 8 | 9 | 10 | 11 | 12 | 13 | 14 | 15 | 16 | 17 | 18 | 19 | 20 | 21 | 22 | 23 | 24 | 25
Transformer Load Detail
[7 empty] | Units | 2013 |  | 2014 | 2015 | 2016 | 2017 | 2018 | 2019 | 2020 | 2021 | 2022 | 2023 | 2024 | 2025 | 2026 | 2027 | 2028 | 2029 | 2030 | 2031 | 2032 | 2033 | 2034 | 2035 | 2036 | 2037 | 2038
| 0 | Compensated |  | Load (LV side) |  |  | Amps
|  |  |  | Apparent Power |  |  | MVA
|  |  |  | Real Power |  |  | MW
|  |  |  | Reactive Power |  |  | MVAr
|  |  |  | Capacitors In Service |  |  | MVAr
PF
| Zone Div: | Uncompensated |  | Reactive Power |  |  | MVAr
PF
| 0 | Compensated |  | Load (LV side) |  |  | Amps
|  |  |  | Apparent Power |  |  | MVA
|  |  |  | Real Power |  |  | MW
|  |  |  | Reactive Power |  |  | MVAr
|  |  |  | Capacitors In Service |  |  | MVAr
PF
| Zone Div: | Uncompensated |  | Reactive Power |  |  | MVAr
PF
| 0 | Compensated |  | Load (LV side) |  |  | Amps
|  |  |  | Apparent Power |  |  | MVA
|  |  |  | Real Power |  |  | MW
|  |  |  | Reactive Power |  |  | MVAr
|  |  |  | Capacitors In Service |  |  | MVAr
PF
| Zone Div: | Uncompensated |  | Reactive Power |  |  | MVAr
PF
| 0 | Compensated |  | Load (LV side) |  |  | Amps
|  |  |  | Apparent Power |  |  | MVA
|  |  |  | Real Power |  |  | MW
|  |  |  | Reactive Power |  |  | MVAr
|  |  |  | Capacitors In Service |  |  | MVAr
PF
| Zone Div: | Uncompensated |  | Reactive Power |  |  | MVAr
PF
| 0 | Compensated |  | Load (LV side) |  |  | Amps
|  |  |  | Apparent Power |  |  | MVA
|  |  |  | Real Power |  |  | MW
|  |  |  | Reactive Power |  |  | MVAr
|  |  |  | Capacitors In Service |  |  | MVAr
PF
| Zone Div: | Uncompensated |  | Reactive Power |  |  | MVAr
PF
| 0 | Compensated |  | Load (LV side) |  |  | Amps
|  |  |  | Apparent Power |  |  | MVA
|  |  |  | Real Power |  |  | MW
|  |  |  | Reactive Power |  |  | MVAr
|  |  |  | Capacitors In Service |  |  | MVAr
PF
| Zone Div: | Uncompensated |  | Reactive Power |  |  | MVAr
PF
| 0 | Compensated |  | Load (LV side) |  |  | Amps
|  |  |  | Apparent Power |  |  | MVA
|  |  |  | Real Power |  |  | MW
|  |  |  | Reactive Power |  |  | MVAr
|  |  |  | Capacitors In Service |  |  | MVAr
PF
| Zone Div: | Uncompensated |  | Reactive Power |  |  | MVAr
PF
| 0 | Compensated |  | Load (LV side) |  |  | Amps
|  |  |  | Apparent Power |  |  | MVA
|  |  |  | Real Power |  |  | MW
|  |  |  | Reactive Power |  |  | MVAr
|  |  |  | Capacitors In Service |  |  | MVAr
PF
| Zone Div: | Uncompensated |  | Reactive Power |  |  | MVAr
PF
| 0 | Compensated |  | Load (LV side) |  |  | Amps
|  |  |  | Apparent Power |  |  | MVA
|  |  |  | Real Power |  |  | MW
|  |  |  | Reactive Power |  |  | MVAr
|  |  |  | Capacitors In Service |  |  | MVAr
PF
| Zone Div: | Uncompensated |  | Reactive Power |  |  | MVAr
PF
| 0 | Compensated |  | Load (LV side) |  |  | Amps
|  |  |  | Apparent Power |  |  | MVA
|  |  |  | Real Power |  |  | MW
|  |  |  | Reactive Power |  |  | MVAr
|  |  |  | Capacitors In Service |  |  | MVAr
PF
| Zone Div: | Uncompensated |  | Reactive Power |  |  | MVAr
PF

## Mayfield West 132_11kV
| Mayfield West 132_11kV | [16 empty] | 2014 | WINTER
[6 empty] | Zone commissioned |  | 2009-11-26
| Substation Total Loads | [33 empty] | Spots & Transfers Detail
| Historical Loads | (11kV MVA) | [7 empty] | Weather Corrected Forecast Loads |  |  |  | (11kV MVA) | [20 empty] | Spots & Transfers Summary | (11kV MVA) |  | Historical Spots & Transfers | [6 empty] | Forecast Spots & Transfers
|  | 2007 | 2008 | 2009 | 2010 | 2011 | 2012 | 2013 |  | 2014 | 2015 | 2016 | 2017 | 2018 | 2019 | 2020 | 2021 | 2022 | 2023 | 2024 | 2025 | 2026 | 2027 | 2028 | 2029 | 2030 | 2031 | 2032 | 2033 | 2034 | 2035 | 2036 | 2037 | 2038 |  |  |  | 2007 | 2008 | 2009 | 2010 | 2011 | 2012 | 2013 | 2014 | 2015 | 2016 | 2017 | 2018 | 2019 | 2020 | 2021 | 2022 | 2023 | 2024 | 2025 | 2026 | 2027 | 2028 | 2029 | 2030 | 2031 | 2032 | 2033 | 2034 | 2035 | 2036 | 2037 | 2038
| Total |  |  |  | 17.7 | 21.261 | 20.982 | 20.15 |  | 20.1702 | 27.0101 | 26.7463 | 26.6585 | 26.6658 | 26.7525 | 27.0593 | 27.3961 | 27.7134 | 28.039 | 28.322 | 28.6684 | 29.0151 | 29.4077 | 29.8256 | 30.2387 | 30.643 | 31.0544 | 31.4732 | 31.8992 | 32.3328 | 32.774 | 33.2228 | 33.6795 | 34.144 |  |  | Total | 0 | 0 | 0 | 23.1679 | 0 | 0 | 0 | -0.23309 | 7.1291 | -0.0056914 | 0.040034 | 0.0072973 | 0.086707 | 0.30676 | 0.33683 | 0.31734 | 0.32561 | 0.28296 | 0.34639 | 0.34673 | 0.39253 | 0.41798 | 0.41311 | 0.40425 | 0.41143 | 0.41872 | 0.4261 | 0.43358 | 0.44116 | 0.44884 | 0.45663 | 0.46452
| Firm Rating | 0 | 0 | 0 | 60 | 60 | 33.72 | 65.01 |  | 65.01 | 65.01 | 65.01 | 65.01 | 65.01 | 65.01 | 65.01 | 65.01 | 65.01 | 65.01 | 65.01 | 65.01 | 65.01 | 65.01 | 65.01 | 65.01 | 65.01 | 65.01 | 65.01 | 65.01 | 65.01 | 65.01 | 65.01 | 65.01 | 65.01
| Total Capacity | 0 | 0 | 0 | 100 | 100 | 90.19 | 126.38 |  | 126.38 | 126.38 | 126.38 | 126.38 | 126.38 | 126.38 | 126.38 | 126.38 | 126.38 | 126.38 | 126.38 | 126.38 | 126.38 | 126.38 | 126.38 | 126.38 | 126.38 | 126.38 | 126.38 | 126.38 | 126.38 | 126.38 | 126.38 | 126.38 | 126.38 |  |  | Mayfield West 132_11kV Tx1 | 0 | 0 | 0 | 11.3498 | 0 | 0 | 0 | -0.043609 | 8.5719 | -0.0030766 | 0.021641 | 0.0039447 | 0.046871 | 0.16583 | 0.18208 | 0.17155 | 0.17601 | 0.15296 | 0.18725 | 0.18743 | 0.21219 | 0.22595 | 0.22332 | 0.21852 | 0.22241 | 0.22635 | 0.23034 | 0.23438 | 0.23848 | 0.24263 | 0.24684 | 0.25111
|  | -7 | -6 | -5 | -4 | -3 | -2 | -1 |  | 0 | 1 | 2 | 3 | 4 | 5 | 6 | 7 | 8 | 9 | 10 | 11 | 12 | 13 | 14 | 15 | 16 | 17 | 18 | 19 | 20 | 21 | 22 | 23 | 24 |  |  | Mayfield West 132_11kV Tx2 | 0 | 0 | 0 | 11.8181 | 0 | 0 | 0 | -0.18948 | -1.4428 | -0.0026148 | 0.018393 | 0.0033526 | 0.039836 | 0.14094 | 0.15475 | 0.1458 | 0.14959 | 0.13 | 0.15914 | 0.1593 | 0.18034 | 0.19203 | 0.1898 | 0.18572 | 0.18902 | 0.19237 | 0.19576 | 0.1992 | 0.20268 | 0.20621 | 0.20979 | 0.21341
| Transformer Loads | [36 empty] | 0 | 0 | 0 | 0 | 0 | 0 | 0 | 0 | 0 | 0 | 0 | 0 | 0 | 0 | 0 | 0 | 0 | 0 | 0 | 0 | 0 | 0 | 0 | 0 | 0 | 0 | 0 | 0 | 0 | 0 | 0 | 0
| Historical Loads | (11kV MVA) | [7 empty] | 0: Weather Corrected Forecast Loads; 4: (11kV MVA) |  |  |  | 0 | 0 | 0 | 0 | 0 | 0 | 0 | 0 | 0 | 0 | 0 | 0 | 0 | 0 | 0 | 0 | 0 | 0 | 0 | 0 | 0 | 0 | 0 | 0 | 0 | 0 | 0 | 0 | 0 | 0 | 0 | 0
|  | 2007 | 2008 | 2009 | 2010 | 2011 | 2012 | 2013 |  | 2014 | 2015 | 2016 | 2017 | 2018 | 2019 | 2020 | 2021 | 2022 | 2023 | 2024 | 2025 | 2026 | 2027 | 2028 | 2029 | 2030 | 2031 | 2032 | 2033 | 2034 | 2035 | 2036 | 2037 | 2038 |  |  |  | 0 | 0 | 0 | 0 | 0 | 0 | 0 | 0 | 0 | 0 | 0 | 0 | 0 | 0 | 0 | 0 | 0 | 0 | 0 | 0 | 0 | 0 | 0 | 0 | 0 | 0 | 0 | 0 | 0 | 0 | 0 | 0
| 0 | [36 empty] | 0 | 0 | 0 | 0 | 0 | 0 | 0 | 0 | 0 | 0 | 0 | 0 | 0 | 0 | 0 | 0 | 0 | 0 | 0 | 0 | 0 | 0 | 0 | 0 | 0 | 0 | 0 | 0 | 0 | 0 | 0 | 0
| Diversity Factor: 0 | [36 empty] | 0 | 0 | 0 | 0 | 0 | 0 | 0 | 0 | 0 | 0 | 0 | 0 | 0 | 0 | 0 | 0 | 0 | 0 | 0 | 0 | 0 | 0 | 0 | 0 | 0 | 0 | 0 | 0 | 0 | 0 | 0 | 0
[38 empty] | 0 | 0 | 0 | 0 | 0 | 0 | 0 | 0 | 0 | 0 | 0 | 0 | 0 | 0 | 0 | 0 | 0 | 0 | 0 | 0 | 0 | 0 | 0 | 0 | 0 | 0 | 0 | 0 | 0 | 0 | 0 | 0
[38 empty] | 0 | 0 | 0 | 0 | 0 | 0 | 0 | 0 | 0 | 0 | 0 | 0 | 0 | 0 | 0 | 0 | 0 | 0 | 0 | 0 | 0 | 0 | 0 | 0 | 0 | 0 | 0 | 0 | 0 | 0 | 0 | 0
| 0 | [36 empty] | 0 | 0 | 0 | 0 | 0 | 0 | 0 | 0 | 0 | 0 | 0 | 0 | 0 | 0 | 0 | 0 | 0 | 0 | 0 | 0 | 0 | 0 | 0 | 0 | 0 | 0 | 0 | 0 | 0 | 0 | 0 | 0
Diversity Factor: 0
[38 empty] | Historical Spots & Transfers | [6 empty] | Forecast Spots & Transfers
[35 empty] | Project Name | From | To | 2007 | 2008 | 2009 | 2010 | 2011 | 2012 | 2013 | 2014 | 2015 | 2016 | 2017 | 2018 | 2019 | 2020 | 2021 | 2022 | 2023 | 2024 | 2025 | 2026 | 2027 | 2028 | 2029 | 2030 | 2031 | 2032 | 2033 | 2034 | 2035 | 2036 | 2037 | 2038
| 0 | [33 empty] | Broad based demand management |  | Mayfield West 132_11kV Tx1 | 0 | 0 | 0 | 0 | 0 | 0 | 0 | 0 | -0.0017273 | -0.0019192 | -0.0036464 | -0.02802 | -0.037616 | 0 | 0 | 0 | 0 | 0 | 0 | 0 | 0 | 0 | 0 | 0 | 0 | 0 | 0 | 0 | 0 | 0 | 0 | 0
| Diversity Factor: 0 | [33 empty] | Broad based demand management |  | Mayfield West 132_11kV Tx2 | 0 | 0 | 0 | 0 | 0 | 0 | 0 | 0 | -0.001468 | -0.0016311 | -0.0030991 | -0.023814 | -0.03197 | 0 | 0 | 0 | 0 | 0 | 0 | 0 | 0 | 0 | 0 | 0 | 0 | 0 | 0 | 0 | 0 | 0 | 0 | 0
[35 empty] | DNP_ID: 2190. Entire Mayfield zone to Mayfield West | Mayfield 33_11kV Tx2 | Mayfield West 132_11kV Tx1 | 0 | 0 | 0 | 11.3498 | 0 | 0 | 0 | 0 | 0 | 0 | 0 | 0 | 0 | 0 | 0 | 0 | 0 | 0 | 0 | 0 | 0 | 0 | 0 | 0 | 0 | 0 | 0 | 0 | 0 | 0 | 0 | 0
[35 empty] | DNP_ID: 2190. Entire Mayfield zone to Mayfield West | Mayfield 33_11kV Tx2 | Mayfield West 132_11kV Tx2 | 0 | 0 | 0 | 9.6461 | 0 | 0 | 0 | 0 | 0 | 0 | 0 | 0 | 0 | 0 | 0 | 0 | 0 | 0 | 0 | 0 | 0 | 0 | 0 | 0 | 0 | 0 | 0 | 0 | 0 | 0 | 0 | 0
| 0 | [33 empty] | DNP_ID: 2190. Entire Mayfield zone to Mayfield West | Mayfield 33_11kV Tx3 | Mayfield West 132_11kV Tx1 | 0 | 0 | 0 | 0 | 0 | 0 | 0 | 0 | 0 | 0 | 0 | 0 | 0 | 0 | 0 | 0 | 0 | 0 | 0 | 0 | 0 | 0 | 0 | 0 | 0 | 0 | 0 | 0 | 0 | 0 | 0 | 0
| Diversity Factor: 0 | [33 empty] | DNP_ID: 2190. Entire Mayfield zone to Mayfield West | Mayfield 33_11kV Tx3 | Mayfield West 132_11kV Tx2 | 0 | 0 | 0 | 0 | 0 | 0 | 0 | 0 | 0 | 0 | 0 | 0 | 0 | 0 | 0 | 0 | 0 | 0 | 0 | 0 | 0 | 0 | 0 | 0 | 0 | 0 | 0 | 0 | 0 | 0 | 0 | 0
[35 empty] | DNP_ID: 2191. 3.9 MVA To Shortland SAO | Shortland 33_11kV Tx1 | Mayfield West 132_11kV Tx2 | 0 | 0 | 0 | 1.086 | 0 | 0 | 0 | 0 | 0 | 0 | 0 | 0 | 0 | 0 | 0 | 0 | 0 | 0 | 0 | 0 | 0 | 0 | 0 | 0 | 0 | 0 | 0 | 0 | 0 | 0 | 0 | 0
[35 empty] | DNP_ID: 2191. 3.9 MVA To Shortland SAO | Shortland 33_11kV Tx2 | Mayfield West 132_11kV Tx2 | 0 | 0 | 0 | 1.086 | 0 | 0 | 0 | 0 | 0 | 0 | 0 | 0 | 0 | 0 | 0 | 0 | 0 | 0 | 0 | 0 | 0 | 0 | 0 | 0 | 0 | 0 | 0 | 0 | 0 | 0 | 0 | 0
| 0 | [33 empty] | DNP_ID: 6841. Mayfield West 11kV Feeder 34849 - Tourle St Interconnection | Mayfield West 132_11kV Tx2 | Mayfield West 132_11kV Tx1 | 0 | 0 | 0 | 0 | 0 | 0 | 0 | 0 | 2.0958 | 0 | 0 | 0 | 0 | 0 | 0 | 0 | 0 | 0 | 0 | 0 | 0 | 0 | 0 | 0 | 0 | 0 | 0 | 0 | 0 | 0 | 0 | 0
| Diversity Factor: 0 | [33 empty] | DNP_ID: 7049. Mayfield West 11kV Feeder 34840 - Havelock St Interconnection | Mayfield West 132_11kV Tx2 | Broadmeadow 132_11kV Tx1 | 0 | 0 | 0 | 0 | 0 | 0 | 0 | 0.15242 | 0 | 0 | 0 | 0 | 0 | 0 | 0 | 0 | 0 | 0 | 0 | 0 | 0 | 0 | 0 | 0 | 0 | 0 | 0 | 0 | 0 | 0 | 0 | 0
[35 empty] | HVCON_ID: 2000089. Tubemakers 11kV Connection |  | Mayfield West 132_11kV Tx1 | 0 | 0 | 0 | 0 | 0 | 0 | 0 | 0 | 6.4969 | 0 | 0 | 0 | 0 | 0 | 0 | 0 | 0 | 0 | 0 | 0 | 0 | 0 | 0 | 0 | 0 | 0 | 0 | 0 | 0 | 0 | 0 | 0
[35 empty] | HVCON_ID: 2013024. SC03645 - Mayfield West Water Treatment Plant |  | Mayfield West 132_11kV Tx2 | 0 | 0 | 0 | 0 | 0 | 0 | 0 | 0 | 0.67065 | 0 | 0 | 0 | 0 | 0 | 0 | 0 | 0 | 0 | 0 | 0 | 0 | 0 | 0 | 0 | 0 | 0 | 0 | 0 | 0 | 0 | 0 | 0
| 0 | [33 empty] | Econometric |  | Mayfield West 132_11kV Tx1 | 0 | 0 | 0 | 0 | 0 | 0 | 0 | 0 | 0 | 0.072427 | 0.13682 | 0.20319 | 0.25979 | 0.26363 | 0.23964 | 0.24308 | 0.24657 | 0.2501 | 0.25369 | 0.25732 | 0.261 | 0.26473 | 0.26851 | 0.27235 | 0.27623 | 0.28017 | 0.28416 | 0.2882 | 0.2923 | 0.29646 | 0.30067 | 0.30493
| Diversity Factor: 0 | [33 empty] | Econometric |  | Mayfield West 132_11kV Tx2 | 0 | 0 | 0 | 0 | 0 | 0 | 0 | 0 | 0 | 0.061555 | 0.11628 | 0.17269 | 0.2208 | 0.22406 | 0.20367 | 0.20659 | 0.20956 | 0.21256 | 0.21561 | 0.2187 | 0.22182 | 0.225 | 0.22821 | 0.23147 | 0.23477 | 0.23811 | 0.24151 | 0.24494 | 0.24843 | 0.25196 | 0.25553 | 0.25916
[35 empty] | Energy Efficiency |  | Mayfield West 132_11kV Tx1 | 0 | 0 | 0 | 0 | 0 | 0 | 0 | -0.043609 | -0.019072 | -0.073584 | -0.11153 | -0.17122 | -0.17531 | -0.097805 | -0.057556 | -0.071533 | -0.070554 | -0.097145 | -0.066439 | -0.06989 | -0.048812 | -0.038783 | -0.045197 | -0.053824 | -0.053824 | -0.053824 | -0.053824 | -0.053824 | -0.053824 | -0.053824 | -0.053824 | -0.053824
[35 empty] | Energy Efficiency |  | Mayfield West 132_11kV Tx2 | 0 | 0 | 0 | 0 | 0 | 0 | 0 | -0.037063 | -0.016209 | -0.062539 | -0.094791 | -0.14552 | -0.14899 | -0.083124 | -0.048917 | -0.060795 | -0.059963 | -0.082563 | -0.056466 | -0.059399 | -0.041486 | -0.032961 | -0.038413 | -0.045745 | -0.045745 | -0.045745 | -0.045745 | -0.045745 | -0.045745 | -0.045745 | -0.045745 | -0.045745
| 0 | [33 empty] | Solar PV |  | Mayfield West 132_11kV Tx1 | 0 | 0 | 0 | 0 | 0 | 0 | 0 | 0 | 0 | 0 | 0 | 0 | 0 | 0 | 0 | 0 | 0 | 0 | 0 | 0 | 0 | 0 | 0 | 0 | 0 | 0 | 0 | 0 | 0 | 0 | 0 | 0
| Diversity Factor: 0 | [33 empty] | Solar PV |  | Mayfield West 132_11kV Tx2 | 0 | 0 | 0 | 0 | 0 | 0 | 0 | 0 | 0 | 0 | 0 | 0 | 0 | 0 | 0 | 0 | 0 | 0 | 0 | 0 | 0 | 0 | 0 | 0 | 0 | 0 | 0 | 0 | 0 | 0 | 0 | 0
0
Diversity Factor: 0
0
Diversity Factor: 0
0
Diversity Factor: 0
| Weather Correction and Public Holiday Factors | [8 empty] | Forecast ROG
ROG Justification
| Actual loads for season 2013 have been weather corrected by the following: | [6 empty] | 2.623% |  | 5 year ROG ok | [59 empty] | 5 year ROG ok
1 | 2 | 3 | 4 | 5 | 6 | 7 | 8 | 9 | 10 | 2014 | 2015 | 2016 | 2017 | 2018 | 2019 | 2020 | 2021 | 2022 | 2023 | 2024 | 2025 | 2026 | 2027 | 2028 | 2029 | 2030 | 2031 | 2032 | 2033 | 2034 | 2035 | 2036 | 2037 | 2038
0.98567 | 0.97155 | 0.96227 | 0.95768 | 0.95768 | 0.95768 | 0.95768 | 0.95768 | 0.95768 | 0.95768 | -1.433% | -1.433% | -0.955% | -0.477% | 0% | 0% | 0% | 0% | 0% | 0% | 0% | 0% | 0% | 0% | 0% | 0% | 0% | 0% | 0% | 0% | 0% | 0% | 0% | 0% | 0%
Substation Load Detail
[7 empty] | Units | 2013 |  | 2014 | 2015 | 2016 | 2017 | 2018 | 2019 | 2020 | 2021 | 2022 | 2023 | 2024 | 2025 | 2026 | 2027 | 2028 | 2029 | 2030 | 2031 | 2032 | 2033 | 2034 | 2035 | 2036 | 2037 | 2038
1 | Mayfield West 132_11kV | Compensated |  | Load (LV side) |  |  | Amps | 0 |  | 1058.658 | 1417.662 | 1403.815 | 1399.208 | 1399.591 | 1404.142 | 1420.243 | 1437.922 | 1454.578 | 1471.668 | 1486.52 | 1504.701 | 1522.899 | 1543.501 | 1565.44 | 1587.123 | 1608.34 | 1629.935 | 1651.912 | 1674.276 | 1697.033 | 1720.188 | 1743.746 | 1767.713 | 1792.094
|  |  |  | Apparent Power |  |  | MVA | 20.15 | 20.7 | 20.1702 | 27.0101 | 26.7463 | 26.6585 | 26.6658 | 26.7525 | 27.0593 | 27.3961 | 27.7134 | 28.039 | 28.322 | 28.6684 | 29.0151 | 29.4077 | 29.8256 | 30.2387 | 30.643 | 31.0544 | 31.4732 | 31.8992 | 32.3328 | 32.774 | 33.2228 | 33.6795 | 34.144
|  |  |  | Real Power |  |  | MW | 18.625 | 19.1334 | 18.6436 | 24.9659 | 24.722 | 24.6409 | 24.6477 | 24.7278 | 25.0114 | 25.3227 | 25.616 | 25.917 | 26.1785 | 26.4987 | 26.8192 | 27.182 | 27.5684 | 27.9502 | 28.3239 | 28.7042 | 29.0912 | 29.485 | 29.8858 | 30.2936 | 30.7084 | 31.1305 | 31.5599
|  |  |  | Reactive Power |  |  | MVAr | 0 |  | 7.6974 | 10.3077 | 10.207 | 10.1735 | 10.1763 | 10.2094 | 10.3265 | 10.455 | 10.5761 | 10.7004 | 10.8084 | 10.9405 | 11.0729 | 11.2227 | 11.3822 | 11.5398 | 11.6941 | 11.8511 | 12.0109 | 12.1735 | 12.339 | 12.5073 | 12.6786 | 12.8529 | 13.0302
|  |  |  | Capacitors In Service |  |  | MVAr | 0 |  | 0 | 0 | 0 | 0 | 0 | 0 | 0 | 0 | 0 | 0 | 0 | 0 | 0 | 0 | 0 | 0 | 0 | 0 | 0 | 0 | 0 | 0 | 0 | 0 | 0
|  |  |  | PF |  |  |  | 0.92432 |  | 0.92432 | 0.92432 | 0.92432 | 0.92432 | 0.92432 | 0.92432 | 0.92432 | 0.92432 | 0.92432 | 0.92432 | 0.92432 | 0.92432 | 0.92432 | 0.92432 | 0.92432 | 0.92432 | 0.92432 | 0.92432 | 0.92432 | 0.92432 | 0.92432 | 0.92432 | 0.92432 | 0.92432 | 0.92432
0.8263 | Diversity Factor: 0.83 | Uncompensated |  | Reactive Power |  |  | MVAr | 0 | 7.8996 | 7.6974 | 10.3077 | 10.207 | 10.1735 | 10.1763 | 10.2094 | 10.3265 | 10.455 | 10.5761 | 10.7004 | 10.8084 | 10.9405 | 11.0729 | 11.2227 | 11.3822 | 11.5398 | 11.6941 | 11.8511 | 12.0109 | 12.1735 | 12.339 | 12.5073 | 12.6786 | 12.8529 | 13.0302
|  |  |  | PF |  |  |  | 0.92432 |  | 0.92432 | 0.92432 | 0.92432 | 0.92432 | 0.92432 | 0.92432 | 0.92432 | 0.92432 | 0.92432 | 0.92432 | 0.92432 | 0.92432 | 0.92432 | 0.92432 | 0.92432 | 0.92432 | 0.92432 | 0.92432 | 0.92432 | 0.92432 | 0.92432 | 0.92432 | 0.92432 | 0.92432 | 0.92432
[10 empty] | 1 | 2 | 3 | 4 | 5 | 6 | 7 | 8 | 9 | 10 | 11 | 12 | 13 | 14 | 15 | 16 | 17 | 18 | 19 | 20 | 21 | 22 | 23 | 24 | 25
Transformer Load Detail
[7 empty] | Units | 2013 |  | 2014 | 2015 | 2016 | 2017 | 2018 | 2019 | 2020 | 2021 | 2022 | 2023 | 2024 | 2025 | 2026 | 2027 | 2028 | 2029 | 2030 | 2031 | 2032 | 2033 | 2034 | 2035 | 2036 | 2037 | 2038
| 0 | Compensated |  | Load (LV side) |  |  | Amps
|  |  |  | Apparent Power |  |  | MVA
|  |  |  | Real Power |  |  | MW
|  |  |  | Reactive Power |  |  | MVAr
|  |  |  | Capacitors In Service |  |  | MVAr
PF
| Zone Div: | Uncompensated |  | Reactive Power |  |  | MVAr
PF
| 0 | Compensated |  | Load (LV side) |  |  | Amps
|  |  |  | Apparent Power |  |  | MVA
|  |  |  | Real Power |  |  | MW
|  |  |  | Reactive Power |  |  | MVAr
|  |  |  | Capacitors In Service |  |  | MVAr
PF
| Zone Div: | Uncompensated |  | Reactive Power |  |  | MVAr
PF
| 0 | Compensated |  | Load (LV side) |  |  | Amps
|  |  |  | Apparent Power |  |  | MVA
|  |  |  | Real Power |  |  | MW
|  |  |  | Reactive Power |  |  | MVAr
|  |  |  | Capacitors In Service |  |  | MVAr
PF
| Zone Div: | Uncompensated |  | Reactive Power |  |  | MVAr
PF
| 0 | Compensated |  | Load (LV side) |  |  | Amps
|  |  |  | Apparent Power |  |  | MVA
|  |  |  | Real Power |  |  | MW
|  |  |  | Reactive Power |  |  | MVAr
|  |  |  | Capacitors In Service |  |  | MVAr
PF
| Zone Div: | Uncompensated |  | Reactive Power |  |  | MVAr
PF
| 0 | Compensated |  | Load (LV side) |  |  | Amps
|  |  |  | Apparent Power |  |  | MVA
|  |  |  | Real Power |  |  | MW
|  |  |  | Reactive Power |  |  | MVAr
|  |  |  | Capacitors In Service |  |  | MVAr
PF
| Zone Div: | Uncompensated |  | Reactive Power |  |  | MVAr
PF
| 0 | Compensated |  | Load (LV side) |  |  | Amps
|  |  |  | Apparent Power |  |  | MVA
|  |  |  | Real Power |  |  | MW
|  |  |  | Reactive Power |  |  | MVAr
|  |  |  | Capacitors In Service |  |  | MVAr
PF
| Zone Div: | Uncompensated |  | Reactive Power |  |  | MVAr
PF
| 0 | Compensated |  | Load (LV side) |  |  | Amps
|  |  |  | Apparent Power |  |  | MVA
|  |  |  | Real Power |  |  | MW
|  |  |  | Reactive Power |  |  | MVAr
|  |  |  | Capacitors In Service |  |  | MVAr
PF
| Zone Div: | Uncompensated |  | Reactive Power |  |  | MVAr
PF
| 0 | Compensated |  | Load (LV side) |  |  | Amps
|  |  |  | Apparent Power |  |  | MVA
|  |  |  | Real Power |  |  | MW
|  |  |  | Reactive Power |  |  | MVAr
|  |  |  | Capacitors In Service |  |  | MVAr
PF
| Zone Div: | Uncompensated |  | Reactive Power |  |  | MVAr
PF
| 0 | Compensated |  | Load (LV side) |  |  | Amps
|  |  |  | Apparent Power |  |  | MVA
|  |  |  | Real Power |  |  | MW
|  |  |  | Reactive Power |  |  | MVAr
|  |  |  | Capacitors In Service |  |  | MVAr
PF
| Zone Div: | Uncompensated |  | Reactive Power |  |  | MVAr
PF
| 0 | Compensated |  | Load (LV side) |  |  | Amps
|  |  |  | Apparent Power |  |  | MVA
|  |  |  | Real Power |  |  | MW
|  |  |  | Reactive Power |  |  | MVAr
|  |  |  | Capacitors In Service |  |  | MVAr
PF
| Zone Div: | Uncompensated |  | Reactive Power |  |  | MVAr
PF

## Customer43
| Customer43 | [16 empty] | 2014 | WINTER
| Substation Total Loads | [33 empty] | Spots & Transfers Detail
| Historical Loads | MVA | [7 empty] | Weather Corrected Forecast Loads |  |  |  | MVA | [20 empty] | Spots & Transfers Summary | MVA |  | Historical Spots & Transfers | [6 empty] | Forecast Spots & Transfers
|  | 2007 | 2008 | 2009 | 2010 | 2011 | 2012 | 2013 |  | 2014 | 2015 | 2016 | 2017 | 2018 | 2019 | 2020 | 2021 | 2022 | 2023 | 2024 | 2025 | 2026 | 2027 | 2028 | 2029 | 2030 | 2031 | 2032 | 2033 | 2034 | 2035 | 2036 | 2037 | 2038 |  |  |  | 2007 | 2008 | 2009 | 2010 | 2011 | 2012 | 2013 | 2014 | 2015 | 2016 | 2017 | 2018 | 2019 | 2020 | 2021 | 2022 | 2023 | 2024 | 2025 | 2026 | 2027 | 2028 | 2029 | 2030 | 2031 | 2032 | 2033 | 2034 | 2035 | 2036 | 2037 | 2038
| Total | [5 empty] | 5.177 | 7.101 |  | 7.101 | 7.101 | 7.101 | 7.101 | 7.101 | 7.101 | 7.101 | 7.101 | 7.101 | 7.101 | 7.101 | 7.101 | 7.101 | 7.101 | 7.101 | 7.101 | 7.101 | 7.101 | 7.101 | 7.101 | 7.101 | 7.101 | 7.101 | 7.101 | 7.101 |  |  | Total
Firm Rating
| Total Capacity | [36 empty] | 0 | 0 | 0 | 0 | 0 | 0 | 0 | 0 | 0 | 0 | 0 | 0 | 0 | 0 | 0 | 0 | 0 | 0 | 0 | 0 | 0 | 0 | 0 | 0 | 0 | 0 | 0 | 0 | 0 | 0 | 0 | 0
|  | -7 | -6 | -5 | -4 | -3 | -2 | -1 |  | 0 | 1 | 2 | 3 | 4 | 5 | 6 | 7 | 8 | 9 | 10 | 11 | 12 | 13 | 14 | 15 | 16 | 17 | 18 | 19 | 20 | 21 | 22 | 23 | 24 |  |  |  | 0 | 0 | 0 | 0 | 0 | 0 | 0 | 0 | 0 | 0 | 0 | 0 | 0 | 0 | 0 | 0 | 0 | 0 | 0 | 0 | 0 | 0 | 0 | 0 | 0 | 0 | 0 | 0 | 0 | 0 | 0 | 0
| Transformer Loads | [36 empty] | 0 | 0 | 0 | 0 | 0 | 0 | 0 | 0 | 0 | 0 | 0 | 0 | 0 | 0 | 0 | 0 | 0 | 0 | 0 | 0 | 0 | 0 | 0 | 0 | 0 | 0 | 0 | 0 | 0 | 0 | 0 | 0
| Historical Loads | MVA | [7 empty] | Weather Corrected Forecast Loads |  |  |  | MVA | [23 empty] | 0 | 0 | 0 | 0 | 0 | 0 | 0 | 0 | 0 | 0 | 0 | 0 | 0 | 0 | 0 | 0 | 0 | 0 | 0 | 0 | 0 | 0 | 0 | 0 | 0 | 0 | 0 | 0 | 0 | 0 | 0 | 0
|  | 2007 | 2008 | 2009 | 2010 | 2011 | 2012 | 2013 |  | 2014 | 2015 | 2016 | 2017 | 2018 | 2019 | 2020 | 2021 | 2022 | 2023 | 2024 | 2025 | 2026 | 2027 | 2028 | 2029 | 2030 | 2031 | 2032 | 2033 | 2034 | 2035 | 2036 | 2037 | 2038 |  |  |  | 0 | 0 | 0 | 0 | 0 | 0 | 0 | 0 | 0 | 0 | 0 | 0 | 0 | 0 | 0 | 0 | 0 | 0 | 0 | 0 | 0 | 0 | 0 | 0 | 0 | 0 | 0 | 0 | 0 | 0 | 0 | 0
| 0 | [36 empty] | 0 | 0 | 0 | 0 | 0 | 0 | 0 | 0 | 0 | 0 | 0 | 0 | 0 | 0 | 0 | 0 | 0 | 0 | 0 | 0 | 0 | 0 | 0 | 0 | 0 | 0 | 0 | 0 | 0 | 0 | 0 | 0
| Diversity Factor: 0 | [36 empty] | 0 | 0 | 0 | 0 | 0 | 0 | 0 | 0 | 0 | 0 | 0 | 0 | 0 | 0 | 0 | 0 | 0 | 0 | 0 | 0 | 0 | 0 | 0 | 0 | 0 | 0 | 0 | 0 | 0 | 0 | 0 | 0
[38 empty] | 0 | 0 | 0 | 0 | 0 | 0 | 0 | 0 | 0 | 0 | 0 | 0 | 0 | 0 | 0 | 0 | 0 | 0 | 0 | 0 | 0 | 0 | 0 | 0 | 0 | 0 | 0 | 0 | 0 | 0 | 0 | 0
[38 empty] | 0 | 0 | 0 | 0 | 0 | 0 | 0 | 0 | 0 | 0 | 0 | 0 | 0 | 0 | 0 | 0 | 0 | 0 | 0 | 0 | 0 | 0 | 0 | 0 | 0 | 0 | 0 | 0 | 0 | 0 | 0 | 0
| 0 | [36 empty] | 0 | 0 | 0 | 0 | 0 | 0 | 0 | 0 | 0 | 0 | 0 | 0 | 0 | 0 | 0 | 0 | 0 | 0 | 0 | 0 | 0 | 0 | 0 | 0 | 0 | 0 | 0 | 0 | 0 | 0 | 0 | 0
Diversity Factor: 0
[38 empty] | Historical Spots & Transfers | [6 empty] | Forecast Spots & Transfers
[35 empty] | Project Name | From | To | 2007 | 2008 | 2009 | 2010 | 2011 | 2012 | 2013 | 2014 | 2015 | 2016 | 2017 | 2018 | 2019 | 2020 | 2021 | 2022 | 2023 | 2024 | 2025 | 2026 | 2027 | 2028 | 2029 | 2030 | 2031 | 2032 | 2033 | 2034 | 2035 | 2036 | 2037 | 2038
0
Diversity Factor: 0
0
Diversity Factor: 0
0
Diversity Factor: 0
0
Diversity Factor: 0
0
Diversity Factor: 0
0
Diversity Factor: 0
0
Diversity Factor: 0
0
Diversity Factor: 0
| Weather Correction and Public Holiday Factors | [8 empty] | Forecast ROG
ROG Justification
| Actual loads for season 2013 have been weather corrected by the following: | [6 empty] | 0% |  | N/A | [59 empty] | N/A
1 | 2 | 3 | 4 | 5 | 6 | 7 | 8 | 9 | 10 | 2014 | 2015 | 2016 | 2017 | 2018 | 2019 | 2020 | 2021 | 2022 | 2023 | 2024 | 2025 | 2026 | 2027 | 2028 | 2029 | 2030 | 2031 | 2032 | 2033 | 2034 | 2035 | 2036 | 2037 | 2038
1 | 1 | 1 | 1 | 1 | 1 | 1 | 1 | 1 | 1 | 0% | 0% | 0% | 0% | 0% | 0% | 0% | 0% | 0% | 0% | 0% | 0% | 0% | 0% | 0% | 0% | 0% | 0% | 0% | 0% | 0% | 0% | 0% | 0% | 0%
Substation Load Detail
[7 empty] | Units | 2013 |  | 2014 | 2015 | 2016 | 2017 | 2018 | 2019 | 2020 | 2021 | 2022 | 2023 | 2024 | 2025 | 2026 | 2027 | 2028 | 2029 | 2030 | 2031 | 2032 | 2033 | 2034 | 2035 | 2036 | 2037 | 2038
1 | Customer43 | Compensated |  | Load (LV side) |  |  | Amps | 124 |  | 124 | 124 | 124 | 124 | 124 | 124 | 124 | 124 | 124 | 124 | 124 | 124 | 124 | 124 | 124 | 124 | 124 | 124 | 124 | 124 | 124 | 124 | 124 | 124 | 124
|  |  |  | Apparent Power |  |  | MVA | 7.101 |  | 7.101 | 7.101 | 7.101 | 7.101 | 7.101 | 7.101 | 7.101 | 7.101 | 7.101 | 7.101 | 7.101 | 7.101 | 7.101 | 7.101 | 7.101 | 7.101 | 7.101 | 7.101 | 7.101 | 7.101 | 7.101 | 7.101 | 7.101 | 7.101 | 7.101
|  |  |  | Real Power |  |  | MW | 6.3909 |  | 6.3909 | 6.3909 | 6.3909 | 6.3909 | 6.3909 | 6.3909 | 6.3909 | 6.3909 | 6.3909 | 6.3909 | 6.3909 | 6.3909 | 6.3909 | 6.3909 | 6.3909 | 6.3909 | 6.3909 | 6.3909 | 6.3909 | 6.3909 | 6.3909 | 6.3909 | 6.3909 | 6.3909 | 6.3909
|  |  |  | Reactive Power |  |  | MVAr | 3.0953 |  | 3.0953 | 3.0953 | 3.0953 | 3.0953 | 3.0953 | 3.0953 | 3.0953 | 3.0953 | 3.0953 | 3.0953 | 3.0953 | 3.0953 | 3.0953 | 3.0953 | 3.0953 | 3.0953 | 3.0953 | 3.0953 | 3.0953 | 3.0953 | 3.0953 | 3.0953 | 3.0953 | 3.0953 | 3.0953
|  |  |  | Capacitors In Service |  |  | MVAr | 0 |  | 0 | 0 | 0 | 0 | 0 | 0 | 0 | 0 | 0 | 0 | 0 | 0 | 0 | 0 | 0 | 0 | 0 | 0 | 0 | 0 | 0 | 0 | 0 | 0 | 0
|  |  |  | PF |  |  |  | 0.9 |  | 0.9 | 0.9 | 0.9 | 0.9 | 0.9 | 0.9 | 0.9 | 0.9 | 0.9 | 0.9 | 0.9 | 0.9 | 0.9 | 0.9 | 0.9 | 0.9 | 0.9 | 0.9 | 0.9 | 0.9 | 0.9 | 0.9 | 0.9 | 0.9 | 0.9
0.44152 | Diversity Factor: 0.44 | Uncompensated |  | Reactive Power |  |  | MVAr | 3.0953 |  | 3.0953 | 3.0953 | 3.0953 | 3.0953 | 3.0953 | 3.0953 | 3.0953 | 3.0953 | 3.0953 | 3.0953 | 3.0953 | 3.0953 | 3.0953 | 3.0953 | 3.0953 | 3.0953 | 3.0953 | 3.0953 | 3.0953 | 3.0953 | 3.0953 | 3.0953 | 3.0953 | 3.0953 | 3.0953
|  |  |  | PF |  |  |  | 0.9 |  | 0.9 | 0.9 | 0.9 | 0.9 | 0.9 | 0.9 | 0.9 | 0.9 | 0.9 | 0.9 | 0.9 | 0.9 | 0.9 | 0.9 | 0.9 | 0.9 | 0.9 | 0.9 | 0.9 | 0.9 | 0.9 | 0.9 | 0.9 | 0.9 | 0.9
[10 empty] | 1 | 2 | 3 | 4 | 5 | 6 | 7 | 8 | 9 | 10 | 11 | 12 | 13 | 14 | 15 | 16 | 17 | 18 | 19 | 20 | 21 | 22 | 23 | 24 | 25
Transformer Load Detail
[7 empty] | Units | 2013 |  | 2014 | 2015 | 2016 | 2017 | 2018 | 2019 | 2020 | 2021 | 2022 | 2023 | 2024 | 2025 | 2026 | 2027 | 2028 | 2029 | 2030 | 2031 | 2032 | 2033 | 2034 | 2035 | 2036 | 2037 | 2038
| 0 | Compensated |  | Load (LV side) |  |  | Amps
|  |  |  | Apparent Power |  |  | MVA
|  |  |  | Real Power |  |  | MW
|  |  |  | Reactive Power |  |  | MVAr
|  |  |  | Capacitors In Service |  |  | MVAr
PF
| Zone Div: | Uncompensated |  | Reactive Power |  |  | MVAr
PF
| 0 | Compensated |  | Load (LV side) |  |  | Amps
|  |  |  | Apparent Power |  |  | MVA
|  |  |  | Real Power |  |  | MW
|  |  |  | Reactive Power |  |  | MVAr
|  |  |  | Capacitors In Service |  |  | MVAr
PF
| Zone Div: | Uncompensated |  | Reactive Power |  |  | MVAr
PF
| 0 | Compensated |  | Load (LV side) |  |  | Amps
|  |  |  | Apparent Power |  |  | MVA
|  |  |  | Real Power |  |  | MW
|  |  |  | Reactive Power |  |  | MVAr
|  |  |  | Capacitors In Service |  |  | MVAr
PF
| Zone Div: | Uncompensated |  | Reactive Power |  |  | MVAr
PF
| 0 | Compensated |  | Load (LV side) |  |  | Amps
|  |  |  | Apparent Power |  |  | MVA
|  |  |  | Real Power |  |  | MW
|  |  |  | Reactive Power |  |  | MVAr
|  |  |  | Capacitors In Service |  |  | MVAr
PF
| Zone Div: | Uncompensated |  | Reactive Power |  |  | MVAr
PF
| 0 | Compensated |  | Load (LV side) |  |  | Amps
|  |  |  | Apparent Power |  |  | MVA
|  |  |  | Real Power |  |  | MW
|  |  |  | Reactive Power |  |  | MVAr
|  |  |  | Capacitors In Service |  |  | MVAr
PF
| Zone Div: | Uncompensated |  | Reactive Power |  |  | MVAr
PF
| 0 | Compensated |  | Load (LV side) |  |  | Amps
|  |  |  | Apparent Power |  |  | MVA
|  |  |  | Real Power |  |  | MW
|  |  |  | Reactive Power |  |  | MVAr
|  |  |  | Capacitors In Service |  |  | MVAr
PF
| Zone Div: | Uncompensated |  | Reactive Power |  |  | MVAr
PF
| 0 | Compensated |  | Load (LV side) |  |  | Amps
|  |  |  | Apparent Power |  |  | MVA
|  |  |  | Real Power |  |  | MW
|  |  |  | Reactive Power |  |  | MVAr
|  |  |  | Capacitors In Service |  |  | MVAr
PF
| Zone Div: | Uncompensated |  | Reactive Power |  |  | MVAr
PF
| 0 | Compensated |  | Load (LV side) |  |  | Amps
|  |  |  | Apparent Power |  |  | MVA
|  |  |  | Real Power |  |  | MW
|  |  |  | Reactive Power |  |  | MVAr
|  |  |  | Capacitors In Service |  |  | MVAr
PF
| Zone Div: | Uncompensated |  | Reactive Power |  |  | MVAr
PF
| 0 | Compensated |  | Load (LV side) |  |  | Amps
|  |  |  | Apparent Power |  |  | MVA
|  |  |  | Real Power |  |  | MW
|  |  |  | Reactive Power |  |  | MVAr
|  |  |  | Capacitors In Service |  |  | MVAr
PF
| Zone Div: | Uncompensated |  | Reactive Power |  |  | MVAr
PF
| 0 | Compensated |  | Load (LV side) |  |  | Amps
|  |  |  | Apparent Power |  |  | MVA
|  |  |  | Real Power |  |  | MW
|  |  |  | Reactive Power |  |  | MVAr
|  |  |  | Capacitors In Service |  |  | MVAr
PF
| Zone Div: | Uncompensated |  | Reactive Power |  |  | MVAr
PF

## Shortland 33_11kV
| Shortland 33_11kV | [16 empty] | 2014 | WINTER
[6 empty] | Zone decommissioned |  | 2012-05-13
| Substation Total Loads | [33 empty] | Spots & Transfers Detail
| Historical Loads | (11kV MVA) | [7 empty] | Weather Corrected Forecast Loads |  |  |  | (11kV MVA) | [20 empty] | Spots & Transfers Summary | (11kV MVA) |  | Historical Spots & Transfers | [6 empty] | Forecast Spots & Transfers
|  | 2007 | 2008 | 2009 | 2010 | 2011 | 2012 | 2013 |  | 2014 | 2015 | 2016 | 2017 | 2018 | 2019 | 2020 | 2021 | 2022 | 2023 | 2024 | 2025 | 2026 | 2027 | 2028 | 2029 | 2030 | 2031 | 2032 | 2033 | 2034 | 2035 | 2036 | 2037 | 2038 |  |  |  | 2007 | 2008 | 2009 | 2010 | 2011 | 2012 | 2013 | 2014 | 2015 | 2016 | 2017 | 2018 | 2019 | 2020 | 2021 | 2022 | 2023 | 2024 | 2025 | 2026 | 2027 | 2028 | 2029 | 2030 | 2031 | 2032 | 2033 | 2034 | 2035 | 2036 | 2037 | 2038
| Total | 26 | 28.6 | 24.9 | 22.6 | 6.856 | 0 |  |  | 0 | 0 | 0 | 0 | 0 | 0 | 0 | 0 | 0 | 0 | 0 | 0 | 0 | 0 | 0 | 0 | 0 | 0 | 0 | 0 | 0 | 0 | 0 | 0 | 0 |  |  | Total | 0.99073 | 3.2008 | 0.83641 | -1.1813 | -12.0031 | -9.5834 | 0 | 0 | 0 | 0 | 0 | 0 | 0 | 0 | 0 | 0 | 0 | 0 | 0 | 0 | 0 | 0 | 0 | 0 | 0 | 0 | 0 | 0 | 0 | 0 | 0 | 0
| Firm Rating | 0 | 0 | 0 | 34.8 | 34.8 | 0 | 0 |  | 0 | 0 | 0 | 0 | 0 | 0 | 0 | 0 | 0 | 0 | 0 | 0 | 0 | 0 | 0 | 0 | 0 | 0 | 0 | 0 | 0 | 0 | 0 | 0 | 0
| Total Capacity | 0 | 0 | 0 | 63.31 | 63.31 | 0 | 0 |  | 0 | 0 | 0 | 0 | 0 | 0 | 0 | 0 | 0 | 0 | 0 | 0 | 0 | 0 | 0 | 0 | 0 | 0 | 0 | 0 | 0 | 0 | 0 | 0 | 0 |  |  | Shortland 33_11kV Tx1 | 0.49537 | 1.6004 | 0.4182 | -0.59063 | -6.0016 | -4.7917 | 0 | 0 | 0 | 0 | 0 | 0 | 0 | 0 | 0 | 0 | 0 | 0 | 0 | 0 | 0 | 0 | 0 | 0 | 0 | 0 | 0 | 0 | 0 | 0 | 0 | 0
|  | -7 | -6 | -5 | -4 | -3 | -2 | -1 |  | 0 | 1 | 2 | 3 | 4 | 5 | 6 | 7 | 8 | 9 | 10 | 11 | 12 | 13 | 14 | 15 | 16 | 17 | 18 | 19 | 20 | 21 | 22 | 23 | 24 |  |  | Shortland 33_11kV Tx2 | 0.49537 | 1.6004 | 0.4182 | -0.59063 | -6.0016 | -4.7917 | 0 | 0 | 0 | 0 | 0 | 0 | 0 | 0 | 0 | 0 | 0 | 0 | 0 | 0 | 0 | 0 | 0 | 0 | 0 | 0 | 0 | 0 | 0 | 0 | 0 | 0
| Transformer Loads | [36 empty] | 0 | 0 | 0 | 0 | 0 | 0 | 0 | 0 | 0 | 0 | 0 | 0 | 0 | 0 | 0 | 0 | 0 | 0 | 0 | 0 | 0 | 0 | 0 | 0 | 0 | 0 | 0 | 0 | 0 | 0 | 0 | 0
| Historical Loads | (11kV MVA) | [7 empty] | Weather Corrected Forecast Loads |  |  |  | (11kV MVA) | [23 empty] | 0 | 0 | 0 | 0 | 0 | 0 | 0 | 0 | 0 | 0 | 0 | 0 | 0 | 0 | 0 | 0 | 0 | 0 | 0 | 0 | 0 | 0 | 0 | 0 | 0 | 0 | 0 | 0 | 0 | 0 | 0 | 0
|  | 2007 | 2008 | 2009 | 2010 | 2011 | 2012 | 2013 |  | 2014 | 2015 | 2016 | 2017 | 2018 | 2019 | 2020 | 2021 | 2022 | 2023 | 2024 | 2025 | 2026 | 2027 | 2028 | 2029 | 2030 | 2031 | 2032 | 2033 | 2034 | 2035 | 2036 | 2037 | 2038 |  |  |  | 0 | 0 | 0 | 0 | 0 | 0 | 0 | 0 | 0 | 0 | 0 | 0 | 0 | 0 | 0 | 0 | 0 | 0 | 0 | 0 | 0 | 0 | 0 | 0 | 0 | 0 | 0 | 0 | 0 | 0 | 0 | 0
| 0 | [36 empty] | 0 | 0 | 0 | 0 | 0 | 0 | 0 | 0 | 0 | 0 | 0 | 0 | 0 | 0 | 0 | 0 | 0 | 0 | 0 | 0 | 0 | 0 | 0 | 0 | 0 | 0 | 0 | 0 | 0 | 0 | 0 | 0
| Diversity Factor: 0 | [36 empty] | 0 | 0 | 0 | 0 | 0 | 0 | 0 | 0 | 0 | 0 | 0 | 0 | 0 | 0 | 0 | 0 | 0 | 0 | 0 | 0 | 0 | 0 | 0 | 0 | 0 | 0 | 0 | 0 | 0 | 0 | 0 | 0
[38 empty] | 0 | 0 | 0 | 0 | 0 | 0 | 0 | 0 | 0 | 0 | 0 | 0 | 0 | 0 | 0 | 0 | 0 | 0 | 0 | 0 | 0 | 0 | 0 | 0 | 0 | 0 | 0 | 0 | 0 | 0 | 0 | 0
[38 empty] | 0 | 0 | 0 | 0 | 0 | 0 | 0 | 0 | 0 | 0 | 0 | 0 | 0 | 0 | 0 | 0 | 0 | 0 | 0 | 0 | 0 | 0 | 0 | 0 | 0 | 0 | 0 | 0 | 0 | 0 | 0 | 0
| 0 | [36 empty] | 0 | 0 | 0 | 0 | 0 | 0 | 0 | 0 | 0 | 0 | 0 | 0 | 0 | 0 | 0 | 0 | 0 | 0 | 0 | 0 | 0 | 0 | 0 | 0 | 0 | 0 | 0 | 0 | 0 | 0 | 0 | 0
Diversity Factor: 0
[38 empty] | Historical Spots & Transfers | [6 empty] | Forecast Spots & Transfers
[35 empty] | Project Name | From | To | 2007 | 2008 | 2009 | 2010 | 2011 | 2012 | 2013 | 2014 | 2015 | 2016 | 2017 | 2018 | 2019 | 2020 | 2021 | 2022 | 2023 | 2024 | 2025 | 2026 | 2027 | 2028 | 2029 | 2030 | 2031 | 2032 | 2033 | 2034 | 2035 | 2036 | 2037 | 2038
| 0 | [33 empty] | DNP_ID: 2135. Broadmeadow to Shortland. SAO Dec 06 | Broadmeadow 33_11kV Tx1 | Shortland 33_11kV Tx1 | 0.24768 | 0 | 0 | 0 | 0 | 0 | 0 | 0 | 0 | 0 | 0 | 0 | 0 | 0 | 0 | 0 | 0 | 0 | 0 | 0 | 0 | 0 | 0 | 0 | 0 | 0 | 0 | 0 | 0 | 0 | 0 | 0
| Diversity Factor: 0 | [33 empty] | DNP_ID: 2135. Broadmeadow to Shortland. SAO Dec 06 | Broadmeadow 33_11kV Tx1 | Shortland 33_11kV Tx2 | 0.24768 | 0 | 0 | 0 | 0 | 0 | 0 | 0 | 0 | 0 | 0 | 0 | 0 | 0 | 0 | 0 | 0 | 0 | 0 | 0 | 0 | 0 | 0 | 0 | 0 | 0 | 0 | 0 | 0 | 0 | 0 | 0
[35 empty] | DNP_ID: 2135. Broadmeadow to Shortland. SAO Dec 06 | Broadmeadow 33_11kV Tx2 | Shortland 33_11kV Tx1 | 0.24768 | 0 | 0 | 0 | 0 | 0 | 0 | 0 | 0 | 0 | 0 | 0 | 0 | 0 | 0 | 0 | 0 | 0 | 0 | 0 | 0 | 0 | 0 | 0 | 0 | 0 | 0 | 0 | 0 | 0 | 0 | 0
[35 empty] | DNP_ID: 2135. Broadmeadow to Shortland. SAO Dec 06 | Broadmeadow 33_11kV Tx2 | Shortland 33_11kV Tx2 | 0.24768 | 0 | 0 | 0 | 0 | 0 | 0 | 0 | 0 | 0 | 0 | 0 | 0 | 0 | 0 | 0 | 0 | 0 | 0 | 0 | 0 | 0 | 0 | 0 | 0 | 0 | 0 | 0 | 0 | 0 | 0 | 0
| 0 | [33 empty] | DNP_ID: 2170. New Lambton to Shortland. SAO July 07 | New Lambton 33_11kV Tx1 | Shortland 33_11kV Tx1 | 0 | 0.10003 | 0 | 0 | 0 | 0 | 0 | 0 | 0 | 0 | 0 | 0 | 0 | 0 | 0 | 0 | 0 | 0 | 0 | 0 | 0 | 0 | 0 | 0 | 0 | 0 | 0 | 0 | 0 | 0 | 0 | 0
| Diversity Factor: 0 | [33 empty] | DNP_ID: 2170. New Lambton to Shortland. SAO July 07 | New Lambton 33_11kV Tx1 | Shortland 33_11kV Tx2 | 0 | 0.10003 | 0 | 0 | 0 | 0 | 0 | 0 | 0 | 0 | 0 | 0 | 0 | 0 | 0 | 0 | 0 | 0 | 0 | 0 | 0 | 0 | 0 | 0 | 0 | 0 | 0 | 0 | 0 | 0 | 0 | 0
[35 empty] | DNP_ID: 2170. New Lambton to Shortland. SAO July 07 | New Lambton 33_11kV Tx2 | Shortland 33_11kV Tx1 | 0 | 0.10003 | 0 | 0 | 0 | 0 | 0 | 0 | 0 | 0 | 0 | 0 | 0 | 0 | 0 | 0 | 0 | 0 | 0 | 0 | 0 | 0 | 0 | 0 | 0 | 0 | 0 | 0 | 0 | 0 | 0 | 0
[35 empty] | DNP_ID: 2170. New Lambton to Shortland. SAO July 07 | New Lambton 33_11kV Tx2 | Shortland 33_11kV Tx2 | 0 | 0.10003 | 0 | 0 | 0 | 0 | 0 | 0 | 0 | 0 | 0 | 0 | 0 | 0 | 0 | 0 | 0 | 0 | 0 | 0 | 0 | 0 | 0 | 0 | 0 | 0 | 0 | 0 | 0 | 0 | 0 | 0
| 0 | [33 empty] | DNP_ID: 2173. New Lambton to Shortland. SAO July 07 | New Lambton 33_11kV Tx1 | Shortland 33_11kV Tx1 | 0 | 0 | 0.32389 | 0 | 0 | 0 | 0 | 0 | 0 | 0 | 0 | 0 | 0 | 0 | 0 | 0 | 0 | 0 | 0 | 0 | 0 | 0 | 0 | 0 | 0 | 0 | 0 | 0 | 0 | 0 | 0 | 0
| Diversity Factor: 0 | [33 empty] | DNP_ID: 2173. New Lambton to Shortland. SAO July 07 | New Lambton 33_11kV Tx1 | Shortland 33_11kV Tx2 | 0 | 0 | 0.32389 | 0 | 0 | 0 | 0 | 0 | 0 | 0 | 0 | 0 | 0 | 0 | 0 | 0 | 0 | 0 | 0 | 0 | 0 | 0 | 0 | 0 | 0 | 0 | 0 | 0 | 0 | 0 | 0 | 0
[35 empty] | DNP_ID: 2173. New Lambton to Shortland. SAO July 07 | New Lambton 33_11kV Tx2 | Shortland 33_11kV Tx1 | 0 | 0 | 0.32389 | 0 | 0 | 0 | 0 | 0 | 0 | 0 | 0 | 0 | 0 | 0 | 0 | 0 | 0 | 0 | 0 | 0 | 0 | 0 | 0 | 0 | 0 | 0 | 0 | 0 | 0 | 0 | 0 | 0
[35 empty] | DNP_ID: 2173. New Lambton to Shortland. SAO July 07 | New Lambton 33_11kV Tx2 | Shortland 33_11kV Tx2 | 0 | 0 | 0.32389 | 0 | 0 | 0 | 0 | 0 | 0 | 0 | 0 | 0 | 0 | 0 | 0 | 0 | 0 | 0 | 0 | 0 | 0 | 0 | 0 | 0 | 0 | 0 | 0 | 0 | 0 | 0 | 0 | 0
| 0 | [33 empty] | DNP_ID: 2174. From Shortland ZS (Jesmond Woolworths) | Shortland 33_11kV Tx1 | New Lambton 33_11kV Tx1 | 0 | 0 | 0.24768 | 0 | 0 | 0 | 0 | 0 | 0 | 0 | 0 | 0 | 0 | 0 | 0 | 0 | 0 | 0 | 0 | 0 | 0 | 0 | 0 | 0 | 0 | 0 | 0 | 0 | 0 | 0 | 0 | 0
| Diversity Factor: 0 | [33 empty] | DNP_ID: 2174. From Shortland ZS (Jesmond Woolworths) | Shortland 33_11kV Tx1 | New Lambton 33_11kV Tx2 | 0 | 0 | 0.24768 | 0 | 0 | 0 | 0 | 0 | 0 | 0 | 0 | 0 | 0 | 0 | 0 | 0 | 0 | 0 | 0 | 0 | 0 | 0 | 0 | 0 | 0 | 0 | 0 | 0 | 0 | 0 | 0 | 0
[35 empty] | DNP_ID: 2174. From Shortland ZS (Jesmond Woolworths) | Shortland 33_11kV Tx2 | New Lambton 33_11kV Tx1 | 0 | 0 | 0.24768 | 0 | 0 | 0 | 0 | 0 | 0 | 0 | 0 | 0 | 0 | 0 | 0 | 0 | 0 | 0 | 0 | 0 | 0 | 0 | 0 | 0 | 0 | 0 | 0 | 0 | 0 | 0 | 0 | 0
[35 empty] | DNP_ID: 2174. From Shortland ZS (Jesmond Woolworths) | Shortland 33_11kV Tx2 | New Lambton 33_11kV Tx2 | 0 | 0 | 0.24768 | 0 | 0 | 0 | 0 | 0 | 0 | 0 | 0 | 0 | 0 | 0 | 0 | 0 | 0 | 0 | 0 | 0 | 0 | 0 | 0 | 0 | 0 | 0 | 0 | 0 | 0 | 0 | 0 | 0
| 0 | [33 empty] | DNP_ID: 2175. To Shortland (IPD 5420) | New Lambton 33_11kV Tx1 | Shortland 33_11kV Tx1 | 0 | 0 | 0 | 0.24768 | 0 | 0 | 0 | 0 | 0 | 0 | 0 | 0 | 0 | 0 | 0 | 0 | 0 | 0 | 0 | 0 | 0 | 0 | 0 | 0 | 0 | 0 | 0 | 0 | 0 | 0 | 0 | 0
| Diversity Factor: 0 | [33 empty] | DNP_ID: 2175. To Shortland (IPD 5420) | New Lambton 33_11kV Tx1 | Shortland 33_11kV Tx2 | 0 | 0 | 0 | 0.24768 | 0 | 0 | 0 | 0 | 0 | 0 | 0 | 0 | 0 | 0 | 0 | 0 | 0 | 0 | 0 | 0 | 0 | 0 | 0 | 0 | 0 | 0 | 0 | 0 | 0 | 0 | 0 | 0
[35 empty] | DNP_ID: 2175. To Shortland (IPD 5420) | New Lambton 33_11kV Tx2 | Shortland 33_11kV Tx1 | 0 | 0 | 0 | 0.24768 | 0 | 0 | 0 | 0 | 0 | 0 | 0 | 0 | 0 | 0 | 0 | 0 | 0 | 0 | 0 | 0 | 0 | 0 | 0 | 0 | 0 | 0 | 0 | 0 | 0 | 0 | 0 | 0
[35 empty] | DNP_ID: 2175. To Shortland (IPD 5420) | New Lambton 33_11kV Tx2 | Shortland 33_11kV Tx2 | 0 | 0 | 0 | 0.24768 | 0 | 0 | 0 | 0 | 0 | 0 | 0 | 0 | 0 | 0 | 0 | 0 | 0 | 0 | 0 | 0 | 0 | 0 | 0 | 0 | 0 | 0 | 0 | 0 | 0 | 0 | 0 | 0
| 0 | [33 empty] | DNP_ID: 2181. From Shortland | Shortland 33_11kV Tx1 | Jesmond 132_11kV Tx1 | 0 | 0 | 0 | 0 | 2.6661 | 0 | 0 | 0 | 0 | 0 | 0 | 0 | 0 | 0 | 0 | 0 | 0 | 0 | 0 | 0 | 0 | 0 | 0 | 0 | 0 | 0 | 0 | 0 | 0 | 0 | 0 | 0
| Diversity Factor: 0 | [33 empty] | DNP_ID: 2181. From Shortland | Shortland 33_11kV Tx1 | Jesmond 132_11kV Tx2 | 0 | 0 | 0 | 0 | 3.3354 | 0 | 0 | 0 | 0 | 0 | 0 | 0 | 0 | 0 | 0 | 0 | 0 | 0 | 0 | 0 | 0 | 0 | 0 | 0 | 0 | 0 | 0 | 0 | 0 | 0 | 0 | 0
[35 empty] | DNP_ID: 2181. From Shortland | Shortland 33_11kV Tx2 | Jesmond 132_11kV Tx1 | 0 | 0 | 0 | 0 | 2.6661 | 0 | 0 | 0 | 0 | 0 | 0 | 0 | 0 | 0 | 0 | 0 | 0 | 0 | 0 | 0 | 0 | 0 | 0 | 0 | 0 | 0 | 0 | 0 | 0 | 0 | 0 | 0
[35 empty] | DNP_ID: 2181. From Shortland | Shortland 33_11kV Tx2 | Jesmond 132_11kV Tx2 | 0 | 0 | 0 | 0 | 3.3354 | 0 | 0 | 0 | 0 | 0 | 0 | 0 | 0 | 0 | 0 | 0 | 0 | 0 | 0 | 0 | 0 | 0 | 0 | 0 | 0 | 0 | 0 | 0 | 0 | 0 | 0 | 0
| 0 | [33 empty] | DNP_ID: 2187. 3.9 MVA To Shortland SAO | Mayfield 33_11kV Tx2 | Shortland 33_11kV Tx1 | 0 | 1.2003 | 0 | 0 | 0 | 0 | 0 | 0 | 0 | 0 | 0 | 0 | 0 | 0 | 0 | 0 | 0 | 0 | 0 | 0 | 0 | 0 | 0 | 0 | 0 | 0 | 0 | 0 | 0 | 0 | 0 | 0
| Diversity Factor: 0 | [33 empty] | DNP_ID: 2187. 3.9 MVA To Shortland SAO | Mayfield 33_11kV Tx2 | Shortland 33_11kV Tx2 | 0 | 1.2003 | 0 | 0 | 0 | 0 | 0 | 0 | 0 | 0 | 0 | 0 | 0 | 0 | 0 | 0 | 0 | 0 | 0 | 0 | 0 | 0 | 0 | 0 | 0 | 0 | 0 | 0 | 0 | 0 | 0 | 0
[35 empty] | DNP_ID: 2187. 3.9 MVA To Shortland SAO | Mayfield 33_11kV Tx3 | Shortland 33_11kV Tx1 | 0 | 0 | 0 | 0 | 0 | 0 | 0 | 0 | 0 | 0 | 0 | 0 | 0 | 0 | 0 | 0 | 0 | 0 | 0 | 0 | 0 | 0 | 0 | 0 | 0 | 0 | 0 | 0 | 0 | 0 | 0 | 0
[35 empty] | DNP_ID: 2187. 3.9 MVA To Shortland SAO | Mayfield 33_11kV Tx3 | Shortland 33_11kV Tx2 | 0 | 0 | 0 | 0 | 0 | 0 | 0 | 0 | 0 | 0 | 0 | 0 | 0 | 0 | 0 | 0 | 0 | 0 | 0 | 0 | 0 | 0 | 0 | 0 | 0 | 0 | 0 | 0 | 0 | 0 | 0 | 0
| 0 | [33 empty] | DNP_ID: 2191. 3.9 MVA To Shortland SAO | Shortland 33_11kV Tx1 | Mayfield West 132_11kV Tx2 | 0 | 0 | 0 | 1.086 | 0 | 0 | 0 | 0 | 0 | 0 | 0 | 0 | 0 | 0 | 0 | 0 | 0 | 0 | 0 | 0 | 0 | 0 | 0 | 0 | 0 | 0 | 0 | 0 | 0 | 0 | 0 | 0
| Diversity Factor: 0 | [33 empty] | DNP_ID: 2191. 3.9 MVA To Shortland SAO | Shortland 33_11kV Tx2 | Mayfield West 132_11kV Tx2 | 0 | 0 | 0 | 1.086 | 0 | 0 | 0 | 0 | 0 | 0 | 0 | 0 | 0 | 0 | 0 | 0 | 0 | 0 | 0 | 0 | 0 | 0 | 0 | 0 | 0 | 0 | 0 | 0 | 0 | 0 | 0 | 0
[35 empty] | DNP_ID: 2194. 0.5MVA from New Lambton SAO | New Lambton 33_11kV Tx1 | Shortland 33_11kV Tx1 | 0 | 0.10003 | 0 | 0 | 0 | 0 | 0 | 0 | 0 | 0 | 0 | 0 | 0 | 0 | 0 | 0 | 0 | 0 | 0 | 0 | 0 | 0 | 0 | 0 | 0 | 0 | 0 | 0 | 0 | 0 | 0 | 0
[35 empty] | DNP_ID: 2194. 0.5MVA from New Lambton SAO | New Lambton 33_11kV Tx1 | Shortland 33_11kV Tx2 | 0 | 0.10003 | 0 | 0 | 0 | 0 | 0 | 0 | 0 | 0 | 0 | 0 | 0 | 0 | 0 | 0 | 0 | 0 | 0 | 0 | 0 | 0 | 0 | 0 | 0 | 0 | 0 | 0 | 0 | 0 | 0 | 0
[35 empty] | DNP_ID: 2194. 0.5MVA from New Lambton SAO | New Lambton 33_11kV Tx2 | Shortland 33_11kV Tx1 | 0 | 0.10003 | 0 | 0 | 0 | 0 | 0 | 0 | 0 | 0 | 0 | 0 | 0 | 0 | 0 | 0 | 0 | 0 | 0 | 0 | 0 | 0 | 0 | 0 | 0 | 0 | 0 | 0 | 0 | 0 | 0 | 0
| Weather Correction and Public Holiday Factors | [8 empty] | Forecast ROG | [24 empty] | DNP_ID: 2194. 0.5MVA from New Lambton SAO | New Lambton 33_11kV Tx2 | Shortland 33_11kV Tx2 | 0 | 0.10003 | 0 | 0 | 0 | 0 | 0 | 0 | 0 | 0 | 0 | 0 | 0 | 0 | 0 | 0 | 0 | 0 | 0 | 0 | 0 | 0 | 0 | 0 | 0 | 0 | 0 | 0 | 0 | 0 | 0 | 0
[10 empty] | ROG Justification | [24 empty] | DNP_ID: 2201. to Jesmond | Shortland 33_11kV Tx1 | Jesmond 132_11kV Tx1 | 0 | 0 | 0 | 0 | 0 | 1.2865 | 0 | 0 | 0 | 0 | 0 | 0 | 0 | 0 | 0 | 0 | 0 | 0 | 0 | 0 | 0 | 0 | 0 | 0 | 0 | 0 | 0 | 0 | 0 | 0 | 0 | 0
| Actual loads for season 2013 have been weather corrected by the following: | [6 empty] | 0% |  | 0 | [24 empty] | DNP_ID: 2201. to Jesmond | Shortland 33_11kV Tx1 | Jesmond 132_11kV Tx2 | 0 | 0 | 0 | 0 | 0 | 1.6095 | 0 | 0 | 0 | 0 | 0 | 0 | 0 | 0 | 0 | 0 | 0 | 0 | 0 | 0 | 0 | 0 | 0 | 0 | 0 | 0 | 0 | 0 | 0 | 0 | 0 | 0
[35 empty] | DNP_ID: 2201. to Jesmond | Shortland 33_11kV Tx2 | Jesmond 132_11kV Tx1 | 0 | 0 | 0 | 0 | 0 | 1.2865 | 0 | 0 | 0 | 0 | 0 | 0 | 0 | 0 | 0 | 0 | 0 | 0 | 0 | 0 | 0 | 0 | 0 | 0 | 0 | 0 | 0 | 0 | 0 | 0 | 0 | 0
[35 empty] | DNP_ID: 2201. to Jesmond | Shortland 33_11kV Tx2 | Jesmond 132_11kV Tx2 | 0 | 0 | 0 | 0 | 0 | 1.6095 | 0 | 0 | 0 | 0 | 0 | 0 | 0 | 0 | 0 | 0 | 0 | 0 | 0 | 0 | 0 | 0 | 0 | 0 | 0 | 0 | 0 | 0 | 0 | 0 | 0 | 0
1 | 2 | 3 | 4 | 5 | 6 | 7 | 8 | 9 | 10 | 2014 | 2015 | 2016 | 2017 | 2018 | 2019 | 2020 | 2021 | 2022 | 2023 | 2024 | 2025 | 2026 | 2027 | 2028 | 2029 | 2030 | 2031 | 2032 | 2033 | 2034 | 2035 | 2036 | 2037 | 2038 | DNP_ID: 2202. To Broadmeadow SAO Nov 11 | Shortland 33_11kV Tx1 | Broadmeadow 33_11kV Tx1 | 0 | 0 | 0 | 0 | 0 | 0.94786 | 0 | 0 | 0 | 0 | 0 | 0 | 0 | 0 | 0 | 0 | 0 | 0 | 0 | 0 | 0 | 0 | 0 | 0 | 0 | 0 | 0 | 0 | 0 | 0 | 0 | 0
1 | 1 | 1 | 1 | 1 | 1 | 1 | 1 | 1 | 1 | 0% | 0% | 0% | 0% | 0% | 0% | 0% | 0% | 0% | 0% | 0% | 0% | 0% | 0% | 0% | 0% | 0% | 0% | 0% | 0% | 0% | 0% | 0% | 0% | 0% | DNP_ID: 2202. To Broadmeadow SAO Nov 11 | Shortland 33_11kV Tx1 | Broadmeadow 33_11kV Tx2 | 0 | 0 | 0 | 0 | 0 | 0.94786 | 0 | 0 | 0 | 0 | 0 | 0 | 0 | 0 | 0 | 0 | 0 | 0 | 0 | 0 | 0 | 0 | 0 | 0 | 0 | 0 | 0 | 0 | 0 | 0 | 0 | 0
[35 empty] | DNP_ID: 2202. To Broadmeadow SAO Nov 11 | Shortland 33_11kV Tx2 | Broadmeadow 33_11kV Tx1 | 0 | 0 | 0 | 0 | 0 | 0.94786 | 0 | 0 | 0 | 0 | 0 | 0 | 0 | 0 | 0 | 0 | 0 | 0 | 0 | 0 | 0 | 0 | 0 | 0 | 0 | 0 | 0 | 0 | 0 | 0 | 0 | 0
| Substation Load Detail | [33 empty] | DNP_ID: 2202. To Broadmeadow SAO Nov 11 | Shortland 33_11kV Tx2 | Broadmeadow 33_11kV Tx2 | 0 | 0 | 0 | 0 | 0 | 0.94786 | 0 | 0 | 0 | 0 | 0 | 0 | 0 | 0 | 0 | 0 | 0 | 0 | 0 | 0 | 0 | 0 | 0 | 0 | 0 | 0 | 0 | 0 | 0 | 0 | 0 | 0
[35 empty] | HVCON_ID: 2000090. 353/07 Shortland Retirement Village, new kiosk - 800kVA |  | Shortland 33_11kV Tx1 | 0 | 0 | 0.26578 | 0 | 0 | 0 | 0 | 0 | 0 | 0 | 0 | 0 | 0 | 0 | 0 | 0 | 0 | 0 | 0 | 0 | 0 | 0 | 0 | 0 | 0 | 0 | 0 | 0 | 0 | 0 | 0 | 0
[7 empty] | Units | 2013 |  | 2014 | 2015 | 2016 | 2017 | 2018 | 2019 | 2020 | 2021 | 2022 | 2023 | 2024 | 2025 | 2026 | 2027 | 2028 | 2029 | 2030 | 2031 | 2032 | 2033 | 2034 | 2035 | 2036 | 2037 | 2038 | HVCON_ID: 2000090. 353/07 Shortland Retirement Village, new kiosk - 800kVA |  | Shortland 33_11kV Tx2 | 0 | 0 | 0.26578 | 0 | 0 | 0 | 0 | 0 | 0 | 0 | 0 | 0 | 0 | 0 | 0 | 0 | 0 | 0 | 0 | 0 | 0 | 0 | 0 | 0 | 0 | 0 | 0 | 0 | 0 | 0 | 0 | 0
1 | Shortland 33_11kV | Compensated |  | Load (LV side) |  |  | Amps | 0 |  | 0 | 0 | 0 | 0 | 0 | 0 | 0 | 0 | 0 | 0 | 0 | 0 | 0 | 0 | 0 | 0 | 0 | 0 | 0 | 0 | 0 | 0 | 0 | 0 | 0
|  |  |  | Apparent Power |  |  | MVA | 0 | 0 | 0 | 0 | 0 | 0 | 0 | 0 | 0 | 0 | 0 | 0 | 0 | 0 | 0 | 0 | 0 | 0 | 0 | 0 | 0 | 0 | 0 | 0 | 0 | 0 | 0
|  |  |  | Real Power |  |  | MW | 0 | 0 | 0 | 0 | 0 | 0 | 0 | 0 | 0 | 0 | 0 | 0 | 0 | 0 | 0 | 0 | 0 | 0 | 0 | 0 | 0 | 0 | 0 | 0 | 0 | 0 | 0
|  |  |  | Reactive Power |  |  | MVAr | 0 |  | 0 | 0 | 0 | 0 | 0 | 0 | 0 | 0 | 0 | 0 | 0 | 0 | 0 | 0 | 0 | 0 | 0 | 0 | 0 | 0 | 0 | 0 | 0 | 0 | 0
|  |  |  | Capacitors In Service |  |  | MVAr | 0 |  | 0 | 0 | 0 | 0 | 0 | 0 | 0 | 0 | 0 | 0 | 0 | 0 | 0 | 0 | 0 | 0 | 0 | 0 | 0 | 0 | 0 | 0 | 0 | 0 | 0
|  |  |  | PF |  |  |  | 0 |  | 0 | 0 | 0 | 0 | 0 | 0 | 0 | 0 | 0 | 0 | 0 | 0 | 0 | 0 | 0 | 0 | 0 | 0 | 0 | 0 | 0 | 0 | 0 | 0 | 0
0.90209 | Diversity Factor: 0.9 | Uncompensated |  | Reactive Power |  |  | MVAr | 0 | 0 | 0 | 0 | 0 | 0 | 0 | 0 | 0 | 0 | 0 | 0 | 0 | 0 | 0 | 0 | 0 | 0 | 0 | 0 | 0 | 0 | 0 | 0 | 0 | 0 | 0
|  |  |  | PF |  |  |  | 0 |  | 0 | 0 | 0 | 0 | 0 | 0 | 0 | 0 | 0 | 0 | 0 | 0 | 0 | 0 | 0 | 0 | 0 | 0 | 0 | 0 | 0 | 0 | 0 | 0 | 0
[10 empty] | 1 | 2 | 3 | 4 | 5 | 6 | 7 | 8 | 9 | 10 | 11 | 12 | 13 | 14 | 15 | 16 | 17 | 18 | 19 | 20 | 21 | 22 | 23 | 24 | 25
Transformer Load Detail
[7 empty] | Units | 2013 |  | 2014 | 2015 | 2016 | 2017 | 2018 | 2019 | 2020 | 2021 | 2022 | 2023 | 2024 | 2025 | 2026 | 2027 | 2028 | 2029 | 2030 | 2031 | 2032 | 2033 | 2034 | 2035 | 2036 | 2037 | 2038
| 0 | Compensated |  | Load (LV side) |  |  | Amps
|  |  |  | Apparent Power |  |  | MVA
|  |  |  | Real Power |  |  | MW
|  |  |  | Reactive Power |  |  | MVAr
|  |  |  | Capacitors In Service |  |  | MVAr
PF
| Zone Div: | Uncompensated |  | Reactive Power |  |  | MVAr
PF
| 0 | Compensated |  | Load (LV side) |  |  | Amps
|  |  |  | Apparent Power |  |  | MVA
|  |  |  | Real Power |  |  | MW
|  |  |  | Reactive Power |  |  | MVAr
|  |  |  | Capacitors In Service |  |  | MVAr
PF
| Zone Div: | Uncompensated |  | Reactive Power |  |  | MVAr
PF
| 0 | Compensated |  | Load (LV side) |  |  | Amps
|  |  |  | Apparent Power |  |  | MVA
|  |  |  | Real Power |  |  | MW
|  |  |  | Reactive Power |  |  | MVAr
|  |  |  | Capacitors In Service |  |  | MVAr
PF
| Zone Div: | Uncompensated |  | Reactive Power |  |  | MVAr
PF
| 0 | Compensated |  | Load (LV side) |  |  | Amps
|  |  |  | Apparent Power |  |  | MVA
|  |  |  | Real Power |  |  | MW
|  |  |  | Reactive Power |  |  | MVAr
|  |  |  | Capacitors In Service |  |  | MVAr
PF
| Zone Div: | Uncompensated |  | Reactive Power |  |  | MVAr
PF
| 0 | Compensated |  | Load (LV side) |  |  | Amps
|  |  |  | Apparent Power |  |  | MVA
|  |  |  | Real Power |  |  | MW
|  |  |  | Reactive Power |  |  | MVAr
|  |  |  | Capacitors In Service |  |  | MVAr
PF
| Zone Div: | Uncompensated |  | Reactive Power |  |  | MVAr
PF
| 0 | Compensated |  | Load (LV side) |  |  | Amps
|  |  |  | Apparent Power |  |  | MVA
|  |  |  | Real Power |  |  | MW
|  |  |  | Reactive Power |  |  | MVAr
|  |  |  | Capacitors In Service |  |  | MVAr
PF
| Zone Div: | Uncompensated |  | Reactive Power |  |  | MVAr
PF
| 0 | Compensated |  | Load (LV side) |  |  | Amps
|  |  |  | Apparent Power |  |  | MVA
|  |  |  | Real Power |  |  | MW
|  |  |  | Reactive Power |  |  | MVAr
|  |  |  | Capacitors In Service |  |  | MVAr
PF
| Zone Div: | Uncompensated |  | Reactive Power |  |  | MVAr
PF
| 0 | Compensated |  | Load (LV side) |  |  | Amps
|  |  |  | Apparent Power |  |  | MVA
|  |  |  | Real Power |  |  | MW
|  |  |  | Reactive Power |  |  | MVAr
|  |  |  | Capacitors In Service |  |  | MVAr
PF
| Zone Div: | Uncompensated |  | Reactive Power |  |  | MVAr
PF
| 0 | Compensated |  | Load (LV side) |  |  | Amps
|  |  |  | Apparent Power |  |  | MVA
|  |  |  | Real Power |  |  | MW
|  |  |  | Reactive Power |  |  | MVAr
|  |  |  | Capacitors In Service |  |  | MVAr
PF
| Zone Div: | Uncompensated |  | Reactive Power |  |  | MVAr
PF
| 0 | Compensated |  | Load (LV side) |  |  | Amps
|  |  |  | Apparent Power |  |  | MVA
|  |  |  | Real Power |  |  | MW
|  |  |  | Reactive Power |  |  | MVAr
|  |  |  | Capacitors In Service |  |  | MVAr
PF
| Zone Div: | Uncompensated |  | Reactive Power |  |  | MVAr
PF

## Customer44
| Customer44 | [16 empty] | 2014 | WINTER
| Substation Total Loads | [33 empty] | Spots & Transfers Detail
| Historical Loads | MVA | [7 empty] | Weather Corrected Forecast Loads |  |  |  | MVA | [20 empty] | Spots & Transfers Summary | MVA |  | Historical Spots & Transfers | [6 empty] | Forecast Spots & Transfers
|  | 2007 | 2008 | 2009 | 2010 | 2011 | 2012 | 2013 |  | 2014 | 2015 | 2016 | 2017 | 2018 | 2019 | 2020 | 2021 | 2022 | 2023 | 2024 | 2025 | 2026 | 2027 | 2028 | 2029 | 2030 | 2031 | 2032 | 2033 | 2034 | 2035 | 2036 | 2037 | 2038 |  |  |  | 2007 | 2008 | 2009 | 2010 | 2011 | 2012 | 2013 | 2014 | 2015 | 2016 | 2017 | 2018 | 2019 | 2020 | 2021 | 2022 | 2023 | 2024 | 2025 | 2026 | 2027 | 2028 | 2029 | 2030 | 2031 | 2032 | 2033 | 2034 | 2035 | 2036 | 2037 | 2038
| Total |  |  |  |  | 7.072 | 7.041 | 6.724 |  | 6.724 | 0.024 | 0.024 | 0.024 | 0.024 | 0.024 | 0.024 | 0.024 | 0.024 | 0.024 | 0.024 | 0.024 | 0.024 | 0.024 | 0.024 | 0.024 | 0.024 | 0.024 | 0.024 | 0.024 | 0.024 | 0.024 | 0.024 | 0.024 | 0.024 |  |  | Total | Forecast Spots & Transfers 2015: -6.7
Firm Rating
| Total Capacity | [36 empty] | 0 | 0 | 0 | 0 | 0 | 0 | 0 | 0 | 0 | 0 | 0 | 0 | 0 | 0 | 0 | 0 | 0 | 0 | 0 | 0 | 0 | 0 | 0 | 0 | 0 | 0 | 0 | 0 | 0 | 0 | 0 | 0
|  | -7 | -6 | -5 | -4 | -3 | -2 | -1 |  | 0 | 1 | 2 | 3 | 4 | 5 | 6 | 7 | 8 | 9 | 10 | 11 | 12 | 13 | 14 | 15 | 16 | 17 | 18 | 19 | 20 | 21 | 22 | 23 | 24 |  |  |  | 0 | 0 | 0 | 0 | 0 | 0 | 0 | 0 | 0 | 0 | 0 | 0 | 0 | 0 | 0 | 0 | 0 | 0 | 0 | 0 | 0 | 0 | 0 | 0 | 0 | 0 | 0 | 0 | 0 | 0 | 0 | 0
| Transformer Loads | [36 empty] | 0 | 0 | 0 | 0 | 0 | 0 | 0 | 0 | 0 | 0 | 0 | 0 | 0 | 0 | 0 | 0 | 0 | 0 | 0 | 0 | 0 | 0 | 0 | 0 | 0 | 0 | 0 | 0 | 0 | 0 | 0 | 0
| Historical Loads | MVA | [7 empty] | Weather Corrected Forecast Loads |  |  |  | MVA | [23 empty] | 0 | 0 | 0 | 0 | 0 | 0 | 0 | 0 | 0 | 0 | 0 | 0 | 0 | 0 | 0 | 0 | 0 | 0 | 0 | 0 | 0 | 0 | 0 | 0 | 0 | 0 | 0 | 0 | 0 | 0 | 0 | 0
|  | 2007 | 2008 | 2009 | 2010 | 2011 | 2012 | 2013 |  | 2014 | 2015 | 2016 | 2017 | 2018 | 2019 | 2020 | 2021 | 2022 | 2023 | 2024 | 2025 | 2026 | 2027 | 2028 | 2029 | 2030 | 2031 | 2032 | 2033 | 2034 | 2035 | 2036 | 2037 | 2038 |  |  |  | 0 | 0 | 0 | 0 | 0 | 0 | 0 | 0 | 0 | 0 | 0 | 0 | 0 | 0 | 0 | 0 | 0 | 0 | 0 | 0 | 0 | 0 | 0 | 0 | 0 | 0 | 0 | 0 | 0 | 0 | 0 | 0
| 0 | [36 empty] | 0 | 0 | 0 | 0 | 0 | 0 | 0 | 0 | 0 | 0 | 0 | 0 | 0 | 0 | 0 | 0 | 0 | 0 | 0 | 0 | 0 | 0 | 0 | 0 | 0 | 0 | 0 | 0 | 0 | 0 | 0 | 0
| Diversity Factor: 0 | [36 empty] | 0 | 0 | 0 | 0 | 0 | 0 | 0 | 0 | 0 | 0 | 0 | 0 | 0 | 0 | 0 | 0 | 0 | 0 | 0 | 0 | 0 | 0 | 0 | 0 | 0 | 0 | 0 | 0 | 0 | 0 | 0 | 0
[38 empty] | 0 | 0 | 0 | 0 | 0 | 0 | 0 | 0 | 0 | 0 | 0 | 0 | 0 | 0 | 0 | 0 | 0 | 0 | 0 | 0 | 0 | 0 | 0 | 0 | 0 | 0 | 0 | 0 | 0 | 0 | 0 | 0
[38 empty] | 0 | 0 | 0 | 0 | 0 | 0 | 0 | 0 | 0 | 0 | 0 | 0 | 0 | 0 | 0 | 0 | 0 | 0 | 0 | 0 | 0 | 0 | 0 | 0 | 0 | 0 | 0 | 0 | 0 | 0 | 0 | 0
| 0 | [36 empty] | 0 | 0 | 0 | 0 | 0 | 0 | 0 | 0 | 0 | 0 | 0 | 0 | 0 | 0 | 0 | 0 | 0 | 0 | 0 | 0 | 0 | 0 | 0 | 0 | 0 | 0 | 0 | 0 | 0 | 0 | 0 | 0
Diversity Factor: 0
[38 empty] | Historical Spots & Transfers | [6 empty] | Forecast Spots & Transfers
[35 empty] | Project Name | From | To | 2007 | 2008 | 2009 | 2010 | 2011 | 2012 | 2013 | 2014 | 2015 | 2016 | 2017 | 2018 | 2019 | 2020 | 2021 | 2022 | 2023 | 2024 | 2025 | 2026 | 2027 | 2028 | 2029 | 2030 | 2031 | 2032 | 2033 | 2034 | 2035 | 2036 | 2037 | 2038
| 0 | [33 empty] | Major Customer Connection |  | Tubemakers 33kV | Forecast Spots & Transfers 2015: -6.7
Diversity Factor: 0
0
Diversity Factor: 0
0
Diversity Factor: 0
0
Diversity Factor: 0
0
Diversity Factor: 0
0
Diversity Factor: 0
0
Diversity Factor: 0
0
Diversity Factor: 0
| Weather Correction and Public Holiday Factors | [8 empty] | Forecast ROG
ROG Justification
| Actual loads for season 2013 have been weather corrected by the following: | [6 empty] | 0% |  | N/A | [59 empty] | N/A
1 | 2 | 3 | 4 | 5 | 6 | 7 | 8 | 9 | 10 | 2014 | 2015 | 2016 | 2017 | 2018 | 2019 | 2020 | 2021 | 2022 | 2023 | 2024 | 2025 | 2026 | 2027 | 2028 | 2029 | 2030 | 2031 | 2032 | 2033 | 2034 | 2035 | 2036 | 2037 | 2038
1 | 1 | 1 | 1 | 1 | 1 | 1 | 1 | 1 | 1 | 0% | 0% | 0% | 0% | 0% | 0% | 0% | 0% | 0% | 0% | 0% | 0% | 0% | 0% | 0% | 0% | 0% | 0% | 0% | 0% | 0% | 0% | 0% | 0% | 0%
Substation Load Detail
[7 empty] | Units | 2013 |  | 2014 | 2015 | 2016 | 2017 | 2018 | 2019 | 2020 | 2021 | 2022 | 2023 | 2024 | 2025 | 2026 | 2027 | 2028 | 2029 | 2030 | 2031 | 2032 | 2033 | 2034 | 2035 | 2036 | 2037 | 2038
1 | Customer44 | Compensated |  | Load (LV side) |  |  | Amps | 118 |  | 118 | 0 | 0 | 0 | 0 | 0 | 0 | 0 | 0 | 0 | 0 | 0 | 0 | 0 | 0 | 0 | 0 | 0 | 0 | 0 | 0 | 0 | 0 | 0 | 0
|  |  |  | Apparent Power |  |  | MVA | 6.724 |  | 6.724 | 0.024 | 0.024 | 0.024 | 0.024 | 0.024 | 0.024 | 0.024 | 0.024 | 0.024 | 0.024 | 0.024 | 0.024 | 0.024 | 0.024 | 0.024 | 0.024 | 0.024 | 0.024 | 0.024 | 0.024 | 0.024 | 0.024 | 0.024 | 0.024
|  |  |  | Real Power |  |  | MW | 6.0516 |  | 6.0516 | 0 | 0 | 0 | 0 | 0 | 0 | 0 | 0 | 0 | 0 | 0 | 0 | 0 | 0 | 0 | 0 | 0 | 0 | 0 | 0 | 0 | 0 | 0 | 0
|  |  |  | Reactive Power |  |  | MVAr | 2.9309 |  | 2.9309 | 0 | 0 | 0 | 0 | 0 | 0 | 0 | 0 | 0 | 0 | 0 | 0 | 0 | 0 | 0 | 0 | 0 | 0 | 0 | 0 | 0 | 0 | 0 | 0
|  |  |  | Capacitors In Service |  |  | MVAr | 0 |  | 0 | 0 | 0 | 0 | 0 | 0 | 0 | 0 | 0 | 0 | 0 | 0 | 0 | 0 | 0 | 0 | 0 | 0 | 0 | 0 | 0 | 0 | 0 | 0 | 0
|  |  |  | PF |  |  |  | 0.9 |  | 0.9 | 0 | 0 | 0 | 0 | 0 | 0 | 0 | 0 | 0 | 0 | 0 | 0 | 0 | 0 | 0 | 0 | 0 | 0 | 0 | 0 | 0 | 0 | 0 | 0
0.47191 | Diversity Factor: 0.47 | Uncompensated |  | Reactive Power |  |  | MVAr | 2.9309 |  | 2.9309 | 0 | 0 | 0 | 0 | 0 | 0 | 0 | 0 | 0 | 0 | 0 | 0 | 0 | 0 | 0 | 0 | 0 | 0 | 0 | 0 | 0 | 0 | 0 | 0
|  |  |  | PF |  |  |  | 0.9 |  | 0.9 | 0 | 0 | 0 | 0 | 0 | 0 | 0 | 0 | 0 | 0 | 0 | 0 | 0 | 0 | 0 | 0 | 0 | 0 | 0 | 0 | 0 | 0 | 0 | 0
[10 empty] | 1 | 2 | 3 | 4 | 5 | 6 | 7 | 8 | 9 | 10 | 11 | 12 | 13 | 14 | 15 | 16 | 17 | 18 | 19 | 20 | 21 | 22 | 23 | 24 | 25
Transformer Load Detail
[7 empty] | Units | 2013 |  | 2014 | 2015 | 2016 | 2017 | 2018 | 2019 | 2020 | 2021 | 2022 | 2023 | 2024 | 2025 | 2026 | 2027 | 2028 | 2029 | 2030 | 2031 | 2032 | 2033 | 2034 | 2035 | 2036 | 2037 | 2038
| 0 | Compensated |  | Load (LV side) |  |  | Amps
|  |  |  | Apparent Power |  |  | MVA
|  |  |  | Real Power |  |  | MW
|  |  |  | Reactive Power |  |  | MVAr
|  |  |  | Capacitors In Service |  |  | MVAr
PF
| Zone Div: | Uncompensated |  | Reactive Power |  |  | MVAr
PF
| 0 | Compensated |  | Load (LV side) |  |  | Amps
|  |  |  | Apparent Power |  |  | MVA
|  |  |  | Real Power |  |  | MW
|  |  |  | Reactive Power |  |  | MVAr
|  |  |  | Capacitors In Service |  |  | MVAr
PF
| Zone Div: | Uncompensated |  | Reactive Power |  |  | MVAr
PF
| 0 | Compensated |  | Load (LV side) |  |  | Amps
|  |  |  | Apparent Power |  |  | MVA
|  |  |  | Real Power |  |  | MW
|  |  |  | Reactive Power |  |  | MVAr
|  |  |  | Capacitors In Service |  |  | MVAr
PF
| Zone Div: | Uncompensated |  | Reactive Power |  |  | MVAr
PF
| 0 | Compensated |  | Load (LV side) |  |  | Amps
|  |  |  | Apparent Power |  |  | MVA
|  |  |  | Real Power |  |  | MW
|  |  |  | Reactive Power |  |  | MVAr
|  |  |  | Capacitors In Service |  |  | MVAr
PF
| Zone Div: | Uncompensated |  | Reactive Power |  |  | MVAr
PF
| 0 | Compensated |  | Load (LV side) |  |  | Amps
|  |  |  | Apparent Power |  |  | MVA
|  |  |  | Real Power |  |  | MW
|  |  |  | Reactive Power |  |  | MVAr
|  |  |  | Capacitors In Service |  |  | MVAr
PF
| Zone Div: | Uncompensated |  | Reactive Power |  |  | MVAr
PF
| 0 | Compensated |  | Load (LV side) |  |  | Amps
|  |  |  | Apparent Power |  |  | MVA
|  |  |  | Real Power |  |  | MW
|  |  |  | Reactive Power |  |  | MVAr
|  |  |  | Capacitors In Service |  |  | MVAr
PF
| Zone Div: | Uncompensated |  | Reactive Power |  |  | MVAr
PF
| 0 | Compensated |  | Load (LV side) |  |  | Amps
|  |  |  | Apparent Power |  |  | MVA
|  |  |  | Real Power |  |  | MW
|  |  |  | Reactive Power |  |  | MVAr
|  |  |  | Capacitors In Service |  |  | MVAr
PF
| Zone Div: | Uncompensated |  | Reactive Power |  |  | MVAr
PF
| 0 | Compensated |  | Load (LV side) |  |  | Amps
|  |  |  | Apparent Power |  |  | MVA
|  |  |  | Real Power |  |  | MW
|  |  |  | Reactive Power |  |  | MVAr
|  |  |  | Capacitors In Service |  |  | MVAr
PF
| Zone Div: | Uncompensated |  | Reactive Power |  |  | MVAr
PF
| 0 | Compensated |  | Load (LV side) |  |  | Amps
|  |  |  | Apparent Power |  |  | MVA
|  |  |  | Real Power |  |  | MW
|  |  |  | Reactive Power |  |  | MVAr
|  |  |  | Capacitors In Service |  |  | MVAr
PF
| Zone Div: | Uncompensated |  | Reactive Power |  |  | MVAr
PF
| 0 | Compensated |  | Load (LV side) |  |  | Amps
|  |  |  | Apparent Power |  |  | MVA
|  |  |  | Real Power |  |  | MW
|  |  |  | Reactive Power |  |  | MVAr
|  |  |  | Capacitors In Service |  |  | MVAr
PF
| Zone Div: | Uncompensated |  | Reactive Power |  |  | MVAr
PF