## Inclusions and Exclusions
Sydney Forecast Inclusions and Exclusions
Date Printed |  | 08JUL14:11:21:24
| Description | Value
Season |  | Summer | Summer
Either Summer or Winter
Year |  | 2015 | 2015
Year that the forecast starts
POE |  | 50% | 0.5
10%, 50%, 90%
Spots and Transfers |  | Y | Y
Are Spots and Transfers Included?
BBDM Spots |  | Y | Y
Is BBDM included?
Spots Coefficient |  | 55% | 0.55
Scaling factor applied to spot loads in the future
Aligned ROGs |  | Capped | Capped
Have ROGs been aligned to econometric forecast?
Committed Projects |  | Y | Y
Are Committed Projects Included?
Major Customers Scaling Factor |  | 100% | 1
Scaling factor applied to major customer connections in the future
Future Transfers |  | Y | Y
Are future transfers included?
Future Spots |  | 4 | 4
Future spots are cleared from the following forecast year

## Charmhaven 132_11kV
| Charmhaven 132_11kV | [16 empty] | 2015 | SUMMER
| Substation Total Loads | [33 empty] | Spots & Transfers Detail
| Historical Loads | (11kV Amps) | [7 empty] | Weather Corrected Forecast Loads |  |  |  | (11kV Amps) | [20 empty] | Spots & Transfers Summary | (11kV Amps) |  | Historical Spots & Transfers | [6 empty] | Forecast Spots & Transfers
|  | 07/08 | 08/09 | 09/10 | 10/11 | 11/12 | 12/13 | 13/14 |  | 14/15 | 15/16 | 16/17 | 17/18 | 18/19 | 19/20 | 20/21 | 21/22 | 22/23 | 23/24 | 24/25 | 25/26 | 26/27 | 27/28 | 28/29 | 29/30 | 30/31 | 31/32 | 32/33 | 33/34 | 34/35 | 35/36 | 36/37 | 37/38 | 38/39 |  |  |  | 07/08 | 08/09 | 09/10 | 10/11 | 11/12 | 12/13 | 13/14 | 14/15 | 15/16 | 16/17 | 17/18 | 18/19 | 19/20 | 20/21 | 21/22 | 22/23 | 23/24 | 24/25 | 25/26 | 26/27 | 27/28 | 28/29 | 29/30 | 30/31 | 31/32 | 32/33 | 33/34 | 34/35 | 35/36 | 36/37 | 37/38 | 38/39
| Total | 1884 | 2283 | 2221 | 2460 | 1944.293 | 2510 | 2039 |  | 1831.018 | 1794.059 | 1774.043 | 1770.744 | 1766.18 | 1801.814 | 1856.692 | 1912.145 | 1961.248 | 2012.621 | 2061.703 | 2116.344 | 2171.608 | 2230.26 | 2291.206 | 2352.271 | 2413.479 | 2475.751 | 2539.101 | 2603.542 | 2669.09 | 2735.758 | 2803.562 | 2872.516 | 2942.636 |  |  | Total | 0 | 0 | 0 | -7.6777 | -3.4142 | 0.087921 | -12.9562 | -215.9221 | -4.3985 | 1.2535 | 7.2168 | -4.5641 | 35.6339 | 54.878 | 55.453 | 49.1028 | 51.373 | 49.082 | 54.6416 | 55.2633 | 58.6526 | 60.9458 | 61.0646 | 61.2085 | 62.272 | 63.3496 | 64.4413 | 65.5475 | 66.6682 | 67.8038 | 68.9542 | 70.1198
| Firm Rating | 0 | 0 | 0 | 0 | 0 | 0 | 3320 |  | 3320 | 3320 | 3320 | 3320 | 3320 | 3320 | 3320 | 3320 | 3320 | 3320 | 3320 | 3320 | 3320 | 3320 | 3320 | 3320 | 3320 | 3320 | 3320 | 3320 | 3320 | 3320 | 3320 | 3320 | 3320
| Total Capacity | 0 | 0 | 0 | 0 | 0 | 0 | 6608 |  | 6608 | 6608 | 6608 | 6608 | 6608 | 6608 | 6608 | 6608 | 6608 | 6608 | 6608 | 6608 | 6608 | 6608 | 6608 | 6608 | 6608 | 6608 | 6608 | 6608 | 6608 | 6608 | 6608 | 6608 | 6608 |  |  | Charmhaven 132_11kV Tx1 | 0 | 0 | 0 | -71.3731 | -48.5 | -0.84004 | 17.1406 | -2.6018 | -1.9324 | 0.55073 | 3.1706 | -2.0052 | 15.6552 | 24.1098 | 24.3624 | 21.5726 | 22.5699 | 21.5634 | 24.006 | 24.2791 | 25.7681 | 26.7756 | 26.8278 | 26.891 | 27.3582 | 27.8317 | 28.3113 | 28.7973 | 29.2897 | 29.7885 | 30.294 | 30.8061
|  | -7 | -6 | -5 | -4 | -3 | -2 | -1 |  | 0 | 1 | 2 | 3 | 4 | 5 | 6 | 7 | 8 | 9 | 10 | 11 | 12 | 13 | 14 | 15 | 16 | 17 | 18 | 19 | 20 | 21 | 22 | 23 | 24 |  |  | Charmhaven 132_11kV Tx2 | 0 | 0 | 0 | 63.6954 | 45.0858 | 0.92796 | -30.0968 | -213.3203 | -2.4661 | 0.70282 | 4.0462 | -2.5589 | 19.9787 | 30.7682 | 31.0906 | 27.5302 | 28.8031 | 27.5186 | 30.6357 | 30.9842 | 32.8845 | 34.1702 | 34.2368 | 34.3175 | 34.9138 | 35.5179 | 36.13 | 36.7502 | 37.3786 | 38.0152 | 38.6602 | 39.3137
| Transformer Loads | [36 empty] | 0 | 0 | 0 | 0 | 0 | 0 | 0 | 0 | 0 | 0 | 0 | 0 | 0 | 0 | 0 | 0 | 0 | 0 | 0 | 0 | 0 | 0 | 0 | 0 | 0 | 0 | 0 | 0 | 0 | 0 | 0 | 0
| Historical Loads | (11kV Amps) | [7 empty] | 0: Weather Corrected Forecast Loads; 4: (11kV Amps) |  |  |  | 0 | 0 | 0 | 0 | 0 | 0 | 0 | 0 | 0 | 0 | 0 | 0 | 0 | 0 | 0 | 0 | 0 | 0 | 0 | 0 | 0 | 0 | 0 | 0 | 0 | 0 | 0 | 0 | 0 | 0 | 0 | 0
|  | 07/08 | 08/09 | 09/10 | 10/11 | 11/12 | 12/13 | 13/14 |  | 14/15 | 15/16 | 16/17 | 17/18 | 18/19 | 19/20 | 20/21 | 21/22 | 22/23 | 23/24 | 24/25 | 25/26 | 26/27 | 27/28 | 28/29 | 29/30 | 30/31 | 31/32 | 32/33 | 33/34 | 34/35 | 35/36 | 36/37 | 37/38 | 38/39 |  |  |  | 0 | 0 | 0 | 0 | 0 | 0 | 0 | 0 | 0 | 0 | 0 | 0 | 0 | 0 | 0 | 0 | 0 | 0 | 0 | 0 | 0 | 0 | 0 | 0 | 0 | 0 | 0 | 0 | 0 | 0 | 0 | 0
| 0 | [36 empty] | 0 | 0 | 0 | 0 | 0 | 0 | 0 | 0 | 0 | 0 | 0 | 0 | 0 | 0 | 0 | 0 | 0 | 0 | 0 | 0 | 0 | 0 | 0 | 0 | 0 | 0 | 0 | 0 | 0 | 0 | 0 | 0
| Diversity Factor: 0 | [36 empty] | 0 | 0 | 0 | 0 | 0 | 0 | 0 | 0 | 0 | 0 | 0 | 0 | 0 | 0 | 0 | 0 | 0 | 0 | 0 | 0 | 0 | 0 | 0 | 0 | 0 | 0 | 0 | 0 | 0 | 0 | 0 | 0
[38 empty] | 0 | 0 | 0 | 0 | 0 | 0 | 0 | 0 | 0 | 0 | 0 | 0 | 0 | 0 | 0 | 0 | 0 | 0 | 0 | 0 | 0 | 0 | 0 | 0 | 0 | 0 | 0 | 0 | 0 | 0 | 0 | 0
[38 empty] | 0 | 0 | 0 | 0 | 0 | 0 | 0 | 0 | 0 | 0 | 0 | 0 | 0 | 0 | 0 | 0 | 0 | 0 | 0 | 0 | 0 | 0 | 0 | 0 | 0 | 0 | 0 | 0 | 0 | 0 | 0 | 0
| 0 | [36 empty] | 0 | 0 | 0 | 0 | 0 | 0 | 0 | 0 | 0 | 0 | 0 | 0 | 0 | 0 | 0 | 0 | 0 | 0 | 0 | 0 | 0 | 0 | 0 | 0 | 0 | 0 | 0 | 0 | 0 | 0 | 0 | 0
Diversity Factor: 0
[38 empty] | Historical Spots & Transfers | [6 empty] | Forecast Spots & Transfers
[35 empty] | Project Name | From | To | 07/08 | 08/09 | 09/10 | 10/11 | 11/12 | 12/13 | 13/14 | 14/15 | 15/16 | 16/17 | 17/18 | 18/19 | 19/20 | 20/21 | 21/22 | 22/23 | 23/24 | 24/25 | 25/26 | 26/27 | 27/28 | 28/29 | 29/30 | 30/31 | 31/32 | 32/33 | 33/34 | 34/35 | 35/36 | 36/37 | 37/38 | 38/39
| 0 | [33 empty] | Broad based demand management |  | Charmhaven 132_11kV Tx1 | 0 | 0 | 0 | 0 | 0 | 0 | 0 | -0.026931 | -0.053862 | -0.3501 | -0.64635 | -5.5539 | 0 | 0 | 0 | 0 | 0 | 0 | 0 | 0 | 0 | 0 | 0 | 0 | 0 | 0 | 0 | 0 | 0 | 0 | 0 | 0
| Diversity Factor: 0 | [33 empty] | Broad based demand management |  | Charmhaven 132_11kV Tx2 | 0 | 0 | 0 | 0 | 0 | 0 | 0 | -0.034369 | -0.068737 | -0.44679 | -0.82485 | -7.0878 | 0 | 0 | 0 | 0 | 0 | 0 | 0 | 0 | 0 | 0 | 0 | 0 | 0 | 0 | 0 | 0 | 0 | 0 | 0 | 0
[35 empty] | DNP_ID: 6493. East Wyong Zone Development. Relieve remedial panel 10, 16 and 17 feeders. | Charmhaven 132_11kV Tx2 | Wyong 132_11kV Tx1 | 0 | 0 | 0 | 0 | 0 | 0 | 49 | 0 | 0 | 0 | 0 | 0 | 0 | 0 | 0 | 0 | 0 | 0 | 0 | 0 | 0 | 0 | 0 | 0 | 0 | 0 | 0 | 0 | 0 | 0 | 0 | 0
[35 empty] | DNP_ID: 6493. East Wyong Zone Development. Relieve remedial panel 10, 16 and 17 feeders. | Wyong 132_11kV Tx2 | Charmhaven 132_11kV Tx1 | 0 | 0 | 0 | 0 | 0 | 0 | 38 | 0 | 0 | 0 | 0 | 0 | 0 | 0 | 0 | 0 | 0 | 0 | 0 | 0 | 0 | 0 | 0 | 0 | 0 | 0 | 0 | 0 | 0 | 0 | 0 | 0
| 0 | [33 empty] | DNP_ID: 6493. East Wyong Zone Development. Relieve remedial panel 10, 16 and 17 feeders. | Wyong 132_11kV Tx2 | Charmhaven 132_11kV Tx2 | 0 | 0 | 0 | 0 | 0 | 102 | 0 | 0 | 0 | 0 | 0 | 0 | 0 | 0 | 0 | 0 | 0 | 0 | 0 | 0 | 0 | 0 | 0 | 0 | 0 | 0 | 0 | 0 | 0 | 0 | 0 | 0
| Diversity Factor: 0 | [33 empty] | DNP_ID: 6655. STAGE 1 UG WORKS - East Charmhaven Zone Development. Relief of remedial panels 9, 19, and 20. | Charmhaven 132_11kV Tx1 | Charmhaven 132_11kV Tx2 | 0 | 0 | 0 | 68 | 127 | 0 | 0 | 0 | 0 | 0 | 0 | 0 | 0 | 0 | 0 | 0 | 0 | 0 | 0 | 0 | 0 | 0 | 0 | 0 | 0 | 0 | 0 | 0 | 0 | 0 | 0 | 0
[35 empty] | DNP_ID: 6655. STAGE 1 UG WORKS - East Charmhaven Zone Development. Relief of remedial panels 9, 19, and 20. | Charmhaven 132_11kV Tx2 | Charmhaven 132_11kV Tx1 | 0 | 0 | 0 | 0 | 80 | 0 | 0 | 0 | 0 | 0 | 0 | 0 | 0 | 0 | 0 | 0 | 0 | 0 | 0 | 0 | 0 | 0 | 0 | 0 | 0 | 0 | 0 | 0 | 0 | 0 | 0 | 0
[35 empty] | DNP_ID: 6778. Charmhaven Panels 6, 14 and 16 Project Development. Stage 1 - Cable Laying. | Charmhaven 132_11kV Tx1 | Charmhaven 132_11kV Tx2 | 0 | 0 | 0 | 0 | 0 | 0 | 20 | 0 | 0 | 0 | 0 | 0 | 0 | 0 | 0 | 0 | 0 | 0 | 0 | 0 | 0 | 0 | 0 | 0 | 0 | 0 | 0 | 0 | 0 | 0 | 0 | 0
| 0 | [33 empty] | DNP_ID: 6778. Charmhaven Panels 6, 14 and 16 Project Development. Stage 1 - Cable Laying. | Charmhaven 132_11kV Tx2 | Lake Munmorah 132_11kV Tx1 | 0 | 0 | 0 | 0 | 0 | 70 | 0 | 0 | 0 | 0 | 0 | 0 | 0 | 0 | 0 | 0 | 0 | 0 | 0 | 0 | 0 | 0 | 0 | 0 | 0 | 0 | 0 | 0 | 0 | 0 | 0 | 0
| Diversity Factor: 0 | [33 empty] | DNP_ID: 6778. Charmhaven Panels 6, 14 and 16 Project Development. Stage 1 - Cable Laying. | Charmhaven 132_11kV Tx2 | Lake Munmorah 132_11kV Tx2 | 0 | 0 | 0 | 0 | 0 | 30 | 0 | 0 | 0 | 0 | 0 | 0 | 0 | 0 | 0 | 0 | 0 | 0 | 0 | 0 | 0 | 0 | 0 | 0 | 0 | 0 | 0 | 0 | 0 | 0 | 0 | 0
[35 empty] | DNP_ID: 6779. Charmhaven Panels 6, 14 and 16 Project Development. Stage 2 - OH Works. | Charmhaven 132_11kV Tx2 | Lake Munmorah 132_11kV Tx1 | 0 | 0 | 0 | 0 | 0 | 0 | 0 | 100 | 0 | 0 | 0 | 0 | 0 | 0 | 0 | 0 | 0 | 0 | 0 | 0 | 0 | 0 | 0 | 0 | 0 | 0 | 0 | 0 | 0 | 0 | 0 | 0
[35 empty] | DNP_ID: 6779. Charmhaven Panels 6, 14 and 16 Project Development. Stage 2 - OH Works. | Charmhaven 132_11kV Tx2 | Lake Munmorah 132_11kV Tx2 | 0 | 0 | 0 | 0 | 0 | 0 | 0 | 110 | 0 | 0 | 0 | 0 | 0 | 0 | 0 | 0 | 0 | 0 | 0 | 0 | 0 | 0 | 0 | 0 | 0 | 0 | 0 | 0 | 0 | 0 | 0 | 0
| 0 | [33 empty] | Econometric |  | Charmhaven 132_11kV Tx1 | 0 | 0 | 0 | 0 | 0 | 0 | 0 | 0 | 0 | 7.325 | 13.4733 | 17.8943 | 30.8912 | 34.0668 | 32.2639 | 30.4067 | 30.8274 | 31.2536 | 31.6855 | 32.123 | 32.5664 | 33.0156 | 33.4708 | 33.932 | 34.3992 | 34.8726 | 35.3523 | 35.8382 | 36.3306 | 36.8295 | 37.3349 | 37.847
| Diversity Factor: 0 | [33 empty] | Econometric |  | Charmhaven 132_11kV Tx2 | 0 | 0 | 0 | 0 | 0 | 0 | 0 | 0 | 0 | 9.3479 | 17.1942 | 22.8362 | 39.4224 | 43.4751 | 41.1742 | 38.8041 | 39.3409 | 39.8849 | 40.436 | 40.9944 | 41.5603 | 42.1335 | 42.7144 | 43.3029 | 43.8992 | 44.5034 | 45.1155 | 45.7357 | 46.364 | 47.0007 | 47.6457 | 48.2992
[35 empty] | Energy Efficiency |  | Charmhaven 132_11kV Tx1 | 0 | 0 | 0 | 0 | 0 | 0 | 0 | -1.5977 | -0.78254 | -5.1863 | -8.2981 | -12.8919 | -13.7046 | -8.3537 | -6.351 | -7.259 | -7.0522 | -8.2466 | -6.2359 | -6.4004 | -5.3547 | -4.7964 | -5.1994 | -5.5974 | -5.5974 | -5.5974 | -5.5974 | -5.5974 | -5.5974 | -5.5974 | -5.5974 | -5.5974
[35 empty] | Energy Efficiency |  | Charmhaven 132_11kV Tx2 | 0 | 0 | 0 | 0 | 0 | 0 | 0 | -2.0389 | -0.99865 | -6.6186 | -10.5898 | -16.4523 | -17.4894 | -10.6607 | -8.105 | -9.2637 | -8.9998 | -10.524 | -7.9581 | -8.168 | -6.8335 | -6.1211 | -6.6353 | -7.1432 | -7.1432 | -7.1432 | -7.1432 | -7.1432 | -7.1432 | -7.1432 | -7.1432 | -7.1432
| 0 | [33 empty] | Solar PV |  | Charmhaven 132_11kV Tx1 | 0 | 0 | 0 | -3.3731 | -1.5 | -0.84004 | -0.85941 | -0.97715 | -1.096 | -1.2378 | -1.3582 | -1.4536 | -1.5314 | -1.6033 | -1.5505 | -1.5751 | -1.2052 | -1.4436 | -1.4436 | -1.4436 | -1.4436 | -1.4436 | -1.4436 | -1.4436 | -1.4436 | -1.4436 | -1.4436 | -1.4436 | -1.4436 | -1.4436 | -1.4436 | -1.4436
| Diversity Factor: 0 | [33 empty] | Solar PV |  | Charmhaven 132_11kV Tx2 | 0 | 0 | 0 | -4.3046 | -1.9142 | -1.072 | -1.0968 | -1.247 | -1.3987 | -1.5797 | -1.7333 | -1.8551 | -1.9543 | -2.0461 | -1.9786 | -2.0101 | -1.538 | -1.8423 | -1.8423 | -1.8423 | -1.8423 | -1.8423 | -1.8423 | -1.8423 | -1.8423 | -1.8423 | -1.8423 | -1.8423 | -1.8423 | -1.8423 | -1.8423 | -1.8423
0
Diversity Factor: 0
0
Diversity Factor: 0
0
Diversity Factor: 0
| Weather Correction and Public Holiday Factors | [8 empty] | 0: Forecast ROG
ROG Justification
| Actual loads for season 13/14 have been weather corrected by the following: | [6 empty] | -2.367% |  | 0: 7 year ROG ok | [35 empty] | 7 year ROG ok
1 | 2 | 3 | 4 | 5 | 6 | 7 | 8 | 9 | 10 | 14/15 | 15/16 | 16/17 | 17/18 | 18/19 | 19/20 | 20/21 | 21/22 | 22/23 | 23/24 | 24/25 | 25/26 | 26/27 | 27/28 | 28/29 | 29/30 | 30/31 | 31/32 | 32/33 | 33/34 | 34/35 | 35/36 | 36/37 | 37/38 | 38/39
0.98222 | 0.96476 | 0.95332 | 0.94768 | 0.94768 | 0.94768 | 0.94768 | 0.94768 | 0.94768 | 0.94768 | -1.778% | -1.778% | -1.185% | -0.592% | 0% | 0% | 0% | 0% | 0% | 0% | 0% | 0% | 0% | 0% | 0% | 0% | 0% | 0% | 0% | 0% | 0% | 0% | 0% | 0% | 0%
Substation Load Detail
[7 empty] | Units | 13/14 |  | 14/15 | 15/16 | 16/17 | 17/18 | 18/19 | 19/20 | 20/21 | 21/22 | 22/23 | 23/24 | 24/25 | 25/26 | 26/27 | 27/28 | 28/29 | 29/30 | 30/31 | 31/32 | 32/33 | 33/34 | 34/35 | 35/36 | 36/37 | 37/38 | 38/39
1 | Charmhaven 132_11kV | Compensated |  | Load (LV side) |  |  | Amps | 2039 | 2084 | 1831.018 | 1794.059 | 1774.043 | 1770.744 | 1766.18 | 1801.814 | 1856.692 | 1912.145 | 1961.248 | 2012.621 | 2061.703 | 2116.344 | 2171.608 | 2230.26 | 2291.206 | 2352.271 | 2413.479 | 2475.751 | 2539.101 | 2603.542 | 2669.09 | 2735.758 | 2803.562 | 2872.516 | 2942.636
|  |  |  | Apparent Power |  |  | MVA | 38.8482 |  | 34.8856 | 34.1814 | 33.8001 | 33.7372 | 33.6502 | 34.3292 | 35.3747 | 36.4313 | 37.3668 | 38.3456 | 39.2807 | 40.3218 | 41.3747 | 42.4922 | 43.6533 | 44.8168 | 45.983 | 47.1694 | 48.3764 | 49.6041 | 50.853 | 52.1232 | 53.415 | 54.7288 | 56.0647
|  |  |  | Real Power |  |  | MW | 36.6067 | 37.4146 | 32.8728 | 32.2092 | 31.8499 | 31.7907 | 31.7087 | 32.3485 | 33.3337 | 34.3293 | 35.2108 | 36.1332 | 37.0143 | 37.9953 | 38.9875 | 40.0405 | 41.1347 | 42.231 | 43.3299 | 44.4479 | 45.5852 | 46.7421 | 47.9189 | 49.1158 | 50.3331 | 51.5711 | 52.83
|  |  |  | Reactive Power |  |  | MVAr | 13.0049 |  | 11.6783 | 11.4426 | 11.3149 | 11.2939 | 11.2648 | 11.4921 | 11.8421 | 12.1958 | 12.509 | 12.8366 | 13.1497 | 13.4982 | 13.8506 | 14.2247 | 14.6134 | 15.0029 | 15.3933 | 15.7905 | 16.1945 | 16.6055 | 17.0236 | 17.4488 | 17.8813 | 18.3211 | 18.7683
|  |  |  | Capacitors In Service |  |  | MVAr | 0 |  | 0 | 0 | 0 | 0 | 0 | 0 | 0 | 0 | 0 | 0 | 0 | 0 | 0 | 0 | 0 | 0 | 0 | 0 | 0 | 0 | 0 | 0 | 0 | 0 | 0
|  |  |  | PF |  |  |  | 0.9423 |  | 0.9423 | 0.9423 | 0.9423 | 0.9423 | 0.9423 | 0.9423 | 0.9423 | 0.9423 | 0.9423 | 0.9423 | 0.9423 | 0.9423 | 0.9423 | 0.9423 | 0.9423 | 0.9423 | 0.9423 | 0.9423 | 0.9423 | 0.9423 | 0.9423 | 0.9423 | 0.9423 | 0.9423 | 0.9423
0.92838 | Diversity Factor: 0.93 | Uncompensated |  | Reactive Power |  |  | MVAr | 13.0049 | 13.2919 | 11.6783 | 11.4426 | 11.3149 | 11.2939 | 11.2648 | 11.4921 | 11.8421 | 12.1958 | 12.509 | 12.8366 | 13.1497 | 13.4982 | 13.8506 | 14.2247 | 14.6134 | 15.0029 | 15.3933 | 15.7905 | 16.1945 | 16.6055 | 17.0236 | 17.4488 | 17.8813 | 18.3211 | 18.7683
|  |  |  | PF |  |  |  | 0.9423 |  | 0.9423 | 0.9423 | 0.9423 | 0.9423 | 0.9423 | 0.9423 | 0.9423 | 0.9423 | 0.9423 | 0.9423 | 0.9423 | 0.9423 | 0.9423 | 0.9423 | 0.9423 | 0.9423 | 0.9423 | 0.9423 | 0.9423 | 0.9423 | 0.9423 | 0.9423 | 0.9423 | 0.9423 | 0.9423
[10 empty] | 1 | 2 | 3 | 4 | 5 | 6 | 7 | 8 | 9 | 10 | 11 | 12 | 13 | 14 | 15 | 16 | 17 | 18 | 19 | 20 | 21 | 22 | 23 | 24 | 25
Transformer Load Detail
[7 empty] | Units | 13/14 |  | 14/15 | 15/16 | 16/17 | 17/18 | 18/19 | 19/20 | 20/21 | 21/22 | 22/23 | 23/24 | 24/25 | 25/26 | 26/27 | 27/28 | 28/29 | 29/30 | 30/31 | 31/32 | 32/33 | 33/34 | 34/35 | 35/36 | 36/37 | 37/38 | 38/39
| 0 | Compensated |  | Load (LV side) |  |  | Amps
|  |  |  | Apparent Power |  |  | MVA
|  |  |  | Real Power |  |  | MW
|  |  |  | Reactive Power |  |  | MVAr
|  |  |  | Capacitors In Service |  |  | MVAr
PF
| Zone Div: | Uncompensated |  | Reactive Power |  |  | MVAr
PF
| 0 | Compensated |  | Load (LV side) |  |  | Amps
|  |  |  | Apparent Power |  |  | MVA
|  |  |  | Real Power |  |  | MW
|  |  |  | Reactive Power |  |  | MVAr
|  |  |  | Capacitors In Service |  |  | MVAr
PF
| Zone Div: | Uncompensated |  | Reactive Power |  |  | MVAr
PF
| 0 | Compensated |  | Load (LV side) |  |  | Amps
|  |  |  | Apparent Power |  |  | MVA
|  |  |  | Real Power |  |  | MW
|  |  |  | Reactive Power |  |  | MVAr
|  |  |  | Capacitors In Service |  |  | MVAr
PF
| Zone Div: | Uncompensated |  | Reactive Power |  |  | MVAr
PF
| 0 | Compensated |  | Load (LV side) |  |  | Amps
|  |  |  | Apparent Power |  |  | MVA
|  |  |  | Real Power |  |  | MW
|  |  |  | Reactive Power |  |  | MVAr
|  |  |  | Capacitors In Service |  |  | MVAr
PF
| Zone Div: | Uncompensated |  | Reactive Power |  |  | MVAr
PF
| 0 | Compensated |  | Load (LV side) |  |  | Amps
|  |  |  | Apparent Power |  |  | MVA
|  |  |  | Real Power |  |  | MW
|  |  |  | Reactive Power |  |  | MVAr
|  |  |  | Capacitors In Service |  |  | MVAr
PF
| Zone Div: | Uncompensated |  | Reactive Power |  |  | MVAr
PF
| 0 | Compensated |  | Load (LV side) |  |  | Amps
|  |  |  | Apparent Power |  |  | MVA
|  |  |  | Real Power |  |  | MW
|  |  |  | Reactive Power |  |  | MVAr
|  |  |  | Capacitors In Service |  |  | MVAr
PF
| Zone Div: | Uncompensated |  | Reactive Power |  |  | MVAr
PF
| 0 | Compensated |  | Load (LV side) |  |  | Amps
|  |  |  | Apparent Power |  |  | MVA
|  |  |  | Real Power |  |  | MW
|  |  |  | Reactive Power |  |  | MVAr
|  |  |  | Capacitors In Service |  |  | MVAr
PF
| Zone Div: | Uncompensated |  | Reactive Power |  |  | MVAr
PF
| 0 | Compensated |  | Load (LV side) |  |  | Amps
|  |  |  | Apparent Power |  |  | MVA
|  |  |  | Real Power |  |  | MW
|  |  |  | Reactive Power |  |  | MVAr
|  |  |  | Capacitors In Service |  |  | MVAr
PF
| Zone Div: | Uncompensated |  | Reactive Power |  |  | MVAr
PF
| 0 | Compensated |  | Load (LV side) |  |  | Amps
|  |  |  | Apparent Power |  |  | MVA
|  |  |  | Real Power |  |  | MW
|  |  |  | Reactive Power |  |  | MVAr
|  |  |  | Capacitors In Service |  |  | MVAr
PF
| Zone Div: | Uncompensated |  | Reactive Power |  |  | MVAr
PF
| 0 | Compensated |  | Load (LV side) |  |  | Amps
|  |  |  | Apparent Power |  |  | MVA
|  |  |  | Real Power |  |  | MW
|  |  |  | Reactive Power |  |  | MVAr
|  |  |  | Capacitors In Service |  |  | MVAr
PF
| Zone Div: | Uncompensated |  | Reactive Power |  |  | MVAr
PF

## Lake Munmorah 132_11kV
| Lake Munmorah 132_11kV | [16 empty] | 2015 | SUMMER
[6 empty] | Zone commissioned |  | 2012-11-07
| Substation Total Loads | [33 empty] | Spots & Transfers Detail
| Historical Loads | (11kV Amps) | [7 empty] | Weather Corrected Forecast Loads |  |  |  | (11kV Amps) | [20 empty] | Spots & Transfers Summary | (11kV Amps) |  | Historical Spots & Transfers | [6 empty] | Forecast Spots & Transfers
|  | 07/08 | 08/09 | 09/10 | 10/11 | 11/12 | 12/13 | 13/14 |  | 14/15 | 15/16 | 16/17 | 17/18 | 18/19 | 19/20 | 20/21 | 21/22 | 22/23 | 23/24 | 24/25 | 25/26 | 26/27 | 27/28 | 28/29 | 29/30 | 30/31 | 31/32 | 32/33 | 33/34 | 34/35 | 35/36 | 36/37 | 37/38 | 38/39 |  |  |  | 07/08 | 08/09 | 09/10 | 10/11 | 11/12 | 12/13 | 13/14 | 14/15 | 15/16 | 16/17 | 17/18 | 18/19 | 19/20 | 20/21 | 21/22 | 22/23 | 23/24 | 24/25 | 25/26 | 26/27 | 27/28 | 28/29 | 29/30 | 30/31 | 31/32 | 32/33 | 33/34 | 34/35 | 35/36 | 36/37 | 37/38 | 38/39
| Total | [5 empty] | 1062 | 783 |  | 936.4556 | 914.8033 | 903.2321 | 901.1473 | 897.2837 | 915.5645 | 941.5407 | 966.3848 | 988.291 | 1011.507 | 1034.348 | 1059.111 | 1084.265 | 1110.387 | 1137.312 | 1164.439 | 1191.896 | 1219.848 | 1248.301 | 1277.261 | 1306.736 | 1336.733 | 1367.257 | 1398.317 | 1429.92 |  |  | Total | 0 | 0 | 0 | 0 | 0 | 912.8588 | -2.9739 | 208.2377 | -1.9868 | 1.236 | 4.2379 | -3.8636 | 18.2808 | 25.9761 | 24.8441 | 21.9062 | 23.2168 | 22.841 | 24.7626 | 25.1544 | 26.1212 | 26.9256 | 27.1271 | 27.4571 | 27.9516 | 28.4528 | 28.9605 | 29.4751 | 29.9964 | 30.5247 | 31.0599 | 31.6023
| Firm Rating | 0 | 0 | 0 | 0 | 0 | 0 | 2000 |  | 2000 | 2000 | 2000 | 2000 | 2000 | 2000 | 2000 | 2000 | 2000 | 2000 | 2000 | 2000 | 2000 | 2000 | 2000 | 2000 | 2000 | 2000 | 2000 | 2000 | 2000 | 2000 | 2000 | 2000 | 2000
| Total Capacity | 0 | 0 | 0 | 0 | 0 | 0 | 3999 |  | 3999 | 3999 | 3999 | 3999 | 3999 | 3999 | 3999 | 3999 | 3999 | 3999 | 3999 | 3999 | 3999 | 3999 | 3999 | 3999 | 3999 | 3999 | 3999 | 3999 | 3999 | 3999 | 3999 | 3999 | 3999 |  |  | Lake Munmorah 132_11kV Tx1 | 0 | 0 | 0 | 0 | 0 | 485.938 | -1.3054 | 99.2264 | -0.87212 | 0.54256 | 1.8603 | -1.696 | 8.0246 | 11.4026 | 10.9057 | 9.6161 | 10.1914 | 10.0264 | 10.8699 | 11.0419 | 11.4663 | 11.8194 | 11.9079 | 12.0527 | 12.2698 | 12.4898 | 12.7127 | 12.9385 | 13.1674 | 13.3993 | 13.6342 | 13.8723
|  | -7 | -6 | -5 | -4 | -3 | -2 | -1 |  | 0 | 1 | 2 | 3 | 4 | 5 | 6 | 7 | 8 | 9 | 10 | 11 | 12 | 13 | 14 | 15 | 16 | 17 | 18 | 19 | 20 | 21 | 22 | 23 | 24 |  |  | Lake Munmorah 132_11kV Tx2 | 0 | 0 | 0 | 0 | 0 | 426.9208 | -1.6685 | 109.0113 | -1.1146 | 0.69344 | 2.3776 | -2.1676 | 10.2562 | 14.5735 | 13.9384 | 12.2902 | 13.0254 | 12.8146 | 13.8927 | 14.1125 | 14.6549 | 15.1062 | 15.2193 | 15.4044 | 15.6818 | 15.963 | 16.2479 | 16.5365 | 16.829 | 17.1254 | 17.4257 | 17.73
| Transformer Loads | [36 empty] | 0 | 0 | 0 | 0 | 0 | 0 | 0 | 0 | 0 | 0 | 0 | 0 | 0 | 0 | 0 | 0 | 0 | 0 | 0 | 0 | 0 | 0 | 0 | 0 | 0 | 0 | 0 | 0 | 0 | 0 | 0 | 0
| Historical Loads | (11kV Amps) | [7 empty] | Weather Corrected Forecast Loads |  |  |  | (11kV Amps) | [23 empty] | 0 | 0 | 0 | 0 | 0 | 0 | 0 | 0 | 0 | 0 | 0 | 0 | 0 | 0 | 0 | 0 | 0 | 0 | 0 | 0 | 0 | 0 | 0 | 0 | 0 | 0 | 0 | 0 | 0 | 0 | 0 | 0
|  | 07/08 | 08/09 | 09/10 | 10/11 | 11/12 | 12/13 | 13/14 |  | 14/15 | 15/16 | 16/17 | 17/18 | 18/19 | 19/20 | 20/21 | 21/22 | 22/23 | 23/24 | 24/25 | 25/26 | 26/27 | 27/28 | 28/29 | 29/30 | 30/31 | 31/32 | 32/33 | 33/34 | 34/35 | 35/36 | 36/37 | 37/38 | 38/39 |  |  |  | 0 | 0 | 0 | 0 | 0 | 0 | 0 | 0 | 0 | 0 | 0 | 0 | 0 | 0 | 0 | 0 | 0 | 0 | 0 | 0 | 0 | 0 | 0 | 0 | 0 | 0 | 0 | 0 | 0 | 0 | 0 | 0
| 0 | [36 empty] | 0 | 0 | 0 | 0 | 0 | 0 | 0 | 0 | 0 | 0 | 0 | 0 | 0 | 0 | 0 | 0 | 0 | 0 | 0 | 0 | 0 | 0 | 0 | 0 | 0 | 0 | 0 | 0 | 0 | 0 | 0 | 0
| Diversity Factor: 0 | [36 empty] | 0 | 0 | 0 | 0 | 0 | 0 | 0 | 0 | 0 | 0 | 0 | 0 | 0 | 0 | 0 | 0 | 0 | 0 | 0 | 0 | 0 | 0 | 0 | 0 | 0 | 0 | 0 | 0 | 0 | 0 | 0 | 0
[38 empty] | 0 | 0 | 0 | 0 | 0 | 0 | 0 | 0 | 0 | 0 | 0 | 0 | 0 | 0 | 0 | 0 | 0 | 0 | 0 | 0 | 0 | 0 | 0 | 0 | 0 | 0 | 0 | 0 | 0 | 0 | 0 | 0
[38 empty] | 0 | 0 | 0 | 0 | 0 | 0 | 0 | 0 | 0 | 0 | 0 | 0 | 0 | 0 | 0 | 0 | 0 | 0 | 0 | 0 | 0 | 0 | 0 | 0 | 0 | 0 | 0 | 0 | 0 | 0 | 0 | 0
| 0 | [36 empty] | 0 | 0 | 0 | 0 | 0 | 0 | 0 | 0 | 0 | 0 | 0 | 0 | 0 | 0 | 0 | 0 | 0 | 0 | 0 | 0 | 0 | 0 | 0 | 0 | 0 | 0 | 0 | 0 | 0 | 0 | 0 | 0
Diversity Factor: 0
[38 empty] | Historical Spots & Transfers | [6 empty] | Forecast Spots & Transfers
[35 empty] | Project Name | From | To | 07/08 | 08/09 | 09/10 | 10/11 | 11/12 | 12/13 | 13/14 | 14/15 | 15/16 | 16/17 | 17/18 | 18/19 | 19/20 | 20/21 | 21/22 | 22/23 | 23/24 | 24/25 | 25/26 | 26/27 | 27/28 | 28/29 | 29/30 | 30/31 | 31/32 | 32/33 | 33/34 | 34/35 | 35/36 | 36/37 | 37/38 | 38/39
| 0 | [33 empty] | Broad based demand management |  | Lake Munmorah 132_11kV Tx1 | 0 | 0 | 0 | 0 | 0 | 0 | 0 | 0 | 0 | 0 | 0 | -3.5164 | 0 | 0 | 0 | 0 | 0 | 0 | 0 | 0 | 0 | 0 | 0 | 0 | 0 | 0 | 0 | 0 | 0 | 0 | 0 | 0
| Diversity Factor: 0 | [33 empty] | Broad based demand management |  | Lake Munmorah 132_11kV Tx2 | 0 | 0 | 0 | 0 | 0 | 0 | 0 | 0 | 0 | 0 | 0 | -4.4943 | 0 | 0 | 0 | 0 | 0 | 0 | 0 | 0 | 0 | 0 | 0 | 0 | 0 | 0 | 0 | 0 | 0 | 0 | 0 | 0
[35 empty] | DNP_ID: 6709. Connection of 11kV feeders to Lake Munmorah new 11kV Switchgear. | Lake Munmorah 33_11kV Tx1 | Lake Munmorah 132_11kV Tx1 | 0 | 0 | 0 | 0 | 0 | 138.6667 | 0 | 0 | 0 | 0 | 0 | 0 | 0 | 0 | 0 | 0 | 0 | 0 | 0 | 0 | 0 | 0 | 0 | 0 | 0 | 0 | 0 | 0 | 0 | 0 | 0 | 0
[35 empty] | DNP_ID: 6709. Connection of 11kV feeders to Lake Munmorah new 11kV Switchgear. | Lake Munmorah 33_11kV Tx1 | Lake Munmorah 132_11kV Tx2 | 0 | 0 | 0 | 0 | 0 | 132.3333 | 0 | 0 | 0 | 0 | 0 | 0 | 0 | 0 | 0 | 0 | 0 | 0 | 0 | 0 | 0 | 0 | 0 | 0 | 0 | 0 | 0 | 0 | 0 | 0 | 0 | 0
| 0 | [33 empty] | DNP_ID: 6709. Connection of 11kV feeders to Lake Munmorah new 11kV Switchgear. | Lake Munmorah 33_11kV Tx2 | Lake Munmorah 132_11kV Tx1 | 0 | 0 | 0 | 0 | 0 | 138.6667 | 0 | 0 | 0 | 0 | 0 | 0 | 0 | 0 | 0 | 0 | 0 | 0 | 0 | 0 | 0 | 0 | 0 | 0 | 0 | 0 | 0 | 0 | 0 | 0 | 0 | 0
| Diversity Factor: 0 | [33 empty] | DNP_ID: 6709. Connection of 11kV feeders to Lake Munmorah new 11kV Switchgear. | Lake Munmorah 33_11kV Tx2 | Lake Munmorah 132_11kV Tx2 | 0 | 0 | 0 | 0 | 0 | 132.3333 | 0 | 0 | 0 | 0 | 0 | 0 | 0 | 0 | 0 | 0 | 0 | 0 | 0 | 0 | 0 | 0 | 0 | 0 | 0 | 0 | 0 | 0 | 0 | 0 | 0 | 0
[35 empty] | DNP_ID: 6709. Connection of 11kV feeders to Lake Munmorah new 11kV Switchgear. | Lake Munmorah 33_11kV Tx3 | Lake Munmorah 132_11kV Tx1 | 0 | 0 | 0 | 0 | 0 | 138.6667 | 0 | 0 | 0 | 0 | 0 | 0 | 0 | 0 | 0 | 0 | 0 | 0 | 0 | 0 | 0 | 0 | 0 | 0 | 0 | 0 | 0 | 0 | 0 | 0 | 0 | 0
[35 empty] | DNP_ID: 6709. Connection of 11kV feeders to Lake Munmorah new 11kV Switchgear. | Lake Munmorah 33_11kV Tx3 | Lake Munmorah 132_11kV Tx2 | 0 | 0 | 0 | 0 | 0 | 132.3333 | 0 | 0 | 0 | 0 | 0 | 0 | 0 | 0 | 0 | 0 | 0 | 0 | 0 | 0 | 0 | 0 | 0 | 0 | 0 | 0 | 0 | 0 | 0 | 0 | 0 | 0
| 0 | [33 empty] | DNP_ID: 6778. Charmhaven Panels 6, 14 and 16 Project Development. Stage 1 - Cable Laying. | Charmhaven 132_11kV Tx2 | Lake Munmorah 132_11kV Tx1 | 0 | 0 | 0 | 0 | 0 | 70 | 0 | 0 | 0 | 0 | 0 | 0 | 0 | 0 | 0 | 0 | 0 | 0 | 0 | 0 | 0 | 0 | 0 | 0 | 0 | 0 | 0 | 0 | 0 | 0 | 0 | 0
| Diversity Factor: 0 | [33 empty] | DNP_ID: 6778. Charmhaven Panels 6, 14 and 16 Project Development. Stage 1 - Cable Laying. | Charmhaven 132_11kV Tx2 | Lake Munmorah 132_11kV Tx2 | 0 | 0 | 0 | 0 | 0 | 30 | 0 | 0 | 0 | 0 | 0 | 0 | 0 | 0 | 0 | 0 | 0 | 0 | 0 | 0 | 0 | 0 | 0 | 0 | 0 | 0 | 0 | 0 | 0 | 0 | 0 | 0
[35 empty] | DNP_ID: 6779. Charmhaven Panels 6, 14 and 16 Project Development. Stage 2 - OH Works. | Charmhaven 132_11kV Tx2 | Lake Munmorah 132_11kV Tx1 | 0 | 0 | 0 | 0 | 0 | 0 | 0 | 100 | 0 | 0 | 0 | 0 | 0 | 0 | 0 | 0 | 0 | 0 | 0 | 0 | 0 | 0 | 0 | 0 | 0 | 0 | 0 | 0 | 0 | 0 | 0 | 0
[35 empty] | DNP_ID: 6779. Charmhaven Panels 6, 14 and 16 Project Development. Stage 2 - OH Works. | Charmhaven 132_11kV Tx2 | Lake Munmorah 132_11kV Tx2 | 0 | 0 | 0 | 0 | 0 | 0 | 0 | 110 | 0 | 0 | 0 | 0 | 0 | 0 | 0 | 0 | 0 | 0 | 0 | 0 | 0 | 0 | 0 | 0 | 0 | 0 | 0 | 0 | 0 | 0 | 0 | 0
| 0 | [33 empty] | Econometric |  | Lake Munmorah 132_11kV Tx1 | 0 | 0 | 0 | 0 | 0 | 0 | 0 | 0 | 0 | 3.2133 | 5.8294 | 7.5642 | 14.2728 | 15.8954 | 14.9395 | 13.9554 | 14.1507 | 14.3486 | 14.5492 | 14.7524 | 14.9583 | 15.167 | 15.3784 | 15.5927 | 15.8098 | 16.0297 | 16.2526 | 16.4785 | 16.7073 | 16.9392 | 17.1742 | 17.4123
| Diversity Factor: 0 | [33 empty] | Econometric |  | Lake Munmorah 132_11kV Tx2 | 0 | 0 | 0 | 0 | 0 | 0 | 0 | 0 | 0 | 4.1069 | 7.4505 | 9.6677 | 18.2419 | 20.3157 | 19.094 | 17.8362 | 18.0858 | 18.3388 | 18.5951 | 18.8548 | 19.118 | 19.3847 | 19.6549 | 19.9288 | 20.2062 | 20.4874 | 20.7723 | 21.0609 | 21.3534 | 21.6498 | 21.9501 | 22.2544
[35 empty] | Energy Efficiency |  | Lake Munmorah 132_11kV Tx1 | 0 | 0 | 0 | 0 | 0 | 0 | 0 | -0.075128 | -0.088703 | -1.786 | -2.9983 | -4.7047 | -5.1536 | -3.3468 | -2.9256 | -3.2135 | -3.0979 | -3.2904 | -2.6474 | -2.6787 | -2.4602 | -2.3158 | -2.4387 | -2.5081 | -2.5081 | -2.5081 | -2.5081 | -2.5081 | -2.5081 | -2.5081 | -2.5081 | -2.5081
[35 empty] | Energy Efficiency |  | Lake Munmorah 132_11kV Tx2 | 0 | 0 | 0 | 0 | 0 | 0 | 0 | -0.09602 | -0.11337 | -2.2827 | -3.8321 | -6.013 | -6.5867 | -4.2775 | -3.7391 | -4.1071 | -3.9594 | -4.2054 | -3.3836 | -3.4236 | -3.1443 | -2.9597 | -3.1169 | -3.2056 | -3.2056 | -3.2056 | -3.2056 | -3.2056 | -3.2056 | -3.2056 | -3.2056 | -3.2056
| 0 | [33 empty] | Solar PV |  | Lake Munmorah 132_11kV Tx1 | 0 | 0 | 0 | 0 | 0 | -0.061977 | -1.3054 | -0.69845 | -0.78342 | -0.88478 | -0.97084 | -1.039 | -1.0946 | -1.146 | -1.1082 | -1.1259 | -0.86145 | -1.0318 | -1.0318 | -1.0318 | -1.0318 | -1.0318 | -1.0318 | -1.0318 | -1.0318 | -1.0318 | -1.0318 | -1.0318 | -1.0318 | -1.0318 | -1.0318 | -1.0318
| Diversity Factor: 0 | [33 empty] | Solar PV |  | Lake Munmorah 132_11kV Tx2 | 0 | 0 | 0 | 0 | 0 | -0.079212 | -1.6685 | -0.89268 | -1.0013 | -1.1308 | -1.2408 | -1.328 | -1.399 | -1.4647 | -1.4164 | -1.4389 | -1.101 | -1.3188 | -1.3188 | -1.3188 | -1.3188 | -1.3188 | -1.3188 | -1.3188 | -1.3188 | -1.3188 | -1.3188 | -1.3188 | -1.3188 | -1.3188 | -1.3188 | -1.3188
0
Diversity Factor: 0
0
Diversity Factor: 0
0
Diversity Factor: 0
| Weather Correction and Public Holiday Factors | [8 empty] | Forecast ROG
ROG Justification
| Actual loads for season 13/14 have been weather corrected by the following: | [6 empty] | -4.886% |  | 7 year ROG ok | [59 empty] | 7 year ROG ok
1 | 2 | 3 | 4 | 5 | 6 | 7 | 8 | 9 | 10 | 14/15 | 15/16 | 16/17 | 17/18 | 18/19 | 19/20 | 20/21 | 21/22 | 22/23 | 23/24 | 24/25 | 25/26 | 26/27 | 27/28 | 28/29 | 29/30 | 30/31 | 31/32 | 32/33 | 33/34 | 34/35 | 35/36 | 36/37 | 37/38 | 38/39
0.979 | 0.95844 | 0.94502 | 0.93841 | 0.93841 | 0.93841 | 0.93841 | 0.93841 | 0.93841 | 0.93841 | -2.1% | -2.1% | -1.4% | -0.7% | 0% | 0% | 0% | 0% | 0% | 0% | 0% | 0% | 0% | 0% | 0% | 0% | 0% | 0% | 0% | 0% | 0% | 0% | 0% | 0% | 0%
Substation Load Detail
[7 empty] | Units | 13/14 |  | 14/15 | 15/16 | 16/17 | 17/18 | 18/19 | 19/20 | 20/21 | 21/22 | 22/23 | 23/24 | 24/25 | 25/26 | 26/27 | 27/28 | 28/29 | 29/30 | 30/31 | 31/32 | 32/33 | 33/34 | 34/35 | 35/36 | 36/37 | 37/38 | 38/39
1 | Lake Munmorah 132_11kV | Compensated |  | Load (LV side) |  |  | Amps | 783 | 745 | 936.4556 | 914.8033 | 903.2321 | 901.1473 | 897.2837 | 915.5645 | 941.5407 | 966.3848 | 988.291 | 1011.507 | 1034.348 | 1059.111 | 1084.265 | 1110.387 | 1137.312 | 1164.439 | 1191.896 | 1219.848 | 1248.301 | 1277.261 | 1306.736 | 1336.733 | 1367.257 | 1398.317 | 1429.92
|  |  |  | Apparent Power |  |  | MVA | 14.9182 |  | 17.8419 | 17.4293 | 17.2089 | 17.1692 | 17.0955 | 17.4438 | 17.9388 | 18.4121 | 18.8295 | 19.2718 | 19.707 | 20.1788 | 20.658 | 21.1557 | 21.6687 | 22.1855 | 22.7087 | 23.2412 | 23.7833 | 24.3351 | 24.8967 | 25.4682 | 26.0498 | 26.6415 | 27.2436
|  |  |  | Real Power |  |  | MW | 14.5481 | 13.8421 | 17.2889 | 16.8891 | 16.6755 | 16.637 | 16.5657 | 16.9032 | 17.3827 | 17.8414 | 18.2458 | 18.6745 | 19.0962 | 19.5533 | 20.0177 | 20.5 | 20.9971 | 21.4979 | 22.0048 | 22.5208 | 23.0461 | 23.5808 | 24.125 | 24.6788 | 25.2423 | 25.8158 | 26.3992
|  |  |  | Reactive Power |  |  | MVAr | 3.302 |  | 4.4077 | 4.3058 | 4.2514 | 4.2416 | 4.2234 | 4.3094 | 4.4317 | 4.5486 | 4.6517 | 4.761 | 4.8685 | 4.9851 | 5.1035 | 5.2264 | 5.3531 | 5.4808 | 5.6101 | 5.7416 | 5.8756 | 6.0119 | 6.1506 | 6.2918 | 6.4355 | 6.5817 | 6.7304
|  |  |  | Capacitors In Service |  |  | MVAr | 0 |  | 0 | 0 | 0 | 0 | 0 | 0 | 0 | 0 | 0 | 0 | 0 | 0 | 0 | 0 | 0 | 0 | 0 | 0 | 0 | 0 | 0 | 0 | 0 | 0 | 0
|  |  |  | PF |  |  |  | 0.9752 |  | 0.969 | 0.969 | 0.969 | 0.969 | 0.969 | 0.969 | 0.969 | 0.969 | 0.969 | 0.969 | 0.969 | 0.969 | 0.969 | 0.969 | 0.969 | 0.969 | 0.969 | 0.969 | 0.969 | 0.969 | 0.969 | 0.969 | 0.969 | 0.969 | 0.969
0.95127 | Diversity Factor: 0.95 | Uncompensated |  | Reactive Power |  |  | MVAr | 3.302 | 3.1418 | 4.4077 | 4.3058 | 4.2514 | 4.2416 | 4.2234 | 4.3094 | 4.4317 | 4.5486 | 4.6517 | 4.761 | 4.8685 | 4.9851 | 5.1035 | 5.2264 | 5.3531 | 5.4808 | 5.6101 | 5.7416 | 5.8756 | 6.0119 | 6.1506 | 6.2918 | 6.4355 | 6.5817 | 6.7304
|  |  |  | PF |  |  |  | 0.9752 |  | 0.969 | 0.969 | 0.969 | 0.969 | 0.969 | 0.969 | 0.969 | 0.969 | 0.969 | 0.969 | 0.969 | 0.969 | 0.969 | 0.969 | 0.969 | 0.969 | 0.969 | 0.969 | 0.969 | 0.969 | 0.969 | 0.969 | 0.969 | 0.969 | 0.969
[10 empty] | 1 | 2 | 3 | 4 | 5 | 6 | 7 | 8 | 9 | 10 | 11 | 12 | 13 | 14 | 15 | 16 | 17 | 18 | 19 | 20 | 21 | 22 | 23 | 24 | 25
Transformer Load Detail
[7 empty] | Units | 13/14 |  | 14/15 | 15/16 | 16/17 | 17/18 | 18/19 | 19/20 | 20/21 | 21/22 | 22/23 | 23/24 | 24/25 | 25/26 | 26/27 | 27/28 | 28/29 | 29/30 | 30/31 | 31/32 | 32/33 | 33/34 | 34/35 | 35/36 | 36/37 | 37/38 | 38/39
| 0 | Compensated |  | Load (LV side) |  |  | Amps
|  |  |  | Apparent Power |  |  | MVA
|  |  |  | Real Power |  |  | MW
|  |  |  | Reactive Power |  |  | MVAr
|  |  |  | Capacitors In Service |  |  | MVAr
PF
| Zone Div: | Uncompensated |  | Reactive Power |  |  | MVAr
PF
| 0 | Compensated |  | Load (LV side) |  |  | Amps
|  |  |  | Apparent Power |  |  | MVA
|  |  |  | Real Power |  |  | MW
|  |  |  | Reactive Power |  |  | MVAr
|  |  |  | Capacitors In Service |  |  | MVAr
PF
| Zone Div: | Uncompensated |  | Reactive Power |  |  | MVAr
PF
| 0 | Compensated |  | Load (LV side) |  |  | Amps
|  |  |  | Apparent Power |  |  | MVA
|  |  |  | Real Power |  |  | MW
|  |  |  | Reactive Power |  |  | MVAr
|  |  |  | Capacitors In Service |  |  | MVAr
PF
| Zone Div: | Uncompensated |  | Reactive Power |  |  | MVAr
PF
| 0 | Compensated |  | Load (LV side) |  |  | Amps
|  |  |  | Apparent Power |  |  | MVA
|  |  |  | Real Power |  |  | MW
|  |  |  | Reactive Power |  |  | MVAr
|  |  |  | Capacitors In Service |  |  | MVAr
PF
| Zone Div: | Uncompensated |  | Reactive Power |  |  | MVAr
PF
| 0 | Compensated |  | Load (LV side) |  |  | Amps
|  |  |  | Apparent Power |  |  | MVA
|  |  |  | Real Power |  |  | MW
|  |  |  | Reactive Power |  |  | MVAr
|  |  |  | Capacitors In Service |  |  | MVAr
PF
| Zone Div: | Uncompensated |  | Reactive Power |  |  | MVAr
PF
| 0 | Compensated |  | Load (LV side) |  |  | Amps
|  |  |  | Apparent Power |  |  | MVA
|  |  |  | Real Power |  |  | MW
|  |  |  | Reactive Power |  |  | MVAr
|  |  |  | Capacitors In Service |  |  | MVAr
PF
| Zone Div: | Uncompensated |  | Reactive Power |  |  | MVAr
PF
| 0 | Compensated |  | Load (LV side) |  |  | Amps
|  |  |  | Apparent Power |  |  | MVA
|  |  |  | Real Power |  |  | MW
|  |  |  | Reactive Power |  |  | MVAr
|  |  |  | Capacitors In Service |  |  | MVAr
PF
| Zone Div: | Uncompensated |  | Reactive Power |  |  | MVAr
PF
| 0 | Compensated |  | Load (LV side) |  |  | Amps
|  |  |  | Apparent Power |  |  | MVA
|  |  |  | Real Power |  |  | MW
|  |  |  | Reactive Power |  |  | MVAr
|  |  |  | Capacitors In Service |  |  | MVAr
PF
| Zone Div: | Uncompensated |  | Reactive Power |  |  | MVAr
PF
| 0 | Compensated |  | Load (LV side) |  |  | Amps
|  |  |  | Apparent Power |  |  | MVA
|  |  |  | Real Power |  |  | MW
|  |  |  | Reactive Power |  |  | MVAr
|  |  |  | Capacitors In Service |  |  | MVAr
PF
| Zone Div: | Uncompensated |  | Reactive Power |  |  | MVAr
PF
| 0 | Compensated |  | Load (LV side) |  |  | Amps
|  |  |  | Apparent Power |  |  | MVA
|  |  |  | Real Power |  |  | MW
|  |  |  | Reactive Power |  |  | MVAr
|  |  |  | Capacitors In Service |  |  | MVAr
PF
| Zone Div: | Uncompensated |  | Reactive Power |  |  | MVAr
PF

## Lake Munmorah 33_11kV
| Lake Munmorah 33_11kV | [16 empty] | 2015 | SUMMER
[6 empty] | Zone decommissioned |  | 2012-12-30
| Substation Total Loads | [33 empty] | Spots & Transfers Detail
| Historical Loads | (11kV Amps) | [7 empty] | Weather Corrected Forecast Loads |  |  |  | (11kV Amps) | [20 empty] | Spots & Transfers Summary | (11kV Amps) |  | Historical Spots & Transfers | [6 empty] | Forecast Spots & Transfers
|  | 07/08 | 08/09 | 09/10 | 10/11 | 11/12 | 12/13 | 13/14 |  | 14/15 | 15/16 | 16/17 | 17/18 | 18/19 | 19/20 | 20/21 | 21/22 | 22/23 | 23/24 | 24/25 | 25/26 | 26/27 | 27/28 | 28/29 | 29/30 | 30/31 | 31/32 | 32/33 | 33/34 | 34/35 | 35/36 | 36/37 | 37/38 | 38/39 |  |  |  | 07/08 | 08/09 | 09/10 | 10/11 | 11/12 | 12/13 | 13/14 | 14/15 | 15/16 | 16/17 | 17/18 | 18/19 | 19/20 | 20/21 | 21/22 | 22/23 | 23/24 | 24/25 | 25/26 | 26/27 | 27/28 | 28/29 | 29/30 | 30/31 | 31/32 | 32/33 | 33/34 | 34/35 | 35/36 | 36/37 | 37/38 | 38/39
| Total | 701 | 1047 | 1022 | 1068 | 774 | 0 |  |  | 0 | 0 | 0 | 0 | 0 | 0 | 0 | 0 | 0 | 0 | 0 | 0 | 0 | 0 | 0 | 0 | 0 | 0 | 0 | 0 | 0 | 0 | 0 | 0 | 0 |  |  | Total | 0 | 0 | 0 | -0.091851 | -0.053011 | -813 | 0 | 0 | 0 | 0 | 0 | 0 | 0 | 0 | 0 | 0 | 0 | 0 | 0 | 0 | 0 | 0 | 0 | 0 | 0 | 0 | 0 | 0 | 0 | 0 | 0 | 0
| Firm Rating | 0 | 0 | 0 | 0 | 0 | 0 | 0 |  | 0 | 0 | 0 | 0 | 0 | 0 | 0 | 0 | 0 | 0 | 0 | 0 | 0 | 0 | 0 | 0 | 0 | 0 | 0 | 0 | 0 | 0 | 0 | 0 | 0
| Total Capacity | 0 | 0 | 0 | 0 | 0 | 0 | 0 |  | 0 | 0 | 0 | 0 | 0 | 0 | 0 | 0 | 0 | 0 | 0 | 0 | 0 | 0 | 0 | 0 | 0 | 0 | 0 | 0 | 0 | 0 | 0 | 0 | 0 |  |  | Lake Munmorah 33_11kV Tx1 | 0 | 0 | 0 | -0.030617 | -0.01767 | -271 | 0 | 0 | 0 | 0 | 0 | 0 | 0 | 0 | 0 | 0 | 0 | 0 | 0 | 0 | 0 | 0 | 0 | 0 | 0 | 0 | 0 | 0 | 0 | 0 | 0 | 0
|  | -7 | -6 | -5 | -4 | -3 | -2 | -1 |  | 0 | 1 | 2 | 3 | 4 | 5 | 6 | 7 | 8 | 9 | 10 | 11 | 12 | 13 | 14 | 15 | 16 | 17 | 18 | 19 | 20 | 21 | 22 | 23 | 24 |  |  | Lake Munmorah 33_11kV Tx2 | 0 | 0 | 0 | -0.030617 | -0.01767 | -271 | 0 | 0 | 0 | 0 | 0 | 0 | 0 | 0 | 0 | 0 | 0 | 0 | 0 | 0 | 0 | 0 | 0 | 0 | 0 | 0 | 0 | 0 | 0 | 0 | 0 | 0
| Transformer Loads | [35 empty] | Lake Munmorah 33_11kV Tx3 | 0 | 0 | 0 | -0.030617 | -0.01767 | -271 | 0 | 0 | 0 | 0 | 0 | 0 | 0 | 0 | 0 | 0 | 0 | 0 | 0 | 0 | 0 | 0 | 0 | 0 | 0 | 0 | 0 | 0 | 0 | 0 | 0 | 0
| Historical Loads | (11kV Amps) | [7 empty] | Weather Corrected Forecast Loads |  |  |  | (11kV Amps) | [23 empty] | 0 | 0 | 0 | 0 | 0 | 0 | 0 | 0 | 0 | 0 | 0 | 0 | 0 | 0 | 0 | 0 | 0 | 0 | 0 | 0 | 0 | 0 | 0 | 0 | 0 | 0 | 0 | 0 | 0 | 0 | 0 | 0
|  | 07/08 | 08/09 | 09/10 | 10/11 | 11/12 | 12/13 | 13/14 |  | 14/15 | 15/16 | 16/17 | 17/18 | 18/19 | 19/20 | 20/21 | 21/22 | 22/23 | 23/24 | 24/25 | 25/26 | 26/27 | 27/28 | 28/29 | 29/30 | 30/31 | 31/32 | 32/33 | 33/34 | 34/35 | 35/36 | 36/37 | 37/38 | 38/39 |  |  |  | 0 | 0 | 0 | 0 | 0 | 0 | 0 | 0 | 0 | 0 | 0 | 0 | 0 | 0 | 0 | 0 | 0 | 0 | 0 | 0 | 0 | 0 | 0 | 0 | 0 | 0 | 0 | 0 | 0 | 0 | 0 | 0
| 0 | [36 empty] | 0 | 0 | 0 | 0 | 0 | 0 | 0 | 0 | 0 | 0 | 0 | 0 | 0 | 0 | 0 | 0 | 0 | 0 | 0 | 0 | 0 | 0 | 0 | 0 | 0 | 0 | 0 | 0 | 0 | 0 | 0 | 0
| Diversity Factor: 0 | [36 empty] | 0 | 0 | 0 | 0 | 0 | 0 | 0 | 0 | 0 | 0 | 0 | 0 | 0 | 0 | 0 | 0 | 0 | 0 | 0 | 0 | 0 | 0 | 0 | 0 | 0 | 0 | 0 | 0 | 0 | 0 | 0 | 0
[38 empty] | 0 | 0 | 0 | 0 | 0 | 0 | 0 | 0 | 0 | 0 | 0 | 0 | 0 | 0 | 0 | 0 | 0 | 0 | 0 | 0 | 0 | 0 | 0 | 0 | 0 | 0 | 0 | 0 | 0 | 0 | 0 | 0
[38 empty] | 0 | 0 | 0 | 0 | 0 | 0 | 0 | 0 | 0 | 0 | 0 | 0 | 0 | 0 | 0 | 0 | 0 | 0 | 0 | 0 | 0 | 0 | 0 | 0 | 0 | 0 | 0 | 0 | 0 | 0 | 0 | 0
| 0 | [36 empty] | 0 | 0 | 0 | 0 | 0 | 0 | 0 | 0 | 0 | 0 | 0 | 0 | 0 | 0 | 0 | 0 | 0 | 0 | 0 | 0 | 0 | 0 | 0 | 0 | 0 | 0 | 0 | 0 | 0 | 0 | 0 | 0
Diversity Factor: 0
[38 empty] | Historical Spots & Transfers | [6 empty] | Forecast Spots & Transfers
[35 empty] | Project Name | From | To | 07/08 | 08/09 | 09/10 | 10/11 | 11/12 | 12/13 | 13/14 | 14/15 | 15/16 | 16/17 | 17/18 | 18/19 | 19/20 | 20/21 | 21/22 | 22/23 | 23/24 | 24/25 | 25/26 | 26/27 | 27/28 | 28/29 | 29/30 | 30/31 | 31/32 | 32/33 | 33/34 | 34/35 | 35/36 | 36/37 | 37/38 | 38/39
| 0 | [33 empty] | DNP_ID: 6709. Connection of 11kV feeders to Lake Munmorah new 11kV Switchgear. | Lake Munmorah 33_11kV Tx1 | Lake Munmorah 132_11kV Tx1 | 0 | 0 | 0 | 0 | 0 | 138.6667 | 0 | 0 | 0 | 0 | 0 | 0 | 0 | 0 | 0 | 0 | 0 | 0 | 0 | 0 | 0 | 0 | 0 | 0 | 0 | 0 | 0 | 0 | 0 | 0 | 0 | 0
| Diversity Factor: 0 | [33 empty] | DNP_ID: 6709. Connection of 11kV feeders to Lake Munmorah new 11kV Switchgear. | Lake Munmorah 33_11kV Tx1 | Lake Munmorah 132_11kV Tx2 | 0 | 0 | 0 | 0 | 0 | 132.3333 | 0 | 0 | 0 | 0 | 0 | 0 | 0 | 0 | 0 | 0 | 0 | 0 | 0 | 0 | 0 | 0 | 0 | 0 | 0 | 0 | 0 | 0 | 0 | 0 | 0 | 0
[35 empty] | DNP_ID: 6709. Connection of 11kV feeders to Lake Munmorah new 11kV Switchgear. | Lake Munmorah 33_11kV Tx2 | Lake Munmorah 132_11kV Tx1 | 0 | 0 | 0 | 0 | 0 | 138.6667 | 0 | 0 | 0 | 0 | 0 | 0 | 0 | 0 | 0 | 0 | 0 | 0 | 0 | 0 | 0 | 0 | 0 | 0 | 0 | 0 | 0 | 0 | 0 | 0 | 0 | 0
[35 empty] | DNP_ID: 6709. Connection of 11kV feeders to Lake Munmorah new 11kV Switchgear. | Lake Munmorah 33_11kV Tx2 | Lake Munmorah 132_11kV Tx2 | 0 | 0 | 0 | 0 | 0 | 132.3333 | 0 | 0 | 0 | 0 | 0 | 0 | 0 | 0 | 0 | 0 | 0 | 0 | 0 | 0 | 0 | 0 | 0 | 0 | 0 | 0 | 0 | 0 | 0 | 0 | 0 | 0
| 0 | [33 empty] | DNP_ID: 6709. Connection of 11kV feeders to Lake Munmorah new 11kV Switchgear. | Lake Munmorah 33_11kV Tx3 | Lake Munmorah 132_11kV Tx1 | 0 | 0 | 0 | 0 | 0 | 138.6667 | 0 | 0 | 0 | 0 | 0 | 0 | 0 | 0 | 0 | 0 | 0 | 0 | 0 | 0 | 0 | 0 | 0 | 0 | 0 | 0 | 0 | 0 | 0 | 0 | 0 | 0
| Diversity Factor: 0 | [33 empty] | DNP_ID: 6709. Connection of 11kV feeders to Lake Munmorah new 11kV Switchgear. | Lake Munmorah 33_11kV Tx3 | Lake Munmorah 132_11kV Tx2 | 0 | 0 | 0 | 0 | 0 | 132.3333 | 0 | 0 | 0 | 0 | 0 | 0 | 0 | 0 | 0 | 0 | 0 | 0 | 0 | 0 | 0 | 0 | 0 | 0 | 0 | 0 | 0 | 0 | 0 | 0 | 0 | 0
[35 empty] | Econometric |  | Lake Munmorah 33_11kV Tx1 | 0 | 0 | 0 | 0 | 0 | 0 | 0 | 0 | 0 | 0 | 0 | 0 | 0 | 0 | 0 | 0 | 0 | 0 | 0 | 0 | 0 | 0 | 0 | 0 | 0 | 0 | 0 | 0 | 0 | 0 | 0 | 0
[35 empty] | Econometric |  | Lake Munmorah 33_11kV Tx2 | 0 | 0 | 0 | 0 | 0 | 0 | 0 | 0 | 0 | 0 | 0 | 0 | 0 | 0 | 0 | 0 | 0 | 0 | 0 | 0 | 0 | 0 | 0 | 0 | 0 | 0 | 0 | 0 | 0 | 0 | 0 | 0
| 0 | [33 empty] | Econometric |  | Lake Munmorah 33_11kV Tx3 | 0 | 0 | 0 | 0 | 0 | 0 | 0 | 0 | 0 | 0 | 0 | 0 | 0 | 0 | 0 | 0 | 0 | 0 | 0 | 0 | 0 | 0 | 0 | 0 | 0 | 0 | 0 | 0 | 0 | 0 | 0 | 0
| Diversity Factor: 0 | [33 empty] | Energy Efficiency |  | Lake Munmorah 33_11kV Tx1 | 0 | 0 | 0 | 0 | 0 | 0 | 0 | 0 | 0 | 0 | 0 | 0 | 0 | 0 | 0 | 0 | 0 | 0 | 0 | 0 | 0 | 0 | 0 | 0 | 0 | 0 | 0 | 0 | 0 | 0 | 0 | 0
[35 empty] | Energy Efficiency |  | Lake Munmorah 33_11kV Tx2 | 0 | 0 | 0 | 0 | 0 | 0 | 0 | 0 | 0 | 0 | 0 | 0 | 0 | 0 | 0 | 0 | 0 | 0 | 0 | 0 | 0 | 0 | 0 | 0 | 0 | 0 | 0 | 0 | 0 | 0 | 0 | 0
[35 empty] | Energy Efficiency |  | Lake Munmorah 33_11kV Tx3 | 0 | 0 | 0 | 0 | 0 | 0 | 0 | 0 | 0 | 0 | 0 | 0 | 0 | 0 | 0 | 0 | 0 | 0 | 0 | 0 | 0 | 0 | 0 | 0 | 0 | 0 | 0 | 0 | 0 | 0 | 0 | 0
| 0 | [33 empty] | Solar PV |  | Lake Munmorah 33_11kV Tx1 | 0 | 0 | 0 | -0.030617 | -0.01767 | 0 | 0 | 0 | 0 | 0 | 0 | 0 | 0 | 0 | 0 | 0 | 0 | 0 | 0 | 0 | 0 | 0 | 0 | 0 | 0 | 0 | 0 | 0 | 0 | 0 | 0 | 0
| Diversity Factor: 0 | [33 empty] | Solar PV |  | Lake Munmorah 33_11kV Tx2 | 0 | 0 | 0 | -0.030617 | -0.01767 | 0 | 0 | 0 | 0 | 0 | 0 | 0 | 0 | 0 | 0 | 0 | 0 | 0 | 0 | 0 | 0 | 0 | 0 | 0 | 0 | 0 | 0 | 0 | 0 | 0 | 0 | 0
[35 empty] | Solar PV |  | Lake Munmorah 33_11kV Tx3 | 0 | 0 | 0 | -0.030617 | -0.01767 | 0 | 0 | 0 | 0 | 0 | 0 | 0 | 0 | 0 | 0 | 0 | 0 | 0 | 0 | 0 | 0 | 0 | 0 | 0 | 0 | 0 | 0 | 0 | 0 | 0 | 0 | 0
0
Diversity Factor: 0
0
Diversity Factor: 0
0
Diversity Factor: 0
0
Diversity Factor: 0
| Weather Correction and Public Holiday Factors | [8 empty] | Forecast ROG
ROG Justification
| Actual loads for season 13/14 have been weather corrected by the following: | [6 empty] | 0% |  | 7 year ROG ok, after transferring recent 2 yrs from Lake Munmorah 132/11kV | [59 empty] | 7 year ROG ok, after transferring recent 2 yrs from Lake Munmorah 132/11kV
1 | 2 | 3 | 4 | 5 | 6 | 7 | 8 | 9 | 10 | 14/15 | 15/16 | 16/17 | 17/18 | 18/19 | 19/20 | 20/21 | 21/22 | 22/23 | 23/24 | 24/25 | 25/26 | 26/27 | 27/28 | 28/29 | 29/30 | 30/31 | 31/32 | 32/33 | 33/34 | 34/35 | 35/36 | 36/37 | 37/38 | 38/39
0.979 | 0.95844 | 0.94502 | 0.93841 | 0.93841 | 0.93841 | 0.93841 | 0.93841 | 0.93841 | 0.93841 | -2.1% | -2.1% | -1.4% | -0.7% | 0% | 0% | 0% | 0% | 0% | 0% | 0% | 0% | 0% | 0% | 0% | 0% | 0% | 0% | 0% | 0% | 0% | 0% | 0% | 0% | 0%
Substation Load Detail
[7 empty] | Units | 13/14 |  | 14/15 | 15/16 | 16/17 | 17/18 | 18/19 | 19/20 | 20/21 | 21/22 | 22/23 | 23/24 | 24/25 | 25/26 | 26/27 | 27/28 | 28/29 | 29/30 | 30/31 | 31/32 | 32/33 | 33/34 | 34/35 | 35/36 | 36/37 | 37/38 | 38/39
1 | Lake Munmorah 33_11kV | Compensated |  | Load (LV side) |  |  | Amps | 0 | 0 | 0 | 0 | 0 | 0 | 0 | 0 | 0 | 0 | 0 | 0 | 0 | 0 | 0 | 0 | 0 | 0 | 0 | 0 | 0 | 0 | 0 | 0 | 0 | 0 | 0
|  |  |  | Apparent Power |  |  | MVA | 0 |  | 0 | 0 | 0 | 0 | 0 | 0 | 0 | 0 | 0 | 0 | 0 | 0 | 0 | 0 | 0 | 0 | 0 | 0 | 0 | 0 | 0 | 0 | 0 | 0 | 0
|  |  |  | Real Power |  |  | MW | 0 | 0 | 0 | 0 | 0 | 0 | 0 | 0 | 0 | 0 | 0 | 0 | 0 | 0 | 0 | 0 | 0 | 0 | 0 | 0 | 0 | 0 | 0 | 0 | 0 | 0 | 0
|  |  |  | Reactive Power |  |  | MVAr | 0 |  | 0 | 0 | 0 | 0 | 0 | 0 | 0 | 0 | 0 | 0 | 0 | 0 | 0 | 0 | 0 | 0 | 0 | 0 | 0 | 0 | 0 | 0 | 0 | 0 | 0
|  |  |  | Capacitors In Service |  |  | MVAr | 0 |  | 0 | 0 | 0 | 0 | 0 | 0 | 0 | 0 | 0 | 0 | 0 | 0 | 0 | 0 | 0 | 0 | 0 | 0 | 0 | 0 | 0 | 0 | 0 | 0 | 0
|  |  |  | PF |  |  |  | 0 |  | 0 | 0 | 0 | 0 | 0 | 0 | 0 | 0 | 0 | 0 | 0 | 0 | 0 | 0 | 0 | 0 | 0 | 0 | 0 | 0 | 0 | 0 | 0 | 0 | 0
0.96844 | Diversity Factor: 0.97 | Uncompensated |  | Reactive Power |  |  | MVAr | 0 | 0 | 0 | 0 | 0 | 0 | 0 | 0 | 0 | 0 | 0 | 0 | 0 | 0 | 0 | 0 | 0 | 0 | 0 | 0 | 0 | 0 | 0 | 0 | 0 | 0 | 0
|  |  |  | PF |  |  |  | 0 |  | 0 | 0 | 0 | 0 | 0 | 0 | 0 | 0 | 0 | 0 | 0 | 0 | 0 | 0 | 0 | 0 | 0 | 0 | 0 | 0 | 0 | 0 | 0 | 0 | 0
[10 empty] | 1 | 2 | 3 | 4 | 5 | 6 | 7 | 8 | 9 | 10 | 11 | 12 | 13 | 14 | 15 | 16 | 17 | 18 | 19 | 20 | 21 | 22 | 23 | 24 | 25
Transformer Load Detail
[7 empty] | Units | 13/14 |  | 14/15 | 15/16 | 16/17 | 17/18 | 18/19 | 19/20 | 20/21 | 21/22 | 22/23 | 23/24 | 24/25 | 25/26 | 26/27 | 27/28 | 28/29 | 29/30 | 30/31 | 31/32 | 32/33 | 33/34 | 34/35 | 35/36 | 36/37 | 37/38 | 38/39
| 0 | Compensated |  | Load (LV side) |  |  | Amps
|  |  |  | Apparent Power |  |  | MVA
|  |  |  | Real Power |  |  | MW
|  |  |  | Reactive Power |  |  | MVAr
|  |  |  | Capacitors In Service |  |  | MVAr
PF
| Zone Div: | Uncompensated |  | Reactive Power |  |  | MVAr
PF
| 0 | Compensated |  | Load (LV side) |  |  | Amps
|  |  |  | Apparent Power |  |  | MVA
|  |  |  | Real Power |  |  | MW
|  |  |  | Reactive Power |  |  | MVAr
|  |  |  | Capacitors In Service |  |  | MVAr
PF
| Zone Div: | Uncompensated |  | Reactive Power |  |  | MVAr
PF
| 0 | Compensated |  | Load (LV side) |  |  | Amps
|  |  |  | Apparent Power |  |  | MVA
|  |  |  | Real Power |  |  | MW
|  |  |  | Reactive Power |  |  | MVAr
|  |  |  | Capacitors In Service |  |  | MVAr
PF
| Zone Div: | Uncompensated |  | Reactive Power |  |  | MVAr
PF
| 0 | Compensated |  | Load (LV side) |  |  | Amps
|  |  |  | Apparent Power |  |  | MVA
|  |  |  | Real Power |  |  | MW
|  |  |  | Reactive Power |  |  | MVAr
|  |  |  | Capacitors In Service |  |  | MVAr
PF
| Zone Div: | Uncompensated |  | Reactive Power |  |  | MVAr
PF
| 0 | Compensated |  | Load (LV side) |  |  | Amps
|  |  |  | Apparent Power |  |  | MVA
|  |  |  | Real Power |  |  | MW
|  |  |  | Reactive Power |  |  | MVAr
|  |  |  | Capacitors In Service |  |  | MVAr
PF
| Zone Div: | Uncompensated |  | Reactive Power |  |  | MVAr
PF
| 0 | Compensated |  | Load (LV side) |  |  | Amps
|  |  |  | Apparent Power |  |  | MVA
|  |  |  | Real Power |  |  | MW
|  |  |  | Reactive Power |  |  | MVAr
|  |  |  | Capacitors In Service |  |  | MVAr
PF
| Zone Div: | Uncompensated |  | Reactive Power |  |  | MVAr
PF
| 0 | Compensated |  | Load (LV side) |  |  | Amps
|  |  |  | Apparent Power |  |  | MVA
|  |  |  | Real Power |  |  | MW
|  |  |  | Reactive Power |  |  | MVAr
|  |  |  | Capacitors In Service |  |  | MVAr
PF
| Zone Div: | Uncompensated |  | Reactive Power |  |  | MVAr
PF
| 0 | Compensated |  | Load (LV side) |  |  | Amps
|  |  |  | Apparent Power |  |  | MVA
|  |  |  | Real Power |  |  | MW
|  |  |  | Reactive Power |  |  | MVAr
|  |  |  | Capacitors In Service |  |  | MVAr
PF
| Zone Div: | Uncompensated |  | Reactive Power |  |  | MVAr
PF
| 0 | Compensated |  | Load (LV side) |  |  | Amps
|  |  |  | Apparent Power |  |  | MVA
|  |  |  | Real Power |  |  | MW
|  |  |  | Reactive Power |  |  | MVAr
|  |  |  | Capacitors In Service |  |  | MVAr
PF
| Zone Div: | Uncompensated |  | Reactive Power |  |  | MVAr
PF
| 0 | Compensated |  | Load (LV side) |  |  | Amps
|  |  |  | Apparent Power |  |  | MVA
|  |  |  | Real Power |  |  | MW
|  |  |  | Reactive Power |  |  | MVAr
|  |  |  | Capacitors In Service |  |  | MVAr
PF
| Zone Div: | Uncompensated |  | Reactive Power |  |  | MVAr
PF

## Noraville 33_11kV
| Noraville 33_11kV | [16 empty] | 2015 | SUMMER
| Substation Total Loads | [33 empty] | Spots & Transfers Detail
| Historical Loads | (11kV Amps) | [7 empty] | Weather Corrected Forecast Loads |  |  |  | (11kV Amps) | [20 empty] | Spots & Transfers Summary | (11kV Amps) |  | Historical Spots & Transfers | [6 empty] | Forecast Spots & Transfers
|  | 07/08 | 08/09 | 09/10 | 10/11 | 11/12 | 12/13 | 13/14 |  | 14/15 | 15/16 | 16/17 | 17/18 | 18/19 | 19/20 | 20/21 | 21/22 | 22/23 | 23/24 | 24/25 | 25/26 | 26/27 | 27/28 | 28/29 | 29/30 | 30/31 | 31/32 | 32/33 | 33/34 | 34/35 | 35/36 | 36/37 | 37/38 | 38/39 |  |  |  | 07/08 | 08/09 | 09/10 | 10/11 | 11/12 | 12/13 | 13/14 | 14/15 | 15/16 | 16/17 | 17/18 | 18/19 | 19/20 | 20/21 | 21/22 | 22/23 | 23/24 | 24/25 | 25/26 | 26/27 | 27/28 | 28/29 | 29/30 | 30/31 | 31/32 | 32/33 | 33/34 | 34/35 | 35/36 | 36/37 | 37/38 | 38/39
| Total | 904 | 1336 | 1242 | 1283 | 967 | 1281 | 947 |  | 991.8057 | 970.2624 | 957.583 | 953.187 | 941.8275 | 949.4484 | 965.7523 | 983.0699 | 998.0769 | 1014.762 | 1030.187 | 1048.435 | 1066.982 | 1087.049 | 1108.195 | 1129.356 | 1150.624 | 1172.385 | 1194.647 | 1217.416 | 1240.7 | 1264.506 | 1288.84 | 1313.712 | 1339.127 |  |  | Total | 44 | 0 | 0 | -6.0312 | -0.71381 | -0.047763 | -6.6464 | -3.637 | -3.3922 | -0.84147 | 1.4456 | -11.3595 | 7.6209 | 16.3039 | 17.3176 | 15.007 | 16.6852 | 15.4257 | 18.2474 | 18.5469 | 20.0675 | 21.1461 | 21.1607 | 21.2676 | 21.7612 | 22.2618 | 22.7693 | 23.2839 | 23.8058 | 24.3349 | 24.8714 | 25.4153
| Firm Rating | 0 | 0 | 0 | 0 | 0 | 0 | 1804 |  | 1804 | 1804 | 1804 | 1804 | 1804 | 1804 | 1804 | 1804 | 1804 | 1804 | 1804 | 1804 | 1804 | 1804 | 1804 | 1804 | 1804 | 1804 | 1804 | 1804 | 1804 | 1804 | 1804 | 1804 | 1804
| Total Capacity | 0 | 0 | 0 | 0 | 0 | 0 | 2490 |  | 2490 | 2490 | 2490 | 2490 | 2490 | 2490 | 2490 | 2490 | 2490 | 2490 | 2490 | 2490 | 2490 | 2490 | 2490 | 2490 | 2490 | 2490 | 2490 | 2490 | 2490 | 2490 | 2490 | 2490 | 2490 |  |  | Noraville 33_11kV Tx1 | 14.6928 | 0 | 0 | -2.014 | -0.23836 | -0.015949 | -2.2194 | -1.2145 | -1.1327 | -0.28099 | 0.48272 | -3.7933 | 2.5448 | 5.4443 | 5.7828 | 5.0112 | 5.5717 | 5.1511 | 6.0933 | 6.1933 | 6.7011 | 7.0613 | 7.0662 | 7.1018 | 7.2667 | 7.4338 | 7.6033 | 7.7752 | 7.9494 | 8.1261 | 8.3052 | 8.4869
|  | -7 | -6 | -5 | -4 | -3 | -2 | -1 |  | 0 | 1 | 2 | 3 | 4 | 5 | 6 | 7 | 8 | 9 | 10 | 11 | 12 | 13 | 14 | 15 | 16 | 17 | 18 | 19 | 20 | 21 | 22 | 23 | 24 |  |  | Noraville 33_11kV Tx2 | 14.6693 | 0 | 0 | -2.0108 | -0.23798 | -0.015924 | -2.2158 | -1.2125 | -1.1309 | -0.28054 | 0.48194 | -3.7872 | 2.5408 | 5.4356 | 5.7736 | 5.0032 | 5.5627 | 5.1428 | 6.0836 | 6.1834 | 6.6904 | 7.0499 | 7.0548 | 7.0905 | 7.255 | 7.4219 | 7.5911 | 7.7627 | 7.9367 | 8.1131 | 8.2919 | 8.4733
| Transformer Loads | [35 empty] | Noraville 33_11kV Tx3 | 14.6379 | 0 | 0 | -2.0065 | -0.23747 | -0.01589 | -2.2111 | -1.21 | -1.1285 | -0.27994 | 0.48091 | -3.7791 | 2.5353 | 5.424 | 5.7612 | 4.9925 | 5.5508 | 5.1318 | 6.0705 | 6.1702 | 6.676 | 7.0349 | 7.0397 | 7.0753 | 7.2395 | 7.406 | 7.5749 | 7.7461 | 7.9197 | 8.0957 | 8.2742 | 8.4551
| Historical Loads | (11kV Amps) | [7 empty] | Weather Corrected Forecast Loads |  |  |  | (11kV Amps) | [23 empty] | 0 | 0 | 0 | 0 | 0 | 0 | 0 | 0 | 0 | 0 | 0 | 0 | 0 | 0 | 0 | 0 | 0 | 0 | 0 | 0 | 0 | 0 | 0 | 0 | 0 | 0 | 0 | 0 | 0 | 0 | 0 | 0
|  | 07/08 | 08/09 | 09/10 | 10/11 | 11/12 | 12/13 | 13/14 |  | 14/15 | 15/16 | 16/17 | 17/18 | 18/19 | 19/20 | 20/21 | 21/22 | 22/23 | 23/24 | 24/25 | 25/26 | 26/27 | 27/28 | 28/29 | 29/30 | 30/31 | 31/32 | 32/33 | 33/34 | 34/35 | 35/36 | 36/37 | 37/38 | 38/39 |  |  |  | 0 | 0 | 0 | 0 | 0 | 0 | 0 | 0 | 0 | 0 | 0 | 0 | 0 | 0 | 0 | 0 | 0 | 0 | 0 | 0 | 0 | 0 | 0 | 0 | 0 | 0 | 0 | 0 | 0 | 0 | 0 | 0
| 0 | [36 empty] | 0 | 0 | 0 | 0 | 0 | 0 | 0 | 0 | 0 | 0 | 0 | 0 | 0 | 0 | 0 | 0 | 0 | 0 | 0 | 0 | 0 | 0 | 0 | 0 | 0 | 0 | 0 | 0 | 0 | 0 | 0 | 0
| Diversity Factor: 0 | [36 empty] | 0 | 0 | 0 | 0 | 0 | 0 | 0 | 0 | 0 | 0 | 0 | 0 | 0 | 0 | 0 | 0 | 0 | 0 | 0 | 0 | 0 | 0 | 0 | 0 | 0 | 0 | 0 | 0 | 0 | 0 | 0 | 0
[38 empty] | 0 | 0 | 0 | 0 | 0 | 0 | 0 | 0 | 0 | 0 | 0 | 0 | 0 | 0 | 0 | 0 | 0 | 0 | 0 | 0 | 0 | 0 | 0 | 0 | 0 | 0 | 0 | 0 | 0 | 0 | 0 | 0
[38 empty] | 0 | 0 | 0 | 0 | 0 | 0 | 0 | 0 | 0 | 0 | 0 | 0 | 0 | 0 | 0 | 0 | 0 | 0 | 0 | 0 | 0 | 0 | 0 | 0 | 0 | 0 | 0 | 0 | 0 | 0 | 0 | 0
| 0 | [36 empty] | 0 | 0 | 0 | 0 | 0 | 0 | 0 | 0 | 0 | 0 | 0 | 0 | 0 | 0 | 0 | 0 | 0 | 0 | 0 | 0 | 0 | 0 | 0 | 0 | 0 | 0 | 0 | 0 | 0 | 0 | 0 | 0
Diversity Factor: 0
[38 empty] | Historical Spots & Transfers | [6 empty] | Forecast Spots & Transfers
[35 empty] | Project Name | From | To | 07/08 | 08/09 | 09/10 | 10/11 | 11/12 | 12/13 | 13/14 | 14/15 | 15/16 | 16/17 | 17/18 | 18/19 | 19/20 | 20/21 | 21/22 | 22/23 | 23/24 | 24/25 | 25/26 | 26/27 | 27/28 | 28/29 | 29/30 | 30/31 | 31/32 | 32/33 | 33/34 | 34/35 | 35/36 | 36/37 | 37/38 | 38/39
| 0 | [33 empty] | Broad based demand management |  | Noraville 33_11kV Tx1 | 0 | 0 | 0 | 0 | 0 | 0 | 0 | 0 | 0 | 0 | 0 | -3.6671 | 0 | 0 | 0 | 0 | 0 | 0 | 0 | 0 | 0 | 0 | 0 | 0 | 0 | 0 | 0 | 0 | 0 | 0 | 0 | 0
| Diversity Factor: 0 | [33 empty] | Broad based demand management |  | Noraville 33_11kV Tx2 | 0 | 0 | 0 | 0 | 0 | 0 | 0 | 0 | 0 | 0 | 0 | -3.6612 | 0 | 0 | 0 | 0 | 0 | 0 | 0 | 0 | 0 | 0 | 0 | 0 | 0 | 0 | 0 | 0 | 0 | 0 | 0 | 0
[35 empty] | Broad based demand management |  | Noraville 33_11kV Tx3 | 0 | 0 | 0 | 0 | 0 | 0 | 0 | 0 | 0 | 0 | 0 | -3.6533 | 0 | 0 | 0 | 0 | 0 | 0 | 0 | 0 | 0 | 0 | 0 | 0 | 0 | 0 | 0 | 0 | 0 | 0 | 0 | 0
[35 empty] | DNP_ID: 6120. Relief of Long Jetty Panel 19 & 21 Fdrs, and formation of a Noraville Panel 1R Fdr. | Long Jetty 33_11kV Tx1 | Noraville 33_11kV Tx1 | 14.6928 | 0 | 0 | 0 | 0 | 0 | 0 | 0 | 0 | 0 | 0 | 0 | 0 | 0 | 0 | 0 | 0 | 0 | 0 | 0 | 0 | 0 | 0 | 0 | 0 | 0 | 0 | 0 | 0 | 0 | 0 | 0
| 0 | [33 empty] | DNP_ID: 6120. Relief of Long Jetty Panel 19 & 21 Fdrs, and formation of a Noraville Panel 1R Fdr. | Long Jetty 33_11kV Tx1 | Noraville 33_11kV Tx2 | 14.6693 | 0 | 0 | 0 | 0 | 0 | 0 | 0 | 0 | 0 | 0 | 0 | 0 | 0 | 0 | 0 | 0 | 0 | 0 | 0 | 0 | 0 | 0 | 0 | 0 | 0 | 0 | 0 | 0 | 0 | 0 | 0
| Diversity Factor: 0 | [33 empty] | DNP_ID: 6120. Relief of Long Jetty Panel 19 & 21 Fdrs, and formation of a Noraville Panel 1R Fdr. | Long Jetty 33_11kV Tx1 | Noraville 33_11kV Tx3 | 14.6379 | 0 | 0 | 0 | 0 | 0 | 0 | 0 | 0 | 0 | 0 | 0 | 0 | 0 | 0 | 0 | 0 | 0 | 0 | 0 | 0 | 0 | 0 | 0 | 0 | 0 | 0 | 0 | 0 | 0 | 0 | 0
[35 empty] | Econometric |  | Noraville 33_11kV Tx1 | 0 | 0 | 0 | 0 | 0 | 0 | 0 | 0 | 0 | 2.8487 | 5.0469 | 6.4447 | 9.5964 | 10.4025 | 10.0219 | 9.6265 | 9.774 | 9.9235 | 10.0751 | 10.2289 | 10.3848 | 10.5429 | 10.7032 | 10.8658 | 11.0306 | 11.1978 | 11.3673 | 11.5391 | 11.7134 | 11.8901 | 12.0692 | 12.2508
[35 empty] | Econometric |  | Noraville 33_11kV Tx2 | 0 | 0 | 0 | 0 | 0 | 0 | 0 | 0 | 0 | 2.8441 | 5.0388 | 6.4344 | 9.581 | 10.3859 | 10.0059 | 9.6111 | 9.7583 | 9.9076 | 10.059 | 10.2125 | 10.3682 | 10.526 | 10.6861 | 10.8484 | 11.013 | 11.1798 | 11.3491 | 11.5206 | 11.6946 | 11.871 | 12.0499 | 12.2312
| 0 | [33 empty] | Econometric |  | Noraville 33_11kV Tx3 | 0 | 0 | 0 | 0 | 0 | 0 | 0 | 0 | 0 | 2.838 | 5.028 | 6.4206 | 9.5605 | 10.3636 | 9.9844 | 9.5905 | 9.7374 | 9.8864 | 10.0375 | 10.1906 | 10.346 | 10.5035 | 10.6632 | 10.8252 | 10.9894 | 11.1559 | 11.3248 | 11.496 | 11.6696 | 11.8456 | 12.0241 | 12.205
| Diversity Factor: 0 | [33 empty] | Energy Efficiency |  | Noraville 33_11kV Tx1 | 0 | 0 | 0 | 0 | 0 | 0 | 0 | -0.40524 | -0.22504 | -2.1045 | -3.4393 | -5.3671 | -5.7833 | -3.6303 | -2.955 | -3.3108 | -3.2042 | -3.5769 | -2.7863 | -2.84 | -2.4882 | -2.2861 | -2.4415 | -2.5684 | -2.5684 | -2.5684 | -2.5684 | -2.5684 | -2.5684 | -2.5684 | -2.5684 | -2.5684
[35 empty] | Energy Efficiency |  | Noraville 33_11kV Tx2 | 0 | 0 | 0 | 0 | 0 | 0 | 0 | -0.40459 | -0.22468 | -2.1012 | -3.4338 | -5.3585 | -5.7741 | -3.6245 | -2.9503 | -3.3055 | -3.1991 | -3.5711 | -2.7818 | -2.8355 | -2.4842 | -2.2824 | -2.4376 | -2.5643 | -2.5643 | -2.5643 | -2.5643 | -2.5643 | -2.5643 | -2.5643 | -2.5643 | -2.5643
[35 empty] | Energy Efficiency |  | Noraville 33_11kV Tx3 | 0 | 0 | 0 | 0 | 0 | 0 | 0 | -0.40373 | -0.2242 | -2.0967 | -3.4264 | -5.347 | -5.7617 | -3.6168 | -2.944 | -3.2984 | -3.1922 | -3.5635 | -2.7759 | -2.8294 | -2.4789 | -2.2776 | -2.4324 | -2.5588 | -2.5588 | -2.5588 | -2.5588 | -2.5588 | -2.5588 | -2.5588 | -2.5588 | -2.5588
| 0 | [33 empty] | Solar PV |  | Noraville 33_11kV Tx1 | 0 | 0 | 0 | -2.014 | -0.23836 | -0.015949 | -2.2194 | -0.80925 | -0.9077 | -1.0251 | -1.1249 | -1.2039 | -1.2683 | -1.3278 | -1.2841 | -1.3045 | -0.99811 | -1.1955 | -1.1955 | -1.1955 | -1.1955 | -1.1955 | -1.1955 | -1.1955 | -1.1955 | -1.1955 | -1.1955 | -1.1955 | -1.1955 | -1.1955 | -1.1955 | -1.1955
| Diversity Factor: 0 | [33 empty] | Solar PV |  | Noraville 33_11kV Tx2 | 0 | 0 | 0 | -2.0108 | -0.23798 | -0.015924 | -2.2158 | -0.80796 | -0.90624 | -1.0235 | -1.1231 | -1.2019 | -1.2662 | -1.3257 | -1.282 | -1.3024 | -0.99651 | -1.1936 | -1.1936 | -1.1936 | -1.1936 | -1.1936 | -1.1936 | -1.1936 | -1.1936 | -1.1936 | -1.1936 | -1.1936 | -1.1936 | -1.1936 | -1.1936 | -1.1936
[35 empty] | Solar PV |  | Noraville 33_11kV Tx3 | 0 | 0 | 0 | -2.0065 | -0.23747 | -0.01589 | -2.2111 | -0.80623 | -0.9043 | -1.0213 | -1.1207 | -1.1994 | -1.2635 | -1.3229 | -1.2793 | -1.2996 | -0.99438 | -1.1911 | -1.1911 | -1.1911 | -1.1911 | -1.1911 | -1.1911 | -1.1911 | -1.1911 | -1.1911 | -1.1911 | -1.1911 | -1.1911 | -1.1911 | -1.1911 | -1.1911
0
Diversity Factor: 0
0
Diversity Factor: 0
0
Diversity Factor: 0
0
Diversity Factor: 0
| Weather Correction and Public Holiday Factors | [8 empty] | Forecast ROG
ROG Justification
| Actual loads for season 13/14 have been weather corrected by the following: | [6 empty] | -2.951% |  | 7 year ROG ok | [59 empty] | 7 year ROG ok
1 | 2 | 3 | 4 | 5 | 6 | 7 | 8 | 9 | 10 | 14/15 | 15/16 | 16/17 | 17/18 | 18/19 | 19/20 | 20/21 | 21/22 | 22/23 | 23/24 | 24/25 | 25/26 | 26/27 | 27/28 | 28/29 | 29/30 | 30/31 | 31/32 | 32/33 | 33/34 | 34/35 | 35/36 | 36/37 | 37/38 | 38/39
0.9817 | 0.96373 | 0.95198 | 0.94617 | 0.94617 | 0.94617 | 0.94617 | 0.94617 | 0.94617 | 0.94617 | -1.83% | -1.83% | -1.22% | -0.61% | 0% | 0% | 0% | 0% | 0% | 0% | 0% | 0% | 0% | 0% | 0% | 0% | 0% | 0% | 0% | 0% | 0% | 0% | 0% | 0% | 0%
Substation Load Detail
[7 empty] | Units | 13/14 |  | 14/15 | 15/16 | 16/17 | 17/18 | 18/19 | 19/20 | 20/21 | 21/22 | 22/23 | 23/24 | 24/25 | 25/26 | 26/27 | 27/28 | 28/29 | 29/30 | 30/31 | 31/32 | 32/33 | 33/34 | 34/35 | 35/36 | 36/37 | 37/38 | 38/39
1 | Noraville 33_11kV | Compensated |  | Load (LV side) |  |  | Amps | 947 | 1014 | 991.8057 | 970.2624 | 957.583 | 953.187 | 941.8275 | 949.4484 | 965.7523 | 983.0699 | 998.0769 | 1014.762 | 1030.187 | 1048.435 | 1066.982 | 1087.049 | 1108.195 | 1129.356 | 1150.624 | 1172.385 | 1194.647 | 1217.416 | 1240.7 | 1264.506 | 1288.84 | 1313.712 | 1339.127
|  |  |  | Apparent Power |  |  | MVA | 18.0428 |  | 18.8964 | 18.486 | 18.2444 | 18.1607 | 17.9442 | 18.0894 | 18.4001 | 18.73 | 19.0159 | 19.3338 | 19.6277 | 19.9754 | 20.3287 | 20.7111 | 21.114 | 21.5171 | 21.9223 | 22.3369 | 22.7611 | 23.1949 | 23.6385 | 24.0921 | 24.5557 | 25.0296 | 25.5138
|  |  |  | Real Power |  |  | MW | 16.7798 | 17.9669 | 17.5737 | 17.192 | 16.9673 | 16.8894 | 16.6881 | 16.8232 | 17.112 | 17.4189 | 17.6848 | 17.9804 | 18.2538 | 18.5771 | 18.9057 | 19.2613 | 19.636 | 20.0109 | 20.3878 | 20.7734 | 21.1678 | 21.5712 | 21.9838 | 22.4056 | 22.8368 | 23.2775 | 23.7278
|  |  |  | Reactive Power |  |  | MVAr | 6.6318 |  | 6.9456 | 6.7947 | 6.7059 | 6.6751 | 6.5956 | 6.6489 | 6.7631 | 6.8844 | 6.9895 | 7.1063 | 7.2144 | 7.3421 | 7.472 | 7.6126 | 7.7606 | 7.9088 | 8.0578 | 8.2102 | 8.3661 | 8.5255 | 8.6886 | 8.8553 | 9.0257 | 9.1999 | 9.3778
|  |  |  | Capacitors In Service |  |  | MVAr | 0 |  | 0 | 0 | 0 | 0 | 0 | 0 | 0 | 0 | 0 | 0 | 0 | 0 | 0 | 0 | 0 | 0 | 0 | 0 | 0 | 0 | 0 | 0 | 0 | 0 | 0
|  |  |  | PF |  |  |  | 0.93 |  | 0.93 | 0.93 | 0.93 | 0.93 | 0.93 | 0.93 | 0.93 | 0.93 | 0.93 | 0.93 | 0.93 | 0.93 | 0.93 | 0.93 | 0.93 | 0.93 | 0.93 | 0.93 | 0.93 | 0.93 | 0.93 | 0.93 | 0.93 | 0.93 | 0.93
0.90068 | Diversity Factor: 0.9 | Uncompensated |  | Reactive Power |  |  | MVAr | 6.6318 | 7.101 | 6.9456 | 6.7947 | 6.7059 | 6.6751 | 6.5956 | 6.6489 | 6.7631 | 6.8844 | 6.9895 | 7.1063 | 7.2144 | 7.3421 | 7.472 | 7.6126 | 7.7606 | 7.9088 | 8.0578 | 8.2102 | 8.3661 | 8.5255 | 8.6886 | 8.8553 | 9.0257 | 9.1999 | 9.3778
|  |  |  | PF |  |  |  | 0.93 |  | 0.93 | 0.93 | 0.93 | 0.93 | 0.93 | 0.93 | 0.93 | 0.93 | 0.93 | 0.93 | 0.93 | 0.93 | 0.93 | 0.93 | 0.93 | 0.93 | 0.93 | 0.93 | 0.93 | 0.93 | 0.93 | 0.93 | 0.93 | 0.93 | 0.93
[10 empty] | 1 | 2 | 3 | 4 | 5 | 6 | 7 | 8 | 9 | 10 | 11 | 12 | 13 | 14 | 15 | 16 | 17 | 18 | 19 | 20 | 21 | 22 | 23 | 24 | 25
Transformer Load Detail
[7 empty] | Units | 13/14 |  | 14/15 | 15/16 | 16/17 | 17/18 | 18/19 | 19/20 | 20/21 | 21/22 | 22/23 | 23/24 | 24/25 | 25/26 | 26/27 | 27/28 | 28/29 | 29/30 | 30/31 | 31/32 | 32/33 | 33/34 | 34/35 | 35/36 | 36/37 | 37/38 | 38/39
| 0 | Compensated |  | Load (LV side) |  |  | Amps
|  |  |  | Apparent Power |  |  | MVA
|  |  |  | Real Power |  |  | MW
|  |  |  | Reactive Power |  |  | MVAr
|  |  |  | Capacitors In Service |  |  | MVAr
PF
| Zone Div: | Uncompensated |  | Reactive Power |  |  | MVAr
PF
| 0 | Compensated |  | Load (LV side) |  |  | Amps
|  |  |  | Apparent Power |  |  | MVA
|  |  |  | Real Power |  |  | MW
|  |  |  | Reactive Power |  |  | MVAr
|  |  |  | Capacitors In Service |  |  | MVAr
PF
| Zone Div: | Uncompensated |  | Reactive Power |  |  | MVAr
PF
| 0 | Compensated |  | Load (LV side) |  |  | Amps
|  |  |  | Apparent Power |  |  | MVA
|  |  |  | Real Power |  |  | MW
|  |  |  | Reactive Power |  |  | MVAr
|  |  |  | Capacitors In Service |  |  | MVAr
PF
| Zone Div: | Uncompensated |  | Reactive Power |  |  | MVAr
PF
| 0 | Compensated |  | Load (LV side) |  |  | Amps
|  |  |  | Apparent Power |  |  | MVA
|  |  |  | Real Power |  |  | MW
|  |  |  | Reactive Power |  |  | MVAr
|  |  |  | Capacitors In Service |  |  | MVAr
PF
| Zone Div: | Uncompensated |  | Reactive Power |  |  | MVAr
PF
| 0 | Compensated |  | Load (LV side) |  |  | Amps
|  |  |  | Apparent Power |  |  | MVA
|  |  |  | Real Power |  |  | MW
|  |  |  | Reactive Power |  |  | MVAr
|  |  |  | Capacitors In Service |  |  | MVAr
PF
| Zone Div: | Uncompensated |  | Reactive Power |  |  | MVAr
PF
| 0 | Compensated |  | Load (LV side) |  |  | Amps
|  |  |  | Apparent Power |  |  | MVA
|  |  |  | Real Power |  |  | MW
|  |  |  | Reactive Power |  |  | MVAr
|  |  |  | Capacitors In Service |  |  | MVAr
PF
| Zone Div: | Uncompensated |  | Reactive Power |  |  | MVAr
PF
| 0 | Compensated |  | Load (LV side) |  |  | Amps
|  |  |  | Apparent Power |  |  | MVA
|  |  |  | Real Power |  |  | MW
|  |  |  | Reactive Power |  |  | MVAr
|  |  |  | Capacitors In Service |  |  | MVAr
PF
| Zone Div: | Uncompensated |  | Reactive Power |  |  | MVAr
PF
| 0 | Compensated |  | Load (LV side) |  |  | Amps
|  |  |  | Apparent Power |  |  | MVA
|  |  |  | Real Power |  |  | MW
|  |  |  | Reactive Power |  |  | MVAr
|  |  |  | Capacitors In Service |  |  | MVAr
PF
| Zone Div: | Uncompensated |  | Reactive Power |  |  | MVAr
PF
| 0 | Compensated |  | Load (LV side) |  |  | Amps
|  |  |  | Apparent Power |  |  | MVA
|  |  |  | Real Power |  |  | MW
|  |  |  | Reactive Power |  |  | MVAr
|  |  |  | Capacitors In Service |  |  | MVAr
PF
| Zone Div: | Uncompensated |  | Reactive Power |  |  | MVAr
PF
| 0 | Compensated |  | Load (LV side) |  |  | Amps
|  |  |  | Apparent Power |  |  | MVA
|  |  |  | Real Power |  |  | MW
|  |  |  | Reactive Power |  |  | MVAr
|  |  |  | Capacitors In Service |  |  | MVAr
PF
| Zone Div: | Uncompensated |  | Reactive Power |  |  | MVAr
PF

## Vales Point 33_11kV
| Vales Point 33_11kV | [16 empty] | 2015 | SUMMER
| Substation Total Loads | [33 empty] | Spots & Transfers Detail
| Historical Loads | (11kV Amps) | [7 empty] | Weather Corrected Forecast Loads |  |  |  | (11kV Amps) | [20 empty] | Spots & Transfers Summary | (11kV Amps) |  | Historical Spots & Transfers | [6 empty] | Forecast Spots & Transfers
|  | 07/08 | 08/09 | 09/10 | 10/11 | 11/12 | 12/13 | 13/14 |  | 14/15 | 15/16 | 16/17 | 17/18 | 18/19 | 19/20 | 20/21 | 21/22 | 22/23 | 23/24 | 24/25 | 25/26 | 26/27 | 27/28 | 28/29 | 29/30 | 30/31 | 31/32 | 32/33 | 33/34 | 34/35 | 35/36 | 36/37 | 37/38 | 38/39 |  |  |  | 07/08 | 08/09 | 09/10 | 10/11 | 11/12 | 12/13 | 13/14 | 14/15 | 15/16 | 16/17 | 17/18 | 18/19 | 19/20 | 20/21 | 21/22 | 22/23 | 23/24 | 24/25 | 25/26 | 26/27 | 27/28 | 28/29 | 29/30 | 30/31 | 31/32 | 32/33 | 33/34 | 34/35 | 35/36 | 36/37 | 37/38 | 38/39
| Total | 548 | 527 | 529 | 494 | 528 | 487 | 373 |  | 426.8663 | 426.5989 | 424.8608 | 421.652 | 418.1758 | 418.1758 | 418.1758 | 418.1758 | 418.1758 | 418.1758 | 418.1758 | 418.1758 | 418.1758 | 418.1758 | 418.1758 | 418.1758 | 418.1758 | 418.1758 | 418.1758 | 418.1758 | 418.1758 | 418.1758 | 418.1758 | 418.1758 | 418.1758 |  |  | Total | 0 | 0 | 58.5 | 0 | 0 | 0 | 0 | -0.1337 | -0.2674 | -1.7381 | -3.2088 | -3.4762 | 0 | 0 | 0 | 0 | 0 | 0 | 0 | 0 | 0 | 0 | 0 | 0 | 0 | 0 | 0 | 0 | 0 | 0 | 0 | 0
| Firm Rating | 0 | 0 | 0 | 0 | 0 | 0 | 800 |  | 800 | 800 | 800 | 800 | 800 | 800 | 800 | 800 | 800 | 800 | 800 | 800 | 800 | 800 | 800 | 800 | 800 | 800 | 800 | 800 | 800 | 800 | 800 | 800 | 800
| Total Capacity | 0 | 0 | 0 | 0 | 0 | 0 | 1600 |  | 1600 | 1600 | 1600 | 1600 | 1600 | 1600 | 1600 | 1600 | 1600 | 1600 | 1600 | 1600 | 1600 | 1600 | 1600 | 1600 | 1600 | 1600 | 1600 | 1600 | 1600 | 1600 | 1600 | 1600 | 1600 |  |  | Vales Point 33_11kV Tx1 | 0 | 0 | 0 | 0 | 0 | 0 | 0 | -0.069708 | -0.13942 | -0.90621 | -1.673 | -1.8124 | 0 | 0 | 0 | 0 | 0 | 0 | 0 | 0 | 0 | 0 | 0 | 0 | 0 | 0 | 0 | 0 | 0 | 0 | 0 | 0
|  | -7 | -6 | -5 | -4 | -3 | -2 | -1 |  | 0 | 1 | 2 | 3 | 4 | 5 | 6 | 7 | 8 | 9 | 10 | 11 | 12 | 13 | 14 | 15 | 16 | 17 | 18 | 19 | 20 | 21 | 22 | 23 | 24 |  |  | Vales Point 33_11kV Tx2 | 0 | 0 | 58.5 | 0 | 0 | 0 | 0 | -0.063991 | -0.12798 | -0.83188 | -1.5358 | -1.6638 | 0 | 0 | 0 | 0 | 0 | 0 | 0 | 0 | 0 | 0 | 0 | 0 | 0 | 0 | 0 | 0 | 0 | 0 | 0 | 0
| Transformer Loads | [36 empty] | 0 | 0 | 0 | 0 | 0 | 0 | 0 | 0 | 0 | 0 | 0 | 0 | 0 | 0 | 0 | 0 | 0 | 0 | 0 | 0 | 0 | 0 | 0 | 0 | 0 | 0 | 0 | 0 | 0 | 0 | 0 | 0
| Historical Loads | (11kV Amps) | [7 empty] | 0: Weather Corrected Forecast Loads; 4: (11kV Amps) |  |  |  | 0 | 0 | 0 | 0 | 0 | 0 | 0 | 0 | 0 | 0 | 0 | 0 | 0 | 0 | 0 | 0 | 0 | 0 | 0 | 0 | 0 | 0 | 0 | 0 | 0 | 0 | 0 | 0 | 0 | 0 | 0 | 0
|  | 07/08 | 08/09 | 09/10 | 10/11 | 11/12 | 12/13 | 13/14 |  | 14/15 | 15/16 | 16/17 | 17/18 | 18/19 | 19/20 | 20/21 | 21/22 | 22/23 | 23/24 | 24/25 | 25/26 | 26/27 | 27/28 | 28/29 | 29/30 | 30/31 | 31/32 | 32/33 | 33/34 | 34/35 | 35/36 | 36/37 | 37/38 | 38/39 |  |  |  | 0 | 0 | 0 | 0 | 0 | 0 | 0 | 0 | 0 | 0 | 0 | 0 | 0 | 0 | 0 | 0 | 0 | 0 | 0 | 0 | 0 | 0 | 0 | 0 | 0 | 0 | 0 | 0 | 0 | 0 | 0 | 0
| 0 | [36 empty] | 0 | 0 | 0 | 0 | 0 | 0 | 0 | 0 | 0 | 0 | 0 | 0 | 0 | 0 | 0 | 0 | 0 | 0 | 0 | 0 | 0 | 0 | 0 | 0 | 0 | 0 | 0 | 0 | 0 | 0 | 0 | 0
| Diversity Factor: 0 | [36 empty] | 0 | 0 | 0 | 0 | 0 | 0 | 0 | 0 | 0 | 0 | 0 | 0 | 0 | 0 | 0 | 0 | 0 | 0 | 0 | 0 | 0 | 0 | 0 | 0 | 0 | 0 | 0 | 0 | 0 | 0 | 0 | 0
[38 empty] | 0 | 0 | 0 | 0 | 0 | 0 | 0 | 0 | 0 | 0 | 0 | 0 | 0 | 0 | 0 | 0 | 0 | 0 | 0 | 0 | 0 | 0 | 0 | 0 | 0 | 0 | 0 | 0 | 0 | 0 | 0 | 0
[38 empty] | 0 | 0 | 0 | 0 | 0 | 0 | 0 | 0 | 0 | 0 | 0 | 0 | 0 | 0 | 0 | 0 | 0 | 0 | 0 | 0 | 0 | 0 | 0 | 0 | 0 | 0 | 0 | 0 | 0 | 0 | 0 | 0
| 0 | [36 empty] | 0 | 0 | 0 | 0 | 0 | 0 | 0 | 0 | 0 | 0 | 0 | 0 | 0 | 0 | 0 | 0 | 0 | 0 | 0 | 0 | 0 | 0 | 0 | 0 | 0 | 0 | 0 | 0 | 0 | 0 | 0 | 0
Diversity Factor: 0
[38 empty] | Historical Spots & Transfers | [6 empty] | Forecast Spots & Transfers
[35 empty] | Project Name | From | To | 07/08 | 08/09 | 09/10 | 10/11 | 11/12 | 12/13 | 13/14 | 14/15 | 15/16 | 16/17 | 17/18 | 18/19 | 19/20 | 20/21 | 21/22 | 22/23 | 23/24 | 24/25 | 25/26 | 26/27 | 27/28 | 28/29 | 29/30 | 30/31 | 31/32 | 32/33 | 33/34 | 34/35 | 35/36 | 36/37 | 37/38 | 38/39
| 0 | [33 empty] | Broad based demand management |  | Vales Point 33_11kV Tx1 | 0 | 0 | 0 | 0 | 0 | 0 | 0 | -0.069708 | -0.13942 | -0.90621 | -1.673 | -1.8124 | 0 | 0 | 0 | 0 | 0 | 0 | 0 | 0 | 0 | 0 | 0 | 0 | 0 | 0 | 0 | 0 | 0 | 0 | 0 | 0
| Diversity Factor: 0 | [33 empty] | Broad based demand management |  | Vales Point 33_11kV Tx2 | 0 | 0 | 0 | 0 | 0 | 0 | 0 | -0.063991 | -0.12798 | -0.83188 | -1.5358 | -1.6638 | 0 | 0 | 0 | 0 | 0 | 0 | 0 | 0 | 0 | 0 | 0 | 0 | 0 | 0 | 0 | 0 | 0 | 0 | 0 | 0
[35 empty] | HVCON_ID: 2008273. Increase in load at HVC feed off feeders 664 and 663 Chain Valley Collery |  | Vales Point 33_11kV Tx2 | 0 | 0 | 58.5 | 0 | 0 | 0 | 0 | 0 | 0 | 0 | 0 | 0 | 0 | 0 | 0 | 0 | 0 | 0 | 0 | 0 | 0 | 0 | 0 | 0 | 0 | 0 | 0 | 0 | 0 | 0 | 0 | 0
[35 empty] | Econometric |  | Vales Point 33_11kV Tx1 | 0 | 0 | 0 | 0 | 0 | 0 | 0 | 0 | 0 | 0 | 0 | 0 | 0 | 0 | 0 | 0 | 0 | 0 | 0 | 0 | 0 | 0 | 0 | 0 | 0 | 0 | 0 | 0 | 0 | 0 | 0 | 0
| 0 | [33 empty] | Econometric |  | Vales Point 33_11kV Tx2 | 0 | 0 | 0 | 0 | 0 | 0 | 0 | 0 | 0 | 0 | 0 | 0 | 0 | 0 | 0 | 0 | 0 | 0 | 0 | 0 | 0 | 0 | 0 | 0 | 0 | 0 | 0 | 0 | 0 | 0 | 0 | 0
| Diversity Factor: 0 | [33 empty] | Energy Efficiency |  | Vales Point 33_11kV Tx1 | 0 | 0 | 0 | 0 | 0 | 0 | 0 | 0 | 0 | 0 | 0 | 0 | 0 | 0 | 0 | 0 | 0 | 0 | 0 | 0 | 0 | 0 | 0 | 0 | 0 | 0 | 0 | 0 | 0 | 0 | 0 | 0
[35 empty] | Energy Efficiency |  | Vales Point 33_11kV Tx2 | 0 | 0 | 0 | 0 | 0 | 0 | 0 | 0 | 0 | 0 | 0 | 0 | 0 | 0 | 0 | 0 | 0 | 0 | 0 | 0 | 0 | 0 | 0 | 0 | 0 | 0 | 0 | 0 | 0 | 0 | 0 | 0
[35 empty] | Solar PV |  | Vales Point 33_11kV Tx1 | 0 | 0 | 0 | 0 | 0 | 0 | 0 | 0 | 0 | 0 | 0 | 0 | 0 | 0 | 0 | 0 | 0 | 0 | 0 | 0 | 0 | 0 | 0 | 0 | 0 | 0 | 0 | 0 | 0 | 0 | 0 | 0
| 0 | [33 empty] | Solar PV |  | Vales Point 33_11kV Tx2 | 0 | 0 | 0 | 0 | 0 | 0 | 0 | 0 | 0 | 0 | 0 | 0 | 0 | 0 | 0 | 0 | 0 | 0 | 0 | 0 | 0 | 0 | 0 | 0 | 0 | 0 | 0 | 0 | 0 | 0 | 0 | 0
Diversity Factor: 0
0
Diversity Factor: 0
0
Diversity Factor: 0
0
Diversity Factor: 0
0
Diversity Factor: 0
0
Diversity Factor: 0
| Weather Correction and Public Holiday Factors | [8 empty] | 0: Forecast ROG
ROG Justification
| Actual loads for season 13/14 have been weather corrected by the following: | [6 empty] | 0% |  | 0: customer substation | [35 empty] | customer substation
1 | 2 | 3 | 4 | 5 | 6 | 7 | 8 | 9 | 10 | 14/15 | 15/16 | 16/17 | 17/18 | 18/19 | 19/20 | 20/21 | 21/22 | 22/23 | 23/24 | 24/25 | 25/26 | 26/27 | 27/28 | 28/29 | 29/30 | 30/31 | 31/32 | 32/33 | 33/34 | 34/35 | 35/36 | 36/37 | 37/38 | 38/39
1 | 1 | 1 | 1 | 1 | 1 | 1 | 1 | 1 | 1 | 0% | 0% | 0% | 0% | 0% | 0% | 0% | 0% | 0% | 0% | 0% | 0% | 0% | 0% | 0% | 0% | 0% | 0% | 0% | 0% | 0% | 0% | 0% | 0% | 0%
Substation Load Detail
[7 empty] | Units | 13/14 |  | 14/15 | 15/16 | 16/17 | 17/18 | 18/19 | 19/20 | 20/21 | 21/22 | 22/23 | 23/24 | 24/25 | 25/26 | 26/27 | 27/28 | 28/29 | 29/30 | 30/31 | 31/32 | 32/33 | 33/34 | 34/35 | 35/36 | 36/37 | 37/38 | 38/39
1 | Vales Point 33_11kV | Compensated |  | Load (LV side) |  |  | Amps | 373 | 427 | 426.8663 | 426.5989 | 424.8608 | 421.652 | 418.1758 | 418.1758 | 418.1758 | 418.1758 | 418.1758 | 418.1758 | 418.1758 | 418.1758 | 418.1758 | 418.1758 | 418.1758 | 418.1758 | 418.1758 | 418.1758 | 418.1758 | 418.1758 | 418.1758 | 418.1758 | 418.1758 | 418.1758 | 418.1758
|  |  |  | Apparent Power |  |  | MVA | 7.1066 |  | 8.1329 | 8.1278 | 8.0947 | 8.0335 | 7.9673 | 7.9673 | 7.9673 | 7.9673 | 7.9673 | 7.9673 | 7.9673 | 7.9673 | 7.9673 | 7.9673 | 7.9673 | 7.9673 | 7.9673 | 7.9673 | 7.9673 | 7.9673 | 7.9673 | 7.9673 | 7.9673 | 7.9673 | 7.9673
|  |  |  | Real Power |  |  | MW | 5.9203 | 6.7774 | 6.7753 | 6.7711 | 6.7435 | 6.6925 | 6.6374 | 6.6374 | 6.6374 | 6.6374 | 6.6374 | 6.6374 | 6.6374 | 6.6374 | 6.6374 | 6.6374 | 6.6374 | 6.6374 | 6.6374 | 6.6374 | 6.6374 | 6.6374 | 6.6374 | 6.6374 | 6.6374 | 6.6374 | 6.6374
|  |  |  | Reactive Power |  |  | MVAr | 3.9311 |  | 4.4988 | 4.496 | 4.4777 | 4.4438 | 4.4072 | 4.4072 | 4.4072 | 4.4072 | 4.4072 | 4.4072 | 4.4072 | 4.4072 | 4.4072 | 4.4072 | 4.4072 | 4.4072 | 4.4072 | 4.4072 | 4.4072 | 4.4072 | 4.4072 | 4.4072 | 4.4072 | 4.4072 | 4.4072
|  |  |  | Capacitors In Service |  |  | MVAr | 0 |  | 0 | 0 | 0 | 0 | 0 | 0 | 0 | 0 | 0 | 0 | 0 | 0 | 0 | 0 | 0 | 0 | 0 | 0 | 0 | 0 | 0 | 0 | 0 | 0 | 0
|  |  |  | PF |  |  |  | 0.83307 |  | 0.83307 | 0.83307 | 0.83307 | 0.83307 | 0.83307 | 0.83307 | 0.83307 | 0.83307 | 0.83307 | 0.83307 | 0.83307 | 0.83307 | 0.83307 | 0.83307 | 0.83307 | 0.83307 | 0.83307 | 0.83307 | 0.83307 | 0.83307 | 0.83307 | 0.83307 | 0.83307 | 0.83307 | 0.83307
0.62665 | Diversity Factor: 0.63 | Uncompensated |  | Reactive Power |  |  | MVAr | 3.9311 | 4.5002 | 4.4988 | 4.496 | 4.4777 | 4.4438 | 4.4072 | 4.4072 | 4.4072 | 4.4072 | 4.4072 | 4.4072 | 4.4072 | 4.4072 | 4.4072 | 4.4072 | 4.4072 | 4.4072 | 4.4072 | 4.4072 | 4.4072 | 4.4072 | 4.4072 | 4.4072 | 4.4072 | 4.4072 | 4.4072
|  |  |  | PF |  |  |  | 0.83307 |  | 0.83307 | 0.83307 | 0.83307 | 0.83307 | 0.83307 | 0.83307 | 0.83307 | 0.83307 | 0.83307 | 0.83307 | 0.83307 | 0.83307 | 0.83307 | 0.83307 | 0.83307 | 0.83307 | 0.83307 | 0.83307 | 0.83307 | 0.83307 | 0.83307 | 0.83307 | 0.83307 | 0.83307 | 0.83307
[10 empty] | 1 | 2 | 3 | 4 | 5 | 6 | 7 | 8 | 9 | 10 | 11 | 12 | 13 | 14 | 15 | 16 | 17 | 18 | 19 | 20 | 21 | 22 | 23 | 24 | 25
Transformer Load Detail
[7 empty] | Units | 13/14 |  | 14/15 | 15/16 | 16/17 | 17/18 | 18/19 | 19/20 | 20/21 | 21/22 | 22/23 | 23/24 | 24/25 | 25/26 | 26/27 | 27/28 | 28/29 | 29/30 | 30/31 | 31/32 | 32/33 | 33/34 | 34/35 | 35/36 | 36/37 | 37/38 | 38/39
| 0 | Compensated |  | Load (LV side) |  |  | Amps
|  |  |  | Apparent Power |  |  | MVA
|  |  |  | Real Power |  |  | MW
|  |  |  | Reactive Power |  |  | MVAr
|  |  |  | Capacitors In Service |  |  | MVAr
PF
| Zone Div: | Uncompensated |  | Reactive Power |  |  | MVAr
PF
| 0 | Compensated |  | Load (LV side) |  |  | Amps
|  |  |  | Apparent Power |  |  | MVA
|  |  |  | Real Power |  |  | MW
|  |  |  | Reactive Power |  |  | MVAr
|  |  |  | Capacitors In Service |  |  | MVAr
PF
| Zone Div: | Uncompensated |  | Reactive Power |  |  | MVAr
PF
| 0 | Compensated |  | Load (LV side) |  |  | Amps
|  |  |  | Apparent Power |  |  | MVA
|  |  |  | Real Power |  |  | MW
|  |  |  | Reactive Power |  |  | MVAr
|  |  |  | Capacitors In Service |  |  | MVAr
PF
| Zone Div: | Uncompensated |  | Reactive Power |  |  | MVAr
PF
| 0 | Compensated |  | Load (LV side) |  |  | Amps
|  |  |  | Apparent Power |  |  | MVA
|  |  |  | Real Power |  |  | MW
|  |  |  | Reactive Power |  |  | MVAr
|  |  |  | Capacitors In Service |  |  | MVAr
PF
| Zone Div: | Uncompensated |  | Reactive Power |  |  | MVAr
PF
| 0 | Compensated |  | Load (LV side) |  |  | Amps
|  |  |  | Apparent Power |  |  | MVA
|  |  |  | Real Power |  |  | MW
|  |  |  | Reactive Power |  |  | MVAr
|  |  |  | Capacitors In Service |  |  | MVAr
PF
| Zone Div: | Uncompensated |  | Reactive Power |  |  | MVAr
PF
| 0 | Compensated |  | Load (LV side) |  |  | Amps
|  |  |  | Apparent Power |  |  | MVA
|  |  |  | Real Power |  |  | MW
|  |  |  | Reactive Power |  |  | MVAr
|  |  |  | Capacitors In Service |  |  | MVAr
PF
| Zone Div: | Uncompensated |  | Reactive Power |  |  | MVAr
PF
| 0 | Compensated |  | Load (LV side) |  |  | Amps
|  |  |  | Apparent Power |  |  | MVA
|  |  |  | Real Power |  |  | MW
|  |  |  | Reactive Power |  |  | MVAr
|  |  |  | Capacitors In Service |  |  | MVAr
PF
| Zone Div: | Uncompensated |  | Reactive Power |  |  | MVAr
PF
| 0 | Compensated |  | Load (LV side) |  |  | Amps
|  |  |  | Apparent Power |  |  | MVA
|  |  |  | Real Power |  |  | MW
|  |  |  | Reactive Power |  |  | MVAr
|  |  |  | Capacitors In Service |  |  | MVAr
PF
| Zone Div: | Uncompensated |  | Reactive Power |  |  | MVAr
PF
| 0 | Compensated |  | Load (LV side) |  |  | Amps
|  |  |  | Apparent Power |  |  | MVA
|  |  |  | Real Power |  |  | MW
|  |  |  | Reactive Power |  |  | MVAr
|  |  |  | Capacitors In Service |  |  | MVAr
PF
| Zone Div: | Uncompensated |  | Reactive Power |  |  | MVAr
PF
| 0 | Compensated |  | Load (LV side) |  |  | Amps
|  |  |  | Apparent Power |  |  | MVA
|  |  |  | Real Power |  |  | MW
|  |  |  | Reactive Power |  |  | MVAr
|  |  |  | Capacitors In Service |  |  | MVAr
PF
| Zone Div: | Uncompensated |  | Reactive Power |  |  | MVAr
PF

## Wyong 132_11kV
| Wyong 132_11kV | [16 empty] | 2015 | SUMMER
| Substation Total Loads | [33 empty] | Spots & Transfers Detail
| Historical Loads | (11kV Amps) | [7 empty] | Weather Corrected Forecast Loads |  |  |  | (11kV Amps) | [20 empty] | Spots & Transfers Summary | (11kV Amps) |  | Historical Spots & Transfers | [6 empty] | Forecast Spots & Transfers
|  | 07/08 | 08/09 | 09/10 | 10/11 | 11/12 | 12/13 | 13/14 |  | 14/15 | 15/16 | 16/17 | 17/18 | 18/19 | 19/20 | 20/21 | 21/22 | 22/23 | 23/24 | 24/25 | 25/26 | 26/27 | 27/28 | 28/29 | 29/30 | 30/31 | 31/32 | 32/33 | 33/34 | 34/35 | 35/36 | 36/37 | 37/38 | 38/39 |  |  |  | 07/08 | 08/09 | 09/10 | 10/11 | 11/12 | 12/13 | 13/14 | 14/15 | 15/16 | 16/17 | 17/18 | 18/19 | 19/20 | 20/21 | 21/22 | 22/23 | 23/24 | 24/25 | 25/26 | 26/27 | 27/28 | 28/29 | 29/30 | 30/31 | 31/32 | 32/33 | 33/34 | 34/35 | 35/36 | 36/37 | 37/38 | 38/39
| Total | 1804 | 2107 | 2122 | 2306 | 1764 | 1880 | 1632 |  | 1596.542 | 1640.084 | 1579.996 | 1552.122 | 1542.543 | 1567.677 | 1609.604 | 1652.727 | 1690.109 | 1730.849 | 1768.241 | 1810.633 | 1853.504 | 1899.583 | 1947.745 | 1995.949 | 2044.136 | 2093.232 | 2143.249 | 2194.199 | 2246.093 | 2298.944 | 2352.765 | 2407.568 | 2463.366 |  |  | Total | 0 | 0 | 190 | -3.8191 | 127.5753 | -160.5464 | 6.261 | -9.9075 | 123.3688 | -5.4187 | -1.5398 | -9.5798 | 25.1345 | 41.9271 | 43.1222 | 37.3822 | 40.7403 | 37.3914 | 42.3927 | 42.8707 | 46.079 | 48.1618 | 48.2043 | 48.1873 | 49.0961 | 50.0167 | 50.9494 | 51.8942 | 52.8513 | 53.8209 | 54.8031 | 55.7981
| Firm Rating | 0 | 0 | 0 | 0 | 0 | 0 | 2835 |  | 2835 | 2835 | 2835 | 2835 | 2835 | 2835 | 2835 | 2835 | 2835 | 2835 | 2835 | 2835 | 2835 | 2835 | 2835 | 2835 | 2835 | 2835 | 2835 | 2835 | 2835 | 2835 | 2835 | 2835 | 2835
| Total Capacity | 0 | 0 | 0 | 0 | 0 | 0 | 5787 |  | 5787 | 5787 | 5787 | 5787 | 5787 | 5787 | 5787 | 5787 | 5787 | 5787 | 5787 | 5787 | 5787 | 5787 | 5787 | 5787 | 5787 | 5787 | 5787 | 5787 | 5787 | 5787 | 5787 | 5787 | 5787 |  |  | Wyong 132_11kV Tx1 | 0 | 0 | 190 | -10.6165 | 79.3874 | -2.2121 | -74.3058 | -4.8206 | 61.8003 | -2.6366 | -0.74922 | -4.6612 | 12.2296 | 20.4004 | 20.9819 | 18.189 | 19.8229 | 18.1934 | 20.6269 | 20.8595 | 22.4205 | 23.434 | 23.4546 | 23.4463 | 23.8885 | 24.3365 | 24.7903 | 25.25 | 25.7157 | 26.1875 | 26.6654 | 27.1495
|  | -7 | -6 | -5 | -4 | -3 | -2 | -1 |  | 0 | 1 | 2 | 3 | 4 | 5 | 6 | 7 | 8 | 9 | 10 | 11 | 12 | 13 | 14 | 15 | 16 | 17 | 18 | 19 | 20 | 21 | 22 | 23 | 24 |  |  | Wyong 132_11kV Tx2 | 0 | 0 | 0 | 6.7973 | 48.1879 | -158.3343 | 80.5668 | -5.0868 | 61.5684 | -2.7821 | -0.79059 | -4.9186 | 12.9049 | 21.5268 | 22.1404 | 19.1933 | 20.9174 | 19.198 | 21.7658 | 22.0112 | 23.6585 | 24.7279 | 24.7497 | 24.7409 | 25.2075 | 25.6802 | 26.1591 | 26.6442 | 27.1356 | 27.6334 | 28.1377 | 28.6486
| Transformer Loads | [36 empty] | 0 | 0 | 0 | 0 | 0 | 0 | 0 | 0 | 0 | 0 | 0 | 0 | 0 | 0 | 0 | 0 | 0 | 0 | 0 | 0 | 0 | 0 | 0 | 0 | 0 | 0 | 0 | 0 | 0 | 0 | 0 | 0
| Historical Loads | (11kV Amps) | [7 empty] | Weather Corrected Forecast Loads |  |  |  | (11kV Amps) | [23 empty] | 0 | 0 | 0 | 0 | 0 | 0 | 0 | 0 | 0 | 0 | 0 | 0 | 0 | 0 | 0 | 0 | 0 | 0 | 0 | 0 | 0 | 0 | 0 | 0 | 0 | 0 | 0 | 0 | 0 | 0 | 0 | 0
|  | 07/08 | 08/09 | 09/10 | 10/11 | 11/12 | 12/13 | 13/14 |  | 14/15 | 15/16 | 16/17 | 17/18 | 18/19 | 19/20 | 20/21 | 21/22 | 22/23 | 23/24 | 24/25 | 25/26 | 26/27 | 27/28 | 28/29 | 29/30 | 30/31 | 31/32 | 32/33 | 33/34 | 34/35 | 35/36 | 36/37 | 37/38 | 38/39 |  |  |  | 0 | 0 | 0 | 0 | 0 | 0 | 0 | 0 | 0 | 0 | 0 | 0 | 0 | 0 | 0 | 0 | 0 | 0 | 0 | 0 | 0 | 0 | 0 | 0 | 0 | 0 | 0 | 0 | 0 | 0 | 0 | 0
| 0 | [36 empty] | 0 | 0 | 0 | 0 | 0 | 0 | 0 | 0 | 0 | 0 | 0 | 0 | 0 | 0 | 0 | 0 | 0 | 0 | 0 | 0 | 0 | 0 | 0 | 0 | 0 | 0 | 0 | 0 | 0 | 0 | 0 | 0
| Diversity Factor: 0 | [36 empty] | 0 | 0 | 0 | 0 | 0 | 0 | 0 | 0 | 0 | 0 | 0 | 0 | 0 | 0 | 0 | 0 | 0 | 0 | 0 | 0 | 0 | 0 | 0 | 0 | 0 | 0 | 0 | 0 | 0 | 0 | 0 | 0
[38 empty] | 0 | 0 | 0 | 0 | 0 | 0 | 0 | 0 | 0 | 0 | 0 | 0 | 0 | 0 | 0 | 0 | 0 | 0 | 0 | 0 | 0 | 0 | 0 | 0 | 0 | 0 | 0 | 0 | 0 | 0 | 0 | 0
[38 empty] | 0 | 0 | 0 | 0 | 0 | 0 | 0 | 0 | 0 | 0 | 0 | 0 | 0 | 0 | 0 | 0 | 0 | 0 | 0 | 0 | 0 | 0 | 0 | 0 | 0 | 0 | 0 | 0 | 0 | 0 | 0 | 0
| 0 | [36 empty] | 0 | 0 | 0 | 0 | 0 | 0 | 0 | 0 | 0 | 0 | 0 | 0 | 0 | 0 | 0 | 0 | 0 | 0 | 0 | 0 | 0 | 0 | 0 | 0 | 0 | 0 | 0 | 0 | 0 | 0 | 0 | 0
Diversity Factor: 0
[38 empty] | Historical Spots & Transfers | [6 empty] | Forecast Spots & Transfers
[35 empty] | Project Name | From | To | 07/08 | 08/09 | 09/10 | 10/11 | 11/12 | 12/13 | 13/14 | 14/15 | 15/16 | 16/17 | 17/18 | 18/19 | 19/20 | 20/21 | 21/22 | 22/23 | 23/24 | 24/25 | 25/26 | 26/27 | 27/28 | 28/29 | 29/30 | 30/31 | 31/32 | 32/33 | 33/34 | 34/35 | 35/36 | 36/37 | 37/38 | 38/39
| 0 | [33 empty] | Broad based demand management |  | Wyong 132_11kV Tx1 | 0 | 0 | 0 | 0 | 0 | 0 | 0 | -0.066772 | -0.13354 | -0.86804 | -1.6025 | -5.2229 | 0 | 0 | 0 | 0 | 0 | 0 | 0 | 0 | 0 | 0 | 0 | 0 | 0 | 0 | 0 | 0 | 0 | 0 | 0 | 0
| Diversity Factor: 0 | [33 empty] | Broad based demand management |  | Wyong 132_11kV Tx2 | 0 | 0 | 0 | 0 | 0 | 0 | 0 | -0.070459 | -0.14092 | -0.91597 | -1.691 | -5.5113 | 0 | 0 | 0 | 0 | 0 | 0 | 0 | 0 | 0 | 0 | 0 | 0 | 0 | 0 | 0 | 0 | 0 | 0 | 0 | 0
[35 empty] | DNP_ID: 6179. FORMATION OF A NEW 11KV FEEDER FROM S.12891 WYONG ZONE SUBSTATION, USING AN O/O/S 33KV OH LINE (EX FEEDER 793) TO RELIEVE S.12690 BERKELEY VALE PANEL 14 FEEDER. | Berkeley Vale 33_11kV Tx3 | Wyong 132_11kV Tx1 | 0 | 0 | 190 | 0 | 0 | 0 | 0 | 0 | 0 | 0 | 0 | 0 | 0 | 0 | 0 | 0 | 0 | 0 | 0 | 0 | 0 | 0 | 0 | 0 | 0 | 0 | 0 | 0 | 0 | 0 | 0 | 0
[35 empty] | DNP_ID: 6480. Splitting of Panel 12 Wyong for HVCon2009_094 | Wyong 132_11kV Tx2 | Wyong 132_11kV Tx1 | 0 | 0 | 0 | 0 | 83 | 0 | 0 | 0 | 0 | 0 | 0 | 0 | 0 | 0 | 0 | 0 | 0 | 0 | 0 | 0 | 0 | 0 | 0 | 0 | 0 | 0 | 0 | 0 | 0 | 0 | 0 | 0
| 0 | [33 empty] | DNP_ID: 6493. East Wyong Zone Development. Relieve remedial panel 10, 16 and 17 feeders. | Charmhaven 132_11kV Tx2 | Wyong 132_11kV Tx1 | 0 | 0 | 0 | 0 | 0 | 0 | 49 | 0 | 0 | 0 | 0 | 0 | 0 | 0 | 0 | 0 | 0 | 0 | 0 | 0 | 0 | 0 | 0 | 0 | 0 | 0 | 0 | 0 | 0 | 0 | 0 | 0
| Diversity Factor: 0 | [33 empty] | DNP_ID: 6493. East Wyong Zone Development. Relieve remedial panel 10, 16 and 17 feeders. | Wyong 132_11kV Tx1 | Wyong 132_11kV Tx2 | 0 | 0 | 0 | 0 | 0 | 0 | 157 | 0 | 0 | 0 | 0 | 0 | 0 | 0 | 0 | 0 | 0 | 0 | 0 | 0 | 0 | 0 | 0 | 0 | 0 | 0 | 0 | 0 | 0 | 0 | 0 | 0
[35 empty] | DNP_ID: 6493. East Wyong Zone Development. Relieve remedial panel 10, 16 and 17 feeders. | Wyong 132_11kV Tx2 | Charmhaven 132_11kV Tx1 | 0 | 0 | 0 | 0 | 0 | 0 | 38 | 0 | 0 | 0 | 0 | 0 | 0 | 0 | 0 | 0 | 0 | 0 | 0 | 0 | 0 | 0 | 0 | 0 | 0 | 0 | 0 | 0 | 0 | 0 | 0 | 0
[35 empty] | DNP_ID: 6493. East Wyong Zone Development. Relieve remedial panel 10, 16 and 17 feeders. | Wyong 132_11kV Tx2 | Charmhaven 132_11kV Tx2 | 0 | 0 | 0 | 0 | 0 | 102 | 0 | 0 | 0 | 0 | 0 | 0 | 0 | 0 | 0 | 0 | 0 | 0 | 0 | 0 | 0 | 0 | 0 | 0 | 0 | 0 | 0 | 0 | 0 | 0 | 0 | 0
| 0 | [33 empty] | DNP_ID: 6493. East Wyong Zone Development. Relieve remedial panel 10, 16 and 17 feeders. | Wyong 132_11kV Tx2 | Wyong 132_11kV Tx1 | 0 | 0 | 0 | 0 | 0 | 0 | 116 | 0 | 0 | 0 | 0 | 0 | 0 | 0 | 0 | 0 | 0 | 0 | 0 | 0 | 0 | 0 | 0 | 0 | 0 | 0 | 0 | 0 | 0 | 0 | 0 | 0
| Diversity Factor: 0 | [33 empty] | DNP_ID: 6910. S.14891 Wyong Panel 5 Voltage Drop Issue | Wyong 132_11kV Tx1 | Wyong 132_11kV Tx2 | 0 | 0 | 0 | 0 | 0 | 0 | 80 | 0 | 0 | 0 | 0 | 0 | 0 | 0 | 0 | 0 | 0 | 0 | 0 | 0 | 0 | 0 | 0 | 0 | 0 | 0 | 0 | 0 | 0 | 0 | 0 | 0
[35 empty] | HVCON_ID: 2008243. Establish S.18801 Brewery Burnet, Blue Tongue brewery, Burnet Rd, Warnervale |  | Wyong 132_11kV Tx2 | 0 | 0 | 0 | 72 | 0 | 0 | 0 | 0 | 0 | 0 | 0 | 0 | 0 | 0 | 0 | 0 | 0 | 0 | 0 | 0 | 0 | 0 | 0 | 0 | 0 | 0 | 0 | 0 | 0 | 0 | 0 | 0
[35 empty] | HVCON_ID: 2008459. Buttonderry Renewable Energy Facility - Application for connection - Hue Hue Rd, Jilliby. Customer has applied for 2MW connection of Embedded Generator. Will initially be 1.1MW and will expand to 2MW in 1-2 years time. |  | Wyong 132_11kV Tx2 | 0 | 0 | 0 | -54 | 0 | -54 | 0 | 0 | 0 | 0 | 0 | 0 | 0 | 0 | 0 | 0 | 0 | 0 | 0 | 0 | 0 | 0 | 0 | 0 | 0 | 0 | 0 | 0 | 0 | 0 | 0 | 0
| 0 | [33 empty] | HVCON_ID: 2009094. Establishment of Customer Metering Unit Wyong River Pump(HV Metering unit/recloser), Old Maitland Rd, Mardi and decommission S.18630 |  | Wyong 132_11kV Tx2 | 0 | 0 | 0 | 0 | 135 | 0 | 0 | 0 | 0 | 0 | 0 | 0 | 0 | 0 | 0 | 0 | 0 | 0 | 0 | 0 | 0 | 0 | 0 | 0 | 0 | 0 | 0 | 0 | 0 | 0 | 0 | 0
| Diversity Factor: 0 | [33 empty] | HVCON_ID: 2011375. Establishment of S.18781 Dulmison No 1 and S.18782 Dulmison No2, Lot 1 DP 109455 Dulmison Ave Wyong and Decommission and recovery of S.12333 Dulmison Dulmison, Dulmison Ave Wyong North |  | Wyong 132_11kV Tx1 | 0 | 0 | 0 | 0 | 0 | 0 | 0 | 0 | 66 | 0 | 0 | 0 | 0 | 0 | 0 | 0 | 0 | 0 | 0 | 0 | 0 | 0 | 0 | 0 | 0 | 0 | 0 | 0 | 0 | 0 | 0 | 0
[35 empty] | HVCON_ID: 2011375. Establishment of S.18781 Dulmison No 1 and S.18782 Dulmison No2, Lot 1 DP 109455 Dulmison Ave Wyong and Decommission and recovery of S.12333 Dulmison Dulmison, Dulmison Ave Wyong North |  | Wyong 132_11kV Tx2 | 0 | 0 | 0 | 0 | 0 | 0 | 0 | 0 | 66 | 0 | 0 | 0 | 0 | 0 | 0 | 0 | 0 | 0 | 0 | 0 | 0 | 0 | 0 | 0 | 0 | 0 | 0 | 0 | 0 | 0 | 0 | 0
[35 empty] | Econometric |  | Wyong 132_11kV Tx1 | 0 | 0 | 0 | 0 | 0 | 0 | 0 | 0 | 0 | 6.9191 | 12.8547 | 17.2818 | 29.8476 | 32.9111 | 31.1568 | 29.3509 | 29.7495 | 30.1533 | 30.5624 | 30.9768 | 31.3967 | 31.822 | 32.2529 | 32.6894 | 33.1316 | 33.5796 | 34.0334 | 34.4931 | 34.9588 | 35.4306 | 35.9085 | 36.3926
| 0 | [33 empty] | Econometric |  | Wyong 132_11kV Tx2 | 0 | 0 | 0 | 0 | 0 | 0 | 0 | 0 | 0 | 7.3011 | 13.5645 | 18.236 | 31.4956 | 34.7282 | 32.8771 | 30.9715 | 31.3921 | 31.8182 | 32.2499 | 32.6872 | 33.1303 | 33.5791 | 34.0338 | 34.4944 | 34.961 | 35.4337 | 35.9125 | 36.3976 | 36.889 | 37.3869 | 37.8912 | 38.402
| Diversity Factor: 0 | [33 empty] | Energy Efficiency |  | Wyong 132_11kV Tx1 | 0 | 0 | 0 | 0 | 0 | 0 | 0 | -1.941 | -0.9111 | -5.1243 | -8.0916 | -12.5356 | -13.2096 | -7.8953 | -5.7117 | -6.6278 | -6.4573 | -7.8043 | -5.78 | -5.9618 | -4.8206 | -4.2325 | -4.6428 | -5.0876 | -5.0876 | -5.0876 | -5.0876 | -5.0876 | -5.0876 | -5.0876 | -5.0876 | -5.0876
[35 empty] | Energy Efficiency |  | Wyong 132_11kV Tx2 | 0 | 0 | 0 | 0 | 0 | 0 | 0 | -2.0482 | -0.96141 | -5.4073 | -8.5384 | -13.2277 | -13.939 | -8.3312 | -6.0271 | -6.9937 | -6.8138 | -8.2352 | -6.0991 | -6.291 | -5.0868 | -4.4662 | -4.8991 | -5.3685 | -5.3685 | -5.3685 | -5.3685 | -5.3685 | -5.3685 | -5.3685 | -5.3685 | -5.3685
[35 empty] | Solar PV |  | Wyong 132_11kV Tx1 | 0 | 0 | 0 | -10.6165 | -3.6126 | -2.2121 | -2.3058 | -2.8128 | -3.155 | -3.5633 | -3.9098 | -4.1845 | -4.4083 | -4.6154 | -4.4632 | -4.5341 | -3.4693 | -4.1555 | -4.1555 | -4.1555 | -4.1555 | -4.1555 | -4.1555 | -4.1555 | -4.1555 | -4.1555 | -4.1555 | -4.1555 | -4.1555 | -4.1555 | -4.1555 | -4.1555
| 0 | [33 empty] | Solar PV |  | Wyong 132_11kV Tx2 | 0 | 0 | 0 | -11.2027 | -3.8121 | -2.3343 | -2.4332 | -2.9682 | -3.3292 | -3.76 | -4.1257 | -4.4155 | -4.6517 | -4.8702 | -4.7096 | -4.7845 | -3.6608 | -4.385 | -4.385 | -4.385 | -4.385 | -4.385 | -4.385 | -4.385 | -4.385 | -4.385 | -4.385 | -4.385 | -4.385 | -4.385 | -4.385 | -4.385
Diversity Factor: 0
0
Diversity Factor: 0
0
Diversity Factor: 0
| Weather Correction and Public Holiday Factors | [8 empty] | Forecast ROG
ROG Justification
| Actual loads for season 13/14 have been weather corrected by the following: | [6 empty] | 5.689% |  | Rog Capped +/-5% | [59 empty] | Rog Capped +/-5%
1 | 2 | 3 | 4 | 5 | 6 | 7 | 8 | 9 | 10 | 14/15 | 15/16 | 16/17 | 17/18 | 18/19 | 19/20 | 20/21 | 21/22 | 22/23 | 23/24 | 24/25 | 25/26 | 26/27 | 27/28 | 28/29 | 29/30 | 30/31 | 31/32 | 32/33 | 33/34 | 34/35 | 35/36 | 36/37 | 37/38 | 38/39
0.95 | 0.9025 | 0.87242 | 0.85789 | 0.85789 | 0.85789 | 0.85789 | 0.85789 | 0.85789 | 0.85789 | -5% | -5% | -3.333% | -1.666% | 0% | 0% | 0% | 0% | 0% | 0% | 0% | 0% | 0% | 0% | 0% | 0% | 0% | 0% | 0% | 0% | 0% | 0% | 0% | 0% | 0%
Substation Load Detail
[7 empty] | Units | 13/14 |  | 14/15 | 15/16 | 16/17 | 17/18 | 18/19 | 19/20 | 20/21 | 21/22 | 22/23 | 23/24 | 24/25 | 25/26 | 26/27 | 27/28 | 28/29 | 29/30 | 30/31 | 31/32 | 32/33 | 33/34 | 34/35 | 35/36 | 36/37 | 37/38 | 38/39
1 | Wyong 132_11kV | Compensated |  | Load (LV side) |  |  | Amps | 1632 | 1691 | 1596.542 | 1640.084 | 1579.996 | 1552.122 | 1542.543 | 1567.677 | 1609.604 | 1652.727 | 1690.109 | 1730.849 | 1768.241 | 1810.633 | 1853.504 | 1899.583 | 1947.745 | 1995.949 | 2044.136 | 2093.232 | 2143.249 | 2194.199 | 2246.093 | 2298.944 | 2352.765 | 2407.568 | 2463.366
|  |  |  | Apparent Power |  |  | MVA | 31.0938 |  | 30.4182 | 31.2478 | 30.103 | 29.5719 | 29.3894 | 29.8683 | 30.6671 | 31.4887 | 32.2009 | 32.9771 | 33.6895 | 34.4972 | 35.314 | 36.1919 | 37.1095 | 38.0279 | 38.946 | 39.8814 | 40.8344 | 41.8051 | 42.7938 | 43.8008 | 44.8262 | 45.8703 | 46.9334
|  |  |  | Real Power |  |  | MW | 29.0754 | 30.1265 | 28.4437 | 29.2194 | 28.1489 | 27.6523 | 27.4816 | 27.9294 | 28.6764 | 29.4447 | 30.1107 | 30.8365 | 31.5026 | 32.2579 | 33.0217 | 33.8426 | 34.7007 | 35.5595 | 36.4179 | 37.2926 | 38.1837 | 39.0914 | 40.016 | 40.9576 | 41.9164 | 42.8928 | 43.8869
|  |  |  | Reactive Power |  |  | MVAr | 11.0202 |  | 10.7807 | 11.0747 | 10.669 | 10.4808 | 10.4161 | 10.5858 | 10.8689 | 11.1601 | 11.4125 | 11.6876 | 11.9401 | 12.2264 | 12.5159 | 12.827 | 13.1522 | 13.4777 | 13.8031 | 14.1347 | 14.4724 | 14.8164 | 15.1668 | 15.5237 | 15.8872 | 16.2572 | 16.634
|  |  |  | Capacitors In Service |  |  | MVAr | 0 |  | 0 | 0 | 0 | 0 | 0 | 0 | 0 | 0 | 0 | 0 | 0 | 0 | 0 | 0 | 0 | 0 | 0 | 0 | 0 | 0 | 0 | 0 | 0 | 0 | 0
|  |  |  | PF |  |  |  | 0.93509 |  | 0.93509 | 0.93509 | 0.93509 | 0.93509 | 0.93509 | 0.93509 | 0.93509 | 0.93509 | 0.93509 | 0.93509 | 0.93509 | 0.93509 | 0.93509 | 0.93509 | 0.93509 | 0.93509 | 0.93509 | 0.93509 | 0.93509 | 0.93509 | 0.93509 | 0.93509 | 0.93509 | 0.93509 | 0.93509
0.94854 | Diversity Factor: 0.95 | Uncompensated |  | Reactive Power |  |  | MVAr | 11.0202 | 11.4186 | 10.7807 | 11.0747 | 10.669 | 10.4808 | 10.4161 | 10.5858 | 10.8689 | 11.1601 | 11.4125 | 11.6876 | 11.9401 | 12.2264 | 12.5159 | 12.827 | 13.1522 | 13.4777 | 13.8031 | 14.1347 | 14.4724 | 14.8164 | 15.1668 | 15.5237 | 15.8872 | 16.2572 | 16.634
|  |  |  | PF |  |  |  | 0.93509 |  | 0.93509 | 0.93509 | 0.93509 | 0.93509 | 0.93509 | 0.93509 | 0.93509 | 0.93509 | 0.93509 | 0.93509 | 0.93509 | 0.93509 | 0.93509 | 0.93509 | 0.93509 | 0.93509 | 0.93509 | 0.93509 | 0.93509 | 0.93509 | 0.93509 | 0.93509 | 0.93509 | 0.93509 | 0.93509
[10 empty] | 1 | 2 | 3 | 4 | 5 | 6 | 7 | 8 | 9 | 10 | 11 | 12 | 13 | 14 | 15 | 16 | 17 | 18 | 19 | 20 | 21 | 22 | 23 | 24 | 25
Transformer Load Detail
[7 empty] | Units | 13/14 |  | 14/15 | 15/16 | 16/17 | 17/18 | 18/19 | 19/20 | 20/21 | 21/22 | 22/23 | 23/24 | 24/25 | 25/26 | 26/27 | 27/28 | 28/29 | 29/30 | 30/31 | 31/32 | 32/33 | 33/34 | 34/35 | 35/36 | 36/37 | 37/38 | 38/39
| 0 | Compensated |  | Load (LV side) |  |  | Amps
|  |  |  | Apparent Power |  |  | MVA
|  |  |  | Real Power |  |  | MW
|  |  |  | Reactive Power |  |  | MVAr
|  |  |  | Capacitors In Service |  |  | MVAr
PF
| Zone Div: | Uncompensated |  | Reactive Power |  |  | MVAr
PF
| 0 | Compensated |  | Load (LV side) |  |  | Amps
|  |  |  | Apparent Power |  |  | MVA
|  |  |  | Real Power |  |  | MW
|  |  |  | Reactive Power |  |  | MVAr
|  |  |  | Capacitors In Service |  |  | MVAr
PF
| Zone Div: | Uncompensated |  | Reactive Power |  |  | MVAr
PF
| 0 | Compensated |  | Load (LV side) |  |  | Amps
|  |  |  | Apparent Power |  |  | MVA
|  |  |  | Real Power |  |  | MW
|  |  |  | Reactive Power |  |  | MVAr
|  |  |  | Capacitors In Service |  |  | MVAr
PF
| Zone Div: | Uncompensated |  | Reactive Power |  |  | MVAr
PF
| 0 | Compensated |  | Load (LV side) |  |  | Amps
|  |  |  | Apparent Power |  |  | MVA
|  |  |  | Real Power |  |  | MW
|  |  |  | Reactive Power |  |  | MVAr
|  |  |  | Capacitors In Service |  |  | MVAr
PF
| Zone Div: | Uncompensated |  | Reactive Power |  |  | MVAr
PF
| 0 | Compensated |  | Load (LV side) |  |  | Amps
|  |  |  | Apparent Power |  |  | MVA
|  |  |  | Real Power |  |  | MW
|  |  |  | Reactive Power |  |  | MVAr
|  |  |  | Capacitors In Service |  |  | MVAr
PF
| Zone Div: | Uncompensated |  | Reactive Power |  |  | MVAr
PF
| 0 | Compensated |  | Load (LV side) |  |  | Amps
|  |  |  | Apparent Power |  |  | MVA
|  |  |  | Real Power |  |  | MW
|  |  |  | Reactive Power |  |  | MVAr
|  |  |  | Capacitors In Service |  |  | MVAr
PF
| Zone Div: | Uncompensated |  | Reactive Power |  |  | MVAr
PF
| 0 | Compensated |  | Load (LV side) |  |  | Amps
|  |  |  | Apparent Power |  |  | MVA
|  |  |  | Real Power |  |  | MW
|  |  |  | Reactive Power |  |  | MVAr
|  |  |  | Capacitors In Service |  |  | MVAr
PF
| Zone Div: | Uncompensated |  | Reactive Power |  |  | MVAr
PF
| 0 | Compensated |  | Load (LV side) |  |  | Amps
|  |  |  | Apparent Power |  |  | MVA
|  |  |  | Real Power |  |  | MW
|  |  |  | Reactive Power |  |  | MVAr
|  |  |  | Capacitors In Service |  |  | MVAr
PF
| Zone Div: | Uncompensated |  | Reactive Power |  |  | MVAr
PF
| 0 | Compensated |  | Load (LV side) |  |  | Amps
|  |  |  | Apparent Power |  |  | MVA
|  |  |  | Real Power |  |  | MW
|  |  |  | Reactive Power |  |  | MVAr
|  |  |  | Capacitors In Service |  |  | MVAr
PF
| Zone Div: | Uncompensated |  | Reactive Power |  |  | MVAr
PF
| 0 | Compensated |  | Load (LV side) |  |  | Amps
|  |  |  | Apparent Power |  |  | MVA
|  |  |  | Real Power |  |  | MW
|  |  |  | Reactive Power |  |  | MVAr
|  |  |  | Capacitors In Service |  |  | MVAr
PF
| Zone Div: | Uncompensated |  | Reactive Power |  |  | MVAr
PF