## Inclusions and Exclusions
Sydney Forecast Inclusions and Exclusions
Date Printed |  | 08JUL14:11:21:24
| Description | Value
Season |  | Winter | Winter
Either Summer or Winter
Year |  | 2014 | 2014
Year that the forecast starts
POE |  | 50% | 0.5
10%, 50%, 90%
Spots and Transfers |  | Y | Y
Are Spots and Transfers Included?
BBDM Spots |  | Y | Y
Is BBDM included?
Spots Coefficient |  | 55% | 0.55
Scaling factor applied to spot loads in the future
Aligned ROGs |  | Capped | Capped
Have ROGs been aligned to econometric forecast?
Committed Projects |  | Y | Y
Are Committed Projects Included?
Major Customers Scaling Factor |  | 100% | 1
Scaling factor applied to major customer connections in the future
Future Transfers |  | Y | Y
Are future transfers included?
Future Spots |  | 4 | 4
Future spots are cleared from the following forecast year

## Customer38
| Customer38 | [16 empty] | 2014 | WINTER
| Substation Total Loads | [33 empty] | Spots & Transfers Detail
| Historical Loads | MVA | [7 empty] | Weather Corrected Forecast Loads |  |  |  | MVA | [20 empty] | Spots & Transfers Summary | MVA |  | Historical Spots & Transfers | [6 empty] | Forecast Spots & Transfers
|  | 2007 | 2008 | 2009 | 2010 | 2011 | 2012 | 2013 |  | 2014 | 2015 | 2016 | 2017 | 2018 | 2019 | 2020 | 2021 | 2022 | 2023 | 2024 | 2025 | 2026 | 2027 | 2028 | 2029 | 2030 | 2031 | 2032 | 2033 | 2034 | 2035 | 2036 | 2037 | 2038 |  |  |  | 2007 | 2008 | 2009 | 2010 | 2011 | 2012 | 2013 | 2014 | 2015 | 2016 | 2017 | 2018 | 2019 | 2020 | 2021 | 2022 | 2023 | 2024 | 2025 | 2026 | 2027 | 2028 | 2029 | 2030 | 2031 | 2032 | 2033 | 2034 | 2035 | 2036 | 2037 | 2038
| Total |  |  |  |  | 5.868 | 6.04 | 5.231 |  | 5.231 | 5.231 | 5.231 | 5.231 | 5.231 | 5.231 | 5.231 | 5.231 | 5.231 | 5.231 | 5.231 | 5.231 | 5.231 | 5.231 | 5.231 | 5.231 | 5.231 | 5.231 | 5.231 | 5.231 | 5.231 | 5.231 | 5.231 | 5.231 | 5.231 |  |  | Total
Firm Rating
| Total Capacity | [36 empty] | 0 | 0 | 0 | 0 | 0 | 0 | 0 | 0 | 0 | 0 | 0 | 0 | 0 | 0 | 0 | 0 | 0 | 0 | 0 | 0 | 0 | 0 | 0 | 0 | 0 | 0 | 0 | 0 | 0 | 0 | 0 | 0
|  | -7 | -6 | -5 | -4 | -3 | -2 | -1 |  | 0 | 1 | 2 | 3 | 4 | 5 | 6 | 7 | 8 | 9 | 10 | 11 | 12 | 13 | 14 | 15 | 16 | 17 | 18 | 19 | 20 | 21 | 22 | 23 | 24 |  |  |  | 0 | 0 | 0 | 0 | 0 | 0 | 0 | 0 | 0 | 0 | 0 | 0 | 0 | 0 | 0 | 0 | 0 | 0 | 0 | 0 | 0 | 0 | 0 | 0 | 0 | 0 | 0 | 0 | 0 | 0 | 0 | 0
| Transformer Loads | [36 empty] | 0 | 0 | 0 | 0 | 0 | 0 | 0 | 0 | 0 | 0 | 0 | 0 | 0 | 0 | 0 | 0 | 0 | 0 | 0 | 0 | 0 | 0 | 0 | 0 | 0 | 0 | 0 | 0 | 0 | 0 | 0 | 0
| Historical Loads | MVA | [7 empty] | Weather Corrected Forecast Loads |  |  |  | MVA | [23 empty] | 0 | 0 | 0 | 0 | 0 | 0 | 0 | 0 | 0 | 0 | 0 | 0 | 0 | 0 | 0 | 0 | 0 | 0 | 0 | 0 | 0 | 0 | 0 | 0 | 0 | 0 | 0 | 0 | 0 | 0 | 0 | 0
|  | 2007 | 2008 | 2009 | 2010 | 2011 | 2012 | 2013 |  | 2014 | 2015 | 2016 | 2017 | 2018 | 2019 | 2020 | 2021 | 2022 | 2023 | 2024 | 2025 | 2026 | 2027 | 2028 | 2029 | 2030 | 2031 | 2032 | 2033 | 2034 | 2035 | 2036 | 2037 | 2038 |  |  |  | 0 | 0 | 0 | 0 | 0 | 0 | 0 | 0 | 0 | 0 | 0 | 0 | 0 | 0 | 0 | 0 | 0 | 0 | 0 | 0 | 0 | 0 | 0 | 0 | 0 | 0 | 0 | 0 | 0 | 0 | 0 | 0
| 0 | [36 empty] | 0 | 0 | 0 | 0 | 0 | 0 | 0 | 0 | 0 | 0 | 0 | 0 | 0 | 0 | 0 | 0 | 0 | 0 | 0 | 0 | 0 | 0 | 0 | 0 | 0 | 0 | 0 | 0 | 0 | 0 | 0 | 0
| Diversity Factor: 0 | [36 empty] | 0 | 0 | 0 | 0 | 0 | 0 | 0 | 0 | 0 | 0 | 0 | 0 | 0 | 0 | 0 | 0 | 0 | 0 | 0 | 0 | 0 | 0 | 0 | 0 | 0 | 0 | 0 | 0 | 0 | 0 | 0 | 0
[38 empty] | 0 | 0 | 0 | 0 | 0 | 0 | 0 | 0 | 0 | 0 | 0 | 0 | 0 | 0 | 0 | 0 | 0 | 0 | 0 | 0 | 0 | 0 | 0 | 0 | 0 | 0 | 0 | 0 | 0 | 0 | 0 | 0
[38 empty] | 0 | 0 | 0 | 0 | 0 | 0 | 0 | 0 | 0 | 0 | 0 | 0 | 0 | 0 | 0 | 0 | 0 | 0 | 0 | 0 | 0 | 0 | 0 | 0 | 0 | 0 | 0 | 0 | 0 | 0 | 0 | 0
| 0 | [36 empty] | 0 | 0 | 0 | 0 | 0 | 0 | 0 | 0 | 0 | 0 | 0 | 0 | 0 | 0 | 0 | 0 | 0 | 0 | 0 | 0 | 0 | 0 | 0 | 0 | 0 | 0 | 0 | 0 | 0 | 0 | 0 | 0
Diversity Factor: 0
[38 empty] | Historical Spots & Transfers | [6 empty] | Forecast Spots & Transfers
[35 empty] | Project Name | From | To | 2007 | 2008 | 2009 | 2010 | 2011 | 2012 | 2013 | 2014 | 2015 | 2016 | 2017 | 2018 | 2019 | 2020 | 2021 | 2022 | 2023 | 2024 | 2025 | 2026 | 2027 | 2028 | 2029 | 2030 | 2031 | 2032 | 2033 | 2034 | 2035 | 2036 | 2037 | 2038
0
Diversity Factor: 0
0
Diversity Factor: 0
0
Diversity Factor: 0
0
Diversity Factor: 0
0
Diversity Factor: 0
0
Diversity Factor: 0
0
Diversity Factor: 0
0
Diversity Factor: 0
| Weather Correction and Public Holiday Factors | [8 empty] | Forecast ROG
ROG Justification
| Actual loads for season 2013 have been weather corrected by the following: | [6 empty] | 0% |  | N/A | [59 empty] | N/A
1 | 2 | 3 | 4 | 5 | 6 | 7 | 8 | 9 | 10 | 2014 | 2015 | 2016 | 2017 | 2018 | 2019 | 2020 | 2021 | 2022 | 2023 | 2024 | 2025 | 2026 | 2027 | 2028 | 2029 | 2030 | 2031 | 2032 | 2033 | 2034 | 2035 | 2036 | 2037 | 2038
1 | 1 | 1 | 1 | 1 | 1 | 1 | 1 | 1 | 1 | 0% | 0% | 0% | 0% | 0% | 0% | 0% | 0% | 0% | 0% | 0% | 0% | 0% | 0% | 0% | 0% | 0% | 0% | 0% | 0% | 0% | 0% | 0% | 0% | 0%
Substation Load Detail
[7 empty] | Units | 2013 |  | 2014 | 2015 | 2016 | 2017 | 2018 | 2019 | 2020 | 2021 | 2022 | 2023 | 2024 | 2025 | 2026 | 2027 | 2028 | 2029 | 2030 | 2031 | 2032 | 2033 | 2034 | 2035 | 2036 | 2037 | 2038
1 | Customer38 | Compensated |  | Load (LV side) |  |  | Amps | 92 |  | 92 | 92 | 92 | 92 | 92 | 92 | 92 | 92 | 92 | 92 | 92 | 92 | 92 | 92 | 92 | 92 | 92 | 92 | 92 | 92 | 92 | 92 | 92 | 92 | 92
|  |  |  | Apparent Power |  |  | MVA | 5.231 |  | 5.231 | 5.231 | 5.231 | 5.231 | 5.231 | 5.231 | 5.231 | 5.231 | 5.231 | 5.231 | 5.231 | 5.231 | 5.231 | 5.231 | 5.231 | 5.231 | 5.231 | 5.231 | 5.231 | 5.231 | 5.231 | 5.231 | 5.231 | 5.231 | 5.231
|  |  |  | Real Power |  |  | MW | 4.7079 |  | 4.7079 | 4.7079 | 4.7079 | 4.7079 | 4.7079 | 4.7079 | 4.7079 | 4.7079 | 4.7079 | 4.7079 | 4.7079 | 4.7079 | 4.7079 | 4.7079 | 4.7079 | 4.7079 | 4.7079 | 4.7079 | 4.7079 | 4.7079 | 4.7079 | 4.7079 | 4.7079 | 4.7079 | 4.7079
|  |  |  | Reactive Power |  |  | MVAr | 2.2801 |  | 2.2801 | 2.2801 | 2.2801 | 2.2801 | 2.2801 | 2.2801 | 2.2801 | 2.2801 | 2.2801 | 2.2801 | 2.2801 | 2.2801 | 2.2801 | 2.2801 | 2.2801 | 2.2801 | 2.2801 | 2.2801 | 2.2801 | 2.2801 | 2.2801 | 2.2801 | 2.2801 | 2.2801 | 2.2801
|  |  |  | Capacitors In Service |  |  | MVAr | 0 |  | 0 | 0 | 0 | 0 | 0 | 0 | 0 | 0 | 0 | 0 | 0 | 0 | 0 | 0 | 0 | 0 | 0 | 0 | 0 | 0 | 0 | 0 | 0 | 0 | 0
|  |  |  | PF |  |  |  | 0.9 |  | 0.9 | 0.9 | 0.9 | 0.9 | 0.9 | 0.9 | 0.9 | 0.9 | 0.9 | 0.9 | 0.9 | 0.9 | 0.9 | 0.9 | 0.9 | 0.9 | 0.9 | 0.9 | 0.9 | 0.9 | 0.9 | 0.9 | 0.9 | 0.9 | 0.9
0.63863 | Diversity Factor: 0.64 | Uncompensated |  | Reactive Power |  |  | MVAr | 2.2801 |  | 2.2801 | 2.2801 | 2.2801 | 2.2801 | 2.2801 | 2.2801 | 2.2801 | 2.2801 | 2.2801 | 2.2801 | 2.2801 | 2.2801 | 2.2801 | 2.2801 | 2.2801 | 2.2801 | 2.2801 | 2.2801 | 2.2801 | 2.2801 | 2.2801 | 2.2801 | 2.2801 | 2.2801 | 2.2801
|  |  |  | PF |  |  |  | 0.9 |  | 0.9 | 0.9 | 0.9 | 0.9 | 0.9 | 0.9 | 0.9 | 0.9 | 0.9 | 0.9 | 0.9 | 0.9 | 0.9 | 0.9 | 0.9 | 0.9 | 0.9 | 0.9 | 0.9 | 0.9 | 0.9 | 0.9 | 0.9 | 0.9 | 0.9
[10 empty] | 1 | 2 | 3 | 4 | 5 | 6 | 7 | 8 | 9 | 10 | 11 | 12 | 13 | 14 | 15 | 16 | 17 | 18 | 19 | 20 | 21 | 22 | 23 | 24 | 25
Transformer Load Detail
[7 empty] | Units | 2013 |  | 2014 | 2015 | 2016 | 2017 | 2018 | 2019 | 2020 | 2021 | 2022 | 2023 | 2024 | 2025 | 2026 | 2027 | 2028 | 2029 | 2030 | 2031 | 2032 | 2033 | 2034 | 2035 | 2036 | 2037 | 2038
| 0 | Compensated |  | Load (LV side) |  |  | Amps
|  |  |  | Apparent Power |  |  | MVA
|  |  |  | Real Power |  |  | MW
|  |  |  | Reactive Power |  |  | MVAr
|  |  |  | Capacitors In Service |  |  | MVAr
PF
| Zone Div: | Uncompensated |  | Reactive Power |  |  | MVAr
PF
| 0 | Compensated |  | Load (LV side) |  |  | Amps
|  |  |  | Apparent Power |  |  | MVA
|  |  |  | Real Power |  |  | MW
|  |  |  | Reactive Power |  |  | MVAr
|  |  |  | Capacitors In Service |  |  | MVAr
PF
| Zone Div: | Uncompensated |  | Reactive Power |  |  | MVAr
PF
| 0 | Compensated |  | Load (LV side) |  |  | Amps
|  |  |  | Apparent Power |  |  | MVA
|  |  |  | Real Power |  |  | MW
|  |  |  | Reactive Power |  |  | MVAr
|  |  |  | Capacitors In Service |  |  | MVAr
PF
| Zone Div: | Uncompensated |  | Reactive Power |  |  | MVAr
PF
| 0 | Compensated |  | Load (LV side) |  |  | Amps
|  |  |  | Apparent Power |  |  | MVA
|  |  |  | Real Power |  |  | MW
|  |  |  | Reactive Power |  |  | MVAr
|  |  |  | Capacitors In Service |  |  | MVAr
PF
| Zone Div: | Uncompensated |  | Reactive Power |  |  | MVAr
PF
| 0 | Compensated |  | Load (LV side) |  |  | Amps
|  |  |  | Apparent Power |  |  | MVA
|  |  |  | Real Power |  |  | MW
|  |  |  | Reactive Power |  |  | MVAr
|  |  |  | Capacitors In Service |  |  | MVAr
PF
| Zone Div: | Uncompensated |  | Reactive Power |  |  | MVAr
PF
| 0 | Compensated |  | Load (LV side) |  |  | Amps
|  |  |  | Apparent Power |  |  | MVA
|  |  |  | Real Power |  |  | MW
|  |  |  | Reactive Power |  |  | MVAr
|  |  |  | Capacitors In Service |  |  | MVAr
PF
| Zone Div: | Uncompensated |  | Reactive Power |  |  | MVAr
PF
| 0 | Compensated |  | Load (LV side) |  |  | Amps
|  |  |  | Apparent Power |  |  | MVA
|  |  |  | Real Power |  |  | MW
|  |  |  | Reactive Power |  |  | MVAr
|  |  |  | Capacitors In Service |  |  | MVAr
PF
| Zone Div: | Uncompensated |  | Reactive Power |  |  | MVAr
PF
| 0 | Compensated |  | Load (LV side) |  |  | Amps
|  |  |  | Apparent Power |  |  | MVA
|  |  |  | Real Power |  |  | MW
|  |  |  | Reactive Power |  |  | MVAr
|  |  |  | Capacitors In Service |  |  | MVAr
PF
| Zone Div: | Uncompensated |  | Reactive Power |  |  | MVAr
PF
| 0 | Compensated |  | Load (LV side) |  |  | Amps
|  |  |  | Apparent Power |  |  | MVA
|  |  |  | Real Power |  |  | MW
|  |  |  | Reactive Power |  |  | MVAr
|  |  |  | Capacitors In Service |  |  | MVAr
PF
| Zone Div: | Uncompensated |  | Reactive Power |  |  | MVAr
PF
| 0 | Compensated |  | Load (LV side) |  |  | Amps
|  |  |  | Apparent Power |  |  | MVA
|  |  |  | Real Power |  |  | MW
|  |  |  | Reactive Power |  |  | MVAr
|  |  |  | Capacitors In Service |  |  | MVAr
PF
| Zone Div: | Uncompensated |  | Reactive Power |  |  | MVAr
PF

## Brandy Hill 132_11kV
| Brandy Hill 132_11kV | [16 empty] | 2014 | WINTER
[6 empty] | Zone commissioned |  | 2012-11-01
| Substation Total Loads | [33 empty] | Spots & Transfers Detail
| Historical Loads | (11kV MVA) | [7 empty] | Weather Corrected Forecast Loads |  |  |  | (11kV MVA) | [20 empty] | Spots & Transfers Summary | (11kV MVA) |  | Historical Spots & Transfers | [6 empty] | Forecast Spots & Transfers
|  | 2007 | 2008 | 2009 | 2010 | 2011 | 2012 | 2013 |  | 2014 | 2015 | 2016 | 2017 | 2018 | 2019 | 2020 | 2021 | 2022 | 2023 | 2024 | 2025 | 2026 | 2027 | 2028 | 2029 | 2030 | 2031 | 2032 | 2033 | 2034 | 2035 | 2036 | 2037 | 2038 |  |  |  | 2007 | 2008 | 2009 | 2010 | 2011 | 2012 | 2013 | 2014 | 2015 | 2016 | 2017 | 2018 | 2019 | 2020 | 2021 | 2022 | 2023 | 2024 | 2025 | 2026 | 2027 | 2028 | 2029 | 2030 | 2031 | 2032 | 2033 | 2034 | 2035 | 2036 | 2037 | 2038
| Total | [6 empty] | 1.94 |  | 1.3186 | 7.6217 | 7.7128 | 7.7687 | 7.7858 | 7.8169 | 7.8989 | 7.9799 | 8.0537 | 8.1297 | 8.2041 | 8.2864 | 8.3698 | 8.4577 | 8.5488 | 8.6403 | 8.7324 | 8.8261 | 8.9215 | 9.0186 | 9.1174 | 9.218 | 9.3204 | 9.4246 | 9.5306 |  |  | Total | 0 | 0 | 0 | 0 | 0 | 0 | 2.111 | -0.0037079 | 6.3233 | 0.0041555 | 0.011938 | 0.017021 | 0.031095 | 0.082001 | 0.081036 | 0.07378 | 0.076073 | 0.074393 | 0.082269 | 0.083366 | 0.087884 | 0.091136 | 0.0915 | 0.09206 | 0.093722 | 0.095407 | 0.097115 | 0.098846 | 0.1006 | 0.10238 | 0.10419 | 0.10601
| Firm Rating | 0 | 0 | 0 | 0 | 0 | 0 | 37.5 |  | 37.5 | 37.5 | 37.5 | 37.5 | 37.5 | 37.5 | 37.5 | 37.5 | 37.5 | 37.5 | 37.5 | 37.5 | 37.5 | 37.5 | 37.5 | 37.5 | 37.5 | 37.5 | 37.5 | 37.5 | 37.5 | 37.5 | 37.5 | 37.5 | 37.5
| Total Capacity | 0 | 0 | 0 | 0 | 0 | 0 | 37.5 |  | 37.5 | 37.5 | 37.5 | 37.5 | 37.5 | 37.5 | 37.5 | 37.5 | 37.5 | 37.5 | 37.5 | 37.5 | 37.5 | 37.5 | 37.5 | 37.5 | 37.5 | 37.5 | 37.5 | 37.5 | 37.5 | 37.5 | 37.5 | 37.5 | 37.5 |  |  | Brandy Hill 132_11kV Tx1 | 0 | 0 | 0 | 0 | 0 | 0 | 2.111 | -0.0037079 | 6.3233 | 0.0041555 | 0.011938 | 0.017021 | 0.031095 | 0.082001 | 0.081036 | 0.07378 | 0.076073 | 0.074393 | 0.082269 | 0.083366 | 0.087884 | 0.091136 | 0.0915 | 0.09206 | 0.093722 | 0.095407 | 0.097115 | 0.098846 | 0.1006 | 0.10238 | 0.10419 | 0.10601
|  | -7 | -6 | -5 | -4 | -3 | -2 | -1 |  | 0 | 1 | 2 | 3 | 4 | 5 | 6 | 7 | 8 | 9 | 10 | 11 | 12 | 13 | 14 | 15 | 16 | 17 | 18 | 19 | 20 | 21 | 22 | 23 | 24 |  |  | Brandy Hill 132_11kV Tx2 | 0 | 0 | 0 | 0 | 0 | 0 | 0 | 0 | 0 | 0 | 0 | 0 | 0 | 0 | 0 | 0 | 0 | 0 | 0 | 0 | 0 | 0 | 0 | 0 | 0 | 0 | 0 | 0 | 0 | 0 | 0 | 0
| Transformer Loads | [36 empty] | 0 | 0 | 0 | 0 | 0 | 0 | 0 | 0 | 0 | 0 | 0 | 0 | 0 | 0 | 0 | 0 | 0 | 0 | 0 | 0 | 0 | 0 | 0 | 0 | 0 | 0 | 0 | 0 | 0 | 0 | 0 | 0
| Historical Loads | (11kV MVA) | [7 empty] | Weather Corrected Forecast Loads |  |  |  | (11kV MVA) | [23 empty] | 0 | 0 | 0 | 0 | 0 | 0 | 0 | 0 | 0 | 0 | 0 | 0 | 0 | 0 | 0 | 0 | 0 | 0 | 0 | 0 | 0 | 0 | 0 | 0 | 0 | 0 | 0 | 0 | 0 | 0 | 0 | 0
|  | 2007 | 2008 | 2009 | 2010 | 2011 | 2012 | 2013 |  | 2014 | 2015 | 2016 | 2017 | 2018 | 2019 | 2020 | 2021 | 2022 | 2023 | 2024 | 2025 | 2026 | 2027 | 2028 | 2029 | 2030 | 2031 | 2032 | 2033 | 2034 | 2035 | 2036 | 2037 | 2038 |  |  |  | 0 | 0 | 0 | 0 | 0 | 0 | 0 | 0 | 0 | 0 | 0 | 0 | 0 | 0 | 0 | 0 | 0 | 0 | 0 | 0 | 0 | 0 | 0 | 0 | 0 | 0 | 0 | 0 | 0 | 0 | 0 | 0
| 0 | [36 empty] | 0 | 0 | 0 | 0 | 0 | 0 | 0 | 0 | 0 | 0 | 0 | 0 | 0 | 0 | 0 | 0 | 0 | 0 | 0 | 0 | 0 | 0 | 0 | 0 | 0 | 0 | 0 | 0 | 0 | 0 | 0 | 0
| Diversity Factor: 0 | [36 empty] | 0 | 0 | 0 | 0 | 0 | 0 | 0 | 0 | 0 | 0 | 0 | 0 | 0 | 0 | 0 | 0 | 0 | 0 | 0 | 0 | 0 | 0 | 0 | 0 | 0 | 0 | 0 | 0 | 0 | 0 | 0 | 0
[38 empty] | 0 | 0 | 0 | 0 | 0 | 0 | 0 | 0 | 0 | 0 | 0 | 0 | 0 | 0 | 0 | 0 | 0 | 0 | 0 | 0 | 0 | 0 | 0 | 0 | 0 | 0 | 0 | 0 | 0 | 0 | 0 | 0
[38 empty] | 0 | 0 | 0 | 0 | 0 | 0 | 0 | 0 | 0 | 0 | 0 | 0 | 0 | 0 | 0 | 0 | 0 | 0 | 0 | 0 | 0 | 0 | 0 | 0 | 0 | 0 | 0 | 0 | 0 | 0 | 0 | 0
| 0 | [36 empty] | 0 | 0 | 0 | 0 | 0 | 0 | 0 | 0 | 0 | 0 | 0 | 0 | 0 | 0 | 0 | 0 | 0 | 0 | 0 | 0 | 0 | 0 | 0 | 0 | 0 | 0 | 0 | 0 | 0 | 0 | 0 | 0
Diversity Factor: 0
[38 empty] | Historical Spots & Transfers | [6 empty] | Forecast Spots & Transfers
[35 empty] | Project Name | From | To | 2007 | 2008 | 2009 | 2010 | 2011 | 2012 | 2013 | 2014 | 2015 | 2016 | 2017 | 2018 | 2019 | 2020 | 2021 | 2022 | 2023 | 2024 | 2025 | 2026 | 2027 | 2028 | 2029 | 2030 | 2031 | 2032 | 2033 | 2034 | 2035 | 2036 | 2037 | 2038
| 0 | [33 empty] | Broad based demand management |  | Brandy Hill 132_11kV Tx1 | 0 | 0 | 0 | 0 | 0 | 0 | 0 | 0 | -0.00020938 | -0.0025955 | -0.0030675 | -0.0035183 | -0.0044209 | 0 | 0 | 0 | 0 | 0 | 0 | 0 | 0 | 0 | 0 | 0 | 0 | 0 | 0 | 0 | 0 | 0 | 0 | 0
| Diversity Factor: 0 | [33 empty] | DNP_ID: 2023. From Clarencetown (Country Energy) |  | Brandy Hill 132_11kV Tx1 | 0 | 0 | 0 | 0 | 0 | 0 | 0.44583 | 0 | 0 | 0 | 0 | 0 | 0 | 0 | 0 | 0 | 0 | 0 | 0 | 0 | 0 | 0 | 0 | 0 | 0 | 0 | 0 | 0 | 0 | 0 | 0 | 0
[35 empty] | DNP_ID: 2024. From Clarencetown (Country Energy) |  | Brandy Hill 132_11kV Tx1 | 0 | 0 | 0 | 0 | 0 | 0 | 0.44583 | 0 | 0 | 0 | 0 | 0 | 0 | 0 | 0 | 0 | 0 | 0 | 0 | 0 | 0 | 0 | 0 | 0 | 0 | 0 | 0 | 0 | 0 | 0 | 0 | 0
[35 empty] | DNP_ID: 6607. Establish 11kV connections to New Brandy Hill Zone | Raymond Terr NEW 33_11kV Tx3 | Brandy Hill 132_11kV Tx1 | 0 | 0 | 0 | 0 | 0 | 0 | 1.2194 | 0 | 2.7626 | 0 | 0 | 0 | 0 | 0 | 0 | 0 | 0 | 0 | 0 | 0 | 0 | 0 | 0 | 0 | 0 | 0 | 0 | 0 | 0 | 0 | 0 | 0
| 0 | [33 empty] | DNP_ID: 6607. Establish 11kV connections to New Brandy Hill Zone | Wallalong 33_11kV Tx1 | Brandy Hill 132_11kV Tx1 | 0 | 0 | 0 | 0 | 0 | 0 | 0 | 0 | 3.5628 | 0 | 0 | 0 | 0 | 0 | 0 | 0 | 0 | 0 | 0 | 0 | 0 | 0 | 0 | 0 | 0 | 0 | 0 | 0 | 0 | 0 | 0 | 0
| Diversity Factor: 0 | [33 empty] | Econometric |  | Brandy Hill 132_11kV Tx1 | 0 | 0 | 0 | 0 | 0 | 0 | 0 | 0 | 0 | 0.023508 | 0.042248 | 0.063004 | 0.081125 | 0.11043 | 0.10382 | 0.099419 | 0.10091 | 0.10242 | 0.10395 | 0.1055 | 0.10707 | 0.10867 | 0.11028 | 0.11192 | 0.11358 | 0.11527 | 0.11698 | 0.11871 | 0.12046 | 0.12224 | 0.12405 | 0.12588
[35 empty] | Energy Efficiency |  | Brandy Hill 132_11kV Tx1 | 0 | 0 | 0 | 0 | 0 | 0 | 0 | -0.0037079 | -0.001975 | -0.016757 | -0.027242 | -0.042465 | -0.045608 | -0.028429 | -0.022781 | -0.025638 | -0.024835 | -0.028024 | -0.021678 | -0.022132 | -0.019187 | -0.01753 | -0.018783 | -0.019862 | -0.019862 | -0.019862 | -0.019862 | -0.019862 | -0.019862 | -0.019862 | -0.019862 | -0.019862
[35 empty] | Solar PV |  | Brandy Hill 132_11kV Tx1 | 0 | 0 | 0 | 0 | 0 | 0 | 0 | 0 | 0 | 0 | 0 | 0 | 0 | 0 | 0 | 0 | 0 | 0 | 0 | 0 | 0 | 0 | 0 | 0 | 0 | 0 | 0 | 0 | 0 | 0 | 0 | 0
0
Diversity Factor: 0
0
Diversity Factor: 0
0
Diversity Factor: 0
0
Diversity Factor: 0
0
Diversity Factor: 0
0
Diversity Factor: 0
| Weather Correction and Public Holiday Factors | [8 empty] | Forecast ROG
ROG Justification
| Actual loads for season 2013 have been weather corrected by the following: | [6 empty] | -32.98% |  | weighted ROG calc | [59 empty] | weighted ROG calc
1 | 2 | 3 | 4 | 5 | 6 | 7 | 8 | 9 | 10 | 2014 | 2015 | 2016 | 2017 | 2018 | 2019 | 2020 | 2021 | 2022 | 2023 | 2024 | 2025 | 2026 | 2027 | 2028 | 2029 | 2030 | 2031 | 2032 | 2033 | 2034 | 2035 | 2036 | 2037 | 2038
1.0171 | 1.0345 | 1.0463 | 1.0523 | 1.0523 | 1.0523 | 1.0523 | 1.0523 | 1.0523 | 1.0523 | 1.711% | 1.711% | 1.141% | 0.5705% | 0% | 0% | 0% | 0% | 0% | 0% | 0% | 0% | 0% | 0% | 0% | 0% | 0% | 0% | 0% | 0% | 0% | 0% | 0% | 0% | 0%
Substation Load Detail
[7 empty] | Units | 2013 |  | 2014 | 2015 | 2016 | 2017 | 2018 | 2019 | 2020 | 2021 | 2022 | 2023 | 2024 | 2025 | 2026 | 2027 | 2028 | 2029 | 2030 | 2031 | 2032 | 2033 | 2034 | 2035 | 2036 | 2037 | 2038
1 | Brandy Hill 132_11kV | Compensated |  | Load (LV side) |  |  | Amps | 0 |  | 69.2108 | 400.0342 | 404.8167 | 407.7529 | 408.6462 | 410.2783 | 414.5822 | 418.8355 | 422.708 | 426.7008 | 430.6054 | 434.9234 | 439.299 | 443.9117 | 448.6952 | 453.4976 | 458.3295 | 463.2487 | 468.2562 | 473.3534 | 478.5415 | 483.8218 | 489.1954 | 494.6637 | 500.2281
|  |  |  | Apparent Power |  |  | MVA | 1.94 | 1.3001 | 1.3186 | 7.6217 | 7.7128 | 7.7687 | 7.7858 | 7.8169 | 7.8989 | 7.9799 | 8.0537 | 8.1297 | 8.2041 | 8.2864 | 8.3698 | 8.4577 | 8.5488 | 8.6403 | 8.7324 | 8.8261 | 8.9215 | 9.0186 | 9.1174 | 9.218 | 9.3204 | 9.4246 | 9.5306
|  |  |  | Real Power |  |  | MW | 1.8721 | 1.2546 | 1.2725 | 7.1895 | 7.2755 | 7.3282 | 7.3443 | 7.3736 | 7.451 | 7.5274 | 7.597 | 7.6688 | 7.7389 | 7.8165 | 7.8952 | 7.9781 | 8.064 | 8.1504 | 8.2372 | 8.3256 | 8.4156 | 8.5072 | 8.6005 | 8.6953 | 8.7919 | 8.8902 | 8.9902
|  |  |  | Reactive Power |  |  | MVAr | 0 |  | 0.34581 | 2.53 | 2.5603 | 2.5788 | 2.5845 | 2.5948 | 2.622 | 2.6489 | 2.6734 | 2.6987 | 2.7234 | 2.7507 | 2.7784 | 2.8075 | 2.8378 | 2.8682 | 2.8987 | 2.9298 | 2.9615 | 2.9937 | 3.0265 | 3.0599 | 3.0939 | 3.1285 | 3.1637
|  |  |  | Capacitors In Service |  |  | MVAr | 0 |  | 0 | 0 | 0 | 0 | 0 | 0 | 0 | 0 | 0 | 0 | 0 | 0 | 0 | 0 | 0 | 0 | 0 | 0 | 0 | 0 | 0 | 0 | 0 | 0 | 0
|  |  |  | PF |  |  |  | 0.965 |  | 0.965 | 0.9433 | 0.9433 | 0.9433 | 0.9433 | 0.9433 | 0.9433 | 0.9433 | 0.9433 | 0.9433 | 0.9433 | 0.9433 | 0.9433 | 0.9433 | 0.9433 | 0.9433 | 0.9433 | 0.9433 | 0.9433 | 0.9433 | 0.9433 | 0.9433 | 0.9433 | 0.9433 | 0.9433
0.78351 | Diversity Factor: 0.78 | Uncompensated |  | Reactive Power |  |  | MVAr | 0 | 0.34095 | 0.34581 | 2.53 | 2.5603 | 2.5788 | 2.5845 | 2.5948 | 2.622 | 2.6489 | 2.6734 | 2.6987 | 2.7234 | 2.7507 | 2.7784 | 2.8075 | 2.8378 | 2.8682 | 2.8987 | 2.9298 | 2.9615 | 2.9937 | 3.0265 | 3.0599 | 3.0939 | 3.1285 | 3.1637
|  |  |  | PF |  |  |  | 0.965 |  | 0.965 | 0.9433 | 0.9433 | 0.9433 | 0.9433 | 0.9433 | 0.9433 | 0.9433 | 0.9433 | 0.9433 | 0.9433 | 0.9433 | 0.9433 | 0.9433 | 0.9433 | 0.9433 | 0.9433 | 0.9433 | 0.9433 | 0.9433 | 0.9433 | 0.9433 | 0.9433 | 0.9433 | 0.9433
[10 empty] | 1 | 2 | 3 | 4 | 5 | 6 | 7 | 8 | 9 | 10 | 11 | 12 | 13 | 14 | 15 | 16 | 17 | 18 | 19 | 20 | 21 | 22 | 23 | 24 | 25
Transformer Load Detail
[7 empty] | Units | 2013 |  | 2014 | 2015 | 2016 | 2017 | 2018 | 2019 | 2020 | 2021 | 2022 | 2023 | 2024 | 2025 | 2026 | 2027 | 2028 | 2029 | 2030 | 2031 | 2032 | 2033 | 2034 | 2035 | 2036 | 2037 | 2038
| 0 | Compensated |  | Load (LV side) |  |  | Amps
|  |  |  | Apparent Power |  |  | MVA
|  |  |  | Real Power |  |  | MW
|  |  |  | Reactive Power |  |  | MVAr
|  |  |  | Capacitors In Service |  |  | MVAr
PF
| Zone Div: | Uncompensated |  | Reactive Power |  |  | MVAr
PF
| 0 | Compensated |  | Load (LV side) |  |  | Amps
|  |  |  | Apparent Power |  |  | MVA
|  |  |  | Real Power |  |  | MW
|  |  |  | Reactive Power |  |  | MVAr
|  |  |  | Capacitors In Service |  |  | MVAr
PF
| Zone Div: | Uncompensated |  | Reactive Power |  |  | MVAr
PF
| 0 | Compensated |  | Load (LV side) |  |  | Amps
|  |  |  | Apparent Power |  |  | MVA
|  |  |  | Real Power |  |  | MW
|  |  |  | Reactive Power |  |  | MVAr
|  |  |  | Capacitors In Service |  |  | MVAr
PF
| Zone Div: | Uncompensated |  | Reactive Power |  |  | MVAr
PF
| 0 | Compensated |  | Load (LV side) |  |  | Amps
|  |  |  | Apparent Power |  |  | MVA
|  |  |  | Real Power |  |  | MW
|  |  |  | Reactive Power |  |  | MVAr
|  |  |  | Capacitors In Service |  |  | MVAr
PF
| Zone Div: | Uncompensated |  | Reactive Power |  |  | MVAr
PF
| 0 | Compensated |  | Load (LV side) |  |  | Amps
|  |  |  | Apparent Power |  |  | MVA
|  |  |  | Real Power |  |  | MW
|  |  |  | Reactive Power |  |  | MVAr
|  |  |  | Capacitors In Service |  |  | MVAr
PF
| Zone Div: | Uncompensated |  | Reactive Power |  |  | MVAr
PF
| 0 | Compensated |  | Load (LV side) |  |  | Amps
|  |  |  | Apparent Power |  |  | MVA
|  |  |  | Real Power |  |  | MW
|  |  |  | Reactive Power |  |  | MVAr
|  |  |  | Capacitors In Service |  |  | MVAr
PF
| Zone Div: | Uncompensated |  | Reactive Power |  |  | MVAr
PF
| 0 | Compensated |  | Load (LV side) |  |  | Amps
|  |  |  | Apparent Power |  |  | MVA
|  |  |  | Real Power |  |  | MW
|  |  |  | Reactive Power |  |  | MVAr
|  |  |  | Capacitors In Service |  |  | MVAr
PF
| Zone Div: | Uncompensated |  | Reactive Power |  |  | MVAr
PF
| 0 | Compensated |  | Load (LV side) |  |  | Amps
|  |  |  | Apparent Power |  |  | MVA
|  |  |  | Real Power |  |  | MW
|  |  |  | Reactive Power |  |  | MVAr
|  |  |  | Capacitors In Service |  |  | MVAr
PF
| Zone Div: | Uncompensated |  | Reactive Power |  |  | MVAr
PF
| 0 | Compensated |  | Load (LV side) |  |  | Amps
|  |  |  | Apparent Power |  |  | MVA
|  |  |  | Real Power |  |  | MW
|  |  |  | Reactive Power |  |  | MVAr
|  |  |  | Capacitors In Service |  |  | MVAr
PF
| Zone Div: | Uncompensated |  | Reactive Power |  |  | MVAr
PF
| 0 | Compensated |  | Load (LV side) |  |  | Amps
|  |  |  | Apparent Power |  |  | MVA
|  |  |  | Real Power |  |  | MW
|  |  |  | Reactive Power |  |  | MVAr
|  |  |  | Capacitors In Service |  |  | MVAr
PF
| Zone Div: | Uncompensated |  | Reactive Power |  |  | MVAr
PF

## East Maitland 33_11kV
| East Maitland 33_11kV | [16 empty] | 2014 | WINTER
[6 empty] | Zone decommissioned |  | 2015-09-01
| Substation Total Loads | [33 empty] | Spots & Transfers Detail
| Historical Loads | (11kV MVA) | [7 empty] | Weather Corrected Forecast Loads |  |  |  | (11kV MVA) | [20 empty] | Spots & Transfers Summary | (11kV MVA) |  | Historical Spots & Transfers | [6 empty] | Forecast Spots & Transfers
|  | 2007 | 2008 | 2009 | 2010 | 2011 | 2012 | 2013 |  | 2014 | 2015 | 2016 | 2017 | 2018 | 2019 | 2020 | 2021 | 2022 | 2023 | 2024 | 2025 | 2026 | 2027 | 2028 | 2029 | 2030 | 2031 | 2032 | 2033 | 2034 | 2035 | 2036 | 2037 | 2038 |  |  |  | 2007 | 2008 | 2009 | 2010 | 2011 | 2012 | 2013 | 2014 | 2015 | 2016 | 2017 | 2018 | 2019 | 2020 | 2021 | 2022 | 2023 | 2024 | 2025 | 2026 | 2027 | 2028 | 2029 | 2030 | 2031 | 2032 | 2033 | 2034 | 2035 | 2036 | 2037 | 2038
| Total | 23.1 | 22 | 21.8 | 21.5 | 20.188 | 20.059 | 18.477 |  | 19.6254 | 0 | 0 | 0 | 0 | 0 | 0 | 0 | 0 | 0 | 0 | 0 | 0 | 0 | 0 | 0 | 0 | 0 | 0 | 0 | 0 | 0 | 0 | 0 | 0 |  |  | Total | 0 | 0.38105 | -0.99073 | -3e-10 | 0 | -0.38105 | 0.38105 | -0.053752 | -19.3784 | 1.3099 | 0 | 0 | 0 | 0 | 0 | 0 | 0 | 0 | 0 | 0 | 0 | 0 | 0 | 0 | 0 | 0 | 0 | 0 | 0 | 0 | 0 | 0
| Firm Rating | 0 | 0 | 0 | 30.5 | 30.5 | 30.48 | 30.48 |  | 30.48 | 30.48 | 0 | 0 | 0 | 0 | 0 | 0 | 0 | 0 | 0 | 0 | 0 | 0 | 0 | 0 | 0 | 0 | 0 | 0 | 0 | 0 | 0 | 0 | 0
| Total Capacity | 0 | 0 | 0 | 45.73 | 45.73 | 45.73 | 45.73 |  | 45.73 | 45.73 | 0 | 0 | 0 | 0 | 0 | 0 | 0 | 0 | 0 | 0 | 0 | 0 | 0 | 0 | 0 | 0 | 0 | 0 | 0 | 0 | 0 | 0 | 0 |  |  | East Maitland 33_11kV Tx1 | 0 | 0.12702 | -0.33024 | -1e-10 | 0 | -0.12702 | 0.12702 | -0.017917 | -6.5293 | 0.43662 | 0 | 0 | 0 | 0 | 0 | 0 | 0 | 0 | 0 | 0 | 0 | 0 | 0 | 0 | 0 | 0 | 0 | 0 | 0 | 0 | 0 | 0
|  | -7 | -6 | -5 | -4 | -3 | -2 | -1 |  | 0 | 1 | 2 | 3 | 4 | 5 | 6 | 7 | 8 | 9 | 10 | 11 | 12 | 13 | 14 | 15 | 16 | 17 | 18 | 19 | 20 | 21 | 22 | 23 | 24 |  |  | East Maitland 33_11kV Tx2 | 0 | 0.12702 | -0.33024 | -1e-10 | 0 | -0.12702 | 0.12702 | -0.017917 | -6.5293 | 0.43662 | 0 | 0 | 0 | 0 | 0 | 0 | 0 | 0 | 0 | 0 | 0 | 0 | 0 | 0 | 0 | 0 | 0 | 0 | 0 | 0 | 0 | 0
| Transformer Loads | [35 empty] | East Maitland 33_11kV Tx3 | 0 | 0.12702 | -0.33024 | -1e-10 | 0 | -0.12702 | 0.12702 | -0.017917 | -6.3198 | 0.43662 | 0 | 0 | 0 | 0 | 0 | 0 | 0 | 0 | 0 | 0 | 0 | 0 | 0 | 0 | 0 | 0 | 0 | 0 | 0 | 0 | 0 | 0
| Historical Loads | (11kV MVA) | [7 empty] | 0: Weather Corrected Forecast Loads; 4: (11kV MVA) |  |  |  | 0 | 0 | 0 | 0 | 0 | 0 | 0 | 0 | 0 | 0 | 0 | 0 | 0 | 0 | 0 | 0 | 0 | 0 | 0 | 0 | 0 | 0 | 0 | 0 | 0 | 0 | 0 | 0 | 0 | 0 | 0 | 0
|  | 2007 | 2008 | 2009 | 2010 | 2011 | 2012 | 2013 |  | 2014 | 2015 | 2016 | 2017 | 2018 | 2019 | 2020 | 2021 | 2022 | 2023 | 2024 | 2025 | 2026 | 2027 | 2028 | 2029 | 2030 | 2031 | 2032 | 2033 | 2034 | 2035 | 2036 | 2037 | 2038 |  |  |  | 0 | 0 | 0 | 0 | 0 | 0 | 0 | 0 | 0 | 0 | 0 | 0 | 0 | 0 | 0 | 0 | 0 | 0 | 0 | 0 | 0 | 0 | 0 | 0 | 0 | 0 | 0 | 0 | 0 | 0 | 0 | 0
| 0 | [36 empty] | 0 | 0 | 0 | 0 | 0 | 0 | 0 | 0 | 0 | 0 | 0 | 0 | 0 | 0 | 0 | 0 | 0 | 0 | 0 | 0 | 0 | 0 | 0 | 0 | 0 | 0 | 0 | 0 | 0 | 0 | 0 | 0
| Diversity Factor: 0 | [36 empty] | 0 | 0 | 0 | 0 | 0 | 0 | 0 | 0 | 0 | 0 | 0 | 0 | 0 | 0 | 0 | 0 | 0 | 0 | 0 | 0 | 0 | 0 | 0 | 0 | 0 | 0 | 0 | 0 | 0 | 0 | 0 | 0
[38 empty] | 0 | 0 | 0 | 0 | 0 | 0 | 0 | 0 | 0 | 0 | 0 | 0 | 0 | 0 | 0 | 0 | 0 | 0 | 0 | 0 | 0 | 0 | 0 | 0 | 0 | 0 | 0 | 0 | 0 | 0 | 0 | 0
[38 empty] | 0 | 0 | 0 | 0 | 0 | 0 | 0 | 0 | 0 | 0 | 0 | 0 | 0 | 0 | 0 | 0 | 0 | 0 | 0 | 0 | 0 | 0 | 0 | 0 | 0 | 0 | 0 | 0 | 0 | 0 | 0 | 0
| 0 | [36 empty] | 0 | 0 | 0 | 0 | 0 | 0 | 0 | 0 | 0 | 0 | 0 | 0 | 0 | 0 | 0 | 0 | 0 | 0 | 0 | 0 | 0 | 0 | 0 | 0 | 0 | 0 | 0 | 0 | 0 | 0 | 0 | 0
Diversity Factor: 0
[38 empty] | Historical Spots & Transfers | [6 empty] | Forecast Spots & Transfers
[35 empty] | Project Name | From | To | 2007 | 2008 | 2009 | 2010 | 2011 | 2012 | 2013 | 2014 | 2015 | 2016 | 2017 | 2018 | 2019 | 2020 | 2021 | 2022 | 2023 | 2024 | 2025 | 2026 | 2027 | 2028 | 2029 | 2030 | 2031 | 2032 | 2033 | 2034 | 2035 | 2036 | 2037 | 2038
| 0 | [33 empty] | DNP_ID: 2030. Telarah to East Maitland - 15/5/06 | Telarah 33_11kV Tx1 | East Maitland 33_11kV Tx1 | 0 | 0 | 0 | 0 | 0 | 0 | 0 | 0 | 0 | 0 | 0 | 0 | 0 | 0 | 0 | 0 | 0 | 0 | 0 | 0 | 0 | 0 | 0 | 0 | 0 | 0 | 0 | 0 | 0 | 0 | 0 | 0
| Diversity Factor: 0 | [33 empty] | DNP_ID: 2030. Telarah to East Maitland - 15/5/06 | Telarah 33_11kV Tx1 | East Maitland 33_11kV Tx2 | 0 | 0 | 0 | 0 | 0 | 0 | 0 | 0 | 0 | 0 | 0 | 0 | 0 | 0 | 0 | 0 | 0 | 0 | 0 | 0 | 0 | 0 | 0 | 0 | 0 | 0 | 0 | 0 | 0 | 0 | 0 | 0
[35 empty] | DNP_ID: 2030. Telarah to East Maitland - 15/5/06 | Telarah 33_11kV Tx1 | East Maitland 33_11kV Tx3 | 0 | 0 | 0 | 0 | 0 | 0 | 0 | 0 | 0 | 0 | 0 | 0 | 0 | 0 | 0 | 0 | 0 | 0 | 0 | 0 | 0 | 0 | 0 | 0 | 0 | 0 | 0 | 0 | 0 | 0 | 0 | 0
[35 empty] | DNP_ID: 2030. Telarah to East Maitland - 15/5/06 | Telarah 33_11kV Tx2 | East Maitland 33_11kV Tx1 | 0 | 0 | 0 | 0 | 0 | 0 | 0 | 0 | 0 | 0 | 0 | 0 | 0 | 0 | 0 | 0 | 0 | 0 | 0 | 0 | 0 | 0 | 0 | 0 | 0 | 0 | 0 | 0 | 0 | 0 | 0 | 0
| 0 | [33 empty] | DNP_ID: 2030. Telarah to East Maitland - 15/5/06 | Telarah 33_11kV Tx2 | East Maitland 33_11kV Tx2 | 0 | 0 | 0 | 0 | 0 | 0 | 0 | 0 | 0 | 0 | 0 | 0 | 0 | 0 | 0 | 0 | 0 | 0 | 0 | 0 | 0 | 0 | 0 | 0 | 0 | 0 | 0 | 0 | 0 | 0 | 0 | 0
| Diversity Factor: 0 | [33 empty] | DNP_ID: 2030. Telarah to East Maitland - 15/5/06 | Telarah 33_11kV Tx2 | East Maitland 33_11kV Tx3 | 0 | 0 | 0 | 0 | 0 | 0 | 0 | 0 | 0 | 0 | 0 | 0 | 0 | 0 | 0 | 0 | 0 | 0 | 0 | 0 | 0 | 0 | 0 | 0 | 0 | 0 | 0 | 0 | 0 | 0 | 0 | 0
[35 empty] | DNP_ID: 2031. Mait Cent to East Mait - Future Aug 07 | Maitland Central 33_11kV Tx1 | East Maitland 33_11kV Tx1 | 0 | 0.3747 | 0 | 0 | 0 | 0 | 0 | 0 | 0 | 0 | 0 | 0 | 0 | 0 | 0 | 0 | 0 | 0 | 0 | 0 | 0 | 0 | 0 | 0 | 0 | 0 | 0 | 0 | 0 | 0 | 0 | 0
[35 empty] | DNP_ID: 2031. Mait Cent to East Mait - Future Aug 07 | Maitland Central 33_11kV Tx1 | East Maitland 33_11kV Tx2 | 0 | 0.3747 | 0 | 0 | 0 | 0 | 0 | 0 | 0 | 0 | 0 | 0 | 0 | 0 | 0 | 0 | 0 | 0 | 0 | 0 | 0 | 0 | 0 | 0 | 0 | 0 | 0 | 0 | 0 | 0 | 0 | 0
| 0 | [33 empty] | DNP_ID: 2031. Mait Cent to East Mait - Future Aug 07 | Maitland Central 33_11kV Tx1 | East Maitland 33_11kV Tx3 | 0 | 0.3747 | 0 | 0 | 0 | 0 | 0 | 0 | 0 | 0 | 0 | 0 | 0 | 0 | 0 | 0 | 0 | 0 | 0 | 0 | 0 | 0 | 0 | 0 | 0 | 0 | 0 | 0 | 0 | 0 | 0 | 0
| Diversity Factor: 0 | [33 empty] | DNP_ID: 2031. Mait Cent to East Mait - Future Aug 07 | Maitland Central 33_11kV Tx2 | East Maitland 33_11kV Tx1 | 0 | 0.3747 | 0 | 0 | 0 | 0 | 0 | 0 | 0 | 0 | 0 | 0 | 0 | 0 | 0 | 0 | 0 | 0 | 0 | 0 | 0 | 0 | 0 | 0 | 0 | 0 | 0 | 0 | 0 | 0 | 0 | 0
[35 empty] | DNP_ID: 2031. Mait Cent to East Mait - Future Aug 07 | Maitland Central 33_11kV Tx2 | East Maitland 33_11kV Tx2 | 0 | 0.3747 | 0 | 0 | 0 | 0 | 0 | 0 | 0 | 0 | 0 | 0 | 0 | 0 | 0 | 0 | 0 | 0 | 0 | 0 | 0 | 0 | 0 | 0 | 0 | 0 | 0 | 0 | 0 | 0 | 0 | 0
[35 empty] | DNP_ID: 2031. Mait Cent to East Mait - Future Aug 07 | Maitland Central 33_11kV Tx2 | East Maitland 33_11kV Tx3 | 0 | 0.3747 | 0 | 0 | 0 | 0 | 0 | 0 | 0 | 0 | 0 | 0 | 0 | 0 | 0 | 0 | 0 | 0 | 0 | 0 | 0 | 0 | 0 | 0 | 0 | 0 | 0 | 0 | 0 | 0 | 0 | 0
| 0 | [33 empty] | DNP_ID: 2065. East Maitland to Thornton Aug 07 | East Maitland 33_11kV Tx1 | Thornton 33_11kV Tx1 | 0 | 0.30842 | 0 | 0 | 0 | 0 | 0 | 0 | 0 | 0 | 0 | 0 | 0 | 0 | 0 | 0 | 0 | 0 | 0 | 0 | 0 | 0 | 0 | 0 | 0 | 0 | 0 | 0 | 0 | 0 | 0 | 0
| Diversity Factor: 0 | [33 empty] | DNP_ID: 2065. East Maitland to Thornton Aug 07 | East Maitland 33_11kV Tx1 | Thornton 33_11kV Tx3 | 0 | 0.31397 | 0 | 0 | 0 | 0 | 0 | 0 | 0 | 0 | 0 | 0 | 0 | 0 | 0 | 0 | 0 | 0 | 0 | 0 | 0 | 0 | 0 | 0 | 0 | 0 | 0 | 0 | 0 | 0 | 0 | 0
[35 empty] | DNP_ID: 2065. East Maitland to Thornton Aug 07 | East Maitland 33_11kV Tx2 | Thornton 33_11kV Tx1 | 0 | 0.30842 | 0 | 0 | 0 | 0 | 0 | 0 | 0 | 0 | 0 | 0 | 0 | 0 | 0 | 0 | 0 | 0 | 0 | 0 | 0 | 0 | 0 | 0 | 0 | 0 | 0 | 0 | 0 | 0 | 0 | 0
[35 empty] | DNP_ID: 2065. East Maitland to Thornton Aug 07 | East Maitland 33_11kV Tx2 | Thornton 33_11kV Tx3 | 0 | 0.31397 | 0 | 0 | 0 | 0 | 0 | 0 | 0 | 0 | 0 | 0 | 0 | 0 | 0 | 0 | 0 | 0 | 0 | 0 | 0 | 0 | 0 | 0 | 0 | 0 | 0 | 0 | 0 | 0 | 0 | 0
| 0 | [33 empty] | DNP_ID: 2065. East Maitland to Thornton Aug 07 | East Maitland 33_11kV Tx3 | Thornton 33_11kV Tx1 | 0 | 0.30842 | 0 | 0 | 0 | 0 | 0 | 0 | 0 | 0 | 0 | 0 | 0 | 0 | 0 | 0 | 0 | 0 | 0 | 0 | 0 | 0 | 0 | 0 | 0 | 0 | 0 | 0 | 0 | 0 | 0 | 0
| Diversity Factor: 0 | [33 empty] | DNP_ID: 2065. East Maitland to Thornton Aug 07 | East Maitland 33_11kV Tx3 | Thornton 33_11kV Tx3 | 0 | 0.31397 | 0 | 0 | 0 | 0 | 0 | 0 | 0 | 0 | 0 | 0 | 0 | 0 | 0 | 0 | 0 | 0 | 0 | 0 | 0 | 0 | 0 | 0 | 0 | 0 | 0 | 0 | 0 | 0 | 0 | 0
[35 empty] | DNP_ID: 2067. East Maitland to Thornton mid 2008 | East Maitland 33_11kV Tx1 | Thornton 33_11kV Tx1 | 0 | 0 | 0.28639 | 0 | 0 | 0 | 0 | 0 | 0 | 0 | 0 | 0 | 0 | 0 | 0 | 0 | 0 | 0 | 0 | 0 | 0 | 0 | 0 | 0 | 0 | 0 | 0 | 0 | 0 | 0 | 0 | 0
[35 empty] | DNP_ID: 2067. East Maitland to Thornton mid 2008 | East Maitland 33_11kV Tx1 | Thornton 33_11kV Tx3 | 0 | 0 | 0.29154 | 0 | 0 | 0 | 0 | 0 | 0 | 0 | 0 | 0 | 0 | 0 | 0 | 0 | 0 | 0 | 0 | 0 | 0 | 0 | 0 | 0 | 0 | 0 | 0 | 0 | 0 | 0 | 0 | 0
| 0 | [33 empty] | DNP_ID: 2067. East Maitland to Thornton mid 2008 | East Maitland 33_11kV Tx2 | Thornton 33_11kV Tx1 | 0 | 0 | 0.28639 | 0 | 0 | 0 | 0 | 0 | 0 | 0 | 0 | 0 | 0 | 0 | 0 | 0 | 0 | 0 | 0 | 0 | 0 | 0 | 0 | 0 | 0 | 0 | 0 | 0 | 0 | 0 | 0 | 0
| Diversity Factor: 0 | [33 empty] | DNP_ID: 2067. East Maitland to Thornton mid 2008 | East Maitland 33_11kV Tx2 | Thornton 33_11kV Tx3 | 0 | 0 | 0.29154 | 0 | 0 | 0 | 0 | 0 | 0 | 0 | 0 | 0 | 0 | 0 | 0 | 0 | 0 | 0 | 0 | 0 | 0 | 0 | 0 | 0 | 0 | 0 | 0 | 0 | 0 | 0 | 0 | 0
[35 empty] | DNP_ID: 2067. East Maitland to Thornton mid 2008 | East Maitland 33_11kV Tx3 | Thornton 33_11kV Tx1 | 0 | 0 | 0.28639 | 0 | 0 | 0 | 0 | 0 | 0 | 0 | 0 | 0 | 0 | 0 | 0 | 0 | 0 | 0 | 0 | 0 | 0 | 0 | 0 | 0 | 0 | 0 | 0 | 0 | 0 | 0 | 0 | 0
[35 empty] | DNP_ID: 2067. East Maitland to Thornton mid 2008 | East Maitland 33_11kV Tx3 | Thornton 33_11kV Tx3 | 0 | 0 | 0.29154 | 0 | 0 | 0 | 0 | 0 | 0 | 0 | 0 | 0 | 0 | 0 | 0 | 0 | 0 | 0 | 0 | 0 | 0 | 0 | 0 | 0 | 0 | 0 | 0 | 0 | 0 | 0 | 0 | 0
| 0 | [33 empty] | DNP_ID: 2069. To East Maitland to deload feeders SAO-14/10/08 | Thornton 33_11kV Tx1 | East Maitland 33_11kV Tx1 | 0 | 0 | 0.12274 | 0 | 0 | 0 | 0 | 0 | 0 | 0 | 0 | 0 | 0 | 0 | 0 | 0 | 0 | 0 | 0 | 0 | 0 | 0 | 0 | 0 | 0 | 0 | 0 | 0 | 0 | 0 | 0 | 0
| Diversity Factor: 0 | [33 empty] | DNP_ID: 2069. To East Maitland to deload feeders SAO-14/10/08 | Thornton 33_11kV Tx1 | East Maitland 33_11kV Tx2 | 0 | 0 | 0.12274 | 0 | 0 | 0 | 0 | 0 | 0 | 0 | 0 | 0 | 0 | 0 | 0 | 0 | 0 | 0 | 0 | 0 | 0 | 0 | 0 | 0 | 0 | 0 | 0 | 0 | 0 | 0 | 0 | 0
[35 empty] | DNP_ID: 2069. To East Maitland to deload feeders SAO-14/10/08 | Thornton 33_11kV Tx1 | East Maitland 33_11kV Tx3 | 0 | 0 | 0.12274 | 0 | 0 | 0 | 0 | 0 | 0 | 0 | 0 | 0 | 0 | 0 | 0 | 0 | 0 | 0 | 0 | 0 | 0 | 0 | 0 | 0 | 0 | 0 | 0 | 0 | 0 | 0 | 0 | 0
[35 empty] | DNP_ID: 2069. To East Maitland to deload feeders SAO-14/10/08 | Thornton 33_11kV Tx3 | East Maitland 33_11kV Tx1 | 0 | 0 | 0.12495 | 0 | 0 | 0 | 0 | 0 | 0 | 0 | 0 | 0 | 0 | 0 | 0 | 0 | 0 | 0 | 0 | 0 | 0 | 0 | 0 | 0 | 0 | 0 | 0 | 0 | 0 | 0 | 0 | 0
| 0 | [33 empty] | DNP_ID: 2069. To East Maitland to deload feeders SAO-14/10/08 | Thornton 33_11kV Tx3 | East Maitland 33_11kV Tx2 | 0 | 0 | 0.12495 | 0 | 0 | 0 | 0 | 0 | 0 | 0 | 0 | 0 | 0 | 0 | 0 | 0 | 0 | 0 | 0 | 0 | 0 | 0 | 0 | 0 | 0 | 0 | 0 | 0 | 0 | 0 | 0 | 0
| Diversity Factor: 0 | [33 empty] | DNP_ID: 2069. To East Maitland to deload feeders SAO-14/10/08 | Thornton 33_11kV Tx3 | East Maitland 33_11kV Tx3 | 0 | 0 | 0.12495 | 0 | 0 | 0 | 0 | 0 | 0 | 0 | 0 | 0 | 0 | 0 | 0 | 0 | 0 | 0 | 0 | 0 | 0 | 0 | 0 | 0 | 0 | 0 | 0 | 0 | 0 | 0 | 0 | 0
[35 empty] | DNP_ID: 6707. Open point change Maitland Central 48115 and East Maitland 48011 | East Maitland 33_11kV Tx1 | Thornton 33_11kV Tx1 | 0 | 0 | 0 | 0.15242 | 0 | 0 | 0 | 0 | 0 | 0 | 0 | 0 | 0 | 0 | 0 | 0 | 0 | 0 | 0 | 0 | 0 | 0 | 0 | 0 | 0 | 0 | 0 | 0 | 0 | 0 | 0 | 0
[35 empty] | DNP_ID: 6707. Open point change Maitland Central 48115 and East Maitland 48011 | East Maitland 33_11kV Tx1 | Thornton 33_11kV Tx2 | 0 | 0 | 0 | 0 | 0 | 0 | 0 | 0 | 0 | 0 | 0 | 0 | 0 | 0 | 0 | 0 | 0 | 0 | 0 | 0 | 0 | 0 | 0 | 0 | 0 | 0 | 0 | 0 | 0 | 0 | 0 | 0
[35 empty] | DNP_ID: 6707. Open point change Maitland Central 48115 and East Maitland 48011 | East Maitland 33_11kV Tx2 | Thornton 33_11kV Tx1 | 0 | 0 | 0 | 0.15242 | 0 | 0 | 0 | 0 | 0 | 0 | 0 | 0 | 0 | 0 | 0 | 0 | 0 | 0 | 0 | 0 | 0 | 0 | 0 | 0 | 0 | 0 | 0 | 0 | 0 | 0 | 0 | 0
| Weather Correction and Public Holiday Factors | [8 empty] | Forecast ROG | [24 empty] | DNP_ID: 6707. Open point change Maitland Central 48115 and East Maitland 48011 | East Maitland 33_11kV Tx2 | Thornton 33_11kV Tx2 | 0 | 0 | 0 | 0 | 0 | 0 | 0 | 0 | 0 | 0 | 0 | 0 | 0 | 0 | 0 | 0 | 0 | 0 | 0 | 0 | 0 | 0 | 0 | 0 | 0 | 0 | 0 | 0 | 0 | 0 | 0 | 0
[10 empty] | ROG Justification | [24 empty] | DNP_ID: 6707. Open point change Maitland Central 48115 and East Maitland 48011 | East Maitland 33_11kV Tx3 | Thornton 33_11kV Tx1 | 0 | 0 | 0 | 0.15242 | 0 | 0 | 0 | 0 | 0 | 0 | 0 | 0 | 0 | 0 | 0 | 0 | 0 | 0 | 0 | 0 | 0 | 0 | 0 | 0 | 0 | 0 | 0 | 0 | 0 | 0 | 0 | 0
| Actual loads for season 2013 have been weather corrected by the following: | [6 empty] | 5.782% |  | 7 year ROG ok, check against post-model adjustments? / 4 year trend? | [24 empty] | DNP_ID: 6707. Open point change Maitland Central 48115 and East Maitland 48011 | East Maitland 33_11kV Tx3 | Thornton 33_11kV Tx2 | 0 | 0 | 0 | 0 | 0 | 0 | 0 | 0 | 0 | 0 | 0 | 0 | 0 | 0 | 0 | 0 | 0 | 0 | 0 | 0 | 0 | 0 | 0 | 0 | 0 | 0 | 0 | 0 | 0 | 0 | 0 | 0 | 7 year ROG ok, check against post-model adjustments? / 4 year trend?
[35 empty] | DNP_ID: 6707. Open point change Maitland Central 48115 and East Maitland 48011 | Maitland Central 33_11kV Tx1 | East Maitland 33_11kV Tx1 | 0 | 0 | 0 | 0.07621 | 0 | 0 | 0 | 0 | 0 | 0 | 0 | 0 | 0 | 0 | 0 | 0 | 0 | 0 | 0 | 0 | 0 | 0 | 0 | 0 | 0 | 0 | 0 | 0 | 0 | 0 | 0 | 0
[35 empty] | DNP_ID: 6707. Open point change Maitland Central 48115 and East Maitland 48011 | Maitland Central 33_11kV Tx1 | East Maitland 33_11kV Tx2 | 0 | 0 | 0 | 0.07621 | 0 | 0 | 0 | 0 | 0 | 0 | 0 | 0 | 0 | 0 | 0 | 0 | 0 | 0 | 0 | 0 | 0 | 0 | 0 | 0 | 0 | 0 | 0 | 0 | 0 | 0 | 0 | 0
1 | 2 | 3 | 4 | 5 | 6 | 7 | 8 | 9 | 10 | 2014 | 2015 | 2016 | 2017 | 2018 | 2019 | 2020 | 2021 | 2022 | 2023 | 2024 | 2025 | 2026 | 2027 | 2028 | 2029 | 2030 | 2031 | 2032 | 2033 | 2034 | 2035 | 2036 | 2037 | 2038 | DNP_ID: 6707. Open point change Maitland Central 48115 and East Maitland 48011 | Maitland Central 33_11kV Tx1 | East Maitland 33_11kV Tx3 | 0 | 0 | 0 | 0.07621 | 0 | 0 | 0 | 0 | 0 | 0 | 0 | 0 | 0 | 0 | 0 | 0 | 0 | 0 | 0 | 0 | 0 | 0 | 0 | 0 | 0 | 0 | 0 | 0 | 0 | 0 | 0 | 0
0.98742 | 0.975 | 0.96682 | 0.96277 | 0.96277 | 0.96277 | 0.96277 | 0.96277 | 0.96277 | 0.96277 | -1.258% | -1.258% | -0.839% | -0.419% | 0% | 0% | 0% | 0% | 0% | 0% | 0% | 0% | 0% | 0% | 0% | 0% | 0% | 0% | 0% | 0% | 0% | 0% | 0% | 0% | 0% | DNP_ID: 6707. Open point change Maitland Central 48115 and East Maitland 48011 | Maitland Central 33_11kV Tx2 | East Maitland 33_11kV Tx1 | 0 | 0 | 0 | 0.07621 | 0 | 0 | 0 | 0 | 0 | 0 | 0 | 0 | 0 | 0 | 0 | 0 | 0 | 0 | 0 | 0 | 0 | 0 | 0 | 0 | 0 | 0 | 0 | 0 | 0 | 0 | 0 | 0
[35 empty] | DNP_ID: 6707. Open point change Maitland Central 48115 and East Maitland 48011 | Maitland Central 33_11kV Tx2 | East Maitland 33_11kV Tx2 | 0 | 0 | 0 | 0.07621 | 0 | 0 | 0 | 0 | 0 | 0 | 0 | 0 | 0 | 0 | 0 | 0 | 0 | 0 | 0 | 0 | 0 | 0 | 0 | 0 | 0 | 0 | 0 | 0 | 0 | 0 | 0 | 0
| Substation Load Detail | [33 empty] | DNP_ID: 6707. Open point change Maitland Central 48115 and East Maitland 48011 | Maitland Central 33_11kV Tx2 | East Maitland 33_11kV Tx3 | 0 | 0 | 0 | 0.07621 | 0 | 0 | 0 | 0 | 0 | 0 | 0 | 0 | 0 | 0 | 0 | 0 | 0 | 0 | 0 | 0 | 0 | 0 | 0 | 0 | 0 | 0 | 0 | 0 | 0 | 0 | 0 | 0
[35 empty] | DNP_ID: 7072. Open Point Change East Maitland Feeder 48017 and Telarah Feeder 48010 | East Maitland 33_11kV Tx1 | Telarah 33_11kV Tx1 | 0 | 0 | 0 | 0 | 0 | 0.063509 | 0 | 0 | 0 | 0 | 0 | 0 | 0 | 0 | 0 | 0 | 0 | 0 | 0 | 0 | 0 | 0 | 0 | 0 | 0 | 0 | 0 | 0 | 0 | 0 | 0 | 0
[7 empty] | Units | 2013 |  | 2014 | 2015 | 2016 | 2017 | 2018 | 2019 | 2020 | 2021 | 2022 | 2023 | 2024 | 2025 | 2026 | 2027 | 2028 | 2029 | 2030 | 2031 | 2032 | 2033 | 2034 | 2035 | 2036 | 2037 | 2038 | DNP_ID: 7072. Open Point Change East Maitland Feeder 48017 and Telarah Feeder 48010 | East Maitland 33_11kV Tx1 | Telarah 33_11kV Tx2 | 0 | 0 | 0 | 0 | 0 | 0.063509 | 0 | 0 | 0 | 0 | 0 | 0 | 0 | 0 | 0 | 0 | 0 | 0 | 0 | 0 | 0 | 0 | 0 | 0 | 0 | 0 | 0 | 0 | 0 | 0 | 0 | 0
1 | East Maitland 33_11kV | Compensated |  | Load (LV side) |  |  | Amps | 0 |  | 1030.067 | 0 | 0 | 0 | 0 | 0 | 0 | 0 | 0 | 0 | 0 | 0 | 0 | 0 | 0 | 0 | 0 | 0 | 0 | 0 | 0 | 0 | 0 | 0 | 0 | DNP_ID: 7072. Open Point Change East Maitland Feeder 48017 and Telarah Feeder 48010 | East Maitland 33_11kV Tx2 | Telarah 33_11kV Tx1 | 0 | 0 | 0 | 0 | 0 | 0.063509 | 0 | 0 | 0 | 0 | 0 | 0 | 0 | 0 | 0 | 0 | 0 | 0 | 0 | 0 | 0 | 0 | 0 | 0 | 0 | 0 | 0 | 0 | 0 | 0 | 0 | 0
|  |  |  | Apparent Power |  |  | MVA | 18.477 | 19.93 | 19.6254 | 0 | 0 | 0 | 0 | 0 | 0 | 0 | 0 | 0 | 0 | 0 | 0 | 0 | 0 | 0 | 0 | 0 | 0 | 0 | 0 | 0 | 0 | 0 | 0 | DNP_ID: 7072. Open Point Change East Maitland Feeder 48017 and Telarah Feeder 48010 | East Maitland 33_11kV Tx2 | Telarah 33_11kV Tx2 | 0 | 0 | 0 | 0 | 0 | 0.063509 | 0 | 0 | 0 | 0 | 0 | 0 | 0 | 0 | 0 | 0 | 0 | 0 | 0 | 0 | 0 | 0 | 0 | 0 | 0 | 0 | 0 | 0 | 0 | 0 | 0 | 0
|  |  |  | Real Power |  |  | MW | 18.2368 | 19.6709 | 19.3703 | 0 | 0 | 0 | 0 | 0 | 0 | 0 | 0 | 0 | 0 | 0 | 0 | 0 | 0 | 0 | 0 | 0 | 0 | 0 | 0 | 0 | 0 | 0 | 0 | DNP_ID: 7072. Open Point Change East Maitland Feeder 48017 and Telarah Feeder 48010 | East Maitland 33_11kV Tx3 | Telarah 33_11kV Tx1 | 0 | 0 | 0 | 0 | 0 | 0.063509 | 0 | 0 | 0 | 0 | 0 | 0 | 0 | 0 | 0 | 0 | 0 | 0 | 0 | 0 | 0 | 0 | 0 | 0 | 0 | 0 | 0 | 0 | 0 | 0 | 0 | 0
|  |  |  | Reactive Power |  |  | MVAr | 0 |  | 3.1542 | 0 | 0 | 0 | 0 | 0 | 0 | 0 | 0 | 0 | 0 | 0 | 0 | 0 | 0 | 0 | 0 | 0 | 0 | 0 | 0 | 0 | 0 | 0 | 0 | DNP_ID: 7072. Open Point Change East Maitland Feeder 48017 and Telarah Feeder 48010 | East Maitland 33_11kV Tx3 | Telarah 33_11kV Tx2 | 0 | 0 | 0 | 0 | 0 | 0.063509 | 0 | 0 | 0 | 0 | 0 | 0 | 0 | 0 | 0 | 0 | 0 | 0 | 0 | 0 | 0 | 0 | 0 | 0 | 0 | 0 | 0 | 0 | 0 | 0 | 0 | 0
|  |  |  | Capacitors In Service |  |  | MVAr | 0 |  | 0 | 0 | 0 | 0 | 0 | 0 | 0 | 0 | 0 | 0 | 0 | 0 | 0 | 0 | 0 | 0 | 0 | 0 | 0 | 0 | 0 | 0 | 0 | 0 | 0 | DNP_ID: 7129. Kurri Feeder 80923 Temporary Load Transfer to Telarah 48010 and East Maitland 48017 | East Maitland 33_11kV Tx1 | Telarah 33_11kV Tx1 | 0 | 0 | 0 | 0 | 0 | 0 | 0 | 0 | 0.10479 | 0 | 0 | 0 | 0 | 0 | 0 | 0 | 0 | 0 | 0 | 0 | 0 | 0 | 0 | 0 | 0 | 0 | 0 | 0 | 0 | 0 | 0 | 0
|  |  |  | PF |  |  |  | 0.987 |  | 0.987 | 0 | 0 | 0 | 0 | 0 | 0 | 0 | 0 | 0 | 0 | 0 | 0 | 0 | 0 | 0 | 0 | 0 | 0 | 0 | 0 | 0 | 0 | 0 | 0 | DNP_ID: 7129. Kurri Feeder 80923 Temporary Load Transfer to Telarah 48010 and East Maitland 48017 | East Maitland 33_11kV Tx1 | Telarah 33_11kV Tx2 | 0 | 0 | 0 | 0 | 0 | 0 | 0 | 0 | 0.10479 | 0 | 0 | 0 | 0 | 0 | 0 | 0 | 0 | 0 | 0 | 0 | 0 | 0 | 0 | 0 | 0 | 0 | 0 | 0 | 0 | 0 | 0 | 0
0.87056 | Diversity Factor: 0.87 | Uncompensated |  | Reactive Power |  |  | MVAr | 0 | 3.2032 | 3.1542 | 0 | 0 | 0 | 0 | 0 | 0 | 0 | 0 | 0 | 0 | 0 | 0 | 0 | 0 | 0 | 0 | 0 | 0 | 0 | 0 | 0 | 0 | 0 | 0 | DNP_ID: 7129. Kurri Feeder 80923 Temporary Load Transfer to Telarah 48010 and East Maitland 48017 | East Maitland 33_11kV Tx2 | Telarah 33_11kV Tx1 | 0 | 0 | 0 | 0 | 0 | 0 | 0 | 0 | 0.10479 | 0 | 0 | 0 | 0 | 0 | 0 | 0 | 0 | 0 | 0 | 0 | 0 | 0 | 0 | 0 | 0 | 0 | 0 | 0 | 0 | 0 | 0 | 0
|  |  |  | PF |  |  |  | 0.987 |  | 0.987 | 0 | 0 | 0 | 0 | 0 | 0 | 0 | 0 | 0 | 0 | 0 | 0 | 0 | 0 | 0 | 0 | 0 | 0 | 0 | 0 | 0 | 0 | 0 | 0 | DNP_ID: 7129. Kurri Feeder 80923 Temporary Load Transfer to Telarah 48010 and East Maitland 48017 | East Maitland 33_11kV Tx2 | Telarah 33_11kV Tx2 | 0 | 0 | 0 | 0 | 0 | 0 | 0 | 0 | 0.10479 | 0 | 0 | 0 | 0 | 0 | 0 | 0 | 0 | 0 | 0 | 0 | 0 | 0 | 0 | 0 | 0 | 0 | 0 | 0 | 0 | 0 | 0 | 0
[10 empty] | 1 | 2 | 3 | 4 | 5 | 6 | 7 | 8 | 9 | 10 | 11 | 12 | 13 | 14 | 15 | 16 | 17 | 18 | 19 | 20 | 21 | 22 | 23 | 24 | 25 | DNP_ID: 7129. Kurri Feeder 80923 Temporary Load Transfer to Telarah 48010 and East Maitland 48017 | Telarah 33_11kV Tx1 | East Maitland 33_11kV Tx1 | 0 | 0 | 0 | 0 | 0 | 0 | 0.063509 | 0 | 0 | 0 | 0 | 0 | 0 | 0 | 0 | 0 | 0 | 0 | 0 | 0 | 0 | 0 | 0 | 0 | 0 | 0 | 0 | 0 | 0 | 0 | 0 | 0
| Transformer Load Detail | [33 empty] | DNP_ID: 7129. Kurri Feeder 80923 Temporary Load Transfer to Telarah 48010 and East Maitland 48017 | Telarah 33_11kV Tx1 | East Maitland 33_11kV Tx2 | 0 | 0 | 0 | 0 | 0 | 0 | 0.063509 | 0 | 0 | 0 | 0 | 0 | 0 | 0 | 0 | 0 | 0 | 0 | 0 | 0 | 0 | 0 | 0 | 0 | 0 | 0 | 0 | 0 | 0 | 0 | 0 | 0
[35 empty] | DNP_ID: 7129. Kurri Feeder 80923 Temporary Load Transfer to Telarah 48010 and East Maitland 48017 | Telarah 33_11kV Tx1 | East Maitland 33_11kV Tx3 | 0 | 0 | 0 | 0 | 0 | 0 | 0.063509 | 0 | 0 | 0 | 0 | 0 | 0 | 0 | 0 | 0 | 0 | 0 | 0 | 0 | 0 | 0 | 0 | 0 | 0 | 0 | 0 | 0 | 0 | 0 | 0 | 0
[7 empty] | Units | 2013 |  | 2014 | 2015 | 2016 | 2017 | 2018 | 2019 | 2020 | 2021 | 2022 | 2023 | 2024 | 2025 | 2026 | 2027 | 2028 | 2029 | 2030 | 2031 | 2032 | 2033 | 2034 | 2035 | 2036 | 2037 | 2038 | DNP_ID: 7129. Kurri Feeder 80923 Temporary Load Transfer to Telarah 48010 and East Maitland 48017 | Telarah 33_11kV Tx2 | East Maitland 33_11kV Tx1 | 0 | 0 | 0 | 0 | 0 | 0 | 0.063509 | 0 | 0 | 0 | 0 | 0 | 0 | 0 | 0 | 0 | 0 | 0 | 0 | 0 | 0 | 0 | 0 | 0 | 0 | 0 | 0 | 0 | 0 | 0 | 0 | 0
| 0 | Compensated |  | Load (LV side) |  |  | Amps | [27 empty] | DNP_ID: 7129. Kurri Feeder 80923 Temporary Load Transfer to Telarah 48010 and East Maitland 48017 | Telarah 33_11kV Tx2 | East Maitland 33_11kV Tx2 | 0 | 0 | 0 | 0 | 0 | 0 | 0.063509 | 0 | 0 | 0 | 0 | 0 | 0 | 0 | 0 | 0 | 0 | 0 | 0 | 0 | 0 | 0 | 0 | 0 | 0 | 0 | 0 | 0 | 0 | 0 | 0 | 0
|  |  |  | Apparent Power |  |  | MVA | [27 empty] | DNP_ID: 7129. Kurri Feeder 80923 Temporary Load Transfer to Telarah 48010 and East Maitland 48017 | Telarah 33_11kV Tx2 | East Maitland 33_11kV Tx3 | 0 | 0 | 0 | 0 | 0 | 0 | 0.063509 | 0 | 0 | 0 | 0 | 0 | 0 | 0 | 0 | 0 | 0 | 0 | 0 | 0 | 0 | 0 | 0 | 0 | 0 | 0 | 0 | 0 | 0 | 0 | 0 | 0
|  |  |  | Real Power |  |  | MW | [27 empty] | Decommission: Commissioning Transfers | East Maitland 33_11kV Tx1 | Metford 33_11kV Tx1 | 0 | 0 | 0 | 0 | 0 | 0 | 0 | 0 | 3.2123 | 0 | 0 | 0 | 0 | 0 | 0 | 0 | 0 | 0 | 0 | 0 | 0 | 0 | 0 | 0 | 0 | 0 | 0 | 0 | 0 | 0 | 0 | 0
|  |  |  | Reactive Power |  |  | MVAr | [27 empty] | Decommission: Commissioning Transfers | East Maitland 33_11kV Tx1 | Metford 33_11kV Tx2 | 0 | 0 | 0 | 0 | 0 | 0 | 0 | 0 | 3.2123 | 0 | 0 | 0 | 0 | 0 | 0 | 0 | 0 | 0 | 0 | 0 | 0 | 0 | 0 | 0 | 0 | 0 | 0 | 0 | 0 | 0 | 0 | 0
|  |  |  | Capacitors In Service |  |  | MVAr | [27 empty] | Decommission: Commissioning Transfers | East Maitland 33_11kV Tx2 | Metford 33_11kV Tx1 | 0 | 0 | 0 | 0 | 0 | 0 | 0 | 0 | 3.2123 | 0 | 0 | 0 | 0 | 0 | 0 | 0 | 0 | 0 | 0 | 0 | 0 | 0 | 0 | 0 | 0 | 0 | 0 | 0 | 0 | 0 | 0 | 0
|  |  |  | PF | [30 empty] | Decommission: Commissioning Transfers | East Maitland 33_11kV Tx2 | Metford 33_11kV Tx2 | 0 | 0 | 0 | 0 | 0 | 0 | 0 | 0 | 3.2123 | 0 | 0 | 0 | 0 | 0 | 0 | 0 | 0 | 0 | 0 | 0 | 0 | 0 | 0 | 0 | 0 | 0 | 0 | 0 | 0 | 0 | 0 | 0
| Zone Div: | Uncompensated |  | Reactive Power |  |  | MVAr | [27 empty] | Decommission: Commissioning Transfers | East Maitland 33_11kV Tx3 | Metford 33_11kV Tx1 | 0 | 0 | 0 | 0 | 0 | 0 | 0 | 0 | 3.2123 | 0 | 0 | 0 | 0 | 0 | 0 | 0 | 0 | 0 | 0 | 0 | 0 | 0 | 0 | 0 | 0 | 0 | 0 | 0 | 0 | 0 | 0 | 0
|  |  |  | PF | [30 empty] | Decommission: Commissioning Transfers | East Maitland 33_11kV Tx3 | Metford 33_11kV Tx2 | 0 | 0 | 0 | 0 | 0 | 0 | 0 | 0 | 3.2123 | 0 | 0 | 0 | 0 | 0 | 0 | 0 | 0 | 0 | 0 | 0 | 0 | 0 | 0 | 0 | 0 | 0 | 0 | 0 | 0 | 0 | 0 | 0
[35 empty] | HVCON_ID: 2000020. Greenhill Shopping Centre expansion |  | East Maitland 33_11kV Tx1 | 0 | 0 | 0 | 0 | 0 | 0 | 0 | 0 | 0.10479 | 0 | 0 | 0 | 0 | 0 | 0 | 0 | 0 | 0 | 0 | 0 | 0 | 0 | 0 | 0 | 0 | 0 | 0 | 0 | 0 | 0 | 0 | 0
| 0 | Compensated |  | Load (LV side) |  |  | Amps | [27 empty] | HVCON_ID: 2000020. Greenhill Shopping Centre expansion |  | East Maitland 33_11kV Tx2 | 0 | 0 | 0 | 0 | 0 | 0 | 0 | 0 | 0.10479 | 0 | 0 | 0 | 0 | 0 | 0 | 0 | 0 | 0 | 0 | 0 | 0 | 0 | 0 | 0 | 0 | 0 | 0 | 0 | 0 | 0 | 0 | 0
|  |  |  | Apparent Power |  |  | MVA | [27 empty] | HVCON_ID: 2000020. Greenhill Shopping Centre expansion |  | East Maitland 33_11kV Tx3 | 0 | 0 | 0 | 0 | 0 | 0 | 0 | 0 | 0.10479 | 0 | 0 | 0 | 0 | 0 | 0 | 0 | 0 | 0 | 0 | 0 | 0 | 0 | 0 | 0 | 0 | 0 | 0 | 0 | 0 | 0 | 0 | 0
|  |  |  | Real Power |  |  | MW | [27 empty] | HVCON_ID: 2000021. Greenhill Shopping Centre expansion |  | East Maitland 33_11kV Tx1 | 0 | 0 | 0 | 0 | 0 | 0 | 0 | 0 | 0 | 0.43662 | 0 | 0 | 0 | 0 | 0 | 0 | 0 | 0 | 0 | 0 | 0 | 0 | 0 | 0 | 0 | 0 | 0 | 0 | 0 | 0 | 0 | 0
|  |  |  | Reactive Power |  |  | MVAr | [27 empty] | HVCON_ID: 2000021. Greenhill Shopping Centre expansion |  | East Maitland 33_11kV Tx2 | 0 | 0 | 0 | 0 | 0 | 0 | 0 | 0 | 0 | 0.43662 | 0 | 0 | 0 | 0 | 0 | 0 | 0 | 0 | 0 | 0 | 0 | 0 | 0 | 0 | 0 | 0 | 0 | 0 | 0 | 0 | 0 | 0
|  |  |  | Capacitors In Service |  |  | MVAr | [27 empty] | HVCON_ID: 2000021. Greenhill Shopping Centre expansion |  | East Maitland 33_11kV Tx3 | 0 | 0 | 0 | 0 | 0 | 0 | 0 | 0 | 0 | 0.43662 | 0 | 0 | 0 | 0 | 0 | 0 | 0 | 0 | 0 | 0 | 0 | 0 | 0 | 0 | 0 | 0 | 0 | 0 | 0 | 0 | 0 | 0
|  |  |  | PF | [30 empty] | Econometric |  | East Maitland 33_11kV Tx1 | 0 | 0 | 0 | 0 | 0 | 0 | 0 | 0 | 0 | 0 | 0 | 0 | 0 | 0 | 0 | 0 | 0 | 0 | 0 | 0 | 0 | 0 | 0 | 0 | 0 | 0 | 0 | 0 | 0 | 0 | 0 | 0
| Zone Div: | Uncompensated |  | Reactive Power |  |  | MVAr | [27 empty] | Econometric |  | East Maitland 33_11kV Tx2 | 0 | 0 | 0 | 0 | 0 | 0 | 0 | 0 | 0 | 0 | 0 | 0 | 0 | 0 | 0 | 0 | 0 | 0 | 0 | 0 | 0 | 0 | 0 | 0 | 0 | 0 | 0 | 0 | 0 | 0 | 0 | 0
|  |  |  | PF | [30 empty] | Econometric |  | East Maitland 33_11kV Tx3 | 0 | 0 | 0 | 0 | 0 | 0 | 0 | 0 | 0 | 0 | 0 | 0 | 0 | 0 | 0 | 0 | 0 | 0 | 0 | 0 | 0 | 0 | 0 | 0 | 0 | 0 | 0 | 0 | 0 | 0 | 0 | 0
[35 empty] | Energy Efficiency |  | East Maitland 33_11kV Tx1 | 0 | 0 | 0 | 0 | 0 | 0 | 0 | -0.017917 | 0 | 0 | 0 | 0 | 0 | 0 | 0 | 0 | 0 | 0 | 0 | 0 | 0 | 0 | 0 | 0 | 0 | 0 | 0 | 0 | 0 | 0 | 0 | 0
| 0 | Compensated |  | Load (LV side) |  |  | Amps | [27 empty] | Energy Efficiency |  | East Maitland 33_11kV Tx2 | 0 | 0 | 0 | 0 | 0 | 0 | 0 | -0.017917 | 0 | 0 | 0 | 0 | 0 | 0 | 0 | 0 | 0 | 0 | 0 | 0 | 0 | 0 | 0 | 0 | 0 | 0 | 0 | 0 | 0 | 0 | 0 | 0
|  |  |  | Apparent Power |  |  | MVA | [27 empty] | Energy Efficiency |  | East Maitland 33_11kV Tx3 | 0 | 0 | 0 | 0 | 0 | 0 | 0 | -0.017917 | 0 | 0 | 0 | 0 | 0 | 0 | 0 | 0 | 0 | 0 | 0 | 0 | 0 | 0 | 0 | 0 | 0 | 0 | 0 | 0 | 0 | 0 | 0 | 0
|  |  |  | Real Power |  |  | MW | [27 empty] | Solar PV |  | East Maitland 33_11kV Tx1 | 0 | 0 | 0 | 0 | 0 | 0 | 0 | 0 | 0 | 0 | 0 | 0 | 0 | 0 | 0 | 0 | 0 | 0 | 0 | 0 | 0 | 0 | 0 | 0 | 0 | 0 | 0 | 0 | 0 | 0 | 0 | 0
|  |  |  | Reactive Power |  |  | MVAr | [27 empty] | Solar PV |  | East Maitland 33_11kV Tx2 | 0 | 0 | 0 | 0 | 0 | 0 | 0 | 0 | 0 | 0 | 0 | 0 | 0 | 0 | 0 | 0 | 0 | 0 | 0 | 0 | 0 | 0 | 0 | 0 | 0 | 0 | 0 | 0 | 0 | 0 | 0 | 0
|  |  |  | Capacitors In Service |  |  | MVAr | [27 empty] | Solar PV |  | East Maitland 33_11kV Tx3 | 0 | 0 | 0 | 0 | 0 | 0 | 0 | 0 | 0 | 0 | 0 | 0 | 0 | 0 | 0 | 0 | 0 | 0 | 0 | 0 | 0 | 0 | 0 | 0 | 0 | 0 | 0 | 0 | 0 | 0 | 0 | 0
PF
| Zone Div: | Uncompensated |  | Reactive Power |  |  | MVAr
PF
| 0 | Compensated |  | Load (LV side) |  |  | Amps
|  |  |  | Apparent Power |  |  | MVA
|  |  |  | Real Power |  |  | MW
|  |  |  | Reactive Power |  |  | MVAr
|  |  |  | Capacitors In Service |  |  | MVAr
PF
| Zone Div: | Uncompensated |  | Reactive Power |  |  | MVAr
PF
| 0 | Compensated |  | Load (LV side) |  |  | Amps
|  |  |  | Apparent Power |  |  | MVA
|  |  |  | Real Power |  |  | MW
|  |  |  | Reactive Power |  |  | MVAr
|  |  |  | Capacitors In Service |  |  | MVAr
PF
| Zone Div: | Uncompensated |  | Reactive Power |  |  | MVAr
PF
| 0 | Compensated |  | Load (LV side) |  |  | Amps
|  |  |  | Apparent Power |  |  | MVA
|  |  |  | Real Power |  |  | MW
|  |  |  | Reactive Power |  |  | MVAr
|  |  |  | Capacitors In Service |  |  | MVAr
PF
| Zone Div: | Uncompensated |  | Reactive Power |  |  | MVAr
PF
| 0 | Compensated |  | Load (LV side) |  |  | Amps
|  |  |  | Apparent Power |  |  | MVA
|  |  |  | Real Power |  |  | MW
|  |  |  | Reactive Power |  |  | MVAr
|  |  |  | Capacitors In Service |  |  | MVAr
PF
| Zone Div: | Uncompensated |  | Reactive Power |  |  | MVAr
PF
| 0 | Compensated |  | Load (LV side) |  |  | Amps
|  |  |  | Apparent Power |  |  | MVA
|  |  |  | Real Power |  |  | MW
|  |  |  | Reactive Power |  |  | MVAr
|  |  |  | Capacitors In Service |  |  | MVAr
PF
| Zone Div: | Uncompensated |  | Reactive Power |  |  | MVAr
PF
| 0 | Compensated |  | Load (LV side) |  |  | Amps
|  |  |  | Apparent Power |  |  | MVA
|  |  |  | Real Power |  |  | MW
|  |  |  | Reactive Power |  |  | MVAr
|  |  |  | Capacitors In Service |  |  | MVAr
PF
| Zone Div: | Uncompensated |  | Reactive Power |  |  | MVAr
PF
| 0 | Compensated |  | Load (LV side) |  |  | Amps
|  |  |  | Apparent Power |  |  | MVA
|  |  |  | Real Power |  |  | MW
|  |  |  | Reactive Power |  |  | MVAr
|  |  |  | Capacitors In Service |  |  | MVAr
PF
| Zone Div: | Uncompensated |  | Reactive Power |  |  | MVAr
PF

## Maitland 33_11kV
| Maitland 33_11kV | [16 empty] | 2014 | WINTER
[6 empty] | Zone commissioned |  | 2013-11-21
| Substation Total Loads | [33 empty] | Spots & Transfers Detail
| Historical Loads | (11kV MVA) | [7 empty] | Weather Corrected Forecast Loads |  |  |  | (11kV MVA) | [20 empty] | Spots & Transfers Summary | (11kV MVA) |  | Historical Spots & Transfers | [6 empty] | Forecast Spots & Transfers
|  | 2007 | 2008 | 2009 | 2010 | 2011 | 2012 | 2013 |  | 2014 | 2015 | 2016 | 2017 | 2018 | 2019 | 2020 | 2021 | 2022 | 2023 | 2024 | 2025 | 2026 | 2027 | 2028 | 2029 | 2030 | 2031 | 2032 | 2033 | 2034 | 2035 | 2036 | 2037 | 2038 |  |  |  | 2007 | 2008 | 2009 | 2010 | 2011 | 2012 | 2013 | 2014 | 2015 | 2016 | 2017 | 2018 | 2019 | 2020 | 2021 | 2022 | 2023 | 2024 | 2025 | 2026 | 2027 | 2028 | 2029 | 2030 | 2031 | 2032 | 2033 | 2034 | 2035 | 2036 | 2037 | 2038
| Total | [8 empty] | 17.0833 | 16.6321 | 16.4044 | 16.3973 | 16.5809 | 16.8784 | 17.2744 | 17.6456 | 18.008 | 18.3801 | 18.7353 | 19.1323 | 19.5334 | 19.9619 | 20.4082 | 20.855 | 21.3014 | 21.7556 | 22.2175 | 22.6874 | 23.1654 | 23.6514 | 24.1457 | 24.6483 | 25.1593 |  |  | Total | 0 | 0 | 0 | 0 | 0 | 0 | 0 | 17.0924 | -0.016613 | 0.055606 | 0.13466 | 0.18699 | 0.30301 | 0.40296 | 0.37752 | 0.36827 | 0.37784 | 0.36042 | 0.40272 | 0.40656 | 0.43418 | 0.45188 | 0.45209 | 0.45156 | 0.45916 | 0.46685 | 0.47464 | 0.48254 | 0.49055 | 0.49866 | 0.50689 | 0.51522
| Firm Rating | 0 | 0 | 0 | 0 | 0 | 0 | 0 |  | 38 | 38 | 38 | 38 | 38 | 38 | 38 | 38 | 38 | 38 | 38 | 38 | 38 | 38 | 38 | 38 | 38 | 38 | 38 | 38 | 38 | 38 | 38 | 38 | 38
| Total Capacity | 0 | 0 | 0 | 0 | 0 | 0 | 0 |  | 66 | 66 | 66 | 66 | 66 | 66 | 66 | 66 | 66 | 66 | 66 | 66 | 66 | 66 | 66 | 66 | 66 | 66 | 66 | 66 | 66 | 66 | 66 | 66 | 66 |  |  | Maitland 33_11kV Tx1 | 0 | 0 | 0 | 0 | 0 | 0 | 0 | 10.0228 | -0.0083063 | 0.027803 | 0.067328 | 0.093497 | 0.15151 | 0.20148 | 0.18876 | 0.18413 | 0.18892 | 0.18021 | 0.20136 | 0.20328 | 0.21709 | 0.22594 | 0.22604 | 0.22578 | 0.22958 | 0.23342 | 0.23732 | 0.24127 | 0.24528 | 0.24933 | 0.25344 | 0.25761
|  | -7 | -6 | -5 | -4 | -3 | -2 | -1 |  | 0 | 1 | 2 | 3 | 4 | 5 | 6 | 7 | 8 | 9 | 10 | 11 | 12 | 13 | 14 | 15 | 16 | 17 | 18 | 19 | 20 | 21 | 22 | 23 | 24 |  |  | Maitland 33_11kV Tx2 | 0 | 0 | 0 | 0 | 0 | 0 | 0 | 7.0697 | -0.0083063 | 0.027803 | 0.067328 | 0.093497 | 0.15151 | 0.20148 | 0.18876 | 0.18413 | 0.18892 | 0.18021 | 0.20136 | 0.20328 | 0.21709 | 0.22594 | 0.22604 | 0.22578 | 0.22958 | 0.23342 | 0.23732 | 0.24127 | 0.24528 | 0.24933 | 0.25344 | 0.25761
| Transformer Loads | [36 empty] | 0 | 0 | 0 | 0 | 0 | 0 | 0 | 0 | 0 | 0 | 0 | 0 | 0 | 0 | 0 | 0 | 0 | 0 | 0 | 0 | 0 | 0 | 0 | 0 | 0 | 0 | 0 | 0 | 0 | 0 | 0 | 0
| Historical Loads | (11kV MVA) | [7 empty] | 0: Weather Corrected Forecast Loads; 4: (11kV MVA) |  |  |  | 0 | 0 | 0 | 0 | 0 | 0 | 0 | 0 | 0 | 0 | 0 | 0 | 0 | 0 | 0 | 0 | 0 | 0 | 0 | 0 | 0 | 0 | 0 | 0 | 0 | 0 | 0 | 0 | 0 | 0 | 0 | 0
|  | 2007 | 2008 | 2009 | 2010 | 2011 | 2012 | 2013 |  | 2014 | 2015 | 2016 | 2017 | 2018 | 2019 | 2020 | 2021 | 2022 | 2023 | 2024 | 2025 | 2026 | 2027 | 2028 | 2029 | 2030 | 2031 | 2032 | 2033 | 2034 | 2035 | 2036 | 2037 | 2038 |  |  |  | 0 | 0 | 0 | 0 | 0 | 0 | 0 | 0 | 0 | 0 | 0 | 0 | 0 | 0 | 0 | 0 | 0 | 0 | 0 | 0 | 0 | 0 | 0 | 0 | 0 | 0 | 0 | 0 | 0 | 0 | 0 | 0
| 0 | [36 empty] | 0 | 0 | 0 | 0 | 0 | 0 | 0 | 0 | 0 | 0 | 0 | 0 | 0 | 0 | 0 | 0 | 0 | 0 | 0 | 0 | 0 | 0 | 0 | 0 | 0 | 0 | 0 | 0 | 0 | 0 | 0 | 0
| Diversity Factor: 0 | [36 empty] | 0 | 0 | 0 | 0 | 0 | 0 | 0 | 0 | 0 | 0 | 0 | 0 | 0 | 0 | 0 | 0 | 0 | 0 | 0 | 0 | 0 | 0 | 0 | 0 | 0 | 0 | 0 | 0 | 0 | 0 | 0 | 0
[38 empty] | 0 | 0 | 0 | 0 | 0 | 0 | 0 | 0 | 0 | 0 | 0 | 0 | 0 | 0 | 0 | 0 | 0 | 0 | 0 | 0 | 0 | 0 | 0 | 0 | 0 | 0 | 0 | 0 | 0 | 0 | 0 | 0
[38 empty] | 0 | 0 | 0 | 0 | 0 | 0 | 0 | 0 | 0 | 0 | 0 | 0 | 0 | 0 | 0 | 0 | 0 | 0 | 0 | 0 | 0 | 0 | 0 | 0 | 0 | 0 | 0 | 0 | 0 | 0 | 0 | 0
| 0 | [36 empty] | 0 | 0 | 0 | 0 | 0 | 0 | 0 | 0 | 0 | 0 | 0 | 0 | 0 | 0 | 0 | 0 | 0 | 0 | 0 | 0 | 0 | 0 | 0 | 0 | 0 | 0 | 0 | 0 | 0 | 0 | 0 | 0
Diversity Factor: 0
[38 empty] | Historical Spots & Transfers | [6 empty] | Forecast Spots & Transfers
[35 empty] | Project Name | From | To | 2007 | 2008 | 2009 | 2010 | 2011 | 2012 | 2013 | 2014 | 2015 | 2016 | 2017 | 2018 | 2019 | 2020 | 2021 | 2022 | 2023 | 2024 | 2025 | 2026 | 2027 | 2028 | 2029 | 2030 | 2031 | 2032 | 2033 | 2034 | 2035 | 2036 | 2037 | 2038
| 0 | [33 empty] | DNP_ID: 6654. Establish 11kV connections to New Maitland Zone | Maitland Central 33_11kV Tx1 | Maitland 33_11kV Tx1 | 0 | 0 | 0 | 0 | 0 | 0 | 0 | 6.8208 | 0 | 0 | 0 | 0 | 0 | 0 | 0 | 0 | 0 | 0 | 0 | 0 | 0 | 0 | 0 | 0 | 0 | 0 | 0 | 0 | 0 | 0 | 0 | 0
| Diversity Factor: 0 | [33 empty] | DNP_ID: 6654. Establish 11kV connections to New Maitland Zone | Maitland Central 33_11kV Tx2 | Maitland 33_11kV Tx2 | 0 | 0 | 0 | 0 | 0 | 0 | 0 | 7.7925 | 0 | 0 | 0 | 0 | 0 | 0 | 0 | 0 | 0 | 0 | 0 | 0 | 0 | 0 | 0 | 0 | 0 | 0 | 0 | 0 | 0 | 0 | 0 | 0
[35 empty] | DNP_ID: 6871. 11kV Load Transfer from Telarah to Maitland | Telarah 33_11kV Tx1 | Maitland 33_11kV Tx1 | 0 | 0 | 0 | 0 | 0 | 0 | 0 | 1.2575 | 0 | 0 | 0 | 0 | 0 | 0 | 0 | 0 | 0 | 0 | 0 | 0 | 0 | 0 | 0 | 0 | 0 | 0 | 0 | 0 | 0 | 0 | 0 | 0
[35 empty] | DNP_ID: 6871. 11kV Load Transfer from Telarah to Maitland | Telarah 33_11kV Tx2 | Maitland 33_11kV Tx1 | 0 | 0 | 0 | 0 | 0 | 0 | 0 | 1.2575 | 0 | 0 | 0 | 0 | 0 | 0 | 0 | 0 | 0 | 0 | 0 | 0 | 0 | 0 | 0 | 0 | 0 | 0 | 0 | 0 | 0 | 0 | 0 | 0
| 0 | [33 empty] | DNP_ID: 7133. Open Point Change-Load transfer to avoid alarm levels on Telarah feeder #48004 | Maitland 33_11kV Tx2 | Maitland 33_11kV Tx1 | 0 | 0 | 0 | 0 | 0 | 0 | 0 | 0.70494 | 0 | 0 | 0 | 0 | 0 | 0 | 0 | 0 | 0 | 0 | 0 | 0 | 0 | 0 | 0 | 0 | 0 | 0 | 0 | 0 | 0 | 0 | 0 | 0
| Diversity Factor: 0 | [33 empty] | Econometric |  | Maitland 33_11kV Tx1 | 0 | 0 | 0 | 0 | 0 | 0 | 0 | 0 | 0 | 0.072199 | 0.13711 | 0.2015 | 0.26496 | 0.26881 | 0.23656 | 0.23993 | 0.24334 | 0.24679 | 0.2503 | 0.25385 | 0.25745 | 0.26109 | 0.26479 | 0.26853 | 0.27233 | 0.27618 | 0.28007 | 0.28402 | 0.28803 | 0.29208 | 0.29619 | 0.30036
[35 empty] | Econometric |  | Maitland 33_11kV Tx2 | 0 | 0 | 0 | 0 | 0 | 0 | 0 | 0 | 0 | 0.072199 | 0.13711 | 0.2015 | 0.26496 | 0.26881 | 0.23656 | 0.23993 | 0.24334 | 0.24679 | 0.2503 | 0.25385 | 0.25745 | 0.26109 | 0.26479 | 0.26853 | 0.27233 | 0.27618 | 0.28007 | 0.28402 | 0.28803 | 0.29208 | 0.29619 | 0.30036
[35 empty] | Energy Efficiency |  | Maitland 33_11kV Tx1 | 0 | 0 | 0 | 0 | 0 | 0 | 0 | -0.017901 | -0.0083063 | -0.044396 | -0.069782 | -0.108 | -0.11345 | -0.06733 | -0.047799 | -0.055792 | -0.054417 | -0.066586 | -0.048935 | -0.050568 | -0.040358 | -0.035154 | -0.038744 | -0.042752 | -0.042752 | -0.042752 | -0.042752 | -0.042752 | -0.042752 | -0.042752 | -0.042752 | -0.042752
| 0 | [33 empty] | Energy Efficiency |  | Maitland 33_11kV Tx2 | 0 | 0 | 0 | 0 | 0 | 0 | 0 | -0.017901 | -0.0083063 | -0.044396 | -0.069782 | -0.108 | -0.11345 | -0.06733 | -0.047799 | -0.055792 | -0.054417 | -0.066586 | -0.048935 | -0.050568 | -0.040358 | -0.035154 | -0.038744 | -0.042752 | -0.042752 | -0.042752 | -0.042752 | -0.042752 | -0.042752 | -0.042752 | -0.042752 | -0.042752
| Diversity Factor: 0 | [33 empty] | Solar PV |  | Maitland 33_11kV Tx1 | 0 | 0 | 0 | 0 | 0 | 0 | 0 | 0 | 0 | 0 | 0 | 0 | 0 | 0 | 0 | 0 | 0 | 0 | 0 | 0 | 0 | 0 | 0 | 0 | 0 | 0 | 0 | 0 | 0 | 0 | 0 | 0
[35 empty] | Solar PV |  | Maitland 33_11kV Tx2 | 0 | 0 | 0 | 0 | 0 | 0 | 0 | 0 | 0 | 0 | 0 | 0 | 0 | 0 | 0 | 0 | 0 | 0 | 0 | 0 | 0 | 0 | 0 | 0 | 0 | 0 | 0 | 0 | 0 | 0 | 0 | 0
0
Diversity Factor: 0
0
Diversity Factor: 0
0
Diversity Factor: 0
0
Diversity Factor: 0
0
Diversity Factor: 0
| Weather Correction and Public Holiday Factors | [8 empty] | Forecast ROG
ROG Justification
| Actual loads for season 2013 have been weather corrected by the following: | [8 empty] | 5 year ROG ok | [59 empty] | 5 year ROG ok
1 | 2 | 3 | 4 | 5 | 6 | 7 | 8 | 9 | 10 | 2014 | 2015 | 2016 | 2017 | 2018 | 2019 | 2020 | 2021 | 2022 | 2023 | 2024 | 2025 | 2026 | 2027 | 2028 | 2029 | 2030 | 2031 | 2032 | 2033 | 2034 | 2035 | 2036 | 2037 | 2038
0.97455 | 0.94975 | 0.93363 | 0.92571 | 0.92571 | 0.92571 | 0.92571 | 0.92571 | 0.92571 | 0.92571 | -2.545% | -2.545% | -1.697% | -0.848% | 0% | 0% | 0% | 0% | 0% | 0% | 0% | 0% | 0% | 0% | 0% | 0% | 0% | 0% | 0% | 0% | 0% | 0% | 0% | 0% | 0%
Substation Load Detail
[7 empty] | Units | 2013 |  | 2014 | 2015 | 2016 | 2017 | 2018 | 2019 | 2020 | 2021 | 2022 | 2023 | 2024 | 2025 | 2026 | 2027 | 2028 | 2029 | 2030 | 2031 | 2032 | 2033 | 2034 | 2035 | 2036 | 2037 | 2038
1 | Maitland 33_11kV | Compensated |  | Load (LV side) |  |  | Amps | 0 |  | 896.6412 | 872.9613 | 861.0092 | 860.6368 | 870.2689 | 885.8856 | 906.6691 | 926.1554 | 945.1772 | 964.7062 | 983.3458 | 1004.185 | 1025.236 | 1047.73 | 1071.154 | 1094.601 | 1118.033 | 1141.871 | 1166.119 | 1190.782 | 1215.867 | 1241.377 | 1267.32 | 1293.7 | 1320.522
|  |  |  | Apparent Power |  |  | MVA | 0 | 0 | 17.0833 | 16.6321 | 16.4044 | 16.3973 | 16.5809 | 16.8784 | 17.2744 | 17.6456 | 18.008 | 18.3801 | 18.7353 | 19.1323 | 19.5334 | 19.9619 | 20.4082 | 20.855 | 21.3014 | 21.7556 | 22.2175 | 22.6874 | 23.1654 | 23.6514 | 24.1457 | 24.6483 | 25.1593
|  |  |  | Real Power |  |  | MW | 0 | 0 | 16.5322 | 16.0964 | 15.8733 | 15.8598 | 16.0281 | 16.3008 | 16.6635 | 17.0033 | 17.3347 | 17.6747 | 17.9991 | 18.3616 | 18.7275 | 19.1182 | 19.5249 | 19.9318 | 20.3382 | 20.7514 | 21.1716 | 21.5988 | 22.0331 | 22.4746 | 22.9234 | 23.3796 | 23.8433
|  |  |  | Reactive Power |  |  | MVAr | 0 |  | 4.3041 | 4.1873 | 4.1404 | 4.164 | 4.2455 | 4.3776 | 4.5532 | 4.7178 | 4.8783 | 5.043 | 5.2001 | 5.3757 | 5.5529 | 5.7421 | 5.9391 | 6.1362 | 6.333 | 6.5331 | 6.7366 | 6.9435 | 7.1539 | 7.3677 | 7.585 | 7.806 | 8.0306
|  |  |  | Capacitors In Service |  |  | MVAr | 0 |  | 0 | 0 | 0 | 0 | 0 | 0 | 0 | 0 | 0 | 0 | 0 | 0 | 0 | 0 | 0 | 0 | 0 | 0 | 0 | 0 | 0 | 0 | 0 | 0 | 0
|  |  |  | PF |  |  |  | 0 |  | 0.96774 | 0.96779 | 0.96762 | 0.96722 | 0.96666 | 0.96578 | 0.96464 | 0.96359 | 0.96261 | 0.96162 | 0.96071 | 0.95971 | 0.95874 | 0.95773 | 0.95672 | 0.95573 | 0.95478 | 0.95385 | 0.95292 | 0.95201 | 0.95112 | 0.95024 | 0.94938 | 0.94853 | 0.94769
0.91553 | Diversity Factor: 0.92 | Uncompensated |  | Reactive Power |  |  | MVAr | 0 | 0 | 4.3041 | 4.1873 | 4.1404 | 4.164 | 4.2455 | 4.3776 | 4.5532 | 4.7178 | 4.8783 | 5.043 | 5.2001 | 5.3757 | 5.5529 | 5.7421 | 5.9391 | 6.1362 | 6.333 | 6.5331 | 6.7366 | 6.9435 | 7.1539 | 7.3677 | 7.585 | 7.806 | 8.0306
|  |  |  | PF |  |  |  | 0 |  | 0.96774 | 0.96779 | 0.96762 | 0.96722 | 0.96666 | 0.96578 | 0.96464 | 0.96359 | 0.96261 | 0.96162 | 0.96071 | 0.95971 | 0.95874 | 0.95773 | 0.95672 | 0.95573 | 0.95478 | 0.95385 | 0.95292 | 0.95201 | 0.95112 | 0.95024 | 0.94938 | 0.94853 | 0.94769
[10 empty] | 1 | 2 | 3 | 4 | 5 | 6 | 7 | 8 | 9 | 10 | 11 | 12 | 13 | 14 | 15 | 16 | 17 | 18 | 19 | 20 | 21 | 22 | 23 | 24 | 25
Transformer Load Detail
[7 empty] | Units | 2013 |  | 2014 | 2015 | 2016 | 2017 | 2018 | 2019 | 2020 | 2021 | 2022 | 2023 | 2024 | 2025 | 2026 | 2027 | 2028 | 2029 | 2030 | 2031 | 2032 | 2033 | 2034 | 2035 | 2036 | 2037 | 2038
| 0 | Compensated |  | Load (LV side) |  |  | Amps
|  |  |  | Apparent Power |  |  | MVA
|  |  |  | Real Power |  |  | MW
|  |  |  | Reactive Power |  |  | MVAr
|  |  |  | Capacitors In Service |  |  | MVAr
PF
| Zone Div: | Uncompensated |  | Reactive Power |  |  | MVAr
PF
| 0 | Compensated |  | Load (LV side) |  |  | Amps
|  |  |  | Apparent Power |  |  | MVA
|  |  |  | Real Power |  |  | MW
|  |  |  | Reactive Power |  |  | MVAr
|  |  |  | Capacitors In Service |  |  | MVAr
PF
| Zone Div: | Uncompensated |  | Reactive Power |  |  | MVAr
PF
| 0 | Compensated |  | Load (LV side) |  |  | Amps
|  |  |  | Apparent Power |  |  | MVA
|  |  |  | Real Power |  |  | MW
|  |  |  | Reactive Power |  |  | MVAr
|  |  |  | Capacitors In Service |  |  | MVAr
PF
| Zone Div: | Uncompensated |  | Reactive Power |  |  | MVAr
PF
| 0 | Compensated |  | Load (LV side) |  |  | Amps
|  |  |  | Apparent Power |  |  | MVA
|  |  |  | Real Power |  |  | MW
|  |  |  | Reactive Power |  |  | MVAr
|  |  |  | Capacitors In Service |  |  | MVAr
PF
| Zone Div: | Uncompensated |  | Reactive Power |  |  | MVAr
PF
| 0 | Compensated |  | Load (LV side) |  |  | Amps
|  |  |  | Apparent Power |  |  | MVA
|  |  |  | Real Power |  |  | MW
|  |  |  | Reactive Power |  |  | MVAr
|  |  |  | Capacitors In Service |  |  | MVAr
PF
| Zone Div: | Uncompensated |  | Reactive Power |  |  | MVAr
PF
| 0 | Compensated |  | Load (LV side) |  |  | Amps
|  |  |  | Apparent Power |  |  | MVA
|  |  |  | Real Power |  |  | MW
|  |  |  | Reactive Power |  |  | MVAr
|  |  |  | Capacitors In Service |  |  | MVAr
PF
| Zone Div: | Uncompensated |  | Reactive Power |  |  | MVAr
PF
| 0 | Compensated |  | Load (LV side) |  |  | Amps
|  |  |  | Apparent Power |  |  | MVA
|  |  |  | Real Power |  |  | MW
|  |  |  | Reactive Power |  |  | MVAr
|  |  |  | Capacitors In Service |  |  | MVAr
PF
| Zone Div: | Uncompensated |  | Reactive Power |  |  | MVAr
PF
| 0 | Compensated |  | Load (LV side) |  |  | Amps
|  |  |  | Apparent Power |  |  | MVA
|  |  |  | Real Power |  |  | MW
|  |  |  | Reactive Power |  |  | MVAr
|  |  |  | Capacitors In Service |  |  | MVAr
PF
| Zone Div: | Uncompensated |  | Reactive Power |  |  | MVAr
PF
| 0 | Compensated |  | Load (LV side) |  |  | Amps
|  |  |  | Apparent Power |  |  | MVA
|  |  |  | Real Power |  |  | MW
|  |  |  | Reactive Power |  |  | MVAr
|  |  |  | Capacitors In Service |  |  | MVAr
PF
| Zone Div: | Uncompensated |  | Reactive Power |  |  | MVAr
PF
| 0 | Compensated |  | Load (LV side) |  |  | Amps
|  |  |  | Apparent Power |  |  | MVA
|  |  |  | Real Power |  |  | MW
|  |  |  | Reactive Power |  |  | MVAr
|  |  |  | Capacitors In Service |  |  | MVAr
PF
| Zone Div: | Uncompensated |  | Reactive Power |  |  | MVAr
PF

## Maitland Central 33_11kV
| Maitland Central 33_11kV | [16 empty] | 2014 | WINTER
[6 empty] | Zone decommissioned |  | 2013-12-01
| Substation Total Loads | [33 empty] | Spots & Transfers Detail
| Historical Loads | (11kV MVA) | [7 empty] | Weather Corrected Forecast Loads |  |  |  | (11kV MVA) | [20 empty] | Spots & Transfers Summary | (11kV MVA) |  | Historical Spots & Transfers | [6 empty] | Forecast Spots & Transfers
|  | 2007 | 2008 | 2009 | 2010 | 2011 | 2012 | 2013 |  | 2014 | 2015 | 2016 | 2017 | 2018 | 2019 | 2020 | 2021 | 2022 | 2023 | 2024 | 2025 | 2026 | 2027 | 2028 | 2029 | 2030 | 2031 | 2032 | 2033 | 2034 | 2035 | 2036 | 2037 | 2038 |  |  |  | 2007 | 2008 | 2009 | 2010 | 2011 | 2012 | 2013 | 2014 | 2015 | 2016 | 2017 | 2018 | 2019 | 2020 | 2021 | 2022 | 2023 | 2024 | 2025 | 2026 | 2027 | 2028 | 2029 | 2030 | 2031 | 2032 | 2033 | 2034 | 2035 | 2036 | 2037 | 2038
| Total | 20.9 | 14.6 | 14.3 | 12.9 | 12.367 | 11.988 | 11.802 |  | 0 | 0 | 0 | 0 | 0 | 0 | 0 | 0 | 0 | 0 | 0 | 0 | 0 | 0 | 0 | 0 | 0 | 0 | 0 | 0 | 0 | 0 | 0 | 0 | 0 |  |  | Total | 0 | -3.7534 | 0 | -0.45726 | 0 | 0 | 0.68589 | -14.6133 | -0.0092669 | -0.023342 | -0.02533 | -0.02358 | -0.02267 | 0 | 0 | 0 | 0 | 0 | 0 | 0 | 0 | 0 | 0 | 0 | 0 | 0 | 0 | 0 | 0 | 0 | 0 | 0
| Firm Rating | 0 | 0 | 0 | 23.8 | 23.8 | 23.82 | 23.82 |  | 0 | 0 | 0 | 0 | 0 | 0 | 0 | 0 | 0 | 0 | 0 | 0 | 0 | 0 | 0 | 0 | 0 | 0 | 0 | 0 | 0 | 0 | 0 | 0 | 0
| Total Capacity | 0 | 0 | 0 | 38.4 | 38.4 | 38.36 | 38.36 |  | 0 | 0 | 0 | 0 | 0 | 0 | 0 | 0 | 0 | 0 | 0 | 0 | 0 | 0 | 0 | 0 | 0 | 0 | 0 | 0 | 0 | 0 | 0 | 0 | 0 |  |  | Maitland Central 33_11kV Tx1 | 0 | -1.8767 | 0 | -0.22863 | 0 | 0 | 0.34295 | -6.8208 | -0.0046335 | -0.011671 | -0.012665 | -0.01179 | -0.011335 | 0 | 0 | 0 | 0 | 0 | 0 | 0 | 0 | 0 | 0 | 0 | 0 | 0 | 0 | 0 | 0 | 0 | 0 | 0
|  | -7 | -6 | -5 | -4 | -3 | -2 | -1 |  | 0 | 1 | 2 | 3 | 4 | 5 | 6 | 7 | 8 | 9 | 10 | 11 | 12 | 13 | 14 | 15 | 16 | 17 | 18 | 19 | 20 | 21 | 22 | 23 | 24 |  |  | Maitland Central 33_11kV Tx2 | 0 | -1.8767 | 0 | -0.22863 | 0 | 0 | 0.34295 | -7.7925 | -0.0046335 | -0.011671 | -0.012665 | -0.01179 | -0.011335 | 0 | 0 | 0 | 0 | 0 | 0 | 0 | 0 | 0 | 0 | 0 | 0 | 0 | 0 | 0 | 0 | 0 | 0 | 0
| Transformer Loads | [36 empty] | 0 | 0 | 0 | 0 | 0 | 0 | 0 | 0 | 0 | 0 | 0 | 0 | 0 | 0 | 0 | 0 | 0 | 0 | 0 | 0 | 0 | 0 | 0 | 0 | 0 | 0 | 0 | 0 | 0 | 0 | 0 | 0
| Historical Loads | (11kV MVA) | [7 empty] | 0: Weather Corrected Forecast Loads; 4: (11kV MVA) |  |  |  | 0 | 0 | 0 | 0 | 0 | 0 | 0 | 0 | 0 | 0 | 0 | 0 | 0 | 0 | 0 | 0 | 0 | 0 | 0 | 0 | 0 | 0 | 0 | 0 | 0 | 0 | 0 | 0 | 0 | 0 | 0 | 0
|  | 2007 | 2008 | 2009 | 2010 | 2011 | 2012 | 2013 |  | 2014 | 2015 | 2016 | 2017 | 2018 | 2019 | 2020 | 2021 | 2022 | 2023 | 2024 | 2025 | 2026 | 2027 | 2028 | 2029 | 2030 | 2031 | 2032 | 2033 | 2034 | 2035 | 2036 | 2037 | 2038 |  |  |  | 0 | 0 | 0 | 0 | 0 | 0 | 0 | 0 | 0 | 0 | 0 | 0 | 0 | 0 | 0 | 0 | 0 | 0 | 0 | 0 | 0 | 0 | 0 | 0 | 0 | 0 | 0 | 0 | 0 | 0 | 0 | 0
| 0 | [36 empty] | 0 | 0 | 0 | 0 | 0 | 0 | 0 | 0 | 0 | 0 | 0 | 0 | 0 | 0 | 0 | 0 | 0 | 0 | 0 | 0 | 0 | 0 | 0 | 0 | 0 | 0 | 0 | 0 | 0 | 0 | 0 | 0
| Diversity Factor: 0 | [36 empty] | 0 | 0 | 0 | 0 | 0 | 0 | 0 | 0 | 0 | 0 | 0 | 0 | 0 | 0 | 0 | 0 | 0 | 0 | 0 | 0 | 0 | 0 | 0 | 0 | 0 | 0 | 0 | 0 | 0 | 0 | 0 | 0
[38 empty] | 0 | 0 | 0 | 0 | 0 | 0 | 0 | 0 | 0 | 0 | 0 | 0 | 0 | 0 | 0 | 0 | 0 | 0 | 0 | 0 | 0 | 0 | 0 | 0 | 0 | 0 | 0 | 0 | 0 | 0 | 0 | 0
[38 empty] | 0 | 0 | 0 | 0 | 0 | 0 | 0 | 0 | 0 | 0 | 0 | 0 | 0 | 0 | 0 | 0 | 0 | 0 | 0 | 0 | 0 | 0 | 0 | 0 | 0 | 0 | 0 | 0 | 0 | 0 | 0 | 0
| 0 | [36 empty] | 0 | 0 | 0 | 0 | 0 | 0 | 0 | 0 | 0 | 0 | 0 | 0 | 0 | 0 | 0 | 0 | 0 | 0 | 0 | 0 | 0 | 0 | 0 | 0 | 0 | 0 | 0 | 0 | 0 | 0 | 0 | 0
Diversity Factor: 0
[38 empty] | Historical Spots & Transfers | [6 empty] | Forecast Spots & Transfers
[35 empty] | Project Name | From | To | 2007 | 2008 | 2009 | 2010 | 2011 | 2012 | 2013 | 2014 | 2015 | 2016 | 2017 | 2018 | 2019 | 2020 | 2021 | 2022 | 2023 | 2024 | 2025 | 2026 | 2027 | 2028 | 2029 | 2030 | 2031 | 2032 | 2033 | 2034 | 2035 | 2036 | 2037 | 2038
| 0 | [33 empty] | Broad based demand management |  | Maitland Central 33_11kV Tx1 | 0 | 0 | 0 | 0 | 0 | 0 | 0 | 0 | -0.0046335 | -0.011671 | -0.012665 | -0.01179 | -0.011335 | 0 | 0 | 0 | 0 | 0 | 0 | 0 | 0 | 0 | 0 | 0 | 0 | 0 | 0 | 0 | 0 | 0 | 0 | 0
| Diversity Factor: 0 | [33 empty] | Broad based demand management |  | Maitland Central 33_11kV Tx2 | 0 | 0 | 0 | 0 | 0 | 0 | 0 | 0 | -0.0046335 | -0.011671 | -0.012665 | -0.01179 | -0.011335 | 0 | 0 | 0 | 0 | 0 | 0 | 0 | 0 | 0 | 0 | 0 | 0 | 0 | 0 | 0 | 0 | 0 | 0 | 0
[35 empty] | DNP_ID: 2031. Mait Cent to East Mait - Future Aug 07 | Maitland Central 33_11kV Tx1 | East Maitland 33_11kV Tx1 | 0 | 0.3747 | 0 | 0 | 0 | 0 | 0 | 0 | 0 | 0 | 0 | 0 | 0 | 0 | 0 | 0 | 0 | 0 | 0 | 0 | 0 | 0 | 0 | 0 | 0 | 0 | 0 | 0 | 0 | 0 | 0 | 0
[35 empty] | DNP_ID: 2031. Mait Cent to East Mait - Future Aug 07 | Maitland Central 33_11kV Tx1 | East Maitland 33_11kV Tx2 | 0 | 0.3747 | 0 | 0 | 0 | 0 | 0 | 0 | 0 | 0 | 0 | 0 | 0 | 0 | 0 | 0 | 0 | 0 | 0 | 0 | 0 | 0 | 0 | 0 | 0 | 0 | 0 | 0 | 0 | 0 | 0 | 0
| 0 | [33 empty] | DNP_ID: 2031. Mait Cent to East Mait - Future Aug 07 | Maitland Central 33_11kV Tx1 | East Maitland 33_11kV Tx3 | 0 | 0.3747 | 0 | 0 | 0 | 0 | 0 | 0 | 0 | 0 | 0 | 0 | 0 | 0 | 0 | 0 | 0 | 0 | 0 | 0 | 0 | 0 | 0 | 0 | 0 | 0 | 0 | 0 | 0 | 0 | 0 | 0
| Diversity Factor: 0 | [33 empty] | DNP_ID: 2031. Mait Cent to East Mait - Future Aug 07 | Maitland Central 33_11kV Tx2 | East Maitland 33_11kV Tx1 | 0 | 0.3747 | 0 | 0 | 0 | 0 | 0 | 0 | 0 | 0 | 0 | 0 | 0 | 0 | 0 | 0 | 0 | 0 | 0 | 0 | 0 | 0 | 0 | 0 | 0 | 0 | 0 | 0 | 0 | 0 | 0 | 0
[35 empty] | DNP_ID: 2031. Mait Cent to East Mait - Future Aug 07 | Maitland Central 33_11kV Tx2 | East Maitland 33_11kV Tx2 | 0 | 0.3747 | 0 | 0 | 0 | 0 | 0 | 0 | 0 | 0 | 0 | 0 | 0 | 0 | 0 | 0 | 0 | 0 | 0 | 0 | 0 | 0 | 0 | 0 | 0 | 0 | 0 | 0 | 0 | 0 | 0 | 0
[35 empty] | DNP_ID: 2031. Mait Cent to East Mait - Future Aug 07 | Maitland Central 33_11kV Tx2 | East Maitland 33_11kV Tx3 | 0 | 0.3747 | 0 | 0 | 0 | 0 | 0 | 0 | 0 | 0 | 0 | 0 | 0 | 0 | 0 | 0 | 0 | 0 | 0 | 0 | 0 | 0 | 0 | 0 | 0 | 0 | 0 | 0 | 0 | 0 | 0 | 0
| 0 | [33 empty] | DNP_ID: 2066. Maitland Central to Thornton Aug 07 | Maitland Central 33_11kV Tx1 | Thornton 33_11kV Tx1 | 0 | 0.37293 | 0 | 0 | 0 | 0 | 0 | 0 | 0 | 0 | 0 | 0 | 0 | 0 | 0 | 0 | 0 | 0 | 0 | 0 | 0 | 0 | 0 | 0 | 0 | 0 | 0 | 0 | 0 | 0 | 0 | 0
| Diversity Factor: 0 | [33 empty] | DNP_ID: 2066. Maitland Central to Thornton Aug 07 | Maitland Central 33_11kV Tx1 | Thornton 33_11kV Tx3 | 0 | 0.37964 | 0 | 0 | 0 | 0 | 0 | 0 | 0 | 0 | 0 | 0 | 0 | 0 | 0 | 0 | 0 | 0 | 0 | 0 | 0 | 0 | 0 | 0 | 0 | 0 | 0 | 0 | 0 | 0 | 0 | 0
[35 empty] | DNP_ID: 2066. Maitland Central to Thornton Aug 07 | Maitland Central 33_11kV Tx2 | Thornton 33_11kV Tx1 | 0 | 0.37293 | 0 | 0 | 0 | 0 | 0 | 0 | 0 | 0 | 0 | 0 | 0 | 0 | 0 | 0 | 0 | 0 | 0 | 0 | 0 | 0 | 0 | 0 | 0 | 0 | 0 | 0 | 0 | 0 | 0 | 0
[35 empty] | DNP_ID: 2066. Maitland Central to Thornton Aug 07 | Maitland Central 33_11kV Tx2 | Thornton 33_11kV Tx3 | 0 | 0.37964 | 0 | 0 | 0 | 0 | 0 | 0 | 0 | 0 | 0 | 0 | 0 | 0 | 0 | 0 | 0 | 0 | 0 | 0 | 0 | 0 | 0 | 0 | 0 | 0 | 0 | 0 | 0 | 0 | 0 | 0
| 0 | [33 empty] | DNP_ID: 6654. Establish 11kV connections to New Maitland Zone | Maitland Central 33_11kV Tx1 | Maitland 33_11kV Tx1 | 0 | 0 | 0 | 0 | 0 | 0 | 0 | 6.8208 | 0 | 0 | 0 | 0 | 0 | 0 | 0 | 0 | 0 | 0 | 0 | 0 | 0 | 0 | 0 | 0 | 0 | 0 | 0 | 0 | 0 | 0 | 0 | 0
| Diversity Factor: 0 | [33 empty] | DNP_ID: 6654. Establish 11kV connections to New Maitland Zone | Maitland Central 33_11kV Tx2 | Maitland 33_11kV Tx2 | 0 | 0 | 0 | 0 | 0 | 0 | 0 | 7.7925 | 0 | 0 | 0 | 0 | 0 | 0 | 0 | 0 | 0 | 0 | 0 | 0 | 0 | 0 | 0 | 0 | 0 | 0 | 0 | 0 | 0 | 0 | 0 | 0
[35 empty] | DNP_ID: 6707. Open point change Maitland Central 48115 and East Maitland 48011 | Maitland Central 33_11kV Tx1 | East Maitland 33_11kV Tx1 | 0 | 0 | 0 | 0.07621 | 0 | 0 | 0 | 0 | 0 | 0 | 0 | 0 | 0 | 0 | 0 | 0 | 0 | 0 | 0 | 0 | 0 | 0 | 0 | 0 | 0 | 0 | 0 | 0 | 0 | 0 | 0 | 0
[35 empty] | DNP_ID: 6707. Open point change Maitland Central 48115 and East Maitland 48011 | Maitland Central 33_11kV Tx1 | East Maitland 33_11kV Tx2 | 0 | 0 | 0 | 0.07621 | 0 | 0 | 0 | 0 | 0 | 0 | 0 | 0 | 0 | 0 | 0 | 0 | 0 | 0 | 0 | 0 | 0 | 0 | 0 | 0 | 0 | 0 | 0 | 0 | 0 | 0 | 0 | 0
| 0 | [33 empty] | DNP_ID: 6707. Open point change Maitland Central 48115 and East Maitland 48011 | Maitland Central 33_11kV Tx1 | East Maitland 33_11kV Tx3 | 0 | 0 | 0 | 0.07621 | 0 | 0 | 0 | 0 | 0 | 0 | 0 | 0 | 0 | 0 | 0 | 0 | 0 | 0 | 0 | 0 | 0 | 0 | 0 | 0 | 0 | 0 | 0 | 0 | 0 | 0 | 0 | 0
| Diversity Factor: 0 | [33 empty] | DNP_ID: 6707. Open point change Maitland Central 48115 and East Maitland 48011 | Maitland Central 33_11kV Tx2 | East Maitland 33_11kV Tx1 | 0 | 0 | 0 | 0.07621 | 0 | 0 | 0 | 0 | 0 | 0 | 0 | 0 | 0 | 0 | 0 | 0 | 0 | 0 | 0 | 0 | 0 | 0 | 0 | 0 | 0 | 0 | 0 | 0 | 0 | 0 | 0 | 0
[35 empty] | DNP_ID: 6707. Open point change Maitland Central 48115 and East Maitland 48011 | Maitland Central 33_11kV Tx2 | East Maitland 33_11kV Tx2 | 0 | 0 | 0 | 0.07621 | 0 | 0 | 0 | 0 | 0 | 0 | 0 | 0 | 0 | 0 | 0 | 0 | 0 | 0 | 0 | 0 | 0 | 0 | 0 | 0 | 0 | 0 | 0 | 0 | 0 | 0 | 0 | 0
[35 empty] | DNP_ID: 6707. Open point change Maitland Central 48115 and East Maitland 48011 | Maitland Central 33_11kV Tx2 | East Maitland 33_11kV Tx3 | 0 | 0 | 0 | 0.07621 | 0 | 0 | 0 | 0 | 0 | 0 | 0 | 0 | 0 | 0 | 0 | 0 | 0 | 0 | 0 | 0 | 0 | 0 | 0 | 0 | 0 | 0 | 0 | 0 | 0 | 0 | 0 | 0
| 0 | [33 empty] | DNP_ID: 7133. Open Point Change-Load transfer to avoid alarm levels on Telarah feeder #48004 | Telarah 33_11kV Tx1 | Maitland Central 33_11kV Tx1 | 0 | 0 | 0 | 0 | 0 | 0 | 0.17147 | 0 | 0 | 0 | 0 | 0 | 0 | 0 | 0 | 0 | 0 | 0 | 0 | 0 | 0 | 0 | 0 | 0 | 0 | 0 | 0 | 0 | 0 | 0 | 0 | 0
| Diversity Factor: 0 | [33 empty] | DNP_ID: 7133. Open Point Change-Load transfer to avoid alarm levels on Telarah feeder #48004 | Telarah 33_11kV Tx1 | Maitland Central 33_11kV Tx2 | 0 | 0 | 0 | 0 | 0 | 0 | 0.17147 | 0 | 0 | 0 | 0 | 0 | 0 | 0 | 0 | 0 | 0 | 0 | 0 | 0 | 0 | 0 | 0 | 0 | 0 | 0 | 0 | 0 | 0 | 0 | 0 | 0
[35 empty] | DNP_ID: 7133. Open Point Change-Load transfer to avoid alarm levels on Telarah feeder #48004 | Telarah 33_11kV Tx2 | Maitland Central 33_11kV Tx1 | 0 | 0 | 0 | 0 | 0 | 0 | 0.17147 | 0 | 0 | 0 | 0 | 0 | 0 | 0 | 0 | 0 | 0 | 0 | 0 | 0 | 0 | 0 | 0 | 0 | 0 | 0 | 0 | 0 | 0 | 0 | 0 | 0
[35 empty] | DNP_ID: 7133. Open Point Change-Load transfer to avoid alarm levels on Telarah feeder #48004 | Telarah 33_11kV Tx2 | Maitland Central 33_11kV Tx2 | 0 | 0 | 0 | 0 | 0 | 0 | 0.17147 | 0 | 0 | 0 | 0 | 0 | 0 | 0 | 0 | 0 | 0 | 0 | 0 | 0 | 0 | 0 | 0 | 0 | 0 | 0 | 0 | 0 | 0 | 0 | 0 | 0
| 0 | [33 empty] | Econometric |  | Maitland Central 33_11kV Tx1 | 0 | 0 | 0 | 0 | 0 | 0 | 0 | 0 | 0 | 0 | 0 | 0 | 0 | 0 | 0 | 0 | 0 | 0 | 0 | 0 | 0 | 0 | 0 | 0 | 0 | 0 | 0 | 0 | 0 | 0 | 0 | 0
| Diversity Factor: 0 | [33 empty] | Econometric |  | Maitland Central 33_11kV Tx2 | 0 | 0 | 0 | 0 | 0 | 0 | 0 | 0 | 0 | 0 | 0 | 0 | 0 | 0 | 0 | 0 | 0 | 0 | 0 | 0 | 0 | 0 | 0 | 0 | 0 | 0 | 0 | 0 | 0 | 0 | 0 | 0
[35 empty] | Energy Efficiency |  | Maitland Central 33_11kV Tx1 | 0 | 0 | 0 | 0 | 0 | 0 | 0 | 0 | 0 | 0 | 0 | 0 | 0 | 0 | 0 | 0 | 0 | 0 | 0 | 0 | 0 | 0 | 0 | 0 | 0 | 0 | 0 | 0 | 0 | 0 | 0 | 0
[35 empty] | Energy Efficiency |  | Maitland Central 33_11kV Tx2 | 0 | 0 | 0 | 0 | 0 | 0 | 0 | 0 | 0 | 0 | 0 | 0 | 0 | 0 | 0 | 0 | 0 | 0 | 0 | 0 | 0 | 0 | 0 | 0 | 0 | 0 | 0 | 0 | 0 | 0 | 0 | 0
| 0 | [33 empty] | Solar PV |  | Maitland Central 33_11kV Tx1 | 0 | 0 | 0 | 0 | 0 | 0 | 0 | 0 | 0 | 0 | 0 | 0 | 0 | 0 | 0 | 0 | 0 | 0 | 0 | 0 | 0 | 0 | 0 | 0 | 0 | 0 | 0 | 0 | 0 | 0 | 0 | 0
| Diversity Factor: 0 | [33 empty] | Solar PV |  | Maitland Central 33_11kV Tx2 | 0 | 0 | 0 | 0 | 0 | 0 | 0 | 0 | 0 | 0 | 0 | 0 | 0 | 0 | 0 | 0 | 0 | 0 | 0 | 0 | 0 | 0 | 0 | 0 | 0 | 0 | 0 | 0 | 0 | 0 | 0 | 0
| Weather Correction and Public Holiday Factors | [8 empty] | Forecast ROG
ROG Justification
| Actual loads for season 2013 have been weather corrected by the following: | [6 empty] | 2.971% |  | 5 year ROG ok | [59 empty] | 5 year ROG ok
1 | 2 | 3 | 4 | 5 | 6 | 7 | 8 | 9 | 10 | 2014 | 2015 | 2016 | 2017 | 2018 | 2019 | 2020 | 2021 | 2022 | 2023 | 2024 | 2025 | 2026 | 2027 | 2028 | 2029 | 2030 | 2031 | 2032 | 2033 | 2034 | 2035 | 2036 | 2037 | 2038
0.97455 | 0.94975 | 0.93363 | 0.92571 | 0.92571 | 0.92571 | 0.92571 | 0.92571 | 0.92571 | 0.92571 | -2.545% | -2.545% | -1.697% | -0.848% | 0% | 0% | 0% | 0% | 0% | 0% | 0% | 0% | 0% | 0% | 0% | 0% | 0% | 0% | 0% | 0% | 0% | 0% | 0% | 0% | 0%
Substation Load Detail
[7 empty] | Units | 2013 |  | 2014 | 2015 | 2016 | 2017 | 2018 | 2019 | 2020 | 2021 | 2022 | 2023 | 2024 | 2025 | 2026 | 2027 | 2028 | 2029 | 2030 | 2031 | 2032 | 2033 | 2034 | 2035 | 2036 | 2037 | 2038
1 | Maitland Central 33_11kV | Compensated |  | Load (LV side) |  |  | Amps | 0 |  | 0 | 0 | 0 | 0 | 0 | 0 | 0 | 0 | 0 | 0 | 0 | 0 | 0 | 0 | 0 | 0 | 0 | 0 | 0 | 0 | 0 | 0 | 0 | 0 | 0
|  |  |  | Apparent Power |  |  | MVA | 11.802 | 12.03 | 0 | 0 | 0 | 0 | 0 | 0 | 0 | 0 | 0 | 0 | 0 | 0 | 0 | 0 | 0 | 0 | 0 | 0 | 0 | 0 | 0 | 0 | 0 | 0 | 0
|  |  |  | Real Power |  |  | MW | 11.3771 | 11.5969 | 0 | 0 | 0 | 0 | 0 | 0 | 0 | 0 | 0 | 0 | 0 | 0 | 0 | 0 | 0 | 0 | 0 | 0 | 0 | 0 | 0 | 0 | 0 | 0 | 0
|  |  |  | Reactive Power |  |  | MVAr | 0 |  | 0 | 0 | 0 | 0 | 0 | 0 | 0 | 0 | 0 | 0 | 0 | 0 | 0 | 0 | 0 | 0 | 0 | 0 | 0 | 0 | 0 | 0 | 0 | 0 | 0
|  |  |  | Capacitors In Service |  |  | MVAr | 0 |  | 0 | 0 | 0 | 0 | 0 | 0 | 0 | 0 | 0 | 0 | 0 | 0 | 0 | 0 | 0 | 0 | 0 | 0 | 0 | 0 | 0 | 0 | 0 | 0 | 0
|  |  |  | PF |  |  |  | 0.964 |  | 0 | 0 | 0 | 0 | 0 | 0 | 0 | 0 | 0 | 0 | 0 | 0 | 0 | 0 | 0 | 0 | 0 | 0 | 0 | 0 | 0 | 0 | 0 | 0 | 0
0.91553 | Diversity Factor: 0.92 | Uncompensated |  | Reactive Power |  |  | MVAr | 0 | 3.1988 | 0 | 0 | 0 | 0 | 0 | 0 | 0 | 0 | 0 | 0 | 0 | 0 | 0 | 0 | 0 | 0 | 0 | 0 | 0 | 0 | 0 | 0 | 0 | 0 | 0
|  |  |  | PF |  |  |  | 0.964 |  | 0 | 0 | 0 | 0 | 0 | 0 | 0 | 0 | 0 | 0 | 0 | 0 | 0 | 0 | 0 | 0 | 0 | 0 | 0 | 0 | 0 | 0 | 0 | 0 | 0
[10 empty] | 1 | 2 | 3 | 4 | 5 | 6 | 7 | 8 | 9 | 10 | 11 | 12 | 13 | 14 | 15 | 16 | 17 | 18 | 19 | 20 | 21 | 22 | 23 | 24 | 25
Transformer Load Detail
[7 empty] | Units | 2013 |  | 2014 | 2015 | 2016 | 2017 | 2018 | 2019 | 2020 | 2021 | 2022 | 2023 | 2024 | 2025 | 2026 | 2027 | 2028 | 2029 | 2030 | 2031 | 2032 | 2033 | 2034 | 2035 | 2036 | 2037 | 2038
| 0 | Compensated |  | Load (LV side) |  |  | Amps
|  |  |  | Apparent Power |  |  | MVA
|  |  |  | Real Power |  |  | MW
|  |  |  | Reactive Power |  |  | MVAr
|  |  |  | Capacitors In Service |  |  | MVAr
PF
| Zone Div: | Uncompensated |  | Reactive Power |  |  | MVAr
PF
| 0 | Compensated |  | Load (LV side) |  |  | Amps
|  |  |  | Apparent Power |  |  | MVA
|  |  |  | Real Power |  |  | MW
|  |  |  | Reactive Power |  |  | MVAr
|  |  |  | Capacitors In Service |  |  | MVAr
PF
| Zone Div: | Uncompensated |  | Reactive Power |  |  | MVAr
PF
| 0 | Compensated |  | Load (LV side) |  |  | Amps
|  |  |  | Apparent Power |  |  | MVA
|  |  |  | Real Power |  |  | MW
|  |  |  | Reactive Power |  |  | MVAr
|  |  |  | Capacitors In Service |  |  | MVAr
PF
| Zone Div: | Uncompensated |  | Reactive Power |  |  | MVAr
PF
| 0 | Compensated |  | Load (LV side) |  |  | Amps
|  |  |  | Apparent Power |  |  | MVA
|  |  |  | Real Power |  |  | MW
|  |  |  | Reactive Power |  |  | MVAr
|  |  |  | Capacitors In Service |  |  | MVAr
PF
| Zone Div: | Uncompensated |  | Reactive Power |  |  | MVAr
PF
| 0 | Compensated |  | Load (LV side) |  |  | Amps
|  |  |  | Apparent Power |  |  | MVA
|  |  |  | Real Power |  |  | MW
|  |  |  | Reactive Power |  |  | MVAr
|  |  |  | Capacitors In Service |  |  | MVAr
PF
| Zone Div: | Uncompensated |  | Reactive Power |  |  | MVAr
PF
| 0 | Compensated |  | Load (LV side) |  |  | Amps
|  |  |  | Apparent Power |  |  | MVA
|  |  |  | Real Power |  |  | MW
|  |  |  | Reactive Power |  |  | MVAr
|  |  |  | Capacitors In Service |  |  | MVAr
PF
| Zone Div: | Uncompensated |  | Reactive Power |  |  | MVAr
PF
| 0 | Compensated |  | Load (LV side) |  |  | Amps
|  |  |  | Apparent Power |  |  | MVA
|  |  |  | Real Power |  |  | MW
|  |  |  | Reactive Power |  |  | MVAr
|  |  |  | Capacitors In Service |  |  | MVAr
PF
| Zone Div: | Uncompensated |  | Reactive Power |  |  | MVAr
PF
| 0 | Compensated |  | Load (LV side) |  |  | Amps
|  |  |  | Apparent Power |  |  | MVA
|  |  |  | Real Power |  |  | MW
|  |  |  | Reactive Power |  |  | MVAr
|  |  |  | Capacitors In Service |  |  | MVAr
PF
| Zone Div: | Uncompensated |  | Reactive Power |  |  | MVAr
PF
| 0 | Compensated |  | Load (LV side) |  |  | Amps
|  |  |  | Apparent Power |  |  | MVA
|  |  |  | Real Power |  |  | MW
|  |  |  | Reactive Power |  |  | MVAr
|  |  |  | Capacitors In Service |  |  | MVAr
PF
| Zone Div: | Uncompensated |  | Reactive Power |  |  | MVAr
PF
| 0 | Compensated |  | Load (LV side) |  |  | Amps
|  |  |  | Apparent Power |  |  | MVA
|  |  |  | Real Power |  |  | MW
|  |  |  | Reactive Power |  |  | MVAr
|  |  |  | Capacitors In Service |  |  | MVAr
PF
| Zone Div: | Uncompensated |  | Reactive Power |  |  | MVAr
PF

## Customer39
| Customer39 | [16 empty] | 2014 | WINTER
| Substation Total Loads | [33 empty] | Spots & Transfers Detail
| Historical Loads | MVA | [7 empty] | Weather Corrected Forecast Loads |  |  |  | MVA | [20 empty] | Spots & Transfers Summary | MVA |  | Historical Spots & Transfers | [6 empty] | Forecast Spots & Transfers
|  | 2007 | 2008 | 2009 | 2010 | 2011 | 2012 | 2013 |  | 2014 | 2015 | 2016 | 2017 | 2018 | 2019 | 2020 | 2021 | 2022 | 2023 | 2024 | 2025 | 2026 | 2027 | 2028 | 2029 | 2030 | 2031 | 2032 | 2033 | 2034 | 2035 | 2036 | 2037 | 2038 |  |  |  | 2007 | 2008 | 2009 | 2010 | 2011 | 2012 | 2013 | 2014 | 2015 | 2016 | 2017 | 2018 | 2019 | 2020 | 2021 | 2022 | 2023 | 2024 | 2025 | 2026 | 2027 | 2028 | 2029 | 2030 | 2031 | 2032 | 2033 | 2034 | 2035 | 2036 | 2037 | 2038
| Total |  |  |  |  | 3.451 | 3.333 | 3.765 |  | 3.765 | 3.765 | 3.765 | 3.765 | 3.765 | 3.765 | 3.765 | 3.765 | 3.765 | 3.765 | 3.765 | 3.765 | 3.765 | 3.765 | 3.765 | 3.765 | 3.765 | 3.765 | 3.765 | 3.765 | 3.765 | 3.765 | 3.765 | 3.765 | 3.765 |  |  | Total
Firm Rating
| Total Capacity | [36 empty] | 0 | 0 | 0 | 0 | 0 | 0 | 0 | 0 | 0 | 0 | 0 | 0 | 0 | 0 | 0 | 0 | 0 | 0 | 0 | 0 | 0 | 0 | 0 | 0 | 0 | 0 | 0 | 0 | 0 | 0 | 0 | 0
|  | -7 | -6 | -5 | -4 | -3 | -2 | -1 |  | 0 | 1 | 2 | 3 | 4 | 5 | 6 | 7 | 8 | 9 | 10 | 11 | 12 | 13 | 14 | 15 | 16 | 17 | 18 | 19 | 20 | 21 | 22 | 23 | 24 |  |  |  | 0 | 0 | 0 | 0 | 0 | 0 | 0 | 0 | 0 | 0 | 0 | 0 | 0 | 0 | 0 | 0 | 0 | 0 | 0 | 0 | 0 | 0 | 0 | 0 | 0 | 0 | 0 | 0 | 0 | 0 | 0 | 0
| Transformer Loads | [36 empty] | 0 | 0 | 0 | 0 | 0 | 0 | 0 | 0 | 0 | 0 | 0 | 0 | 0 | 0 | 0 | 0 | 0 | 0 | 0 | 0 | 0 | 0 | 0 | 0 | 0 | 0 | 0 | 0 | 0 | 0 | 0 | 0
| Historical Loads | MVA | [7 empty] | Weather Corrected Forecast Loads |  |  |  | MVA | [23 empty] | 0 | 0 | 0 | 0 | 0 | 0 | 0 | 0 | 0 | 0 | 0 | 0 | 0 | 0 | 0 | 0 | 0 | 0 | 0 | 0 | 0 | 0 | 0 | 0 | 0 | 0 | 0 | 0 | 0 | 0 | 0 | 0
|  | 2007 | 2008 | 2009 | 2010 | 2011 | 2012 | 2013 |  | 2014 | 2015 | 2016 | 2017 | 2018 | 2019 | 2020 | 2021 | 2022 | 2023 | 2024 | 2025 | 2026 | 2027 | 2028 | 2029 | 2030 | 2031 | 2032 | 2033 | 2034 | 2035 | 2036 | 2037 | 2038 |  |  |  | 0 | 0 | 0 | 0 | 0 | 0 | 0 | 0 | 0 | 0 | 0 | 0 | 0 | 0 | 0 | 0 | 0 | 0 | 0 | 0 | 0 | 0 | 0 | 0 | 0 | 0 | 0 | 0 | 0 | 0 | 0 | 0
| 0 | [36 empty] | 0 | 0 | 0 | 0 | 0 | 0 | 0 | 0 | 0 | 0 | 0 | 0 | 0 | 0 | 0 | 0 | 0 | 0 | 0 | 0 | 0 | 0 | 0 | 0 | 0 | 0 | 0 | 0 | 0 | 0 | 0 | 0
| Diversity Factor: 0 | [36 empty] | 0 | 0 | 0 | 0 | 0 | 0 | 0 | 0 | 0 | 0 | 0 | 0 | 0 | 0 | 0 | 0 | 0 | 0 | 0 | 0 | 0 | 0 | 0 | 0 | 0 | 0 | 0 | 0 | 0 | 0 | 0 | 0
[38 empty] | 0 | 0 | 0 | 0 | 0 | 0 | 0 | 0 | 0 | 0 | 0 | 0 | 0 | 0 | 0 | 0 | 0 | 0 | 0 | 0 | 0 | 0 | 0 | 0 | 0 | 0 | 0 | 0 | 0 | 0 | 0 | 0
[38 empty] | 0 | 0 | 0 | 0 | 0 | 0 | 0 | 0 | 0 | 0 | 0 | 0 | 0 | 0 | 0 | 0 | 0 | 0 | 0 | 0 | 0 | 0 | 0 | 0 | 0 | 0 | 0 | 0 | 0 | 0 | 0 | 0
| 0 | [36 empty] | 0 | 0 | 0 | 0 | 0 | 0 | 0 | 0 | 0 | 0 | 0 | 0 | 0 | 0 | 0 | 0 | 0 | 0 | 0 | 0 | 0 | 0 | 0 | 0 | 0 | 0 | 0 | 0 | 0 | 0 | 0 | 0
Diversity Factor: 0
[38 empty] | Historical Spots & Transfers | [6 empty] | Forecast Spots & Transfers
[35 empty] | Project Name | From | To | 2007 | 2008 | 2009 | 2010 | 2011 | 2012 | 2013 | 2014 | 2015 | 2016 | 2017 | 2018 | 2019 | 2020 | 2021 | 2022 | 2023 | 2024 | 2025 | 2026 | 2027 | 2028 | 2029 | 2030 | 2031 | 2032 | 2033 | 2034 | 2035 | 2036 | 2037 | 2038
0
Diversity Factor: 0
0
Diversity Factor: 0
0
Diversity Factor: 0
0
Diversity Factor: 0
0
Diversity Factor: 0
0
Diversity Factor: 0
0
Diversity Factor: 0
0
Diversity Factor: 0
| Weather Correction and Public Holiday Factors | [8 empty] | Forecast ROG
ROG Justification
| Actual loads for season 2013 have been weather corrected by the following: | [6 empty] | 0% |  | N/A | [59 empty] | N/A
1 | 2 | 3 | 4 | 5 | 6 | 7 | 8 | 9 | 10 | 2014 | 2015 | 2016 | 2017 | 2018 | 2019 | 2020 | 2021 | 2022 | 2023 | 2024 | 2025 | 2026 | 2027 | 2028 | 2029 | 2030 | 2031 | 2032 | 2033 | 2034 | 2035 | 2036 | 2037 | 2038
1 | 1 | 1 | 1 | 1 | 1 | 1 | 1 | 1 | 1 | 0% | 0% | 0% | 0% | 0% | 0% | 0% | 0% | 0% | 0% | 0% | 0% | 0% | 0% | 0% | 0% | 0% | 0% | 0% | 0% | 0% | 0% | 0% | 0% | 0%
Substation Load Detail
[7 empty] | Units | 2013 |  | 2014 | 2015 | 2016 | 2017 | 2018 | 2019 | 2020 | 2021 | 2022 | 2023 | 2024 | 2025 | 2026 | 2027 | 2028 | 2029 | 2030 | 2031 | 2032 | 2033 | 2034 | 2035 | 2036 | 2037 | 2038
1 | Customer39 | Compensated |  | Load (LV side) |  |  | Amps | 66 |  | 66 | 66 | 66 | 66 | 66 | 66 | 66 | 66 | 66 | 66 | 66 | 66 | 66 | 66 | 66 | 66 | 66 | 66 | 66 | 66 | 66 | 66 | 66 | 66 | 66
|  |  |  | Apparent Power |  |  | MVA | 3.765 |  | 3.765 | 3.765 | 3.765 | 3.765 | 3.765 | 3.765 | 3.765 | 3.765 | 3.765 | 3.765 | 3.765 | 3.765 | 3.765 | 3.765 | 3.765 | 3.765 | 3.765 | 3.765 | 3.765 | 3.765 | 3.765 | 3.765 | 3.765 | 3.765 | 3.765
|  |  |  | Real Power |  |  | MW | 3.3885 |  | 3.3885 | 3.3885 | 3.3885 | 3.3885 | 3.3885 | 3.3885 | 3.3885 | 3.3885 | 3.3885 | 3.3885 | 3.3885 | 3.3885 | 3.3885 | 3.3885 | 3.3885 | 3.3885 | 3.3885 | 3.3885 | 3.3885 | 3.3885 | 3.3885 | 3.3885 | 3.3885 | 3.3885 | 3.3885
|  |  |  | Reactive Power |  |  | MVAr | 1.6411 |  | 1.6411 | 1.6411 | 1.6411 | 1.6411 | 1.6411 | 1.6411 | 1.6411 | 1.6411 | 1.6411 | 1.6411 | 1.6411 | 1.6411 | 1.6411 | 1.6411 | 1.6411 | 1.6411 | 1.6411 | 1.6411 | 1.6411 | 1.6411 | 1.6411 | 1.6411 | 1.6411 | 1.6411 | 1.6411
|  |  |  | Capacitors In Service |  |  | MVAr | 0 |  | 0 | 0 | 0 | 0 | 0 | 0 | 0 | 0 | 0 | 0 | 0 | 0 | 0 | 0 | 0 | 0 | 0 | 0 | 0 | 0 | 0 | 0 | 0 | 0 | 0
|  |  |  | PF |  |  |  | 0.9 |  | 0.9 | 0.9 | 0.9 | 0.9 | 0.9 | 0.9 | 0.9 | 0.9 | 0.9 | 0.9 | 0.9 | 0.9 | 0.9 | 0.9 | 0.9 | 0.9 | 0.9 | 0.9 | 0.9 | 0.9 | 0.9 | 0.9 | 0.9 | 0.9 | 0.9
0.84972 | Diversity Factor: 0.85 | Uncompensated |  | Reactive Power |  |  | MVAr | 1.6411 |  | 1.6411 | 1.6411 | 1.6411 | 1.6411 | 1.6411 | 1.6411 | 1.6411 | 1.6411 | 1.6411 | 1.6411 | 1.6411 | 1.6411 | 1.6411 | 1.6411 | 1.6411 | 1.6411 | 1.6411 | 1.6411 | 1.6411 | 1.6411 | 1.6411 | 1.6411 | 1.6411 | 1.6411 | 1.6411
|  |  |  | PF |  |  |  | 0.9 |  | 0.9 | 0.9 | 0.9 | 0.9 | 0.9 | 0.9 | 0.9 | 0.9 | 0.9 | 0.9 | 0.9 | 0.9 | 0.9 | 0.9 | 0.9 | 0.9 | 0.9 | 0.9 | 0.9 | 0.9 | 0.9 | 0.9 | 0.9 | 0.9 | 0.9
[10 empty] | 1 | 2 | 3 | 4 | 5 | 6 | 7 | 8 | 9 | 10 | 11 | 12 | 13 | 14 | 15 | 16 | 17 | 18 | 19 | 20 | 21 | 22 | 23 | 24 | 25
Transformer Load Detail
[7 empty] | Units | 2013 |  | 2014 | 2015 | 2016 | 2017 | 2018 | 2019 | 2020 | 2021 | 2022 | 2023 | 2024 | 2025 | 2026 | 2027 | 2028 | 2029 | 2030 | 2031 | 2032 | 2033 | 2034 | 2035 | 2036 | 2037 | 2038
| 0 | Compensated |  | Load (LV side) |  |  | Amps
|  |  |  | Apparent Power |  |  | MVA
|  |  |  | Real Power |  |  | MW
|  |  |  | Reactive Power |  |  | MVAr
|  |  |  | Capacitors In Service |  |  | MVAr
PF
| Zone Div: | Uncompensated |  | Reactive Power |  |  | MVAr
PF
| 0 | Compensated |  | Load (LV side) |  |  | Amps
|  |  |  | Apparent Power |  |  | MVA
|  |  |  | Real Power |  |  | MW
|  |  |  | Reactive Power |  |  | MVAr
|  |  |  | Capacitors In Service |  |  | MVAr
PF
| Zone Div: | Uncompensated |  | Reactive Power |  |  | MVAr
PF
| 0 | Compensated |  | Load (LV side) |  |  | Amps
|  |  |  | Apparent Power |  |  | MVA
|  |  |  | Real Power |  |  | MW
|  |  |  | Reactive Power |  |  | MVAr
|  |  |  | Capacitors In Service |  |  | MVAr
PF
| Zone Div: | Uncompensated |  | Reactive Power |  |  | MVAr
PF
| 0 | Compensated |  | Load (LV side) |  |  | Amps
|  |  |  | Apparent Power |  |  | MVA
|  |  |  | Real Power |  |  | MW
|  |  |  | Reactive Power |  |  | MVAr
|  |  |  | Capacitors In Service |  |  | MVAr
PF
| Zone Div: | Uncompensated |  | Reactive Power |  |  | MVAr
PF
| 0 | Compensated |  | Load (LV side) |  |  | Amps
|  |  |  | Apparent Power |  |  | MVA
|  |  |  | Real Power |  |  | MW
|  |  |  | Reactive Power |  |  | MVAr
|  |  |  | Capacitors In Service |  |  | MVAr
PF
| Zone Div: | Uncompensated |  | Reactive Power |  |  | MVAr
PF
| 0 | Compensated |  | Load (LV side) |  |  | Amps
|  |  |  | Apparent Power |  |  | MVA
|  |  |  | Real Power |  |  | MW
|  |  |  | Reactive Power |  |  | MVAr
|  |  |  | Capacitors In Service |  |  | MVAr
PF
| Zone Div: | Uncompensated |  | Reactive Power |  |  | MVAr
PF
| 0 | Compensated |  | Load (LV side) |  |  | Amps
|  |  |  | Apparent Power |  |  | MVA
|  |  |  | Real Power |  |  | MW
|  |  |  | Reactive Power |  |  | MVAr
|  |  |  | Capacitors In Service |  |  | MVAr
PF
| Zone Div: | Uncompensated |  | Reactive Power |  |  | MVAr
PF
| 0 | Compensated |  | Load (LV side) |  |  | Amps
|  |  |  | Apparent Power |  |  | MVA
|  |  |  | Real Power |  |  | MW
|  |  |  | Reactive Power |  |  | MVAr
|  |  |  | Capacitors In Service |  |  | MVAr
PF
| Zone Div: | Uncompensated |  | Reactive Power |  |  | MVAr
PF
| 0 | Compensated |  | Load (LV side) |  |  | Amps
|  |  |  | Apparent Power |  |  | MVA
|  |  |  | Real Power |  |  | MW
|  |  |  | Reactive Power |  |  | MVAr
|  |  |  | Capacitors In Service |  |  | MVAr
PF
| Zone Div: | Uncompensated |  | Reactive Power |  |  | MVAr
PF
| 0 | Compensated |  | Load (LV side) |  |  | Amps
|  |  |  | Apparent Power |  |  | MVA
|  |  |  | Real Power |  |  | MW
|  |  |  | Reactive Power |  |  | MVAr
|  |  |  | Capacitors In Service |  |  | MVAr
PF
| Zone Div: | Uncompensated |  | Reactive Power |  |  | MVAr
PF

## Metford 33_11kV
| Metford 33_11kV | [16 empty] | 2014 | WINTER
[6 empty] | Zone commissioned |  | 2015-05-01
| Substation Total Loads | [33 empty] | Spots & Transfers Detail
| Historical Loads | (11kV MVA) | [7 empty] | Weather Corrected Forecast Loads |  |  |  | (11kV MVA) | [20 empty] | Spots & Transfers Summary | (11kV MVA) |  | Historical Spots & Transfers | [6 empty] | Forecast Spots & Transfers
|  | 2007 | 2008 | 2009 | 2010 | 2011 | 2012 | 2013 |  | 2014 | 2015 | 2016 | 2017 | 2018 | 2019 | 2020 | 2021 | 2022 | 2023 | 2024 | 2025 | 2026 | 2027 | 2028 | 2029 | 2030 | 2031 | 2032 | 2033 | 2034 | 2035 | 2036 | 2037 | 2038 |  |  |  | 2007 | 2008 | 2009 | 2010 | 2011 | 2012 | 2013 | 2014 | 2015 | 2016 | 2017 | 2018 | 2019 | 2020 | 2021 | 2022 | 2023 | 2024 | 2025 | 2026 | 2027 | 2028 | 2029 | 2030 | 2031 | 2032 | 2033 | 2034 | 2035 | 2036 | 2037 | 2038
| Total | [8 empty] | 0 | 19.2486 | 19.2912 | 19.4213 | 19.6055 | 19.9138 | 20.4003 | 20.8745 | 21.3343 | 21.809 | 22.2579 | 22.772 | 23.2919 | 23.8534 | 24.442 | 25.0307 | 25.6187 | 26.2181 | 26.8291 | 27.4519 | 28.0865 | 28.7332 | 29.392 | 30.0632 | 30.7469 |  |  | Total | 0 | 0 | 0 | 0 | 0 | 0 | 0 | 0 | 19.2475 | 0.044522 | 0.13561 | 0.19205 | 0.321 | 0.5057 | 0.49203 | 0.47629 | 0.49096 | 0.46362 | 0.53014 | 0.5354 | 0.57755 | 0.6045 | 0.60383 | 0.60238 | 0.61343 | 0.62462 | 0.63598 | 0.64749 | 0.65916 | 0.67098 | 0.68298 | 0.69513
| Firm Rating | 0 | 0 | 0 | 0 | 0 | 0 | 0 |  | 0 | 38 | 38 | 38 | 38 | 38 | 38 | 38 | 38 | 38 | 38 | 38 | 38 | 38 | 38 | 38 | 38 | 38 | 38 | 38 | 38 | 38 | 38 | 38 | 38
| Total Capacity | 0 | 0 | 0 | 0 | 0 | 0 | 0 |  | 0 | 76 | 76 | 76 | 76 | 76 | 76 | 76 | 76 | 76 | 76 | 76 | 76 | 76 | 76 | 76 | 76 | 76 | 76 | 76 | 76 | 76 | 76 | 76 | 76 |  |  | Metford 33_11kV Tx1 | 0 | 0 | 0 | 0 | 0 | 0 | 0 | 0 | 9.6237 | 0.022261 | 0.067805 | 0.096023 | 0.1605 | 0.25285 | 0.24601 | 0.23815 | 0.24548 | 0.23181 | 0.26507 | 0.2677 | 0.28877 | 0.30225 | 0.30191 | 0.30119 | 0.30671 | 0.31231 | 0.31799 | 0.32374 | 0.32958 | 0.33549 | 0.34149 | 0.34757
|  | -7 | -6 | -5 | -4 | -3 | -2 | -1 |  | 0 | 1 | 2 | 3 | 4 | 5 | 6 | 7 | 8 | 9 | 10 | 11 | 12 | 13 | 14 | 15 | 16 | 17 | 18 | 19 | 20 | 21 | 22 | 23 | 24 |  |  | Metford 33_11kV Tx2 | 0 | 0 | 0 | 0 | 0 | 0 | 0 | 0 | 9.6237 | 0.022261 | 0.067805 | 0.096023 | 0.1605 | 0.25285 | 0.24601 | 0.23815 | 0.24548 | 0.23181 | 0.26507 | 0.2677 | 0.28877 | 0.30225 | 0.30191 | 0.30119 | 0.30671 | 0.31231 | 0.31799 | 0.32374 | 0.32958 | 0.33549 | 0.34149 | 0.34757
| Transformer Loads | [36 empty] | 0 | 0 | 0 | 0 | 0 | 0 | 0 | 0 | 0 | 0 | 0 | 0 | 0 | 0 | 0 | 0 | 0 | 0 | 0 | 0 | 0 | 0 | 0 | 0 | 0 | 0 | 0 | 0 | 0 | 0 | 0 | 0
| Historical Loads | (11kV MVA) | [7 empty] | 0: Weather Corrected Forecast Loads; 4: (11kV MVA) |  |  |  | 0 | 0 | 0 | 0 | 0 | 0 | 0 | 0 | 0 | 0 | 0 | 0 | 0 | 0 | 0 | 0 | 0 | 0 | 0 | 0 | 0 | 0 | 0 | 0 | 0 | 0 | 0 | 0 | 0 | 0 | 0 | 0
|  | 2007 | 2008 | 2009 | 2010 | 2011 | 2012 | 2013 |  | 2014 | 2015 | 2016 | 2017 | 2018 | 2019 | 2020 | 2021 | 2022 | 2023 | 2024 | 2025 | 2026 | 2027 | 2028 | 2029 | 2030 | 2031 | 2032 | 2033 | 2034 | 2035 | 2036 | 2037 | 2038 |  |  |  | 0 | 0 | 0 | 0 | 0 | 0 | 0 | 0 | 0 | 0 | 0 | 0 | 0 | 0 | 0 | 0 | 0 | 0 | 0 | 0 | 0 | 0 | 0 | 0 | 0 | 0 | 0 | 0 | 0 | 0 | 0 | 0
| 0 | [36 empty] | 0 | 0 | 0 | 0 | 0 | 0 | 0 | 0 | 0 | 0 | 0 | 0 | 0 | 0 | 0 | 0 | 0 | 0 | 0 | 0 | 0 | 0 | 0 | 0 | 0 | 0 | 0 | 0 | 0 | 0 | 0 | 0
| Diversity Factor: 0 | [36 empty] | 0 | 0 | 0 | 0 | 0 | 0 | 0 | 0 | 0 | 0 | 0 | 0 | 0 | 0 | 0 | 0 | 0 | 0 | 0 | 0 | 0 | 0 | 0 | 0 | 0 | 0 | 0 | 0 | 0 | 0 | 0 | 0
[38 empty] | 0 | 0 | 0 | 0 | 0 | 0 | 0 | 0 | 0 | 0 | 0 | 0 | 0 | 0 | 0 | 0 | 0 | 0 | 0 | 0 | 0 | 0 | 0 | 0 | 0 | 0 | 0 | 0 | 0 | 0 | 0 | 0
[38 empty] | 0 | 0 | 0 | 0 | 0 | 0 | 0 | 0 | 0 | 0 | 0 | 0 | 0 | 0 | 0 | 0 | 0 | 0 | 0 | 0 | 0 | 0 | 0 | 0 | 0 | 0 | 0 | 0 | 0 | 0 | 0 | 0
| 0 | [36 empty] | 0 | 0 | 0 | 0 | 0 | 0 | 0 | 0 | 0 | 0 | 0 | 0 | 0 | 0 | 0 | 0 | 0 | 0 | 0 | 0 | 0 | 0 | 0 | 0 | 0 | 0 | 0 | 0 | 0 | 0 | 0 | 0
Diversity Factor: 0
[38 empty] | Historical Spots & Transfers | [6 empty] | Forecast Spots & Transfers
[35 empty] | Project Name | From | To | 2007 | 2008 | 2009 | 2010 | 2011 | 2012 | 2013 | 2014 | 2015 | 2016 | 2017 | 2018 | 2019 | 2020 | 2021 | 2022 | 2023 | 2024 | 2025 | 2026 | 2027 | 2028 | 2029 | 2030 | 2031 | 2032 | 2033 | 2034 | 2035 | 2036 | 2037 | 2038
| 0 | [33 empty] | Broad based demand management |  | Metford 33_11kV Tx1 | 0 | 0 | 0 | 0 | 0 | 0 | 0 | 0 | -0.00045649 | -0.0085379 | -0.0098867 | -0.01087 | -0.012837 | 0 | 0 | 0 | 0 | 0 | 0 | 0 | 0 | 0 | 0 | 0 | 0 | 0 | 0 | 0 | 0 | 0 | 0 | 0
| Diversity Factor: 0 | [33 empty] | Broad based demand management |  | Metford 33_11kV Tx2 | 0 | 0 | 0 | 0 | 0 | 0 | 0 | 0 | -0.00045649 | -0.0085379 | -0.0098867 | -0.01087 | -0.012837 | 0 | 0 | 0 | 0 | 0 | 0 | 0 | 0 | 0 | 0 | 0 | 0 | 0 | 0 | 0 | 0 | 0 | 0 | 0
[35 empty] | Decommission: Commissioning Transfers | East Maitland 33_11kV Tx1 | Metford 33_11kV Tx1 | 0 | 0 | 0 | 0 | 0 | 0 | 0 | 0 | 3.2123 | 0 | 0 | 0 | 0 | 0 | 0 | 0 | 0 | 0 | 0 | 0 | 0 | 0 | 0 | 0 | 0 | 0 | 0 | 0 | 0 | 0 | 0 | 0
[35 empty] | Decommission: Commissioning Transfers | East Maitland 33_11kV Tx1 | Metford 33_11kV Tx2 | 0 | 0 | 0 | 0 | 0 | 0 | 0 | 0 | 3.2123 | 0 | 0 | 0 | 0 | 0 | 0 | 0 | 0 | 0 | 0 | 0 | 0 | 0 | 0 | 0 | 0 | 0 | 0 | 0 | 0 | 0 | 0 | 0
| 0 | [33 empty] | Decommission: Commissioning Transfers | East Maitland 33_11kV Tx2 | Metford 33_11kV Tx1 | 0 | 0 | 0 | 0 | 0 | 0 | 0 | 0 | 3.2123 | 0 | 0 | 0 | 0 | 0 | 0 | 0 | 0 | 0 | 0 | 0 | 0 | 0 | 0 | 0 | 0 | 0 | 0 | 0 | 0 | 0 | 0 | 0
| Diversity Factor: 0 | [33 empty] | Decommission: Commissioning Transfers | East Maitland 33_11kV Tx2 | Metford 33_11kV Tx2 | 0 | 0 | 0 | 0 | 0 | 0 | 0 | 0 | 3.2123 | 0 | 0 | 0 | 0 | 0 | 0 | 0 | 0 | 0 | 0 | 0 | 0 | 0 | 0 | 0 | 0 | 0 | 0 | 0 | 0 | 0 | 0 | 0
[35 empty] | Decommission: Commissioning Transfers | East Maitland 33_11kV Tx3 | Metford 33_11kV Tx1 | 0 | 0 | 0 | 0 | 0 | 0 | 0 | 0 | 3.2123 | 0 | 0 | 0 | 0 | 0 | 0 | 0 | 0 | 0 | 0 | 0 | 0 | 0 | 0 | 0 | 0 | 0 | 0 | 0 | 0 | 0 | 0 | 0
[35 empty] | Decommission: Commissioning Transfers | East Maitland 33_11kV Tx3 | Metford 33_11kV Tx2 | 0 | 0 | 0 | 0 | 0 | 0 | 0 | 0 | 3.2123 | 0 | 0 | 0 | 0 | 0 | 0 | 0 | 0 | 0 | 0 | 0 | 0 | 0 | 0 | 0 | 0 | 0 | 0 | 0 | 0 | 0 | 0 | 0
| 0 | [33 empty] | HVCON_ID: 2000022. Greenhill Shopping Centre expansion |  | Metford 33_11kV Tx1 | 0 | 0 | 0 | 0 | 0 | 0 | 0 | 0 | 0 | 0 | 0 | 0 | 0 | 0 | 0 | 0 | 0 | 0 | 0 | 0 | 0 | 0 | 0 | 0 | 0 | 0 | 0 | 0 | 0 | 0 | 0 | 0
| Diversity Factor: 0 | [33 empty] | Econometric |  | Metford 33_11kV Tx1 | 0 | 0 | 0 | 0 | 0 | 0 | 0 | 0 | 0 | 0.10215 | 0.19041 | 0.28153 | 0.35742 | 0.36294 | 0.32578 | 0.33066 | 0.33561 | 0.34063 | 0.34571 | 0.35087 | 0.3561 | 0.3614 | 0.36677 | 0.37222 | 0.37774 | 0.38334 | 0.38902 | 0.39477 | 0.40061 | 0.40652 | 0.41252 | 0.41859
[35 empty] | Econometric |  | Metford 33_11kV Tx2 | 0 | 0 | 0 | 0 | 0 | 0 | 0 | 0 | 0 | 0.10215 | 0.19041 | 0.28153 | 0.35742 | 0.36294 | 0.32578 | 0.33066 | 0.33561 | 0.34063 | 0.34571 | 0.35087 | 0.3561 | 0.3614 | 0.36677 | 0.37222 | 0.37774 | 0.38334 | 0.38902 | 0.39477 | 0.40061 | 0.40652 | 0.41252 | 0.41859
[35 empty] | Energy Efficiency |  | Metford 33_11kV Tx1 | 0 | 0 | 0 | 0 | 0 | 0 | 0 | 0 | -0.012629 | -0.071354 | -0.11272 | -0.17464 | -0.18408 | -0.11009 | -0.079769 | -0.092518 | -0.09013 | -0.10882 | -0.080644 | -0.083168 | -0.067323 | -0.059149 | -0.064856 | -0.071028 | -0.071028 | -0.071028 | -0.071028 | -0.071028 | -0.071028 | -0.071028 | -0.071028 | -0.071028
| 0 | [33 empty] | Energy Efficiency |  | Metford 33_11kV Tx2 | 0 | 0 | 0 | 0 | 0 | 0 | 0 | 0 | -0.012629 | -0.071354 | -0.11272 | -0.17464 | -0.18408 | -0.11009 | -0.079769 | -0.092518 | -0.09013 | -0.10882 | -0.080644 | -0.083168 | -0.067323 | -0.059149 | -0.064856 | -0.071028 | -0.071028 | -0.071028 | -0.071028 | -0.071028 | -0.071028 | -0.071028 | -0.071028 | -0.071028
| Diversity Factor: 0 | [33 empty] | Solar PV |  | Metford 33_11kV Tx1 | 0 | 0 | 0 | 0 | 0 | 0 | 0 | 0 | 0 | 0 | 0 | 0 | 0 | 0 | 0 | 0 | 0 | 0 | 0 | 0 | 0 | 0 | 0 | 0 | 0 | 0 | 0 | 0 | 0 | 0 | 0 | 0
[35 empty] | Solar PV |  | Metford 33_11kV Tx2 | 0 | 0 | 0 | 0 | 0 | 0 | 0 | 0 | 0 | 0 | 0 | 0 | 0 | 0 | 0 | 0 | 0 | 0 | 0 | 0 | 0 | 0 | 0 | 0 | 0 | 0 | 0 | 0 | 0 | 0 | 0 | 0
0
Diversity Factor: 0
0
Diversity Factor: 0
0
Diversity Factor: 0
0
Diversity Factor: 0
| Weather Correction and Public Holiday Factors | [8 empty] | Forecast ROG
ROG Justification
| Actual loads for season 2013 have been weather corrected by the following: | [8 empty] | No committed transfers yet | [59 empty] | No committed transfers yet
1 | 2 | 3 | 4 | 5 | 6 | 7 | 8 | 9 | 10 | 2014 | 2015 | 2016 | 2017 | 2018 | 2019 | 2020 | 2021 | 2022 | 2023 | 2024 | 2025 | 2026 | 2027 | 2028 | 2029 | 2030 | 2031 | 2032 | 2033 | 2034 | 2035 | 2036 | 2037 | 2038
1 | 1 | 1 | 1 | 1 | 1 | 1 | 1 | 1 | 1 | 0% | 0% | 0% | 0% | 0% | 0% | 0% | 0% | 0% | 0% | 0% | 0% | 0% | 0% | 0% | 0% | 0% | 0% | 0% | 0% | 0% | 0% | 0% | 0% | 0%
Substation Load Detail
[7 empty] | Units | 2013 |  | 2014 | 2015 | 2016 | 2017 | 2018 | 2019 | 2020 | 2021 | 2022 | 2023 | 2024 | 2025 | 2026 | 2027 | 2028 | 2029 | 2030 | 2031 | 2032 | 2033 | 2034 | 2035 | 2036 | 2037 | 2038
1 | Metford 33_11kV | Compensated |  | Load (LV side) |  |  | Amps | 0 |  | 0 | 1010.287 | 1012.527 | 1019.351 | 1029.021 | 1045.203 | 1070.736 | 1095.626 | 1119.759 | 1144.675 | 1168.237 | 1195.218 | 1222.505 | 1251.98 | 1282.873 | 1313.771 | 1344.632 | 1376.094 | 1408.164 | 1440.851 | 1474.161 | 1508.102 | 1542.682 | 1577.909 | 1613.791
|  |  |  | Apparent Power |  |  | MVA | 0 | 0 | 0 | 19.2486 | 19.2912 | 19.4213 | 19.6055 | 19.9138 | 20.4003 | 20.8745 | 21.3343 | 21.809 | 22.2579 | 22.772 | 23.2919 | 23.8534 | 24.442 | 25.0307 | 25.6187 | 26.2181 | 26.8291 | 27.4519 | 28.0865 | 28.7332 | 29.392 | 30.0632 | 30.7469
|  |  |  | Real Power |  |  | MW | 0 | 0 | 0 | 18.9995 | 19.0396 | 19.1617 | 19.3345 | 19.6234 | 20.0785 | 20.5214 | 20.95 | 21.3919 | 21.8091 | 22.2863 | 22.7681 | 23.2879 | 23.832 | 24.3754 | 24.9176 | 25.4696 | 26.0318 | 26.6042 | 27.1869 | 27.7802 | 28.384 | 28.9987 | 29.6243
|  |  |  | Reactive Power |  |  | MVAr | 0 |  | 0 | 3.0863 | 3.1057 | 3.1648 | 3.2485 | 3.3884 | 3.6088 | 3.8233 | 4.0309 | 4.2449 | 4.447 | 4.6781 | 4.9115 | 5.1632 | 5.4267 | 5.6899 | 5.9525 | 6.2199 | 6.4921 | 6.7694 | 7.0516 | 7.3389 | 7.6314 | 7.9291 | 8.2321
|  |  |  | Capacitors In Service |  |  | MVAr | 0 |  | 0 | 0 | 0 | 0 | 0 | 0 | 0 | 0 | 0 | 0 | 0 | 0 | 0 | 0 | 0 | 0 | 0 | 0 | 0 | 0 | 0 | 0 | 0 | 0 | 0
|  |  |  | PF |  |  |  | 0 |  | 0 | 0.98706 | 0.98696 | 0.98663 | 0.98618 | 0.98542 | 0.98423 | 0.98308 | 0.98199 | 0.98087 | 0.97984 | 0.97867 | 0.97751 | 0.97629 | 0.97504 | 0.97382 | 0.97263 | 0.97145 | 0.97028 | 0.96912 | 0.96797 | 0.96683 | 0.96571 | 0.96459 | 0.96349
0.87056 | Diversity Factor: 0.87 | Uncompensated |  | Reactive Power |  |  | MVAr | 0 | 0 | 0 | 3.0863 | 3.1057 | 3.1648 | 3.2485 | 3.3884 | 3.6088 | 3.8233 | 4.0309 | 4.2449 | 4.447 | 4.6781 | 4.9115 | 5.1632 | 5.4267 | 5.6899 | 5.9525 | 6.2199 | 6.4921 | 6.7694 | 7.0516 | 7.3389 | 7.6314 | 7.9291 | 8.2321
|  |  |  | PF |  |  |  | 0 |  | 0 | 0.98706 | 0.98696 | 0.98663 | 0.98618 | 0.98542 | 0.98423 | 0.98308 | 0.98199 | 0.98087 | 0.97984 | 0.97867 | 0.97751 | 0.97629 | 0.97504 | 0.97382 | 0.97263 | 0.97145 | 0.97028 | 0.96912 | 0.96797 | 0.96683 | 0.96571 | 0.96459 | 0.96349
[10 empty] | 1 | 2 | 3 | 4 | 5 | 6 | 7 | 8 | 9 | 10 | 11 | 12 | 13 | 14 | 15 | 16 | 17 | 18 | 19 | 20 | 21 | 22 | 23 | 24 | 25
Transformer Load Detail
[7 empty] | Units | 2013 |  | 2014 | 2015 | 2016 | 2017 | 2018 | 2019 | 2020 | 2021 | 2022 | 2023 | 2024 | 2025 | 2026 | 2027 | 2028 | 2029 | 2030 | 2031 | 2032 | 2033 | 2034 | 2035 | 2036 | 2037 | 2038
| 0 | Compensated |  | Load (LV side) |  |  | Amps
|  |  |  | Apparent Power |  |  | MVA
|  |  |  | Real Power |  |  | MW
|  |  |  | Reactive Power |  |  | MVAr
|  |  |  | Capacitors In Service |  |  | MVAr
PF
| Zone Div: | Uncompensated |  | Reactive Power |  |  | MVAr
PF
| 0 | Compensated |  | Load (LV side) |  |  | Amps
|  |  |  | Apparent Power |  |  | MVA
|  |  |  | Real Power |  |  | MW
|  |  |  | Reactive Power |  |  | MVAr
|  |  |  | Capacitors In Service |  |  | MVAr
PF
| Zone Div: | Uncompensated |  | Reactive Power |  |  | MVAr
PF
| 0 | Compensated |  | Load (LV side) |  |  | Amps
|  |  |  | Apparent Power |  |  | MVA
|  |  |  | Real Power |  |  | MW
|  |  |  | Reactive Power |  |  | MVAr
|  |  |  | Capacitors In Service |  |  | MVAr
PF
| Zone Div: | Uncompensated |  | Reactive Power |  |  | MVAr
PF
| 0 | Compensated |  | Load (LV side) |  |  | Amps
|  |  |  | Apparent Power |  |  | MVA
|  |  |  | Real Power |  |  | MW
|  |  |  | Reactive Power |  |  | MVAr
|  |  |  | Capacitors In Service |  |  | MVAr
PF
| Zone Div: | Uncompensated |  | Reactive Power |  |  | MVAr
PF
| 0 | Compensated |  | Load (LV side) |  |  | Amps
|  |  |  | Apparent Power |  |  | MVA
|  |  |  | Real Power |  |  | MW
|  |  |  | Reactive Power |  |  | MVAr
|  |  |  | Capacitors In Service |  |  | MVAr
PF
| Zone Div: | Uncompensated |  | Reactive Power |  |  | MVAr
PF
| 0 | Compensated |  | Load (LV side) |  |  | Amps
|  |  |  | Apparent Power |  |  | MVA
|  |  |  | Real Power |  |  | MW
|  |  |  | Reactive Power |  |  | MVAr
|  |  |  | Capacitors In Service |  |  | MVAr
PF
| Zone Div: | Uncompensated |  | Reactive Power |  |  | MVAr
PF
| 0 | Compensated |  | Load (LV side) |  |  | Amps
|  |  |  | Apparent Power |  |  | MVA
|  |  |  | Real Power |  |  | MW
|  |  |  | Reactive Power |  |  | MVAr
|  |  |  | Capacitors In Service |  |  | MVAr
PF
| Zone Div: | Uncompensated |  | Reactive Power |  |  | MVAr
PF
| 0 | Compensated |  | Load (LV side) |  |  | Amps
|  |  |  | Apparent Power |  |  | MVA
|  |  |  | Real Power |  |  | MW
|  |  |  | Reactive Power |  |  | MVAr
|  |  |  | Capacitors In Service |  |  | MVAr
PF
| Zone Div: | Uncompensated |  | Reactive Power |  |  | MVAr
PF
| 0 | Compensated |  | Load (LV side) |  |  | Amps
|  |  |  | Apparent Power |  |  | MVA
|  |  |  | Real Power |  |  | MW
|  |  |  | Reactive Power |  |  | MVAr
|  |  |  | Capacitors In Service |  |  | MVAr
PF
| Zone Div: | Uncompensated |  | Reactive Power |  |  | MVAr
PF
| 0 | Compensated |  | Load (LV side) |  |  | Amps
|  |  |  | Apparent Power |  |  | MVA
|  |  |  | Real Power |  |  | MW
|  |  |  | Reactive Power |  |  | MVAr
|  |  |  | Capacitors In Service |  |  | MVAr
PF
| Zone Div: | Uncompensated |  | Reactive Power |  |  | MVAr
PF

## Rutherford 33_11kV
| Rutherford 33_11kV | [16 empty] | 2014 | WINTER
| Substation Total Loads | [33 empty] | Spots & Transfers Detail
| Historical Loads | (11kV MVA) | [7 empty] | Weather Corrected Forecast Loads |  |  |  | (11kV MVA) | [20 empty] | Spots & Transfers Summary | (11kV MVA) |  | Historical Spots & Transfers | [6 empty] | Forecast Spots & Transfers
|  | 2007 | 2008 | 2009 | 2010 | 2011 | 2012 | 2013 |  | 2014 | 2015 | 2016 | 2017 | 2018 | 2019 | 2020 | 2021 | 2022 | 2023 | 2024 | 2025 | 2026 | 2027 | 2028 | 2029 | 2030 | 2031 | 2032 | 2033 | 2034 | 2035 | 2036 | 2037 | 2038 |  |  |  | 2007 | 2008 | 2009 | 2010 | 2011 | 2012 | 2013 | 2014 | 2015 | 2016 | 2017 | 2018 | 2019 | 2020 | 2021 | 2022 | 2023 | 2024 | 2025 | 2026 | 2027 | 2028 | 2029 | 2030 | 2031 | 2032 | 2033 | 2034 | 2035 | 2036 | 2037 | 2038
| Total | 19.5 | 21.2 | 17.9 | 18.1 | 20.214 | 21.154 | 20.324 |  | 18.1821 | 18.5591 | 18.4425 | 18.6734 | 19.1835 | 20.1128 | 21.2274 | 21.9572 | 22.8915 | 23.8484 | 24.7823 | 25.7895 | 26.8101 | 27.8844 | 28.8254 | 29.9046 | 30.9914 | 32.0991 | 33.2275 | 34.3765 | 35.546 | 36.7359 | 37.9463 | 39.177 | 40.4282 |  |  | Total | 0 | -0.35438 | -0.80021 | 0 | 3.5628 | 0 | 0.64779 | -0.070291 | 0.80613 | 0.15724 | 0.38077 | 0.53328 | 0.96851 | 1.1568 | 0.99958 | 1.0057 | 1.0235 | 0.99361 | 1.0662 | 1.0756 | 1.1275 | 1.161 | 1.1651 | 1.1665 | 1.1828 | 1.1993 | 1.2159 | 1.2328 | 1.2499 | 1.2672 | 1.2848 | 1.3025
| Firm Rating | 0 | 0 | 0 | 24.6 | 38 | 38.11 | 38.11 |  | 38.11 | 38.11 | 38.11 | 38.11 | 38.11 | 38.11 | 38.11 | 38.11 | 38.11 | 38.11 | 38.11 | 38.11 | 38.11 | 38.11 | 38.11 | 38.11 | 38.11 | 38.11 | 38.11 | 38.11 | 38.11 | 38.11 | 38.11 | 38.11 | 38.11
| Total Capacity | 0 | 0 | 0 | 36.7778 | 66 | 76.21 | 76.21 |  | 76.21 | 76.21 | 76.21 | 76.21 | 76.21 | 76.21 | 76.21 | 76.21 | 76.21 | 76.21 | 76.21 | 76.21 | 76.21 | 76.21 | 76.21 | 76.21 | 76.21 | 76.21 | 76.21 | 76.21 | 76.21 | 76.21 | 76.21 | 76.21 | 76.21 |  |  | Rutherford 33_11kV Tx1 | 0 | -0.16226 | -0.36639 | 0 | -0.81926 | 0 | 0.22863 | -0.032184 | -0.014734 | 0.071996 | 0.17434 | 0.24417 | 0.44345 | 0.52967 | 0.45768 | 0.46046 | 0.46864 | 0.45494 | 0.48816 | 0.49246 | 0.51624 | 0.5316 | 0.53345 | 0.53411 | 0.54156 | 0.5491 | 0.55674 | 0.56447 | 0.5723 | 0.58023 | 0.58825 | 0.59638
|  | -7 | -6 | -5 | -4 | -3 | -2 | -1 |  | 0 | 1 | 2 | 3 | 4 | 5 | 6 | 7 | 8 | 9 | 10 | 11 | 12 | 13 | 14 | 15 | 16 | 17 | 18 | 19 | 20 | 21 | 22 | 23 | 24 |  |  | Rutherford 33_11kV Tx2 | 0 | -0.19212 | -0.43382 | 0 | 4.3821 | 0 | 0.41916 | -0.038107 | 0.82087 | 0.085246 | 0.20643 | 0.28911 | 0.52506 | 0.62715 | 0.5419 | 0.5452 | 0.55488 | 0.53867 | 0.578 | 0.58309 | 0.61124 | 0.62943 | 0.63162 | 0.6324 | 0.64122 | 0.65015 | 0.6592 | 0.66835 | 0.67762 | 0.68701 | 0.69651 | 0.70613
| Transformer Loads | [36 empty] | 0 | 0 | 0 | 0 | 0 | 0 | 0 | 0 | 0 | 0 | 0 | 0 | 0 | 0 | 0 | 0 | 0 | 0 | 0 | 0 | 0 | 0 | 0 | 0 | 0 | 0 | 0 | 0 | 0 | 0 | 0 | 0
| Historical Loads | (11kV MVA) | [7 empty] | 0: Weather Corrected Forecast Loads; 4: (11kV MVA) |  |  |  | 0 | 0 | 0 | 0 | 0 | 0 | 0 | 0 | 0 | 0 | 0 | 0 | 0 | 0 | 0 | 0 | 0 | 0 | 0 | 0 | 0 | 0 | 0 | 0 | 0 | 0 | 0 | 0 | 0 | 0 | 0 | 0
|  | 2007 | 2008 | 2009 | 2010 | 2011 | 2012 | 2013 |  | 2014 | 2015 | 2016 | 2017 | 2018 | 2019 | 2020 | 2021 | 2022 | 2023 | 2024 | 2025 | 2026 | 2027 | 2028 | 2029 | 2030 | 2031 | 2032 | 2033 | 2034 | 2035 | 2036 | 2037 | 2038 |  |  |  | 0 | 0 | 0 | 0 | 0 | 0 | 0 | 0 | 0 | 0 | 0 | 0 | 0 | 0 | 0 | 0 | 0 | 0 | 0 | 0 | 0 | 0 | 0 | 0 | 0 | 0 | 0 | 0 | 0 | 0 | 0 | 0
| 0 | [36 empty] | 0 | 0 | 0 | 0 | 0 | 0 | 0 | 0 | 0 | 0 | 0 | 0 | 0 | 0 | 0 | 0 | 0 | 0 | 0 | 0 | 0 | 0 | 0 | 0 | 0 | 0 | 0 | 0 | 0 | 0 | 0 | 0
| Diversity Factor: 0 | [36 empty] | 0 | 0 | 0 | 0 | 0 | 0 | 0 | 0 | 0 | 0 | 0 | 0 | 0 | 0 | 0 | 0 | 0 | 0 | 0 | 0 | 0 | 0 | 0 | 0 | 0 | 0 | 0 | 0 | 0 | 0 | 0 | 0
[38 empty] | 0 | 0 | 0 | 0 | 0 | 0 | 0 | 0 | 0 | 0 | 0 | 0 | 0 | 0 | 0 | 0 | 0 | 0 | 0 | 0 | 0 | 0 | 0 | 0 | 0 | 0 | 0 | 0 | 0 | 0 | 0 | 0
[38 empty] | 0 | 0 | 0 | 0 | 0 | 0 | 0 | 0 | 0 | 0 | 0 | 0 | 0 | 0 | 0 | 0 | 0 | 0 | 0 | 0 | 0 | 0 | 0 | 0 | 0 | 0 | 0 | 0 | 0 | 0 | 0 | 0
| 0 | [36 empty] | 0 | 0 | 0 | 0 | 0 | 0 | 0 | 0 | 0 | 0 | 0 | 0 | 0 | 0 | 0 | 0 | 0 | 0 | 0 | 0 | 0 | 0 | 0 | 0 | 0 | 0 | 0 | 0 | 0 | 0 | 0 | 0
Diversity Factor: 0
[38 empty] | Historical Spots & Transfers | [6 empty] | Forecast Spots & Transfers
[35 empty] | Project Name | From | To | 2007 | 2008 | 2009 | 2010 | 2011 | 2012 | 2013 | 2014 | 2015 | 2016 | 2017 | 2018 | 2019 | 2020 | 2021 | 2022 | 2023 | 2024 | 2025 | 2026 | 2027 | 2028 | 2029 | 2030 | 2031 | 2032 | 2033 | 2034 | 2035 | 2036 | 2037 | 2038
| 0 | [33 empty] | Broad based demand management |  | Rutherford 33_11kV Tx1 | 0 | 0 | 0 | 0 | 0 | 0 | 0 | 0 | -0.00031475 | -0.0078242 | -0.0089695 | -0.0096472 | -0.011004 | 0 | 0 | 0 | 0 | 0 | 0 | 0 | 0 | 0 | 0 | 0 | 0 | 0 | 0 | 0 | 0 | 0 | 0 | 0
| Diversity Factor: 0 | [33 empty] | Broad based demand management |  | Rutherford 33_11kV Tx2 | 0 | 0 | 0 | 0 | 0 | 0 | 0 | 0 | -0.00037268 | -0.0092641 | -0.01062 | -0.011423 | -0.013029 | 0 | 0 | 0 | 0 | 0 | 0 | 0 | 0 | 0 | 0 | 0 | 0 | 0 | 0 | 0 | 0 | 0 | 0 | 0
[35 empty] | DNP_ID: 2061. From Rutherford - 23/1/08 SAO | Rutherford 33_11kV Tx1 | Telarah 33_11kV Tx1 | 0 | 0.1832 | 0 | 0 | 0 | 0 | 0 | 0 | 0 | 0 | 0 | 0 | 0 | 0 | 0 | 0 | 0 | 0 | 0 | 0 | 0 | 0 | 0 | 0 | 0 | 0 | 0 | 0 | 0 | 0 | 0 | 0
[35 empty] | DNP_ID: 2061. From Rutherford - 23/1/08 SAO | Rutherford 33_11kV Tx1 | Telarah 33_11kV Tx2 | 0 | 0.1832 | 0 | 0 | 0 | 0 | 0 | 0 | 0 | 0 | 0 | 0 | 0 | 0 | 0 | 0 | 0 | 0 | 0 | 0 | 0 | 0 | 0 | 0 | 0 | 0 | 0 | 0 | 0 | 0 | 0 | 0
| 0 | [33 empty] | DNP_ID: 2061. From Rutherford - 23/1/08 SAO | Rutherford 33_11kV Tx2 | Telarah 33_11kV Tx1 | 0 | 0.21691 | 0 | 0 | 0 | 0 | 0 | 0 | 0 | 0 | 0 | 0 | 0 | 0 | 0 | 0 | 0 | 0 | 0 | 0 | 0 | 0 | 0 | 0 | 0 | 0 | 0 | 0 | 0 | 0 | 0 | 0
| Diversity Factor: 0 | [33 empty] | DNP_ID: 2061. From Rutherford - 23/1/08 SAO | Rutherford 33_11kV Tx2 | Telarah 33_11kV Tx2 | 0 | 0.21691 | 0 | 0 | 0 | 0 | 0 | 0 | 0 | 0 | 0 | 0 | 0 | 0 | 0 | 0 | 0 | 0 | 0 | 0 | 0 | 0 | 0 | 0 | 0 | 0 | 0 | 0 | 0 | 0 | 0 | 0
[35 empty] | DNP_ID: 2062. From Rutherford - 9/10/08 SAO | Rutherford 33_11kV Tx1 | Telarah 33_11kV Tx1 | 0 | 0 | 0.1832 | 0 | 0 | 0 | 0 | 0 | 0 | 0 | 0 | 0 | 0 | 0 | 0 | 0 | 0 | 0 | 0 | 0 | 0 | 0 | 0 | 0 | 0 | 0 | 0 | 0 | 0 | 0 | 0 | 0
[35 empty] | DNP_ID: 2062. From Rutherford - 9/10/08 SAO | Rutherford 33_11kV Tx1 | Telarah 33_11kV Tx2 | 0 | 0 | 0.1832 | 0 | 0 | 0 | 0 | 0 | 0 | 0 | 0 | 0 | 0 | 0 | 0 | 0 | 0 | 0 | 0 | 0 | 0 | 0 | 0 | 0 | 0 | 0 | 0 | 0 | 0 | 0 | 0 | 0
| 0 | [33 empty] | DNP_ID: 2062. From Rutherford - 9/10/08 SAO | Rutherford 33_11kV Tx2 | Telarah 33_11kV Tx1 | 0 | 0 | 0.21691 | 0 | 0 | 0 | 0 | 0 | 0 | 0 | 0 | 0 | 0 | 0 | 0 | 0 | 0 | 0 | 0 | 0 | 0 | 0 | 0 | 0 | 0 | 0 | 0 | 0 | 0 | 0 | 0 | 0
| Diversity Factor: 0 | [33 empty] | DNP_ID: 2062. From Rutherford - 9/10/08 SAO | Rutherford 33_11kV Tx2 | Telarah 33_11kV Tx2 | 0 | 0 | 0.21691 | 0 | 0 | 0 | 0 | 0 | 0 | 0 | 0 | 0 | 0 | 0 | 0 | 0 | 0 | 0 | 0 | 0 | 0 | 0 | 0 | 0 | 0 | 0 | 0 | 0 | 0 | 0 | 0 | 0
[35 empty] | DNP_ID: 6770. 4.4MVA Load Transfer Telarah To Rutherford | Rutherford 33_11kV Tx1 | Rutherford 33_11kV Tx2 | 0 | 0 | 0 | 0 | 0.81926 | 0 | 0 | 0 | 0 | 0 | 0 | 0 | 0 | 0 | 0 | 0 | 0 | 0 | 0 | 0 | 0 | 0 | 0 | 0 | 0 | 0 | 0 | 0 | 0 | 0 | 0 | 0
[35 empty] | DNP_ID: 6770. 4.4MVA Load Transfer Telarah To Rutherford | Telarah 33_11kV Tx1 | Rutherford 33_11kV Tx2 | 0 | 0 | 0 | 0 | 1.7814 | 0 | 0 | 0 | 0 | 0 | 0 | 0 | 0 | 0 | 0 | 0 | 0 | 0 | 0 | 0 | 0 | 0 | 0 | 0 | 0 | 0 | 0 | 0 | 0 | 0 | 0 | 0
| 0 | [33 empty] | DNP_ID: 6770. 4.4MVA Load Transfer Telarah To Rutherford | Telarah 33_11kV Tx2 | Rutherford 33_11kV Tx2 | 0 | 0 | 0 | 0 | 1.7814 | 0 | 0 | 0 | 0 | 0 | 0 | 0 | 0 | 0 | 0 | 0 | 0 | 0 | 0 | 0 | 0 | 0 | 0 | 0 | 0 | 0 | 0 | 0 | 0 | 0 | 0 | 0
| Diversity Factor: 0 | [33 empty] | DNP_ID: 6950. Rutherford 11kV Feeder 29876 - Mustang Drive Interconnection | Rutherford 33_11kV Tx2 | Rutherford 33_11kV Tx1 | 0 | 0 | 0 | 0 | 0 | 0 | 0.22863 | 0 | 0 | 0 | 0 | 0 | 0 | 0 | 0 | 0 | 0 | 0 | 0 | 0 | 0 | 0 | 0 | 0 | 0 | 0 | 0 | 0 | 0 | 0 | 0 | 0
[35 empty] | DNP_ID: 7135. Transfer off Tealarah 48010 to avoid transducer saturation | Telarah 33_11kV Tx1 | Rutherford 33_11kV Tx2 | 0 | 0 | 0 | 0 | 0 | 0 | 0.15242 | 0 | 0 | 0 | 0 | 0 | 0 | 0 | 0 | 0 | 0 | 0 | 0 | 0 | 0 | 0 | 0 | 0 | 0 | 0 | 0 | 0 | 0 | 0 | 0 | 0
[35 empty] | DNP_ID: 7135. Transfer off Tealarah 48010 to avoid transducer saturation | Telarah 33_11kV Tx2 | Rutherford 33_11kV Tx2 | 0 | 0 | 0 | 0 | 0 | 0 | 0.15242 | 0 | 0 | 0 | 0 | 0 | 0 | 0 | 0 | 0 | 0 | 0 | 0 | 0 | 0 | 0 | 0 | 0 | 0 | 0 | 0 | 0 | 0 | 0 | 0 | 0
| 0 | [33 empty] | HVCON_ID: 2000026. Alexandra St Kiosks 2007 |  | Rutherford 33_11kV Tx1 | 0 | 0.20413 | 0 | 0 | 0 | 0 | 0 | 0 | 0 | 0 | 0 | 0 | 0 | 0 | 0 | 0 | 0 | 0 | 0 | 0 | 0 | 0 | 0 | 0 | 0 | 0 | 0 | 0 | 0 | 0 | 0 | 0
| Diversity Factor: 0 | [33 empty] | HVCON_ID: 2000026. Alexandra St Kiosks 2007 |  | Rutherford 33_11kV Tx2 | 0 | 0.2417 | 0 | 0 | 0 | 0 | 0 | 0 | 0 | 0 | 0 | 0 | 0 | 0 | 0 | 0 | 0 | 0 | 0 | 0 | 0 | 0 | 0 | 0 | 0 | 0 | 0 | 0 | 0 | 0 | 0 | 0
[35 empty] | HVCON_ID: 2000027. HP332-08 - P&H Minepro - See Hvcon #2000029 (greg Smith 30-04-2013) |  | Rutherford 33_11kV Tx1 | 0 | 0 | 0 | 0 | 0 | 0 | 0 | 0 | 0 | 0 | 0 | 0 | 0 | 0 | 0 | 0 | 0 | 0 | 0 | 0 | 0 | 0 | 0 | 0 | 0 | 0 | 0 | 0 | 0 | 0 | 0 | 0
[35 empty] | HVCON_ID: 2000027. HP332-08 - P&H Minepro - See Hvcon #2000029 (greg Smith 30-04-2013) |  | Rutherford 33_11kV Tx2 | 0 | 0 | 0 | 0 | 0 | 0 | 0 | 0 | 0 | 0 | 0 | 0 | 0 | 0 | 0 | 0 | 0 | 0 | 0 | 0 | 0 | 0 | 0 | 0 | 0 | 0 | 0 | 0 | 0 | 0 | 0 | 0
| 0 | [33 empty] | HVCON_ID: 2000028. St Helena Tourist Village 2008 |  | Rutherford 33_11kV Tx1 | 0 | 0 | 0 | 0 | 0 | 0 | 0 | 0 | 0 | 0 | 0 | 0 | 0 | 0 | 0 | 0 | 0 | 0 | 0 | 0 | 0 | 0 | 0 | 0 | 0 | 0 | 0 | 0 | 0 | 0 | 0 | 0
| Diversity Factor: 0 | [33 empty] | HVCON_ID: 2000028. St Helena Tourist Village 2008 |  | Rutherford 33_11kV Tx2 | 0 | 0 | 0 | 0 | 0 | 0 | 0 | 0 | 0 | 0 | 0 | 0 | 0 | 0 | 0 | 0 | 0 | 0 | 0 | 0 | 0 | 0 | 0 | 0 | 0 | 0 | 0 | 0 | 0 | 0 | 0 | 0
[35 empty] | HVCON_ID: 2000029. HP332-08 - P&H Minepro |  | Rutherford 33_11kV Tx2 | 0 | 0 | 0 | 0 | 0 | 0 | 0.34295 | 0 | 0.83831 | 0 | 0 | 0 | 0 | 0 | 0 | 0 | 0 | 0 | 0 | 0 | 0 | 0 | 0 | 0 | 0 | 0 | 0 | 0 | 0 | 0 | 0 | 0
[35 empty] | Econometric |  | Rutherford 33_11kV Tx1 | 0 | 0 | 0 | 0 | 0 | 0 | 0 | 0 | 0 | 0.14435 | 0.28292 | 0.40736 | 0.61373 | 0.62144 | 0.51758 | 0.5323 | 0.53905 | 0.54589 | 0.55281 | 0.55981 | 0.5669 | 0.57408 | 0.58135 | 0.58872 | 0.59617 | 0.60371 | 0.61135 | 0.61908 | 0.62691 | 0.63484 | 0.64286 | 0.65099
| 0 | [33 empty] | Econometric |  | Rutherford 33_11kV Tx2 | 0 | 0 | 0 | 0 | 0 | 0 | 0 | 0 | 0 | 0.17092 | 0.33499 | 0.48233 | 0.72668 | 0.7358 | 0.61282 | 0.63026 | 0.63825 | 0.64634 | 0.65454 | 0.66283 | 0.67123 | 0.67973 | 0.68834 | 0.69705 | 0.70588 | 0.71481 | 0.72385 | 0.73301 | 0.74228 | 0.75167 | 0.76117 | 0.77079
| Diversity Factor: 0 | [33 empty] | Energy Efficiency |  | Rutherford 33_11kV Tx1 | 0 | 0 | 0 | 0 | 0 | 0 | 0 | -0.032184 | -0.014419 | -0.064532 | -0.099607 | -0.15354 | -0.15928 | -0.091769 | -0.059897 | -0.071837 | -0.070413 | -0.090942 | -0.064643 | -0.067347 | -0.050668 | -0.042483 | -0.047906 | -0.05461 | -0.05461 | -0.05461 | -0.05461 | -0.05461 | -0.05461 | -0.05461 | -0.05461 | -0.05461
[35 empty] | Energy Efficiency |  | Rutherford 33_11kV Tx2 | 0 | 0 | 0 | 0 | 0 | 0 | 0 | -0.038107 | -0.017073 | -0.076408 | -0.11794 | -0.1818 | -0.18859 | -0.10866 | -0.070919 | -0.085057 | -0.083371 | -0.10768 | -0.076539 | -0.07974 | -0.059993 | -0.050301 | -0.056722 | -0.064659 | -0.064659 | -0.064659 | -0.064659 | -0.064659 | -0.064659 | -0.064659 | -0.064659 | -0.064659
[35 empty] | Solar PV |  | Rutherford 33_11kV Tx1 | 0 | 0 | 0 | 0 | 0 | 0 | 0 | 0 | 0 | 0 | 0 | 0 | 0 | 0 | 0 | 0 | 0 | 0 | 0 | 0 | 0 | 0 | 0 | 0 | 0 | 0 | 0 | 0 | 0 | 0 | 0 | 0
| 0 | [33 empty] | Solar PV |  | Rutherford 33_11kV Tx2 | 0 | 0 | 0 | 0 | 0 | 0 | 0 | 0 | 0 | 0 | 0 | 0 | 0 | 0 | 0 | 0 | 0 | 0 | 0 | 0 | 0 | 0 | 0 | 0 | 0 | 0 | 0 | 0 | 0 | 0 | 0 | 0
Diversity Factor: 0
| Weather Correction and Public Holiday Factors | [8 empty] | Forecast ROG
ROG Justification
| Actual loads for season 2013 have been weather corrected by the following: | [6 empty] | 1.342% |  | 7 year ROG ok | [59 empty] | 7 year ROG ok
1 | 2 | 3 | 4 | 5 | 6 | 7 | 8 | 9 | 10 | 2014 | 2015 | 2016 | 2017 | 2018 | 2019 | 2020 | 2021 | 2022 | 2023 | 2024 | 2025 | 2026 | 2027 | 2028 | 2029 | 2030 | 2031 | 2032 | 2033 | 2034 | 2035 | 2036 | 2037 | 2038
0.9791 | 0.95864 | 0.94528 | 0.9387 | 0.9387 | 0.9387 | 0.9387 | 0.9387 | 0.9387 | 0.9387 | -2.09% | -2.09% | -1.393% | -0.696% | 0% | 0% | 0% | 0% | 0% | 0% | 0% | 0% | 0% | 0% | 0% | 0% | 0% | 0% | 0% | 0% | 0% | 0% | 0% | 0% | 0%
Substation Load Detail
[7 empty] | Units | 2013 |  | 2014 | 2015 | 2016 | 2017 | 2018 | 2019 | 2020 | 2021 | 2022 | 2023 | 2024 | 2025 | 2026 | 2027 | 2028 | 2029 | 2030 | 2031 | 2032 | 2033 | 2034 | 2035 | 2036 | 2037 | 2038
1 | Rutherford 33_11kV | Compensated |  | Load (LV side) |  |  | Amps | 0 |  | 954.3136 | 974.0995 | 967.9814 | 980.1024 | 1006.871 | 1055.648 | 1114.15 | 1152.455 | 1201.493 | 1251.714 | 1300.735 | 1353.596 | 1407.165 | 1463.553 | 1512.941 | 1569.586 | 1626.628 | 1684.766 | 1743.991 | 1804.297 | 1865.679 | 1928.135 | 1991.662 | 2056.261 | 2121.931
|  |  |  | Apparent Power |  |  | MVA | 20.324 | 20.14 | 18.1821 | 18.5591 | 18.4425 | 18.6734 | 19.1835 | 20.1128 | 21.2274 | 21.9572 | 22.8915 | 23.8484 | 24.7823 | 25.7895 | 26.8101 | 27.8844 | 28.8254 | 29.9046 | 30.9914 | 32.0991 | 33.2275 | 34.3765 | 35.546 | 36.7359 | 37.9463 | 39.177 | 40.4282
|  |  |  | Real Power |  |  | MW | 18.732 | 18.5624 | 18.1095 | 18.4739 | 18.3613 | 18.5843 | 19.0758 | 19.9684 | 21.0346 | 21.9559 | 22.8828 | 23.8261 | 24.7419 | 25.7246 | 26.7158 | 27.755 | 28.8251 | 29.8989 | 30.974 | 32.0641 | 33.1695 | 34.2902 | 35.4264 | 36.5784 | 37.7464 | 38.9305 | 40.131
|  |  |  | Reactive Power |  |  | MVAr | 0 |  | 1.6232 | 1.7766 | 1.7292 | 1.8231 | 2.03 | 2.4057 | 2.8545 | 0.24235 | 0.63252 | 1.0296 | 1.4151 | 1.8288 | 2.2461 | 2.6835 | 0.13395 | 0.58596 | 1.0385 | 1.4974 | 1.9627 | 2.4345 | 2.9128 | 3.3977 | 3.8894 | 4.3878 | 4.8932
|  |  |  | Capacitors In Service |  |  | MVAr | 0 |  | 6 | 6 | 6 | 6 | 6 | 6 | 6 | 9 | 9 | 9 | 9 | 9 | 9 | 9 | 12 | 12 | 12 | 12 | 12 | 12 | 12 | 12 | 12 | 12 | 12
|  |  |  | PF |  |  |  | 0.92167 |  | 0.99601 | 0.99541 | 0.99559 | 0.99522 | 0.99438 | 0.99282 | 0.99092 | 0.99994 | 0.99962 | 0.99907 | 0.99837 | 0.99748 | 0.99648 | 0.99536 | 0.99999 | 0.99981 | 0.99944 | 0.99891 | 0.99825 | 0.99749 | 0.99664 | 0.99571 | 0.99473 | 0.99371 | 0.99265
0.92633 | Diversity Factor: 0.93 | Uncompensated |  | Reactive Power |  |  | MVAr | 0 | 7.8139 | 7.6232 | 7.7766 | 7.7292 | 7.8231 | 8.03 | 8.4057 | 8.8545 | 9.2423 | 9.6325 | 10.0296 | 10.4151 | 10.8288 | 11.2461 | 11.6835 | 12.1339 | 12.586 | 13.0385 | 13.4974 | 13.9627 | 14.4345 | 14.9128 | 15.3977 | 15.8894 | 16.3878 | 16.8932
|  |  |  | PF |  |  |  | 0.92167 |  | 0.92167 | 0.92167 | 0.92167 | 0.92167 | 0.92167 | 0.92167 | 0.92167 | 0.92167 | 0.92167 | 0.92167 | 0.92167 | 0.92167 | 0.92167 | 0.92167 | 0.92167 | 0.92167 | 0.92167 | 0.92167 | 0.92167 | 0.92167 | 0.92167 | 0.92167 | 0.92167 | 0.92167 | 0.92167
[10 empty] | 1 | 2 | 3 | 4 | 5 | 6 | 7 | 8 | 9 | 10 | 11 | 12 | 13 | 14 | 15 | 16 | 17 | 18 | 19 | 20 | 21 | 22 | 23 | 24 | 25
Transformer Load Detail
[7 empty] | Units | 2013 |  | 2014 | 2015 | 2016 | 2017 | 2018 | 2019 | 2020 | 2021 | 2022 | 2023 | 2024 | 2025 | 2026 | 2027 | 2028 | 2029 | 2030 | 2031 | 2032 | 2033 | 2034 | 2035 | 2036 | 2037 | 2038
| 0 | Compensated |  | Load (LV side) |  |  | Amps
|  |  |  | Apparent Power |  |  | MVA
|  |  |  | Real Power |  |  | MW
|  |  |  | Reactive Power |  |  | MVAr
|  |  |  | Capacitors In Service |  |  | MVAr
PF
| Zone Div: | Uncompensated |  | Reactive Power |  |  | MVAr
PF
| 0 | Compensated |  | Load (LV side) |  |  | Amps
|  |  |  | Apparent Power |  |  | MVA
|  |  |  | Real Power |  |  | MW
|  |  |  | Reactive Power |  |  | MVAr
|  |  |  | Capacitors In Service |  |  | MVAr
PF
| Zone Div: | Uncompensated |  | Reactive Power |  |  | MVAr
PF
| 0 | Compensated |  | Load (LV side) |  |  | Amps
|  |  |  | Apparent Power |  |  | MVA
|  |  |  | Real Power |  |  | MW
|  |  |  | Reactive Power |  |  | MVAr
|  |  |  | Capacitors In Service |  |  | MVAr
PF
| Zone Div: | Uncompensated |  | Reactive Power |  |  | MVAr
PF
| 0 | Compensated |  | Load (LV side) |  |  | Amps
|  |  |  | Apparent Power |  |  | MVA
|  |  |  | Real Power |  |  | MW
|  |  |  | Reactive Power |  |  | MVAr
|  |  |  | Capacitors In Service |  |  | MVAr
PF
| Zone Div: | Uncompensated |  | Reactive Power |  |  | MVAr
PF
| 0 | Compensated |  | Load (LV side) |  |  | Amps
|  |  |  | Apparent Power |  |  | MVA
|  |  |  | Real Power |  |  | MW
|  |  |  | Reactive Power |  |  | MVAr
|  |  |  | Capacitors In Service |  |  | MVAr
PF
| Zone Div: | Uncompensated |  | Reactive Power |  |  | MVAr
PF
| 0 | Compensated |  | Load (LV side) |  |  | Amps
|  |  |  | Apparent Power |  |  | MVA
|  |  |  | Real Power |  |  | MW
|  |  |  | Reactive Power |  |  | MVAr
|  |  |  | Capacitors In Service |  |  | MVAr
PF
| Zone Div: | Uncompensated |  | Reactive Power |  |  | MVAr
PF
| 0 | Compensated |  | Load (LV side) |  |  | Amps
|  |  |  | Apparent Power |  |  | MVA
|  |  |  | Real Power |  |  | MW
|  |  |  | Reactive Power |  |  | MVAr
|  |  |  | Capacitors In Service |  |  | MVAr
PF
| Zone Div: | Uncompensated |  | Reactive Power |  |  | MVAr
PF
| 0 | Compensated |  | Load (LV side) |  |  | Amps
|  |  |  | Apparent Power |  |  | MVA
|  |  |  | Real Power |  |  | MW
|  |  |  | Reactive Power |  |  | MVAr
|  |  |  | Capacitors In Service |  |  | MVAr
PF
| Zone Div: | Uncompensated |  | Reactive Power |  |  | MVAr
PF
| 0 | Compensated |  | Load (LV side) |  |  | Amps
|  |  |  | Apparent Power |  |  | MVA
|  |  |  | Real Power |  |  | MW
|  |  |  | Reactive Power |  |  | MVAr
|  |  |  | Capacitors In Service |  |  | MVAr
PF
| Zone Div: | Uncompensated |  | Reactive Power |  |  | MVAr
PF
| 0 | Compensated |  | Load (LV side) |  |  | Amps
|  |  |  | Apparent Power |  |  | MVA
|  |  |  | Real Power |  |  | MW
|  |  |  | Reactive Power |  |  | MVAr
|  |  |  | Capacitors In Service |  |  | MVAr
PF
| Zone Div: | Uncompensated |  | Reactive Power |  |  | MVAr
PF

## Tarro 33_11kV
| Tarro 33_11kV | [16 empty] | 2014 | WINTER
| Substation Total Loads | [33 empty] | Spots & Transfers Detail
| Historical Loads | (11kV MVA) | [7 empty] | Weather Corrected Forecast Loads |  |  |  | (11kV MVA) | [20 empty] | Spots & Transfers Summary | (11kV MVA) |  | Historical Spots & Transfers | [6 empty] | Forecast Spots & Transfers
|  | 2007 | 2008 | 2009 | 2010 | 2011 | 2012 | 2013 |  | 2014 | 2015 | 2016 | 2017 | 2018 | 2019 | 2020 | 2021 | 2022 | 2023 | 2024 | 2025 | 2026 | 2027 | 2028 | 2029 | 2030 | 2031 | 2032 | 2033 | 2034 | 2035 | 2036 | 2037 | 2038 |  |  |  | 2007 | 2008 | 2009 | 2010 | 2011 | 2012 | 2013 | 2014 | 2015 | 2016 | 2017 | 2018 | 2019 | 2020 | 2021 | 2022 | 2023 | 2024 | 2025 | 2026 | 2027 | 2028 | 2029 | 2030 | 2031 | 2032 | 2033 | 2034 | 2035 | 2036 | 2037 | 2038
| Total | 21.5 | 20.7 | 17.4 | 20 | 18.463 | 18.978 | 18.277 |  | 17.8295 | 17.7684 | 17.8916 | 18.0834 | 18.3054 | 18.762 | 19.2613 | 19.6959 | 20.1458 | 20.6049 | 21.0414 | 21.5233 | 22.0088 | 22.5263 | 23.0636 | 23.6009 | 24.1364 | 24.6801 | 25.2319 | 25.7921 | 26.3606 | 26.9377 | 27.5235 | 28.118 | 28.7213 |  |  | Total | 0 | 0.44583 | -2.2863 | 0 | 0 | 0 | 0 | -1.4908 | -0.15414 | 0.061425 | 0.16068 | 0.22198 | 0.45662 | 0.49929 | 0.43458 | 0.4499 | 0.45914 | 0.43644 | 0.48186 | 0.48551 | 0.51757 | 0.53727 | 0.53734 | 0.53552 | 0.54362 | 0.55184 | 0.56015 | 0.56857 | 0.5771 | 0.58574 | 0.59449 | 0.60336
| Firm Rating | 0 | 0 | 0 | 22.9 | 22.9 | 22.86 | 23.82 |  | 23.82 | 23.82 | 23.82 | 23.82 | 23.82 | 23.82 | 23.82 | 23.82 | 23.82 | 23.82 | 23.82 | 23.82 | 23.82 | 23.82 | 23.82 | 23.82 | 23.82 | 23.82 | 23.82 | 23.82 | 23.82 | 23.82 | 23.82 | 23.82 | 23.82
| Total Capacity | 0 | 0 | 0 | 45.7 | 45.7 | 45.73 | 47.63 |  | 47.63 | 47.63 | 47.63 | 47.63 | 47.63 | 47.63 | 47.63 | 47.63 | 47.63 | 47.63 | 47.63 | 47.63 | 47.63 | 47.63 | 47.63 | 47.63 | 47.63 | 47.63 | 47.63 | 47.63 | 47.63 | 47.63 | 47.63 | 47.63 | 47.63 |  |  | Tarro 33_11kV Tx1 | 0 | 0.22291 | -1.1432 | 0 | 0 | 0 | 0 | -0.74541 | -0.077072 | 0.030712 | 0.08034 | 0.11099 | 0.22831 | 0.24964 | 0.21729 | 0.22495 | 0.22957 | 0.21822 | 0.24093 | 0.24276 | 0.25879 | 0.26863 | 0.26867 | 0.26776 | 0.27181 | 0.27592 | 0.28008 | 0.28429 | 0.28855 | 0.29287 | 0.29725 | 0.30168
|  | -7 | -6 | -5 | -4 | -3 | -2 | -1 |  | 0 | 1 | 2 | 3 | 4 | 5 | 6 | 7 | 8 | 9 | 10 | 11 | 12 | 13 | 14 | 15 | 16 | 17 | 18 | 19 | 20 | 21 | 22 | 23 | 24 |  |  | Tarro 33_11kV Tx2 | 0 | 0.22291 | -1.1432 | 0 | 0 | 0 | 0 | -0.74541 | -0.077072 | 0.030712 | 0.08034 | 0.11099 | 0.22831 | 0.24964 | 0.21729 | 0.22495 | 0.22957 | 0.21822 | 0.24093 | 0.24276 | 0.25879 | 0.26863 | 0.26867 | 0.26776 | 0.27181 | 0.27592 | 0.28008 | 0.28429 | 0.28855 | 0.29287 | 0.29725 | 0.30168
| Transformer Loads | [36 empty] | 0 | 0 | 0 | 0 | 0 | 0 | 0 | 0 | 0 | 0 | 0 | 0 | 0 | 0 | 0 | 0 | 0 | 0 | 0 | 0 | 0 | 0 | 0 | 0 | 0 | 0 | 0 | 0 | 0 | 0 | 0 | 0
| Historical Loads | (11kV MVA) | [7 empty] | 0: Weather Corrected Forecast Loads; 4: (11kV MVA) |  |  |  | 0 | 0 | 0 | 0 | 0 | 0 | 0 | 0 | 0 | 0 | 0 | 0 | 0 | 0 | 0 | 0 | 0 | 0 | 0 | 0 | 0 | 0 | 0 | 0 | 0 | 0 | 0 | 0 | 0 | 0 | 0 | 0
|  | 2007 | 2008 | 2009 | 2010 | 2011 | 2012 | 2013 |  | 2014 | 2015 | 2016 | 2017 | 2018 | 2019 | 2020 | 2021 | 2022 | 2023 | 2024 | 2025 | 2026 | 2027 | 2028 | 2029 | 2030 | 2031 | 2032 | 2033 | 2034 | 2035 | 2036 | 2037 | 2038 |  |  |  | 0 | 0 | 0 | 0 | 0 | 0 | 0 | 0 | 0 | 0 | 0 | 0 | 0 | 0 | 0 | 0 | 0 | 0 | 0 | 0 | 0 | 0 | 0 | 0 | 0 | 0 | 0 | 0 | 0 | 0 | 0 | 0
| 0 | [36 empty] | 0 | 0 | 0 | 0 | 0 | 0 | 0 | 0 | 0 | 0 | 0 | 0 | 0 | 0 | 0 | 0 | 0 | 0 | 0 | 0 | 0 | 0 | 0 | 0 | 0 | 0 | 0 | 0 | 0 | 0 | 0 | 0
| Diversity Factor: 0 | [36 empty] | 0 | 0 | 0 | 0 | 0 | 0 | 0 | 0 | 0 | 0 | 0 | 0 | 0 | 0 | 0 | 0 | 0 | 0 | 0 | 0 | 0 | 0 | 0 | 0 | 0 | 0 | 0 | 0 | 0 | 0 | 0 | 0
[38 empty] | 0 | 0 | 0 | 0 | 0 | 0 | 0 | 0 | 0 | 0 | 0 | 0 | 0 | 0 | 0 | 0 | 0 | 0 | 0 | 0 | 0 | 0 | 0 | 0 | 0 | 0 | 0 | 0 | 0 | 0 | 0 | 0
[38 empty] | 0 | 0 | 0 | 0 | 0 | 0 | 0 | 0 | 0 | 0 | 0 | 0 | 0 | 0 | 0 | 0 | 0 | 0 | 0 | 0 | 0 | 0 | 0 | 0 | 0 | 0 | 0 | 0 | 0 | 0 | 0 | 0
| 0 | [36 empty] | 0 | 0 | 0 | 0 | 0 | 0 | 0 | 0 | 0 | 0 | 0 | 0 | 0 | 0 | 0 | 0 | 0 | 0 | 0 | 0 | 0 | 0 | 0 | 0 | 0 | 0 | 0 | 0 | 0 | 0 | 0 | 0
Diversity Factor: 0
[38 empty] | Historical Spots & Transfers | [6 empty] | Forecast Spots & Transfers
[35 empty] | Project Name | From | To | 2007 | 2008 | 2009 | 2010 | 2011 | 2012 | 2013 | 2014 | 2015 | 2016 | 2017 | 2018 | 2019 | 2020 | 2021 | 2022 | 2023 | 2024 | 2025 | 2026 | 2027 | 2028 | 2029 | 2030 | 2031 | 2032 | 2033 | 2034 | 2035 | 2036 | 2037 | 2038
| 0 | [33 empty] | Broad based demand management |  | Tarro 33_11kV Tx1 | 0 | 0 | 0 | 0 | 0 | 0 | 0 | 0 | -0.066459 | -0.0035566 | -0.0041426 | -0.004611 | -0.005549 | 0 | 0 | 0 | 0 | 0 | 0 | 0 | 0 | 0 | 0 | 0 | 0 | 0 | 0 | 0 | 0 | 0 | 0 | 0
| Diversity Factor: 0 | [33 empty] | Broad based demand management |  | Tarro 33_11kV Tx2 | 0 | 0 | 0 | 0 | 0 | 0 | 0 | 0 | -0.066459 | -0.0035566 | -0.0041426 | -0.004611 | -0.005549 | 0 | 0 | 0 | 0 | 0 | 0 | 0 | 0 | 0 | 0 | 0 | 0 | 0 | 0 | 0 | 0 | 0 | 0 | 0
[35 empty] | DNP_ID: 2068. From Tarro - 18/9/08 SAO | Tarro 33_11kV Tx1 | Thornton 33_11kV Tx1 | 0 | 0 | 0.56648 | 0 | 0 | 0 | 0 | 0 | 0 | 0 | 0 | 0 | 0 | 0 | 0 | 0 | 0 | 0 | 0 | 0 | 0 | 0 | 0 | 0 | 0 | 0 | 0 | 0 | 0 | 0 | 0 | 0
[35 empty] | DNP_ID: 2068. From Tarro - 18/9/08 SAO | Tarro 33_11kV Tx1 | Thornton 33_11kV Tx3 | 0 | 0 | 0.57667 | 0 | 0 | 0 | 0 | 0 | 0 | 0 | 0 | 0 | 0 | 0 | 0 | 0 | 0 | 0 | 0 | 0 | 0 | 0 | 0 | 0 | 0 | 0 | 0 | 0 | 0 | 0 | 0 | 0
| 0 | [33 empty] | DNP_ID: 2068. From Tarro - 18/9/08 SAO | Tarro 33_11kV Tx2 | Thornton 33_11kV Tx1 | 0 | 0 | 0.56648 | 0 | 0 | 0 | 0 | 0 | 0 | 0 | 0 | 0 | 0 | 0 | 0 | 0 | 0 | 0 | 0 | 0 | 0 | 0 | 0 | 0 | 0 | 0 | 0 | 0 | 0 | 0 | 0 | 0
| Diversity Factor: 0 | [33 empty] | DNP_ID: 2068. From Tarro - 18/9/08 SAO | Tarro 33_11kV Tx2 | Thornton 33_11kV Tx3 | 0 | 0 | 0.57667 | 0 | 0 | 0 | 0 | 0 | 0 | 0 | 0 | 0 | 0 | 0 | 0 | 0 | 0 | 0 | 0 | 0 | 0 | 0 | 0 | 0 | 0 | 0 | 0 | 0 | 0 | 0 | 0 | 0
[35 empty] | DNP_ID: 7015. New Thornton feeder to Weakleys Dr Beresfield. | Tarro 33_11kV Tx1 | Thornton 33_11kV Tx3 | 0 | 0 | 0 | 0 | 0 | 0 | 0 | 1.1146 | 0 | 0 | 0 | 0 | 0 | 0 | 0 | 0 | 0 | 0 | 0 | 0 | 0 | 0 | 0 | 0 | 0 | 0 | 0 | 0 | 0 | 0 | 0 | 0
[35 empty] | DNP_ID: 7015. New Thornton feeder to Weakleys Dr Beresfield. | Tarro 33_11kV Tx2 | Thornton 33_11kV Tx3 | 0 | 0 | 0 | 0 | 0 | 0 | 0 | 1.1146 | 0 | 0 | 0 | 0 | 0 | 0 | 0 | 0 | 0 | 0 | 0 | 0 | 0 | 0 | 0 | 0 | 0 | 0 | 0 | 0 | 0 | 0 | 0 | 0
| 0 | [33 empty] | HVCON_ID: 2000030. DBT general supply late 2007 |  | Tarro 33_11kV Tx1 | 0 | 0.22291 | 0 | 0 | 0 | 0 | 0 | 0 | 0 | 0 | 0 | 0 | 0 | 0 | 0 | 0 | 0 | 0 | 0 | 0 | 0 | 0 | 0 | 0 | 0 | 0 | 0 | 0 | 0 | 0 | 0 | 0
| Diversity Factor: 0 | [33 empty] | HVCON_ID: 2000030. DBT general supply late 2007 |  | Tarro 33_11kV Tx2 | 0 | 0.22291 | 0 | 0 | 0 | 0 | 0 | 0 | 0 | 0 | 0 | 0 | 0 | 0 | 0 | 0 | 0 | 0 | 0 | 0 | 0 | 0 | 0 | 0 | 0 | 0 | 0 | 0 | 0 | 0 | 0 | 0
[35 empty] | HVCON_ID: 2014211. Baiada Steggles increased load in Jan 2014 by approx 75A @ 11kV. |  | Tarro 33_11kV Tx1 | 0 | 0 | 0 | 0 | 0 | 0 | 0 | 0.39296 | 0 | 0 | 0 | 0 | 0 | 0 | 0 | 0 | 0 | 0 | 0 | 0 | 0 | 0 | 0 | 0 | 0 | 0 | 0 | 0 | 0 | 0 | 0 | 0
[35 empty] | HVCON_ID: 2014211. Baiada Steggles increased load in Jan 2014 by approx 75A @ 11kV. |  | Tarro 33_11kV Tx2 | 0 | 0 | 0 | 0 | 0 | 0 | 0 | 0.39296 | 0 | 0 | 0 | 0 | 0 | 0 | 0 | 0 | 0 | 0 | 0 | 0 | 0 | 0 | 0 | 0 | 0 | 0 | 0 | 0 | 0 | 0 | 0 | 0
| 0 | [33 empty] | Econometric |  | Tarro 33_11kV Tx1 | 0 | 0 | 0 | 0 | 0 | 0 | 0 | 0 | 0 | 0.080611 | 0.15581 | 0.22548 | 0.34762 | 0.31487 | 0.25925 | 0.27552 | 0.27918 | 0.28288 | 0.28664 | 0.29044 | 0.29429 | 0.29819 | 0.30214 | 0.30615 | 0.3102 | 0.3143 | 0.31846 | 0.32267 | 0.32694 | 0.33126 | 0.33563 | 0.34007
| Diversity Factor: 0 | [33 empty] | Econometric |  | Tarro 33_11kV Tx2 | 0 | 0 | 0 | 0 | 0 | 0 | 0 | 0 | 0 | 0.080611 | 0.15581 | 0.22548 | 0.34762 | 0.31487 | 0.25925 | 0.27552 | 0.27918 | 0.28288 | 0.28664 | 0.29044 | 0.29429 | 0.29819 | 0.30214 | 0.30615 | 0.3102 | 0.3143 | 0.31846 | 0.32267 | 0.32694 | 0.33126 | 0.33563 | 0.34007
[35 empty] | Energy Efficiency |  | Tarro 33_11kV Tx1 | 0 | 0 | 0 | 0 | 0 | 0 | 0 | -0.023791 | -0.010613 | -0.046342 | -0.071329 | -0.10989 | -0.11376 | -0.06523 | -0.041958 | -0.050569 | -0.049609 | -0.064664 | -0.045708 | -0.047685 | -0.035506 | -0.029559 | -0.033477 | -0.038387 | -0.038387 | -0.038387 | -0.038387 | -0.038387 | -0.038387 | -0.038387 | -0.038387 | -0.038387
[35 empty] | Energy Efficiency |  | Tarro 33_11kV Tx2 | 0 | 0 | 0 | 0 | 0 | 0 | 0 | -0.023791 | -0.010613 | -0.046342 | -0.071329 | -0.10989 | -0.11376 | -0.06523 | -0.041958 | -0.050569 | -0.049609 | -0.064664 | -0.045708 | -0.047685 | -0.035506 | -0.029559 | -0.033477 | -0.038387 | -0.038387 | -0.038387 | -0.038387 | -0.038387 | -0.038387 | -0.038387 | -0.038387 | -0.038387
| 0 | [33 empty] | Solar PV |  | Tarro 33_11kV Tx1 | 0 | 0 | 0 | 0 | 0 | 0 | 0 | 0 | 0 | 0 | 0 | 0 | 0 | 0 | 0 | 0 | 0 | 0 | 0 | 0 | 0 | 0 | 0 | 0 | 0 | 0 | 0 | 0 | 0 | 0 | 0 | 0
| Diversity Factor: 0 | [33 empty] | Solar PV |  | Tarro 33_11kV Tx2 | 0 | 0 | 0 | 0 | 0 | 0 | 0 | 0 | 0 | 0 | 0 | 0 | 0 | 0 | 0 | 0 | 0 | 0 | 0 | 0 | 0 | 0 | 0 | 0 | 0 | 0 | 0 | 0 | 0 | 0 | 0 | 0
0
Diversity Factor: 0
0
Diversity Factor: 0
0
Diversity Factor: 0
| Weather Correction and Public Holiday Factors | [8 empty] | Forecast ROG
ROG Justification
| Actual loads for season 2013 have been weather corrected by the following: | [6 empty] | 3.635% |  | 7 year ROG ok | [59 empty] | 7 year ROG ok
1 | 2 | 3 | 4 | 5 | 6 | 7 | 8 | 9 | 10 | 2014 | 2015 | 2016 | 2017 | 2018 | 2019 | 2020 | 2021 | 2022 | 2023 | 2024 | 2025 | 2026 | 2027 | 2028 | 2029 | 2030 | 2031 | 2032 | 2033 | 2034 | 2035 | 2036 | 2037 | 2038
1.0052 | 1.0105 | 1.014 | 1.0157 | 1.0157 | 1.0157 | 1.0157 | 1.0157 | 1.0157 | 1.0157 | 0.5218% | 0.5218% | 0.3479% | 0.1739% | 0% | 0% | 0% | 0% | 0% | 0% | 0% | 0% | 0% | 0% | 0% | 0% | 0% | 0% | 0% | 0% | 0% | 0% | 0% | 0% | 0%
Substation Load Detail
[7 empty] | Units | 2013 |  | 2014 | 2015 | 2016 | 2017 | 2018 | 2019 | 2020 | 2021 | 2022 | 2023 | 2024 | 2025 | 2026 | 2027 | 2028 | 2029 | 2030 | 2031 | 2032 | 2033 | 2034 | 2035 | 2036 | 2037 | 2038
1 | Tarro 33_11kV | Compensated |  | Load (LV side) |  |  | Amps | 0 |  | 935.8055 | 932.5988 | 939.0674 | 949.1346 | 960.7853 | 984.7518 | 1010.957 | 1033.767 | 1057.38 | 1081.479 | 1104.386 | 1129.677 | 1155.16 | 1182.325 | 1210.525 | 1238.728 | 1266.835 | 1295.368 | 1324.332 | 1353.732 | 1383.574 | 1413.864 | 1444.608 | 1475.811 | 1507.479
|  |  |  | Apparent Power |  |  | MVA | 18.277 | 19.22 | 17.8295 | 17.7684 | 17.8916 | 18.0834 | 18.3054 | 18.762 | 19.2613 | 19.6959 | 20.1458 | 20.6049 | 21.0414 | 21.5233 | 22.0088 | 22.5263 | 23.0636 | 23.6009 | 24.1364 | 24.6801 | 25.2319 | 25.7921 | 26.3606 | 26.9377 | 27.5235 | 28.118 | 28.7213
|  |  |  | Real Power |  |  | MW | 17.0342 | 17.913 | 16.6171 | 16.5601 | 16.675 | 16.8538 | 17.0606 | 17.4862 | 17.9516 | 18.3566 | 18.7759 | 19.2038 | 19.6106 | 20.0597 | 20.5122 | 20.9945 | 21.4953 | 21.9961 | 22.4952 | 23.0018 | 23.5161 | 24.0382 | 24.5681 | 25.106 | 25.6519 | 26.206 | 26.7683
|  |  |  | Reactive Power |  |  | MVAr | 0 |  | 6.4624 | 6.4403 | 6.485 | 6.5545 | 6.6349 | 6.8005 | 6.9814 | 7.1389 | 7.302 | 7.4684 | 7.6266 | 7.8013 | 7.9773 | 8.1649 | 8.3596 | 8.5544 | 8.7485 | 8.9455 | 9.1455 | 9.3485 | 9.5546 | 9.7638 | 9.9761 | 10.1916 | 10.4103
|  |  |  | Capacitors In Service |  |  | MVAr | 0 |  | 0 | 0 | 0 | 0 | 0 | 0 | 0 | 0 | 0 | 0 | 0 | 0 | 0 | 0 | 0 | 0 | 0 | 0 | 0 | 0 | 0 | 0 | 0 | 0 | 0
|  |  |  | PF |  |  |  | 0.932 |  | 0.932 | 0.932 | 0.932 | 0.932 | 0.932 | 0.932 | 0.932 | 0.932 | 0.932 | 0.932 | 0.932 | 0.932 | 0.932 | 0.932 | 0.932 | 0.932 | 0.932 | 0.932 | 0.932 | 0.932 | 0.932 | 0.932 | 0.932 | 0.932 | 0.932
0.96459 | Diversity Factor: 0.96 | Uncompensated |  | Reactive Power |  |  | MVAr | 0 | 6.9664 | 6.4624 | 6.4403 | 6.485 | 6.5545 | 6.6349 | 6.8005 | 6.9814 | 7.1389 | 7.302 | 7.4684 | 7.6266 | 7.8013 | 7.9773 | 8.1649 | 8.3596 | 8.5544 | 8.7485 | 8.9455 | 9.1455 | 9.3485 | 9.5546 | 9.7638 | 9.9761 | 10.1916 | 10.4103
|  |  |  | PF |  |  |  | 0.932 |  | 0.932 | 0.932 | 0.932 | 0.932 | 0.932 | 0.932 | 0.932 | 0.932 | 0.932 | 0.932 | 0.932 | 0.932 | 0.932 | 0.932 | 0.932 | 0.932 | 0.932 | 0.932 | 0.932 | 0.932 | 0.932 | 0.932 | 0.932 | 0.932 | 0.932
[10 empty] | 1 | 2 | 3 | 4 | 5 | 6 | 7 | 8 | 9 | 10 | 11 | 12 | 13 | 14 | 15 | 16 | 17 | 18 | 19 | 20 | 21 | 22 | 23 | 24 | 25
Transformer Load Detail
[7 empty] | Units | 2013 |  | 2014 | 2015 | 2016 | 2017 | 2018 | 2019 | 2020 | 2021 | 2022 | 2023 | 2024 | 2025 | 2026 | 2027 | 2028 | 2029 | 2030 | 2031 | 2032 | 2033 | 2034 | 2035 | 2036 | 2037 | 2038
| 0 | Compensated |  | Load (LV side) |  |  | Amps
|  |  |  | Apparent Power |  |  | MVA
|  |  |  | Real Power |  |  | MW
|  |  |  | Reactive Power |  |  | MVAr
|  |  |  | Capacitors In Service |  |  | MVAr
PF
| Zone Div: | Uncompensated |  | Reactive Power |  |  | MVAr
PF
| 0 | Compensated |  | Load (LV side) |  |  | Amps
|  |  |  | Apparent Power |  |  | MVA
|  |  |  | Real Power |  |  | MW
|  |  |  | Reactive Power |  |  | MVAr
|  |  |  | Capacitors In Service |  |  | MVAr
PF
| Zone Div: | Uncompensated |  | Reactive Power |  |  | MVAr
PF
| 0 | Compensated |  | Load (LV side) |  |  | Amps
|  |  |  | Apparent Power |  |  | MVA
|  |  |  | Real Power |  |  | MW
|  |  |  | Reactive Power |  |  | MVAr
|  |  |  | Capacitors In Service |  |  | MVAr
PF
| Zone Div: | Uncompensated |  | Reactive Power |  |  | MVAr
PF
| 0 | Compensated |  | Load (LV side) |  |  | Amps
|  |  |  | Apparent Power |  |  | MVA
|  |  |  | Real Power |  |  | MW
|  |  |  | Reactive Power |  |  | MVAr
|  |  |  | Capacitors In Service |  |  | MVAr
PF
| Zone Div: | Uncompensated |  | Reactive Power |  |  | MVAr
PF
| 0 | Compensated |  | Load (LV side) |  |  | Amps
|  |  |  | Apparent Power |  |  | MVA
|  |  |  | Real Power |  |  | MW
|  |  |  | Reactive Power |  |  | MVAr
|  |  |  | Capacitors In Service |  |  | MVAr
PF
| Zone Div: | Uncompensated |  | Reactive Power |  |  | MVAr
PF
| 0 | Compensated |  | Load (LV side) |  |  | Amps
|  |  |  | Apparent Power |  |  | MVA
|  |  |  | Real Power |  |  | MW
|  |  |  | Reactive Power |  |  | MVAr
|  |  |  | Capacitors In Service |  |  | MVAr
PF
| Zone Div: | Uncompensated |  | Reactive Power |  |  | MVAr
PF
| 0 | Compensated |  | Load (LV side) |  |  | Amps
|  |  |  | Apparent Power |  |  | MVA
|  |  |  | Real Power |  |  | MW
|  |  |  | Reactive Power |  |  | MVAr
|  |  |  | Capacitors In Service |  |  | MVAr
PF
| Zone Div: | Uncompensated |  | Reactive Power |  |  | MVAr
PF
| 0 | Compensated |  | Load (LV side) |  |  | Amps
|  |  |  | Apparent Power |  |  | MVA
|  |  |  | Real Power |  |  | MW
|  |  |  | Reactive Power |  |  | MVAr
|  |  |  | Capacitors In Service |  |  | MVAr
PF
| Zone Div: | Uncompensated |  | Reactive Power |  |  | MVAr
PF
| 0 | Compensated |  | Load (LV side) |  |  | Amps
|  |  |  | Apparent Power |  |  | MVA
|  |  |  | Real Power |  |  | MW
|  |  |  | Reactive Power |  |  | MVAr
|  |  |  | Capacitors In Service |  |  | MVAr
PF
| Zone Div: | Uncompensated |  | Reactive Power |  |  | MVAr
PF
| 0 | Compensated |  | Load (LV side) |  |  | Amps
|  |  |  | Apparent Power |  |  | MVA
|  |  |  | Real Power |  |  | MW
|  |  |  | Reactive Power |  |  | MVAr
|  |  |  | Capacitors In Service |  |  | MVAr
PF
| Zone Div: | Uncompensated |  | Reactive Power |  |  | MVAr
PF

## Telarah 33_11kV
| Telarah 33_11kV | [16 empty] | 2014 | WINTER
| Substation Total Loads | [33 empty] | Spots & Transfers Detail
| Historical Loads | (11kV MVA) | [7 empty] | Weather Corrected Forecast Loads |  |  |  | (11kV MVA) | [20 empty] | Spots & Transfers Summary | (11kV MVA) |  | Historical Spots & Transfers | [6 empty] | Forecast Spots & Transfers
|  | 2007 | 2008 | 2009 | 2010 | 2011 | 2012 | 2013 |  | 2014 | 2015 | 2016 | 2017 | 2018 | 2019 | 2020 | 2021 | 2022 | 2023 | 2024 | 2025 | 2026 | 2027 | 2028 | 2029 | 2030 | 2031 | 2032 | 2033 | 2034 | 2035 | 2036 | 2037 | 2038 |  |  |  | 2007 | 2008 | 2009 | 2010 | 2011 | 2012 | 2013 | 2014 | 2015 | 2016 | 2017 | 2018 | 2019 | 2020 | 2021 | 2022 | 2023 | 2024 | 2025 | 2026 | 2027 | 2028 | 2029 | 2030 | 2031 | 2032 | 2033 | 2034 | 2035 | 2036 | 2037 | 2038
| Total | 13.4 | 15.7 | 12.5 | 12.8 | 9.902 | 10.139 | 10.377 |  | 8.3761 | 6.0707 | 6.115 | 6.2962 | 6.5954 | 7.0699 | 7.6107 | 8.0808 | 8.5432 | 9.0168 | 9.4904 | 9.9933 | 10.5031 | 11.0294 | 11.569 | 12.1128 | 12.6625 | 13.2208 | 13.7878 | 14.3637 | 14.9486 | 15.5426 | 16.1458 | 16.7584 | 17.3804 |  |  | Total | 0 | 1.1603 | 0.80021 | 0 | -3.5628 | 0.38105 | 0.97168 | -2.5209 | -2.1969 | 0.096717 | 0.20754 | 0.2992 | 0.47447 | 0.5408 | 0.47016 | 0.46237 | 0.4736 | 0.47356 | 0.50294 | 0.50983 | 0.52622 | 0.53961 | 0.54389 | 0.54964 | 0.55828 | 0.56704 | 0.57591 | 0.58489 | 0.594 | 0.60323 | 0.61257 | 0.62204
| Firm Rating | 0 | 0 | 0 | 15.2 | 15.2 | 15.24 | 15.24 |  | 15.24 | 15.24 | 15.24 | 15.24 | 15.24 | 15.24 | 15.24 | 15.24 | 15.24 | 15.24 | 15.24 | 15.24 | 15.24 | 15.24 | 15.24 | 15.24 | 15.24 | 15.24 | 15.24 | 15.24 | 15.24 | 15.24 | 15.24 | 15.24 | 15.24
| Total Capacity | 0 | 0 | 0 | 30.48 | 30.48 | 30.48 | 30.48 |  | 30.48 | 30.48 | 30.48 | 30.48 | 30.48 | 30.48 | 30.48 | 30.48 | 30.48 | 30.48 | 30.48 | 30.48 | 30.48 | 30.48 | 30.48 | 30.48 | 30.48 | 30.48 | 30.48 | 30.48 | 30.48 | 30.48 | 30.48 | 30.48 | 30.48 |  |  | Telarah 33_11kV Tx1 | 0 | 0.58015 | 0.4001 | 0 | -1.7814 | 0.19053 | 0.48584 | -1.2605 | -1.0985 | 0.048358 | 0.10377 | 0.1496 | 0.23724 | 0.2704 | 0.23508 | 0.23119 | 0.2368 | 0.23678 | 0.25147 | 0.25491 | 0.26311 | 0.2698 | 0.27194 | 0.27482 | 0.27914 | 0.28352 | 0.28795 | 0.29245 | 0.297 | 0.30161 | 0.30629 | 0.31102
|  | -7 | -6 | -5 | -4 | -3 | -2 | -1 |  | 0 | 1 | 2 | 3 | 4 | 5 | 6 | 7 | 8 | 9 | 10 | 11 | 12 | 13 | 14 | 15 | 16 | 17 | 18 | 19 | 20 | 21 | 22 | 23 | 24 |  |  | Telarah 33_11kV Tx2 | 0 | 0.58015 | 0.4001 | 0 | -1.7814 | 0.19053 | 0.48584 | -1.2605 | -1.0985 | 0.048358 | 0.10377 | 0.1496 | 0.23724 | 0.2704 | 0.23508 | 0.23119 | 0.2368 | 0.23678 | 0.25147 | 0.25491 | 0.26311 | 0.2698 | 0.27194 | 0.27482 | 0.27914 | 0.28352 | 0.28795 | 0.29245 | 0.297 | 0.30161 | 0.30629 | 0.31102
| Transformer Loads | [36 empty] | 0 | 0 | 0 | 0 | 0 | 0 | 0 | 0 | 0 | 0 | 0 | 0 | 0 | 0 | 0 | 0 | 0 | 0 | 0 | 0 | 0 | 0 | 0 | 0 | 0 | 0 | 0 | 0 | 0 | 0 | 0 | 0
| Historical Loads | (11kV MVA) | [7 empty] | 0: Weather Corrected Forecast Loads; 4: (11kV MVA) |  |  |  | 0 | 0 | 0 | 0 | 0 | 0 | 0 | 0 | 0 | 0 | 0 | 0 | 0 | 0 | 0 | 0 | 0 | 0 | 0 | 0 | 0 | 0 | 0 | 0 | 0 | 0 | 0 | 0 | 0 | 0 | 0 | 0
|  | 2007 | 2008 | 2009 | 2010 | 2011 | 2012 | 2013 |  | 2014 | 2015 | 2016 | 2017 | 2018 | 2019 | 2020 | 2021 | 2022 | 2023 | 2024 | 2025 | 2026 | 2027 | 2028 | 2029 | 2030 | 2031 | 2032 | 2033 | 2034 | 2035 | 2036 | 2037 | 2038 |  |  |  | 0 | 0 | 0 | 0 | 0 | 0 | 0 | 0 | 0 | 0 | 0 | 0 | 0 | 0 | 0 | 0 | 0 | 0 | 0 | 0 | 0 | 0 | 0 | 0 | 0 | 0 | 0 | 0 | 0 | 0 | 0 | 0
| 0 | [36 empty] | 0 | 0 | 0 | 0 | 0 | 0 | 0 | 0 | 0 | 0 | 0 | 0 | 0 | 0 | 0 | 0 | 0 | 0 | 0 | 0 | 0 | 0 | 0 | 0 | 0 | 0 | 0 | 0 | 0 | 0 | 0 | 0
| Diversity Factor: 0 | [36 empty] | 0 | 0 | 0 | 0 | 0 | 0 | 0 | 0 | 0 | 0 | 0 | 0 | 0 | 0 | 0 | 0 | 0 | 0 | 0 | 0 | 0 | 0 | 0 | 0 | 0 | 0 | 0 | 0 | 0 | 0 | 0 | 0
[38 empty] | 0 | 0 | 0 | 0 | 0 | 0 | 0 | 0 | 0 | 0 | 0 | 0 | 0 | 0 | 0 | 0 | 0 | 0 | 0 | 0 | 0 | 0 | 0 | 0 | 0 | 0 | 0 | 0 | 0 | 0 | 0 | 0
[38 empty] | 0 | 0 | 0 | 0 | 0 | 0 | 0 | 0 | 0 | 0 | 0 | 0 | 0 | 0 | 0 | 0 | 0 | 0 | 0 | 0 | 0 | 0 | 0 | 0 | 0 | 0 | 0 | 0 | 0 | 0 | 0 | 0
| 0 | [36 empty] | 0 | 0 | 0 | 0 | 0 | 0 | 0 | 0 | 0 | 0 | 0 | 0 | 0 | 0 | 0 | 0 | 0 | 0 | 0 | 0 | 0 | 0 | 0 | 0 | 0 | 0 | 0 | 0 | 0 | 0 | 0 | 0
Diversity Factor: 0
[38 empty] | Historical Spots & Transfers | [6 empty] | Forecast Spots & Transfers
[35 empty] | Project Name | From | To | 2007 | 2008 | 2009 | 2010 | 2011 | 2012 | 2013 | 2014 | 2015 | 2016 | 2017 | 2018 | 2019 | 2020 | 2021 | 2022 | 2023 | 2024 | 2025 | 2026 | 2027 | 2028 | 2029 | 2030 | 2031 | 2032 | 2033 | 2034 | 2035 | 2036 | 2037 | 2038
| 0 | [33 empty] | Broad based demand management |  | Telarah 33_11kV Tx1 | 0 | 0 | 0 | 0 | 0 | 0 | 0 | 0 | -0.00082244 | -0.0037679 | -0.0043715 | -0.0048097 | -0.0058462 | 0 | 0 | 0 | 0 | 0 | 0 | 0 | 0 | 0 | 0 | 0 | 0 | 0 | 0 | 0 | 0 | 0 | 0 | 0
| Diversity Factor: 0 | [33 empty] | Broad based demand management |  | Telarah 33_11kV Tx2 | 0 | 0 | 0 | 0 | 0 | 0 | 0 | 0 | -0.00082244 | -0.0037679 | -0.0043715 | -0.0048097 | -0.0058462 | 0 | 0 | 0 | 0 | 0 | 0 | 0 | 0 | 0 | 0 | 0 | 0 | 0 | 0 | 0 | 0 | 0 | 0 | 0
[35 empty] | DNP_ID: 2030. Telarah to East Maitland - 15/5/06 | Telarah 33_11kV Tx1 | East Maitland 33_11kV Tx1 | 0 | 0 | 0 | 0 | 0 | 0 | 0 | 0 | 0 | 0 | 0 | 0 | 0 | 0 | 0 | 0 | 0 | 0 | 0 | 0 | 0 | 0 | 0 | 0 | 0 | 0 | 0 | 0 | 0 | 0 | 0 | 0
[35 empty] | DNP_ID: 2030. Telarah to East Maitland - 15/5/06 | Telarah 33_11kV Tx1 | East Maitland 33_11kV Tx2 | 0 | 0 | 0 | 0 | 0 | 0 | 0 | 0 | 0 | 0 | 0 | 0 | 0 | 0 | 0 | 0 | 0 | 0 | 0 | 0 | 0 | 0 | 0 | 0 | 0 | 0 | 0 | 0 | 0 | 0 | 0 | 0
| 0 | [33 empty] | DNP_ID: 2030. Telarah to East Maitland - 15/5/06 | Telarah 33_11kV Tx1 | East Maitland 33_11kV Tx3 | 0 | 0 | 0 | 0 | 0 | 0 | 0 | 0 | 0 | 0 | 0 | 0 | 0 | 0 | 0 | 0 | 0 | 0 | 0 | 0 | 0 | 0 | 0 | 0 | 0 | 0 | 0 | 0 | 0 | 0 | 0 | 0
| Diversity Factor: 0 | [33 empty] | DNP_ID: 2030. Telarah to East Maitland - 15/5/06 | Telarah 33_11kV Tx2 | East Maitland 33_11kV Tx1 | 0 | 0 | 0 | 0 | 0 | 0 | 0 | 0 | 0 | 0 | 0 | 0 | 0 | 0 | 0 | 0 | 0 | 0 | 0 | 0 | 0 | 0 | 0 | 0 | 0 | 0 | 0 | 0 | 0 | 0 | 0 | 0
[35 empty] | DNP_ID: 2030. Telarah to East Maitland - 15/5/06 | Telarah 33_11kV Tx2 | East Maitland 33_11kV Tx2 | 0 | 0 | 0 | 0 | 0 | 0 | 0 | 0 | 0 | 0 | 0 | 0 | 0 | 0 | 0 | 0 | 0 | 0 | 0 | 0 | 0 | 0 | 0 | 0 | 0 | 0 | 0 | 0 | 0 | 0 | 0 | 0
[35 empty] | DNP_ID: 2030. Telarah to East Maitland - 15/5/06 | Telarah 33_11kV Tx2 | East Maitland 33_11kV Tx3 | 0 | 0 | 0 | 0 | 0 | 0 | 0 | 0 | 0 | 0 | 0 | 0 | 0 | 0 | 0 | 0 | 0 | 0 | 0 | 0 | 0 | 0 | 0 | 0 | 0 | 0 | 0 | 0 | 0 | 0 | 0 | 0
| 0 | [33 empty] | DNP_ID: 2061. From Rutherford - 23/1/08 SAO | Rutherford 33_11kV Tx1 | Telarah 33_11kV Tx1 | 0 | 0.1832 | 0 | 0 | 0 | 0 | 0 | 0 | 0 | 0 | 0 | 0 | 0 | 0 | 0 | 0 | 0 | 0 | 0 | 0 | 0 | 0 | 0 | 0 | 0 | 0 | 0 | 0 | 0 | 0 | 0 | 0
| Diversity Factor: 0 | [33 empty] | DNP_ID: 2061. From Rutherford - 23/1/08 SAO | Rutherford 33_11kV Tx1 | Telarah 33_11kV Tx2 | 0 | 0.1832 | 0 | 0 | 0 | 0 | 0 | 0 | 0 | 0 | 0 | 0 | 0 | 0 | 0 | 0 | 0 | 0 | 0 | 0 | 0 | 0 | 0 | 0 | 0 | 0 | 0 | 0 | 0 | 0 | 0 | 0
[35 empty] | DNP_ID: 2061. From Rutherford - 23/1/08 SAO | Rutherford 33_11kV Tx2 | Telarah 33_11kV Tx1 | 0 | 0.21691 | 0 | 0 | 0 | 0 | 0 | 0 | 0 | 0 | 0 | 0 | 0 | 0 | 0 | 0 | 0 | 0 | 0 | 0 | 0 | 0 | 0 | 0 | 0 | 0 | 0 | 0 | 0 | 0 | 0 | 0
[35 empty] | DNP_ID: 2061. From Rutherford - 23/1/08 SAO | Rutherford 33_11kV Tx2 | Telarah 33_11kV Tx2 | 0 | 0.21691 | 0 | 0 | 0 | 0 | 0 | 0 | 0 | 0 | 0 | 0 | 0 | 0 | 0 | 0 | 0 | 0 | 0 | 0 | 0 | 0 | 0 | 0 | 0 | 0 | 0 | 0 | 0 | 0 | 0 | 0
| 0 | [33 empty] | DNP_ID: 2062. From Rutherford - 9/10/08 SAO | Rutherford 33_11kV Tx1 | Telarah 33_11kV Tx1 | 0 | 0 | 0.1832 | 0 | 0 | 0 | 0 | 0 | 0 | 0 | 0 | 0 | 0 | 0 | 0 | 0 | 0 | 0 | 0 | 0 | 0 | 0 | 0 | 0 | 0 | 0 | 0 | 0 | 0 | 0 | 0 | 0
| Diversity Factor: 0 | [33 empty] | DNP_ID: 2062. From Rutherford - 9/10/08 SAO | Rutherford 33_11kV Tx1 | Telarah 33_11kV Tx2 | 0 | 0 | 0.1832 | 0 | 0 | 0 | 0 | 0 | 0 | 0 | 0 | 0 | 0 | 0 | 0 | 0 | 0 | 0 | 0 | 0 | 0 | 0 | 0 | 0 | 0 | 0 | 0 | 0 | 0 | 0 | 0 | 0
[35 empty] | DNP_ID: 2062. From Rutherford - 9/10/08 SAO | Rutherford 33_11kV Tx2 | Telarah 33_11kV Tx1 | 0 | 0 | 0.21691 | 0 | 0 | 0 | 0 | 0 | 0 | 0 | 0 | 0 | 0 | 0 | 0 | 0 | 0 | 0 | 0 | 0 | 0 | 0 | 0 | 0 | 0 | 0 | 0 | 0 | 0 | 0 | 0 | 0
[35 empty] | DNP_ID: 2062. From Rutherford - 9/10/08 SAO | Rutherford 33_11kV Tx2 | Telarah 33_11kV Tx2 | 0 | 0 | 0.21691 | 0 | 0 | 0 | 0 | 0 | 0 | 0 | 0 | 0 | 0 | 0 | 0 | 0 | 0 | 0 | 0 | 0 | 0 | 0 | 0 | 0 | 0 | 0 | 0 | 0 | 0 | 0 | 0 | 0
| 0 | [33 empty] | DNP_ID: 6770. 4.4MVA Load Transfer Telarah To Rutherford | Telarah 33_11kV Tx1 | Rutherford 33_11kV Tx2 | 0 | 0 | 0 | 0 | 1.7814 | 0 | 0 | 0 | 0 | 0 | 0 | 0 | 0 | 0 | 0 | 0 | 0 | 0 | 0 | 0 | 0 | 0 | 0 | 0 | 0 | 0 | 0 | 0 | 0 | 0 | 0 | 0
| Diversity Factor: 0 | [33 empty] | DNP_ID: 6770. 4.4MVA Load Transfer Telarah To Rutherford | Telarah 33_11kV Tx2 | Rutherford 33_11kV Tx2 | 0 | 0 | 0 | 0 | 1.7814 | 0 | 0 | 0 | 0 | 0 | 0 | 0 | 0 | 0 | 0 | 0 | 0 | 0 | 0 | 0 | 0 | 0 | 0 | 0 | 0 | 0 | 0 | 0 | 0 | 0 | 0 | 0
[35 empty] | DNP_ID: 6871. 11kV Load Transfer from Telarah to Maitland | Telarah 33_11kV Tx1 | Maitland 33_11kV Tx1 | 0 | 0 | 0 | 0 | 0 | 0 | 0 | 1.2575 | 0 | 0 | 0 | 0 | 0 | 0 | 0 | 0 | 0 | 0 | 0 | 0 | 0 | 0 | 0 | 0 | 0 | 0 | 0 | 0 | 0 | 0 | 0 | 0
[35 empty] | DNP_ID: 6871. 11kV Load Transfer from Telarah to Maitland | Telarah 33_11kV Tx2 | Maitland 33_11kV Tx1 | 0 | 0 | 0 | 0 | 0 | 0 | 0 | 1.2575 | 0 | 0 | 0 | 0 | 0 | 0 | 0 | 0 | 0 | 0 | 0 | 0 | 0 | 0 | 0 | 0 | 0 | 0 | 0 | 0 | 0 | 0 | 0 | 0
| 0 | [33 empty] | DNP_ID: 7072. Open Point Change East Maitland Feeder 48017 and Telarah Feeder 48010 | East Maitland 33_11kV Tx1 | Telarah 33_11kV Tx1 | 0 | 0 | 0 | 0 | 0 | 0.063509 | 0 | 0 | 0 | 0 | 0 | 0 | 0 | 0 | 0 | 0 | 0 | 0 | 0 | 0 | 0 | 0 | 0 | 0 | 0 | 0 | 0 | 0 | 0 | 0 | 0 | 0
| Diversity Factor: 0 | [33 empty] | DNP_ID: 7072. Open Point Change East Maitland Feeder 48017 and Telarah Feeder 48010 | East Maitland 33_11kV Tx1 | Telarah 33_11kV Tx2 | 0 | 0 | 0 | 0 | 0 | 0.063509 | 0 | 0 | 0 | 0 | 0 | 0 | 0 | 0 | 0 | 0 | 0 | 0 | 0 | 0 | 0 | 0 | 0 | 0 | 0 | 0 | 0 | 0 | 0 | 0 | 0 | 0
[35 empty] | DNP_ID: 7072. Open Point Change East Maitland Feeder 48017 and Telarah Feeder 48010 | East Maitland 33_11kV Tx2 | Telarah 33_11kV Tx1 | 0 | 0 | 0 | 0 | 0 | 0.063509 | 0 | 0 | 0 | 0 | 0 | 0 | 0 | 0 | 0 | 0 | 0 | 0 | 0 | 0 | 0 | 0 | 0 | 0 | 0 | 0 | 0 | 0 | 0 | 0 | 0 | 0
[35 empty] | DNP_ID: 7072. Open Point Change East Maitland Feeder 48017 and Telarah Feeder 48010 | East Maitland 33_11kV Tx2 | Telarah 33_11kV Tx2 | 0 | 0 | 0 | 0 | 0 | 0.063509 | 0 | 0 | 0 | 0 | 0 | 0 | 0 | 0 | 0 | 0 | 0 | 0 | 0 | 0 | 0 | 0 | 0 | 0 | 0 | 0 | 0 | 0 | 0 | 0 | 0 | 0
| 0 | [33 empty] | DNP_ID: 7072. Open Point Change East Maitland Feeder 48017 and Telarah Feeder 48010 | East Maitland 33_11kV Tx3 | Telarah 33_11kV Tx1 | 0 | 0 | 0 | 0 | 0 | 0.063509 | 0 | 0 | 0 | 0 | 0 | 0 | 0 | 0 | 0 | 0 | 0 | 0 | 0 | 0 | 0 | 0 | 0 | 0 | 0 | 0 | 0 | 0 | 0 | 0 | 0 | 0
| Diversity Factor: 0 | [33 empty] | DNP_ID: 7072. Open Point Change East Maitland Feeder 48017 and Telarah Feeder 48010 | East Maitland 33_11kV Tx3 | Telarah 33_11kV Tx2 | 0 | 0 | 0 | 0 | 0 | 0.063509 | 0 | 0 | 0 | 0 | 0 | 0 | 0 | 0 | 0 | 0 | 0 | 0 | 0 | 0 | 0 | 0 | 0 | 0 | 0 | 0 | 0 | 0 | 0 | 0 | 0 | 0
[35 empty] | DNP_ID: 7129. Kurri Feeder 80923 Temporary Load Transfer to Telarah 48010 and East Maitland 48017 | East Maitland 33_11kV Tx1 | Telarah 33_11kV Tx1 | 0 | 0 | 0 | 0 | 0 | 0 | 0 | 0 | 0.10479 | 0 | 0 | 0 | 0 | 0 | 0 | 0 | 0 | 0 | 0 | 0 | 0 | 0 | 0 | 0 | 0 | 0 | 0 | 0 | 0 | 0 | 0 | 0
[35 empty] | DNP_ID: 7129. Kurri Feeder 80923 Temporary Load Transfer to Telarah 48010 and East Maitland 48017 | East Maitland 33_11kV Tx1 | Telarah 33_11kV Tx2 | 0 | 0 | 0 | 0 | 0 | 0 | 0 | 0 | 0.10479 | 0 | 0 | 0 | 0 | 0 | 0 | 0 | 0 | 0 | 0 | 0 | 0 | 0 | 0 | 0 | 0 | 0 | 0 | 0 | 0 | 0 | 0 | 0
| 0 | [33 empty] | DNP_ID: 7129. Kurri Feeder 80923 Temporary Load Transfer to Telarah 48010 and East Maitland 48017 | East Maitland 33_11kV Tx2 | Telarah 33_11kV Tx1 | 0 | 0 | 0 | 0 | 0 | 0 | 0 | 0 | 0.10479 | 0 | 0 | 0 | 0 | 0 | 0 | 0 | 0 | 0 | 0 | 0 | 0 | 0 | 0 | 0 | 0 | 0 | 0 | 0 | 0 | 0 | 0 | 0
| Diversity Factor: 0 | [33 empty] | DNP_ID: 7129. Kurri Feeder 80923 Temporary Load Transfer to Telarah 48010 and East Maitland 48017 | East Maitland 33_11kV Tx2 | Telarah 33_11kV Tx2 | 0 | 0 | 0 | 0 | 0 | 0 | 0 | 0 | 0.10479 | 0 | 0 | 0 | 0 | 0 | 0 | 0 | 0 | 0 | 0 | 0 | 0 | 0 | 0 | 0 | 0 | 0 | 0 | 0 | 0 | 0 | 0 | 0
[35 empty] | DNP_ID: 7129. Kurri Feeder 80923 Temporary Load Transfer to Telarah 48010 and East Maitland 48017 | Kurri 132_11kV Tx2 | Telarah 33_11kV Tx1 | 0 | 0 | 0 | 0 | 0 | 0 | 1.1717 | 0 | 0 | 0 | 0 | 0 | 0 | 0 | 0 | 0 | 0 | 0 | 0 | 0 | 0 | 0 | 0 | 0 | 0 | 0 | 0 | 0 | 0 | 0 | 0 | 0
[35 empty] | DNP_ID: 7129. Kurri Feeder 80923 Temporary Load Transfer to Telarah 48010 and East Maitland 48017 | Kurri 132_11kV Tx2 | Telarah 33_11kV Tx2 | 0 | 0 | 0 | 0 | 0 | 0 | 1.1717 | 0 | 0 | 0 | 0 | 0 | 0 | 0 | 0 | 0 | 0 | 0 | 0 | 0 | 0 | 0 | 0 | 0 | 0 | 0 | 0 | 0 | 0 | 0 | 0 | 0
[35 empty] | DNP_ID: 7129. Kurri Feeder 80923 Temporary Load Transfer to Telarah 48010 and East Maitland 48017 | Telarah 33_11kV Tx1 | East Maitland 33_11kV Tx1 | 0 | 0 | 0 | 0 | 0 | 0 | 0.063509 | 0 | 0 | 0 | 0 | 0 | 0 | 0 | 0 | 0 | 0 | 0 | 0 | 0 | 0 | 0 | 0 | 0 | 0 | 0 | 0 | 0 | 0 | 0 | 0 | 0
| Weather Correction and Public Holiday Factors | [8 empty] | Forecast ROG | [24 empty] | DNP_ID: 7129. Kurri Feeder 80923 Temporary Load Transfer to Telarah 48010 and East Maitland 48017 | Telarah 33_11kV Tx1 | East Maitland 33_11kV Tx2 | 0 | 0 | 0 | 0 | 0 | 0 | 0.063509 | 0 | 0 | 0 | 0 | 0 | 0 | 0 | 0 | 0 | 0 | 0 | 0 | 0 | 0 | 0 | 0 | 0 | 0 | 0 | 0 | 0 | 0 | 0 | 0 | 0
[10 empty] | ROG Justification | [24 empty] | DNP_ID: 7129. Kurri Feeder 80923 Temporary Load Transfer to Telarah 48010 and East Maitland 48017 | Telarah 33_11kV Tx1 | East Maitland 33_11kV Tx3 | 0 | 0 | 0 | 0 | 0 | 0 | 0.063509 | 0 | 0 | 0 | 0 | 0 | 0 | 0 | 0 | 0 | 0 | 0 | 0 | 0 | 0 | 0 | 0 | 0 | 0 | 0 | 0 | 0 | 0 | 0 | 0 | 0
| Actual loads for season 2013 have been weather corrected by the following: | [6 empty] | 5.045% |  | 5 year ROG ok | [24 empty] | DNP_ID: 7129. Kurri Feeder 80923 Temporary Load Transfer to Telarah 48010 and East Maitland 48017 | Telarah 33_11kV Tx1 | Kurri 132_11kV Tx2 | 0 | 0 | 0 | 0 | 0 | 0 | 0 | 0 | 1.3051 | 0 | 0 | 0 | 0 | 0 | 0 | 0 | 0 | 0 | 0 | 0 | 0 | 0 | 0 | 0 | 0 | 0 | 0 | 0 | 0 | 0 | 0 | 0 | 5 year ROG ok
[35 empty] | DNP_ID: 7129. Kurri Feeder 80923 Temporary Load Transfer to Telarah 48010 and East Maitland 48017 | Telarah 33_11kV Tx2 | East Maitland 33_11kV Tx1 | 0 | 0 | 0 | 0 | 0 | 0 | 0.063509 | 0 | 0 | 0 | 0 | 0 | 0 | 0 | 0 | 0 | 0 | 0 | 0 | 0 | 0 | 0 | 0 | 0 | 0 | 0 | 0 | 0 | 0 | 0 | 0 | 0
[35 empty] | DNP_ID: 7129. Kurri Feeder 80923 Temporary Load Transfer to Telarah 48010 and East Maitland 48017 | Telarah 33_11kV Tx2 | East Maitland 33_11kV Tx2 | 0 | 0 | 0 | 0 | 0 | 0 | 0.063509 | 0 | 0 | 0 | 0 | 0 | 0 | 0 | 0 | 0 | 0 | 0 | 0 | 0 | 0 | 0 | 0 | 0 | 0 | 0 | 0 | 0 | 0 | 0 | 0 | 0
1 | 2 | 3 | 4 | 5 | 6 | 7 | 8 | 9 | 10 | 2014 | 2015 | 2016 | 2017 | 2018 | 2019 | 2020 | 2021 | 2022 | 2023 | 2024 | 2025 | 2026 | 2027 | 2028 | 2029 | 2030 | 2031 | 2032 | 2033 | 2034 | 2035 | 2036 | 2037 | 2038 | DNP_ID: 7129. Kurri Feeder 80923 Temporary Load Transfer to Telarah 48010 and East Maitland 48017 | Telarah 33_11kV Tx2 | East Maitland 33_11kV Tx3 | 0 | 0 | 0 | 0 | 0 | 0 | 0.063509 | 0 | 0 | 0 | 0 | 0 | 0 | 0 | 0 | 0 | 0 | 0 | 0 | 0 | 0 | 0 | 0 | 0 | 0 | 0 | 0 | 0 | 0 | 0 | 0 | 0
0.98706 | 0.97429 | 0.96588 | 0.96172 | 0.96172 | 0.96172 | 0.96172 | 0.96172 | 0.96172 | 0.96172 | -1.294% | -1.294% | -0.863% | -0.431% | 0% | 0% | 0% | 0% | 0% | 0% | 0% | 0% | 0% | 0% | 0% | 0% | 0% | 0% | 0% | 0% | 0% | 0% | 0% | 0% | 0% | DNP_ID: 7129. Kurri Feeder 80923 Temporary Load Transfer to Telarah 48010 and East Maitland 48017 | Telarah 33_11kV Tx2 | Kurri 132_11kV Tx2 | 0 | 0 | 0 | 0 | 0 | 0 | 0 | 0 | 1.3051 | 0 | 0 | 0 | 0 | 0 | 0 | 0 | 0 | 0 | 0 | 0 | 0 | 0 | 0 | 0 | 0 | 0 | 0 | 0 | 0 | 0 | 0 | 0
[35 empty] | DNP_ID: 7133. Open Point Change-Load transfer to avoid alarm levels on Telarah feeder #48004 | Telarah 33_11kV Tx1 | Maitland Central 33_11kV Tx1 | 0 | 0 | 0 | 0 | 0 | 0 | 0.17147 | 0 | 0 | 0 | 0 | 0 | 0 | 0 | 0 | 0 | 0 | 0 | 0 | 0 | 0 | 0 | 0 | 0 | 0 | 0 | 0 | 0 | 0 | 0 | 0 | 0
| Substation Load Detail | [33 empty] | DNP_ID: 7133. Open Point Change-Load transfer to avoid alarm levels on Telarah feeder #48004 | Telarah 33_11kV Tx1 | Maitland Central 33_11kV Tx2 | 0 | 0 | 0 | 0 | 0 | 0 | 0.17147 | 0 | 0 | 0 | 0 | 0 | 0 | 0 | 0 | 0 | 0 | 0 | 0 | 0 | 0 | 0 | 0 | 0 | 0 | 0 | 0 | 0 | 0 | 0 | 0 | 0
[35 empty] | DNP_ID: 7133. Open Point Change-Load transfer to avoid alarm levels on Telarah feeder #48004 | Telarah 33_11kV Tx2 | Maitland Central 33_11kV Tx1 | 0 | 0 | 0 | 0 | 0 | 0 | 0.17147 | 0 | 0 | 0 | 0 | 0 | 0 | 0 | 0 | 0 | 0 | 0 | 0 | 0 | 0 | 0 | 0 | 0 | 0 | 0 | 0 | 0 | 0 | 0 | 0 | 0
[7 empty] | Units | 2013 |  | 2014 | 2015 | 2016 | 2017 | 2018 | 2019 | 2020 | 2021 | 2022 | 2023 | 2024 | 2025 | 2026 | 2027 | 2028 | 2029 | 2030 | 2031 | 2032 | 2033 | 2034 | 2035 | 2036 | 2037 | 2038 | DNP_ID: 7133. Open Point Change-Load transfer to avoid alarm levels on Telarah feeder #48004 | Telarah 33_11kV Tx2 | Maitland Central 33_11kV Tx2 | 0 | 0 | 0 | 0 | 0 | 0 | 0.17147 | 0 | 0 | 0 | 0 | 0 | 0 | 0 | 0 | 0 | 0 | 0 | 0 | 0 | 0 | 0 | 0 | 0 | 0 | 0 | 0 | 0 | 0 | 0 | 0 | 0
1 | Telarah 33_11kV | Compensated |  | Load (LV side) |  |  | Amps | 0 |  | 439.6331 | 318.6304 | 320.9564 | 330.4645 | 346.1684 | 371.0719 | 399.4565 | 424.1334 | 448.4017 | 473.2593 | 498.115 | 524.5127 | 551.2716 | 578.8911 | 607.2131 | 635.7597 | 664.6084 | 693.9107 | 723.6724 | 753.8997 | 784.5987 | 815.7756 | 847.4367 | 879.5884 | 912.2371 | DNP_ID: 7135. Transfer off Tealarah 48010 to avoid transducer saturation | Telarah 33_11kV Tx1 | Rutherford 33_11kV Tx2 | 0 | 0 | 0 | 0 | 0 | 0 | 0.15242 | 0 | 0 | 0 | 0 | 0 | 0 | 0 | 0 | 0 | 0 | 0 | 0 | 0 | 0 | 0 | 0 | 0 | 0 | 0 | 0 | 0 | 0 | 0 | 0 | 0
|  |  |  | Apparent Power |  |  | MVA | 10.377 | 11.04 | 8.3761 | 6.0707 | 6.115 | 6.2962 | 6.5954 | 7.0699 | 7.6107 | 8.0808 | 8.5432 | 9.0168 | 9.4904 | 9.9933 | 10.5031 | 11.0294 | 11.569 | 12.1128 | 12.6625 | 13.2208 | 13.7878 | 14.3637 | 14.9486 | 15.5426 | 16.1458 | 16.7584 | 17.3804 | DNP_ID: 7135. Transfer off Tealarah 48010 to avoid transducer saturation | Telarah 33_11kV Tx2 | Rutherford 33_11kV Tx2 | 0 | 0 | 0 | 0 | 0 | 0 | 0.15242 | 0 | 0 | 0 | 0 | 0 | 0 | 0 | 0 | 0 | 0 | 0 | 0 | 0 | 0 | 0 | 0 | 0 | 0 | 0 | 0 | 0 | 0 | 0 | 0 | 0
|  |  |  | Real Power |  |  | MW | 10.2213 | 10.8744 | 8.2505 | 5.9805 | 6.0242 | 6.2027 | 6.4974 | 6.9648 | 7.4976 | 7.9608 | 8.4163 | 8.8828 | 9.3494 | 9.8448 | 10.3471 | 10.8655 | 11.3971 | 11.9329 | 12.4744 | 13.0243 | 13.583 | 14.1503 | 14.7265 | 15.3117 | 15.906 | 16.5094 | 17.1222 | HVCON_ID: 2000033. Gillieston Heights URD |  | Telarah 33_11kV Tx1 | 0 | 0.18005 | 0 | 0 | 0 | 0 | 0 | 0 | 0 | 0 | 0 | 0 | 0 | 0 | 0 | 0 | 0 | 0 | 0 | 0 | 0 | 0 | 0 | 0 | 0 | 0 | 0 | 0 | 0 | 0 | 0 | 0
|  |  |  | Reactive Power |  |  | MVAr | 0 |  | 1.4453 | 1.0426 | 1.0502 | 1.0813 | 1.1327 | 1.2142 | 1.307 | 1.3878 | 1.4672 | 1.5485 | 1.6299 | 1.7162 | 1.8038 | 1.8942 | 1.9868 | 2.0802 | 2.1746 | 2.2705 | 2.3679 | 2.4668 | 2.5672 | 2.6693 | 2.7729 | 2.8781 | 2.9849 | HVCON_ID: 2000033. Gillieston Heights URD |  | Telarah 33_11kV Tx2 | 0 | 0.18005 | 0 | 0 | 0 | 0 | 0 | 0 | 0 | 0 | 0 | 0 | 0 | 0 | 0 | 0 | 0 | 0 | 0 | 0 | 0 | 0 | 0 | 0 | 0 | 0 | 0 | 0 | 0 | 0 | 0 | 0
|  |  |  | Capacitors In Service |  |  | MVAr | 0 |  | 0 | 0 | 0 | 0 | 0 | 0 | 0 | 0 | 0 | 0 | 0 | 0 | 0 | 0 | 0 | 0 | 0 | 0 | 0 | 0 | 0 | 0 | 0 | 0 | 0 | Econometric |  | Telarah 33_11kV Tx1 | 0 | 0 | 0 | 0 | 0 | 0 | 0 | 0 | 0 | 0.081327 | 0.15664 | 0.23034 | 0.32573 | 0.32337 | 0.28017 | 0.28107 | 0.28496 | 0.2889 | 0.2929 | 0.29694 | 0.30104 | 0.3052 | 0.30941 | 0.31367 | 0.31799 | 0.32237 | 0.3268 | 0.3313 | 0.33585 | 0.34046 | 0.34514 | 0.34987
|  |  |  | PF |  |  |  | 0.985 |  | 0.985 | 0.98514 | 0.98514 | 0.98514 | 0.98514 | 0.98514 | 0.98514 | 0.98514 | 0.98514 | 0.98514 | 0.98514 | 0.98514 | 0.98514 | 0.98514 | 0.98514 | 0.98514 | 0.98514 | 0.98514 | 0.98514 | 0.98514 | 0.98514 | 0.98514 | 0.98514 | 0.98514 | 0.98514 | Econometric |  | Telarah 33_11kV Tx2 | 0 | 0 | 0 | 0 | 0 | 0 | 0 | 0 | 0 | 0.081327 | 0.15664 | 0.23034 | 0.32573 | 0.32337 | 0.28017 | 0.28107 | 0.28496 | 0.2889 | 0.2929 | 0.29694 | 0.30104 | 0.3052 | 0.30941 | 0.31367 | 0.31799 | 0.32237 | 0.3268 | 0.3313 | 0.33585 | 0.34046 | 0.34514 | 0.34987
0.94382 | Diversity Factor: 0.94 | Uncompensated |  | Reactive Power |  |  | MVAr | 0 | 1.905 | 1.4453 | 1.0426 | 1.0502 | 1.0813 | 1.1327 | 1.2142 | 1.307 | 1.3878 | 1.4672 | 1.5485 | 1.6299 | 1.7162 | 1.8038 | 1.8942 | 1.9868 | 2.0802 | 2.1746 | 2.2705 | 2.3679 | 2.4668 | 2.5672 | 2.6693 | 2.7729 | 2.8781 | 2.9849 | Energy Efficiency |  | Telarah 33_11kV Tx1 | 0 | 0 | 0 | 0 | 0 | 0 | 0 | -0.0029935 | -0.002122 | -0.0292 | -0.048498 | -0.075935 | -0.082646 | -0.052972 | -0.045088 | -0.049887 | -0.048162 | -0.052122 | -0.041426 | -0.042032 | -0.037933 | -0.035394 | -0.037464 | -0.03885 | -0.03885 | -0.03885 | -0.03885 | -0.03885 | -0.03885 | -0.03885 | -0.03885 | -0.03885
|  |  |  | PF |  |  |  | 0.985 |  | 0.985 | 0.98514 | 0.98514 | 0.98514 | 0.98514 | 0.98514 | 0.98514 | 0.98514 | 0.98514 | 0.98514 | 0.98514 | 0.98514 | 0.98514 | 0.98514 | 0.98514 | 0.98514 | 0.98514 | 0.98514 | 0.98514 | 0.98514 | 0.98514 | 0.98514 | 0.98514 | 0.98514 | 0.98514 | Energy Efficiency |  | Telarah 33_11kV Tx2 | 0 | 0 | 0 | 0 | 0 | 0 | 0 | -0.0029935 | -0.002122 | -0.0292 | -0.048498 | -0.075935 | -0.082646 | -0.052972 | -0.045088 | -0.049887 | -0.048162 | -0.052122 | -0.041426 | -0.042032 | -0.037933 | -0.035394 | -0.037464 | -0.03885 | -0.03885 | -0.03885 | -0.03885 | -0.03885 | -0.03885 | -0.03885 | -0.03885 | -0.03885
[10 empty] | 1 | 2 | 3 | 4 | 5 | 6 | 7 | 8 | 9 | 10 | 11 | 12 | 13 | 14 | 15 | 16 | 17 | 18 | 19 | 20 | 21 | 22 | 23 | 24 | 25 | Solar PV |  | Telarah 33_11kV Tx1 | 0 | 0 | 0 | 0 | 0 | 0 | 0 | 0 | 0 | 0 | 0 | 0 | 0 | 0 | 0 | 0 | 0 | 0 | 0 | 0 | 0 | 0 | 0 | 0 | 0 | 0 | 0 | 0 | 0 | 0 | 0 | 0
| Transformer Load Detail | [33 empty] | Solar PV |  | Telarah 33_11kV Tx2 | 0 | 0 | 0 | 0 | 0 | 0 | 0 | 0 | 0 | 0 | 0 | 0 | 0 | 0 | 0 | 0 | 0 | 0 | 0 | 0 | 0 | 0 | 0 | 0 | 0 | 0 | 0 | 0 | 0 | 0 | 0 | 0
[7 empty] | Units | 2013 |  | 2014 | 2015 | 2016 | 2017 | 2018 | 2019 | 2020 | 2021 | 2022 | 2023 | 2024 | 2025 | 2026 | 2027 | 2028 | 2029 | 2030 | 2031 | 2032 | 2033 | 2034 | 2035 | 2036 | 2037 | 2038
| 0 | Compensated |  | Load (LV side) |  |  | Amps
|  |  |  | Apparent Power |  |  | MVA
|  |  |  | Real Power |  |  | MW
|  |  |  | Reactive Power |  |  | MVAr
|  |  |  | Capacitors In Service |  |  | MVAr
PF
| Zone Div: | Uncompensated |  | Reactive Power |  |  | MVAr
PF
| 0 | Compensated |  | Load (LV side) |  |  | Amps
|  |  |  | Apparent Power |  |  | MVA
|  |  |  | Real Power |  |  | MW
|  |  |  | Reactive Power |  |  | MVAr
|  |  |  | Capacitors In Service |  |  | MVAr
PF
| Zone Div: | Uncompensated |  | Reactive Power |  |  | MVAr
PF
| 0 | Compensated |  | Load (LV side) |  |  | Amps
|  |  |  | Apparent Power |  |  | MVA
|  |  |  | Real Power |  |  | MW
|  |  |  | Reactive Power |  |  | MVAr
|  |  |  | Capacitors In Service |  |  | MVAr
PF
| Zone Div: | Uncompensated |  | Reactive Power |  |  | MVAr
PF
| 0 | Compensated |  | Load (LV side) |  |  | Amps
|  |  |  | Apparent Power |  |  | MVA
|  |  |  | Real Power |  |  | MW
|  |  |  | Reactive Power |  |  | MVAr
|  |  |  | Capacitors In Service |  |  | MVAr
PF
| Zone Div: | Uncompensated |  | Reactive Power |  |  | MVAr
PF
| 0 | Compensated |  | Load (LV side) |  |  | Amps
|  |  |  | Apparent Power |  |  | MVA
|  |  |  | Real Power |  |  | MW
|  |  |  | Reactive Power |  |  | MVAr
|  |  |  | Capacitors In Service |  |  | MVAr
PF
| Zone Div: | Uncompensated |  | Reactive Power |  |  | MVAr
PF
| 0 | Compensated |  | Load (LV side) |  |  | Amps
|  |  |  | Apparent Power |  |  | MVA
|  |  |  | Real Power |  |  | MW
|  |  |  | Reactive Power |  |  | MVAr
|  |  |  | Capacitors In Service |  |  | MVAr
PF
| Zone Div: | Uncompensated |  | Reactive Power |  |  | MVAr
PF
| 0 | Compensated |  | Load (LV side) |  |  | Amps
|  |  |  | Apparent Power |  |  | MVA
|  |  |  | Real Power |  |  | MW
|  |  |  | Reactive Power |  |  | MVAr
|  |  |  | Capacitors In Service |  |  | MVAr
PF
| Zone Div: | Uncompensated |  | Reactive Power |  |  | MVAr
PF
| 0 | Compensated |  | Load (LV side) |  |  | Amps
|  |  |  | Apparent Power |  |  | MVA
|  |  |  | Real Power |  |  | MW
|  |  |  | Reactive Power |  |  | MVAr
|  |  |  | Capacitors In Service |  |  | MVAr
PF
| Zone Div: | Uncompensated |  | Reactive Power |  |  | MVAr
PF
| 0 | Compensated |  | Load (LV side) |  |  | Amps
|  |  |  | Apparent Power |  |  | MVA
|  |  |  | Real Power |  |  | MW
|  |  |  | Reactive Power |  |  | MVAr
|  |  |  | Capacitors In Service |  |  | MVAr
PF
| Zone Div: | Uncompensated |  | Reactive Power |  |  | MVAr
PF
| 0 | Compensated |  | Load (LV side) |  |  | Amps
|  |  |  | Apparent Power |  |  | MVA
|  |  |  | Real Power |  |  | MW
|  |  |  | Reactive Power |  |  | MVAr
|  |  |  | Capacitors In Service |  |  | MVAr
PF
| Zone Div: | Uncompensated |  | Reactive Power |  |  | MVAr
PF

## Thornton 33_11kV
| Thornton 33_11kV | [16 empty] | 2014 | WINTER
| Substation Total Loads | [33 empty] | Spots & Transfers Detail
| Historical Loads | (11kV MVA) | [7 empty] | Weather Corrected Forecast Loads |  |  |  | (11kV MVA) | [20 empty] | Spots & Transfers Summary | (11kV MVA) |  | Historical Spots & Transfers | [6 empty] | Forecast Spots & Transfers
|  | 2007 | 2008 | 2009 | 2010 | 2011 | 2012 | 2013 |  | 2014 | 2015 | 2016 | 2017 | 2018 | 2019 | 2020 | 2021 | 2022 | 2023 | 2024 | 2025 | 2026 | 2027 | 2028 | 2029 | 2030 | 2031 | 2032 | 2033 | 2034 | 2035 | 2036 | 2037 | 2038 |  |  |  | 2007 | 2008 | 2009 | 2010 | 2011 | 2012 | 2013 | 2014 | 2015 | 2016 | 2017 | 2018 | 2019 | 2020 | 2021 | 2022 | 2023 | 2024 | 2025 | 2026 | 2027 | 2028 | 2029 | 2030 | 2031 | 2032 | 2033 | 2034 | 2035 | 2036 | 2037 | 2038
| Total | 19.6 | 27 | 25 | 22.5 | 20.1385 | 21.2055 | 19.4 |  | 20.5998 | 19.5405 | 18.9731 | 18.859 | 19.1526 | 19.5777 | 20.2344 | 20.8552 | 21.4436 | 22.0514 | 22.6504 | 23.3095 | 23.9789 | 24.6827 | 25.4124 | 26.1468 | 26.8877 | 27.6428 | 28.4124 | 29.1964 | 29.9951 | 30.8087 | 31.6374 | 32.4812 | 33.3404 |  |  | Total | 0 | 3.7324 | 3.277 | 0.90309 | 0 | 0 | 0 | 2.8336 | -0.014716 | 0.095847 | 0.21527 | 0.30758 | 0.44458 | 0.68496 | 0.64585 | 0.61073 | 0.62946 | 0.61918 | 0.68009 | 0.68949 | 0.72373 | 0.74907 | 0.75275 | 0.75842 | 0.77197 | 0.78572 | 0.79965 | 0.81377 | 0.82809 | 0.8426 | 0.85732 | 0.87223
| Firm Rating | 0 | 0 | 0 | 38 | 60 | 72.59 | 72.59 |  | 72.59 | 72.59 | 72.59 | 72.59 | 72.59 | 72.59 | 72.59 | 72.59 | 72.59 | 72.59 | 72.59 | 72.59 | 72.59 | 72.59 | 72.59 | 72.59 | 72.59 | 72.59 | 72.59 | 72.59 | 72.59 | 72.59 | 72.59 | 72.59 | 72.59
| Total Capacity | 0 | 0 | 0 | 66 | 99 | 99 | 99 |  | 99 | 99 | 99 | 99 | 99 | 99 | 99 | 99 | 99 | 99 | 99 | 99 | 99 | 99 | 99 | 99 | 99 | 99 | 99 | 99 | 99 | 99 | 99 | 99 | 99 |  |  | Thornton 33_11kV Tx1 | 0 | 1.8496 | 1.6239 | 0.67819 | 0 | 0 | 0 | -0.012036 | -0.0072923 | 0.047496 | 0.10668 | 0.15242 | 0.22031 | 0.33943 | 0.32004 | 0.30264 | 0.31193 | 0.30683 | 0.33702 | 0.34167 | 0.35864 | 0.3712 | 0.37302 | 0.37583 | 0.38255 | 0.38935 | 0.39626 | 0.40326 | 0.41035 | 0.41754 | 0.42484 | 0.43223
|  | -7 | -6 | -5 | -4 | -3 | -2 | -1 |  | 0 | 1 | 2 | 3 | 4 | 5 | 6 | 7 | 8 | 9 | 10 | 11 | 12 | 13 | 14 | 15 | 16 | 17 | 18 | 19 | 20 | 21 | 22 | 23 | 24 |  |  | Thornton 33_11kV Tx2 | 0 | 0 | 0 | 0 | 0 | 0 | 0 | 0 | 0 | 0 | 0 | 0 | 0 | 0 | 0 | 0 | 0 | 0 | 0 | 0 | 0 | 0 | 0 | 0 | 0 | 0 | 0 | 0 | 0 | 0 | 0 | 0
| Transformer Loads | [35 empty] | Thornton 33_11kV Tx3 | 0 | 1.8828 | 1.6531 | 0.2249 | 0 | 0 | 0 | 2.8456 | -0.0074235 | 0.048351 | 0.1086 | 0.15516 | 0.22427 | 0.34553 | 0.3258 | 0.30809 | 0.31754 | 0.31235 | 0.34308 | 0.34782 | 0.36509 | 0.37788 | 0.37973 | 0.38259 | 0.38943 | 0.39636 | 0.40339 | 0.41051 | 0.41774 | 0.42506 | 0.43248 | 0.44
| Historical Loads | (11kV MVA) | [7 empty] | Weather Corrected Forecast Loads |  |  |  | (11kV MVA) | [23 empty] | 0 | 0 | 0 | 0 | 0 | 0 | 0 | 0 | 0 | 0 | 0 | 0 | 0 | 0 | 0 | 0 | 0 | 0 | 0 | 0 | 0 | 0 | 0 | 0 | 0 | 0 | 0 | 0 | 0 | 0 | 0 | 0
|  | 2007 | 2008 | 2009 | 2010 | 2011 | 2012 | 2013 |  | 2014 | 2015 | 2016 | 2017 | 2018 | 2019 | 2020 | 2021 | 2022 | 2023 | 2024 | 2025 | 2026 | 2027 | 2028 | 2029 | 2030 | 2031 | 2032 | 2033 | 2034 | 2035 | 2036 | 2037 | 2038 |  |  |  | 0 | 0 | 0 | 0 | 0 | 0 | 0 | 0 | 0 | 0 | 0 | 0 | 0 | 0 | 0 | 0 | 0 | 0 | 0 | 0 | 0 | 0 | 0 | 0 | 0 | 0 | 0 | 0 | 0 | 0 | 0 | 0
| 0 | [36 empty] | 0 | 0 | 0 | 0 | 0 | 0 | 0 | 0 | 0 | 0 | 0 | 0 | 0 | 0 | 0 | 0 | 0 | 0 | 0 | 0 | 0 | 0 | 0 | 0 | 0 | 0 | 0 | 0 | 0 | 0 | 0 | 0
| Diversity Factor: 0 | [36 empty] | 0 | 0 | 0 | 0 | 0 | 0 | 0 | 0 | 0 | 0 | 0 | 0 | 0 | 0 | 0 | 0 | 0 | 0 | 0 | 0 | 0 | 0 | 0 | 0 | 0 | 0 | 0 | 0 | 0 | 0 | 0 | 0
[38 empty] | 0 | 0 | 0 | 0 | 0 | 0 | 0 | 0 | 0 | 0 | 0 | 0 | 0 | 0 | 0 | 0 | 0 | 0 | 0 | 0 | 0 | 0 | 0 | 0 | 0 | 0 | 0 | 0 | 0 | 0 | 0 | 0
[38 empty] | 0 | 0 | 0 | 0 | 0 | 0 | 0 | 0 | 0 | 0 | 0 | 0 | 0 | 0 | 0 | 0 | 0 | 0 | 0 | 0 | 0 | 0 | 0 | 0 | 0 | 0 | 0 | 0 | 0 | 0 | 0 | 0
| 0 | [36 empty] | 0 | 0 | 0 | 0 | 0 | 0 | 0 | 0 | 0 | 0 | 0 | 0 | 0 | 0 | 0 | 0 | 0 | 0 | 0 | 0 | 0 | 0 | 0 | 0 | 0 | 0 | 0 | 0 | 0 | 0 | 0 | 0
Diversity Factor: 0
[38 empty] | Historical Spots & Transfers | [6 empty] | Forecast Spots & Transfers
[35 empty] | Project Name | From | To | 2007 | 2008 | 2009 | 2010 | 2011 | 2012 | 2013 | 2014 | 2015 | 2016 | 2017 | 2018 | 2019 | 2020 | 2021 | 2022 | 2023 | 2024 | 2025 | 2026 | 2027 | 2028 | 2029 | 2030 | 2031 | 2032 | 2033 | 2034 | 2035 | 2036 | 2037 | 2038
| 0 | [33 empty] | Broad based demand management |  | Thornton 33_11kV Tx1 | 0 | 0 | 0 | 0 | 0 | 0 | 0 | 0 | -0.00055928 | -0.0055842 | -0.0066949 | -0.007899 | -0.01031 | 0 | 0 | 0 | 0 | 0 | 0 | 0 | 0 | 0 | 0 | 0 | 0 | 0 | 0 | 0 | 0 | 0 | 0 | 0
| Diversity Factor: 0 | [33 empty] | Broad based demand management |  | Thornton 33_11kV Tx3 | 0 | 0 | 0 | 0 | 0 | 0 | 0 | 0 | -0.00056935 | -0.0056846 | -0.0068153 | -0.0080412 | -0.010496 | 0 | 0 | 0 | 0 | 0 | 0 | 0 | 0 | 0 | 0 | 0 | 0 | 0 | 0 | 0 | 0 | 0 | 0 | 0
[35 empty] | DNP_ID: 2065. East Maitland to Thornton Aug 07 | East Maitland 33_11kV Tx1 | Thornton 33_11kV Tx1 | 0 | 0.30842 | 0 | 0 | 0 | 0 | 0 | 0 | 0 | 0 | 0 | 0 | 0 | 0 | 0 | 0 | 0 | 0 | 0 | 0 | 0 | 0 | 0 | 0 | 0 | 0 | 0 | 0 | 0 | 0 | 0 | 0
[35 empty] | DNP_ID: 2065. East Maitland to Thornton Aug 07 | East Maitland 33_11kV Tx1 | Thornton 33_11kV Tx3 | 0 | 0.31397 | 0 | 0 | 0 | 0 | 0 | 0 | 0 | 0 | 0 | 0 | 0 | 0 | 0 | 0 | 0 | 0 | 0 | 0 | 0 | 0 | 0 | 0 | 0 | 0 | 0 | 0 | 0 | 0 | 0 | 0
| 0 | [33 empty] | DNP_ID: 2065. East Maitland to Thornton Aug 07 | East Maitland 33_11kV Tx2 | Thornton 33_11kV Tx1 | 0 | 0.30842 | 0 | 0 | 0 | 0 | 0 | 0 | 0 | 0 | 0 | 0 | 0 | 0 | 0 | 0 | 0 | 0 | 0 | 0 | 0 | 0 | 0 | 0 | 0 | 0 | 0 | 0 | 0 | 0 | 0 | 0
| Diversity Factor: 0 | [33 empty] | DNP_ID: 2065. East Maitland to Thornton Aug 07 | East Maitland 33_11kV Tx2 | Thornton 33_11kV Tx3 | 0 | 0.31397 | 0 | 0 | 0 | 0 | 0 | 0 | 0 | 0 | 0 | 0 | 0 | 0 | 0 | 0 | 0 | 0 | 0 | 0 | 0 | 0 | 0 | 0 | 0 | 0 | 0 | 0 | 0 | 0 | 0 | 0
[35 empty] | DNP_ID: 2065. East Maitland to Thornton Aug 07 | East Maitland 33_11kV Tx3 | Thornton 33_11kV Tx1 | 0 | 0.30842 | 0 | 0 | 0 | 0 | 0 | 0 | 0 | 0 | 0 | 0 | 0 | 0 | 0 | 0 | 0 | 0 | 0 | 0 | 0 | 0 | 0 | 0 | 0 | 0 | 0 | 0 | 0 | 0 | 0 | 0
[35 empty] | DNP_ID: 2065. East Maitland to Thornton Aug 07 | East Maitland 33_11kV Tx3 | Thornton 33_11kV Tx3 | 0 | 0.31397 | 0 | 0 | 0 | 0 | 0 | 0 | 0 | 0 | 0 | 0 | 0 | 0 | 0 | 0 | 0 | 0 | 0 | 0 | 0 | 0 | 0 | 0 | 0 | 0 | 0 | 0 | 0 | 0 | 0 | 0
| 0 | [33 empty] | DNP_ID: 2066. Maitland Central to Thornton Aug 07 | Maitland Central 33_11kV Tx1 | Thornton 33_11kV Tx1 | 0 | 0.37293 | 0 | 0 | 0 | 0 | 0 | 0 | 0 | 0 | 0 | 0 | 0 | 0 | 0 | 0 | 0 | 0 | 0 | 0 | 0 | 0 | 0 | 0 | 0 | 0 | 0 | 0 | 0 | 0 | 0 | 0
| Diversity Factor: 0 | [33 empty] | DNP_ID: 2066. Maitland Central to Thornton Aug 07 | Maitland Central 33_11kV Tx1 | Thornton 33_11kV Tx3 | 0 | 0.37964 | 0 | 0 | 0 | 0 | 0 | 0 | 0 | 0 | 0 | 0 | 0 | 0 | 0 | 0 | 0 | 0 | 0 | 0 | 0 | 0 | 0 | 0 | 0 | 0 | 0 | 0 | 0 | 0 | 0 | 0
[35 empty] | DNP_ID: 2066. Maitland Central to Thornton Aug 07 | Maitland Central 33_11kV Tx2 | Thornton 33_11kV Tx1 | 0 | 0.37293 | 0 | 0 | 0 | 0 | 0 | 0 | 0 | 0 | 0 | 0 | 0 | 0 | 0 | 0 | 0 | 0 | 0 | 0 | 0 | 0 | 0 | 0 | 0 | 0 | 0 | 0 | 0 | 0 | 0 | 0
[35 empty] | DNP_ID: 2066. Maitland Central to Thornton Aug 07 | Maitland Central 33_11kV Tx2 | Thornton 33_11kV Tx3 | 0 | 0.37964 | 0 | 0 | 0 | 0 | 0 | 0 | 0 | 0 | 0 | 0 | 0 | 0 | 0 | 0 | 0 | 0 | 0 | 0 | 0 | 0 | 0 | 0 | 0 | 0 | 0 | 0 | 0 | 0 | 0 | 0
| 0 | [33 empty] | DNP_ID: 2067. East Maitland to Thornton mid 2008 | East Maitland 33_11kV Tx1 | Thornton 33_11kV Tx1 | 0 | 0 | 0.28639 | 0 | 0 | 0 | 0 | 0 | 0 | 0 | 0 | 0 | 0 | 0 | 0 | 0 | 0 | 0 | 0 | 0 | 0 | 0 | 0 | 0 | 0 | 0 | 0 | 0 | 0 | 0 | 0 | 0
| Diversity Factor: 0 | [33 empty] | DNP_ID: 2067. East Maitland to Thornton mid 2008 | East Maitland 33_11kV Tx1 | Thornton 33_11kV Tx3 | 0 | 0 | 0.29154 | 0 | 0 | 0 | 0 | 0 | 0 | 0 | 0 | 0 | 0 | 0 | 0 | 0 | 0 | 0 | 0 | 0 | 0 | 0 | 0 | 0 | 0 | 0 | 0 | 0 | 0 | 0 | 0 | 0
[35 empty] | DNP_ID: 2067. East Maitland to Thornton mid 2008 | East Maitland 33_11kV Tx2 | Thornton 33_11kV Tx1 | 0 | 0 | 0.28639 | 0 | 0 | 0 | 0 | 0 | 0 | 0 | 0 | 0 | 0 | 0 | 0 | 0 | 0 | 0 | 0 | 0 | 0 | 0 | 0 | 0 | 0 | 0 | 0 | 0 | 0 | 0 | 0 | 0
[35 empty] | DNP_ID: 2067. East Maitland to Thornton mid 2008 | East Maitland 33_11kV Tx2 | Thornton 33_11kV Tx3 | 0 | 0 | 0.29154 | 0 | 0 | 0 | 0 | 0 | 0 | 0 | 0 | 0 | 0 | 0 | 0 | 0 | 0 | 0 | 0 | 0 | 0 | 0 | 0 | 0 | 0 | 0 | 0 | 0 | 0 | 0 | 0 | 0
| 0 | [33 empty] | DNP_ID: 2067. East Maitland to Thornton mid 2008 | East Maitland 33_11kV Tx3 | Thornton 33_11kV Tx1 | 0 | 0 | 0.28639 | 0 | 0 | 0 | 0 | 0 | 0 | 0 | 0 | 0 | 0 | 0 | 0 | 0 | 0 | 0 | 0 | 0 | 0 | 0 | 0 | 0 | 0 | 0 | 0 | 0 | 0 | 0 | 0 | 0
| Diversity Factor: 0 | [33 empty] | DNP_ID: 2067. East Maitland to Thornton mid 2008 | East Maitland 33_11kV Tx3 | Thornton 33_11kV Tx3 | 0 | 0 | 0.29154 | 0 | 0 | 0 | 0 | 0 | 0 | 0 | 0 | 0 | 0 | 0 | 0 | 0 | 0 | 0 | 0 | 0 | 0 | 0 | 0 | 0 | 0 | 0 | 0 | 0 | 0 | 0 | 0 | 0
[35 empty] | DNP_ID: 2068. From Tarro - 18/9/08 SAO | Tarro 33_11kV Tx1 | Thornton 33_11kV Tx1 | 0 | 0 | 0.56648 | 0 | 0 | 0 | 0 | 0 | 0 | 0 | 0 | 0 | 0 | 0 | 0 | 0 | 0 | 0 | 0 | 0 | 0 | 0 | 0 | 0 | 0 | 0 | 0 | 0 | 0 | 0 | 0 | 0
[35 empty] | DNP_ID: 2068. From Tarro - 18/9/08 SAO | Tarro 33_11kV Tx1 | Thornton 33_11kV Tx3 | 0 | 0 | 0.57667 | 0 | 0 | 0 | 0 | 0 | 0 | 0 | 0 | 0 | 0 | 0 | 0 | 0 | 0 | 0 | 0 | 0 | 0 | 0 | 0 | 0 | 0 | 0 | 0 | 0 | 0 | 0 | 0 | 0
| 0 | [33 empty] | DNP_ID: 2068. From Tarro - 18/9/08 SAO | Tarro 33_11kV Tx2 | Thornton 33_11kV Tx1 | 0 | 0 | 0.56648 | 0 | 0 | 0 | 0 | 0 | 0 | 0 | 0 | 0 | 0 | 0 | 0 | 0 | 0 | 0 | 0 | 0 | 0 | 0 | 0 | 0 | 0 | 0 | 0 | 0 | 0 | 0 | 0 | 0
| Diversity Factor: 0 | [33 empty] | DNP_ID: 2068. From Tarro - 18/9/08 SAO | Tarro 33_11kV Tx2 | Thornton 33_11kV Tx3 | 0 | 0 | 0.57667 | 0 | 0 | 0 | 0 | 0 | 0 | 0 | 0 | 0 | 0 | 0 | 0 | 0 | 0 | 0 | 0 | 0 | 0 | 0 | 0 | 0 | 0 | 0 | 0 | 0 | 0 | 0 | 0 | 0
[35 empty] | DNP_ID: 2069. To East Maitland to deload feeders SAO-14/10/08 | Thornton 33_11kV Tx1 | East Maitland 33_11kV Tx1 | 0 | 0 | 0.12274 | 0 | 0 | 0 | 0 | 0 | 0 | 0 | 0 | 0 | 0 | 0 | 0 | 0 | 0 | 0 | 0 | 0 | 0 | 0 | 0 | 0 | 0 | 0 | 0 | 0 | 0 | 0 | 0 | 0
[35 empty] | DNP_ID: 2069. To East Maitland to deload feeders SAO-14/10/08 | Thornton 33_11kV Tx1 | East Maitland 33_11kV Tx2 | 0 | 0 | 0.12274 | 0 | 0 | 0 | 0 | 0 | 0 | 0 | 0 | 0 | 0 | 0 | 0 | 0 | 0 | 0 | 0 | 0 | 0 | 0 | 0 | 0 | 0 | 0 | 0 | 0 | 0 | 0 | 0 | 0
| 0 | [33 empty] | DNP_ID: 2069. To East Maitland to deload feeders SAO-14/10/08 | Thornton 33_11kV Tx1 | East Maitland 33_11kV Tx3 | 0 | 0 | 0.12274 | 0 | 0 | 0 | 0 | 0 | 0 | 0 | 0 | 0 | 0 | 0 | 0 | 0 | 0 | 0 | 0 | 0 | 0 | 0 | 0 | 0 | 0 | 0 | 0 | 0 | 0 | 0 | 0 | 0
| Diversity Factor: 0 | [33 empty] | DNP_ID: 2069. To East Maitland to deload feeders SAO-14/10/08 | Thornton 33_11kV Tx3 | East Maitland 33_11kV Tx1 | 0 | 0 | 0.12495 | 0 | 0 | 0 | 0 | 0 | 0 | 0 | 0 | 0 | 0 | 0 | 0 | 0 | 0 | 0 | 0 | 0 | 0 | 0 | 0 | 0 | 0 | 0 | 0 | 0 | 0 | 0 | 0 | 0
[35 empty] | DNP_ID: 2069. To East Maitland to deload feeders SAO-14/10/08 | Thornton 33_11kV Tx3 | East Maitland 33_11kV Tx2 | 0 | 0 | 0.12495 | 0 | 0 | 0 | 0 | 0 | 0 | 0 | 0 | 0 | 0 | 0 | 0 | 0 | 0 | 0 | 0 | 0 | 0 | 0 | 0 | 0 | 0 | 0 | 0 | 0 | 0 | 0 | 0 | 0
[35 empty] | DNP_ID: 2069. To East Maitland to deload feeders SAO-14/10/08 | Thornton 33_11kV Tx3 | East Maitland 33_11kV Tx3 | 0 | 0 | 0.12495 | 0 | 0 | 0 | 0 | 0 | 0 | 0 | 0 | 0 | 0 | 0 | 0 | 0 | 0 | 0 | 0 | 0 | 0 | 0 | 0 | 0 | 0 | 0 | 0 | 0 | 0 | 0 | 0 | 0
| 0 | [33 empty] | DNP_ID: 6707. Open point change Maitland Central 48115 and East Maitland 48011 | East Maitland 33_11kV Tx1 | Thornton 33_11kV Tx1 | 0 | 0 | 0 | 0.15242 | 0 | 0 | 0 | 0 | 0 | 0 | 0 | 0 | 0 | 0 | 0 | 0 | 0 | 0 | 0 | 0 | 0 | 0 | 0 | 0 | 0 | 0 | 0 | 0 | 0 | 0 | 0 | 0
| Diversity Factor: 0 | [33 empty] | DNP_ID: 6707. Open point change Maitland Central 48115 and East Maitland 48011 | East Maitland 33_11kV Tx1 | Thornton 33_11kV Tx2 | 0 | 0 | 0 | 0 | 0 | 0 | 0 | 0 | 0 | 0 | 0 | 0 | 0 | 0 | 0 | 0 | 0 | 0 | 0 | 0 | 0 | 0 | 0 | 0 | 0 | 0 | 0 | 0 | 0 | 0 | 0 | 0
[35 empty] | DNP_ID: 6707. Open point change Maitland Central 48115 and East Maitland 48011 | East Maitland 33_11kV Tx2 | Thornton 33_11kV Tx1 | 0 | 0 | 0 | 0.15242 | 0 | 0 | 0 | 0 | 0 | 0 | 0 | 0 | 0 | 0 | 0 | 0 | 0 | 0 | 0 | 0 | 0 | 0 | 0 | 0 | 0 | 0 | 0 | 0 | 0 | 0 | 0 | 0
[35 empty] | DNP_ID: 6707. Open point change Maitland Central 48115 and East Maitland 48011 | East Maitland 33_11kV Tx2 | Thornton 33_11kV Tx2 | 0 | 0 | 0 | 0 | 0 | 0 | 0 | 0 | 0 | 0 | 0 | 0 | 0 | 0 | 0 | 0 | 0 | 0 | 0 | 0 | 0 | 0 | 0 | 0 | 0 | 0 | 0 | 0 | 0 | 0 | 0 | 0
[35 empty] | DNP_ID: 6707. Open point change Maitland Central 48115 and East Maitland 48011 | East Maitland 33_11kV Tx3 | Thornton 33_11kV Tx1 | 0 | 0 | 0 | 0.15242 | 0 | 0 | 0 | 0 | 0 | 0 | 0 | 0 | 0 | 0 | 0 | 0 | 0 | 0 | 0 | 0 | 0 | 0 | 0 | 0 | 0 | 0 | 0 | 0 | 0 | 0 | 0 | 0
| Weather Correction and Public Holiday Factors | [8 empty] | Forecast ROG | [24 empty] | DNP_ID: 6707. Open point change Maitland Central 48115 and East Maitland 48011 | East Maitland 33_11kV Tx3 | Thornton 33_11kV Tx2 | 0 | 0 | 0 | 0 | 0 | 0 | 0 | 0 | 0 | 0 | 0 | 0 | 0 | 0 | 0 | 0 | 0 | 0 | 0 | 0 | 0 | 0 | 0 | 0 | 0 | 0 | 0 | 0 | 0 | 0 | 0 | 0
[10 empty] | ROG Justification | [24 empty] | DNP_ID: 7015. New Thornton feeder to Weakleys Dr Beresfield. | Tarro 33_11kV Tx1 | Thornton 33_11kV Tx3 | 0 | 0 | 0 | 0 | 0 | 0 | 0 | 1.1146 | 0 | 0 | 0 | 0 | 0 | 0 | 0 | 0 | 0 | 0 | 0 | 0 | 0 | 0 | 0 | 0 | 0 | 0 | 0 | 0 | 0 | 0 | 0 | 0
| Actual loads for season 2013 have been weather corrected by the following: | [6 empty] | 3.678% |  | Rog Capped +/-5% | [24 empty] | DNP_ID: 7015. New Thornton feeder to Weakleys Dr Beresfield. | Tarro 33_11kV Tx2 | Thornton 33_11kV Tx3 | 0 | 0 | 0 | 0 | 0 | 0 | 0 | 1.1146 | 0 | 0 | 0 | 0 | 0 | 0 | 0 | 0 | 0 | 0 | 0 | 0 | 0 | 0 | 0 | 0 | 0 | 0 | 0 | 0 | 0 | 0 | 0 | 0 | Rog Capped +/-5%
[35 empty] | HVCON_ID: 2000031. Beresfield Industrial Park HP175-10 |  | Thornton 33_11kV Tx3 | 0 | 0 | 0 | 0 | 0 | 0 | 0 | 0.31437 | 0 | 0 | 0 | 0 | 0 | 0 | 0 | 0 | 0 | 0 | 0 | 0 | 0 | 0 | 0 | 0 | 0 | 0 | 0 | 0 | 0 | 0 | 0 | 0
[35 empty] | HVCON_ID: 2000032. Beresfield Industrial Park HP175-10 |  | Thornton 33_11kV Tx3 | 0 | 0 | 0 | 0 | 0 | 0 | 0 | 0.31437 | 0 | 0 | 0 | 0 | 0 | 0 | 0 | 0 | 0 | 0 | 0 | 0 | 0 | 0 | 0 | 0 | 0 | 0 | 0 | 0 | 0 | 0 | 0 | 0
1 | 2 | 3 | 4 | 5 | 6 | 7 | 8 | 9 | 10 | 2014 | 2015 | 2016 | 2017 | 2018 | 2019 | 2020 | 2021 | 2022 | 2023 | 2024 | 2025 | 2026 | 2027 | 2028 | 2029 | 2030 | 2031 | 2032 | 2033 | 2034 | 2035 | 2036 | 2037 | 2038 | HVCON_ID: 2000034. Berry Park HWC |  | Thornton 33_11kV Tx1 | 0 | 0.17844 | 0 | 0 | 0 | 0 | 0 | 0 | 0 | 0 | 0 | 0 | 0 | 0 | 0 | 0 | 0 | 0 | 0 | 0 | 0 | 0 | 0 | 0 | 0 | 0 | 0 | 0 | 0 | 0 | 0 | 0
0.95 | 0.9025 | 0.87242 | 0.85789 | 0.85789 | 0.85789 | 0.85789 | 0.85789 | 0.85789 | 0.85789 | -5% | -5% | -3.333% | -1.666% | 0% | 0% | 0% | 0% | 0% | 0% | 0% | 0% | 0% | 0% | 0% | 0% | 0% | 0% | 0% | 0% | 0% | 0% | 0% | 0% | 0% | HVCON_ID: 2000034. Berry Park HWC |  | Thornton 33_11kV Tx3 | 0 | 0.18165 | 0 | 0 | 0 | 0 | 0 | 0 | 0 | 0 | 0 | 0 | 0 | 0 | 0 | 0 | 0 | 0 | 0 | 0 | 0 | 0 | 0 | 0 | 0 | 0 | 0 | 0 | 0 | 0 | 0 | 0
[35 empty] | HVCON_ID: 2000035. Ray Terr Road North Thornton - Display Home Village. Not a spot load. |  | Thornton 33_11kV Tx1 | 0 | 0 | 0 | 0 | 0 | 0 | 0 | 0 | 0 | 0 | 0 | 0 | 0 | 0 | 0 | 0 | 0 | 0 | 0 | 0 | 0 | 0 | 0 | 0 | 0 | 0 | 0 | 0 | 0 | 0 | 0 | 0
| Substation Load Detail | [33 empty] | HVCON_ID: 2000035. Ray Terr Road North Thornton - Display Home Village. Not a spot load. |  | Thornton 33_11kV Tx3 | 0 | 0 | 0 | 0 | 0 | 0 | 0 | 0 | 0 | 0 | 0 | 0 | 0 | 0 | 0 | 0 | 0 | 0 | 0 | 0 | 0 | 0 | 0 | 0 | 0 | 0 | 0 | 0 | 0 | 0 | 0 | 0
[35 empty] | HVCON_ID: 2000036. Morpeth WWTP - HWC |  | Thornton 33_11kV Tx1 | 0 | 0 | 0 | 0.22093 | 0 | 0 | 0 | 0 | 0 | 0 | 0 | 0 | 0 | 0 | 0 | 0 | 0 | 0 | 0 | 0 | 0 | 0 | 0 | 0 | 0 | 0 | 0 | 0 | 0 | 0 | 0 | 0
[7 empty] | Units | 2013 |  | 2014 | 2015 | 2016 | 2017 | 2018 | 2019 | 2020 | 2021 | 2022 | 2023 | 2024 | 2025 | 2026 | 2027 | 2028 | 2029 | 2030 | 2031 | 2032 | 2033 | 2034 | 2035 | 2036 | 2037 | 2038 | HVCON_ID: 2000036. Morpeth WWTP - HWC |  | Thornton 33_11kV Tx3 | 0 | 0 | 0 | 0.2249 | 0 | 0 | 0 | 0 | 0 | 0 | 0 | 0 | 0 | 0 | 0 | 0 | 0 | 0 | 0 | 0 | 0 | 0 | 0 | 0 | 0 | 0 | 0 | 0 | 0 | 0 | 0 | 0
1 | Thornton 33_11kV | Compensated |  | Load (LV side) |  |  | Amps | 0 |  | 1081.211 | 1025.611 | 995.8291 | 989.8396 | 1005.25 | 1027.564 | 1062.03 | 1094.615 | 1125.499 | 1157.397 | 1188.836 | 1223.43 | 1258.566 | 1295.508 | 1333.806 | 1372.35 | 1411.239 | 1450.873 | 1491.262 | 1532.413 | 1574.336 | 1617.039 | 1660.53 | 1704.82 | 1749.918 | Econometric |  | Thornton 33_11kV Tx1 | 0 | 0 | 0 | 0 | 0 | 0 | 0 | 0 | 0 | 0.11704 | 0.21798 | 0.32359 | 0.40663 | 0.45003 | 0.41029 | 0.40368 | 0.4097 | 0.4158 | 0.42199 | 0.42826 | 0.43462 | 0.44106 | 0.4476 | 0.45423 | 0.46094 | 0.46775 | 0.47466 | 0.48165 | 0.48875 | 0.49594 | 0.50323 | 0.51062
|  |  |  | Apparent Power |  |  | MVA | 19.4 | 19.66 | 20.5998 | 19.5405 | 18.9731 | 18.859 | 19.1526 | 19.5777 | 20.2344 | 20.8552 | 21.4436 | 22.0514 | 22.6504 | 23.3095 | 23.9789 | 24.6827 | 25.4124 | 26.1468 | 26.8877 | 27.6428 | 28.4124 | 29.1964 | 29.9951 | 30.8087 | 31.6374 | 32.4812 | 33.3404 | Econometric |  | Thornton 33_11kV Tx3 | 0 | 0 | 0 | 0 | 0 | 0 | 0 | 0 | 0 | 0.11915 | 0.2219 | 0.32941 | 0.41395 | 0.45813 | 0.41767 | 0.41094 | 0.41707 | 0.42328 | 0.42958 | 0.43597 | 0.44244 | 0.449 | 0.45565 | 0.4624 | 0.46924 | 0.47617 | 0.4832 | 0.49032 | 0.49754 | 0.50487 | 0.51229 | 0.51981
|  |  |  | Real Power |  |  | MW | 18.6095 | 18.8589 | 20.5646 | 19.5225 | 18.9622 | 18.8493 | 19.1396 | 19.5592 | 20.2056 | 20.8151 | 21.3915 | 21.9856 | 22.5699 | 23.2118 | 23.8625 | 24.5455 | 25.2524 | 25.9628 | 26.6786 | 27.4072 | 28.1487 | 28.9034 | 29.6714 | 30.4529 | 31.2481 | 32.0572 | 32.8803 | Energy Efficiency |  | Thornton 33_11kV Tx1 | 0 | 0 | 0 | 0 | 0 | 0 | 0 | -0.012036 | -0.006733 | -0.063959 | -0.10461 | -0.16327 | -0.17602 | -0.11061 | -0.09024 | -0.10104 | -0.097772 | -0.10897 | -0.084971 | -0.08659 | -0.07598 | -0.069867 | -0.074582 | -0.078398 | -0.078398 | -0.078398 | -0.078398 | -0.078398 | -0.078398 | -0.078398 | -0.078398 | -0.078398
|  |  |  | Reactive Power |  |  | MVAr | 0 |  | 1.2048 | 0.83966 | 0.64336 | 0.60382 | 0.70552 | 0.85252 | 1.079 | 1.2925 | 1.4945 | 1.7026 | 1.9073 | 2.1322 | 2.3602 | 2.5995 | 2.8471 | 3.096 | 3.3468 | 3.602 | 3.8618 | 4.1262 | 4.3953 | 4.6691 | 4.9477 | 5.2312 | 5.5196 | Energy Efficiency |  | Thornton 33_11kV Tx3 | 0 | 0 | 0 | 0 | 0 | 0 | 0 | -0.012253 | -0.0068541 | -0.06511 | -0.10649 | -0.1662 | -0.17918 | -0.1126 | -0.091864 | -0.10286 | -0.099531 | -0.11093 | -0.0865 | -0.088148 | -0.077347 | -0.071124 | -0.075924 | -0.079809 | -0.079809 | -0.079809 | -0.079809 | -0.079809 | -0.079809 | -0.079809 | -0.079809 | -0.079809
|  |  |  | Capacitors In Service |  |  | MVAr | 0.97 |  | 6 | 6 | 6 | 6 | 6 | 6 | 6 | 6 | 6 | 6 | 6 | 6 | 6 | 6 | 6 | 6 | 6 | 6 | 6 | 6 | 6 | 6 | 6 | 6 | 6 | Solar PV |  | Thornton 33_11kV Tx1 | 0 | 0 | 0 | 0 | 0 | 0 | 0 | 0 | 0 | 0 | 0 | 0 | 0 | 0 | 0 | 0 | 0 | 0 | 0 | 0 | 0 | 0 | 0 | 0 | 0 | 0 | 0 | 0 | 0 | 0 | 0 | 0
|  |  |  | PF |  |  |  | 0.95925 |  | 0.99829 | 0.99908 | 0.99942 | 0.99949 | 0.99932 | 0.99905 | 0.99858 | 0.99808 | 0.99757 | 0.99701 | 0.99645 | 0.99581 | 0.99514 | 0.99444 | 0.9937 | 0.99296 | 0.99222 | 0.99147 | 0.99072 | 0.98996 | 0.98921 | 0.98845 | 0.98769 | 0.98694 | 0.9862 | Solar PV |  | Thornton 33_11kV Tx3 | 0 | 0 | 0 | 0 | 0 | 0 | 0 | 0 | 0 | 0 | 0 | 0 | 0 | 0 | 0 | 0 | 0 | 0 | 0 | 0 | 0 | 0 | 0 | 0 | 0 | 0 | 0 | 0 | 0 | 0 | 0 | 0
0.84657 | Diversity Factor: 0.85 | Uncompensated |  | Reactive Power |  |  | MVAr | 0 | 6.5251 | 7.2048 | 6.8397 | 6.6434 | 6.6038 | 6.7055 | 6.8525 | 7.079 | 7.2925 | 7.4945 | 7.7026 | 7.9073 | 8.1322 | 8.3602 | 8.5995 | 8.8471 | 9.096 | 9.3468 | 9.602 | 9.8618 | 10.1262 | 10.3953 | 10.6691 | 10.9477 | 11.2312 | 11.5196
|  |  |  | PF |  |  |  | 0.94483 |  | 0.94376 | 0.94376 | 0.94376 | 0.94376 | 0.94376 | 0.94376 | 0.94376 | 0.94376 | 0.94376 | 0.94376 | 0.94376 | 0.94376 | 0.94376 | 0.94376 | 0.94376 | 0.94376 | 0.94376 | 0.94376 | 0.94376 | 0.94376 | 0.94376 | 0.94376 | 0.94376 | 0.94376 | 0.94376
[10 empty] | 1 | 2 | 3 | 4 | 5 | 6 | 7 | 8 | 9 | 10 | 11 | 12 | 13 | 14 | 15 | 16 | 17 | 18 | 19 | 20 | 21 | 22 | 23 | 24 | 25
Transformer Load Detail
[7 empty] | Units | 2013 |  | 2014 | 2015 | 2016 | 2017 | 2018 | 2019 | 2020 | 2021 | 2022 | 2023 | 2024 | 2025 | 2026 | 2027 | 2028 | 2029 | 2030 | 2031 | 2032 | 2033 | 2034 | 2035 | 2036 | 2037 | 2038
| 0 | Compensated |  | Load (LV side) |  |  | Amps
|  |  |  | Apparent Power |  |  | MVA
|  |  |  | Real Power |  |  | MW
|  |  |  | Reactive Power |  |  | MVAr
|  |  |  | Capacitors In Service |  |  | MVAr
PF
| Zone Div: | Uncompensated |  | Reactive Power |  |  | MVAr
PF
| 0 | Compensated |  | Load (LV side) |  |  | Amps
|  |  |  | Apparent Power |  |  | MVA
|  |  |  | Real Power |  |  | MW
|  |  |  | Reactive Power |  |  | MVAr
|  |  |  | Capacitors In Service |  |  | MVAr
PF
| Zone Div: | Uncompensated |  | Reactive Power |  |  | MVAr
PF
| 0 | Compensated |  | Load (LV side) |  |  | Amps
|  |  |  | Apparent Power |  |  | MVA
|  |  |  | Real Power |  |  | MW
|  |  |  | Reactive Power |  |  | MVAr
|  |  |  | Capacitors In Service |  |  | MVAr
PF
| Zone Div: | Uncompensated |  | Reactive Power |  |  | MVAr
PF
| 0 | Compensated |  | Load (LV side) |  |  | Amps
|  |  |  | Apparent Power |  |  | MVA
|  |  |  | Real Power |  |  | MW
|  |  |  | Reactive Power |  |  | MVAr
|  |  |  | Capacitors In Service |  |  | MVAr
PF
| Zone Div: | Uncompensated |  | Reactive Power |  |  | MVAr
PF
| 0 | Compensated |  | Load (LV side) |  |  | Amps
|  |  |  | Apparent Power |  |  | MVA
|  |  |  | Real Power |  |  | MW
|  |  |  | Reactive Power |  |  | MVAr
|  |  |  | Capacitors In Service |  |  | MVAr
PF
| Zone Div: | Uncompensated |  | Reactive Power |  |  | MVAr
PF
| 0 | Compensated |  | Load (LV side) |  |  | Amps
|  |  |  | Apparent Power |  |  | MVA
|  |  |  | Real Power |  |  | MW
|  |  |  | Reactive Power |  |  | MVAr
|  |  |  | Capacitors In Service |  |  | MVAr
PF
| Zone Div: | Uncompensated |  | Reactive Power |  |  | MVAr
PF
| 0 | Compensated |  | Load (LV side) |  |  | Amps
|  |  |  | Apparent Power |  |  | MVA
|  |  |  | Real Power |  |  | MW
|  |  |  | Reactive Power |  |  | MVAr
|  |  |  | Capacitors In Service |  |  | MVAr
PF
| Zone Div: | Uncompensated |  | Reactive Power |  |  | MVAr
PF
| 0 | Compensated |  | Load (LV side) |  |  | Amps
|  |  |  | Apparent Power |  |  | MVA
|  |  |  | Real Power |  |  | MW
|  |  |  | Reactive Power |  |  | MVAr
|  |  |  | Capacitors In Service |  |  | MVAr
PF
| Zone Div: | Uncompensated |  | Reactive Power |  |  | MVAr
PF
| 0 | Compensated |  | Load (LV side) |  |  | Amps
|  |  |  | Apparent Power |  |  | MVA
|  |  |  | Real Power |  |  | MW
|  |  |  | Reactive Power |  |  | MVAr
|  |  |  | Capacitors In Service |  |  | MVAr
PF
| Zone Div: | Uncompensated |  | Reactive Power |  |  | MVAr
PF
| 0 | Compensated |  | Load (LV side) |  |  | Amps
|  |  |  | Apparent Power |  |  | MVA
|  |  |  | Real Power |  |  | MW
|  |  |  | Reactive Power |  |  | MVAr
|  |  |  | Capacitors In Service |  |  | MVAr
PF
| Zone Div: | Uncompensated |  | Reactive Power |  |  | MVAr
PF

## Wallalong 33_11kV
| Wallalong 33_11kV | [16 empty] | 2014 | WINTER
[6 empty] | Zone decommissioned |  | 2014-12-01
| Substation Total Loads | [33 empty] | Spots & Transfers Detail
| Historical Loads | (11kV MVA) | [7 empty] | Weather Corrected Forecast Loads |  |  |  | (11kV MVA) | [20 empty] | Spots & Transfers Summary | (11kV MVA) |  | Historical Spots & Transfers | [6 empty] | Forecast Spots & Transfers
|  | 2007 | 2008 | 2009 | 2010 | 2011 | 2012 | 2013 |  | 2014 | 2015 | 2016 | 2017 | 2018 | 2019 | 2020 | 2021 | 2022 | 2023 | 2024 | 2025 | 2026 | 2027 | 2028 | 2029 | 2030 | 2031 | 2032 | 2033 | 2034 | 2035 | 2036 | 2037 | 2038 |  |  |  | 2007 | 2008 | 2009 | 2010 | 2011 | 2012 | 2013 | 2014 | 2015 | 2016 | 2017 | 2018 | 2019 | 2020 | 2021 | 2022 | 2023 | 2024 | 2025 | 2026 | 2027 | 2028 | 2029 | 2030 | 2031 | 2032 | 2033 | 2034 | 2035 | 2036 | 2037 | 2038
| Total | 2.9 | 4 | 3 | 2.5 | 3.07 | 2.8147 | 3.4216 |  | 3.2013 | 0 | 0 | 0 | 0 | 0 | 0 | 0 | 0 | 0 | 0 | 0 | 0 | 0 | 0 | 0 | 0 | 0 | 0 | 0 | 0 | 0 | 0 | 0 | 0 |  |  | Total | 0 | 0 | 0 | 0 | 0 | 0 | 0 | 0 | -3.5628 | 0 | 0 | 0 | 0 | 0 | 0 | 0 | 0 | 0 | 0 | 0 | 0 | 0 | 0 | 0 | 0 | 0 | 0 | 0 | 0 | 0 | 0 | 0
| Firm Rating | 0 | 0 | 0 | 0 | 0 | 0 | 0 |  | 0 | 0 | 0 | 0 | 0 | 0 | 0 | 0 | 0 | 0 | 0 | 0 | 0 | 0 | 0 | 0 | 0 | 0 | 0 | 0 | 0 | 0 | 0 | 0 | 0
| Total Capacity | 0 | 0 | 0 | 5.24 | 5.24 | 6.34 | 6.34 |  | 6.34 | 0 | 0 | 0 | 0 | 0 | 0 | 0 | 0 | 0 | 0 | 0 | 0 | 0 | 0 | 0 | 0 | 0 | 0 | 0 | 0 | 0 | 0 | 0 | 0 |  |  | Wallalong 33_11kV Tx1 | 0 | 0 | 0 | 0 | 0 | 0 | 0 | 0 | -3.5628 | 0 | 0 | 0 | 0 | 0 | 0 | 0 | 0 | 0 | 0 | 0 | 0 | 0 | 0 | 0 | 0 | 0 | 0 | 0 | 0 | 0 | 0 | 0
|  | -7 | -6 | -5 | -4 | -3 | -2 | -1 |  | 0 | 1 | 2 | 3 | 4 | 5 | 6 | 7 | 8 | 9 | 10 | 11 | 12 | 13 | 14 | 15 | 16 | 17 | 18 | 19 | 20 | 21 | 22 | 23 | 24 |  |  |  | 0 | 0 | 0 | 0 | 0 | 0 | 0 | 0 | 0 | 0 | 0 | 0 | 0 | 0 | 0 | 0 | 0 | 0 | 0 | 0 | 0 | 0 | 0 | 0 | 0 | 0 | 0 | 0 | 0 | 0 | 0 | 0
| Transformer Loads | [36 empty] | 0 | 0 | 0 | 0 | 0 | 0 | 0 | 0 | 0 | 0 | 0 | 0 | 0 | 0 | 0 | 0 | 0 | 0 | 0 | 0 | 0 | 0 | 0 | 0 | 0 | 0 | 0 | 0 | 0 | 0 | 0 | 0
| Historical Loads | (11kV MVA) | [7 empty] | Weather Corrected Forecast Loads |  |  |  | (11kV MVA) | [23 empty] | 0 | 0 | 0 | 0 | 0 | 0 | 0 | 0 | 0 | 0 | 0 | 0 | 0 | 0 | 0 | 0 | 0 | 0 | 0 | 0 | 0 | 0 | 0 | 0 | 0 | 0 | 0 | 0 | 0 | 0 | 0 | 0
|  | 2007 | 2008 | 2009 | 2010 | 2011 | 2012 | 2013 |  | 2014 | 2015 | 2016 | 2017 | 2018 | 2019 | 2020 | 2021 | 2022 | 2023 | 2024 | 2025 | 2026 | 2027 | 2028 | 2029 | 2030 | 2031 | 2032 | 2033 | 2034 | 2035 | 2036 | 2037 | 2038 |  |  |  | 0 | 0 | 0 | 0 | 0 | 0 | 0 | 0 | 0 | 0 | 0 | 0 | 0 | 0 | 0 | 0 | 0 | 0 | 0 | 0 | 0 | 0 | 0 | 0 | 0 | 0 | 0 | 0 | 0 | 0 | 0 | 0
| 0 | [36 empty] | 0 | 0 | 0 | 0 | 0 | 0 | 0 | 0 | 0 | 0 | 0 | 0 | 0 | 0 | 0 | 0 | 0 | 0 | 0 | 0 | 0 | 0 | 0 | 0 | 0 | 0 | 0 | 0 | 0 | 0 | 0 | 0
| Diversity Factor: 0 | [36 empty] | 0 | 0 | 0 | 0 | 0 | 0 | 0 | 0 | 0 | 0 | 0 | 0 | 0 | 0 | 0 | 0 | 0 | 0 | 0 | 0 | 0 | 0 | 0 | 0 | 0 | 0 | 0 | 0 | 0 | 0 | 0 | 0
[38 empty] | 0 | 0 | 0 | 0 | 0 | 0 | 0 | 0 | 0 | 0 | 0 | 0 | 0 | 0 | 0 | 0 | 0 | 0 | 0 | 0 | 0 | 0 | 0 | 0 | 0 | 0 | 0 | 0 | 0 | 0 | 0 | 0
[38 empty] | 0 | 0 | 0 | 0 | 0 | 0 | 0 | 0 | 0 | 0 | 0 | 0 | 0 | 0 | 0 | 0 | 0 | 0 | 0 | 0 | 0 | 0 | 0 | 0 | 0 | 0 | 0 | 0 | 0 | 0 | 0 | 0
| 0 | [36 empty] | 0 | 0 | 0 | 0 | 0 | 0 | 0 | 0 | 0 | 0 | 0 | 0 | 0 | 0 | 0 | 0 | 0 | 0 | 0 | 0 | 0 | 0 | 0 | 0 | 0 | 0 | 0 | 0 | 0 | 0 | 0 | 0
Diversity Factor: 0
[38 empty] | Historical Spots & Transfers | [6 empty] | Forecast Spots & Transfers
[35 empty] | Project Name | From | To | 2007 | 2008 | 2009 | 2010 | 2011 | 2012 | 2013 | 2014 | 2015 | 2016 | 2017 | 2018 | 2019 | 2020 | 2021 | 2022 | 2023 | 2024 | 2025 | 2026 | 2027 | 2028 | 2029 | 2030 | 2031 | 2032 | 2033 | 2034 | 2035 | 2036 | 2037 | 2038
| 0 | [33 empty] | DNP_ID: 6607. Establish 11kV connections to New Brandy Hill Zone | Wallalong 33_11kV Tx1 | Brandy Hill 132_11kV Tx1 | 0 | 0 | 0 | 0 | 0 | 0 | 0 | 0 | 3.5628 | 0 | 0 | 0 | 0 | 0 | 0 | 0 | 0 | 0 | 0 | 0 | 0 | 0 | 0 | 0 | 0 | 0 | 0 | 0 | 0 | 0 | 0 | 0
| Diversity Factor: 0 | [33 empty] | Econometric |  | Wallalong 33_11kV Tx1 | 0 | 0 | 0 | 0 | 0 | 0 | 0 | 0 | 0 | 0 | 0 | 0 | 0 | 0 | 0 | 0 | 0 | 0 | 0 | 0 | 0 | 0 | 0 | 0 | 0 | 0 | 0 | 0 | 0 | 0 | 0 | 0
[35 empty] | Energy Efficiency |  | Wallalong 33_11kV Tx1 | 0 | 0 | 0 | 0 | 0 | 0 | 0 | 0 | 0 | 0 | 0 | 0 | 0 | 0 | 0 | 0 | 0 | 0 | 0 | 0 | 0 | 0 | 0 | 0 | 0 | 0 | 0 | 0 | 0 | 0 | 0 | 0
[35 empty] | Solar PV |  | Wallalong 33_11kV Tx1 | 0 | 0 | 0 | 0 | 0 | 0 | 0 | 0 | 0 | 0 | 0 | 0 | 0 | 0 | 0 | 0 | 0 | 0 | 0 | 0 | 0 | 0 | 0 | 0 | 0 | 0 | 0 | 0 | 0 | 0 | 0 | 0
0
Diversity Factor: 0
0
Diversity Factor: 0
0
Diversity Factor: 0
0
Diversity Factor: 0
0
Diversity Factor: 0
0
Diversity Factor: 0
0
Diversity Factor: 0
| Weather Correction and Public Holiday Factors | [8 empty] | Forecast ROG
ROG Justification
| Actual loads for season 2013 have been weather corrected by the following: | [6 empty] | 4.682% |  | 7 year ROG ok | [59 empty] | 7 year ROG ok
1 | 2 | 3 | 4 | 5 | 6 | 7 | 8 | 9 | 10 | 2014 | 2015 | 2016 | 2017 | 2018 | 2019 | 2020 | 2021 | 2022 | 2023 | 2024 | 2025 | 2026 | 2027 | 2028 | 2029 | 2030 | 2031 | 2032 | 2033 | 2034 | 2035 | 2036 | 2037 | 2038
1.0067 | 1.0134 | 1.018 | 1.0202 | 1.0202 | 1.0202 | 1.0202 | 1.0202 | 1.0202 | 1.0202 | 0.6696% | 0.6696% | 0.4464% | 0.2232% | 0% | 0% | 0% | 0% | 0% | 0% | 0% | 0% | 0% | 0% | 0% | 0% | 0% | 0% | 0% | 0% | 0% | 0% | 0% | 0% | 0%
Substation Load Detail
[7 empty] | Units | 2013 |  | 2014 | 2015 | 2016 | 2017 | 2018 | 2019 | 2020 | 2021 | 2022 | 2023 | 2024 | 2025 | 2026 | 2027 | 2028 | 2029 | 2030 | 2031 | 2032 | 2033 | 2034 | 2035 | 2036 | 2037 | 2038
1 | Wallalong 33_11kV | Compensated |  | Load (LV side) |  |  | Amps | 0 |  | 168.0243 | 0 | 0 | 0 | 0 | 0 | 0 | 0 | 0 | 0 | 0 | 0 | 0 | 0 | 0 | 0 | 0 | 0 | 0 | 0 | 0 | 0 | 0 | 0 | 0
|  |  |  | Apparent Power |  |  | MVA | 3.4216 | 3.18 | 3.2013 | 0 | 0 | 0 | 0 | 0 | 0 | 0 | 0 | 0 | 0 | 0 | 0 | 0 | 0 | 0 | 0 | 0 | 0 | 0 | 0 | 0 | 0 | 0 | 0
|  |  |  | Real Power |  |  | MW | 3.0794 | 2.862 | 2.8812 | 0 | 0 | 0 | 0 | 0 | 0 | 0 | 0 | 0 | 0 | 0 | 0 | 0 | 0 | 0 | 0 | 0 | 0 | 0 | 0 | 0 | 0 | 0 | 0
|  |  |  | Reactive Power |  |  | MVAr | 0 |  | 1.3954 | 0 | 0 | 0 | 0 | 0 | 0 | 0 | 0 | 0 | 0 | 0 | 0 | 0 | 0 | 0 | 0 | 0 | 0 | 0 | 0 | 0 | 0 | 0 | 0
|  |  |  | Capacitors In Service |  |  | MVAr | 0 |  | 0 | 0 | 0 | 0 | 0 | 0 | 0 | 0 | 0 | 0 | 0 | 0 | 0 | 0 | 0 | 0 | 0 | 0 | 0 | 0 | 0 | 0 | 0 | 0 | 0
|  |  |  | PF |  |  |  | 0.9 |  | 0.9 | 0 | 0 | 0 | 0 | 0 | 0 | 0 | 0 | 0 | 0 | 0 | 0 | 0 | 0 | 0 | 0 | 0 | 0 | 0 | 0 | 0 | 0 | 0 | 0
0.74409 | Diversity Factor: 0.74 | Uncompensated |  | Reactive Power |  |  | MVAr | 0 | 1.3861 | 1.3954 | 0 | 0 | 0 | 0 | 0 | 0 | 0 | 0 | 0 | 0 | 0 | 0 | 0 | 0 | 0 | 0 | 0 | 0 | 0 | 0 | 0 | 0 | 0 | 0
|  |  |  | PF |  |  |  | 0.9 |  | 0.9 | 0 | 0 | 0 | 0 | 0 | 0 | 0 | 0 | 0 | 0 | 0 | 0 | 0 | 0 | 0 | 0 | 0 | 0 | 0 | 0 | 0 | 0 | 0 | 0
[10 empty] | 1 | 2 | 3 | 4 | 5 | 6 | 7 | 8 | 9 | 10 | 11 | 12 | 13 | 14 | 15 | 16 | 17 | 18 | 19 | 20 | 21 | 22 | 23 | 24 | 25
Transformer Load Detail
[7 empty] | Units | 2013 |  | 2014 | 2015 | 2016 | 2017 | 2018 | 2019 | 2020 | 2021 | 2022 | 2023 | 2024 | 2025 | 2026 | 2027 | 2028 | 2029 | 2030 | 2031 | 2032 | 2033 | 2034 | 2035 | 2036 | 2037 | 2038
| 0 | Compensated |  | Load (LV side) |  |  | Amps
|  |  |  | Apparent Power |  |  | MVA
|  |  |  | Real Power |  |  | MW
|  |  |  | Reactive Power |  |  | MVAr
|  |  |  | Capacitors In Service |  |  | MVAr
PF
| Zone Div: | Uncompensated |  | Reactive Power |  |  | MVAr
PF
| 0 | Compensated |  | Load (LV side) |  |  | Amps
|  |  |  | Apparent Power |  |  | MVA
|  |  |  | Real Power |  |  | MW
|  |  |  | Reactive Power |  |  | MVAr
|  |  |  | Capacitors In Service |  |  | MVAr
PF
| Zone Div: | Uncompensated |  | Reactive Power |  |  | MVAr
PF
| 0 | Compensated |  | Load (LV side) |  |  | Amps
|  |  |  | Apparent Power |  |  | MVA
|  |  |  | Real Power |  |  | MW
|  |  |  | Reactive Power |  |  | MVAr
|  |  |  | Capacitors In Service |  |  | MVAr
PF
| Zone Div: | Uncompensated |  | Reactive Power |  |  | MVAr
PF
| 0 | Compensated |  | Load (LV side) |  |  | Amps
|  |  |  | Apparent Power |  |  | MVA
|  |  |  | Real Power |  |  | MW
|  |  |  | Reactive Power |  |  | MVAr
|  |  |  | Capacitors In Service |  |  | MVAr
PF
| Zone Div: | Uncompensated |  | Reactive Power |  |  | MVAr
PF
| 0 | Compensated |  | Load (LV side) |  |  | Amps
|  |  |  | Apparent Power |  |  | MVA
|  |  |  | Real Power |  |  | MW
|  |  |  | Reactive Power |  |  | MVAr
|  |  |  | Capacitors In Service |  |  | MVAr
PF
| Zone Div: | Uncompensated |  | Reactive Power |  |  | MVAr
PF
| 0 | Compensated |  | Load (LV side) |  |  | Amps
|  |  |  | Apparent Power |  |  | MVA
|  |  |  | Real Power |  |  | MW
|  |  |  | Reactive Power |  |  | MVAr
|  |  |  | Capacitors In Service |  |  | MVAr
PF
| Zone Div: | Uncompensated |  | Reactive Power |  |  | MVAr
PF
| 0 | Compensated |  | Load (LV side) |  |  | Amps
|  |  |  | Apparent Power |  |  | MVA
|  |  |  | Real Power |  |  | MW
|  |  |  | Reactive Power |  |  | MVAr
|  |  |  | Capacitors In Service |  |  | MVAr
PF
| Zone Div: | Uncompensated |  | Reactive Power |  |  | MVAr
PF
| 0 | Compensated |  | Load (LV side) |  |  | Amps
|  |  |  | Apparent Power |  |  | MVA
|  |  |  | Real Power |  |  | MW
|  |  |  | Reactive Power |  |  | MVAr
|  |  |  | Capacitors In Service |  |  | MVAr
PF
| Zone Div: | Uncompensated |  | Reactive Power |  |  | MVAr
PF
| 0 | Compensated |  | Load (LV side) |  |  | Amps
|  |  |  | Apparent Power |  |  | MVA
|  |  |  | Real Power |  |  | MW
|  |  |  | Reactive Power |  |  | MVAr
|  |  |  | Capacitors In Service |  |  | MVAr
PF
| Zone Div: | Uncompensated |  | Reactive Power |  |  | MVAr
PF
| 0 | Compensated |  | Load (LV side) |  |  | Amps
|  |  |  | Apparent Power |  |  | MVA
|  |  |  | Real Power |  |  | MW
|  |  |  | Reactive Power |  |  | MVAr
|  |  |  | Capacitors In Service |  |  | MVAr
PF
| Zone Div: | Uncompensated |  | Reactive Power |  |  | MVAr
PF