## SCS Summary
Forecast Gross CAPEX ($'m FY2014) | 2014/15 | 2015/16 | 2016/17 | 2017/18 | 2018/19 | Total
Area plans (including system property) | 484.9926 | 427.4537 | 268.3295 | 225.6775 | 176.3117 | 1582.7651
Replacement and Duty of Care Plans | 313.243 | 334.0773 | 364.9978 | 373.4041 | 390.2959 | 1776.0181
Distribution capacity plans | 110.9014 | 111.1051 | 121.6255 | 128.7662 | 125.3293 | 597.7275
Reliability investment plan | 5.52 | 5.5865 | 5.6588 | 5.7447 | 5.8309 | 28.3409
Technology Plan | 37.9581 | 32.9836 | 35.9996 | 39.3127 | 36.0825 | 182.3365
Corporate Property Plan | 40.4593 | 61.2551 | 45.1133 | 24.4519 | 2.028 | 173.3076
Fleet and other capex plan | 18.4458 | 12.408 | 15.0598 | 16.6802 | 17.8888 | 80.4826
Total Capex | 1011.5202 | 984.8692 | 856.7843 | 814.0374 | 753.7672 | 4420.9783
ZERO SUM CHECK
Forecast Gross CAPEX ($'m FY2014) | 2014/15 | 2015/16 | 2016/17 | 2017/18 | 2018/19 | Total
Area plans (including system property) | 0 | 0 | 0 | 0 | 0 | 0
Replacement and Duty of Care Plans | 0 | 0 | 0 | 0 | 0 | 0
Distribution capacity plans | 0 | 0 | 0 | 0 | 0 | 0
Reliability investment plan | 0 | 0 | 0 | 0 | 0 | 0
Technology Plan | 0 | 0 | 0 | 0 | 0 | 0
Corporate Property Plan | 0 | 0 | 0 | 0 | 0 | 0
Fleet and other capex plan | 0 | 0 | 0 | 0 | 0 | 0
Total Capex | 0 | 0 | 0 | 0 | 0 | 0

## Area Plans
Consolidated CAPEX Report | [7 empty] | Consolidated CAPEX Report
AREA PLANS | [7 empty] | PROPERTY PLAN
| Fiscal year | 2015 | 2016 | 2017 | 2018 | 2019 | Overall Result |  | Fiscal year | 2015 | 2016 | 2017 | 2018 | 2019 | Overall Result
|  | Total CAPEX | Total CAPEX | Total CAPEX | Total CAPEX | Total CAPEX | Total CAPEX |  |  | Total CAPEX | Total CAPEX | Total CAPEX | Total CAPEX | Total CAPEX | Total CAPEX
BPC Project |  | * 1,000 | * 1,000 | * 1,000 | * 1,000 | * 1,000 | * 1,000 | BPC Project |  | * 1,000 | * 1,000 | * 1,000 | * 1,000 | * 1,000 | * 1,000
Total Area Plans |  | 474911.1278 | 421600.4183 | 263443.8383 | 212147.418 | 158941.738 | 1531044.5403 | Total Strategic Property Plan |  | 10081.463 | 5853.2558 | 4885.7094 | 13530.1138 | 17370.011 | 51720.5531
Transmission Inner Metro |  | 38738.7058 | 19756.6182 | 14842.687 | 18420.1723 | 20031.2336 | 111789.4169 | Property Acquisitions |  | 9994.3173 | 5808.277 | 4846.9186 | 13447.0841 | 17279.1092 | 51375.7062
PR_1.1.0008 | Rookwood Rd BSP 132kV Connections (SJ-05197) | 1008.9281 |  |  |  |  | 1008.9281 | SPR2_PRP_DACQ | Property Acquisitions Transmission | 6662.8782 | 5808.277 | 3635.1889 |  |  | 16106.3442
PR_1.1.0024 | 132kV Feeders 92FA/B and 90XA/B Replacement (SJ-6044) |  |  |  | 18420.1723 | 17970.9087 | 36391.081 | SPR2_PRP_TACQ | Property Acquisitions Distribution | 3331.4391 |  | 1211.7296 | 13447.0841 | 17279.1092 | 35269.3621
PR_1.1.0026 | Decommissioning of 928/3, 929/1 & 91A/2 |  |  |  |  | 1424.7682 | 1424.7682 | SPR2_WAGE_BUCK7 | GIS Data Capture (Land) | 87.1458 | 44.9788 | 38.7908 | 83.0297 | 90.9018 | 344.8469
PR_1.1.0027 | 132kV Feeders 92JA/B and 92GA/B Replacement (SJ-06155) | 4894.3513 | 14485.785 | 14158.376 |  |  | 33538.5123
PR_1.1.0031A | Beaconsfield West 132kV Busbar Replacement (SJ-06136) | 9089.2749 | 1736.8224 | 0 |  |  | 10826.0974
PR_1.1.0035A | 132kV Feeder (BFW-Belmore Park) & Partial 9SA & 9SB Repl | 15693.3423 | 3534.0107 |  |  |  | 19227.3531
PR_1.1.0107 | Extend Service Life of 132kV Feeder 91M/1 |  |  | 684.311 |  |  | 684.311
PR_1.1.0110 | 132kV Feeders 91L & 91M Replacement (SJ-05471 & SM-13754) | 8052.8091 |  |  |  |  | 8052.8091
PR_1.1.0128 | 132kV Feeder 202 Replacement |  |  |  |  | 635.5567 | 635.5567
Sydney CBD |  | 53806.95 | 49031.6687 | 48160.3491 | 38084.0667 | 36154.3244 | 225237.3589
PR_2.1.0001 | New City North 11kV Ductlines | 4130.7218 | 4805.635 | 1984.4773 |  |  | 10920.8341
PR_2.1.0004 | CBD 11kV LTs 2012 | 499.9393 |  |  |  |  | 499.9393
PR_2.1.0005 | CBD 11kV LTs (N-2) | 3951.8584 | 3862.876 | 2363.1588 | 0 |  | 10177.8933
PR_2.1.0016 | 132kV Feeders 92L/3 and 92M/1 Retirement |  | 734.1765 |  |  |  | 734.1765
PR_2.1.0024A | Belmore Park Feeder 929 Extension (SJ-06139) | 528.7962 |  |  |  |  | 528.7962
PR_2.1.0102 | Belmore Park 132kV Feeders (SJ-05600) | 1539.4003 |  |  |  |  | 1539.4003
PR_2.1.0105 | Belmore Park 11kV Ductlines | 1208.6677 |  |  |  |  | 1208.6677
PR_2.1.0106 | New Belmore Park 132/11kV Zone (SJ-03191) | 296.3894 |  |  |  |  | 296.3894
PR_2.1.0108 | CBD Eastern Tunnel (SJ-05729) | 23711.1544 | 6780.983 |  |  |  | 30492.1375
PR_2.1.0123 | New Bligh St Zone 132kV Connections (SJ-06104) |  | 482.8595 | 1415.8376 | 4605.0431 | 3162.8799 | 9666.6201
PR_2.1.0125 | New Bligh St 11kV Ductlines |  |  |  | 2253.5229 | 19594.1332 | 21847.6561
PR_2.1.0126 | New Bligh St 132kV Zone (SJ-06087) | 11262.7959 | 27837.8257 | 37755.666 | 27630.2566 | 13397.3113 | 117883.8555
PR_2.1.0135A | 11kV LTs to Decommission Dalley Street | 6677.2268 | 4527.3129 | 4641.2094 | 3595.2441 |  | 19440.9931
East Region |  | 24730.648 | 33226.9531 | 33710.8811 | 64489.1144 | 28957.3249 | 185114.9215
East Common |  | 14181.764 | 25973.2942 | 13520.8188 | 9474.7521 | 4241.8306 | 67392.4596
PR_3.1A.0002 | Campbell St 3rd Tx and 11kV SG |  |  |  | 4191.1963 | 1134.0322 | 5325.2285
PR_3.1A.0005 | Darlinghurst Zn and 33kV Feeders Retirement | 1166.4058 | 1513.0128 |  | 2396.5932 | 3107.7984 | 8183.8101
PR_3.1A.0007 | St Peters Ring Main CB (SJ-05959) | 378.598 |  |  |  |  | 378.598
PR_3.1A.0011 | Marrickville Ring Main CB (SJ-05960) | 2016.1412 | 23.1704 |  |  |  | 2039.3116
PR_3.1A.0016 | Waverley 33kV Feeders 391 &396 Retirement (SI-10015) | 246.9912 |  |  |  |  | 246.9912
PR_3.1A.0017 | Paddington 33kV Feeders Replacement (SJ-05967) |  | 8691.471 | 1563.3216 |  |  | 10254.7926
PR_3.1A.0020 | Graving Dock 33kV Feeder Replacement |  |  | 2046.6349 | 2886.9626 |  | 4933.5975
PR_3.1A.0028A | New Alexandria STS (SJ-00091, SJ-00172, SJ-00175) | 10373.6278 | 15745.64 | 9910.8623 |  |  | 36030.1301
East Bunnerong |  | 2269.7806 | 1812.3511 | 4734.4688 | 40416.9628 | 21811.9917 | 71045.5549
PR_3.1B.0002 | Botany to Port Botany 11kV LT (SM-05232) | 736.1265 |  |  |  |  | 736.1265
PR_3.1B.0003 | Botany 11kV SG Replacement & 11kV LTs |  | 257.7327 | 317.1676 | 13425.7653 | 886.8373 | 14887.503
PR_3.1B.0006 | Matraville Tx Decom for 11kV SG Replacement |  | 404.0096 | 1.3551 |  |  | 405.3647
PR_3.1B.0008 | Mascot to Green Sq 15MVA |  | 1150.6087 | 1417.0165 |  |  | 2567.6252
PR_3.1B.0011 | New Port Botany 33/11kV Zone (SJ-05108 & SI-05670) | 1533.6541 |  |  |  |  | 1533.6541
PR_3.1B.0016 | Matraville 11kV SG Replacement (SJ-05953) |  |  | 2831.6758 | 5584.5001 | 0 | 8416.1759
PR_3.1B.0017 | Mascot 33kV Feeders Replacement (Alexandria - Mascot) |  |  |  | 5183.1483 | 8948.4473 | 14131.5955
PR_3.1B.0020 | Mascot Zone Refurbishment |  |  | 126.5928 | 1120.0707 | 7194.7725 | 8441.436
PR_3.1B.0029A | Transfer Equinix and Airport Load to Alexandria STS |  |  | 40.661 | 15103.4784 | 4781.9346 | 19926.074
East 132 |  | 8279.1034 | 5441.3078 | 15455.5936 | 14597.3995 | 2903.5027 | 46676.907
PR_3.1C.0001 | New Rose Bay 11kV Connections (SI-05718) | 788.0194 |  |  |  |  | 788.0194
PR_3.1C.0003 | Rose Bay Decommission (SI-10043) | 492.9943 | 0 |  |  |  | 492.9943
PR_3.1C.0004 | Surry Hills 11kV SG Replacement | 5927.7891 | 4861.8765 |  |  |  | 10789.6655
PR_3.1C.0008 | New Waverley 132/11kV Zone (SJ-05952 & SM-12599) | 477.5218 |  |  |  |  | 477.5218
PR_3.1C.0009 | Waverley Decommission (SI-10039) | 592.7788 | 579.4314 |  |  |  | 1172.2101
PR_3.1C.0014 | Clovelly Group 1 SG Decom & 11kV LTs |  |  | 395.5341 | 534.6866 |  | 930.2206
PR_3.1C.0022 | 132kV Feeders 260/2 & 261/2 Replacement (Clovelly-Kingsford) |  |  | 8758.9763 | 11650.1669 |  | 20409.1432
PR_3.1C.0038A | New 132kV Feeder Bunnerong-Kingsford & Retire Feeder 260 |  |  |  |  | 2903.5027 | 2903.5027
PR_3.1C.0042A | Clovelly to Kingsford 11kV LT |  |  | 4862.9845 | 639.4539 |  | 5502.4383
PR_3.1C.0043A | Clovelly to Waverley 11kV LT |  |  | 1438.0988 | 1773.0922 |  | 3211.191
St George |  | 14273.7651 | 11792.1077 | 20087.9091 | 21104.0854 | 13355.0822 | 80612.9495
PR_4.1.0006 | New Hurstville 132/11kV Zone (SJ-05277 & SM-06472) | 936.2437 |  |  |  |  | 936.2437
PR_4.1.0007 | Blakehurst Decom with 11kV LTs and 33kV Feeder Rearrangement |  |  |  | 18.6161 | 9578.1847 | 9596.8008
PR_4.1.0008 | New Rockdale Zn and Decom (SJ-05993, SJ-06161, SJ-06162) | 13337.5214 | 10453.907 | 4003.7061 |  |  | 27795.1345
PR_4.1.0010 | Arncliffe Retirement & 11kV LTs |  | 1338.2007 | 15062.5165 |  |  | 16400.7172
PR_4.1.0029 | Peakhurst 33kV SG Replacement |  |  | 1021.6864 | 21085.4694 | 3776.8975 | 25884.0533
Sutherland |  | 12202.8507 | 240.2226 |  |  |  | 12443.0733
PR_4.2.0007 | New Kurnell 132/11kV Zone (SI-04526 & SM-13357) | 2446.9988 |  |  |  |  | 2446.9988
PR_4.2.0011 | Kurnell STS 33kV Busbar Retirement (SI-09895) | 608.5862 |  |  |  |  | 608.5862
PR_4.2.0013 | Engadine New 132kV Feeders (SI-05747) | 3140.4048 |  |  |  |  | 3140.4048
PR_4.2.0024 | Port Hacking Refurbishment (SJ-06039) | 4546.5081 |  |  |  |  | 4546.5081
PR_4.2.0029 | Jannali Refurbishment (SJ-04900) | 1460.3529 | 240.2226 |  |  |  | 1700.5755
CantBanks Region |  | 28604.2462 | 63039.4861 | 45373.4638 | 18135.2234 | 11616.7378 | 166769.1573
CantBanks - Canterbury |  | 12287.8796 | 56135.8622 | 45373.4638 | 18135.2234 | 11616.7378 | 143549.1668
PR_4.3A.0001 | New Strathfield South Zone 132kV Connections | 236.2188 | 3426.5328 | 1236.7107 |  |  | 4899.4624
PR_4.3A.0005 | New Leightonfield 132kV Zone |  |  | 272.0743 | 6757.611 | 11616.7378 | 18646.4231
PR_4.3A.0007 | New Strathfield South 132kV Zone | 1018.6712 | 17008.7148 | 10579.9221 | 126.25 |  | 28733.5581
PR_4.3A.0008 | Canterbury STS Refurbishment (SJ-05740) | 4691.5245 | 1825.4449 | 2417.7219 |  |  | 8934.6912
PR_4.3A.0012 | New Potts Hill 132/11kV Zone (SJ-05415 & SJ-05570) | 993.2778 |  |  |  |  | 993.2778
PR_4.3A.0014 | New Greenacre Park 132/11kV Zone with 11kV LTs and Decom | 4162.6296 | 18343.2242 | 5348.8159 | 605.9406 |  | 28460.6102
PR_4.3A.0019 | Dulwich Hill 33kV Zone + Decom (SJ-06064 & SI-00157) | 197.593 | 965.7192 | 10730.1634 | 10169.6899 |  | 22063.1655
PR_4.3A.0021 | Dulwich Hill 33kV Feeder Replacement (SJ-06070 & SI-00190) | 987.9647 | 14485.785 | 14788.0556 | 390.5077 |  | 30652.3129
PR_4.3A.0033A | 132kV Feeders 291 and 292 Retirement |  | 80.4414 |  | 85.2242 |  | 165.6656
CantBanks - Bankstown |  | 16316.3666 | 6903.6239 | 0 |  |  | 23219.9905
PR_4.3B.0003 | Bankstown STS 33kV SG Replacement (SJ-06056) | 1493.9513 |  |  |  |  | 1493.9513
PR_4.3B.0011 | Punchbowl 11kV SG Replacement (SJ-06063) | 5927.7879 | 6328.6579 | 0 |  |  | 12256.4458
PR_4.3B.0014 | Bass Hill 11kV SG Replacement (SJ-06061) | 8894.6274 | 574.966 |  |  |  | 9469.5934
Inner West Region |  | 60659.2619 | 78902.9754 | 28491.259 | 2773.806 | 4323.977 | 175151.2793
Inner West A |  | 41416.63 | 15577.2803 | 1290.362 | 0 |  | 58284.2723
PR_4.4.A.0004 | Five Dock Decom |  | 579.4313 | 566.335 | 0 |  | 1145.7663
PR_4.4.A.0011 | Leichhardt 132kV Conversion (SJ-05946) | 889.1683 | 471.2545 |  | 0 |  | 1360.4228
PR_4.4.A.0012 | New Croydon 132/11kV Zone (SJ-05942) | 1996.8356 | 3463.4488 |  |  |  | 5460.2844
PR_4.4.A.0016 | 132kV Feeder 900 Replacement (SI-05767) | 38530.6261 | 10924.1015 |  |  |  | 49454.7275
PR_4.4.A.0019A | Leichhardt 11kV SG LTs |  | 139.0442 | 724.027 |  |  | 863.0713
Inner West B |  | 202.0459 | 2359.763 | 35.1631 | 1370.7094 | 1850.5772 | 5818.2588
PR_4.4.B.0007 | Strathfield STS Refurbishment | 202.0459 | 2359.763 | 35.1631 |  |  | 2596.9721
PR_4.4.B.0015 | Concord to Olympic Park 11kV LT (DP Costed) |  |  |  | 1370.7094 | 1692.2476 | 3062.957
PR_4.4.B.0022A | 132kV feeders 923/2 and 924/2 Replacement |  |  |  |  | 158.3297 | 158.3297
Inner West C |  | 19040.586 | 60965.932 | 27165.7338 | 1403.0966 | 2473.3997 | 111048.7482
PR_4.4.C.0005 | New Olympic Park 132kV Zn (SJ-05947, SJ-06147, SJ-06148) | 16464.4962 | 2574.975 |  |  |  | 19039.4712
PR_4.4.C.0008 | New Auburn South 132kV Feeders | 36.308 | 27028.8316 | 10602.3477 |  |  | 37667.4872
PR_4.4.C.0009 | New Auburn South 132kV Zone | 2539.7818 | 22313.5916 | 4090.4229 |  |  | 28943.7964
PR_4.4.C.0018 | Flemington to SOPA 11kV LT and 11kV SG Decom (DP Costed) |  |  |  |  | 2473.3997 | 2473.3997
PR_4.4.C.0026A | 11kV LTs to Decommision Auburn |  | 7454.3518 | 9182.1012 |  |  | 16636.453
PR_4.4.C.0028A | 11kV LTs to Decommision Lidcombe |  | 1374.0207 | 1692.6033 |  |  | 3066.624
PR_4.4.C.0032A | Auburn Decommission |  | 220.1614 | 1374.3116 |  |  | 1594.473
PR_4.4.C.0033A | Lidcombe Decommission |  |  | 223.9471 | 1403.0966 |  | 1627.0437
Camperdown.Blackwattle Bay |  | 3768.8387 | 3.3892 | 529.5628 | 11482.2042 | 1175.8762 | 16959.8711
PR_4.5.0001 | Camperdown Zone Refurbishment (SJ-02883, SM-04738, SM-06358) | 2621.8037 |  |  |  |  | 2621.8037
PR_4.5.0002 | Camperdown 5kV Load Conversion (SM-12233 & SM-14378) | 649.6856 |  |  |  |  | 649.6856
PR_4.5.0003 | Camperdown 33kV Feeder Replacement (SJ-02875) | 497.3493 |  |  |  |  | 497.3493
PR_4.5.0004 | Camperdown Additional Tx and Associated 33kV Feeder |  |  |  | 3050.2579 | 39.4997 | 3089.7576
PR_4.5.0005 | Blackwattle Bay 11kV LTs (DP Costed) |  |  | 429.4371 | 8096.7816 | 1054.9016 | 9581.1204
PR_4.5.0006 | Blackwattle Bay Decom |  | 3.3892 | 100.1257 | 335.1646 | 81.4748 | 520.1543
Lower North Shore |  | 36477.158 | 2970.373 |  |  | 19.8718 | 39467.4028
PR_5.1.0006 | Crows Nest 132kV Conversion (SJ-05651 & SM-05951) | 790.3716 | 111.1639 |  |  |  | 901.5355
PR_5.1.0008 | Willoughby 132kV Feeders 9E3 & 9E4/2 Replacement (SJ-06046) | 19507.8989 |  |  |  |  | 19507.8989
PR_5.1.0009 | New North Sydney 132/11kV Zone (SJ-05969 & SI-05341) | 930.4327 | 2221.1541 |  |  |  | 3151.5868
PR_5.1.0016 | Lindfield STSS 132kV RMCB (SJ-06106) | 3710.4103 |  |  |  |  | 3710.4103
PR_5.1.0025 | Castle Cove & Mosman 132kV Disconnector Replacement | 459.5601 | 638.0549 |  |  |  | 1097.615
PR_5.1.0026 | 132kV Feeders 925/3 & 9E4/3 Replacement (SJ-05970) | 11078.4845 |  |  |  |  | 11078.4845
PR_5.1.0034A | Chatswood 33kV Feeder 554 Uprate |  |  |  |  | 19.8718 | 19.8718
Upper North Shore |  | 5759.6877 | 3862.876 | 1631.6858 |  |  | 11254.2495
PR_5.2.0006 | Kuringai 33kV SG Replacement (SJ-06016) | 5433.8055 | 3862.876 | 1631.6858 |  |  | 10928.3673
PR_5.2.0009 | St Ives 33kV Feeders Replacement (SJ-06017) | 325.8821 |  |  |  |  | 325.8821
Carlingford |  | 1893.0144 | 11520.8553 | 6020.68 | 281.3101 |  | 19715.8598
PR_5.3.0019 | Hunters Hill Refurbishment with 11kV SG (SJ-04784, SJ-00043) | 1893.0144 | 5794.3139 | 5663.3504 | 281.3101 |  | 13631.9888
PR_5.3.0021 | Top Ryde Additional Tx and 11kV SG |  | 5486.3463 | 61.4626 |  |  | 5547.8089
PR_5.3.0033A | Macquarie Park to Top Ryde 11kV LT Stage 1 (DP Costed) |  | 240.1951 | 295.867 |  |  | 536.0621
Pittwater |  | 9970.1062 | 8910.0437 | 21699.3683 | 2503.3804 | 743.8265 | 43826.7251
PR_5.4.0005 | Narrabeen Zone CLC Uprating |  |  |  |  | 548.874 | 548.874
PR_5.4.0008 | Careel Bay 11kV SG Replacement (SI-09903) | 7876.0542 | 1039.2691 |  |  |  | 8915.3233
PR_5.4.0022A | Uprate 33kV feeder S20 |  | 260.3525 | 13783.793 | 1037.8588 |  | 15082.0043
PR_5.4.0025A | Uprate 33kV feeder S21 Stage 2 |  |  |  |  | 194.9524 | 194.9524
PR_5.4.0034A | Mona Vale 11kV SG Replacement (Q13756) | 2022.6343 | 5773.9683 | 460.0692 |  |  | 8256.6718
PR_5.4.0035A | Terrey Hills 11kV SG Replacement (Q13751) | 71.4177 | 1836.0564 | 6770.5852 | 458.3216 |  | 9136.3809
PR_5.4.0037A | Narrabeen 33kV Busbar Retirement |  | 0.39731 | 684.921 | 1007.2001 |  | 1692.5184
Manly Warringah |  | 4138.2031 | 22545.5495 | 3643.8365 |  | 1851.0669 | 32178.6559
PR_5.5.0018 | North Head 33kV SG Refurbishment (SJ-05979) | 3853.0617 | 118.9437 |  |  |  | 3972.0054
PR_5.5.0039A | 33kV UG Sections Replacement (S08, S10) | 268.0893 | 21238.0934 | 3524.011 |  |  | 25030.1938
PR_5.5.0043A | Belrose 11kV Busbar Split and Install 2nd CLC |  |  |  |  | 592.6342 | 592.6342
PR_5.5.0044A | 33kV OH Section Uprate (S03) |  |  |  |  | 1258.4327 | 1258.4327
PR_5.5.0045A | 33kV UG Section Replacement (S08) Harbord end | 17.0521 | 1188.5123 | 119.8255 |  |  | 1325.3899
NorthWest | [5 empty] | 966.2302 | 966.2302
PR_5.6.0008A | Tee 132kV feeder 95Z to feeder 250 |  |  |  |  | 966.2302 | 966.2302
Lower Central Coast |  | 13549.8537 | 14571.1496 | 573.6127 |  |  | 28694.616
PR_6.1.0006 | Lisarow 11kV SG Replacement (SJ-05734) | 7575.2713 | 4083.8943 |  |  |  | 11659.1656
PR_6.1.0011 | Peats Ridge 11kV and 33kV SG Replacement (SI-09893) | 4989.2215 | 1140.7111 |  |  |  | 6129.9326
PR_6.1.0023 | New Empire Bay 66/11kV Zone with 11kV LTs (SI-05732) | 498.769 |  |  |  |  | 498.769
PR_6.1.0031A | Umina 11kV SG Replacement (Q13746) | 486.5919 | 9346.5442 | 573.6127 |  |  | 10406.7488
Upper Central Coast |  | 5927.7891 | 2815.6992 |  |  |  | 8743.4883
PR_6.2.0009 | Vales Point 11kV SG Replacement (SJ-06001) | 5927.7891 | 2815.6992 |  |  |  | 8743.4883
Newcastle CBD |  | 16610.3058 | 1131.9336 | 432.6167 |  | 517.0115 | 18691.8676
PR_7.1.0004 | New Tighes Hill 33/11kV Zone (SJ-05934 & SJ-00025) | 15744.694 | 1131.9336 | 432.6167 |  |  | 17309.2443
PR_7.1.0006 | New Broadmeadows 132/11kV Zone (SJ-04866 & SJ-00008) | 123.7208 |  |  |  |  | 123.7208
PR_7.1.0016 | Kotara Refurb and 33kV Feeder 775 & 773 Repl (SI-00136) | 247.9087 |  |  |  |  | 247.9087
PR_7.1.0033A | City Main Building Decomission (SJ-00118) | 493.9823 |  |  |  |  | 493.9823
PR_7.1.0034A | 33kV Feeder 773/767 Oil Section Replacement |  |  |  |  | 517.0115 | 517.0115
Newcastle Ports |  | 6297.912 | 10106.6673 |  |  |  | 16404.5794
PR_7.2.0004 | Waratah Busbar Refurbishment (SJ-05975) | 5927.7878 | 9770.4735 |  |  |  | 15698.2613
PR_7.2.0005 | Waratah Busbar Retirement | 13.6419 | 336.1938 |  |  |  | 349.8357
PR_7.2.0007 | Shortland Zone Decom (SI-09906) | 356.4823 |  |  |  |  | 356.4823
Newcastle West Corridor |  | 37.4908 | 1113.2254 | 7464.5845 | 977.8375 | 1283.4082 | 10876.5463
PR_7.3.0013A | Edgeworth 11kV SG Replacement (Q13683) | 37.4908 | 1113.2254 | 7464.5845 | 977.8375 |  | 9593.1381
PR_7.3.0014A | 33kV Feeder Reconductoring (Edgeworth - Cameron Park) |  |  |  |  | 1283.4082 | 1283.4082
West Lake Macquarie |  | 33863.4982 | 4329.747 | 0 |  |  | 38193.2452
PR_7.4.0002 | Awaba 33kV Feeders Augmentation (SI-09900) | 1787.6507 | 0 |  |  |  | 1787.6507
PR_7.4.0003 | Toronto Zone Retirement | 691.5752 | 0 |  |  |  | 691.5752
PR_7.4.0004 | Awaba STS 33kV Busbar Retirement (SI-10056) |  | 359.2475 | 0 |  |  | 359.2475
PR_7.4.0005 | 11kV SG Replacement at Myuna & Coorabong Mines | 13629.8125 | 3675.596 |  |  |  | 17305.4085
PR_7.4.0007 | New Toronto 132/11kV Zone (SJ-06009) | 17754.4598 | 294.9035 |  |  |  | 18049.3633
North East Lake Macquarie |  | 5063.3189 | 2316.3379 | 2017.4311 | 8811.6322 | 1155.5019 | 19364.222
PR_7.5.0001 | 33kV Feeder 760 & 766 Replacement (SJ-05976 & SJ-10011) | 4939.8234 | 2273.0534 | 716.8773 |  |  | 7929.754
PR_7.5.0018 | Swansea 11kV SG Replacement (Q13643) |  | 43.2845 | 1300.5538 | 8811.6322 | 1155.5019 | 11310.9724
PR_7.5.0027 | Pelican 11kV Transportable (SJ-06073) | 123.4956 |  |  |  |  | 123.4956
Maitland |  | 14375.1381 | 18287.3667 | 6355.5059 | 896.9819 | 9647.2985 | 49562.2911
PR_7.6.0020 | Telarah Retirement with 11kV LTs (DP Costed) |  | 886.6108 | 3155.1986 |  |  | 4041.8095
PR_7.6.0022 | New Metford 33kV Zone, Retire East Maitland & 11kV LTs | 12301.6406 | 1393.7728 |  |  |  | 13695.4134
PR_7.6.0033A | Tarro to Thornton 11kV LT |  |  |  | 896.9819 | 9647.2985 | 10544.2804
PR_7.6.0035A | New Telarah West 33kV Zone | 2073.4975 | 16006.9831 | 3200.3072 |  |  | 21280.7878
Cessnock |  | 8351.8488 | 8775.308 | 3230.8774 |  |  | 20358.0343
PR_7.7.0005 | New Paxton 33/11kV Zone (SJ-06023 & SM-19125) | 781.48 | 919.6764 |  |  |  | 1701.1564
PR_7.7.0008 | New Cessnock 33/11kV Zone (SJ-06026) | 6718.1616 | 7725.7542 | 2359.7301 |  |  | 16803.6458
PR_7.7.0020 | Paxton Retirement with 11kV LTs | 852.2072 |  |  |  |  | 852.2072
PR_7.7.0021 | Cessnock Retirement with 11kV LTs |  | 129.8775 | 871.1473 |  |  | 1001.0248
Port Stephens |  | 4494.3964 |  |  |  | 157.4952 | 4651.8916
PR_7.8.0013 | Stockton 11kV SG Replacement (Q13645) |  |  |  |  | 157.4952 | 157.4952
PR_7.8.0032A | New Medowie 33/11kV Zone (SJ-00041) | 4494.3964 |  |  |  |  | 4494.3964
Singleton |  | 11460.3904 | 901.8299 |  |  |  | 12362.2203
PR_8.1.0010 | Newdell 11kV SG Replacement | 4445.8414 | 163.9076 |  |  |  | 4609.749
PR_8.1.0012 | Branxton 11kV SG Replacement (SJ-06035) | 3062.6904 |  |  |  |  | 3062.6904
PR_8.1.0014 | Singleton 11kV SG Replacement (SJ-06032) | 3951.8586 | 737.9223 |  |  |  | 4689.7809
Upper Hunter |  | 16021.4357 | 3853.6909 | 3890.1539 | 9748.8443 | 6425.8247 | 39939.9495
PR_8.2.0012 | Denman 11kV SG Replacement (Q13648) |  |  | 166.7112 | 4080.8992 | 6250.2756 | 10497.886
PR_8.2.0014 | New Aberdeen 66/11kV Zone (SJ-05634) | 1365.5448 |  |  |  |  | 1365.5448
PR_8.2.0027 | Muswellbrook STS Retirement (SI-09913) | 1417.9564 |  | 0 |  |  | 1417.9564
PR_8.2.0030 | Muswellbrook Zone 66kV Conversion (SJ-06030) | 13237.9345 | 3699.9916 | 0 |  |  | 16937.9261
PR_8.2.0038A | Mitchell Line 11kV SG Replacement (Q13691) |  | 153.6993 | 3723.4427 | 5667.9451 | 175.5491 | 9720.6362
Conditional Projects |  | 21970.9954 | 30425.0643 | 4166.6295 | 4890.0849 | 11067.4857 | 72520.2598
PR_1.0007 | 10% New Wittingham 132/11kV Zone (Industrial Estate) |  |  | 126.2768 | 1264.1019 | 1003.589 | 2393.9677
PR_1.001 | 30% Pyrmont STS 4th Tx (SJ-05972) | 592.7788 | 2317.7256 | 849.5026 |  |  | 3760.007
PR_1.0013 | Munmorah STS + Connections (SJ-00102 & SJ-00165) | 9879.6475 | 22043.2364 |  |  |  | 31922.8839
PR_1.0021 | 10% Newdell STS |  | 17.1812 | 329.177 | 2351.4094 | 1552.9685 | 4250.7361
PR_1.0025 | Nelson Bay 11kV SG Replacement (SJ-06020) | 4939.8232 | 3477.7704 |  |  |  | 8417.5937
PR_1.0027 | New Lambton 11kV SG Replacement (SJ-05932) | 5229.2969 | 1125.0626 |  |  |  | 6354.3595
PR_1.0033A | 10% Warnervale Zone (Town Centre) |  |  |  | 53.1244 | 806.3499 | 859.4743
PR_1.0034A | 10% 132kV Connection (Mine) |  |  |  | 20.2658 | 1551.1346 | 1571.4004
PR_1.0037A | 15% 132kV Feeder to Kooragang (LNG) |  |  |  |  | 1630.2996 | 1630.2996
PR_1.0039A | 20%/50% Mitchell Line 3rd Tx & 66kV Feeders (Multiple Cust) |  |  |  | 5.4109 | 3996.8891 | 4002.3
PR_1.0041A | 10% 66kV feeder bay at Lemington |  |  | 235.941 | 63.2612 |  | 299.2021
PR_1.0042A | 20% 33kV STSS and Feeder Upgrade |  |  | 1286.1669 | 462.4634 |  | 1748.6303
PR_1.0044A | 10% 66kV Feeder Bays at Lemington (Mine) |  |  | 241.6671 | 92.6648 |  | 334.332
PR_1.0045A | 50% Willoughby STS Protection Change (Rail) |  | 25.8637 | 268.4204 |  |  | 294.284
PR_1.0047A | 10% 66kV Feeder Upgrade (Mine) |  |  | 117.9705 | 31.6306 |  | 149.6011
PR_1.0048A | 10% Menai 3rd Tx and 11kV SG |  | 543.7616 | 151.555 | 22.5782 | 14.1642 | 732.0591
PR_1.0090 | 5% 11kV connections from Mayfield West and Tighes Hill Zone |  |  |  | 9.6216 | 472.3761 | 481.9977
PR_1.0091 | 30% 66kV Feeder Works (Mine) | 89.3755 | 14.0136 | 484.6281 |  | 32.0717 | 620.089
PR_1.0092 | 10% 33kV Feeder Upgrade and 33kV capacitor bank at Avondale |  |  | 43.3061 | 455.5001 |  | 498.8062
PR_1.0093 | 50% 66kV Feeder Relocation (Coal) | 166.3006 | 741.4965 |  |  |  | 907.7972
PR_1.0094 | 10% 11kV Supply from Jesmond Zone (Univeristy) |  |  |  | 58.0526 | 7.6429 | 65.6955
PR_1.0096 | 50% 11kV Supply from Mayfield West (Port) | 283.1007 |  | 0 |  |  | 283.1007
PR_1.0097 | 10% 66kV Supply from Mitchell Line (Mine) | 28.8437 | 116.9922 | 31.2936 |  |  | 177.1295
PR_1.0098 | 5% 66kV Supply from Mitchell Line (Mine) |  | 1.9604 | 0.7245 |  |  | 2.6849
PR_1.0099 | Barangaroo South Connections | 761.8284 |  |  |  |  | 761.8284
SPR2_OTI_AP | Critical Protection Communications Program | 8401.152 | 4372.4506 |  |  |  | 12773.6026
SPR2_WAGE_BUCK1 | Planning, Forecasting and Compliance (Area Plans) | 7008.8638 | 6923.1886 | 6505.0949 | 6459.6538 | 6391.2226 | 33288.0238
SPR2_WAGE_BUCK2 | Switching and Control (Area Plans) | 3427.3129 | 3049.8964 | 1916.8153 | 1581.1132 | 1180.746 | 11155.8838
SPR2_WAGE_BUCK3 | GIS Data Capture (Area Plans) | 3025.9899 | 2823.7445 | 2698.8337 | 1507.9072 | 1920.1924 | 11976.6675

## Replacement & DOC
Consolidated CAPEX Report | [7 empty] | Consolidated CAPEX Report
REPLACEMENT PLAN | [7 empty] | DUTY OF CARE PLAN
| Fiscal year | 2015 | 2016 | 2017 | 2018 | 2019 | Overall Result |  | Fiscal year | 2015 | 2016 | 2017 | 2018 | 2019 | Overall Result
|  | Total CAPEX | Total CAPEX | Total CAPEX | Total CAPEX | Total CAPEX | Total CAPEX |  |  | Total CAPEX | Total CAPEX | Total CAPEX | Total CAPEX | Total CAPEX | Total CAPEX
BPC Project |  | * 1,000 | * 1,000 | * 1,000 | * 1,000 | * 1,000 | * 1,000 | BPC Project |  | * 1,000 | * 1,000 | * 1,000 | * 1,000 | * 1,000 | * 1,000
Total Replacement Plans |  | 245010.9087 | 266679.09 | 288840.2035 | 305624.616 | 324359.0664 | 1430513.8846 | Total Duty of Care Plan |  | 68232.0741 | 67398.1781 | 76157.6386 | 67779.5164 | 65936.8101 | 345504.2172
Distribution Centres |  | 42322.5688 | 47031.6276 | 51074.0011 | 57260.4423 | 57901.844 | 255590.4837 | Asbestos Management |  | 3850.8275 | 4175.018 | 4673.1627 | 4933.51 | 3870.8363 | 21503.3546
REP_01.02.01 | 2 Pole Substations - Std | 4005.4901 | 3535.6075 | 2140.4391 |  |  | 9681.5368 | DOC_11.03.52 | Asbestos Fire Doors - DC | 1078.0428 | 1406.3702 | 1888.0899 | 2013.9422 | 814.8139 | 7201.259
REP_01.02.02 | A,B & C Type Kiosks | 1960.5909 | 2172.2974 | 2729.9314 | 3112.2514 | 1656.5382 | 11631.6094 | DOC_11.03.53 | Asbestos Fire Doors - TS | 179.7567 | 41.8582 | 42.1399 | 42.453 | 42.7354 | 348.9432
REP_01.02.09 | Metal Industries Ring Main Isolators | 369.9137 |  |  |  |  | 369.9137 | DOC_11.03.54 | Asbestos Fire Doors - ZN | 456.3055 | 460.4404 | 351.1655 | 353.7754 | 356.1279 | 1977.8148
REP_01.02.41 | UHCC Substation | 515.4386 | 523.9049 | 703.4963 | 708.9436 | 714.0197 | 3165.803 | DOC_11.03.57 | Reactive Asbestos Projects - DC | 779.9094 | 791.3404 | 796.7969 | 803.0628 | 809.0856 | 3980.1951
REP_01.02.42 | OE Subs (chainwire) | 996.1208 | 1010.8606 | 1272.2143 | 1282.0988 | 1808.1958 | 6369.4903 | DOC_11.03.58 | Reactive Asbestos Projects - DM | 522.1591 | 632.8918 | 746.9485 | 865.5694 | 987.2122 | 3754.7809
REP_01.02.43 | HV OCB Subs | 2013.2403 | 2045.7907 | 2746.3816 | 2766.9928 | 3134.4925 | 12706.898 | DOC_11.03.59 | Reactive Asbestos Projects - TM | 104.1476 | 104.9911 | 105.9365 | 107.1065 | 108.2891 | 530.4708
REP_01.02.44 | STGW Kiosks | 1117.3353 | 1134.6009 | 1141.2773 | 1148.7617 | 1155.726 | 5697.7013 | DOC_11.03.60 | Reactive Asbestos Projects - TS | 208.7161 | 210.6074 | 212.0245 | 213.6002 | 215.0206 | 1059.9688
REP_01.02.45 | Statter_ALM_Godfrey HV Fuse Switches | 317.6055 | 482.1771 | 650.0941 | 988.0295 | 1446.0857 | 3883.9919 | DOC_11.03.61 | Reactive Asbestos Projects - ZN | 521.7902 | 526.5185 | 530.0612 | 534.0006 | 537.5516 | 2649.922
REP_01.02.46 | Chamber DC Subs - Newcastle | 219.4265 | 222.7459 | 337.7671 | 569.8821 | 807.4019 | 2157.2235 | Environment |  | 12144.1845 | 10701.3003 | 13588.5183 | 9282.398 | 8953.3237 | 54669.7247
REP_01.02.47 | Reyrolle JKSS RMIs C_EB | 264.2241 | 536.269 | 759.4854 | 1099.2499 | 1614.4324 | 4273.6608 | DOC_11.04.01 | Oil Containment - ZN | 2930.3738 | 6684.6789 | 8218.0681 | 7888.2565 | 7547.2241 | 33268.6015
REP_01.02.48 | Obsolete Subs | 3787.5102 | 4487.4182 | 5158.0147 | 5839.8977 | 6309.419 | 25582.2598 | DOC_11.04.01-1 | Oil Containment - TS | 2622.5176 |  |  |  |  | 2622.5176
REP_01.02.49 | KM Kiosks - Mackellar | 382.8321 | 777.7568 | 977.3585 | 1376.2882 | 1976.5054 | 5490.741 | DOC_11.04.03 | Noisy Tx Replacement - ZN | 5237.0892 | 2645.9941 | 3988.8339 |  |  | 11871.9172
REP_01.02.50 | ABB SD I & E Switches | 240.8987 | 244.7786 | 370.69 | 499.5092 | 756.8722 | 2112.7488 | DOC_11.04.03-2 | Noisy Tx Replacement - DC | 258.4942 | 262.7374 | 264.7863 | 267.0482 | 269.1792 | 1322.2454
REP_01.02.51 | Compact LV Boards - Hunter | 1281.4892 | 1300.6907 | 1315.6724 | 1332.8096 | 1349.7659 | 6580.4278 | DOC_11.04.05 | Reactive Environmental Projects - DC | 521.7403 | 528.7195 | 533.7627 | 539.6927 | 545.6136 | 2669.5288
REP_01.02.52 | Obsolete RMIs & FSs | 528.4481 | 536.269 | 813.7343 | 824.4375 | 1113.4016 | 3816.2906 | DOC_11.04.05-1 | Reactive Environmental Projects - TS | 208.7161 | 210.6074 | 212.0245 | 213.6002 | 215.0206 | 1059.9688
REP_01.03.01 | Low Voltage OCB Subs | 2891.1967 | 2938.063 | 2957.2856 | 2978.452 | 999.3556 | 12764.3529 | DOC_11.04.05-2 | Reactive Environmental Projects - ZN | 365.2532 | 368.5629 | 371.0428 | 373.8004 | 376.2861 | 1854.9454
REP_01.03.02 | Low Voltage ACB Subs | 332.579 | 337.6794 | 340.6101 | 343.9318 | 347.147 | 1701.9472 | Fire |  | 8248.2384 | 9340.7419 | 9504.8791 | 7106.0981 | 7156.6965 | 41356.654
REP_01.03.03 | High Voltage C Type OCB Subs | 1677.4673 | 1704.5686 |  |  |  | 3382.0359 | DOC_11.03.24 | Fire Mitigation - ZN | 871.3897 | 879.2859 | 885.2021 | 891.781 | 897.7111 | 4425.3698
REP_01.03.04 | Single Circuit Breaker Switchgear (West F100) | 1729.8256 | 2051.7426 | 2653.4604 | 3263.5944 | 3580.4515 | 13279.0744 | DOC_11.03.25 | Smoke Detection Installation - ZN | 834.8643 | 1053.037 | 1060.1223 | 1335.0014 | 1343.8789 | 5626.904
REP_01.03.06 | Network Protectors (West CM2/22) per NP | 656.676 | 1334.1249 | 1685.6552 | 2729.5357 | 3796.7465 | 10202.7384 | DOC_11.03.26 | Fire Hydrants - ZN | 1794.9583 | 1811.2236 | 1823.4104 | 1836.962 | 1849.1774 | 9115.7318
REP_01.03.07 | 400kVA Sydney CBD Conservator Type per Tx | 724.717 | 1104.8997 | 1114.1692 | 1499.2501 | 1512.2513 | 5955.2874 | DOC_11.03.28 | Distribution Substation Fire Assessment | 748.1756 | 758.1838 | 765.4157 | 773.9193 | 782.4099 | 3828.1043
REP_01.03.09 | Newcastle City (triplex) Substations | 1763.3867 | 1792.3906 | 2704.9415 | 3630.3502 |  | 9891.0691 | DOC_11.03.32 | Fire Mitigation - TS | 522.8338 | 527.5715 | 531.1213 | 535.0686 | 538.6267 | 2655.2219
REP_01.03.10 | Kiosk Steel Housings | 255.9561 | 389.8853 | 393.1358 | 529.0731 | 533.7818 | 2101.8321 | DOC_11.03.33 | Fire Hydrants - TS | 1318.0421 | 1329.9857 | 1338.9345 | 1348.8855 | 1357.8553 | 6693.703
REP_01.03.11 | G' Type LV Board Timber Housings | 489.6287 | 496.6546 | 503.1784 | 510.7093 | 518.2494 | 2518.4204 | DOC_11.03.51 | Smoke Detection Installation - TS | 730.5063 | 737.1259 | 742.0856 |  |  | 2209.7178
REP_01.03.12 | 3000A Distribution Transformer Links | 649.5629 | 923.3342 | 1064.3974 | 1343.472 | 1627.2377 | 5608.0042 | DOC_11.03.55 | Install PIR relays in the Sydney CBD | 1051.7793 | 1865.2351 | 1976.9432 |  |  | 4893.9576
REP_01.03.13 | Bass & Saunders Isolation & Earthing Switchgear | 1986.3825 | 2522.2504 | 3059.3679 | 3096.2196 | 3654.2535 | 14318.4738 | DOC_11.03.66 | Fire Fighting Water Storage Tanks - ZN | 114.7938 | 115.8341 | 116.6135 | 117.4801 | 118.2613 | 582.9828
REP_01.03.15 | Maitland Kiosks | 413.2024 | 419.8834 |  |  |  | 833.0858 | DOC_11.03.67 | Fire Fighting Water Storage Tanks - TS | 260.8951 | 263.2592 | 265.0306 | 267.0003 | 268.7758 | 1324.961
REP_01.03.16 | Muswellbrook Kiosks | 663.6811 | 674.8495 | 848.388 | 853.5643 | 858.1948 | 3898.6779 | Public Safety |  | 25202.5241 | 22325.2925 | 20318.1958 | 17425.3505 | 16722.5813 | 101993.9443
REP_01.03.17 | Hazemeyer RMIs - Harsh Environment | 398.3372 | 605.7802 | 882.3232 | 1096.4416 | 1314.3285 | 4297.2108 | DOC_11.03.01 | Distribution Chamber Substation Program | 4470.2712 | 4853.6452 | 5226.6044 | 5614.9623 | 5676.5639 | 25842.0471
REP_01.04.01 | Long & Crawford T3GF3 Ring Main Isolators | 211.3134 | 267.5245 | 432.1576 | 600.9409 | 718.1929 | 2230.1293 | DOC_11.03.02 | Perimeter Fencing - ZN | 918.3508 | 926.6726 | 932.9076 | 939.841 | 946.0908 | 4663.8628
REP_01.04.02 | Refurbishment of Pole Transformer Substations | 510.4376 | 777.1417 | 1050.8829 | 1334.635 | 1626.7691 | 5299.8663 | DOC_11.03.02-1 | Perimeter Fencing - TS | 367.3403 | 370.669 | 373.1631 | 375.9364 | 378.4363 | 1865.5451
REP_01.04.03 | Distribution Centre Reactive Replacement (< $50k) | 2355.1122 | 2656.0446 | 2963.0806 | 3284.2045 | 3613.8861 | 14872.328 | DOC_11.03.03 | Tower Anti-climb Devices | 5041.4565 | 2003.2079 |  |  |  | 7044.6644
REP_01.04.05 | Distribution Substation Buildings & Grounds | 784.8773 | 792.922 | 800.8863 | 810.7362 | 820.9204 | 4010.3423 | DOC_11.03.10 | Brick Wall OE Substations | 1680.0039 | 2188.8988 | 2455.3085 | 2730.8448 | 2710.6084 | 11765.6644
REP_01.04.07 | SF6 Switchgear - Low Gas | 328.5513 | 334.1299 | 369.7391 | 372.0911 | 374.2022 | 1778.7136 | DOC_11.03.11 | Water Crossing Assessments & Signs | 275.7524 | 278.7832 | 281.7491 | 285.3092 | 269.6283 | 1391.2222
REP_01.04.11 | Pole Substations with limited life poles | 4636.4113 | 5022.1129 | 5390.5684 | 6414.5966 | 7134.2532 | 28597.9423 | DOC_11.03.11-1 | Water Crossings - DM | 678.8068 |  | 53.3535 |  | 54.8451 | 787.0054
REP_01.04.12 | Distribution Substation Heritage Buildings | 523.4608 | 528.8261 | 534.1378 | 811.0605 | 821.2488 | 3218.734 | DOC_11.03.11-2 | Water Crossings - TM | 624.8857 |  |  |  |  | 624.8857
REP_01.04.13 | System Spares Equipment - DC Subs | 339.2414 | 345.6517 | 209.0792 | 208.4312 | 207.5175 | 1309.921 | DOC_11.03.34 | Low Mains - DM | 6409.7897 | 6492.2037 | 5463.3789 | 2906.9669 | 1683.954 | 22956.2932
Distribution Mains |  | 115911.6428 | 124761.663 | 126330.2067 | 135792.2615 | 153996.1415 | 656791.9155 | DOC_11.03.35 | Low Mains - TM | 337.8544 | 340.9307 | 286.9971 | 152.7851 | 88.5724 | 1207.1398
REP_04.02.01 | Steel Mains (km) | 3926.9759 | 3979.5113 | 4037.503 | 4104.7367 | 4172.1202 | 20220.8472 | DOC_11.03.40 | Relocate Poles in RTA Blackspots - DM | 877.3941 | 887.0375 | 896.4744 | 907.8019 | 919.1875 | 4487.8954
REP_04.02.02 | Pole Replacement Programme (No.) | 48848.1078 | 53529.9763 | 56093.1291 | 59364.781 | 78275.5544 | 296111.5486 | DOC_11.03.41 | Relocate Poles in RTA Blackspots - TM | 171.3712 | 172.9566 | 174.9626 | 177.3566 | 179.7823 | 876.4292
REP_04.02.04 | Low Voltage (LV) Overhead Services (No.) | 10497.0587 | 10637.7982 | 10797.7577 | 10983.2883 | 11169.6771 | 54085.5799 | DOC_11.03.42 | Reactive Electrical Safety - DC | 434.088 | 439.8946 | 444.0906 | 673.5364 | 907.901 | 2899.5106
REP_04.02.05 | LV Consac Cables (km) | 18024.7092 | 18382.5638 | 18821.0552 | 19308.1525 | 19809.1358 | 94345.6164 | DOC_11.03.43 | Reactive Electrical Safety - DM | 417.7273 | 421.9279 | 426.8277 | 540.9809 | 658.1414 | 2465.6052
REP_04.02.06 | Low Voltage HDPE Cables (km) | 4283.8045 | 4537.8223 | 4813.1196 | 5087.8124 | 5349.985 | 24072.5437 | DOC_11.03.44 | Reactive Electrical Safety - TM | 209.1083 | 210.8843 | 213.1746 | 323.9143 | 437.5221 | 1394.6036
REP_04.02.08 | Replace LV Spreaders in Bushfire Areas (No.) | 305.0374 | 308.8723 | 313.7272 | 319.4246 | 325.2162 | 1572.2777 | DOC_11.03.45 | Reactive Electrical Safety - TS | 260.8951 | 263.2592 | 265.0306 | 267.0003 | 268.7758 | 1324.961
REP_04.02.32 | 11kV Essantee ABS HS641 (No.) | 1362.1123 | 1379.5985 | 1396.0134 | 1415.1047 | 1433.9998 | 6986.8287 | DOC_11.03.46 | Reactive Electrical Safety - ZN | 521.7902 | 526.5185 | 530.0612 | 534.0006 | 537.5516 | 2649.922
REP_04.02.34 | Condemned Poles - Reinforcement (No.) | 2358.9816 | 2478.117 | 2527.1972 | 2596.7936 | 2663.2455 | 12624.335 | DOC_11.03.50 | Substation Fencing Upgrade - DC | 1505.6383 | 1947.8027 | 2294.1121 | 994.1139 | 1005.0203 | 7746.6872
REP_04.02.35 | Steel Round Pillars (No.) | 578.3795 | 585.6396 | 891.1541 | 906.017 | 1227.7775 | 4188.9678 | Workplace Safety |  | 15347.7393 | 16759.7141 | 22689.3052 | 23277.9391 | 23440.0785 | 101514.7762
REP_04.02.36 | 11kV Taplin ABS D571 (No.) | 915.5181 | 927.2711 | 938.3041 | 951.136 | 963.8359 | 4696.0652 | DOC_11.03.07 | Substations with Exposed 11kV | 3255.6597 | 3299.2098 | 3552.7246 | 3592.1943 | 3631.6041 | 17331.3925
REP_04.02.38 | LV UG Link Boxes (No.) | 925.5788 | 936.7169 | 948.587 | 962.5876 | 976.6687 | 4750.139 | DOC_11.03.30 | UG Substations Cascade modernisation | 3743.6032 | 3782.0751 | 7656.6988 | 7769.701 | 7886.6227 | 30838.7009
REP_04.02.42 | LV OH ABC Link Boxes (No.) | 206.5833 | 209.0951 | 212.1878 | 215.8341 | 219.5399 | 1063.2401 | DOC_11.03.36 | Reactive OH&S Projects - ZN | 521.7902 | 526.5185 | 530.0612 | 534.0006 | 537.5516 | 2649.922
REP_04.02.43 | 11kV ABS Haycolec (No.) | 634.1638 | 642.3049 | 649.9472 | 658.8356 | 667.6327 | 3252.8842 | DOC_11.03.37 | Reactive OH&S Projects - TS | 260.8951 | 263.2592 | 265.0306 | 267.0003 | 268.7758 | 1324.961
REP_04.02.44 | 11kV ABS Non-Haycolec (No.) | 2344.6196 | 2374.7187 | 2402.9739 | 2435.836 | 2468.3603 | 12026.5084 | DOC_11.03.38 | Optical Arc Fault Protection Trial | 1408.6989 | 2220.622 | 4327.9542 | 4714.3986 | 4780.0545 | 17451.7283
REP_04.02.45 | 11kV Under Slung Link (No.) | 468.9239 | 474.9437 | 480.5948 | 487.1672 | 493.6721 | 2405.3017 | DOC_11.03.39 | LV Board Screening - Kiosk Type DCs | 669.8311 | 900.2719 | 755.808 | 638.7478 | 516.9907 | 3481.6495
REP_04.02.46 | HV OH Mains (ACSR/Quince) (km) | 1021.0137 | 2069.3459 | 2907.0022 | 3776.3578 | 3754.9082 | 13528.6278 | DOC_11.03.47 | Reactive OH&S Projects - DM | 2089.0336 | 2111.994 | 2134.4629 | 2161.433 | 2188.5417 | 10685.4652
REP_04.03.02 | Re-Establishment of 11kV Overhead Feeder Access Tracks (km) | 1256.4919 | 1270.3011 | 1283.8271 | 1300.0629 | 1316.3834 | 6427.0664 | DOC_11.03.48 | Reactive OH&S Projects - DC | 1043.4807 | 1057.439 | 1067.5254 | 1079.3853 | 1091.2272 | 5339.0576
REP_04.03.05 | LV UG Service Termination Boxes (No.) | 38.7939 | 39.3148 | 39.9634 | 40.717 | 41.4754 | 200.2645 | DOC_11.03.49 | Reactive OH&S Projects - TM | 209.1083 | 210.8843 | 213.1746 | 215.9429 | 218.7611 | 1067.8711
REP_04.03.07 | 11kV Ground/Pole Regulators (No.) | 1283.9106 | 325.0382 |  |  |  | 1608.9488 | DOC_11.03.56 | LV Board Screening - Chamber Type DCs | 500.8707 | 592.1659 | 683.2163 | 785.7925 | 783.9376 | 3345.983
REP_04.04.01 | Low Voltage (LV) Overhead Mains - Bare Wire to ABC (km) | 5125.7274 | 5193.4835 | 5266.914 | 5352.1703 | 5437.5387 | 26375.8338 | DOC_11.03.63 | AC & DC Boards - ZN | 212.112 | 306.8231 |  |  |  | 518.9351
REP_04.04.02 | 11/5kV Undergound Mains (km) | 3744.9344 | 3774.0762 | 4166.3637 | 4580.7886 | 5009.0278 | 21275.1908 | DOC_11.03.64 | AC & DC Boards - TS | 45.4526 |  |  |  |  | 45.4526
REP_04.04.03 | Low Voltage (LV) Underground Mains (km) | 3159.9676 | 3188.2374 | 3474.2749 | 3776.5436 | 4087.5818 | 17686.6052 | DOC_11.03.65 | Mackellar Chamber Substation Safety - DC | 1387.2032 | 1488.4512 | 1502.6488 | 1519.3427 | 1536.0114 | 7433.6574
REP_04.04.04 | LV Underground Services (No.) | 1138.4805 | 846.0376 | 322.1575 | 327.9149 | 333.7227 | 2968.3131 | Security Risk |  | 3438.5602 | 4096.1112 | 5383.5775 | 5754.2207 | 5793.2938 | 24465.7634
REP_04.04.05 | 11kV UG Ductline - CBD (km) | 626.5992 | 632.9009 | 640.2554 | 649.1963 | 658.1669 | 3207.1187 | DOC_11.05.01 | Electronic Security - ZN | 594.8408 | 600.2311 | 604.2697 | 304.3803 | 306.4044 | 2410.1264
REP_04.04.07 | Capital Works - Natural Disasters, Storms and Bushfires |  | 3168.0297 |  | 3242.2534 |  | 6410.2831 | DOC_11.05.05 | Electronic Security - TS | 2479.5471 | 3127.5199 | 4407.9885 | 5075.1415 | 5108.8902 | 20199.0872
REP_04.04.09 | System Spares - DM (No.) | 103.1106 | 104.3112 | 104.4516 | 104.6142 | 104.67 | 521.1576 | DOC_11.05.07 | Reactive Infrastructure Risk Projects - TS | 104.0492 | 105.2458 | 106.0912 | 107.0568 | 107.9998 | 530.4428
REP_04.04.10 | 11/22kV Overhead Mains (km) | 1311.6204 | 1328.3879 | 1345.8948 | 1366.3187 | 1386.7442 | 6738.966 | DOC_11.05.08 | Reactive Infrastructure Risk Projects - ZN | 260.1231 | 263.1144 | 265.228 | 267.642 | 269.9995 | 1326.107
REP_04.04.11 | Distibution Mains Reactive Replacement (<$50k) (No.) | 1420.438 | 1437.2491 | 1455.851 | 1477.8165 | 1649.5013 | 7440.856
Transmission Mains |  | 21969.2659 | 26807.6008 | 28341.3951 | 27487.4327 | 28917.7492 | 133523.4437
REP_05.02.01-1 | 132kV and 66kV Tower Survey |  | 639.5324 | 217.011 |  |  | 856.5434
REP_05.02.01-3 | Tower Painting & Refurbishment | 3263.7994 | 3434.5683 | 3480.2567 | 3537.0282 | 3596.573 | 17312.2257
REP_05.02.01-4 | Tower Grillage System | 555.1487 |  |  |  |  | 555.1487
REP_05.02.01-5 | Tower Replacement | 967.1316 | 975.3283 | 988.3027 | 1004.4243 | 1021.3335 | 4956.5204
REP_05.02.02-1 | Refurbish Access Tracks - 33kV Lines | 118.5221 | 119.624 | 121.2993 | 123.3532 | 125.494 | 608.2925
REP_05.02.02-2 | Refurbish Access Tracks - 66kV Lines | 79.0147 | 79.7493 | 80.8662 | 82.2354 | 83.6627 | 405.5284
REP_05.02.02-3 | Refurbish Access Tracks - 132kV Lines | 79.0147 | 79.7493 | 80.8662 | 82.2354 | 83.6627 | 405.5284
REP_05.02.03 | Replace Earthing - Sub-Trans Feeders | 1020.2251 | 1023.5411 | 5293.2947 | 6067.0394 | 7177.1418 | 20581.242
REP_05.02.04 | Air Break Switches (ABS) - (Reactive) | 32.0081 | 64.6284 | 65.3511 | 66.2 | 67.0485 | 295.236
REP_05.02.05-1 | Insulator Replacement - 132kV Tower | 223.1269 | 225.3777 | 228.205 | 231.5443 | 234.9187 | 1143.1726
REP_05.02.05-2 | Insulator Replacement - 132kV Wood Pole | 449.9615 | 453.8868 | 458.4753 | 463.9166 | 469.3554 | 2295.5956
REP_05.02.06 | Pole Replacement Sub-Program | 6382.6825 | 6796.0597 | 7009.5604 | 7242.1058 | 7479.9916 | 34910.4
REP_05.02.07-1 | Refurb 33kV OH Feeders | 1787.4379 | 2770.5489 | 3858.5017 | 3729.4018 | 3930.9785 | 16076.8689
REP_05.02.07-3 | Refurb 132kV OH Feeders |  | 847.3161 | 703.1787 |  | 88.1326 | 1638.6275
REP_05.02.08 | Refurbish 132kV Cable Tunnel | 262.7858 | 265.013 | 134.2692 | 136.4594 | 138.7567 | 937.284
REP_05.02.12 | Cable Pressure Alarm Replacement | 1540.0018 | 1218.802 | 935.5967 | 301.9002 |  | 3996.3007
REP_05.02.13 | Miscellaneous Sub-Trans Mains | 504.0839 | 461.9717 | 512.7514 | 518.4213 | 524.1535 | 2521.3818
REP_05.02.14 | System Spares - TM (OH & UG) | 408.801 | 409.9556 | 408.3858 | 406.8976 | 405.052 | 2039.092
REP_05.02.23 | Insulator Replacement - 33KV Pole Lines | 113.9974 | 230.3181 | 233.2344 | 236.6749 | 240.1503 | 1054.3751
REP_05.02.24 | Protection Pilots | 890.9912 | 900.405 | 910.6476 | 738.1744 | 747.7806 | 4187.9988
REP_05.02.25 | Insulator Replacement - 66KV Pole Lines | 115.6048 | 116.773 | 118.2343 | 119.9586 | 121.6996 | 592.2703
REP_05.02.26 | Ground Stays | 1013.8234 | 3515.8356 | 304.844 | 176.8911 | 134.7177 | 5146.1118
REP_05.03.01 | Transmission Mains Reactive Replacement (<$50K) | 2161.1034 | 2178.6164 | 2198.2628 | 2222.5708 | 2247.1457 | 11007.6991
Transmission Sub-stations |  | 17523.1235 | 22368.3282 | 29653.7307 | 25866.3033 | 25554.2134 | 120965.6992
REP_03.02.03 | 33kV Bulk Oil OD Circuit Breakers - TS |  |  | 1813.8623 | 2520.8666 | 2315.3356 | 6650.0645
REP_03.02.05 | System Spare Transformer - TS | 424.397 | 2569.0377 | 427.1704 | 425.9085 | 424.3336 | 4270.8472
REP_03.02.06 | Earthing system - TS | 586.3498 |  |  |  |  | 586.3498
REP_03.02.27 | Post VTs - TS | 566.9108 | 1031.6927 | 810.8235 | 703.1956 | 1066.7602 | 4179.3827
REP_03.02.30 | 33KV I&ES - TS | 397.0832 | 501.7081 | 507.364 | 513.8055 | 520.0539 | 2440.0147
REP_03.02.32 | CFC Lids - TS | 302.3282 | 305.7958 | 308.2156 | 310.9784 | 313.6735 | 1540.9915
REP_03.02.33 | 132/66kV Non Motorised I & E Switches - TS | 1363.9653 | 1531.3217 | 1545.4899 | 1717.7082 | 1734.6147 | 7893.0999
REP_03.02.34 | SCADA Schemes including Comp Control Boards - TS | 146.447 | 296.3451 | 448.5877 | 755.416 | 763.0677 | 2409.8636
REP_03.02.35 | Steel Structures - TS | 903.7145 | 912.3319 | 920.6517 | 930.0173 | 938.7936 | 4605.509
REP_03.02.36 | PINC/MPLS Core - TS |  | 2244.8498 | 4117.4739 |  |  | 6362.3236
REP_03.02.37 | Lighting Spires - TS | 163.7802 | 165.7761 | 167.8324 | 170.1946 | 172.5423 | 840.1256
REP_03.02.39 | Protection Schemes - TS | 912.4805 | 923.8934 | 935.0129 | 947.8104 | 960.5928 | 4679.7899
REP_03.02.42 | Transformer Replacement (utilising existing holdings) - TS | 215.7293 | 1309.7306 | 221.4368 | 225.0477 | 228.6222 | 2200.5665
REP_03.03.01 | 132kV Circuit Breakers - General - TS | 956.8419 | 967.06 | 2599.8578 | 1967.784 | 1984.9135 | 8476.4572
REP_03.03.02 | 132kV Motorised I & E Switches - TS | 3054.5913 | 1929.8374 | 1559.0097 | 197.0299 | 199.1134 | 6939.5817
REP_03.03.03 | Essantee 33kV Isolators - TS |  | 100.3416 |  |  |  | 100.3416
REP_03.03.04 | 33/66kV Capacitor Banks - TS | 391.7437 | 791.8583 | 1197.3888 | 1611.0376 | 2031.1698 | 6023.1983
REP_03.03.05 | Protection Relays - TS Reactive | 347.6146 | 352.1892 | 595.5653 | 726.5647 | 738.5302 | 2760.464
REP_03.03.06 | Replace Distance Relays with Line Diff Protection - TS | 821.2324 | 923.8934 | 1402.5193 | 2369.5259 | 2881.7785 | 8398.9495
REP_03.03.08 | Batteries and Battery Charging Equipment -TS | 268.8316 | 407.5597 | 365.0046 | 598.1585 | 649.3378 | 2288.8922
REP_03.03.09 | Post CTs - TS | 304.2994 | 461.2852 | 774.6847 | 937.6065 | 1260.285 | 3738.1607
REP_03.03.10 | 132/66kV Bushings - TS | 470.2792 | 475.7522 | 1202.248 | 1216.9784 | 1231.4728 | 4596.7306
REP_03.04.02 | 66kV Circuit Breakers - TS | 256.2299 | 258.9694 | 783.4893 | 263.6527 | 266.0407 | 1828.3819
REP_03.04.03 | 33 kV Circuit Breakers - General - TS | 222.1446 | 224.5936 | 2267.3279 | 2062.5272 | 2083.802 | 6860.3953
REP_03.04.04 | System Spares Equipment - TS | 610.1731 | 615.602 | 248.7164 | 247.9816 | 247.0647 | 1969.5378
REP_03.04.05 | STS Building Refurbishment | 656.2762 | 660.3723 | 664.9359 | 669.8653 | 673.9012 | 3325.3508
REP_03.04.06 | STS Roof Refurbishment | 1440.4593 | 646.7594 | 1985.5232 | 1965.8528 | 30.6771 | 6069.2718
REP_03.04.07 | Surge Arrestors - TS | 569.5424 | 576.4833 | 583.8795 | 592.376 | 600.821 | 2923.1022
REP_03.04.08 | Oil Drainage System - TS | 43.2349 | 43.5121 | 43.8017 | 44.1143 | 44.3697 | 219.0327
REP_03.04.09 | Sub-Transmission Substation Reactive Replacement Projects | 1078.6467 | 1091.4422 | 1107.1838 | 1125.2384 | 1143.1109 | 5545.6219
REP_03.04.10 | Earthing Equipment - TS | 47.7966 | 48.3342 | 48.674 | 49.0608 | 49.4348 | 243.3003
Zone Substations |  | 30871.142 | 28512.784 | 35318.781 | 40358.7746 | 38125.5339 | 173187.0155
REP_02.02.01 | 11kV Air Insulated Switchboards - Vacuum CB - ZN | 2846.7988 | 2581.8405 | 500.6408 | 2493.1354 | 1733.9662 | 10156.3817
REP_02.02.05 | 33kV Bulk Oil OD Circuit Breakers - ZN | 1555.0121 | 3368.9039 | 3174.2591 | 3208.3756 |  | 11306.5507
REP_02.02.06 | System Spare Transformers - ZN | 1460.9881 | 1473.987 | 1470.5355 | 1466.1914 | 2191.1552 | 8062.8571
REP_02.02.09 | Earthing system - ZN | 1172.6995 |  |  |  |  | 1172.6995
REP_02.02.35 | 33KV Essantee I&Es - ZN | 794.1665 | 602.0498 | 1725.0375 | 1130.372 | 1248.1294 | 5499.7551
REP_02.02.41 | Post VTs - ZN | 226.7643 | 114.6325 | 463.3277 | 585.9963 | 829.7024 | 2220.4232
REP_02.02.42 | Substation Roof - ZN | 1347.6283 | 717.7247 | 3255.7665 | 2026.6673 | 1001.5656 | 8349.3524
REP_02.02.43 | CFC LIDs - ZN | 107.1451 | 108.374 | 109.2316 | 110.2107 | 111.1659 | 546.1274
REP_02.02.44 | 11kV Capacitor Bank - ZN | 331.39 | 334.362 | 1339.5625 | 670.8266 | 335.6906 | 3011.8318
REP_02.02.45 | 132/66kV Non Motorised I & E Switches - ZN | 909.3102 | 1071.9252 | 1081.8429 | 1093.0871 | 1103.8457 | 5260.0111
REP_02.02.46 | SCADA Schemes including Comp Control Boards - ZN | 439.3411 | 740.8627 | 1495.2925 | 1812.9985 | 2747.0438 | 7235.5386
REP_02.02.47 | Steel Structures - ZN | 722.9716 | 729.8655 | 736.5214 | 744.0139 | 751.0349 | 3684.4072
REP_02.02.48 | PINC/MPLS Edge - ZN |  | 2091.9836 | 2102.1064 | 2150.9538 | 2198.6155 | 8543.6592
REP_02.02.49 | Lighting Spires - ZN | 143.3077 | 145.0541 | 146.8533 | 148.9203 | 150.9745 | 735.1099
REP_02.02.51 | Protection Schemes - ZN | 912.4805 | 923.8934 | 935.0129 | 947.8104 | 960.5928 | 4679.7899
REP_02.02.53 | Transformer Replacement (utilising existing holdings) - ZN | 1157.4539 | 1171.8029 | 1188.2791 | 1207.2255 | 1839.1704 | 6563.9318
REP_02.02.54 | CLC Controllers - ZN | 58.818 | 59.4522 | 59.8931 | 60.3932 | 60.8713 | 299.4278
REP_02.03.01 | 132 kV Circuit Breakers - ZN | 2232.6311 | 1289.4134 | 1299.9289 | 1311.856 | 992.4568 | 7126.2861
REP_02.03.02 | 132kV Motorised I & E Switches - ZN | 1336.3837 | 1350.8862 | 1948.7621 | 2561.3886 | 2588.4739 | 9785.8945
REP_02.03.03 | 66kV Circuit Breakers - ZN | 1793.6091 | 258.9694 | 261.1631 | 263.6527 | 266.0407 | 2843.4349
REP_02.03.04 | 33kV Circuit Breakers - General - ZN | 222.1446 | 224.5936 | 226.7328 | 229.1697 | 231.5336 | 1134.1742
REP_02.03.05 | 132/66kV Bushings - ZN | 235.1396 | 356.8142 | 1322.4728 | 1338.6763 | 1354.6201 | 4607.7229
REP_02.03.06 | 132 kV Fault Thrower - ZN | 819.2183 |  |  |  | 430.4539 | 1249.6722
REP_02.03.07 | Protection Relays - ZN Reactive | 463.4861 | 821.7748 | 1072.0176 | 1574.2236 | 2092.5022 | 6024.0043
REP_02.03.08 | Replace Distance Relays with Line Diff Protection - ZN | 912.4805 | 1293.4507 | 1496.0206 | 1895.6207 | 1921.1857 | 7518.7582
REP_02.03.10 | Voltage Regulation Equipment - ZN | 1535.4709 | 2333.3667 | 3155.8479 | 5345.6862 | 6518.5702 | 18888.9418
REP_02.03.11 | Batteries and Battery Charging Equipment - ZN | 627.2738 | 135.8532 | 1186.265 | 1196.317 | 1205.913 | 4351.6221
REP_02.03.12 | Post CTs - ZN |  | 153.7617 | 154.9369 |  |  | 308.6986
REP_02.03.13 | Spares Storage Facilities - ZN | 463.4753 | 669.8743 | 470.9477 | 1819.6673 | 271.0415 | 3695.006
REP_02.04.04 | System Spare Equipment - ZN | 775.5417 | 782.4419 | 310.8955 | 309.977 | 308.8309 | 2487.687
REP_02.04.05 | Zone Substation Building Refurbishment/Replacement Works | 903.9776 | 909.6197 | 915.9057 | 922.6958 | 928.2549 | 4580.4536
REP_02.04.07 | Controlled Load - ZN | 2687.6292 |  |  |  |  | 2687.6292
REP_02.04.08 | Surge Arrestors - ZN | 715.9961 | 724.7218 | 734.0199 | 744.7013 | 755.3179 | 3674.7571
REP_02.04.09 | Earthing Equipment - ZN | 69.305 | 70.0845 | 70.5773 | 71.1382 | 71.6805 | 352.7855
REP_02.04.10 | Zone Substation Reactive Replacement Programme - ZN | 891.1038 | 900.4439 | 908.1244 | 916.8265 | 925.1341 | 4541.6326
SPR2_WAGE_BUCK4 | Planning, Forecasting and Compliance (Replacement & DOC) | 4343.4202 | 4475.3083 | 4628.4506 | 4772.4946 | 4923.9169 | 23143.5906
SPR2_WAGE_BUCK5 | Switching and Control (Replacement & DOC) | 2277.9166 | 2417.3273 | 2659.3241 | 2778.822 | 2942.7909 | 13076.1809
SPR2_WAGE_BUCK6 | GIS Data Capture (Replacement & DOC) | 6795.3542 | 7265.8806 | 7740.6227 | 8150.6285 | 8774.7827 | 38727.2686
SPR2_WAGE_BUCK8 | GIS Data Capture (Fixed Cost) | 2996.4746 | 3038.5703 | 3093.6915 | 3157.4566 | 3222.094 | 15508.287

## Distribution Capacity
Consolidated CAPEX Report
DISTRIBUTION CAPACITY PLAN
| Fiscal year | 2015 | 2016 | 2017 | 2018 | 2019 | Overall Result
|  | Total CAPEX | Total CAPEX | Total CAPEX | Total CAPEX | Total CAPEX | Total CAPEX
BPC Project |  | * 1,000 | * 1,000 | * 1,000 | * 1,000 | * 1,000 | * 1,000
Overall Result |  | 110901.4123 | 111105.1358 | 121625.4856 | 128766.2153 | 125329.2693 | 597727.5183
Total 11kV Capacity Plan |  | 45813.4727 | 31795.0729 | 38156.6118 | 44554.1486 | 42014.4914 | 202333.7974
11kV Capacity Reinforcements |  | 4331.409 | 24672.2022 | 29337.2088 | 36286.6671 | 33241.384 | 127868.871
EP_GROWTH | 11kV Network Distribution Model (Growth & Connections) | 16460.2117 | 76967.2733 | 100040.262 | 104773.4436 | 109072.8745 | 407314.0652
SPR2_DIST_ADJ | 11kV Connection Overlaps (LV and New Customer) | -12238.147 | -52054.2457 | -69701.8712 | -68459.999 | -75112.8161 | -277567.079
SPR2_DIST_AP | Area Plans 11kV Synergies | -854.0768 | -882.7573 | -1569.1501 | -515.0834 | -1260.9896 | -5082.0572
SPR2_BUCK8 | Project Specific 11kV DM | -84.2406 | -415.2676 | -502.2279 | -597.9235 | -560.4094 | -2160.069
SPR2_BUCK4 | CBD 11kV Network Reinforcement Program | 1047.6616 | 1057.1994 | 1070.196 | 1086.2294 | 1102.7246 | 5364.0111
11kV Capacity Other Works |  | 2200.9452 | 747.1125 | 2034.0841 | 1088.219 | 1596.0282 | 7666.389
SPR2_BUCK5 | 11kV Network Fault Level Program | 1100.045 |  | 1123.7061 |  | 578.9285 | 2802.6795
SPR2_BUCK6 | 11kV Network Voltage Regulation Program | 550.4767 | 373.6621 | 455.2066 | 543.9507 | 508.2408 | 2431.5369
SPR2_BUCK7 | 11kV Network Loop In Program | 550.4236 | 373.4504 | 455.1715 | 544.2683 | 508.8589 | 2432.1727
SPR2_DIST_WIP | First Review Work in Progress | 32477.5091 |  | 25.7917 |  |  | 32503.3008
SPR2_BUCK1 | Planning, Forecasting and Compliance (11kV Capacity Plan) | 5271.5441 | 5374.5799 | 5516.0422 | 5686.8071 | 5777.1046 | 27626.0779
SPR2_BUCK2 | Switching and Control (11kV Capacity Plan) | 293.7856 | 190.7757 | 236.6902 | 287.5016 | 271.2689 | 1280.0219
SPR2_BUCK3 | GIS Data Capture (11kV Capacity Plan) | 1238.2796 | 810.4026 | 1006.7949 | 1204.9538 | 1128.7058 | 5389.1367
Total Customer Connections Plan |  | 35913.4308 | 39401.7333 | 42910.6404 | 42848.0953 | 41232.3686 | 202306.2684
SPR2_DIST_EASE | Distribution Easements | 2343.0184 | 2343.0184 | 2343.0184 | 2343.0184 | 2343.0184 | 11715.0919
SPR2_CC_BUCK1 | Customer Installation & Inspection | 2373.0344 | 2406.3717 | 2450.0246 | 2500.5228 | 2551.7119 | 12281.6654
SPR2_CC_BUCK2 | Customer Connection < $50k | 2310.4309 | 2554.7597 | 2597.0956 | 2756.5808 | 2920.9248 | 13139.7917
SPR2_CC_BUCK4 | Ausgrid Funded Capex (CIA95A) < $50k | 735.6432 | 745.8962 | 759.0032 | 884.7819 | 902.3663 | 4027.6908
SPR2_CC_BUCK6 | Switching and Control (Customer Connection Plan) | 363.0815 | 386.9689 | 416.9222 | 428.4832 | 425.1797 | 2020.6354
SPR2_CC_BUCK7 | GIS Data Capture (Customer Connection Plan) | 1530.3554 | 1643.8182 | 1773.4368 | 1795.8247 | 1769.1041 | 8512.5392
Customer Connections Model |  | 26257.867 | 29320.9002 | 32571.1397 | 32138.8836 | 30320.0634 | 150608.8539
FO_CC_COM | Commercial | 20358.1848 | 22058.0626 | 24596.37 | 24018.2488 | 22543.4871 | 113574.3533
FO_CC_RES | Residential | 5899.6822 | 7262.8376 | 7974.7697 | 8120.6348 | 7776.5762 | 37034.5005
Total Low Voltage Plan |  | 29174.5088 | 39908.3296 | 40558.2334 | 41363.9714 | 42082.4093 | 193087.4524
Distribution Substations Model |  | 7304.8425 | 7401.5182 | 7485.7782 | 7584.5078 | 7683.3688 | 37460.0156
FO_KIOSK_LARGE | Kiosk (DC Program) | 4280.4876 | 4335.7743 | 4382.6341 | 4437.8827 | 4493.2813 | 21930.0599
FO_PT_LARGE | PoleTop large (DC Program) | 1878.102 | 1905.052 | 1929.1664 | 1956.9399 | 1984.5922 | 9653.8524
FO_OTHER | Chamber (DC Program) | 602.3373 | 610.4384 | 616.0435 | 622.6094 | 629.0929 | 3080.5215
FO_DC_DISTR | LV Distributor (DC Program) | 543.9156 | 550.2535 | 557.9343 | 567.0758 | 576.4025 | 2795.5817
Low Voltage Distributors Model |  | 15703.0466 | 15899.8778 | 16108.6493 | 16354.7584 | 16603.6904 | 80670.0224
FO_DISTR_TOT | LV Distributor (Distributor Program) | 10603.3858 | 10733.8332 | 10886.8787 | 11067.3984 | 11250.6548 | 54542.151
FO_DISTR_KIOSK | Kiosk (Distributor Program) | 4790.851 | 4852.7589 | 4904.5729 | 4965.6627 | 5026.8614 | 24540.7068
FO_DISTR_PT | PoleTop large (Distributor Program) | 308.8098 | 313.2857 | 317.1977 | 321.6973 | 326.1742 | 1587.1646
SPR2_LV_BUCK2 | LV Capacity Small PoleTop Program | 170.3393 | 172.8379 | 175.1871 | 177.8857 | 180.58 | 876.83
SPR2_LV_WIP | LV Capacity Transistional Distributor Program |  | 9832.5709 | 9962.0805 | 10116.0304 | 10271.944 | 40182.6258
SPR2_LV_SURVEY | LV Load Survey | 2117.0966 | 2146.8384 | 2185.7832 | 2230.835 | 2276.5033 | 10957.0564
SPR2_LV_PLAN | LV Planning and Investigations | 2776.1307 | 2945.9408 | 3101.0599 | 3318.0637 | 3447.3772 | 15588.5722
SPR2_LV_BUCK3 | Switching and Control (LV Plan) | 211.5191 | 287.4933 | 293.0721 | 304.73 | 313.6982 | 1410.5127
SPR2_LV_BUCK4 | GIS Data Capture (LV Plan) | 891.534 | 1221.2524 | 1246.6231 | 1277.1603 | 1305.2475 | 5941.8172

## Reliability Investment
Consolidated CAPEX Report
RELIABILITY PLAN
| Fiscal year | 2015 | 2016 | 2017 | 2018 | 2019 | Overall Result
|  | Total CAPEX | Total CAPEX | Total CAPEX | Total CAPEX | Total CAPEX | Total CAPEX
BPC Project |  | * 1,000 | * 1,000 | * 1,000 | * 1,000 | * 1,000 | * 1,000
Total Reliability Plan |  | 5519.9795 | 5586.4795 | 5658.8151 | 5744.7408 | 5830.8946 | 28340.9095
SPR2_REL_BUCK1 | Switching and Control (Reliability Plan) | 40.0605 | 40.3074 | 40.9836 | 42.4523 | 43.6366 | 207.4404
SPR2_REL_BUCK2 | GIS Data Capture (Reliability Plan) | 168.8513 | 171.2234 | 174.3294 | 177.9226 | 181.5649 | 873.8916
Reliability Model |  | 5311.0678 | 5374.9487 | 5443.502 | 5524.3659 | 5605.6931 | 27259.5775
FO_REL_TOT | Individual Feeder | 4516.2248 | 4570.6016 | 4629.2016 | 4698.3141 | 4767.8345 | 23182.1766
FO_REL_TOTC | Individual Feeder Segment | 794.8429 | 804.3471 | 814.3004 | 826.0518 | 837.8586 | 4077.4009

## Technoology Plan (SCS)
Consolidated CAPEX Report
TECHNOLOGY PLAN
| Fiscal year | 2015 | 2016 | 2017 | 2018 | 2019 | Overall Result
|  | Total CAPEX | Total CAPEX | Total CAPEX | Total CAPEX | Total CAPEX | Total CAPEX
BPC Project |  | * 1,000 | * 1,000 | * 1,000 | * 1,000 | * 1,000 | * 1,000
Overall Result |  | 37958.1411 | 32983.5717 | 35999.5577 | 39312.7073 | 36082.546 | 182336.5238
SPR2_OTI_IT | IT - System | 12764.4182 | 13458.8259 | 10803.6039 | 12058.8613 | 14011.0503 | 63096.7597
SPR2_OTI_CRCOM | Control Room Relocation - ICT | 4194.8876 | 0 | 0 | 0 | 0 | 4194.8876
SPR2_DM_BB | Broadbase Demand Management | 757.783 | 142.8132 | 176.8553 | 146.8933 | 149.0891 | 1373.4339
SPR2_NSY_IT | Non-System: IT (STANDARD CONTROL) | 20241.0524 | 19381.9326 | 25019.0985 | 27106.9527 | 21922.4066 | 113671.4427

## Corporate Property (SCS)
Consolidated CAPEX Report
CORPORATE PROPERTY
| Fiscal year | 2015 | 2016 | 2017 | 2018 | 2019 | Overall Result
|  | Total CAPEX | Total CAPEX | Total CAPEX | Total CAPEX | Total CAPEX | Total CAPEX
BPC Project |  | * 1,000 | * 1,000 | * 1,000 | * 1,000 | * 1,000 | * 1,000
Overall Result |  | 40459.3058 | 61255.0785 | 45113.2648 | 24451.8889 | 2028.0448 | 173307.5829
SPR2_OTI_CR | Control Room Relocation - Building | 6287.6249 | 0 | 0 | 0 | 0 | 6287.6249
SPR2_NSY_BUILD | Non-System: Buildings | 34171.6808 | 61255.0785 | 45113.2648 | 24451.8889 | 2028.0448 | 167019.9579

## Fleet & Other Capex (SCS)
Consolidated CAPEX Report
FLEET AND OTHER CAPEX
| Fiscal year | 2015 | 2016 | 2017 | 2018 | 2019 | Overall Result
|  | Total CAPEX | Total CAPEX | Total CAPEX | Total CAPEX | Total CAPEX | Total CAPEX
BPC Project |  | * 1,000 | * 1,000 | * 1,000 | * 1,000 | * 1,000 | * 1,000
Overall Result |  | 18445.7956 | 12408.0033 | 15059.7634 | 16680.1728 | 17888.815 | 80482.5501
SPR2_NSY_FLEET | Non-System: Fleet | 8561.2864 | 6106.6673 | 6957.8927 | 8487.8015 | 7907.6403 | 38021.2882
SPR2_NSY_PLANT | Non-System: Plant | 2541.7309 | 2673.2941 | 2828.4637 | 3951.6144 | 5426.6581 | 17421.7612
SPR2_NSY_TELCO | Non-System: Other (REGULATED) | 7342.7782 | 3628.0419 | 5273.407 | 4240.7569 | 4554.5166 | 25039.5007

## Metering (ACS)
Consolidated CAPEX Report
Fiscal year | 2015 | 2016 | 2017 | 2018 | 2019 | Overall Result
| Total CAPEX | Total CAPEX | Total CAPEX | Total CAPEX | Total CAPEX | Total CAPEX
BPC Project | * 1,000 | * 1,000 | * 1,000 | * 1,000 | * 1,000 | * 1,000
Total Metering Plan (DIRECT COST) | 18786.1154 | 15931.6734 | 24440.7639 | 21878.1326 | 22309.2553 | 103345.9407
Franchise Meters (Type 5) | 2249.0583 |  |  |  |  | 2249.0583
Franchise Meters (Type 6) | 2750.6056 |  |  |  |  | 2750.6056
Replacement Meters (Type 5) | 4668.8758 | 4712.9943 | 4670.8434 | 4725.6525 | 4828.6463 | 23607.0123
Replacement Meters (Type 6) | 5024.3074 | 8635.5248 | 14907.7693 | 15125.5618 | 15568.175 | 59261.3381
Non-System: IT (METERING ONLY) | 4093.2684 | 2583.1543 | 4862.1513 | 2026.9184 | 1912.434 | 15477.9263
Total Allocated Capex | 2428.5859 | 3705.6296 | 2949.1025 | 1886.8151 | 630.3831 | 11600.516
Non-System: IT (STANDARD CONTROL) | 276.1102 | 261.4031 | 337.4312 | 365.59 | 295.6663 | 1536.2009
Non-System: Buildings | 1918.8853 | 3288.8001 | 2422.1422 | 1312.8279 | 108.8862 | 9051.5416
Non-System: Fleet | 98.7548 | 70.4406 | 80.2596 | 97.9071 | 91.2149 | 438.5771
Non-System: Plant | 34.672 | 36.0546 | 38.1473 | 53.2952 | 73.189 | 235.3582
Non-System: Other (REGULATED) | 100.1636 | 48.9312 | 71.1222 | 57.1949 | 61.4265 | 338.8383
Total Metering | 21214.7013 | 19637.303 | 27389.8664 | 23764.9477 | 22939.6383 | 114946.4567
Note:
Exclude Disposal and Capital Contributions

## ANS Network (ACS)
Consolidated CAPEX Report
Fiscal year | 2015 | 2016 | 2017 | 2018 | 2019 | Overall Result
| Total CAPEX | Total CAPEX | Total CAPEX | Total CAPEX | Total CAPEX | Total CAPEX
BPC Project | * 1,000 | * 1,000 | * 1,000 | * 1,000 | * 1,000 | * 1,000
Total ANS Network (DIRECT COST) | 16610.9559 | 16844.3131 | 17149.8779 | 17503.3594 | 17861.677 | 85970.1834
Major Connections Planning (ACS) | 254.0779 | 257.6473 | 262.3212 | 267.7279 | 273.2087 | 1314.983
Compliance and Contestability (ACS) | 12253.1861 | 12425.3236 | 12650.7256 | 12911.4736 | 13175.7891 | 63416.498
Field Operating and Services (ACS) | 2679.7946 | 2717.4414 | 2766.7372 | 2823.7633 | 2881.5695 | 13869.3059
Property Easement and Lease (ACS) | 642.748 | 651.7776 | 663.6012 | 677.2789 | 691.1437 | 3326.5493
Installation Inspections (ACS) | 781.1494 | 792.1233 | 806.4928 | 823.1157 | 839.966 | 4042.8472
Total Allocated Capex | 124.1058 | 118.8989 | 137.1168 | 135.3605 | 112.9763 | 628.4583
Non-System: IT (STANDARD CONTROL) | 70.3033 | 66.5585 | 85.9168 | 93.0866 | 75.2826 | 391.1479
Non-System: Buildings | 16.8026 | 28.7982 | 21.2094 | 11.4957 | 0.95346 | 79.2594
Non-System: Fleet | 2.668 | 1.9031 | 2.1683 | 2.6451 | 2.4643 | 11.8489
Non-System: Plant | 8.8282 | 9.1802 | 9.7131 | 13.57 | 18.6354 | 59.927
Non-System: Other (REGULATED) | 25.5037 | 12.4589 | 18.1091 | 14.563 | 15.6404 | 86.2751
Total ANS Network | 16735.0617 | 16963.212 | 17286.9947 | 17638.7199 | 17974.6533 | 86598.6416
Note:
Exclude Disposal and Capital Contributions

## ANS Metering (ACS)
Consolidated CAPEX Report
Fiscal year | 2015 | 2016 | 2017 | 2018 | 2019 | Overall Result
| Total CAPEX | Total CAPEX | Total CAPEX | Total CAPEX | Total CAPEX | Total CAPEX
BPC Project | * 1,000 | * 1,000 | * 1,000 | * 1,000 | * 1,000 | * 1,000
Total Allocated Capex | 83.1276 | 79.6399 | 91.8425 | 90.6661 | 75.6729 | 420.9489
Non-System: IT (STANDARD CONTROL) | 47.09 | 44.5817 | 57.5481 | 62.3505 | 50.4252 | 261.9956
Non-System: Buildings | 11.2546 | 19.2894 | 14.2063 | 7.7 | 0.63864 | 53.0889
Non-System: Fleet | 1.7871 | 1.2747 | 1.4524 | 1.7717 | 1.6506 | 7.9365
Non-System: Plant | 5.9132 | 6.149 | 6.5059 | 9.0894 | 12.4822 | 40.1398
Non-System: Other (REGULATED) | 17.0827 | 8.3451 | 12.1297 | 9.7545 | 10.4762 | 57.7881
Note:
Exclude Disposal and Capital Contributions

## Public Lighting (ACS)
Consolidated CAPEX Report
Fiscal year | 2015 | 2016 | 2017 | 2018 | 2019 | Overall Result
| Total CAPEX | Total CAPEX | Total CAPEX | Total CAPEX | Total CAPEX | Total CAPEX
BPC Project | * 1,000 | * 1,000 | * 1,000 | * 1,000 | * 1,000 | * 1,000
Total Public Lighting (DIRECT COST) | 20613.4472 | 25712.5215 | 16851.4348 | 10872.0247 | 9808.2454 | 83857.6736
LEDs | 3033.0643 | 2517.4233 | 2093.094 | 1742.0229 | 420.597 | 9806.2016
AR | 8681 | 8722.6392 |  |  |  | 17403.6392
Twin 20 Replacement | 483.2863 | 5833.988 | 5879.2319 |  |  | 12196.5062
New PL | 2428.3021 | 2442.0584 | 2460.0713 | 2480.9089 | 2502.0316 | 12313.3722
Reactive PL | 1147.2175 | 1153.7165 | 1162.2264 | 1172.0709 | 1182.05 | 5817.2812
Pole Replacement PL | 4840.577 | 5042.6962 | 5256.8112 | 5477.022 | 5703.5668 | 26320.6733
Total Allocated Capex | 809.9332 | 784.7126 | 877.8024 | 860.6057 | 706.8255 | 4039.8793
Non-System: IT (STANDARD CONTROL) | 393.572 | 372.6082 | 480.98 | 521.118 | 421.4476 | 2189.7258
Non-System: Buildings | 130.9888 | 224.5032 | 165.3426 | 89.6175 | 7.4329 | 617.8849
Non-System: Fleet | 93.1756 | 66.4611 | 75.7253 | 92.3758 | 86.0617 | 413.7995
Non-System: Plant | 49.422 | 51.3928 | 54.3758 | 75.9679 | 104.3249 | 335.4834
Non-System: Other (REGULATED) | 142.7748 | 69.7473 | 101.3787 | 81.5265 | 87.5584 | 482.9857
Total Public Lighting | 21423.3804 | 26497.2341 | 17729.2371 | 11732.6304 | 10515.0709 | 87897.5529
Note:
Exclude Disposal and Capital Contributions

## Unregulated
Consolidated CAPEX Report
Fiscal year | 2015 | 2016 | 2017 | 2018 | 2019 | Overall Result
| Total CAPEX | Total CAPEX | Total CAPEX | Total CAPEX | Total CAPEX | Total CAPEX
BPC Project | * 1,000 | * 1,000 | * 1,000 | * 1,000 | * 1,000 | * 1,000
Total Unregulated (DIRECT COST) | 5611.7278 | 6451.5327 | 5650.8733 | 6005.215 | 5352.7494 | 29072.0981
Non-System: Other (UNREGULATED) | 5611.7278 | 6451.5327 | 5650.8733 | 6005.215 | 5352.7494 | 29072.0981
Total Allocated Capex | 4787.3255 | 3433.9467 | 3322.9177 | 2774.8113 | 1854.9355 | 16173.9367
Non-System: IT (STANDARD CONTROL) | 1366.5258 | 1074.7085 | 1387.2836 | 1503.053 | 1215.5752 | 6547.146
Non-System: Buildings | 2731.9469 | 1994.4827 | 1468.9007 | 796.1604 | 66.0337 | 7057.5245
Non-System: Fleet | 21.524 | 15.3528 | 17.4929 | 21.3392 | 19.8806 | 95.5895
Non-System: Plant | 171.5988 | 148.2314 | 156.8354 | 219.113 | 300.9027 | 996.6814
Non-System: Other (REGULATED) | 495.73 | 201.1712 | 292.4051 | 235.1457 | 252.5433 | 1476.9952
Total Unregulated | 10399.0534 | 9885.4793 | 8973.7909 | 8780.0263 | 7207.685 | 45246.0349
Note:
Exclude Disposal and Capital Contributions

## PTRM CAPEX SUMMARY
Real $'000 2013/14
| PTRM Input | 2015 | 2016 | 2017 | 2018 | 2019 | 2015-19
SCS | Capex | 1011520.2079 | 984869.211 | 856784.2763 | 814037.3892 | 753767.1953 | 4420978.2797
METERING | Capex | 21214.7013 | 19637.303 | 27389.8664 | 23764.9477 | 22939.6383 | 114946.4567
ANS NETWORK | Capex | 16735.0617 | 16963.212 | 17286.9947 | 17638.7199 | 17974.6533 | 86598.6416
ANS METERING | Capex | 83.1276 | 79.6399 | 91.8425 | 90.6661 | 75.6729 | 420.9489
PUBLIC LIGHTING | Capex | 21423.3804 | 26497.2341 | 17729.2371 | 11732.6304 | 10515.0709 | 87897.5529
UNREGULATED | Capex | 10399.0534 | 9885.4793 | 8973.7909 | 8780.0263 | 7207.685 | 45246.0349
| TOTAL | 1081375.5323 | 1057932.0794 | 928256.008 | 876044.3795 | 812479.9156 | 4756087.9148
Note:
Exclude Disposal and Capital Contributions

## Technoology Plan (Pre-CAM)
Consolidated CAPEX Report
TECHNOLOGY PLAN |  | TOTAL PRE-CAM | 2 | 3 | 4 | 5 | 6
| Fiscal year |  | 2015 | 2016 | 2017 | 2018 | 2019 | Overall Result
|  |  | Total CAPEX | Total CAPEX | Total CAPEX | Total CAPEX | Total CAPEX | Total CAPEX
BPC Project |  |  | * 1,000 | * 1,000 | * 1,000 | * 1,000 | * 1,000 | * 1,000
Overall Result |  |  | 40111.7424 | 34803.4317 | 38348.7175 | 41857.9055 | 38140.943 | 193262.74
SPR2_OTI_IT | IT - System | NA | 12764.4182 | 13458.8259 | 10803.6039 | 12058.8613 | 14011.0503 | 63096.7597
SPR2_OTI_CRCOM | Control Room Relocation - ICT | NA | 4194.8876 |  |  |  |  | 4194.8876
SPR2_DM_BB | Broadbase Demand Management | NA | 757.783 | 142.8132 | 176.8553 | 146.8933 | 149.0891 | 1373.4339
SPR2_NSY_IT | Non-System: IT (STANDARD CONTROL) | FTE | 22394.6537 | 21201.7926 | 27368.2582 | 29652.1509 | 23980.8035 | 124597.6589
SCS
| Fiscal year |  | 2015 | 2016 | 2017 | 2018 | 2019 | Overall Result
|  |  | Total CAPEX | Total CAPEX | Total CAPEX | Total CAPEX | Total CAPEX | Total CAPEX
BPC Project |  |  | * 1,000 | * 1,000 | * 1,000 | * 1,000 | * 1,000 | * 1,000
Overall Result |  |  | 37958.1411 | 32983.5717 | 35999.5577 | 39312.7073 | 36082.546 | 182336.5238
SPR2_OTI_IT | IT - System | NA | 12764.4182 | 13458.8259 | 10803.6039 | 12058.8613 | 14011.0503 | 63096.7597
SPR2_OTI_CRCOM | Control Room Relocation - ICT | NA | 4194.8876 | 0 | 0 | 0 | 0 | 4194.8876
SPR2_DM_BB | Broadbase Demand Management | NA | 757.783 | 142.8132 | 176.8553 | 146.8933 | 149.0891 | 1373.4339
SPR2_NSY_IT | Non-System: IT (STANDARD CONTROL) | FTE | 20241.0524 | 19381.9326 | 25019.0985 | 27106.9527 | 21922.4066 | 113671.4427
METERING
| Fiscal year |  | 2015 | 2016 | 2017 | 2018 | 2019 | Overall Result
|  |  | Total CAPEX | Total CAPEX | Total CAPEX | Total CAPEX | Total CAPEX | Total CAPEX
BPC Project |  |  | * 1,000 | * 1,000 | * 1,000 | * 1,000 | * 1,000 | * 1,000
Overall Result |  |  | 276.1102 | 261.4031 | 337.4312 | 365.59 | 295.6663 | 1536.2009
SPR2_OTI_IT | IT - System | NA | 0 | 0 | 0 | 0 | 0 | 0
SPR2_OTI_CRCOM | Control Room Relocation - ICT | NA | 0 | 0 | 0 | 0 | 0 | 0
SPR2_DM_BB | Broadbase Demand Management | NA | 0 | 0 | 0 | 0 | 0 | 0
SPR2_NSY_IT | Non-System: IT (STANDARD CONTROL) | FTE | 276.1102 | 261.4031 | 337.4312 | 365.59 | 295.6663 | 1536.2009
ANS NETWORK
| Fiscal year |  | 2015 | 2016 | 2017 | 2018 | 2019 | Overall Result
|  |  | Total CAPEX | Total CAPEX | Total CAPEX | Total CAPEX | Total CAPEX | Total CAPEX
BPC Project |  |  | * 1,000 | * 1,000 | * 1,000 | * 1,000 | * 1,000 | * 1,000
Overall Result |  |  | 70.3033 | 66.5585 | 85.9168 | 93.0866 | 75.2826 | 391.1479
SPR2_OTI_IT | IT - System | NA | 0 | 0 | 0 | 0 | 0 | 0
SPR2_OTI_CRCOM | Control Room Relocation - ICT | NA | 0 | 0 | 0 | 0 | 0 | 0
SPR2_DM_BB | Broadbase Demand Management | NA | 0 | 0 | 0 | 0 | 0 | 0
SPR2_NSY_IT | Non-System: IT (STANDARD CONTROL) | FTE | 70.3033 | 66.5585 | 85.9168 | 93.0866 | 75.2826 | 391.1479
ANS METERING
| Fiscal year |  | 2015 | 2016 | 2017 | 2018 | 2019 | Overall Result
|  |  | Total CAPEX | Total CAPEX | Total CAPEX | Total CAPEX | Total CAPEX | Total CAPEX
BPC Project |  |  | * 1,000 | * 1,000 | * 1,000 | * 1,000 | * 1,000 | * 1,000
Overall Result |  |  | 47.09 | 44.5817 | 57.5481 | 62.3505 | 50.4252 | 261.9956
SPR2_OTI_IT | IT - System | NA | 0 | 0 | 0 | 0 | 0 | 0
SPR2_OTI_CRCOM | Control Room Relocation - ICT | NA | 0 | 0 | 0 | 0 | 0 | 0
SPR2_DM_BB | Broadbase Demand Management | NA | 0 | 0 | 0 | 0 | 0 | 0
SPR2_NSY_IT | Non-System: IT (STANDARD CONTROL) | FTE | 47.09 | 44.5817 | 57.5481 | 62.3505 | 50.4252 | 261.9956
PUBLIC LIGHTING
| Fiscal year |  | 2015 | 2016 | 2017 | 2018 | 2019 | Overall Result
|  |  | Total CAPEX | Total CAPEX | Total CAPEX | Total CAPEX | Total CAPEX | Total CAPEX
BPC Project |  |  | * 1,000 | * 1,000 | * 1,000 | * 1,000 | * 1,000 | * 1,000
Overall Result |  |  | 393.572 | 372.6082 | 480.98 | 521.118 | 421.4476 | 2189.7258
SPR2_OTI_IT | IT - System | NA | 0 | 0 | 0 | 0 | 0 | 0
SPR2_OTI_CRCOM | Control Room Relocation - ICT | NA | 0 | 0 | 0 | 0 | 0 | 0
SPR2_DM_BB | Broadbase Demand Management | NA | 0 | 0 | 0 | 0 | 0 | 0
SPR2_NSY_IT | Non-System: IT (STANDARD CONTROL) | FTE | 393.572 | 372.6082 | 480.98 | 521.118 | 421.4476 | 2189.7258
UNREG
| Fiscal year |  | 2015 | 2016 | 2017 | 2018 | 2019 | Overall Result
|  |  | Total CAPEX | Total CAPEX | Total CAPEX | Total CAPEX | Total CAPEX | Total CAPEX
BPC Project |  |  | * 1,000 | * 1,000 | * 1,000 | * 1,000 | * 1,000 | * 1,000
Overall Result |  |  | 1366.5258 | 1074.7085 | 1387.2836 | 1503.053 | 1215.5752 | 6547.146
SPR2_OTI_IT | IT - System | NA | 0 | 0 | 0 | 0 | 0 | 0
SPR2_OTI_CRCOM | Control Room Relocation - ICT | NA | 0 | 0 | 0 | 0 | 0 | 0
SPR2_DM_BB | Broadbase Demand Management | NA | 0 | 0 | 0 | 0 | 0 | 0
SPR2_NSY_IT | Non-System: IT (STANDARD CONTROL) | FTE | 1366.5258 | 1074.7085 | 1387.2836 | 1503.053 | 1215.5752 | 6547.146
ALL
| Fiscal year |  | 2015 | 2016 | 2017 | 2018 | 2019 | Overall Result
|  |  | Total CAPEX | Total CAPEX | Total CAPEX | Total CAPEX | Total CAPEX | Total CAPEX
BPC Project |  |  | * 1,000 | * 1,000 | * 1,000 | * 1,000 | * 1,000 | * 1,000
Overall Result |  |  | 40111.7424 | 34803.4317 | 38348.7175 | 41857.9055 | 38140.943 | 193262.74
SPR2_OTI_IT | IT - System | NA | 12764.4182 | 13458.8259 | 10803.6039 | 12058.8613 | 14011.0503 | 63096.7597
SPR2_OTI_CRCOM | Control Room Relocation - ICT | NA | 4194.8876 | 0 | 0 | 0 | 0 | 4194.8876
SPR2_DM_BB | Broadbase Demand Management | NA | 757.783 | 142.8132 | 176.8553 | 146.8933 | 149.0891 | 1373.4339
SPR2_NSY_IT | Non-System: IT (STANDARD CONTROL) | FTE | 22394.6537 | 21201.7926 | 27368.2582 | 29652.1509 | 23980.8035 | 124597.6589
|  |  | 0 | 0 | 0 | 0 | 0 | 0

## Corporate Property (Pre-CAM)
Consolidated CAPEX Report
CORPORATE PROPERTY |  | TOTAL PRE-CAM | 2 | 3 | 4 | 5 | 6
| Fiscal year |  | 2015 | 2016 | 2017 | 2018 | 2019 | Overall Result
|  |  | Total CAPEX | Total CAPEX | Total CAPEX | Total CAPEX | Total CAPEX | Total CAPEX
BPC Project |  |  | * 1,000 | * 1,000 | * 1,000 | * 1,000 | * 1,000 | * 1,000
Overall Result |  |  | 45269.184 | 66810.9522 | 49205.066 | 26669.6904 | 2211.9898 | 190166.8823
SPR2_OTI_CR | Control Room Relocation - Building | NA | 6287.6249 |  |  |  |  | 6287.6249
SPR2_NSY_BUILD | Non-System: Buildings | FLOOR SPACE | 38981.5591 | 66810.9522 | 49205.066 | 26669.6904 | 2211.9898 | 183879.2573
SCS
| Fiscal year |  | 2015 | 2016 | 2017 | 2018 | 2019 | Overall Result
|  |  | Total CAPEX | Total CAPEX | Total CAPEX | Total CAPEX | Total CAPEX | Total CAPEX
BPC Project |  |  | * 1,000 | * 1,000 | * 1,000 | * 1,000 | * 1,000 | * 1,000
Overall Result |  |  | 40459.3058 | 61255.0785 | 45113.2648 | 24451.8889 | 2028.0448 | 173307.5829
SPR2_OTI_CR | Control Room Relocation - Building | NA | 6287.6249 | 0 | 0 | 0 | 0 | 6287.6249
SPR2_NSY_BUILD | Non-System: Buildings | FLOOR SPACE | 34171.6808 | 61255.0785 | 45113.2648 | 24451.8889 | 2028.0448 | 167019.9579
METERING
| Fiscal year |  | 2015 | 2016 | 2017 | 2018 | 2019 | Overall Result
|  |  | Total CAPEX | Total CAPEX | Total CAPEX | Total CAPEX | Total CAPEX | Total CAPEX
BPC Project |  |  | * 1,000 | * 1,000 | * 1,000 | * 1,000 | * 1,000 | * 1,000
Overall Result |  |  | 1918.8853 | 3288.8001 | 2422.1422 | 1312.8279 | 108.8862 | 9051.5416
SPR2_OTI_CR | Control Room Relocation - Building | NA | 0 | 0 | 0 | 0 | 0 | 0
SPR2_NSY_BUILD | Non-System: Buildings | FLOOR SPACE | 1918.8853 | 3288.8001 | 2422.1422 | 1312.8279 | 108.8862 | 9051.5416
ANS NETWORK
| Fiscal year |  | 2015 | 2016 | 2017 | 2018 | 2019 | Overall Result
|  |  | Total CAPEX | Total CAPEX | Total CAPEX | Total CAPEX | Total CAPEX | Total CAPEX
BPC Project |  |  | * 1,000 | * 1,000 | * 1,000 | * 1,000 | * 1,000 | * 1,000
Overall Result |  |  | 16.8026 | 28.7982 | 21.2094 | 11.4957 | 0.95346 | 79.2594
SPR2_OTI_CR | Control Room Relocation - Building | NA | 0 | 0 | 0 | 0 | 0 | 0
SPR2_NSY_BUILD | Non-System: Buildings | FLOOR SPACE | 16.8026 | 28.7982 | 21.2094 | 11.4957 | 0.95346 | 79.2594
ANS METERING
| Fiscal year |  | 2015 | 2016 | 2017 | 2018 | 2019 | Overall Result
|  |  | Total CAPEX | Total CAPEX | Total CAPEX | Total CAPEX | Total CAPEX | Total CAPEX
BPC Project |  |  | * 1,000 | * 1,000 | * 1,000 | * 1,000 | * 1,000 | * 1,000
Overall Result |  |  | 11.2546 | 19.2894 | 14.2063 | 7.7 | 0.63864 | 53.0889
SPR2_OTI_CR | Control Room Relocation - Building | NA | 0 | 0 | 0 | 0 | 0 | 0
SPR2_NSY_BUILD | Non-System: Buildings | FLOOR SPACE | 11.2546 | 19.2894 | 14.2063 | 7.7 | 0.63864 | 53.0889
PUBLIC LIGHTING
| Fiscal year |  | 2015 | 2016 | 2017 | 2018 | 2019 | Overall Result
|  |  | Total CAPEX | Total CAPEX | Total CAPEX | Total CAPEX | Total CAPEX | Total CAPEX
BPC Project |  |  | * 1,000 | * 1,000 | * 1,000 | * 1,000 | * 1,000 | * 1,000
Overall Result |  |  | 130.9888 | 224.5032 | 165.3426 | 89.6175 | 7.4329 | 617.8849
SPR2_OTI_CR | Control Room Relocation - Building | NA | 0 | 0 | 0 | 0 | 0 | 0
SPR2_NSY_BUILD | Non-System: Buildings | FLOOR SPACE | 130.9888 | 224.5032 | 165.3426 | 89.6175 | 7.4329 | 617.8849
UNREG
| Fiscal year |  | 2015 | 2016 | 2017 | 2018 | 2019 | Overall Result
|  |  | Total CAPEX | Total CAPEX | Total CAPEX | Total CAPEX | Total CAPEX | Total CAPEX
BPC Project |  |  | * 1,000 | * 1,000 | * 1,000 | * 1,000 | * 1,000 | * 1,000
Overall Result |  |  | 2731.9469 | 1994.4827 | 1468.9007 | 796.1604 | 66.0337 | 7057.5245
SPR2_OTI_CR | Control Room Relocation - Building | NA | 0 | 0 | 0 | 0 | 0 | 0
SPR2_NSY_BUILD | Non-System: Buildings | FLOOR SPACE | 2731.9469 | 1994.4827 | 1468.9007 | 796.1604 | 66.0337 | 7057.5245
ALL
| Fiscal year |  | 2015 | 2016 | 2017 | 2018 | 2019 | Overall Result
|  |  | Total CAPEX | Total CAPEX | Total CAPEX | Total CAPEX | Total CAPEX | Total CAPEX
BPC Project |  |  | * 1,000 | * 1,000 | * 1,000 | * 1,000 | * 1,000 | * 1,000
Overall Result |  |  | 45269.184 | 66810.9522 | 49205.066 | 26669.6904 | 2211.9898 | 190166.8823
SPR2_OTI_CR | Control Room Relocation - Building | NA | 6287.6249 | 0 | 0 | 0 | 0 | 6287.6249
SPR2_NSY_BUILD | Non-System: Buildings | FLOOR SPACE | 38981.5591 | 66810.9522 | 49205.066 | 26669.6904 | 2211.9898 | 183879.2573
|  |  | 0 | 0 | 0 | 0 | 0 | 0

## Fleet & Other Capex (Pre-CAM)
Consolidated CAPEX Report
FLEET AND OTHER CAPEX |  | TOTAL PRE-CAM | 2 | 3 | 4 | 5 | 6
| Fiscal year |  | 2015 | 2016 | 2017 | 2018 | 2019 | Overall Result
|  |  | Total CAPEX | Total CAPEX | Total CAPEX | Total CAPEX | Total CAPEX | Total CAPEX
BPC Project |  |  | * 1,000 | * 1,000 | * 1,000 | * 1,000 | * 1,000 | * 1,000
Overall Result |  |  | 19715.394 | 13155.0974 | 15997.5843 | 17665.4317 | 19027.2663 | 85560.7738
SPR2_NSY_FLEET | Non-System: Fleet | FLEET | 8779.1958 | 6262.0996 | 7134.9912 | 8703.8406 | 8108.9125 | 38989.0397
SPR2_NSY_PLANT | Non-System: Plant | FTE | 2812.1652 | 2924.3021 | 3094.0414 | 4322.6499 | 5936.1923 | 19089.3509
SPR2_NSY_TELCO | Non-System: Other (REGULATED) | FTE | 8124.0329 | 3968.6957 | 5768.5517 | 4638.9413 | 4982.1614 | 27482.3831
SCS
| Fiscal year |  | 2015 | 2016 | 2017 | 2018 | 2019 | Overall Result
|  |  | Total CAPEX | Total CAPEX | Total CAPEX | Total CAPEX | Total CAPEX | Total CAPEX
BPC Project |  |  | * 1,000 | * 1,000 | * 1,000 | * 1,000 | * 1,000 | * 1,000
Overall Result |  |  | 18445.7956 | 12408.0033 | 15059.7634 | 16680.1728 | 17888.815 | 80482.5501
SPR2_NSY_FLEET | Non-System: Fleet | FLEET | 8561.2864 | 6106.6673 | 6957.8927 | 8487.8015 | 7907.6403 | 38021.2882
SPR2_NSY_PLANT | Non-System: Plant | FTE | 2541.7309 | 2673.2941 | 2828.4637 | 3951.6144 | 5426.6581 | 17421.7612
SPR2_NSY_TELCO | Non-System: Other (REGULATED) | FTE | 7342.7782 | 3628.0419 | 5273.407 | 4240.7569 | 4554.5166 | 25039.5007
METERING
| Fiscal year |  | 2015 | 2016 | 2017 | 2018 | 2019 | Overall Result
|  |  | Total CAPEX | Total CAPEX | Total CAPEX | Total CAPEX | Total CAPEX | Total CAPEX
BPC Project |  |  | * 1,000 | * 1,000 | * 1,000 | * 1,000 | * 1,000 | * 1,000
Overall Result |  |  | 233.5904 | 155.4264 | 189.5291 | 208.3972 | 225.8305 | 1012.7735
SPR2_NSY_FLEET | Non-System: Fleet | FLEET | 98.7548 | 70.4406 | 80.2596 | 97.9071 | 91.2149 | 438.5771
SPR2_NSY_PLANT | Non-System: Plant | FTE | 34.672 | 36.0546 | 38.1473 | 53.2952 | 73.189 | 235.3582
SPR2_NSY_TELCO | Non-System: Other (REGULATED) | FTE | 100.1636 | 48.9312 | 71.1222 | 57.1949 | 61.4265 | 338.8383
ANS NETWORK
| Fiscal year |  | 2015 | 2016 | 2017 | 2018 | 2019 | Overall Result
|  |  | Total CAPEX | Total CAPEX | Total CAPEX | Total CAPEX | Total CAPEX | Total CAPEX
BPC Project |  |  | * 1,000 | * 1,000 | * 1,000 | * 1,000 | * 1,000 | * 1,000
Overall Result |  |  | 36.9999 | 23.5422 | 29.9906 | 30.7781 | 36.7402 | 158.0509
SPR2_NSY_FLEET | Non-System: Fleet | FLEET | 2.668 | 1.9031 | 2.1683 | 2.6451 | 2.4643 | 11.8489
SPR2_NSY_PLANT | Non-System: Plant | FTE | 8.8282 | 9.1802 | 9.7131 | 13.57 | 18.6354 | 59.927
SPR2_NSY_TELCO | Non-System: Other (REGULATED) | FTE | 25.5037 | 12.4589 | 18.1091 | 14.563 | 15.6404 | 86.2751
ANS METERING
| Fiscal year |  | 2015 | 2016 | 2017 | 2018 | 2019 | Overall Result
|  |  | Total CAPEX | Total CAPEX | Total CAPEX | Total CAPEX | Total CAPEX | Total CAPEX
BPC Project |  |  | * 1,000 | * 1,000 | * 1,000 | * 1,000 | * 1,000 | * 1,000
Overall Result |  |  | 24.783 | 15.7688 | 20.088 | 20.6156 | 24.609 | 105.8644
SPR2_NSY_FLEET | Non-System: Fleet | FLEET | 1.7871 | 1.2747 | 1.4524 | 1.7717 | 1.6506 | 7.9365
SPR2_NSY_PLANT | Non-System: Plant | FTE | 5.9132 | 6.149 | 6.5059 | 9.0894 | 12.4822 | 40.1398
SPR2_NSY_TELCO | Non-System: Other (REGULATED) | FTE | 17.0827 | 8.3451 | 12.1297 | 9.7545 | 10.4762 | 57.7881
PUBLIC LIGHTING
| Fiscal year |  | 2015 | 2016 | 2017 | 2018 | 2019 | Overall Result
|  |  | Total CAPEX | Total CAPEX | Total CAPEX | Total CAPEX | Total CAPEX | Total CAPEX
BPC Project |  |  | * 1,000 | * 1,000 | * 1,000 | * 1,000 | * 1,000 | * 1,000
Overall Result |  |  | 285.3724 | 187.6012 | 231.4798 | 249.8702 | 277.945 | 1232.2686
SPR2_NSY_FLEET | Non-System: Fleet | FLEET | 93.1756 | 66.4611 | 75.7253 | 92.3758 | 86.0617 | 413.7995
SPR2_NSY_PLANT | Non-System: Plant | FTE | 49.422 | 51.3928 | 54.3758 | 75.9679 | 104.3249 | 335.4834
SPR2_NSY_TELCO | Non-System: Other (REGULATED) | FTE | 142.7748 | 69.7473 | 101.3787 | 81.5265 | 87.5584 | 482.9857
UNREG
| Fiscal year |  | 2015 | 2016 | 2017 | 2018 | 2019 | Overall Result
|  |  | Total CAPEX | Total CAPEX | Total CAPEX | Total CAPEX | Total CAPEX | Total CAPEX
BPC Project |  |  | * 1,000 | * 1,000 | * 1,000 | * 1,000 | * 1,000 | * 1,000
Overall Result |  |  | 688.8528 | 364.7555 | 466.7334 | 475.5979 | 573.3266 | 2569.2662
SPR2_NSY_FLEET | Non-System: Fleet | FLEET | 21.524 | 15.3528 | 17.4929 | 21.3392 | 19.8806 | 95.5895
SPR2_NSY_PLANT | Non-System: Plant | FTE | 171.5988 | 148.2314 | 156.8354 | 219.113 | 300.9027 | 996.6814
SPR2_NSY_TELCO | Non-System: Other (REGULATED) | FTE | 495.73 | 201.1712 | 292.4051 | 235.1457 | 252.5433 | 1476.9952
ALL
| Fiscal year |  | 2015 | 2016 | 2017 | 2018 | 2019 | Overall Result
|  |  | Total CAPEX | Total CAPEX | Total CAPEX | Total CAPEX | Total CAPEX | Total CAPEX
BPC Project |  |  | * 1,000 | * 1,000 | * 1,000 | * 1,000 | * 1,000 | * 1,000
Overall Result |  |  | 19715.394 | 13155.0974 | 15997.5843 | 17665.4317 | 19027.2663 | 85560.7738
SPR2_NSY_FLEET | Non-System: Fleet | FLEET | 8779.1958 | 6262.0996 | 7134.9912 | 8703.8406 | 8108.9125 | 38989.0397
SPR2_NSY_PLANT | Non-System: Plant | FTE | 2812.1652 | 2924.3021 | 3094.0414 | 4322.6499 | 5936.1923 | 19089.3509
SPR2_NSY_TELCO | Non-System: Other (REGULATED) | FTE | 8124.0329 | 3968.6957 | 5768.5517 | 4638.9413 | 4982.1614 | 27482.3831
|  |  | 0 | 0 | 0 | 0 | 0 | 0

## CAM Assumptions
|  | 1 | 2 | 3 | 4 | 5 | 6 | 7 | 8
|  | 1: Standard control services; 4: Alternative control services |  |  |  | Driver | Standard control services | Alternative control services |  |  | Unregulated | Check
| Driver | Distribution | Transmission | Standard control | Metering | ANS Network | ANS Metering | Public Lighting | Unregulated | Check | ANS | PL + Unreg |  |  | Metering | ANS | Public Lighting
2015 | Fleet | 97.52% | 97.52% | 97.52% | 1.125% | 0.03039% | 0.02036% | 1.061% | 0.2452% | 100% | 0.05075% | 1.306% | Fleet | 97.52% | 1.125% | 0.05075% | 1.061% | 0.2452% | 100%
2015 | Floor space | 87.66% | 87.66% | 87.66% | 4.923% | 0.0431% | 0.02887% | 0.336% | 7.008% | 100% | 0.07198% | 7.344% | Floor space | 91.68% | 4.923% | 0.07198% | 0.336% | 2.985% | 100%
2015 | FTE | 90.38% | 90.38% | 90.38% | 1.233% | 0.3139% | 0.2103% | 1.757% | 6.102% | 100% | 0.5242% | 7.859% | FTE | 91.42% | 1.233% | 0.5242% | 1.757% | 5.069% | 100%
2015 | NA | 100% | 100% | 100% | 100% | 100% | 100% | 100% | 100% |  | 100% | 100%
2016 | Fleet | 97.52% | 97.52% | 97.52% | 1.125% | 0.03039% | 0.02036% | 1.061% | 0.2452% | 100% | 0.05075% | 1.306%
2016 | Floor space | 91.68% | 91.68% | 91.68% | 4.923% | 0.0431% | 0.02887% | 0.336% | 2.985% | 100% | 0.07198% | 3.321%
2016 | FTE | 91.42% | 91.42% | 91.42% | 1.233% | 0.3139% | 0.2103% | 1.757% | 5.069% | 100% | 0.5242% | 6.826%
2016 | NA | 100% | 100% | 100% | 100% | 100% | 100% | 100% | 100% |  | 100% | 100%
2017 | Fleet | 97.52% | 97.52% | 97.52% | 1.125% | 0.03039% | 0.02036% | 1.061% | 0.2452% | 100% | 0.05075% | 1.306%
2017 | Floor space | 91.68% | 91.68% | 91.68% | 4.923% | 0.0431% | 0.02887% | 0.336% | 2.985% | 100% | 0.07198% | 3.321%
2017 | FTE | 91.42% | 91.42% | 91.42% | 1.233% | 0.3139% | 0.2103% | 1.757% | 5.069% | 100% | 0.5242% | 6.826%
2017 | NA | 100% | 100% | 100% | 100% | 100% | 100% | 100% | 100% |  | 100% | 100%
2018 | Fleet | 97.52% | 97.52% | 97.52% | 1.125% | 0.03039% | 0.02036% | 1.061% | 0.2452% | 100% | 0.05075% | 1.306%
2018 | Floor space | 91.68% | 91.68% | 91.68% | 4.923% | 0.0431% | 0.02887% | 0.336% | 2.985% | 100% | 0.07198% | 3.321%
2018 | FTE | 91.42% | 91.42% | 91.42% | 1.233% | 0.3139% | 0.2103% | 1.757% | 5.069% | 100% | 0.5242% | 6.826%
2018 | NA | 100% | 100% | 100% | 100% | 100% | 100% | 100% | 100% |  | 100% | 100%
2019 | Fleet | 97.52% | 97.52% | 97.52% | 1.125% | 0.03039% | 0.02036% | 1.061% | 0.2452% | 100% | 0.05075% | 1.306%
2019 | Floor space | 91.68% | 91.68% | 91.68% | 4.923% | 0.0431% | 0.02887% | 0.336% | 2.985% | 100% | 0.07198% | 3.321%
2019 | FTE | 91.42% | 91.42% | 91.42% | 1.233% | 0.3139% | 0.2103% | 1.757% | 5.069% | 100% | 0.5242% | 6.826%
2019 | NA | 100% | 100% | 100% | 100% | 100% | 100% | 100% | 100% |  | 100% | 100%
91.42%
Costs | 2012-13 | bar: 1
ANS - Metering | 4744357.2441 | 1: 40.11%
ANS - Network | 7083116.6241 | 1: 59.89%
ANS | 11827473.8682 | 1: 100%
Current TSA | Fleet | bar: 1
| Floor Space | 1: 9.655%
| FTE | 1: 2.479%
ORIGINATING SERVICE FORECAST | ALLOCATION | BPC PROJECT | CATEGORY | ASSET | Allocator | % SCS FY2015 | % SCS FY2016 | % SCS FY2017 | % SCS FY2018 | % SCS FY2019
DISTRIBUTION | ALLOCATOR | AC_00060000 | Total Non-System | Non-System: Fleet | FLEET | 97.52% | 97.52% | 97.52% | 97.52% | 97.52%
DISTRIBUTION | ALLOCATOR | AC_00200200 | Total Non-System | Non-System: Buildings | FLOOR SPACE | 87.66% | 91.68% | 91.68% | 91.68% | 91.68%
DISTRIBUTION | ALLOCATOR | AC_00200460 | Total Non-System | Non-System: IT Computer Hardware | FTE | 90.38% | 91.42% | 91.42% | 91.42% | 91.42%
DISTRIBUTION | ALLOCATOR | AC_00200620 | Total Non-System | Non-System: Plant & Tools | FTE | 90.38% | 91.42% | 91.42% | 91.42% | 91.42%
DISTRIBUTION | ALLOCATOR | AC_00400100 | Total Non-System | Non-System: IT Software | FTE | 90.38% | 91.42% | 91.42% | 91.42% | 91.42%
TRANSMISSION | ALLOCATOR | AC_00060000 | Total Non-System | Non-System: Fleet | FLEET | 97.52% | 97.52% | 97.52% | 97.52% | 97.52%
TRANSMISSION | ALLOCATOR | AC_00200200 | Total Non-System | Non-System: Buildings | FLOOR SPACE | 87.66% | 91.68% | 91.68% | 91.68% | 91.68%
TRANSMISSION | ALLOCATOR | AC_00200460 | Total Non-System | Non-System: IT Computer Hardware | FTE | 90.38% | 91.42% | 91.42% | 91.42% | 91.42%
TRANSMISSION | ALLOCATOR | AC_00200620 | Total Non-System | Non-System: Plant & Tools | FTE | 90.38% | 91.42% | 91.42% | 91.42% | 91.42%
TRANSMISSION | ALLOCATOR | AC_00400100 | Total Non-System | Non-System: IT Software | FTE | 90.38% | 91.42% | 91.42% | 91.42% | 91.42%
DISTRIBUTION | ALLOCATOR | AC_00200000 | Total Non-System | Non-System: Land | FTE | 90.38% | 91.42% | 91.42% | 91.42% | 91.42%
DISTRIBUTION | ALLOCATOR | AC_00200000 | Total Non-System | Non-System: Land | FTE | 90.38% | 91.42% | 91.42% | 91.42% | 91.42%
TRANSMISSION | ALLOCATOR | AC_00200000 | Total Non-System | Non-System: Land | FTE | 90.38% | 91.42% | 91.42% | 91.42% | 91.42%
TRANSMISSION | ALLOCATOR | AC_00200000 | Total Non-System | Non-System: Land | FTE | 90.38% | 91.42% | 91.42% | 91.42% | 91.42%
|  | % SCS FY2015 | % SCS FY2016 | % SCS FY2017 | % SCS FY2018 | % SCS FY2019
Technology Plan |  | 4 | 4 | 4 | 4 | 4
- IT | FTE | 90.38% | 91.42% | 91.42% | 91.42% | 91.42%
- Operational Technology (including broad based DM) | NA | 100% | 100% | 100% | 100% | 100%
Corporate Property | FLOOR SPACE | 87.66% | 91.68% | 91.68% | 91.68% | 91.68%
Fleet | FLEET | 97.52% | 97.52% | 97.52% | 97.52% | 97.52%
Plant tools and other | FTE | 90.38% | 91.42% | 91.42% | 91.42% | 91.42%
|  | % Metering FY2015 | % Metering FY2016 | % Metering FY2017 | % Metering FY2018 | % Metering FY2019
Technology Plan |  | 5 | 5 | 5 | 5 | 5
- IT | FTE | 1.233% | 1.233% | 1.233% | 1.233% | 1.233%
- Operational Technology (including broad based DM) | NA | bar: 1 to 5
Corporate Property | FLOOR SPACE | 4.923% | 4.923% | 4.923% | 4.923% | 4.923%
Fleet | FLEET | 1.125% | 1.125% | 1.125% | 1.125% | 1.125%
Plant tools and other | FTE | 1.233% | 1.233% | 1.233% | 1.233% | 1.233%
|  | % ANS Network FY2015 | % ANS Network FY2016 | % ANS Network FY2017 | % ANS Network FY2018 | % ANS Network FY2019
Technology Plan |  | 6 | 6 | 6 | 6 | 6
- IT | FTE | 0.3139% | 0.3139% | 0.3139% | 0.3139% | 0.3139%
- Operational Technology (including broad based DM) | NA | bar: 1 to 5
Corporate Property | FLOOR SPACE | 0.0431% | 0.0431% | 0.0431% | 0.0431% | 0.0431%
Fleet | FLEET | 0.03039% | 0.03039% | 0.03039% | 0.03039% | 0.03039%
Plant tools and other | FTE | 0.3139% | 0.3139% | 0.3139% | 0.3139% | 0.3139%
|  | % ANS Metering FY2015 | % ANS Metering FY2016 | % ANS Metering FY2017 | % ANS Metering FY2018 | % ANS Metering FY2019
Technology Plan |  | 7 | 7 | 7 | 7 | 7
- IT | FTE | 0.2103% | 0.2103% | 0.2103% | 0.2103% | 0.2103%
- Operational Technology (including broad based DM) | NA | bar: 1 to 5
Corporate Property | FLOOR SPACE | 0.02887% | 0.02887% | 0.02887% | 0.02887% | 0.02887%
Fleet | FLEET | 0.02036% | 0.02036% | 0.02036% | 0.02036% | 0.02036%
Plant tools and other | FTE | 0.2103% | 0.2103% | 0.2103% | 0.2103% | 0.2103%
|  | % Public Lighting FY2015 | % Public Lighting FY2016 | % Public Lighting FY2017 | % Public Lighting FY2018 | % Public Lighting FY2019
Technology Plan |  | 8 | 8 | 8 | 8 | 8
- IT | FTE | 1.757% | 1.757% | 1.757% | 1.757% | 1.757%
- Operational Technology (including broad based DM) | NA | bar: 1 to 5
Corporate Property | FLOOR SPACE | 0.336% | 0.336% | 0.336% | 0.336% | 0.336%
Fleet | FLEET | 1.061% | 1.061% | 1.061% | 1.061% | 1.061%
Plant tools and other | FTE | 1.757% | 1.757% | 1.757% | 1.757% | 1.757%
|  | % Unreg FY2015 | % Unreg FY2016 | % Unreg FY2017 | % Unreg FY2018 | % Unreg FY2019
Technology Plan |  | 9 | 9 | 9 | 9 | 9
- IT | FTE | 6.102% | 5.069% | 5.069% | 5.069% | 5.069%
- Operational Technology (including broad based DM) | NA | bar: 1 to 5
Corporate Property | FLOOR SPACE | 7.008% | 2.985% | 2.985% | 2.985% | 2.985%
Fleet | FLEET | 0.2452% | 0.2452% | 0.2452% | 0.2452% | 0.2452%
Plant tools and other | FTE | 6.102% | 5.069% | 5.069% | 5.069% | 5.069%
|  | Total % FY2015 | Total % FY2016 | Total % FY2017 | Total % FY2018 | Total % FY2019
Technology Plan
- IT | FTE | 100% | 100% | 100% | 100% | 100%
- Operational Technology (including broad based DM) | NA | 100% | 100% | 100% | 100% | 100%
Corporate Property | FLOOR SPACE | 100% | 100% | 100% | 100% | 100%
Fleet | FLEET | 100% | 100% | 100% | 100% | 100%
Plant tools and other | FTE | 100% | 100% | 100% | 100% | 100%
Note on C27: Matthew McQuarrie: Expenditure from scott richardson
Note on D31: Matthew McQuarrie: Percentages from Mano