{"text_format":"1","workbook":"xlsx","n_sheets":8,"sheets":["Input - General","Input - Inventory","Calc - Opex FY14","Calc - Opex FY15","Calc - Opex FY16","Calc - Opex FY17","Calc - Opex FY18","Calc - Opex FY19"],"not_rendered":{"charts":0,"images":2,"macros":1,"external_links":0,"defined_names":7033,"comments":8,"pivot_tables":0},"unopened":[],"bounds":{"document_bytes":16777216,"sheet_cells":100000,"rows_first":2000,"rows_last":500,"rows_between":2000,"halvings":0,"cell_chars":16384,"cell_head_chars":4096},"cells_cut":0,"cells_raw":0,"read":"whole","date_system":"1900"}

{"sheet":"Input - General","index":0,"n_rows":113,"n_cols":16,"rows_kept":113,"cut":false,"hidden":false,"merged":[[6,13,7,13],[6,7,7,7],[6,8,7,8],[6,9,7,9],[6,10,7,10],[6,11,7,11],[6,12,7,12],[47,1,48,1],[98,7,98,12],[29,8,30,8],[29,9,30,9],[29,10,30,10],[29,11,30,11],[29,12,30,12],[29,7,30,7],[90,7,90,12],[97,7,97,12],[58,3,59,3],[58,5,59,5],[47,5,48,5],[29,5,30,5],[29,3,30,3],[47,3,48,3],[106,12,107,12],[106,13,107,13],[6,15,7,15],[106,1,107,1],[29,13,30,13],[89,7,89,12],[58,13,59,13],[58,7,59,7],[58,8,59,8],[58,9,59,9],[58,12,59,12],[58,10,59,10],[58,11,59,11],[29,1,30,1],[79,1,80,1],[58,1,59,1],[106,7,107,7],[106,8,107,8],[106,9,107,9],[106,10,107,10],[106,11,107,11]]}
[]
[null,"Cell colour legend"]
[]
[null,"Inputs - hardcoded value"]
[null,"Derived Inputs - Calculated or referenced to another cell"]
[]
[null,"General assumptions",null,"Driver",null,"Inputs",null,"FY13","FY14","FY15","FY16","FY17","FY18","FY19",null,"Supporting Figures Worksheet Ref."]
[]
[null,"CPI (%)",null,"% p.a.",null,null,null,1.1313842940078978E-2,2.5099022004889893E-2,2.5000000000000001E-2,2.5000000000000001E-2,2.5000000000000001E-2,2.5000000000000001E-2,2.5000000000000001E-2]
[null,"Labour real price escalation (%)",null,"% p.a.",null,null,null,1.35E-2,5.7999999999999996E-3,8.8999999999999999E-3,8.6999999999999994E-3,1.4E-2,1.6199999999999999E-2,1.44E-2]
[null,"Lamp real price escalation (%)",null,"% p.a.",null,null,null,0,0,0,0,0,0,0]
[null,"Visor real price escalation (%)",null,"% p.a.",null,null,null,0,0,0,0,0,0,0]
[null,"PE cell real price escalation (%)",null,"% p.a.",null,null,null,0,0,0,0,0,0,0]
[null,"Miscellaneous real price escalation (%)",null,"% p.a.",null,null,null,0,0,0,0,0,0,0]
[null,"EWP real price escalation (%)",null,"% p.a.",null,null,null,0,0,0,0,0,0,0]
[null,"Growth rate of public lights (%)",null,"% p.a.",null,null,null,0,0,0,0,0,0,0]
[null,"Labour rate ($/hour)",null,"$/hour",null,null,null,39.371111111111112,{"$f":"INDIRECT(\"PriceLabour\"&H$7)*(1+INDIRECT(\"EscLabour\"&I$7))*(1+INDIRECT(\"CPI\"&I$7))","v":40.593371362718287},41.978518677042636,43.402325084271219,45.110206576337291,46.987016720945796,48.855220505770596,null,1]
[null,"Labour rate - overtime (1.89 times) ($/hour)",null,"$/hour",null,1.89,null,{"$f":"PriceLabourFY13*F18","v":74.4114},{"$f":"PriceLabourFY14*F18","v":76.72147187553756},{"$f":"PriceLabourFY15*F18","v":79.339400299610574},{"$f":"PriceLabourFY16*F18","v":82.030394409272603},{"$f":"PriceLabourFY17*F18","v":85.25829042927748},{"$f":"PriceLabourFY18*F18","v":88.805461602587556},{"$f":"PriceLabourFY19*F18","v":92.336366755906425},null,5]
[null,"EWP ($/hour)",null,"$/hour",null,null,null,null,29.73,{"$f":"INDIRECT(\"priceewp\"&I7)*(1+INDIRECT(\"CPI\"&J7))*(1+INDIRECT(\"EscEWP\"&J7))","v":30.473249999999997},31.235081249999993,32.015958281249993,32.816357238281242,33.636766169238271,null,2]
[null,"Average Visor cost ",null,"$/unit",null,null,null,null,39.54,{"$f":"INDIRECT(\"PriceVisor\"&I7)*(1+INDIRECT(\"CPI\"&J7))*(1+INDIRECT(\"EscVisor\"&J7))","v":40.528499999999994},41.541712499999988,42.580255312499986,43.644761695312482,44.73588073769529,null,3]
[null,"Average PE cell cost",null,"$/unit",null,null,null,null,10.73,{"$f":"INDIRECT(\"PricePECell\"&I7)*((1+INDIRECT(\"CPI\"&J7))*(1+INDIRECT(\"EscPECell\"&J7)))","v":10.998249999999999},11.273206249999998,11.555036406249997,11.843912316406245,12.140010124316399,null,4]
[null,"Average miscellaneous materials cost",null,"$/unit",null,null,null,0,{"$f":"INDIRECT(\"PriceMisc\"&H7)*(1+INDIRECT(\"CPI\"&I7))*(1+INDIRECT(\"EscMisc\"&I7))","v":0},{"$f":"INDIRECT(\"PriceMisc\"&I7)*(1+INDIRECT(\"CPI\"&J7))*(1+INDIRECT(\"EscMisc\"&J7))","v":0},0,0,0,0]
[null,"Proportion of work in overtime hours (%)",null,"% p.a.",null,0.14000000000000001,null,null,null,null,null,null,null,null,null,5]
[null,"Proportion of work in standard hours (%)",null,"% p.a.",null,0.86,null,null,null,null,null,null,null,null,null,5]
[null,"Labour oncosts (%)",null,"% p.a.",null,0.57999999999999996,null,null,null,null,null,null,null,null,null,1]
[null,"Labour proportion of opex (%)",null,"% p.a.",null,0.38200000000000001,null,null,null,null,null,null,null,null,null,6]
[null,"Corporate Overheads (CAM)",null,"% p.a.",null,8.6527813038891108E-2,null,null,null,null,null,null,null,null,null,6]
[null,"Overhead cost allocation (Direct + Indirect) (%)",null,"% p.a.",null,0.1801212933606588,null,null,null,null,null,null,null,null,null,6]
[]
[null,"Bulk maintenance assumptions",null,"Driver",null,"Inputs",null,"FY13","FY14","FY15","FY16","FY17","FY18","FY19"]
[]
[]
[null,"Servicing of Minor Luminaire - Scheduled",null,"Cycle time (Yrs)",null,3,null,10,{"$f":"INDIRECT(\"PriceBulkTask1\"&H$30)*(1+ INDIRECT(\"CPI\"&I$30))","v":10.250990220048898},{"$f":"INDIRECT(\"PriceBulkTask1\"&I30)*(1+ INDIRECT(\"CPI\"&J$30))","v":10.50726497555012},10.769946599938873,11.039195264937344,11.315175146560778,11.598054525224796,null,7]
[null,"Servicing of Major Luminaire - Scheduled",null,"Cycle time (Yrs)",null,3,null,10,{"$f":"INDIRECT(\"PriceBulkTask2\"&H$30)*(1+ INDIRECT(\"CPI\"&I$30))","v":10.250990220048898},{"$f":"INDIRECT(\"PriceBulkTask2\"&I$30)*(1+ INDIRECT(\"CPI\"&J$30))","v":10.50726497555012},10.769946599938873,11.039195264937344,11.315175146560778,11.598054525224796,null,7]
[null,"Replacement of Minor Luminaire Visor",null,"Cycle time (Yrs)",null,54.04,null,10,{"$f":"INDIRECT(\"PriceBulkTask3\"&H$30)*(1+ INDIRECT(\"CPI\"&I$30))","v":10.250990220048898},{"$f":"INDIRECT(\"PriceBulkTask3\"&I$30)*(1+ INDIRECT(\"CPI\"&J$30))","v":10.50726497555012},10.769946599938873,11.039195264937344,11.315175146560778,11.598054525224796,null,7]
[null,"Replacement of Major Luminaire Visor",null,"Cycle time (Yrs)",null,203.69,null,10,{"$f":"INDIRECT(\"PriceBulkTask4\"&H$30)*(1+ INDIRECT(\"CPI\"&I$30))","v":10.250990220048898},{"$f":"INDIRECT(\"PriceBulkTask4\"&I$30)*(1+ INDIRECT(\"CPI\"&J$30))","v":10.50726497555012},10.769946599938873,11.039195264937344,11.315175146560778,11.598054525224796,null,7]
[null,"Replacement of Photo-electric Cell",null,"Cycle time (Yrs)",null,6,null,10,{"$f":"INDIRECT(\"PriceBulkTask5\"&H$30)*(1+ INDIRECT(\"CPI\"&I$30))","v":10.250990220048898},{"$f":"INDIRECT(\"PriceBulkTask5\"&I$30)*(1+ INDIRECT(\"CPI\"&J$30))","v":10.50726497555012},10.769946599938873,11.039195264937344,11.315175146560778,11.598054525224796,null,7]
[null,"Minor Non-Electrical Repair",null,"Cycle time (Yrs)",null,217.85,null,10,{"$f":"INDIRECT(\"PriceBulkTask6\"&H$30)*(1+ INDIRECT(\"CPI\"&I$30))","v":10.250990220048898},{"$f":"INDIRECT(\"PriceBulkTask6\"&I$30)*(1+ INDIRECT(\"CPI\"&J$30))","v":10.50726497555012},10.769946599938873,11.039195264937344,11.315175146560778,11.598054525224796,null,7]
[null,"General Electrical Work",null,"Cycle time (Yrs)",null,24.98,null,10,{"$f":"INDIRECT(\"PriceBulkTask7\"&H$30)*(1+ INDIRECT(\"CPI\"&I$30))","v":10.250990220048898},{"$f":"INDIRECT(\"PriceBulkTask7\"&I$30)*(1+ INDIRECT(\"CPI\"&J$30))","v":10.50726497555012},10.769946599938873,11.039195264937344,11.315175146560778,11.598054525224796,null,7]
[null,"Minor Electrical Work",null,"Cycle time (Yrs)",null,46.3,null,150,{"$f":"INDIRECT(\"PriceBulkTask8\"&H$30)*(1+ INDIRECT(\"CPI\"&I$30))","v":153.76485330073348},{"$f":"INDIRECT(\"PriceBulkTask8\"&I$30)*(1+ INDIRECT(\"CPI\"&J$30))","v":157.60897463325179},161.54919899908307,165.58792897406013,169.72762719841162,173.97081787837189,null,7]
[null,"Major Electrical Work",null,"Cycle time (Yrs)",null,81.819999999999993,null,250,{"$f":"INDIRECT(\"PriceBulkTask9\"&H$30)*(1+ INDIRECT(\"CPI\"&I$30))","v":256.2747555012225},{"$f":"INDIRECT(\"PriceBulkTask9\"&I$30)*(1+ INDIRECT(\"CPI\"&J$30))","v":262.68162438875305},269.24866499847184,275.97988162343358,282.87937866401938,289.95136313061982,null,7]
[null,"Electrical Work Previously Completed by EnergyAustralia",null,"Cycle time (Yrs)",null,0,null,0,{"$f":"INDIRECT(\"PriceBulkTask10\"&H$30)*(1+ INDIRECT(\"CPI\"&I$30))","v":0},{"$f":"INDIRECT(\"PriceBulkTask10\"&I$30)*(1+ INDIRECT(\"CPI\"&J$30))","v":0},0,0,0,0,null,7]
[null,"Quarterly Night Time Traffic Route Luminaire (TRL) Patrol",null,"Cycle time (Yrs)",null,8990,null,12000,{"$f":"INDIRECT(\"PriceBulkTask11\"&H$30)*(1+ INDIRECT(\"CPI\"&I$30))","v":12301.188264058679},{"$f":"INDIRECT(\"PriceBulkTask11\"&I$30)*(1+ INDIRECT(\"CPI\"&J$30))","v":12608.717970660146},12923.935919926647,13247.034317924812,13578.210175872931,13917.665430269753,null,7]
[null,"Annual Night Time Patrol of All Serviced Luminaires",null,"Cycle time (Yrs)",null,4007.44,null,8500,{"$f":"INDIRECT(\"PriceBulkTask12\"&H$30)*(1+ INDIRECT(\"CPI\"&I$30))","v":8713.341687041564},{"$f":"INDIRECT(\"PriceBulkTask12\"&I$30)*(1+ INDIRECT(\"CPI\"&J$30))","v":8931.1752292176025},9154.4546099480413,9383.3159751967414,9617.8988745766583,9858.3463464410743,null,7]
[null,"Ad Hoc Works Order",null,"Cycle time (Yrs)",null,0,null,0,{"$f":"INDIRECT(\"PriceBulkTask13\"&H$30)*(1+ INDIRECT(\"CPI\"&I$30))","v":0},{"$f":"INDIRECT(\"PriceBulkTask13\"&I$30)*(1+ INDIRECT(\"CPI\"&J$30))","v":0},0,0,0,0,null,7]
[null,"Ad Hoc Patrolling And Reporting of Defects (Per Crew Hour)",null,"Cycle time (Yrs)",null,0,null,0,{"$f":"INDIRECT(\"PriceBulkTask14\"&H$30)*(1+ INDIRECT(\"CPI\"&I$30))","v":0},{"$f":"INDIRECT(\"PriceBulkTask14\"&I$30)*(1+ INDIRECT(\"CPI\"&J$30))","v":0},0,0,0,0,null,7]
[]
[null,"Spot maintenance assumptions",null,"Driver",null,"Inputs"]
[]
[]
[null,"Number of workers in standard crew",null,"no. of ppl",null,2]
[null,"Additional workers on traffic route",null,"no. of ppl",null,1]
[null,"Time required for average spot lamp replacement (hours)",null,"no. of hrs",null,{"$f":"45.4/60","v":0.7566666666666666},null,"45.4 minutes including travel time",null,null,null,null,null,null,null,8]
[null,"Time for PE Cell replacement (hours)",null,"no. of hrs",null,0]
[null,"Time for other spot maintenance task (hours)",null,"no. of hrs",null,0]
[null,"Annual average failure rate for PE cells",null,"% p.a.",null,1.4200000000000001E-2]
[null,"Annual average failure rates for other components",null,"% p.a.",null,0.01]
[]
[null,"Connection maintenance assumptions",null,"Driver",null,"Type",null,null,"FY14","FY15","FY16","FY17","FY18","FY19"]
[]
[]
[null,"Connection type - \"EMPTY\"",null,"$/unit",null,"EMPTY",null,null,0,{"$f":"I62*(1+INDIRECT(\"CPI\"&J$59))","v":0},0,0,0,0]
[null,"Connection type - \"O/U\"",null,"$/unit",null,"O/U",null,null,68.89,70.612249999999989,72.377556249999984,74.186995156249978,76.041670035156216,77.942711786035119]
[null,"Connection type - \"O/U (P09)\"",null,"$/unit",null,"O/U (P09)",null,null,68.887549477443542,70.609738214379618,72.3749816697391,74.184356211482566,76.038965116769617,77.939939244688844]
[null,"Connection type - \"OH\"",null,"$/unit",null,"OH",null,null,0,0,0,0,0,0]
[null,"Connection type - \"OH(P09)\"",null,"$/unit",null,"OH(P09)",null,null,0,0,0,0,0,0]
[null,"Connection type - \"OH2\"",null,"$/unit",null,"OH2",null,null,0,0,0,0,0,0]
[null,"Connection type - \"OH2 (P09)\"",null,"$/unit",null,"OH2 (P09)",null,null,0,0,0,0,0,0]
[null,"Connection type - \"OHS\"",null,"$/unit",null,"OHS",null,null,0,0,0,0,0,0]
[null,"Connection type - \"UG2\"",null,"$/unit",null,"UG2",null,null,0,0,0,0,0,0]
[null,"Connection type - \"UG2 (P09)\"",null,"$/unit",null,"UG2 (P09)",null,null,0,0,0,0,0,0]
[null,"Connection type - \"UGORDA\"",null,"$/unit",null,"UGORDA",null,null,{"$f":"H72*(1+INDIRECT(\"CPI\"&I$59))","v":0},{"$f":"I72*(1+INDIRECT(\"CPI\"&J$59))","v":0},0,0,0,0]
[null,"Connection type - \"UGR1\"",null,"$/unit",null,"UGR1",null,null,63.147570261390285,64.726259517925044,66.344416005873171,68.003026406019998,69.703102066170487,71.445679617824737]
[null,"Connection type - \"UGR1 (P09)\"",null,"$/unit",null,"UGR1 (P09)",null,null,63.15,64.728749999999991,66.346968749999988,68.005642968749981,69.70578404296873,71.448428644042949]
[null,"Connection type - \"UGR2\"",null,"$/unit",null,"UGR2",null,null,22.959916864213032,23.533914785818354,24.12226265546381,24.725319221850402,25.343452202396659,25.977038507456573]
[null,"Connection type - \"UGR2 (P09)\"",null,"$/unit",null,"UGR2 (P09)",null,null,22.96,23.533999999999999,24.122349999999997,24.725408749999996,25.343543968749994,25.977132567968741]
[null,"Connection type - \"UGS\"",null,"$/unit",null,"UGS",null,null,0,0,0,0,0,0]
[null,"Connection type - \"UG-SP\"",null,"$/unit",null,"UG-SP",null,null,0,0,0,0,0,0]
[null,"Connection type - \"UG-SP (P09)\"",null,"$/unit",null,"UG-SP (P09)",null,null,0,0,0,0,0,0]
[null,"Options"]
[]
[null,"Bulk cycle/ spot failure rate assumption: "]
[]
[null,"Calculate total opex in the following year:"]
[]
[null,"Traffic",null,null,null,1]
[null,"Non-Traffic",null,null,null,0]
[]
[null,"Bulk cycle options:",null,null,null,"Cycles"]
[null,"AER determination spot failure rates (incl. 20% reduction)",1,null,null,3,null,"Spot rates for 3 year cycle"]
[null,"EA proposal spot rates ",2,null,null,2.5,null,{"$f":"VLOOKUP(BulkCycleOptionLinkedCell,$B$90:$C$95,2,FALSE)","v":5}]
[null,"Spot rates for 2 year cycle",3,null,null,2]
[null,"Spot rates for 2.5 year cycle",4,null,null,2.5]
[null,"Spot rates for 3 year cycle",5,null,null,3]
[null,"Spot rates for 4 year cycle",6,null,null,4]
[]
[null,"Years:"]
[null,"FY08",null,null,null,null,null," Year--->"]
[null,"FY09",null,null,null,null,null,"FY1038"]
[null,"FY10"]
[null,"FY11"]
[null,"FY12"]
[null,"FY13"]
[null,"FY14"]
[]
[]
[null,"Results Summary",null,null,null,null,null,"FY13","FY14","FY15","FY16","FY17","FY18","FY19"]
[]
[]
[null,"SCI Numbers",null,null,null,null,null,null,19816221.047540497,19702153.009999998,20174706.990000002,20659074.990000002,21155552,21664440]
[null,"Opex Model results",null,null,null,null,null,null,{"$f":"'Calc - Opex FY14'!TotalOpex","v":18068958.189818591},{"$f":"'Calc - Opex FY15'!TotalOpex","v":18565646.789174568},{"$f":"'Calc - Opex FY16'!TotalOpex","v":19075242.916428629},{"$f":"'Calc - Opex FY17'!TotalOpex","v":19627807.363969121},{"$f":"'Calc - Opex FY18'!TotalOpex","v":20209542.422514413},{"$f":"'Calc - Opex FY19'!TotalOpex","v":20799065.85857293}]
[null,"Variance ($)",null,null,null,null,null,null,{"$f":"I111-I110","v":-1747262.8577219062},{"$f":"J111-J110","v":-1136506.22082543},-1099464.0735713728,-1031267.626030881,-946009.57748558745,-865374.1414270699]
[null,"Variance (%)",null,null,null,null,null,null,{"$f":"I112/I111","v":-9.6699701187334938E-2},{"$f":"J112/J111","v":-6.1215546850116459E-2},-5.7638273776553325E-2,-5.2541152809762383E-2,-4.6810044369519556E-2,-4.1606394600187356E-2]

{"sheet":"Input - Inventory","index":1,"n_rows":390,"n_cols":37,"rows_kept":390,"cut":false,"hidden":false,"merged":[[2,2,2,4],[5,28,6,28],[5,30,5,35],[5,2,6,2],[5,12,5,18],[5,20,5,26],[3,2,3,4],[5,7,5,9]]}
[]
[null,null,"Cell colour legend"]
[null,null,"Inputs - hardcoded value"]
[null,null,"Derived Inputs - Calculated or referenced to another cell"]
[]
[null,null,"Description",null,null,null,null,null,null,null,null,null,"Qty of assets being maintained",null,null,null,null,null,null,null,"Price",null,null,null,null,null,null,null,"Average annual failure under selected bulk cycle",null,"Spot rates for different bulk cycles"]
[null,"#",null,"Type","Route","Category","Lamps (#)","Rate 1","Rate 2","Rate 3","Total",null,"FY13","FY14","FY15","FY16","FY17","FY18","FY19",null,"FY13","FY14","FY15","FY16","FY17","FY18","FY19",null,null,null,"AER determination","June 2008 Proposal","2 year cycle","2.5 year cycle","3 year cycle","4 year cycle"]
[]
[null,1,"0.5","Bracket","NonTraffic","n/a",0,32907,735,76,{"$f":"SUM(H9:J9)","v":33718},null,null,{"$f":"SUM(H9:I9)","v":33642},{"$f":"N9*(1+INDIRECT(\"GrowthLights\"&O$7))","v":33642},33642,33642,33642,33642,null,100,{"$f":"U9*(1+INDIRECT(\"CPI\"&V$7))*(IF($D9=\"Lamp\",(1+INDIRECT(\"EscLamp\"&V$7)),1))","v":102.50990220048899},105.07264975550122,107.69946599938874,110.39195264937345,113.15175146560777,115.98054525224796,null,{"$f":"OFFSET(AE9,0,BulkOptionNumber-1)","v":0},null,0,0]
[null,2,"0.5 (P09)","Bracket","NonTraffic","n/a",0,1082,68,3,{"$f":"SUM(H10:J10)","v":1153},null,null,{"$f":"SUM(H10:I10)","v":1150},{"$f":"N10*(1+INDIRECT(\"GrowthLights\"&O$7))","v":1150},{"$f":"O10*(1+INDIRECT(\"GrowthLights\"&P$7))","v":1150},{"$f":"P10*(1+INDIRECT(\"GrowthLights\"&Q$7))","v":1150},{"$f":"Q10*(1+INDIRECT(\"GrowthLights\"&R$7))","v":1150},{"$f":"R10*(1+INDIRECT(\"GrowthLights\"&S$7))","v":1150},null,100,102.50990220048899,105.07264975550122,107.69946599938874,110.39195264937345,113.15175146560777,115.98054525224796,null,0,null,0,0]
[null,3,"0.6","Bracket","NonTraffic","n/a",0,103,46,0,149,null,null,149,149,149,149,149,149,null,100,102.50990220048899,105.07264975550122,107.69946599938874,110.39195264937345,113.15175146560777,115.98054525224796,null,0,null,0,0]
[null,4,"1.0","Bracket","NonTraffic","n/a",0,4068,4539,29,8636,null,null,8607,8607,8607,8607,8607,8607,null,100,102.50990220048899,105.07264975550122,107.69946599938874,110.39195264937345,113.15175146560777,115.98054525224796,null,0,null,0,0]
[null,5,"1.2","Bracket","NonTraffic","n/a",0,22356,2581,57,24994,null,null,24937,24937,24937,24937,24937,24937,null,100,102.50990220048899,105.07264975550122,107.69946599938874,110.39195264937345,113.15175146560777,115.98054525224796,null,0,null,0,0]
[null,6,"1.2 (P09)","Bracket","NonTraffic","n/a",0,404,292,0,696,null,null,696,696,696,696,696,696,null,100,102.50990220048899,105.07264975550122,107.69946599938874,110.39195264937345,113.15175146560777,115.98054525224796,null,0,null,0,0]
[null,7,"1.5","Bracket","NonTraffic","n/a",0,1234,2574,0,3808,null,null,3808,3808,3808,3808,3808,3808,null,100,102.50990220048899,105.07264975550122,107.69946599938874,110.39195264937345,113.15175146560777,115.98054525224796,null,0,null,0,0]
[null,8,"2.0","Bracket","NonTraffic","n/a",0,69816,1049,82,70947,null,null,70865,70865,70865,70865,70865,70865,null,100,102.50990220048899,105.07264975550122,107.69946599938874,110.39195264937345,113.15175146560777,115.98054525224796,null,0,null,0,0]
[null,9,"2.0 (P09)","Bracket","NonTraffic","n/a",0,17216.5,199,6,17421.5,null,null,17415.5,17415.5,17415.5,17415.5,17415.5,17415.5,null,100,102.50990220048899,105.07264975550122,107.69946599938874,110.39195264937345,113.15175146560777,115.98054525224796,null,0,null,0,0]
[null,10,"2.5","Bracket","Traffic","n/a",0,502,16,47,565,null,null,518,518,518,518,518,518,null,100,102.50990220048899,105.07264975550122,107.69946599938874,110.39195264937345,113.15175146560777,115.98054525224796,null,0,null,0,0]
[null,11,"3.0","Bracket","Traffic","n/a",0,4176,1752,11,5939,null,null,5928,5928,5928,5928,5928,5928,null,100,102.50990220048899,{"$f":"V19*(1+INDIRECT(\"CPI\"&W$7))*(IF($D19=\"Lamp\",(1+INDIRECT(\"EscLamp\"&W$7)),1))","v":105.07264975550122},107.69946599938874,110.39195264937345,113.15175146560777,115.98054525224796,null,0,null,0,0]
[null,12,"3.0 (P09)","Bracket","Traffic","n/a",0,338,265,0,603,null,null,603,603,603,603,603,603,null,100,102.50990220048899,105.07264975550122,107.69946599938874,110.39195264937345,113.15175146560777,115.98054525224796,null,0,null,0,0]
[null,13,"3.5","Bracket","Traffic","n/a",0,7037,159,8,7204,null,null,7196,7196,7196,7196,7196,7196,null,100,102.50990220048899,105.07264975550122,107.69946599938874,110.39195264937345,113.15175146560777,115.98054525224796,null,0,null,0,0]
[null,14,"3.5 (P09)","Bracket","Traffic","n/a",0,771,16,0,787,null,null,787,787,787,787,787,787,null,100,102.50990220048899,105.07264975550122,107.69946599938874,110.39195264937345,113.15175146560777,115.98054525224796,null,0,null,0,0]
[null,15,"4.0","Bracket","Traffic","n/a",0,927,56,8,991,null,null,983,983,983,983,983,983,null,100,102.50990220048899,105.07264975550122,107.69946599938874,110.39195264937345,113.15175146560777,115.98054525224796,null,0,null,0,0]
[null,16,"4.0 (P09)","Bracket","Traffic","n/a",0,453,13,0,466,null,null,466,466,466,466,466,466,null,100,102.50990220048899,105.07264975550122,107.69946599938874,110.39195264937345,113.15175146560777,115.98054525224796,null,0,null,0,0]
[null,17,"4.5","Bracket","Traffic","n/a",0,2010,1027,98,3135,null,null,3037,3037,3037,3037,3037,3037,null,100,{"$f":"U25*(1+INDIRECT(\"CPI\"&V$7))*(IF($D25=\"Lamp\",(1+INDIRECT(\"EscLamp\"&V$7)),1))","v":102.50990220048899},105.07264975550122,107.69946599938874,110.39195264937345,113.15175146560777,115.98054525224796,null,0,null,0,0]
[null,18,"5.0","Bracket","Traffic","n/a",0,393,30,4,427,null,null,423,423,423,423,423,423,null,100,102.50990220048899,105.07264975550122,107.69946599938874,110.39195264937345,113.15175146560777,115.98054525224796,null,0,null,0,0]
[null,19,"6.0","Bracket","Traffic","n/a",0,813,287.5,0,1100.5,null,null,1100.5,1100.5,1100.5,1100.5,1100.5,1100.5,null,100,102.50990220048899,105.07264975550122,107.69946599938874,110.39195264937345,113.15175146560777,115.98054525224796,null,0,null,0,0]
[null,20,"6.5","Bracket","Traffic","n/a",0,53,7,0,60,null,null,60,60,60,60,60,60,null,100,102.50990220048899,105.07264975550122,107.69946599938874,110.39195264937345,113.15175146560777,115.98054525224796,null,0,null,0,0]
[null,21,"7.0","Bracket","Traffic","n/a",0,67,13,0,80,null,null,80,80,80,80,80,80,null,100,102.50990220048899,{"$f":"V29*(1+INDIRECT(\"CPI\"&W$7))*(IF($D29=\"Lamp\",(1+INDIRECT(\"EscLamp\"&W$7)),1))","v":105.07264975550122},107.69946599938874,110.39195264937345,113.15175146560777,115.98054525224796,null,0,null,0,0]
[null,22,"8.0","Bracket","Traffic","n/a",0,23,4,1,28,null,null,27,27,27,27,27,27,null,100,102.50990220048899,105.07264975550122,107.69946599938874,110.39195264937345,113.15175146560777,115.98054525224796,null,0,null,0,0]
[null,23,"C4","Bracket","Traffic","n/a",0,87,0,4,91,null,null,87,87,87,87,87,87,null,100,102.50990220048899,105.07264975550122,107.69946599938874,110.39195264937345,113.15175146560777,115.98054525224796,null,0,null,0,0]
[null,24,"NIL","Bracket","NonTraffic","n/a",0,8771,4205,278,13254,null,null,12976,12976,12976,12976,12976,12976,null,"0",0,0,0,0,0,0,null,0,null,0,0]
[null,25,"PRIVATE","Bracket","NonTraffic","n/a",0,106,7,10943,11056,null,null,113,113,113,113,113,113,null,"0",0,0,0,0,0,0,null,0,null,0,0]
[null,26,"SMARTPOLE DOUBLE","Bracket","NonTraffic","n/a",0,0,0,395,395,null,null,0,0,0,0,0,0,null,"0",0,0,0,0,0,0,null,0,null,0,0]
[null,27,"SMARTPOLE SINGLE LONG","Bracket","NonTraffic","n/a",0,0,0,597,597,null,null,0,0,0,0,0,0,null,"0",0,0,0,0,0,0,null,0,null,0,0]
[null,28,"SMARTPOLE SINGLE SHORT","Bracket","NonTraffic","n/a",0,0,1,2,3,null,null,1,1,1,1,1,1,null,"0",0,0,0,0,0,0,null,0,null,0,0]
[null,29,"SUSPENDED","Bracket","NonTraffic","n/a",0,149,4,37,190,null,null,153,153,153,153,153,153,null,100,102.50990220048899,105.07264975550122,107.69946599938874,110.39195264937345,113.15175146560777,115.98054525224796,null,0,null,0,0]
[null,30,"T1","Bracket","NonTraffic","n/a",0,19692,70,19,19781,null,null,19762,19762,19762,19762,19762,19762,null,100,102.50990220048899,105.07264975550122,107.69946599938874,110.39195264937345,113.15175146560777,115.98054525224796,null,0,null,0,0]
[null,31,"T1 (P09)","Bracket","NonTraffic","n/a",0,1315,20,0,1335,null,null,1335,1335,1335,1335,1335,1335,null,100,102.50990220048899,{"$f":"V39*(1+INDIRECT(\"CPI\"&W$7))*(IF($D39=\"Lamp\",(1+INDIRECT(\"EscLamp\"&W$7)),1))","v":105.07264975550122},107.69946599938874,110.39195264937345,113.15175146560777,115.98054525224796,null,0,null,0,0]
[null,32,"T2","Bracket","Traffic","n/a",0,9655.5,175,2,9832.5,null,null,9830.5,9830.5,9830.5,9830.5,9830.5,9830.5,null,100,102.50990220048899,105.07264975550122,107.69946599938874,110.39195264937345,113.15175146560777,115.98054525224796,null,0,null,0,0]
[null,33,"T2A","Bracket","Traffic","n/a",0,1153,43,2,1198,null,null,1196,1196,1196,1196,1196,1196,null,100,102.50990220048899,105.07264975550122,107.69946599938874,110.39195264937345,113.15175146560777,115.98054525224796,null,{"$f":"OFFSET(AE41,0,BulkOptionNumber-1)","v":0},null,0,0]
[null,34,"T2A (P09)","Bracket","Traffic","n/a",0,128,46,0,174,null,null,174,174,174,174,174,174,null,100,102.50990220048899,105.07264975550122,107.69946599938874,110.39195264937345,113.15175146560777,115.98054525224796,null,0,null,0,0]
[null,35,"T3","Bracket","Traffic","n/a",0,3569,59,9,3637,null,null,3628,3628,3628,3628,3628,3628,null,100,102.50990220048899,105.07264975550122,107.69946599938874,110.39195264937345,113.15175146560777,115.98054525224796,null,0,null,0,0]
[null,36,"T3 (P09)","Bracket","Traffic","n/a",0,590.5,59,0,649.5,null,null,649.5,649.5,649.5,649.5,649.5,649.5,null,100,102.50990220048899,105.07264975550122,107.69946599938874,110.39195264937345,113.15175146560777,115.98054525224796,null,0,null,0,0]
[null,37,"T3A","Bracket","Traffic","n/a",0,979,52,0,1031,null,null,1031,1031,1031,1031,1031,1031,null,100,102.50990220048899,105.07264975550122,107.69946599938874,110.39195264937345,113.15175146560777,115.98054525224796,null,0,null,0,0]
[null,38,"T4","Bracket","Traffic","n/a",0,10985,60,8,11053,null,null,11045,11045,11045,11045,11045,11045,null,100,102.50990220048899,105.07264975550122,107.69946599938874,110.39195264937345,113.15175146560777,115.98054525224796,null,0,null,0,0]
[null,39,"T4 (P09)","Bracket","Traffic","n/a",0,494,6,0,500,null,null,500,500,500,500,500,500,null,100,102.50990220048899,105.07264975550122,107.69946599938874,110.39195264937345,113.15175146560777,115.98054525224796,null,0,null,0,0]
[null,40,"T5","Bracket","Traffic","n/a",0,514,1,0,515,null,null,515,515,515,515,515,515,null,100,102.50990220048899,105.07264975550122,107.69946599938874,110.39195264937345,113.15175146560777,115.98054525224796,null,0,null,0,0]
[null,41,"T5 (P09)","Bracket","Traffic","n/a",0,79,1,0,80,null,null,80,80,80,80,80,80,null,100,102.50990220048899,{"$f":"V49*(1+INDIRECT(\"CPI\"&W$7))*(IF($D49=\"Lamp\",(1+INDIRECT(\"EscLamp\"&W$7)),1))","v":105.07264975550122},107.69946599938874,110.39195264937345,113.15175146560777,115.98054525224796,null,0,null,0,0]
[null,42,"T6","Bracket","Traffic","n/a",0,1911,118,4,2033,null,null,2029,2029,2029,2029,2029,2029,null,100,102.50990220048899,105.07264975550122,107.69946599938874,110.39195264937345,113.15175146560777,115.98054525224796,null,0,null,0,0]
[null,43,"T6 (P09)","Bracket","Traffic","n/a",0,308,39,1,348,null,null,347,347,347,347,347,347,null,100,102.50990220048899,105.07264975550122,107.69946599938874,110.39195264937345,113.15175146560777,115.98054525224796,null,0,null,0,0]
[null,44,"T7","Bracket","Traffic","n/a",0,635,87,0,722,null,null,722,722,722,722,722,722,null,100,102.50990220048899,105.07264975550122,107.69946599938874,110.39195264937345,113.15175146560777,115.98054525224796,null,0,null,0,0]
[null,45,"T7 (P09)","Bracket","Traffic","n/a",0,175.5,7,0,182.5,null,null,182.5,182.5,182.5,182.5,182.5,182.5,null,100,102.50990220048899,105.07264975550122,107.69946599938874,110.39195264937345,113.15175146560777,115.98054525224796,null,0,null,0,0]
[null,46,"EMPTY","Connection","NonTraffic","n/a",0,0,0,0,0,null,null,0,0,0,0,0,0,null,"0",0,0,0,0,0,0,null,0,null,0,0]
[null,47,"O/U (P09)","Connection","NonTraffic","n/a",0,10,4,0,14,null,null,14,14,14,14,14,14,null,100,102.50990220048899,105.07264975550122,107.69946599938874,110.39195264937345,113.15175146560777,115.98054525224796,null,0,null,0,0]
[null,48,"OH","Connection","NonTraffic","n/a",0,189773.5,1530,1664,192967.5,null,null,191303.5,191303.5,191303.5,191303.5,191303.5,191303.5,null,"0",0,0,0,0,0,0,null,0,null,0,0]
[null,49,"OH(P09)","Connection","NonTraffic","n/a",0,5402.5,333.5,4,5740,null,null,5736,5736,5736,5736,5736,5736,null,"0",0,0,0,0,0,0,null,0,null,0,0]
[null,50,"OH2","Connection","NonTraffic","n/a",0,372,112,10,494,null,null,484,484,484,484,484,484,null,"0",0,0,0,0,0,0,null,0,null,0,0]
[null,51,"OH2 (P09)","Connection","NonTraffic","n/a",0,49,70,0,119,null,null,119,119,119,119,119,119,null,"0",0,{"$f":"V59*(1+INDIRECT(\"CPI\"&W$7))*(IF($D59=\"Lamp\",(1+INDIRECT(\"EscLamp\"&W$7)),1))","v":0},0,0,0,0,null,0,null,0,0]
[null,52,"OHS","Connection","NonTraffic","n/a",0,3,1,0,4,null,null,4,4,4,4,4,4,null,"0",0,0,0,0,0,0,null,0,null,0,0]
[null,53,"O/U","Connection","NonTraffic","n/a",0,574,13,25,612,null,null,587,587,587,587,587,587,null,100,102.50990220048899,105.07264975550122,107.69946599938874,110.39195264937345,113.15175146560777,115.98054525224796,null,0,null,0,0]
[null,54,"UG2","Connection","NonTraffic","n/a",0,691,1206,510,2407,null,null,1897,1897,1897,1897,1897,1897,null,"0",0,0,0,0,0,0,null,0,null,0,0]
[null,55,"UG2 (P09)","Connection","NonTraffic","n/a",0,61,344,7,412,null,null,405,405,405,405,405,405,null,"0",0,0,0,0,0,0,null,0,null,0,0]
[null,56,"UGORDA","Connection","NonTraffic","n/a",0,0,1,0,1,null,null,1,1,1,1,1,1,null,100,102.50990220048899,105.07264975550122,107.69946599938874,110.39195264937345,113.15175146560777,115.98054525224796,null,0,null,0,0]
[null,57,"UGR1","Connection","NonTraffic","n/a",0,26493,4,1441,27938,null,null,26497,26497,26497,26497,26497,26497,null,100,102.50990220048899,105.07264975550122,107.69946599938874,110.39195264937345,113.15175146560777,115.98054525224796,null,0,null,0,0]
[null,58,"UGR1 (P09)","Connection","NonTraffic","n/a",0,4235,9,159,4403,null,null,4244,4244,4244,4244,4244,4244,null,100,102.50990220048899,105.07264975550122,107.69946599938874,110.39195264937345,113.15175146560777,115.98054525224796,null,0,null,0,0]
[null,59,"UGR2","Connection","NonTraffic","n/a",0,244,13931,345,14520,null,null,14175,14175,14175,14175,14175,14175,null,100,102.50990220048899,105.07264975550122,107.69946599938874,110.39195264937345,113.15175146560777,115.98054525224796,null,0,null,0,0]
[null,60,"UGR2 (P09)","Connection","NonTraffic","n/a",0,36,3147,281,3464,null,null,3183,3183,3183,3183,3183,3183,null,100,102.50990220048899,105.07264975550122,107.69946599938874,110.39195264937345,113.15175146560777,115.98054525224796,null,0,null,0,0]
[null,61,"UGS","Connection","NonTraffic","n/a",0,22,21,0,43,null,null,43,43,43,43,43,43,null,100,102.50990220048899,{"$f":"V69*(1+INDIRECT(\"CPI\"&W$7))*(IF($D69=\"Lamp\",(1+INDIRECT(\"EscLamp\"&W$7)),1))","v":105.07264975550122},107.69946599938874,110.39195264937345,113.15175146560777,115.98054525224796,null,0,null,0,0]
[null,62,"UG-SP","Connection","NonTraffic","n/a",0,1,0,833,834,null,null,1,1,1,1,1,1,null,"0",0,0,0,0,0,0,null,0,null,0,0]
[null,63,"UG-SP (P09)","Connection","NonTraffic","n/a",0,5,10,239,254,null,null,15,15,15,15,15,15,null,"0",0,0,0,0,0,0,null,0,null,0,0]
[null,64,"EMPTY","Lamp","NonTraffic","Minor < 130w",1,0,0,0,0,null,null,0,0,0,0,0,0,null,"0",0,0,0,0,0,0,null,0,null,0,0]
[null,65,"INC1x100","Lamp","NonTraffic","Minor < 130w","1",1,0,364,365,null,null,1,1,1,1,1,1,null,"10",10.250990220048898,10.50726497555012,10.769946599938873,11.039195264937344,11.315175146560778,11.598054525224796,null,{"$f":"OFFSET(AE73,0,BulkOptionNumber-1)","v":0.06},null,1.04,1.3,null,0.06,0.06,0.06]
[null,66,"INC1x1000","Lamp","Traffic","Major > 130w","1",0,0,8,{"$f":"SUM(H74:J74)","v":8},null,null,{"$f":"SUM(H74:I74)","v":0},{"$f":"N74*(1+INDIRECT(\"GrowthLights\"&O$7))","v":0},{"$f":"O74*(1+INDIRECT(\"GrowthLights\"&P$7))","v":0},{"$f":"P74*(1+INDIRECT(\"GrowthLights\"&Q$7))","v":0},{"$f":"Q74*(1+INDIRECT(\"GrowthLights\"&R$7))","v":0},{"$f":"R74*(1+INDIRECT(\"GrowthLights\"&S$7))","v":0},null,100,102.50990220048899,105.07264975550122,107.69946599938874,110.39195264937345,113.15175146560777,115.98054525224796,null,0.06,null,1.04,1.3,null,0.06,0.06,0.06]
[null,67,"INC1x1440","Lamp","NonTraffic","Major > 130w","1",0,0,2,2,null,null,0,0,0,0,0,0,null,"0",0,0,0,0,0,0,null,0.06,null,1.04,1.3,null,0.06,0.06,0.06]
[null,68,"INC1x150","Lamp","NonTraffic","Major > 130w","1",0,0,12,12,null,null,0,0,0,0,0,0,null,"10",10.250990220048898,10.50726497555012,10.769946599938873,11.039195264937344,11.315175146560778,11.598054525224796,null,0.06,null,1.04,1.3,null,0.06,0.06,0.06]
[null,69,"INC1x150 (P09)","Lamp","NonTraffic","Major > 130w",1,13,0,0,13,null,null,13,13,13,13,13,13,null,"10",10.250990220048898,10.50726497555012,10.769946599938873,11.039195264937344,11.315175146560778,11.598054525224796,null,0.06,null,1.04,1.3,null,0.06,0.06,0.06]
[null,70,"INC1x200","Lamp","NonTraffic","Major > 130w","1",0,0,12,12,null,null,0,0,0,0,0,0,null,"10",10.250990220048898,10.50726497555012,10.769946599938873,11.039195264937344,11.315175146560778,11.598054525224796,null,0.06,null,1.04,1.3,null,0.06,0.06,0.06]
[null,71,"INC1x300","Lamp","NonTraffic","Major > 130w","1",0,0,6,6,null,null,0,0,0,0,0,0,null,"30",30.752970660146698,{"$f":"V79*(1+INDIRECT(\"CPI\"&W$7))*(IF($D79=\"Lamp\",(1+INDIRECT(\"EscLamp\"&W$7)),1))","v":31.521794926650362},32.309839799816615,33.11758579481203,33.945525439682328,34.794163575674382,null,0.06,null,1.04,1.3,null,0.06,0.06,0.06]
[null,72,"INC1x40","Lamp","NonTraffic","Minor < 130w","1",0,0,26,26,null,null,0,0,0,0,0,0,null,"10",10.250990220048898,10.50726497555012,10.769946599938873,11.039195264937344,11.315175146560778,11.598054525224796,null,0.06,null,1.04,1.3,null,0.06,0.06,0.06]
[null,73,"INC1x500","Lamp","NonTraffic","Major > 130w","1",0,0,3,3,null,null,0,0,0,0,0,0,null,"30",30.752970660146698,31.521794926650362,32.309839799816615,33.11758579481203,33.945525439682328,34.794163575674382,null,0.06,null,1.04,1.3,null,0.06,0.06,0.06]
[null,74,"INC1x60","Lamp","NonTraffic","Minor < 130w","1",0,0,227,227,null,null,0,0,0,0,0,0,null,"10",10.250990220048898,10.50726497555012,10.769946599938873,11.039195264937344,11.315175146560778,11.598054525224796,null,0.06,null,1.04,1.3,null,0.06,0.06,0.06]
[null,75,"INC1x75","Lamp","NonTraffic","Minor < 130w","1",0,0,1,1,null,null,0,0,0,0,0,0,null,"10",10.250990220048898,10.50726497555012,10.769946599938873,11.039195264937344,11.315175146560778,11.598054525224796,null,0.06,null,1.04,1.3,null,0.06,0.06,0.06]
[null,76,"INC3x100","Lamp","NonTraffic","Minor < 130w","3",0,0,1,1,null,null,0,0,0,0,0,0,null,"10",10.250990220048898,10.50726497555012,10.769946599938873,11.039195264937344,11.315175146560778,11.598054525224796,null,0.06,null,1.04,1.3,null,0.06,0.06,0.06]
[null,77,"LED1x237","Lamp","NonTraffic","Major > 130w",1,1,0,725,726,null,null,1,1,1,1,1,1,null,"0",0,0,0,0,0,0,null,0.01,null,null,null,null,0.01,0.01,0.01]
[null,78,"LED1x29","Lamp","NonTraffic","Minor < 130w",1,1351,40,0,1391,null,null,1391,1391,1391,1391,1391,1391,null,"0",0,0,0,0,0,0,null,0.01,null,null,null,null,0.01,0.01,0.01]
[null,79,"MBF1x1000","Lamp","Traffic","Major > 130w","1",1,0,1,2,null,null,1,1,1,1,1,1,null,100,102.50990220048899,105.07264975550122,107.69946599938874,110.39195264937345,113.15175146560777,115.98054525224796,null,0.08,null,8.0000000000000016E-2,0.1,null,8.0000000000000016E-2,0.08,8.0000000000000016E-2]
[null,80,"MBF1x1000 (P09)","Lamp","Traffic","Major > 130w",1,13,0,0,13,null,null,13,13,13,13,13,13,null,100,102.50990220048899,105.07264975550122,107.69946599938874,110.39195264937345,113.15175146560777,115.98054525224796,null,0.08,null,8.0000000000000016E-2,0.1,null,8.0000000000000016E-2,0.08,8.0000000000000016E-2]
[null,81,"MBF1x125","Lamp","NonTraffic","Minor < 130w","1",332,6,556,894,null,null,338,338,338,338,338,338,null,"10",{"$f":"U89*(1+INDIRECT(\"CPI\"&V$7))*(IF($D89=\"Lamp\",(1+INDIRECT(\"EscLamp\"&V$7)),1))","v":10.250990220048898},{"$f":"V89*(1+INDIRECT(\"CPI\"&W$7))*(IF($D89=\"Lamp\",(1+INDIRECT(\"EscLamp\"&W$7)),1))","v":10.50726497555012},10.769946599938873,11.039195264937344,11.315175146560778,11.598054525224796,null,0.13570000000000002,null,0.06,0.1,null,0.14684,0.13570000000000002,0.11885,"Green = rates from recent failure rate study"]
[null,82,"MBF1x125 (P09)","Lamp","NonTraffic","Minor < 130w",1,4840,501,184,5525,null,null,5341,5341,5341,5341,5341,5341,null,"10",10.250990220048898,10.50726497555012,10.769946599938873,11.039195264937344,11.315175146560778,11.598054525224796,null,0.13570000000000002,null,0.06,0.1,null,0.14684,0.13570000000000002,0.11885,"Black = Carryover from 2010 determination"]
[null,83,"MBF1x160","Lamp","NonTraffic","Major > 130w","1",1,0,0,1,null,null,1,1,1,1,1,1,null,"10",10.250990220048898,10.50726497555012,10.769946599938873,11.039195264937344,11.315175146560778,11.598054525224796,null,0.04,null,0,0,null,0.04,0.04,0.04]
[null,84,"MBF1x250","Lamp","Traffic","Major > 130w","1",1139,14,159,1312,null,null,1153,1153,1153,1153,1153,1153,null,"10",10.250990220048898,10.50726497555012,10.769946599938873,11.039195264937344,11.315175146560778,11.598054525224796,null,0.11826666666666664,null,0.06,0.1,null,0.12756000000000001,0.11826666666666664,0.10427500000000001]
[null,85,"MBF1x250 (P09)","Lamp","Traffic","Major > 130w",1,16722,190,43,16955,null,null,16912,16912,16912,16912,16912,16912,null,"10",10.250990220048898,10.50726497555012,10.769946599938873,11.039195264937344,11.315175146560778,11.598054525224796,null,0.11826666666666664,null,0.06,0.1,null,0.12756000000000001,0.11826666666666664,0.10427500000000001]
[null,86,"MBF1x400","Lamp","Traffic","Major > 130w","1",332,11,111,454,null,null,343,343,343,343,343,343,null,"10",10.250990220048898,10.50726497555012,10.769946599938873,11.039195264937344,11.315175146560778,11.598054525224796,null,0.12533333333333332,null,0.06,0.18,null,0.13463999999999998,0.12533333333333332,0.11105000000000001]
[null,87,"MBF1x400 (P09)","Lamp","Traffic","Major > 130w",1,6448.5,102,6,6556.5,null,null,6550.5,6550.5,6550.5,6550.5,6550.5,6550.5,null,"10",10.250990220048898,10.50726497555012,10.769946599938873,11.039195264937344,11.315175146560778,11.598054525224796,null,0.12533333333333332,null,0.06,0.18,null,0.13463999999999998,0.12533333333333332,0.11105000000000001]
[null,88,"MBF1x42","Lamp","NonTraffic","Minor < 130w","1",193,4,0,197,null,null,197,197,197,197,197,197,null,"10",10.250990220048898,10.50726497555012,10.769946599938873,11.039195264937344,11.315175146560778,11.598054525224796,null,0.15409999999999999,null,0.05,0.14829107648581949,null,0.16108000000000003,0.15409999999999999,0.141125]
[null,89,"MBF1x42 (P09)","Lamp","NonTraffic","Minor < 130w",1,48499.5,3884,11,52394.5,null,null,52383.5,52383.5,52383.5,52383.5,52383.5,52383.5,null,"10",10.250990220048898,10.50726497555012,10.769946599938873,11.039195264937344,11.315175146560778,11.598054525224796,null,0.15409999999999999,null,0.05,0.14829107648581949,null,0.16108000000000003,0.15409999999999999,0.141125]
[null,90,"MBF1x50","Lamp","NonTraffic","Minor < 130w","1",230,41,50,321,null,null,271,271,271,271,271,271,null,"10",10.250990220048898,10.50726497555012,10.769946599938873,11.039195264937344,11.315175146560778,11.598054525224796,null,0.18909999999999996,null,0.06,0.1,null,0.19544,0.18909999999999996,0.17394999999999999]
[null,91,"MBF1x50 (P09)","Lamp","NonTraffic","Minor < 130w",1,8619,3250,1,11870,null,null,11869,11869,11869,11869,11869,11869,null,"10",10.250990220048898,{"$f":"V99*(1+INDIRECT(\"CPI\"&W$7))*(IF($D99=\"Lamp\",(1+INDIRECT(\"EscLamp\"&W$7)),1))","v":10.50726497555012},10.769946599938873,11.039195264937344,11.315175146560778,11.598054525224796,null,0.18909999999999996,null,0.06,0.1,null,0.19544,0.18909999999999996,0.17394999999999999]
[null,92,"MBF1x500","Lamp","Traffic","Major > 130w","1",0,0,0,0,null,null,0,0,0,0,0,0,null,100,102.50990220048899,105.07264975550122,107.69946599938874,110.39195264937345,113.15175146560777,115.98054525224796,null,0.04,null,0.14399999999999999,0.18,null,0.04,0.04,0.04]
[null,93,"MBF1x700","Lamp","Traffic","Major > 130w","1",2,0,46,48,null,null,2,2,2,2,2,2,null,100,102.50990220048899,105.07264975550122,107.69946599938874,110.39195264937345,113.15175146560777,115.98054525224796,null,0.04,null,0.14399999999999999,0.18,null,0.04,0.04,0.04]
[null,94,"MBF1x80","Lamp","NonTraffic","Minor < 130w","1",1520,145,145,1810,null,null,1665,1665,1665,1665,1665,1665,null,"10",10.250990220048898,10.50726497555012,10.769946599938873,11.039195264937344,11.315175146560778,11.598054525224796,null,8.2633333333333323E-2,null,0.02,0.06,null,8.6840000000000001E-2,8.2633333333333323E-2,7.5950000000000004E-2]
[null,95,"MBF1x80 (P09)","Lamp","NonTraffic","Minor < 130w",1,68402.5,8625,21,77048.5,null,null,77027.5,77027.5,77027.5,77027.5,77027.5,77027.5,null,"10",10.250990220048898,10.50726497555012,10.769946599938873,11.039195264937344,11.315175146560778,11.598054525224796,null,8.2633333333333323E-2,null,0.02,0.06,null,8.6840000000000001E-2,8.2633333333333323E-2,7.5950000000000004E-2]
[null,96,"MBF1x800","Lamp","Traffic","Major > 130w","1",0,0,1,1,null,null,0,0,0,0,0,0,null,100,102.50990220048899,105.07264975550122,107.69946599938874,110.39195264937345,113.15175146560777,115.98054525224796,null,0.04,null,0.14399999999999999,0.18,null,0.04,0.04,0.04]
[null,97,"MBF2x125","Lamp","Traffic","Major > 130w","2",0,0,0,0,null,null,0,0,0,0,0,0,null,"10",10.250990220048898,10.50726497555012,10.769946599938873,11.039195264937344,11.315175146560778,11.598054525224796,null,{"$f":"OFFSET(AE105,0,BulkOptionNumber-1)","v":0.25298551000000002},null,0.06,0.1,null,0.27211801439999994,0.25298551000000002,0.22357467750000004]
[null,98,"MBF2x125 (P09)","Lamp","Traffic","Major > 130w",2,1,0,3,4,null,null,1,1,1,1,1,1,null,"10",10.250990220048898,10.50726497555012,10.769946599938873,11.039195264937344,11.315175146560778,11.598054525224796,null,0.25298551000000002,null,0.06,0.1,null,0.27211801439999994,0.25298551000000002,0.22357467750000004]
[null,99,"MBF2x160","Lamp","Traffic","Major > 130w","2",0,0,2,2,null,null,0,0,0,0,0,0,null,"10",10.250990220048898,10.50726497555012,10.769946599938873,11.039195264937344,11.315175146560778,11.598054525224796,null,0.04,null,0.06,0.1,null,0.04,0.04,0.04]
[null,100,"MBF2x175","Lamp","Traffic","Major > 130w","2",0,0,0,0,null,null,0,0,0,0,0,0,null,"10",10.250990220048898,10.50726497555012,10.769946599938873,11.039195264937344,11.315175146560778,11.598054525224796,null,0.04,null,0.06,0.1,null,0.04,0.04,0.04]
[null,101,"MBF2x400","Lamp","Traffic","Major > 130w","2",0,0,0,0,null,null,0,0,0,0,0,0,null,"10",10.250990220048898,{"$f":"V109*(1+INDIRECT(\"CPI\"&W$7))*(IF($D109=\"Lamp\",(1+INDIRECT(\"EscLamp\"&W$7)),1))","v":10.50726497555012},10.769946599938873,11.039195264937344,11.315175146560778,11.598054525224796,null,0.22254632888888881,null,0.06,0.1,null,0.23884844640000003,0.22254632888888881,0.19767672437500006]
[null,102,"MBF2x80","Lamp","NonTraffic","Minor < 130w","2",0,0,0,0,null,null,0,0,0,0,0,0,null,"10",10.250990220048898,10.50726497555012,10.769946599938873,11.039195264937344,11.315175146560778,11.598054525224796,null,0.15843839888888889,null,0.06,0.06,null,0.1661388144,0.15843839888888889,0.14613159749999993]
[null,103,"MBF3x160","Lamp","Traffic","Major > 130w","3",0,0,1,1,null,null,0,0,0,0,0,0,null,"10",10.250990220048898,10.50726497555012,10.769946599938873,11.039195264937344,11.315175146560778,11.598054525224796,null,0.04,null,0.06,0.1,null,0.04,0.04,0.04]
[null,104,"MBF3x250","Lamp","Traffic","Major > 130w","3",0,0,0,0,null,null,0,0,0,0,0,0,null,"10",10.250990220048898,10.50726497555012,10.769946599938873,11.039195264937344,11.315175146560778,11.598054525224796,null,0.3144931830589629,null,0.06,0.1,null,0.33594093857721607,0.3144931830589629,0.28133898394079693]
[null,105,"MBF3x400","Lamp","Traffic","Major > 130w","3",0,0,0,0,null,null,0,0,0,0,0,0,null,"10",10.250990220048898,10.50726497555012,10.769946599938873,11.039195264937344,11.315175146560778,11.598054525224796,null,0.33084345837037032,null,0.06,0.18,null,0.35197695564134401,0.33084345837037032,0.29752317248262505]
[null,106,"MBF3x80","Lamp","NonTraffic","Minor < 130w","3",0,0,6,6,null,null,0,0,0,0,0,0,null,"10",10.250990220048898,10.50726497555012,10.769946599938873,11.039195264937344,11.315175146560778,11.598054525224796,null,0.22797943919403707,null,0.06,0.06,null,0.23855131975750399,0.22797943919403707,0.21098290266987485]
[null,107,"MBF4x1000","Lamp","Traffic","Major > 130w","4",0,0,4,4,null,null,0,0,0,0,0,0,null,100,102.50990220048899,105.07264975550122,107.69946599938874,110.39195264937345,113.15175146560777,115.98054525224796,null,0.28360703999999992,null,8.0000000000000016E-2,0.1,null,0.28360704000000025,0.28360703999999992,0.28360704000000025]
[null,108,"MBF4x80","Lamp","NonTraffic","Minor < 130w","4",0,0,4,4,null,null,0,0,0,0,0,0,null,"10",10.250990220048898,10.50726497555012,10.769946599938873,11.039195264937344,11.315175146560778,11.598054525224796,null,0.2917740715353031,null,0.06,0.06,null,0.30467552314976232,0.2917740715353031,0.2709087512120979]
[null,109,"MBF6x125","Lamp","Traffic","Major > 130w","6",0,0,1,1,null,null,0,0,0,0,0,0,null,"10",10.250990220048898,10.50726497555012,10.769946599938873,11.039195264937344,11.315175146560778,11.598054525224796,null,0.58314301987824635,null,0.06,0.1,null,0.61435925481551379,0.58314301987824635,0.53194264578437445]
[null,110,"MBF6x160","Lamp","Traffic","Major > 130w","6",0,0,3,3,null,null,0,0,0,0,0,0,null,"10",10.250990220048898,10.50726497555012,10.769946599938873,11.039195264937344,11.315175146560778,11.598054525224796,null,0.04,null,0.06,0.12,null,0.04,0.04,0.04]
[null,111,"MBF9x160","Lamp","Traffic","Major > 130w","9",0,0,1,1,null,null,0,0,0,0,0,0,null,"10",10.250990220048898,{"$f":"V119*(1+INDIRECT(\"CPI\"&W$7))*(IF($D119=\"Lamp\",(1+INDIRECT(\"EscLamp\"&W$7)),1))","v":10.50726497555012},10.769946599938873,11.039195264937344,11.315175146560778,11.598054525224796,null,0.04,null,0.06,0.12,null,0.04,0.04,0.04]
[null,112,"MBI1x100","Lamp","Traffic","Minor < 130w","1",1,0,0,1,null,null,1,1,1,1,1,1,null,"30",30.752970660146698,31.521794926650362,32.309839799816615,33.11758579481203,33.945525439682328,34.794163575674382,null,0.04,null,0.16000000000000003,0.2,null,0.04,0.04,0.04]
[null,113,"MBI1x100 (P09)","Lamp","Traffic","Minor < 130w",1,20,14,1,35,null,null,34,34,34,34,34,34,null,"30",30.752970660146698,31.521794926650362,32.309839799816615,33.11758579481203,33.945525439682328,34.794163575674382,null,0.04,null,0.16000000000000003,0.2,null,0.04,0.04,0.04]
[null,114,"MBI1x1000","Lamp","Traffic","Major > 130w","1",1,0,0,1,null,null,1,1,1,1,1,1,null,100,102.50990220048899,105.07264975550122,107.69946599938874,110.39195264937345,113.15175146560777,115.98054525224796,null,0.04,null,0.16000000000000003,0.2,null,0.04,0.04,0.04]
[null,115,"MBI1x1000 (P09)","Lamp","Traffic","Major > 130w",1,10,0,0,10,null,null,10,10,10,10,10,10,null,100,102.50990220048899,105.07264975550122,107.69946599938874,110.39195264937345,113.15175146560777,115.98054525224796,null,0.04,null,0.16000000000000003,0.2,null,0.04,0.04,0.04]
[null,116,"MBI1x150","Lamp","Traffic","Major > 130w","1",5,0,0,5,null,null,5,5,5,5,5,5,null,100,102.50990220048899,105.07264975550122,107.69946599938874,110.39195264937345,113.15175146560777,115.98054525224796,null,0.04,null,0.16000000000000003,0.2,null,0.04,0.04,0.04]
[null,117,"MBI1x150 (P09)","Lamp","Traffic","Major > 130w",1,68,1,0,69,null,null,69,69,69,69,69,69,null,100,102.50990220048899,105.07264975550122,107.69946599938874,110.39195264937345,113.15175146560777,115.98054525224796,null,0.04,null,0.16000000000000003,0.2,null,0.04,0.04,0.04]
[null,118,"MBI1x1500","Lamp","Traffic","Major > 130w","1",0,0,0,0,null,null,0,0,0,0,0,0,null,100,102.50990220048899,105.07264975550122,107.69946599938874,110.39195264937345,113.15175146560777,115.98054525224796,null,0.04,null,0.16000000000000003,0.2,null,0.04,0.04,0.04]
[null,119,"MBI1x250","Lamp","Traffic","Major > 130w","1",2,0,44,46,null,null,2,2,2,2,2,2,null,"30",30.752970660146698,31.521794926650362,32.309839799816615,33.11758579481203,33.945525439682328,34.794163575674382,null,0.04,null,0.16000000000000003,0.2,null,0.04,0.04,0.04]
[null,120,"MBI1x250 (P09)","Lamp","Traffic","Major > 130w",1,48,13,2,63,null,null,61,61,61,61,61,61,null,"30",30.752970660146698,31.521794926650362,32.309839799816615,33.11758579481203,33.945525439682328,34.794163575674382,null,0.04,null,0.16000000000000003,0.2,null,0.04,0.04,0.04]
[null,121,"MBI1x3745","Lamp","Traffic","Major > 130w","1",0,0,0,0,null,null,0,0,0,0,0,0,null,"0",0,{"$f":"V129*(1+INDIRECT(\"CPI\"&W$7))*(IF($D129=\"Lamp\",(1+INDIRECT(\"EscLamp\"&W$7)),1))","v":0},0,0,0,0,null,0.04,null,0.16000000000000003,0.2,null,0.04,0.04,0.04]
[null,122,"MBI1x400","Lamp","Traffic","Major > 130w","1",12,1,100,113,null,null,13,13,13,13,13,13,null,"30",30.752970660146698,31.521794926650362,32.309839799816615,33.11758579481203,33.945525439682328,34.794163575674382,null,0.04,null,0.12,0.15,null,0.04,0.04,0.04]
[null,123,"MBI1x400 (P09)","Lamp","Traffic","Major > 130w",1,70,39,6,115,null,null,109,109,109,109,109,109,null,"30",30.752970660146698,31.521794926650362,32.309839799816615,33.11758579481203,33.945525439682328,34.794163575674382,null,0.04,null,0.12,0.15,null,0.04,0.04,0.04]
[null,124,"MBI1x500","Lamp","Traffic","Major > 130w","1",0,0,0,0,null,null,0,0,0,0,0,0,null,100,102.50990220048899,105.07264975550122,107.69946599938874,110.39195264937345,113.15175146560777,115.98054525224796,null,0.04,null,0.16000000000000003,0.2,null,0.04,0.04,0.04]
[null,125,"MBI1x70","Lamp","NonTraffic","Minor < 130w","1",0,0,0,0,null,null,0,0,0,0,0,0,null,"30",30.752970660146698,31.521794926650362,32.309839799816615,33.11758579481203,33.945525439682328,34.794163575674382,null,0.04,null,0.12,0.15,null,0.04,0.04,0.04]
[null,126,"MBI1x70 (P09)","Lamp","NonTraffic","Minor < 130w",1,177,6,35,218,null,null,183,183,183,183,183,183,null,"30",30.752970660146698,31.521794926650362,32.309839799816615,33.11758579481203,33.945525439682328,34.794163575674382,null,0.04,null,0.12,0.15,null,0.04,0.04,0.04]
[null,127,"MBI1x70 II","Lamp","Traffic","Minor < 130w",1,77,2,0,79,null,null,79,79,79,79,79,79,null,"30",30.752970660146698,31.521794926650362,32.309839799816615,33.11758579481203,33.945525439682328,34.794163575674382,null,0.04,null,null,null,null,0.04,0.04,0.04,"New lamp type. Theoretical data used as no actual data available"]
[null,128,"MBI2x400","Lamp","Traffic","Major > 130w","2",0,0,0,0,null,null,0,0,0,0,0,0,null,"30",30.752970660146698,31.521794926650362,32.309839799816615,33.11758579481203,33.945525439682328,34.794163575674382,null,0.04,null,0.12,0.15,null,0.04,0.04,0.04]
[null,129,"MBI4x150","Lamp","Traffic","Major > 130w","4",5,0,1,6,null,null,5,5,5,5,5,5,null,100,102.50990220048899,105.07264975550122,107.69946599938874,110.39195264937345,113.15175146560777,115.98054525224796,null,0.04,null,0.12,0.15,null,0.04,0.04,0.04]
[null,130,"SON1x100","Lamp","Traffic","Minor < 130w","1",63,0,2,{"$f":"SUM(H138:J138)","v":65},null,null,{"$f":"SUM(H138:I138)","v":63},{"$f":"N138*(1+INDIRECT(\"GrowthLights\"&O$7))","v":63},{"$f":"O138*(1+INDIRECT(\"GrowthLights\"&P$7))","v":63},{"$f":"P138*(1+INDIRECT(\"GrowthLights\"&Q$7))","v":63},{"$f":"Q138*(1+INDIRECT(\"GrowthLights\"&R$7))","v":63},{"$f":"R138*(1+INDIRECT(\"GrowthLights\"&S$7))","v":63},null,"30",30.752970660146698,31.521794926650362,32.309839799816615,33.11758579481203,33.945525439682328,34.794163575674382,null,0.13439999999999999,null,0.09,0.15,null,0.1444,0.13439999999999999,0.11895]
[null,131,"SON1x100 (P09)","Lamp","Traffic","Minor < 130w",1,1322,61,63,1446,null,null,1383,1383,1383,1383,1383,1383,null,"30",30.752970660146698,{"$f":"V139*(1+INDIRECT(\"CPI\"&W$7))*(IF($D139=\"Lamp\",(1+INDIRECT(\"EscLamp\"&W$7)),1))","v":31.521794926650362},32.309839799816615,33.11758579481203,33.945525439682328,34.794163575674382,null,0.13439999999999999,null,0.09,0.15,null,0.1444,0.13439999999999999,0.11895]
[null,132,"SON1x1000","Lamp","Traffic","Major > 130w","1",0,0,3,3,null,null,0,0,0,0,0,0,null,100,102.50990220048899,105.07264975550122,107.69946599938874,110.39195264937345,113.15175146560777,115.98054525224796,null,0.05,null,0.08,0.15,null,0.05,0.05,0.05]
[null,133,"SON1x1000 (P09)","Lamp","Traffic","Major > 130w",1,45,4,0,49,null,null,49,49,49,49,49,49,null,100,102.50990220048899,105.07264975550122,107.69946599938874,110.39195264937345,113.15175146560777,115.98054525224796,null,0.05,null,0.08,0.15,null,0.05,0.05,0.05]
[null,134,"SON1x120","Lamp","Traffic","Minor < 130w","1",0,0,2,2,null,null,0,0,0,0,0,0,null,"30",30.752970660146698,31.521794926650362,32.309839799816615,33.11758579481203,33.945525439682328,34.794163575674382,null,0.05,null,0.12,0.15,null,0.05,0.05,0.05]
[null,135,"SON1x150","Lamp","Traffic","Major > 130w","1",710,4,62,776,null,null,714,714,714,714,714,714,null,"30",30.752970660146698,31.521794926650362,32.309839799816615,33.11758579481203,33.945525439682328,34.794163575674382,null,0.14066666666666669,null,0.05,0.15,null,0.15,0.14066666666666669,0.125725]
[null,136,"SON1x150 (P09)","Lamp","Traffic","Major > 130w",1,18401.5,950,20,19371.5,null,null,19351.5,19351.5,19351.5,19351.5,19351.5,19351.5,null,"30",30.752970660146698,31.521794926650362,32.309839799816615,33.11758579481203,33.945525439682328,34.794163575674382,null,0.14066666666666669,null,0.05,0.15,null,0.15,0.14066666666666669,0.125725]
[null,137,"SON1x150 AR","Lamp","Traffic","Major > 130w",1,188,6,1,195,null,null,194,194,194,194,194,194,null,"30",30.752970660146698,31.521794926650362,32.309839799816615,33.11758579481203,33.945525439682328,34.794163575674382,null,7.0333333333333345E-2,null,null,null,null,7.4999999999999997E-2,7.0333333333333345E-2,6.2862500000000002E-2,"Assumption that Active Reactor halves spot rates"]
[null,138,"SON1x220","Lamp","Traffic","Major > 130w","1",0,0,3,3,null,null,0,0,0,0,0,0,null,"30",30.752970660146698,31.521794926650362,32.309839799816615,33.11758579481203,33.945525439682328,34.794163575674382,null,0.05,null,0.12,0.15,null,0.05,0.05,0.05]
[null,139,"SON1x250","Lamp","Traffic","Major > 130w","1",718,43,479,1240,null,null,761,761,761,761,761,761,null,"30",30.752970660146698,31.521794926650362,32.309839799816615,33.11758579481203,33.945525439682328,34.794163575674382,null,0.14680000000000001,null,0.05,0.15,null,0.15640000000000001,0.14680000000000001,0.13122500000000001]
[null,140,"SON1x250 (P09)","Lamp","Traffic","Major > 130w",1,22450.5,2172.5,78,24701,null,null,24623,24623,24623,24623,24623,24623,null,"30",30.752970660146698,31.521794926650362,32.309839799816615,33.11758579481203,33.945525439682328,34.794163575674382,null,0.14680000000000001,null,0.05,0.15,null,0.15640000000000001,0.14680000000000001,0.13122500000000001]
[null,141,"SON1x250 AR","Lamp","Traffic","Major > 130w",1,215,4,1,220,null,null,219,219,219,219,219,219,null,"30",30.752970660146698,{"$f":"V149*(1+INDIRECT(\"CPI\"&W$7))*(IF($D149=\"Lamp\",(1+INDIRECT(\"EscLamp\"&W$7)),1))","v":31.521794926650362},32.309839799816615,33.11758579481203,33.945525439682328,34.794163575674382,null,7.3400000000000007E-2,null,null,null,null,7.8200000000000006E-2,7.3400000000000007E-2,6.5612500000000004E-2,"Assumption that Active Reactor halves spot rates"]
[null,142,"SON1x310","Lamp","Traffic","Major > 130w","1",0,0,0,0,null,null,0,0,0,0,0,0,null,"30",30.752970660146698,31.521794926650362,32.309839799816615,33.11758579481203,33.945525439682328,34.794163575674382,null,0.05,null,0.12,0.15,null,0.05,0.05,0.05]
[null,143,"SON1x360","Lamp","Traffic","Major > 130w","1",0,0,3,3,null,null,0,0,0,0,0,0,null,"30",30.752970660146698,31.521794926650362,32.309839799816615,33.11758579481203,33.945525439682328,34.794163575674382,null,0.05,null,0.12,0.15,null,0.05,0.05,0.05]
[null,144,"SON1x400","Lamp","Traffic","Major > 130w","1",51,9,262,322,null,null,60,60,60,60,60,60,null,"30",30.752970660146698,31.521794926650362,32.309839799816615,33.11758579481203,33.945525439682328,34.794163575674382,null,0.16343333333333335,null,0.05,0.15,null,0.17563999999999999,0.16343333333333335,0.14402499999999999]
[null,145,"SON1x400 (P09)","Lamp","Traffic","Major > 130w",1,1875,274,5,2154,null,null,2149,2149,2149,2149,2149,2149,null,"30",{"$f":"U153*(1+INDIRECT(\"CPI\"&V$7))*(IF($D153=\"Lamp\",(1+INDIRECT(\"EscLamp\"&V$7)),1))","v":30.752970660146698},31.521794926650362,32.309839799816615,33.11758579481203,33.945525439682328,34.794163575674382,null,0.16343333333333335,null,0.05,0.15,null,0.17563999999999999,0.16343333333333335,0.14402499999999999]
[null,146,"SON1x400 AR","Lamp","Traffic","Major > 130w",1,110,0,0,110,null,null,110,110,110,110,110,110,null,"30",30.752970660146698,31.521794926650362,32.309839799816615,33.11758579481203,33.945525439682328,34.794163575674382,null,8.1716666666666674E-2,null,null,null,null,8.7819999999999995E-2,8.1716666666666674E-2,7.2012499999999993E-2,"Assumption that Active Reactor halves spot rates"]
[null,147,"SON1x50","Lamp","NonTraffic","Minor < 130w","1",16,0,0,16,null,null,16,16,16,16,16,16,null,"30",30.752970660146698,31.521794926650362,32.309839799816615,33.11758579481203,33.945525439682328,34.794163575674382,null,0.05,null,0.12,0.15,null,0.05,0.05,0.05]
[null,148,"SON1x50 (P09)","Lamp","NonTraffic","Minor < 130w",1,590,7,0,597,null,null,597,597,597,597,597,597,null,"30",30.752970660146698,31.521794926650362,32.309839799816615,33.11758579481203,33.945525439682328,34.794163575674382,null,0.05,null,0.12,0.15,null,0.05,0.05,0.05]
[null,149,"SON1x70","Lamp","NonTraffic","Minor < 130w","1",102,3,76,181,null,null,105,105,105,105,105,105,null,"30",30.752970660146698,31.521794926650362,32.309839799816615,33.11758579481203,33.945525439682328,34.794163575674382,null,0.11253333333333332,null,0.09,0.17,null,0.11520000000000001,0.11253333333333332,0.106975]
[null,150,"SON1x70 (P09)","Lamp","NonTraffic","Minor < 130w",1,1775,270,5,2050,null,null,2045,2045,2045,2045,2045,2045,null,"30",30.752970660146698,31.521794926650362,32.309839799816615,33.11758579481203,33.945525439682328,34.794163575674382,null,0.11253333333333332,null,0.09,0.17,null,0.11520000000000001,0.11253333333333332,0.106975]
[null,151,"SON2x250","Lamp","Traffic","Major > 130w","2",0,0,1,1,null,null,0,0,0,0,0,0,null,"30",30.752970660146698,{"$f":"V159*(1+INDIRECT(\"CPI\"&W$7))*(IF($D159=\"Lamp\",(1+INDIRECT(\"EscLamp\"&W$7)),1))","v":31.521794926650362},32.309839799816615,33.11758579481203,33.945525439682328,34.794163575674382,null,0.27204976000000003,null,0.05,0.17,null,0.28833903999999999,0.27204976000000003,0.24522999937500001]
[null,152,"SON2x250 (P09)","Lamp","Traffic","Major > 130w",2,22,7,0,29,null,null,29,29,29,29,29,29,null,"30",30.752970660146698,31.521794926650362,32.309839799816615,33.11758579481203,33.945525439682328,34.794163575674382,null,0.27204976000000003,null,0.05,0.17,null,0.28833903999999999,0.27204976000000003,0.24522999937500001]
[null,153,"SON2x400","Lamp","Traffic","Major > 130w","2",0,0,4,4,null,null,0,0,0,0,0,0,null,"30",30.752970660146698,31.521794926650362,32.309839799816615,33.11758579481203,33.945525439682328,34.794163575674382,null,0.30015621222222222,null,0.05,0.18,null,0.32043059039999999,0.30015621222222222,0.2673067993749999]
[null,154,"SON2x70","Lamp","NonTraffic","Minor < 130w","2",0,0,0,0,null,null,0,0,0,0,0,0,null,"30",30.752970660146698,31.521794926650362,32.309839799816615,33.11758579481203,33.945525439682328,34.794163575674382,null,0.21240291555555568,null,0.09,0.18,null,0.21712895999999993,0.21240291555555568,0.20250634937500012]
[null,155,"SON3x70","Lamp","NonTraffic","Minor < 130w","3",0,0,1,1,null,null,0,0,0,0,0,0,null,"30",30.752970660146698,31.521794926650362,32.309839799816615,33.11758579481203,33.945525439682328,34.794163575674382,null,0.30103384079170381,null,0.09,0.18,null,0.30731570380799988,0.30103384079170381,0.28781823265060946]
[null,156,"SON4x250","Lamp","Traffic","Major > 130w","4",0,0,0,0,null,null,0,0,0,0,0,0,null,"30",30.752970660146698,31.521794926650362,32.309839799816615,33.11758579481203,33.945525439682328,34.794163575674382,null,0.47008844808394246,null,0.05,0.18,null,0.49353867801187834,0.47008844808394246,0.43032224615653747]
[null,157,"SON4x600","Lamp","Traffic","Major > 130w","4",0,0,0,0,null,null,0,0,0,0,0,0,null,"30",30.752970660146698,31.521794926650362,32.309839799816615,33.11758579481203,33.945525439682328,34.794163575674382,null,0.51021867270885268,null,0.14399999999999999,0.18,null,0.53818541753590743,0.51021867270885268,0.46316067375789338]
[null,158,"SON4x70","Lamp","NonTraffic","Minor < 130w","4",0,0,4,4,null,null,0,0,0,0,0,0,null,"30",30.752970660146698,31.521794926650362,32.309839799816615,33.11758579481203,33.945525439682328,34.794163575674382,null,0.37969083257461089,null,0.09,0.18,null,0.38711293472931829,0.37969083257461089,0.36400387721281058]
[null,159,"SON8x70","Lamp","NonTraffic","Minor < 130w","8",0,0,2,2,null,null,0,0,0,0,0,0,null,"30",30.752970660146698,31.521794926650362,32.309839799816615,33.11758579481203,33.945525439682328,34.794163575674382,null,0.61521653680802058,null,0.09,0.18,null,0.62436944522389115,0.61521653680802058,0.59550893179966224]
[null,160,"SOX1x135","Lamp","Traffic","Major > 130w","1",2,0,0,2,null,null,2,2,2,2,2,2,null,"30",30.752970660146698,31.521794926650362,32.309839799816615,33.11758579481203,33.945525439682328,34.794163575674382,null,{"$f":"OFFSET(AE168,0,BulkOptionNumber-1)","v":0.05},null,0.14399999999999999,0.18,null,0.05,0.05,0.05]
[null,161,"SOX1x150","Lamp","Traffic","Major > 130w","1",0,0,0,0,null,null,0,0,0,0,0,0,null,"30",30.752970660146698,{"$f":"V169*(1+INDIRECT(\"CPI\"&W$7))*(IF($D169=\"Lamp\",(1+INDIRECT(\"EscLamp\"&W$7)),1))","v":31.521794926650362},32.309839799816615,33.11758579481203,33.945525439682328,34.794163575674382,null,0.05,null,0.14399999999999999,0.18,null,0.05,0.05,0.05]
[null,162,"SOX1x180","Lamp","Traffic","Major > 130w","1",0,0,0,0,null,null,0,0,0,0,0,0,null,100,102.50990220048899,105.07264975550122,107.69946599938874,110.39195264937345,113.15175146560777,115.98054525224796,null,0.05,null,0.14399999999999999,0.18,null,0.05,0.05,0.05]
[null,163,"SOX1x90","Lamp","NonTraffic","Minor < 130w","1",0,0,4,4,null,null,0,0,0,0,0,0,null,"30",30.752970660146698,31.521794926650362,32.309839799816615,33.11758579481203,33.945525439682328,34.794163575674382,null,0.05,null,0.16000000000000003,0.2,null,0.05,0.05,0.05]
[null,164,"TF1x16","Lamp","NonTraffic","Minor < 130w","1",1,0,2,3,null,null,1,1,1,1,1,1,null,"10",10.250990220048898,10.50726497555012,10.769946599938873,11.039195264937344,11.315175146560778,11.598054525224796,null,0.06,null,0.36000000000000004,0.45,null,0.06,0.06,0.06]
[null,165,"TF1x176","Lamp","Traffic","Major > 130w","1",0,0,34,34,null,null,0,0,0,0,0,0,null,"10",10.250990220048898,10.50726497555012,10.769946599938873,11.039195264937344,11.315175146560778,11.598054525224796,null,0.06,null,0.36000000000000004,0.45,null,0.06,0.06,0.06]
[null,166,"TF1x20","Lamp","NonTraffic","Minor < 130w","1",0,0,238,238,null,null,0,0,0,0,0,0,null,"10",10.250990220048898,10.50726497555012,10.769946599938873,11.039195264937344,11.315175146560778,11.598054525224796,null,0.06,null,0.36000000000000004,0.45,null,0.06,0.06,0.06]
[null,167,"TF1x236","Lamp","Traffic","Major > 130w","1",0,0,109,109,null,null,0,0,0,0,0,0,null,"10",10.250990220048898,10.50726497555012,10.769946599938873,11.039195264937344,11.315175146560778,11.598054525224796,null,0.06,null,0.36000000000000004,0.45,null,0.06,0.06,0.06]
[null,168,"TF1x26","Lamp","NonTraffic","Minor < 130w","1",0,0,0,0,null,null,0,0,0,0,0,0,null,"10",10.250990220048898,10.50726497555012,10.769946599938873,11.039195264937344,11.315175146560778,11.598054525224796,null,0.06,null,0.36000000000000004,0.45,null,0.06,0.06,0.06]
[null,169,"TF1x40","Lamp","NonTraffic","Minor < 130w","1",83,3,48,134,null,null,86,86,86,86,86,86,null,"10",10.250990220048898,10.50726497555012,10.769946599938873,11.039195264937344,11.315175146560778,11.598054525224796,null,0.158,null,0.36000000000000004,0.45,null,0.17319999999999999,0.158,0.136125]
[null,170,"TF1x40 (P09)","Lamp","NonTraffic","Minor < 130w",1,485,23,7,515,null,null,508,508,508,508,508,508,null,"10",10.250990220048898,10.50726497555012,10.769946599938873,11.039195264937344,11.315175146560778,11.598054525224796,null,0.158,null,0.36000000000000004,0.45,null,0.17319999999999999,0.158,0.136125]
[null,171,"TF1x60","Lamp","NonTraffic","Minor < 130w","1",0,0,0,0,null,null,0,0,0,0,0,0,null,"10",10.250990220048898,{"$f":"V179*(1+INDIRECT(\"CPI\"&W$7))*(IF($D179=\"Lamp\",(1+INDIRECT(\"EscLamp\"&W$7)),1))","v":10.50726497555012},10.769946599938873,11.039195264937344,11.315175146560778,11.598054525224796,null,0.06,null,0.36000000000000004,0.45,null,0.06,0.06,0.06]
[null,172,"TF1x80","Lamp","NonTraffic","Minor < 130w","1",11,3,4,18,null,null,14,14,14,14,14,14,null,"10",10.250990220048898,10.50726497555012,10.769946599938873,11.039195264937344,11.315175146560778,11.598054525224796,null,0.06,null,0.36000000000000004,0.45,null,0.06,0.06,0.06]
[null,173,"TF2x14 T5","Lamp","NonTraffic","Minor < 130w","2",4,0,0,4,null,null,4,4,4,4,4,4,null,"10",10.250990220048898,10.50726497555012,10.769946599938873,11.039195264937344,11.315175146560778,11.598054525224796,null,0.06,null,0.02,0.21807959875793986,null,0.06,0.06,0.06]
[null,174,"TF2x14 T5 (P09)","Lamp","NonTraffic","Minor < 130w",2,310,0,0,310,null,null,310,310,310,310,310,310,null,"10",10.250990220048898,10.50726497555012,10.769946599938873,11.039195264937344,11.315175146560778,11.598054525224796,null,0.06,null,0.02,0.21807959875793986,null,0.06,0.06,0.06]
[null,175,"TF2x20","Lamp","NonTraffic","Minor < 130w","2",378,0,109,487,null,null,378,378,378,378,378,378,null,"10",10.250990220048898,10.50726497555012,10.769946599938873,11.039195264937344,11.315175146560778,11.598054525224796,null,0.10290000000000001,null,0.10999999999999999,0.40457984383218032,null,0.11020000000000001,0.10290000000000001,9.1774999999999995E-2]
[null,176,"TF2x20 (P09)","Lamp","NonTraffic","Minor < 130w",2,18412,41,11,18464,null,null,18453,18453,18453,18453,18453,18453,null,"10",10.250990220048898,10.50726497555012,10.769946599938873,11.039195264937344,11.315175146560778,11.598054525224796,null,0.10290000000000001,null,0.10999999999999999,0.40457984383218032,null,0.11020000000000001,0.10290000000000001,9.1774999999999995E-2]
[null,177,"TF2x26","Lamp","NonTraffic","Minor < 130w","2",0,0,0,0,null,null,0,0,0,0,0,0,null,"10",10.250990220048898,10.50726497555012,10.769946599938873,11.039195264937344,11.315175146560778,11.598054525224796,null,0.06,null,0.36000000000000004,0.45,null,0.06,0.06,0.06]
[null,178,"TF2x26 (P09)","Lamp","NonTraffic","Minor < 130w",2,28,0,23,51,null,null,28,28,28,28,28,28,null,"10",10.250990220048898,10.50726497555012,10.769946599938873,11.039195264937344,11.315175146560778,11.598054525224796,null,0.06,null,0.36000000000000004,0.45,null,0.06,0.06,0.06]
[null,179,"TF2x40","Lamp","NonTraffic","Minor < 130w","2",1,0,138,139,null,null,1,1,1,1,1,1,null,"10",10.250990220048898,10.50726497555012,10.769946599938873,11.039195264937344,11.315175146560778,11.598054525224796,null,0.06,null,0.36000000000000004,0.45,null,0.06,0.06,0.06]
[null,180,"TF2x58","Lamp","NonTraffic","Minor < 130w","2",0,0,89,89,null,null,0,0,0,0,0,0,null,"10",10.250990220048898,10.50726497555012,10.769946599938873,11.039195264937344,11.315175146560778,11.598054525224796,null,0.06,null,0.36000000000000004,0.45,null,0.06,0.06,0.06]
[null,181,"TF2x80","Lamp","NonTraffic","Minor < 130w","2",0,0,1,1,null,null,0,0,0,0,0,0,null,"10",10.250990220048898,{"$f":"V189*(1+INDIRECT(\"CPI\"&W$7))*(IF($D189=\"Lamp\",(1+INDIRECT(\"EscLamp\"&W$7)),1))","v":10.50726497555012},10.769946599938873,11.039195264937344,11.315175146560778,11.598054525224796,null,0.06,null,0.36000000000000004,0.45,null,0.06,0.06,0.06]
[null,182,"TF3x20","Lamp","NonTraffic","Minor < 130w","3",0,0,2,2,null,null,0,0,0,0,0,0,null,"10",10.250990220048898,10.50726497555012,10.769946599938873,11.039195264937344,11.315175146560778,11.598054525224796,null,0.06,null,0.36000000000000004,0.45,null,0.06,0.06,0.06]
[null,183,"TF3x40","Lamp","NonTraffic","Minor < 130w","3",0,0,16,16,null,null,0,0,0,0,0,0,null,"10",10.250990220048898,10.50726497555012,10.769946599938873,11.039195264937344,11.315175146560778,11.598054525224796,null,0.06,null,0.36000000000000004,0.45,null,0.06,0.06,0.06]
[null,184,"TF3x80","Lamp","NonTraffic","Minor < 130w","3",0,0,3,3,null,null,0,0,0,0,0,0,null,"10",10.250990220048898,10.50726497555012,10.769946599938873,11.039195264937344,11.315175146560778,11.598054525224796,null,0.06,null,0.36000000000000004,0.45,null,0.06,0.06,0.06]
[null,185,"TF4x20","Lamp","NonTraffic","Minor < 130w","4",50,0,13,63,null,null,50,50,50,50,50,50,null,"10",10.250990220048898,10.50726497555012,10.769946599938873,11.039195264937344,11.315175146560778,11.598054525224796,null,0.06,null,0.36000000000000004,0.45,null,0.06,0.06,0.06]
[null,186,"TF4x40","Lamp","NonTraffic","Minor < 130w","4",33,0,10,43,null,null,33,33,33,33,33,33,null,"10",10.250990220048898,10.50726497555012,10.769946599938873,11.039195264937344,11.315175146560778,11.598054525224796,null,0.06,null,0.36000000000000004,0.45,null,0.06,0.06,0.06]
[null,187,"TF4x40 (P09)","Lamp","NonTraffic","Minor < 130w",4,10,0,0,10,null,null,10,10,10,10,10,10,null,"10",10.250990220048898,10.50726497555012,10.769946599938873,11.039195264937344,11.315175146560778,11.598054525224796,null,0.06,null,0.36000000000000004,0.45,null,0.06,0.06,0.06]
[null,188,"TF4x80","Lamp","NonTraffic","Minor < 130w","4",0,0,7,7,null,null,0,0,0,0,0,0,null,"10",10.250990220048898,10.50726497555012,10.769946599938873,11.039195264937344,11.315175146560778,11.598054525224796,null,0.06,null,0.36000000000000004,0.45,null,0.06,0.06,0.06]
[null,189,"TF5x58","Lamp","NonTraffic","Minor < 130w","5",0,0,143,143,null,null,0,0,0,0,0,0,null,"10",10.250990220048898,10.50726497555012,10.769946599938873,11.039195264937344,11.315175146560778,11.598054525224796,null,0.06,null,0.36000000000000004,0.45,null,0.06,0.06,0.06]
[null,190,"TF5x65","Lamp","NonTraffic","Minor < 130w","5",0,0,12,12,null,null,0,0,0,0,0,0,null,"10",10.250990220048898,10.50726497555012,10.769946599938873,11.039195264937344,11.315175146560778,11.598054525224796,null,0.06,null,0.36000000000000004,0.45,null,0.06,0.06,0.06]
[null,191,"TF5x80","Lamp","NonTraffic","Minor < 130w","5",0,0,2,2,null,null,0,0,0,0,0,0,null,"10",10.250990220048898,{"$f":"V199*(1+INDIRECT(\"CPI\"&W$7))*(IF($D199=\"Lamp\",(1+INDIRECT(\"EscLamp\"&W$7)),1))","v":10.50726497555012},10.769946599938873,11.039195264937344,11.315175146560778,11.598054525224796,null,0.06,null,0.36000000000000004,0.45,null,0.06,0.06,0.06]
[null,192,"TF6x20","Lamp","NonTraffic","Minor < 130w","6",0,0,5,5,null,null,0,0,0,0,0,0,null,"10",10.250990220048898,10.50726497555012,10.769946599938873,11.039195264937344,11.315175146560778,11.598054525224796,null,0.06,null,0.36000000000000004,0.45,null,0.06,0.06,0.06]
[null,193,"TF6x36","Lamp","NonTraffic","Minor < 130w","6",0,0,3,3,null,null,0,0,0,0,0,0,null,"10",10.250990220048898,10.50726497555012,10.769946599938873,11.039195264937344,11.315175146560778,11.598054525224796,null,0.06,null,0.36000000000000004,0.45,null,0.06,0.06,0.06]
[null,194,"TF6x80","Lamp","NonTraffic","Minor < 130w","6",0,0,5,{"$f":"SUM(H202:J202)","v":5},null,null,{"$f":"SUM(H202:I202)","v":0},{"$f":"N202*(1+INDIRECT(\"GrowthLights\"&O$7))","v":0},{"$f":"O202*(1+INDIRECT(\"GrowthLights\"&P$7))","v":0},{"$f":"P202*(1+INDIRECT(\"GrowthLights\"&Q$7))","v":0},{"$f":"Q202*(1+INDIRECT(\"GrowthLights\"&R$7))","v":0},{"$f":"R202*(1+INDIRECT(\"GrowthLights\"&S$7))","v":0},null,"10",10.250990220048898,10.50726497555012,10.769946599938873,11.039195264937344,11.315175146560778,11.598054525224796,null,0.06,null,0.36000000000000004,0.45,null,0.06,0.06,0.06]
[null,195,"TH1x1000","Lamp","Traffic","Major > 130w","1",0,0,0,0,null,null,0,0,0,0,0,0,null,"30",30.752970660146698,31.521794926650362,32.309839799816615,33.11758579481203,33.945525439682328,34.794163575674382,null,0.06,null,0.11200000000000002,0.14000000000000001,null,0.06,0.06,0.06]
[null,196,"TH1x1500","Lamp","Traffic","Major > 130w","1",2,0,12,14,null,null,2,2,2,2,2,2,null,"30",30.752970660146698,31.521794926650362,32.309839799816615,33.11758579481203,33.945525439682328,34.794163575674382,null,0.06,null,0.11200000000000002,0.14000000000000001,null,0.06,0.06,0.06]
[null,197,"TH1x400","Lamp","Traffic","Major > 130w","1",1,0,0,1,null,null,1,1,1,1,1,1,null,"30",30.752970660146698,31.521794926650362,32.309839799816615,33.11758579481203,33.945525439682328,34.794163575674382,null,0.06,null,0.11200000000000002,0.14000000000000001,null,0.06,0.06,0.06]
[null,198,"TH1x500","Lamp","Traffic","Major > 130w","1",3,0,1,4,null,null,3,3,3,3,3,3,null,"10",10.250990220048898,10.50726497555012,10.769946599938873,11.039195264937344,11.315175146560778,11.598054525224796,null,0.06,null,0.11200000000000002,0.14000000000000001,null,0.06,0.06,0.06]
[null,199,"TH1x500 (P09)","Lamp","Traffic","Major > 130w",1,10,0,0,10,null,null,10,10,10,10,10,10,null,"10",10.250990220048898,10.50726497555012,10.769946599938873,11.039195264937344,11.315175146560778,11.598054525224796,null,0.06,null,0.11200000000000002,0.14000000000000001,null,0.06,0.06,0.06]
[null,200,"TH1x750","Lamp","Traffic","Major > 130w","1",4,0,3,7,null,null,4,4,4,4,4,4,null,"30",30.752970660146698,31.521794926650362,32.309839799816615,33.11758579481203,33.945525439682328,34.794163575674382,null,0.06,null,0.11200000000000002,0.14000000000000001,null,0.06,0.06,0.06]
[null,201,"1000W MBF","Luminaire","Traffic","Major > 130w",0,13,0,1,14,null,null,13,13,13,13,13,13,null,100,102.50990220048899,{"$f":"V209*(1+INDIRECT(\"CPI\"&W$7))*(IF($D209=\"Lamp\",(1+INDIRECT(\"EscLamp\"&W$7)),1))","v":105.07264975550122},107.69946599938874,110.39195264937345,113.15175146560777,115.98054525224796,null,0,null,0,0]
[null,202,"1000W SON","Luminaire","Traffic","Major > 130w",0,25,0,3,28,null,null,25,25,25,25,25,25,null,100,102.50990220048899,105.07264975550122,107.69946599938874,110.39195264937345,113.15175146560777,115.98054525224796,null,0,null,0,0]
[null,203,"1000W SON (P09)","Luminaire","Traffic","Major > 130w",0,11,4,0,15,null,null,15,15,15,15,15,15,null,100,102.50990220048899,105.07264975550122,107.69946599938874,110.39195264937345,113.15175146560777,115.98054525224796,null,0,null,0,0]
[null,204,"1000W SON FLOODLIGHT","Luminaire","Traffic","Major > 130w",0,5,0,0,5,null,null,5,5,5,5,5,5,null,100,102.50990220048899,105.07264975550122,107.69946599938874,110.39195264937345,113.15175146560777,115.98054525224796,null,0,null,0,0]
[null,205,"1000W/1500W MBI FLOODLIG","Luminaire","Traffic","Major > 130w",0,0,0,0,0,null,null,0,0,0,0,0,0,null,100,102.50990220048899,105.07264975550122,107.69946599938874,110.39195264937345,113.15175146560777,115.98054525224796,null,0,null,0,0]
[null,206,"100W MBI","Luminaire","Traffic","Minor < 130w",0,18,0,1,19,null,null,18,18,18,18,18,18,null,100,102.50990220048899,105.07264975550122,107.69946599938874,110.39195264937345,113.15175146560777,115.98054525224796,null,0,null,0,0]
[null,207,"100W MBI FLOODLIGHT","Luminaire","Traffic","Minor < 130w",0,3,14,0,17,null,null,17,17,17,17,17,17,null,100,102.50990220048899,105.07264975550122,107.69946599938874,110.39195264937345,113.15175146560777,115.98054525224796,null,0,null,0,0]
[null,208,"100W SON","Luminaire","Traffic","Minor < 130w",0,502,40,0,542,null,null,542,542,542,542,542,542,null,100,102.50990220048899,105.07264975550122,107.69946599938874,110.39195264937345,113.15175146560777,115.98054525224796,null,0,null,0,0]
[null,209,"100W SON - PARKVILLE","Luminaire","Traffic","Minor < 130w",0,15,0,0,15,null,null,15,15,15,15,15,15,null,100,{"$f":"U217*(1+INDIRECT(\"CPI\"&V$7))*(IF($D217=\"Lamp\",(1+INDIRECT(\"EscLamp\"&V$7)),1))","v":102.50990220048899},105.07264975550122,107.69946599938874,110.39195264937345,113.15175146560777,115.98054525224796,null,0,null,0,0]
[null,210,"100W SON (P09)","Luminaire","Traffic","Minor < 130w",0,319,21,56,396,null,null,340,340,340,340,340,340,null,100,102.50990220048899,105.07264975550122,107.69946599938874,110.39195264937345,113.15175146560777,115.98054525224796,null,0,null,0,0]
[null,211,"100W SON FLOODLIGHT","Luminaire","Traffic","Minor < 130w",0,6,0,0,6,null,null,6,6,6,6,6,6,null,100,102.50990220048899,{"$f":"V219*(1+INDIRECT(\"CPI\"&W$7))*(IF($D219=\"Lamp\",(1+INDIRECT(\"EscLamp\"&W$7)),1))","v":105.07264975550122},107.69946599938874,110.39195264937345,113.15175146560777,115.98054525224796,null,0,null,0,0]
[null,212,"100W SON Floodlight (P09)","Luminaire","Traffic","Minor < 130w",0,4,0,0,4,null,null,4,4,4,4,4,4,null,100,102.50990220048899,105.07264975550122,107.69946599938874,110.39195264937345,113.15175146560777,115.98054525224796,null,0,null,0,0]
[null,213,"100W SON -PLAIN","Luminaire","Traffic","Minor < 130w",0,439,0,8,447,null,null,439,439,439,439,439,439,null,100,102.50990220048899,105.07264975550122,107.69946599938874,110.39195264937345,113.15175146560777,115.98054525224796,null,0,null,0,0]
[null,214,"100W SON -PLAIN (P09)","Luminaire","Traffic","Minor < 130w",0,107,0,0,107,null,null,107,107,107,107,107,107,null,100,102.50990220048899,105.07264975550122,107.69946599938874,110.39195264937345,113.15175146560777,115.98054525224796,null,0,null,0,0]
[null,215,"125W MBF","Luminaire","Traffic","Minor < 130w",0,2921,362,449,3732,null,null,3283,3283,3283,3283,3283,3283,null,100,102.50990220048899,105.07264975550122,107.69946599938874,110.39195264937345,113.15175146560777,115.98054525224796,null,0,null,0,0]
[null,216,"125W MBF - BOURKE HILL","Luminaire","Traffic","Minor < 130w",0,2,7,0,9,null,null,9,9,9,9,9,9,null,100,102.50990220048899,105.07264975550122,107.69946599938874,110.39195264937345,113.15175146560777,115.98054525224796,null,0,null,0,0]
[null,217,"125W MBF - HYDE PARK","Luminaire","Traffic","Minor < 130w",0,156,12,0,168,null,null,168,168,168,168,168,168,null,100,102.50990220048899,105.07264975550122,107.69946599938874,110.39195264937345,113.15175146560777,115.98054525224796,null,0,null,0,0]
[null,218,"125W MBF - NOSTALGIA","Luminaire","Traffic","Minor < 130w",0,0,0,1,1,null,null,0,0,0,0,0,0,null,100,102.50990220048899,105.07264975550122,107.69946599938874,110.39195264937345,113.15175146560777,115.98054525224796,null,0,null,0,0]
[null,219,"125W MBF - PARKVILLE","Luminaire","Traffic","Minor < 130w",0,6,0,0,6,null,null,6,6,6,6,6,6,null,100,102.50990220048899,105.07264975550122,107.69946599938874,110.39195264937345,113.15175146560777,115.98054525224796,null,0,null,0,0]
[null,220,"125W MBF (P09)","Luminaire","Traffic","Minor < 130w",0,1149,95,147,1391,null,null,1244,1244,1244,1244,1244,1244,null,100,102.50990220048899,105.07264975550122,107.69946599938874,110.39195264937345,113.15175146560777,115.98054525224796,null,0,null,0,0]
[null,221,"125W MBF BOLLARD","Luminaire","Traffic","Minor < 130w",0,0,0,0,0,null,null,0,0,0,0,0,0,null,100,102.50990220048899,{"$f":"V229*(1+INDIRECT(\"CPI\"&W$7))*(IF($D229=\"Lamp\",(1+INDIRECT(\"EscLamp\"&W$7)),1))","v":105.07264975550122},107.69946599938874,110.39195264937345,113.15175146560777,115.98054525224796,null,0,null,0,0]
[null,222,"125W MBF -PLAIN","Luminaire","Traffic","Minor < 130w",0,783,11,23,817,null,null,794,794,794,794,794,794,null,100,102.50990220048899,105.07264975550122,107.69946599938874,110.39195264937345,113.15175146560777,115.98054525224796,null,{"$f":"OFFSET(AE230,0,BulkOptionNumber-1)","v":0},null,0,0]
[null,223,"125W MBF -PLAIN (P09)","Luminaire","Traffic","Minor < 130w",0,148,3,8,159,null,null,151,151,151,151,151,151,null,100,102.50990220048899,105.07264975550122,107.69946599938874,110.39195264937345,113.15175146560777,115.98054525224796,null,0,null,0,0]
[null,224,"125W/250W MBF FLOODLIGHT","Luminaire","Traffic","Major > 130w",0,54,0,1,55,null,null,54,54,54,54,54,54,null,100,102.50990220048899,105.07264975550122,107.69946599938874,110.39195264937345,113.15175146560777,115.98054525224796,null,0,null,0,0]
[null,225,"135W SOX","Luminaire","Traffic","Major > 130w",0,32,0,0,32,null,null,32,32,32,32,32,32,null,100,102.50990220048899,105.07264975550122,107.69946599938874,110.39195264937345,113.15175146560777,115.98054525224796,null,0,null,0,0]
[null,226,"150W SON","Luminaire","Traffic","Major > 130w",0,11156.5,551,19,11726.5,null,null,11707.5,11707.5,11707.5,11707.5,11707.5,11707.5,null,100,102.50990220048899,105.07264975550122,107.69946599938874,110.39195264937345,113.15175146560777,115.98054525224796,null,0,null,0,0]
[null,227,"150W SON - HYDE PARK","Luminaire","Traffic","Major > 130w",0,16,0,0,16,null,null,16,16,16,16,16,16,null,100,102.50990220048899,105.07264975550122,107.69946599938874,110.39195264937345,113.15175146560777,115.98054525224796,null,0,null,0,0]
[null,228,"150W SON - PARKVILLE","Luminaire","Traffic","Major > 130w",0,19,2,0,21,null,null,21,21,21,21,21,21,null,100,102.50990220048899,105.07264975550122,107.69946599938874,110.39195264937345,113.15175146560777,115.98054525224796,null,0,null,0,0]
[null,229,"150W SON - PARKWAY 1","Luminaire","Traffic","Major > 130w",0,203,6,0,209,null,null,209,209,209,209,209,209,null,100,102.50990220048899,105.07264975550122,107.69946599938874,110.39195264937345,113.15175146560777,115.98054525224796,null,0,null,0,0]
[null,230,"150W SON - Parkway 1 (P09)","Luminaire","Traffic","Major > 130w",0,29,3,0,32,null,null,32,32,32,32,32,32,null,100,102.50990220048899,105.07264975550122,107.69946599938874,110.39195264937345,113.15175146560777,115.98054525224796,null,0,null,0,0]
[null,231,"150W SON (P09)","Luminaire","Traffic","Major > 130w",0,7628,338,6,7972,null,null,7966,7966,7966,7966,7966,7966,null,100,102.50990220048899,{"$f":"V239*(1+INDIRECT(\"CPI\"&W$7))*(IF($D239=\"Lamp\",(1+INDIRECT(\"EscLamp\"&W$7)),1))","v":105.07264975550122},107.69946599938874,110.39195264937345,113.15175146560777,115.98054525224796,null,0,null,0,0]
[null,232,"150W SON Active Reactor","Luminaire","Traffic","Major > 130w",0,182,5,1,188,null,null,187,187,187,187,187,187,null,100,102.50990220048899,105.07264975550122,107.69946599938874,110.39195264937345,113.15175146560777,115.98054525224796,null,0,null,0,0]
[null,233,"150W SON FLOODLIGHT","Luminaire","Traffic","Major > 130w",0,69,2,0,71,null,null,71,71,71,71,71,71,null,100,102.50990220048899,105.07264975550122,107.69946599938874,110.39195264937345,113.15175146560777,115.98054525224796,null,0,null,0,0]
[null,234,"150W SON Floodlight (P09)","Luminaire","Traffic","Major > 130w",0,44,2,13,59,null,null,46,46,46,46,46,46,null,100,102.50990220048899,105.07264975550122,107.69946599938874,110.39195264937345,113.15175146560777,115.98054525224796,null,0,null,0,0]
[null,235,"150W SON GEC 'BOSTON 3'","Luminaire","Traffic","Major > 130w",0,11,34,0,45,null,null,45,45,45,45,45,45,null,100,102.50990220048899,105.07264975550122,107.69946599938874,110.39195264937345,113.15175146560777,115.98054525224796,null,0,null,0,0]
[null,236,"150W/250W MBI FLOODLIGHT","Luminaire","Traffic","Major > 130w",0,34,13,18,65,null,null,47,47,47,47,47,47,null,100,102.50990220048899,105.07264975550122,107.69946599938874,110.39195264937345,113.15175146560777,115.98054525224796,null,0,null,0,0]
[null,237,"180W SOX","Luminaire","Traffic","Major > 130w",0,0,0,0,0,null,null,0,0,0,0,0,0,null,100,102.50990220048899,105.07264975550122,107.69946599938874,110.39195264937345,113.15175146560777,115.98054525224796,null,0,null,0,0]
[null,238,"1x29W LED","Luminaire","NonTraffic","Minor < 130w",0,1352,40,0,1392,null,null,1392,1392,1392,1392,1392,1392,null,100,102.50990220048899,105.07264975550122,107.69946599938874,110.39195264937345,113.15175146560777,115.98054525224796,null,0,null,0,0]
[null,239,"1x40W TF","Luminaire","NonTraffic","Minor < 130w",0,568,26,12,606,null,null,594,594,594,594,594,594,null,100,102.50990220048899,105.07264975550122,107.69946599938874,110.39195264937345,113.15175146560777,115.98054525224796,null,0,null,0,0]
[null,240,"1x80W TF","Luminaire","NonTraffic","Minor < 130w",0,111,8,1,120,null,null,119,119,119,119,119,119,null,100,102.50990220048899,105.07264975550122,107.69946599938874,110.39195264937345,113.15175146560777,115.98054525224796,null,0,null,0,0]
[null,241,"250W MBF","Luminaire","Traffic","Major > 130w",0,16996,200,112,17308,null,null,17196,17196,17196,17196,17196,17196,null,100,102.50990220048899,{"$f":"V249*(1+INDIRECT(\"CPI\"&W$7))*(IF($D249=\"Lamp\",(1+INDIRECT(\"EscLamp\"&W$7)),1))","v":105.07264975550122},107.69946599938874,110.39195264937345,113.15175146560777,115.98054525224796,null,0,null,0,0]
[null,242,"250W MBF - PARKVILLE","Luminaire","Traffic","Major > 130w",0,0,0,0,0,null,null,0,0,0,0,0,0,null,100,102.50990220048899,105.07264975550122,107.69946599938874,110.39195264937345,113.15175146560777,115.98054525224796,null,0,null,0,0]
[null,243,"250W MBF - PARKWAY 1","Luminaire","Traffic","Major > 130w",0,782,0,2,784,null,null,782,782,782,782,782,782,null,100,102.50990220048899,105.07264975550122,107.69946599938874,110.39195264937345,113.15175146560777,115.98054525224796,null,0,null,0,0]
[null,244,"250W MBI - SMARTPOLE","Luminaire","Traffic","Major > 130w",0,21,0,22,43,null,null,21,21,21,21,21,21,null,"0",0,0,0,0,0,0,null,0,null,0,0]
[null,245,"250W SON","Luminaire","Traffic","Major > 130w",0,13346,1152,116,14614,null,null,14498,14498,14498,14498,14498,14498,null,100,102.50990220048899,105.07264975550122,107.69946599938874,110.39195264937345,113.15175146560777,115.98054525224796,null,0,null,0,0]
[null,246,"250W SON - PARKVILLE","Luminaire","Traffic","Major > 130w",0,2,0,0,2,null,null,2,2,2,2,2,2,null,100,102.50990220048899,105.07264975550122,107.69946599938874,110.39195264937345,113.15175146560777,115.98054525224796,null,0,null,0,0]
[null,247,"250W SON - PARKWAY 1","Luminaire","Traffic","Major > 130w",0,28,0,0,28,null,null,28,28,28,28,28,28,null,100,102.50990220048899,105.07264975550122,107.69946599938874,110.39195264937345,113.15175146560777,115.98054525224796,null,0,null,0,0]
[null,248,"250W SON - Parkway 1(P09)","Luminaire","Traffic","Major > 130w",0,21,0,0,21,null,null,21,21,21,21,21,21,null,100,102.50990220048899,105.07264975550122,107.69946599938874,110.39195264937345,113.15175146560777,115.98054525224796,null,0,null,0,0]
[null,249,"250W SON (P09)","Luminaire","Traffic","Major > 130w",0,8486.5,930.5,7,9424,null,null,9417,9417,9417,9417,9417,9417,null,100,102.50990220048899,105.07264975550122,107.69946599938874,110.39195264937345,113.15175146560777,115.98054525224796,null,0,null,0,0]
[null,250,"250W SON Active Reactor","Luminaire","Traffic","Major > 130w",0,216,4,1,221,null,null,220,220,220,220,220,220,null,100,102.50990220048899,105.07264975550122,107.69946599938874,110.39195264937345,113.15175146560777,115.98054525224796,null,0,null,0,0]
[null,251,"250W SON FLOODLIGHT","Luminaire","Traffic","Major > 130w",0,877,52,8,937,null,null,929,929,929,929,929,929,null,100,102.50990220048899,{"$f":"V259*(1+INDIRECT(\"CPI\"&W$7))*(IF($D259=\"Lamp\",(1+INDIRECT(\"EscLamp\"&W$7)),1))","v":105.07264975550122},107.69946599938874,110.39195264937345,113.15175146560777,115.98054525224796,null,0,null,0,0]
[null,252,"250W SON Floodlight (P09)","Luminaire","Traffic","Major > 130w",0,398,25,19,442,null,null,423,423,423,423,423,423,null,100,102.50990220048899,105.07264975550122,107.69946599938874,110.39195264937345,113.15175146560777,115.98054525224796,null,0,null,0,0]
[null,253,"250W SON GEC 'BOSTON 3'","Luminaire","Traffic","Major > 130w",0,46,57,0,103,null,null,103,103,103,103,103,103,null,100,102.50990220048899,105.07264975550122,107.69946599938874,110.39195264937345,113.15175146560777,115.98054525224796,null,0,null,0,0]
[null,254,"2X14W TF - T5 PIERLIGHT","Luminaire","NonTraffic","Minor < 130w",0,145,0,0,145,null,null,145,145,145,145,145,145,null,100,102.50990220048899,105.07264975550122,107.69946599938874,110.39195264937345,113.15175146560777,115.98054525224796,null,0,null,0,0]
[null,255,"2x14W TF - T5 Pierlight (P09)","Luminaire","NonTraffic","Minor < 130w",0,13,0,0,13,null,null,13,13,13,13,13,13,null,100,102.50990220048899,105.07264975550122,107.69946599938874,110.39195264937345,113.15175146560777,115.98054525224796,null,0,null,0,0]
[null,256,"2x14W TF - T5 PIERLITE M","Luminaire","NonTraffic","Minor < 130w",0,0,0,0,0,null,null,0,0,0,0,0,0,null,100,102.50990220048899,105.07264975550122,107.69946599938874,110.39195264937345,113.15175146560777,115.98054525224796,null,0,null,0,0]
[null,257,"2x175W MBF - PARKWAY 2","Luminaire","Traffic","Major > 130w",0,0,0,0,0,null,null,0,0,0,0,0,0,null,100,102.50990220048899,105.07264975550122,107.69946599938874,110.39195264937345,113.15175146560777,115.98054525224796,null,0,null,0,0]
[null,258,"2x20W TF","Luminaire","NonTraffic","Minor < 130w",0,18783,41,26,{"$f":"SUM(H266:J266)","v":18850},null,null,{"$f":"SUM(H266:I266)","v":18824},{"$f":"N266*(1+INDIRECT(\"GrowthLights\"&O$7))","v":18824},{"$f":"O266*(1+INDIRECT(\"GrowthLights\"&P$7))","v":18824},{"$f":"P266*(1+INDIRECT(\"GrowthLights\"&Q$7))","v":18824},{"$f":"Q266*(1+INDIRECT(\"GrowthLights\"&R$7))","v":18824},{"$f":"R266*(1+INDIRECT(\"GrowthLights\"&S$7))","v":18824},null,100,102.50990220048899,105.07264975550122,107.69946599938874,110.39195264937345,113.15175146560777,115.98054525224796,null,0,null,0,0]
[null,259,"2x20W TF - WAVERLEY","Luminaire","NonTraffic","Minor < 130w",0,0,0,0,0,null,null,0,0,0,0,0,0,null,100,102.50990220048899,105.07264975550122,107.69946599938874,110.39195264937345,113.15175146560777,115.98054525224796,null,0,null,0,0]
[null,260,"2x250W SON FLOODLIGHT","Luminaire","Traffic","Major > 130w",0,2,0,0,2,null,null,2,2,2,2,2,2,null,100,102.50990220048899,105.07264975550122,107.69946599938874,110.39195264937345,113.15175146560777,115.98054525224796,null,0,null,0,0]
[null,261,"2x26W TF MACQUARIE DEC.","Luminaire","NonTraffic","Minor < 130w",0,0,0,0,0,null,null,0,0,0,0,0,0,null,100,102.50990220048899,{"$f":"V269*(1+INDIRECT(\"CPI\"&W$7))*(IF($D269=\"Lamp\",(1+INDIRECT(\"EscLamp\"&W$7)),1))","v":105.07264975550122},107.69946599938874,110.39195264937345,113.15175146560777,115.98054525224796,null,0,null,0,0]
[null,262,"2x400W MBF - PARKWAY 2","Luminaire","Traffic","Major > 130w",0,0,0,1,1,null,null,0,0,0,0,0,0,null,100,102.50990220048899,105.07264975550122,107.69946599938874,110.39195264937345,113.15175146560777,115.98054525224796,null,0,null,0,0]
[null,263,"2x400W MBI FLOODLIGHT","Luminaire","Traffic","Major > 130w",0,0,0,0,0,null,null,0,0,0,0,0,0,null,100,102.50990220048899,105.07264975550122,107.69946599938874,110.39195264937345,113.15175146560777,115.98054525224796,null,0,null,0,0]
[null,264,"2x400W SON FLOODLIGHT","Luminaire","Traffic","Major > 130w",0,1,0,0,1,null,null,1,1,1,1,1,1,null,100,102.50990220048899,105.07264975550122,107.69946599938874,110.39195264937345,113.15175146560777,115.98054525224796,null,0,null,0,0]
[null,265,"2x40W TF","Luminaire","NonTraffic","Minor < 130w",0,8,6,3,17,null,null,14,14,14,14,14,14,null,100,102.50990220048899,105.07264975550122,107.69946599938874,110.39195264937345,113.15175146560777,115.98054525224796,null,0,null,0,0]
[null,266,"2x70W SON - BOURKE HILL","Luminaire","NonTraffic","Minor < 130w",0,0,0,0,0,null,null,0,0,0,0,0,0,null,100,102.50990220048899,105.07264975550122,107.69946599938874,110.39195264937345,113.15175146560777,115.98054525224796,null,0,null,0,0]
[null,267,"2x80W MBF - BOURKE HILL","Luminaire","NonTraffic","Minor < 130w",0,53,0,0,53,null,null,53,53,53,53,53,53,null,100,102.50990220048899,105.07264975550122,107.69946599938874,110.39195264937345,113.15175146560777,115.98054525224796,null,0,null,0,0]
[null,268,"3x400W MBF - PARKWAY 3","Luminaire","Traffic","Major > 130w",0,0,0,0,0,null,null,0,0,0,0,0,0,null,100,102.50990220048899,105.07264975550122,107.69946599938874,110.39195264937345,113.15175146560777,115.98054525224796,null,0,null,0,0]
[null,269,"400W MBF","Luminaire","Traffic","Major > 130w",0,6401.5,113,32,6546.5,null,null,6514.5,6514.5,6514.5,6514.5,6514.5,6514.5,null,100,102.50990220048899,105.07264975550122,107.69946599938874,110.39195264937345,113.15175146560777,115.98054525224796,null,0,null,0,0]
[null,270,"400W MBF - PARKWAY 1","Luminaire","Traffic","Major > 130w",0,252,0,0,252,null,null,252,252,252,252,252,252,null,100,102.50990220048899,105.07264975550122,107.69946599938874,110.39195264937345,113.15175146560777,115.98054525224796,null,0,null,0,0]
[null,271,"400W MBF FLOODLIGHT","Luminaire","Traffic","Major > 130w",0,96,0,1,97,null,null,96,96,96,96,96,96,null,100,102.50990220048899,{"$f":"V279*(1+INDIRECT(\"CPI\"&W$7))*(IF($D279=\"Lamp\",(1+INDIRECT(\"EscLamp\"&W$7)),1))","v":105.07264975550122},107.69946599938874,110.39195264937345,113.15175146560777,115.98054525224796,null,0,null,0,0]
[null,272,"400W MBI - SMARTPOLE","Luminaire","Traffic","Major > 130w",0,0,0,89,89,null,null,0,0,0,0,0,0,null,"0",0,0,0,0,0,0,null,0,null,0,0]
[null,273,"400W MBI FLOODLIGHT","Luminaire","Traffic","Major > 130w",0,77,40,10,127,null,null,117,117,117,117,117,117,null,100,{"$f":"U281*(1+INDIRECT(\"CPI\"&V$7))*(IF($D281=\"Lamp\",(1+INDIRECT(\"EscLamp\"&V$7)),1))","v":102.50990220048899},105.07264975550122,107.69946599938874,110.39195264937345,113.15175146560777,115.98054525224796,null,0,null,0,0]
[null,274,"400W SON","Luminaire","Traffic","Major > 130w",0,925,157,27,1109,null,null,1082,1082,1082,1082,1082,1082,null,100,102.50990220048899,105.07264975550122,107.69946599938874,110.39195264937345,113.15175146560777,115.98054525224796,null,0,null,0,0]
[null,275,"400W SON - PARKWAY 1","Luminaire","Traffic","Major > 130w",0,19,0,0,19,null,null,19,19,19,19,19,19,null,100,102.50990220048899,105.07264975550122,107.69946599938874,110.39195264937345,113.15175146560777,115.98054525224796,null,0,null,0,0]
[null,276,"400W SON - Parkway 1(P09)","Luminaire","Traffic","Major > 130w",0,3,0,0,3,null,null,3,3,3,3,3,3,null,100,102.50990220048899,105.07264975550122,107.69946599938874,110.39195264937345,113.15175146560777,115.98054525224796,null,0,null,0,0]
[null,277,"400W SON (P09)","Luminaire","Traffic","Major > 130w",0,560.5,83,3,646.5,null,null,643.5,643.5,643.5,643.5,643.5,643.5,null,100,102.50990220048899,105.07264975550122,107.69946599938874,110.39195264937345,113.15175146560777,115.98054525224796,null,0,null,0,0]
[null,278,"400W SON Active Reactor","Luminaire","Traffic","Major > 130w",0,108,0,0,108,null,null,108,108,108,108,108,108,null,100,102.50990220048899,105.07264975550122,107.69946599938874,110.39195264937345,113.15175146560777,115.98054525224796,null,0,null,0,0]
[null,279,"400W SON FLOODLIGHT","Luminaire","Traffic","Major > 130w",0,259,24,4,287,null,null,283,283,283,283,283,283,null,100,102.50990220048899,105.07264975550122,107.69946599938874,110.39195264937345,113.15175146560777,115.98054525224796,null,0,null,0,0]
[null,280,"400W SON Floodlight (P09)","Luminaire","Traffic","Major > 130w",0,166,20,1,187,null,null,186,186,186,186,186,186,null,100,102.50990220048899,105.07264975550122,107.69946599938874,110.39195264937345,113.15175146560777,115.98054525224796,null,0,null,0,0]
[null,281,"40W SOX","Luminaire","NonTraffic","Minor < 130w",0,0,0,0,0,null,null,0,0,0,0,0,0,null,100,102.50990220048899,{"$f":"V289*(1+INDIRECT(\"CPI\"&W$7))*(IF($D289=\"Lamp\",(1+INDIRECT(\"EscLamp\"&W$7)),1))","v":105.07264975550122},107.69946599938874,110.39195264937345,113.15175146560777,115.98054525224796,null,0,null,0,0]
[null,282,"42W MBF - Sylvania Suburban Ec (P09)","Luminaire","NonTraffic","Minor < 130w",0,40928.5,3453,10,44391.5,null,null,44381.5,44381.5,44381.5,44381.5,44381.5,44381.5,null,100,102.50990220048899,105.07264975550122,107.69946599938874,110.39195264937345,113.15175146560777,115.98054525224796,null,0,null,0,0]
[null,283,"42W MBF SYLVANIA SUB ECO","Luminaire","NonTraffic","Minor < 130w",0,0,0,0,0,null,null,0,0,0,0,0,0,null,100,102.50990220048899,105.07264975550122,107.69946599938874,110.39195264937345,113.15175146560777,115.98054525224796,null,0,null,0,0]
[null,284,"4x1000W MBF","Luminaire","Traffic","Major > 130w",0,0,0,4,4,null,null,0,0,0,0,0,0,null,100,102.50990220048899,105.07264975550122,107.69946599938874,110.39195264937345,113.15175146560777,115.98054525224796,null,0,null,0,0]
[null,285,"4x20W TF","Luminaire","NonTraffic","Minor < 130w",0,6,0,0,6,null,null,6,6,6,6,6,6,null,100,102.50990220048899,105.07264975550122,107.69946599938874,110.39195264937345,113.15175146560777,115.98054525224796,null,0,null,0,0]
[null,286,"4x20W TF - WAVERLEY","Luminaire","NonTraffic","Minor < 130w",0,47,0,0,47,null,null,47,47,47,47,47,47,null,100,102.50990220048899,105.07264975550122,107.69946599938874,110.39195264937345,113.15175146560777,115.98054525224796,null,{"$f":"OFFSET(AE294,0,BulkOptionNumber-1)","v":0},null,0,0]
[null,287,"4x250W SON","Luminaire","Traffic","Major > 130w",0,7,0,0,7,null,null,7,7,7,7,7,7,null,100,102.50990220048899,105.07264975550122,107.69946599938874,110.39195264937345,113.15175146560777,115.98054525224796,null,0,null,0,0]
[null,288,"4x40W TF","Luminaire","NonTraffic","Minor < 130w",0,0,0,5,5,null,null,0,0,0,0,0,0,null,100,102.50990220048899,105.07264975550122,107.69946599938874,110.39195264937345,113.15175146560777,115.98054525224796,null,0,null,0,0]
[null,289,"4x40W TF - WAVERLEY","Luminaire","NonTraffic","Minor < 130w",0,43,0,0,43,null,null,43,43,43,43,43,43,null,100,102.50990220048899,105.07264975550122,107.69946599938874,110.39195264937345,113.15175146560777,115.98054525224796,null,0,null,0,0]
[null,290,"4x600W SON","Luminaire","Traffic","Major > 130w",0,2,0,0,2,null,null,2,2,2,2,2,2,null,100,102.50990220048899,105.07264975550122,107.69946599938874,110.39195264937345,113.15175146560777,115.98054525224796,null,0,null,0,0]
[null,291,"500W MBI FLOODLIGHT","Luminaire","Traffic","Major > 130w",0,2,0,1,3,null,null,2,2,2,2,2,2,null,100,102.50990220048899,{"$f":"V299*(1+INDIRECT(\"CPI\"&W$7))*(IF($D299=\"Lamp\",(1+INDIRECT(\"EscLamp\"&W$7)),1))","v":105.07264975550122},107.69946599938874,110.39195264937345,113.15175146560777,115.98054525224796,null,0,null,0,0]
[null,292,"50W MBF","Luminaire","NonTraffic","Minor < 130w",0,8636,3175,30,11841,null,null,11811,11811,11811,11811,11811,11811,null,100,102.50990220048899,105.07264975550122,107.69946599938874,110.39195264937345,113.15175146560777,115.98054525224796,null,0,null,0,0]
[null,293,"50W MBF - BOURKE HILL","Luminaire","NonTraffic","Minor < 130w",0,2,14,0,16,null,null,16,16,16,16,16,16,null,100,102.50990220048899,105.07264975550122,107.69946599938874,110.39195264937345,113.15175146560777,115.98054525224796,null,0,null,0,0]
[null,294,"50W MBF - NOSTALGIA","Luminaire","NonTraffic","Minor < 130w",0,81,58,0,139,null,null,139,139,139,139,139,139,null,100,102.50990220048899,105.07264975550122,107.69946599938874,110.39195264937345,113.15175146560777,115.98054525224796,null,0,null,0,0]
[null,295,"50W MBF - PLAIN","Luminaire","NonTraffic","Minor < 130w",0,8,3,0,11,null,null,11,11,11,11,11,11,null,100,102.50990220048899,105.07264975550122,107.69946599938874,110.39195264937345,113.15175146560777,115.98054525224796,null,0,null,0,0]
[null,296,"50W MBF BOLLARD","Luminaire","NonTraffic","Minor < 130w",0,0,0,1,1,null,null,0,0,0,0,0,0,null,100,102.50990220048899,105.07264975550122,107.69946599938874,110.39195264937345,113.15175146560777,115.98054525224796,null,0,null,0,0]
[null,297,"50W SON","Luminaire","NonTraffic","Minor < 130w",0,600,7,0,607,null,null,607,607,607,607,607,607,null,100,102.50990220048899,105.07264975550122,107.69946599938874,110.39195264937345,113.15175146560777,115.98054525224796,null,0,null,0,0]
[null,298,"50W SON - BOURKE HILL","Luminaire","NonTraffic","Minor < 130w",0,0,0,0,0,null,null,0,0,0,0,0,0,null,100,102.50990220048899,105.07264975550122,107.69946599938874,110.39195264937345,113.15175146560777,115.98054525224796,null,0,null,0,0]
[null,299,"50W SON - NOSTALGIA","Luminaire","NonTraffic","Minor < 130w",0,9,1,0,10,null,null,10,10,10,10,10,10,null,100,102.50990220048899,105.07264975550122,107.69946599938874,110.39195264937345,113.15175146560777,115.98054525224796,null,0,null,0,0]
[null,300,"60W SOX","Luminaire","NonTraffic","Minor < 130w",0,0,0,0,0,null,null,0,0,0,0,0,0,null,100,102.50990220048899,105.07264975550122,107.69946599938874,110.39195264937345,113.15175146560777,115.98054525224796,null,0,null,0,0]
[null,301,"700W MBF","Luminaire","Traffic","Major > 130w",0,34,0,0,34,null,null,34,34,34,34,34,34,null,100,102.50990220048899,{"$f":"V309*(1+INDIRECT(\"CPI\"&W$7))*(IF($D309=\"Lamp\",(1+INDIRECT(\"EscLamp\"&W$7)),1))","v":105.07264975550122},107.69946599938874,110.39195264937345,113.15175146560777,115.98054525224796,null,0,null,0,0]
[null,302,"70W MBI","Luminaire","NonTraffic","Minor < 130w",0,53,6,7,66,null,null,59,59,59,59,59,59,null,100,102.50990220048899,105.07264975550122,107.69946599938874,110.39195264937345,113.15175146560777,115.98054525224796,null,0,null,0,0]
[null,303,"70W MBI - MACQUARIE DEC.","Luminaire","NonTraffic","Minor < 130w",0,0,0,0,0,null,null,0,0,0,0,0,0,null,100,102.50990220048899,105.07264975550122,107.69946599938874,110.39195264937345,113.15175146560777,115.98054525224796,null,0,null,0,0]
[null,304,"70W MBI II","Luminaire","Traffic","Minor < 130w",0,70,2,0,72,null,null,72,72,72,72,72,72,null,100,102.50990220048899,105.07264975550122,107.69946599938874,110.39195264937345,113.15175146560777,115.98054525224796,null,0,null,0,0]
[null,305,"70W MBI II AERO","Luminaire","Traffic","Minor < 130w",0,8,0,0,8,null,null,8,8,8,8,8,8,null,100,102.50990220048899,105.07264975550122,107.69946599938874,110.39195264937345,113.15175146560777,115.98054525224796,null,0,null,0,0]
[null,306,"70W SON","Luminaire","NonTraffic","Minor < 130w",0,1179,182,14,1375,null,null,1361,1361,1361,1361,1361,1361,null,100,102.50990220048899,105.07264975550122,107.69946599938874,110.39195264937345,113.15175146560777,115.98054525224796,null,0,null,0,0]
[null,307,"70W SON - BOURKE HILL","Luminaire","NonTraffic","Minor < 130w",0,12,0,3,15,null,null,12,12,12,12,12,12,null,100,102.50990220048899,105.07264975550122,107.69946599938874,110.39195264937345,113.15175146560777,115.98054525224796,null,0,null,0,0]
[null,308,"70W SON - GEC BOSTON 2","Luminaire","NonTraffic","Minor < 130w",0,4,2,0,6,null,null,6,6,6,6,6,6,null,100,102.50990220048899,105.07264975550122,107.69946599938874,110.39195264937345,113.15175146560777,115.98054525224796,null,0,null,0,0]
[null,309,"70W SON - NOSTALGIA","Luminaire","NonTraffic","Minor < 130w",0,18,4,5,27,null,null,22,22,22,22,22,22,null,100,102.50990220048899,105.07264975550122,107.69946599938874,110.39195264937345,113.15175146560777,115.98054525224796,null,0,null,0,0]
[null,310,"70W SON - Nostalgia (P09)","Luminaire","Traffic","Minor < 130w",0,41,9,0,50,null,null,50,50,50,50,50,50,null,100,102.50990220048899,105.07264975550122,107.69946599938874,110.39195264937345,113.15175146560777,115.98054525224796,null,0,null,0,0]
[null,311,"70W SON - PARKVILLE","Luminaire","NonTraffic","Minor < 130w",0,6,0,0,6,null,null,6,6,6,6,6,6,null,100,102.50990220048899,{"$f":"V319*(1+INDIRECT(\"CPI\"&W$7))*(IF($D319=\"Lamp\",(1+INDIRECT(\"EscLamp\"&W$7)),1))","v":105.07264975550122},107.69946599938874,110.39195264937345,113.15175146560777,115.98054525224796,null,0,null,0,0]
[null,312,"70W SON - REGAL/FLINDERS","Luminaire","NonTraffic","Minor < 130w",0,0,0,0,0,null,null,0,0,0,0,0,0,null,100,102.50990220048899,105.07264975550122,107.69946599938874,110.39195264937345,113.15175146560777,115.98054525224796,null,0,null,0,0]
[null,313,"70W SON (P09)","Luminaire","NonTraffic","Minor < 130w",0,345,74,2,421,null,null,419,419,419,419,419,419,null,100,102.50990220048899,105.07264975550122,107.69946599938874,110.39195264937345,113.15175146560777,115.98054525224796,null,0,null,0,0]
[null,314,"70W SON BOLLARD","Luminaire","NonTraffic","Minor < 130w",0,9,0,3,12,null,null,9,9,9,9,9,9,null,100,102.50990220048899,105.07264975550122,107.69946599938874,110.39195264937345,113.15175146560777,115.98054525224796,null,0,null,0,0]
[null,315,"70W SON FLOODLIGHT","Luminaire","NonTraffic","Minor < 130w",0,16,0,0,16,null,null,16,16,16,16,16,16,null,100,102.50990220048899,105.07264975550122,107.69946599938874,110.39195264937345,113.15175146560777,115.98054525224796,null,0,null,0,0]
[null,316,"70W SON Floodlight (P09)","Luminaire","NonTraffic","Minor < 130w",0,12,0,3,15,null,null,12,12,12,12,12,12,null,100,102.50990220048899,105.07264975550122,107.69946599938874,110.39195264937345,113.15175146560777,115.98054525224796,null,0,null,0,0]
[null,317,"70W SON -PLAIN","Luminaire","NonTraffic","Minor < 130w",0,202,0,0,202,null,null,202,202,202,202,202,202,null,100,102.50990220048899,105.07264975550122,107.69946599938874,110.39195264937345,113.15175146560777,115.98054525224796,null,0,null,0,0]
[null,318,"70W SON -PLAIN (P09)","Luminaire","NonTraffic","Minor < 130w",0,20,0,0,20,null,null,20,20,20,20,20,20,null,100,102.50990220048899,105.07264975550122,107.69946599938874,110.39195264937345,113.15175146560777,115.98054525224796,null,0,null,0,0]
[null,319,"750W MBI FLOODLIGHT","Luminaire","Traffic","Major > 130w",0,0,0,0,0,null,null,0,0,0,0,0,0,null,100,102.50990220048899,105.07264975550122,107.69946599938874,110.39195264937345,113.15175146560777,115.98054525224796,null,0,null,0,0]
[null,320,"80W MBF","Luminaire","NonTraffic","Minor < 130w",0,16903,5882,39,22824,null,null,22785,22785,22785,22785,22785,22785,null,100,102.50990220048899,105.07264975550122,107.69946599938874,110.39195264937345,113.15175146560777,115.98054525224796,null,0,null,0,0]
[null,321,"80W MBF - BEGA+CURVE BRA","Luminaire","NonTraffic","Minor < 130w",0,0,0,0,0,null,null,0,0,0,0,0,0,null,100,102.50990220048899,{"$f":"V329*(1+INDIRECT(\"CPI\"&W$7))*(IF($D329=\"Lamp\",(1+INDIRECT(\"EscLamp\"&W$7)),1))","v":105.07264975550122},107.69946599938874,110.39195264937345,113.15175146560777,115.98054525224796,null,0,null,0,0]
[null,322,"80W MBF - BOURKE HILL","Luminaire","NonTraffic","Minor < 130w",0,360,354,9,{"$f":"SUM(H330:J330)","v":723},null,null,{"$f":"SUM(H330:I330)","v":714},{"$f":"N330*(1+INDIRECT(\"GrowthLights\"&O$7))","v":714},{"$f":"O330*(1+INDIRECT(\"GrowthLights\"&P$7))","v":714},{"$f":"P330*(1+INDIRECT(\"GrowthLights\"&Q$7))","v":714},{"$f":"Q330*(1+INDIRECT(\"GrowthLights\"&R$7))","v":714},{"$f":"R330*(1+INDIRECT(\"GrowthLights\"&S$7))","v":714},null,100,102.50990220048899,105.07264975550122,107.69946599938874,110.39195264937345,113.15175146560777,115.98054525224796,null,0,null,0,0]
[null,323,"80W MBF - Bourke Hill (P09)","Luminaire","NonTraffic","Minor < 130w",0,103,72,0,175,null,null,175,175,175,175,175,175,null,100,102.50990220048899,105.07264975550122,107.69946599938874,110.39195264937345,113.15175146560777,115.98054525224796,null,0,null,0,0]
[null,324,"80W MBF - GEC BOSTON 2","Luminaire","NonTraffic","Minor < 130w",0,10,2,0,12,null,null,12,12,12,12,12,12,null,100,102.50990220048899,105.07264975550122,107.69946599938874,110.39195264937345,113.15175146560777,115.98054525224796,null,0,null,0,0]
[null,325,"80W MBF - NOSTALGIA","Luminaire","NonTraffic","Minor < 130w",0,30,532,20,582,null,null,562,562,562,562,562,562,null,100,102.50990220048899,105.07264975550122,107.69946599938874,110.39195264937345,113.15175146560777,115.98054525224796,null,0,null,0,0]
[null,326,"80W MBF - PLAIN","Luminaire","NonTraffic","Minor < 130w",0,200,118,7,325,null,null,318,318,318,318,318,318,null,100,102.50990220048899,105.07264975550122,107.69946599938874,110.39195264937345,113.15175146560777,115.98054525224796,null,0,null,0,0]
[null,327,"80W MBF - PLAIN (P09)","Luminaire","NonTraffic","Minor < 130w",0,171,114,0,285,null,null,285,285,285,285,285,285,null,100,102.50990220048899,105.07264975550122,107.69946599938874,110.39195264937345,113.15175146560777,115.98054525224796,null,0,null,0,0]
[null,328,"80W MBF - REGAL/FLINDERS","Luminaire","NonTraffic","Minor < 130w",0,0,0,0,0,null,null,0,0,0,0,0,0,null,100,102.50990220048899,105.07264975550122,107.69946599938874,110.39195264937345,113.15175146560777,115.98054525224796,null,0,null,0,0]
[null,329,"80W MBF - SYLVANIA SUBUR","Luminaire","NonTraffic","Minor < 130w",0,0,0,0,0,null,null,0,0,0,0,0,0,null,100,102.50990220048899,105.07264975550122,107.69946599938874,110.39195264937345,113.15175146560777,115.98054525224796,null,0,null,0,0]
[null,330,"80W MBF - Sylvania Suburban (P09)","Luminaire","NonTraffic","Minor < 130w",0,7683.5,531,0,8214.5,null,null,8214.5,8214.5,8214.5,8214.5,8214.5,8214.5,null,100,102.50990220048899,105.07264975550122,107.69946599938874,110.39195264937345,113.15175146560777,115.98054525224796,null,0,null,0,0]
[null,331,"80W MBF BOLLARD","Luminaire","NonTraffic","Minor < 130w",0,21,47,6,74,null,null,68,68,68,68,68,68,null,100,102.50990220048899,{"$f":"V339*(1+INDIRECT(\"CPI\"&W$7))*(IF($D339=\"Lamp\",(1+INDIRECT(\"EscLamp\"&W$7)),1))","v":105.07264975550122},107.69946599938874,110.39195264937345,113.15175146560777,115.98054525224796,null,0,null,0,0]
[null,332,"80W MBF TOORAK","Luminaire","NonTraffic","Minor < 130w",0,59,48,0,107,null,null,107,107,107,107,107,107,null,100,102.50990220048899,105.07264975550122,107.69946599938874,110.39195264937345,113.15175146560777,115.98054525224796,null,0,null,0,0]
[null,333,"90W SOX","Luminaire","Traffic","Minor < 130w",0,1,0,0,1,null,null,1,1,1,1,1,1,null,100,102.50990220048899,105.07264975550122,107.69946599938874,110.39195264937345,113.15175146560777,115.98054525224796,null,0,null,0,0]
[null,334,"EMPTY","Luminaire","NonTraffic","Minor < 130w",0,0,0,0,0,null,null,0,0,0,0,0,0,null,"0",0,0,0,0,0,0,null,0,null,0,0]
[null,335,"INCANDESCENT","Luminaire","NonTraffic","Minor < 130w",0,12,0,1,13,null,null,12,12,12,12,12,12,null,"30",30.752970660146698,31.521794926650362,32.309839799816615,33.11758579481203,33.945525439682328,34.794163575674382,null,0,null,0,0]
[null,336,"PRIVATE","Luminaire","NonTraffic","Minor < 130w",0,106,7,10943,11056,null,null,113,113,113,113,113,113,null,"0",0,0,0,0,0,0,null,0,null,0,0]
[null,337,"TH FLOODLIGHT","Luminaire","Traffic","Major > 130w",0,32,0,4,36,null,null,32,32,32,32,32,32,null,100,{"$f":"U345*(1+INDIRECT(\"CPI\"&V$7))*(IF($D345=\"Lamp\",(1+INDIRECT(\"EscLamp\"&V$7)),1))","v":102.50990220048899},105.07264975550122,107.69946599938874,110.39195264937345,113.15175146560777,115.98054525224796,null,0,null,0,0]
[null,338,"2ND LIGHT NON-TRL","Support","NonTraffic","n/a",0,384,43,5,432,null,null,427,427,427,427,427,427,null,"0",0,0,0,0,0,0,null,0,null,0,0]
[null,339,"2nd Light non-TRL (P09)","Support","NonTraffic","n/a",0,54,2,0,56,null,null,56,56,56,56,56,56,null,"0",0,0,0,0,0,0,null,0,null,0,0]
[null,340,"2ND LIGHT TRL","Support","Traffic","n/a",0,334,33,8,375,null,null,367,367,367,367,367,367,null,"0",0,0,0,0,0,0,null,0,null,0,0]
[null,341,"2nd Light TRL (P09)","Support","Traffic","n/a",0,10,8,0,18,null,null,18,18,18,18,18,18,null,"0",0,{"$f":"V349*(1+INDIRECT(\"CPI\"&W$7))*(IF($D349=\"Lamp\",(1+INDIRECT(\"EscLamp\"&W$7)),1))","v":0},0,0,0,0,null,0,null,0,0]
[null,342,"BOLLARD","Support","NonTraffic","n/a",0,23,50,11,84,null,null,73,73,73,73,73,73,null,100,102.50990220048899,105.07264975550122,107.69946599938874,110.39195264937345,113.15175146560777,115.98054525224796,null,0,null,0,0]
[null,343,"COLUMN 10.5M-13.5M","Support","Traffic","n/a",0,7769,1436,143,9348,null,null,9205,9205,9205,9205,9205,9205,null,100,102.50990220048899,105.07264975550122,107.69946599938874,110.39195264937345,113.15175146560777,115.98054525224796,null,0,null,0,0]
[null,344,"Column 10.5m-13.5m (P09)","Support","Traffic","n/a",0,407,443,2,852,null,null,850,850,850,850,850,850,null,100,102.50990220048899,105.07264975550122,107.69946599938874,110.39195264937345,113.15175146560777,115.98054525224796,null,0,null,0,0]
[null,345,"COLUMN 14M-15M","Support","Traffic","n/a",0,26,8,13,47,null,null,34,34,34,34,34,34,null,100,102.50990220048899,105.07264975550122,107.69946599938874,110.39195264937345,113.15175146560777,115.98054525224796,null,0,null,0,0]
[null,346,"COLUMN 2.5M-3.5M","Support","NonTraffic","n/a",0,196,27,14,237,null,null,223,223,223,223,223,223,null,100,102.50990220048899,105.07264975550122,107.69946599938874,110.39195264937345,113.15175146560777,115.98054525224796,null,0,null,0,0]
[null,347,"Column 2.5m-3.5m (P09)","Support","NonTraffic","n/a",0,75,0,0,75,null,null,75,75,75,75,75,75,null,100,102.50990220048899,105.07264975550122,107.69946599938874,110.39195264937345,113.15175146560777,115.98054525224796,null,0,null,0,0]
[null,348,"COLUMN 4-6.5M ORION WATE","Support","NonTraffic","n/a",0,0,0,0,0,null,null,0,0,0,0,0,0,null,100,102.50990220048899,105.07264975550122,107.69946599938874,110.39195264937345,113.15175146560777,115.98054525224796,null,0,null,0,0]
[null,349,"COLUMN 4M-6.5M","Support","NonTraffic","n/a",0,12218,5663,94,17975,null,null,17881,17881,17881,17881,17881,17881,null,100,102.50990220048899,105.07264975550122,107.69946599938874,110.39195264937345,113.15175146560777,115.98054525224796,null,0,null,0,0]
[null,350,"Column 4m-6.5m (P09)","Support","NonTraffic","n/a",0,2026,1999,13,4038,null,null,4025,4025,4025,4025,4025,4025,null,100,102.50990220048899,105.07264975550122,107.69946599938874,110.39195264937345,113.15175146560777,115.98054525224796,null,{"$f":"OFFSET(AE358,0,BulkOptionNumber-1)","v":0},null,0,0]
[null,351,"COLUMN 7M-10M","Support","Traffic","n/a",0,5093,731,82,5906,null,null,5824,5824,5824,5824,5824,5824,null,100,102.50990220048899,{"$f":"V359*(1+INDIRECT(\"CPI\"&W$7))*(IF($D359=\"Lamp\",(1+INDIRECT(\"EscLamp\"&W$7)),1))","v":105.07264975550122},107.69946599938874,110.39195264937345,113.15175146560777,115.98054525224796,null,0,null,0,0]
[null,352,"Column 7m-10m (P09)","Support","Traffic","n/a",0,444,234,2,680,null,null,678,678,678,678,678,678,null,100,102.50990220048899,105.07264975550122,107.69946599938874,110.39195264937345,113.15175146560777,115.98054525224796,null,0,null,0,0]
[null,353,"DECORATIVE COLUMN","Support","NonTraffic","n/a",0,771,1322,52,2145,null,null,2093,2093,2093,2093,2093,2093,null,100,102.50990220048899,105.07264975550122,107.69946599938874,110.39195264937345,113.15175146560777,115.98054525224796,null,0,null,0,0]
[null,354,"DEDICATED SUPPORT & COND","Support","NonTraffic","n/a",0,0,0,0,0,null,null,0,0,0,0,0,0,null,100,102.50990220048899,105.07264975550122,107.69946599938874,110.39195264937345,113.15175146560777,115.98054525224796,null,0,null,0,0]
[null,355,"Dedicated Support & Conductor (P09)","Support","NonTraffic","n/a",0,48,0,0,48,null,null,48,48,48,48,48,48,null,100,102.50990220048899,105.07264975550122,107.69946599938874,110.39195264937345,113.15175146560777,115.98054525224796,null,0,null,0,0]
[null,356,"EMPTY","Support","NonTraffic","n/a",0,0,0,0,0,null,null,0,0,0,0,0,0,null,"0",0,0,0,0,0,0,null,0,null,0,0]
[null,357,"HYDE PARK STANDARD","Support","NonTraffic","n/a",0,170,14,0,184,null,null,184,184,184,184,184,184,null,100,102.50990220048899,105.07264975550122,107.69946599938874,110.39195264937345,113.15175146560777,115.98054525224796,null,0,null,0,0]
[null,358,"MACQUARIE STANDARD","Support","Traffic","n/a",0,28,0,23,51,null,null,28,28,28,28,28,28,null,100,102.50990220048899,105.07264975550122,107.69946599938874,110.39195264937345,113.15175146560777,115.98054525224796,null,0,null,0,0]
[null,359,"Macquarie Standard (P09)","Support","NonTraffic","n/a",0,7,0,0,7,null,null,7,7,7,7,7,7,null,100,102.50990220048899,105.07264975550122,107.69946599938874,110.39195264937345,113.15175146560777,115.98054525224796,null,0,null,0,0]
[null,360,"MAST 15.5M-30M","Support","Traffic","n/a",0,13,2,0,15,null,null,15,15,15,15,15,15,null,100,102.50990220048899,105.07264975550122,107.69946599938874,110.39195264937345,113.15175146560777,115.98054525224796,null,0,null,0,0]
[null,361,"MAST 23M","Support","Traffic","n/a",0,3,0,0,3,null,null,3,3,3,3,3,3,null,100,102.50990220048899,{"$f":"V369*(1+INDIRECT(\"CPI\"&W$7))*(IF($D369=\"Lamp\",(1+INDIRECT(\"EscLamp\"&W$7)),1))","v":105.07264975550122},107.69946599938874,110.39195264937345,113.15175146560777,115.98054525224796,null,0,null,0,0]
[null,362,"MAST 25M","Support","Traffic","n/a",0,4,0,0,4,null,null,4,4,4,4,4,4,null,100,102.50990220048899,105.07264975550122,107.69946599938874,110.39195264937345,113.15175146560777,115.98054525224796,null,0,null,0,0]
[null,363,"ORION DOUBLE ARM","Support","NonTraffic","n/a",0,5,1,0,6,null,null,6,6,6,6,6,6,null,100,102.50990220048899,105.07264975550122,107.69946599938874,110.39195264937345,113.15175146560777,115.98054525224796,null,0,null,0,0]
[null,364,"Orion Double Arm (P09)","Support","NonTraffic","n/a",0,1,0,0,1,null,null,1,1,1,1,1,1,null,100,102.50990220048899,105.07264975550122,107.69946599938874,110.39195264937345,113.15175146560777,115.98054525224796,null,0,null,0,0]
[null,365,"POLO 10.5M DECORATIVE 2M","Support","NonTraffic","n/a",0,0,0,0,0,null,null,0,0,0,0,0,0,null,100,102.50990220048899,105.07264975550122,107.69946599938874,110.39195264937345,113.15175146560777,115.98054525224796,null,0,null,0,0]
[null,366,"POLO 4.5M DECORATIVE 1.2","Support","NonTraffic","n/a",0,0,0,0,0,null,null,0,0,0,0,0,0,null,100,102.50990220048899,105.07264975550122,107.69946599938874,110.39195264937345,113.15175146560777,115.98054525224796,null,0,null,0,0]
[null,367,"PRIVATE","Support","NonTraffic","n/a",0,106,7,10943,11056,null,null,113,113,113,113,113,113,null,"0",0,0,0,0,0,0,null,0,null,0,0]
[null,368,"Private (P09)","Support","NonTraffic","n/a",0,6,4,550,560,null,null,10,10,10,10,10,10,null,"0",0,0,0,0,0,0,null,0,null,0,0]
[null,369,"ROCKS STANDARD","Support","NonTraffic","n/a",0,745,1084,41,1870,null,null,1829,1829,1829,1829,1829,1829,null,100,102.50990220048899,105.07264975550122,107.69946599938874,110.39195264937345,113.15175146560777,115.98054525224796,null,0,null,0,0]
[null,370,"SMARTPOLE A","Support","NonTraffic","n/a",0,5,0,504,509,null,null,5,5,5,5,5,5,null,"0",0,0,0,0,0,0,null,0,null,0,0]
[null,371,"SMARTPOLE AB","Support","NonTraffic","n/a",0,0,0,149,149,null,null,0,0,0,0,0,0,null,"0",0,{"$f":"V379*(1+INDIRECT(\"CPI\"&W$7))*(IF($D379=\"Lamp\",(1+INDIRECT(\"EscLamp\"&W$7)),1))","v":0},0,0,0,0,null,0,null,0,0]
[null,372,"SMARTPOLE B","Support","NonTraffic","n/a",0,0,0,374,374,null,null,0,0,0,0,0,0,null,"0",0,0,0,0,0,0,null,0,null,0,0]
[null,373,"SMARTPOLE C","Support","NonTraffic","n/a",0,0,0,1,1,null,null,0,0,0,0,0,0,null,"0",0,0,0,0,0,0,null,0,null,0,0]
[null,374,"SUSPENDED","Support","NonTraffic","n/a",0,149,4,37,190,null,null,153,153,153,153,153,153,null,100,102.50990220048899,105.07264975550122,107.69946599938874,110.39195264937345,113.15175146560777,115.98054525224796,null,0,null,0,0]
[null,375,"Suspended (P09)","Support","NonTraffic","n/a",0,5,0,0,5,null,null,5,5,5,5,5,5,null,100,102.50990220048899,105.07264975550122,107.69946599938874,110.39195264937345,113.15175146560777,115.98054525224796,null,0,null,0,0]
[null,376,"UNKNOWN","Support","NonTraffic","n/a",0,14,193,0,207,null,null,207,207,207,207,207,207,null,"0",0,0,0,0,0,0,null,0,null,0,0]
[null,377,"WALL","Support","NonTraffic","n/a",0,350,19,31,400,null,null,369,369,369,369,369,369,null,"0",0,0,0,0,0,0,null,0,null,0,0]
[null,378,"Wall (P09)","Support","NonTraffic","n/a",0,51,3,1,55,null,null,54,54,54,54,54,54,null,"0",0,0,0,0,0,0,null,0,null,0,0]
[null,379,"WOOD POLE NON-TRL","Support","NonTraffic","n/a",0,142190.5,1210,95,143495.5,null,null,143400.5,143400.5,143400.5,143400.5,143400.5,143400.5,null,"0",0,0,0,0,0,0,null,0,null,0,0]
[null,380,"Wood Pole non-TRL (P09)","Support","NonTraffic","n/a",0,4239,225.5,3,4467.5,null,null,4464.5,4464.5,4464.5,4464.5,4464.5,4464.5,null,"0",0,0,0,0,0,0,null,0,null,0,0]
[null,381,"WOOD POLE TRL","Support","NonTraffic","n/a",0,47397,338,31,47766,null,null,47735,47735,47735,47735,47735,47735,null,"0",0,{"$f":"V389*(1+INDIRECT(\"CPI\"&W$7))*(IF($D389=\"Lamp\",(1+INDIRECT(\"EscLamp\"&W$7)),1))","v":0},0,0,0,0,null,0,null,0,0]
[null,382,"Wood Pole TRL (P09)","Support","Traffic","n/a",0,1385.5,165,0,1550.5,null,null,1550.5,1550.5,1550.5,1550.5,1550.5,1550.5,null,"0",0,0,0,0,0,0,null,0,null,0,0]

{"sheet":"Calc - Opex FY14","index":2,"n_rows":393,"n_cols":86,"rows_kept":393,"cut":false,"hidden":false,"merged":[[7,28,7,29],[7,30,7,31],[7,20,7,21],[1,1,8,6],[7,12,9,12],[7,14,7,15],[7,16,7,17],[7,18,7,19],[8,14,8,15],[8,16,8,17],[8,18,8,19],[8,20,8,21],[7,77,9,77],[8,65,8,66],[8,67,8,68],[8,69,8,70],[8,73,9,73],[8,74,9,74],[8,57,8,59],[8,22,8,23],[7,63,9,63],[7,71,9,71],[7,75,9,75],[7,34,7,35],[7,36,7,37],[7,38,7,39],[7,40,7,41],[7,42,9,42],[8,36,8,37],[8,38,8,39],[8,40,8,41],[7,22,7,23],[7,24,7,25],[7,26,7,27],[7,85,9,85],[7,81,9,81],[8,60,8,62],[8,24,8,25],[8,26,8,27],[8,28,8,29],[8,30,8,31],[8,32,8,33],[8,34,8,35],[7,52,9,52],[8,44,8,45],[7,32,7,33],[8,46,8,47],[8,48,8,49],[8,50,8,51],[8,54,8,56]]}
[]
[null,{"$f":"CONCATENATE(\"This sheet contains no inputs and all values are calculated for \" & \"FY14\" )","v":"This sheet contains no inputs and all values are calculated for FY14"},null,null,null,null,null,null,null,null,null,null,null,null,null,null,null,null,null,null,null,null,null,null,null,null,null,null,null,null,null,null,null,null,null,null,null,null,null,null,null,null,"Bulk contract",null,null,null,null,null,null,null,null,null,"Bulk materials",null,null,null,null,null,null,null,null,null,null,"Spot labour",null,null,null,null,null,null,null,"Spot materials",null,null,null,"EWP costs",null,"Connections",null,null,null,"Overheads",null,null,null,"CAM"]
[]
[null,null,null,null,null,null,null,null,null,null,null,"Totals --->   ",{"$f":"SUM(M12:M475)","v":18068958.189818591},null,{"$f":"SUMPRODUCT(O12:O294,P12:P294,$L$12:$L$294)","v":595140.03070700867},null,{"$f":"SUMPRODUCT(Q12:Q294,R12:R294,$L$12:$L$294)","v":251309.85923797885},null,{"$f":"SUMPRODUCT(S12:S294,T12:T294,$L$12:$L$294)","v":33170.793038842916},null,{"$f":"SUMPRODUCT(U12:U294,V12:V294,$L$12:$L$294)","v":3701.3578364865057},null,{"$f":"SUMPRODUCT(W12:W294,X12:X294,$L$12:$L$294)","v":424413.20558883448},null,{"$f":"SUMPRODUCT(Y12:Y294,Z12:Z294,$L$12:$L$294)","v":11689.14038803308},null,{"$f":"SUMPRODUCT(AA12:AA294,AB12:AB294,$L$12:$L$294)","v":101940.72191885543},null,{"$f":"SUMPRODUCT(AC12:AC294,AD12:AD294,$L$12:$L$294)","v":824993.27220291831},null,{"$f":"SUMPRODUCT(AE12:AE294,AF12:AF294,$L$12:$L$294)","v":778073.58638872136},null,{"$f":"SUMPRODUCT(AG12:AG294,AH12:AH294,$L$12:$L$294)","v":0},null,{"$f":"SUMPRODUCT(AI12:AI294,AJ12:AJ294,$L$12:$L$294)","v":339908.24029361625},null,{"$f":"SUMPRODUCT(AK12:AK294,AL12:AL294,$L$12:$L$294)","v":540122.20981550717},null,{"$f":"SUMPRODUCT(AM12:AM294,AN12:AN294,$L$12:$L$294)","v":0},null,{"$f":"SUMPRODUCT(AO12:AO294,AP12:AP294,$L$12:$L$294)","v":0},null,{"$f":"SUMPRODUCT(AQ12:AQ475,$L$12:$L$475)","v":3904462.4174168012},null,{"$f":"SUMPRODUCT(AS12:AS294,AT12:AT294,$L$12:$L$294)","v":1277710.7570008151},null,{"$f":"SUMPRODUCT(AU12:AU294,AV12:AV294,$L$12:$L$294)","v":142222.83060607291},null,{"$f":"SUMPRODUCT(AW12:AW294,AX12:AX294,$L$12:$L$294)","v":444245.24833333347},null,{"$f":"SUMPRODUCT(AY12:AY294,AZ12:AZ294,$L$12:$L$294)","v":1925},null,{"$f":"SUMPRODUCT(BA12:BA475,$L$12:$L$475)","v":1866103.8359402206},null,{"$f":"SUMPRODUCT(BC12:BC294,BD12:BD294,BE12:BE294,$L$12:$L$294)","v":3851338.8170902627},null,null,{"$f":"SUMPRODUCT(BF12:BF294,BG12:BG294,BH12:BH294,$L$12:$L$294)","v":0},null,null,{"$f":"SUMPRODUCT(BI12:BI294,BJ12:BJ294,BK12:BK294,$L$12:$L$294)","v":0},null,null,{"$f":"SUMPRODUCT(BL12:BL475,$L$12:$L$475)","v":3851338.8170902627},null,{"$f":"SUMPRODUCT(BN12:BN294,BO12:BO294,$L$12:$L$294)","v":462677.8040700893},null,{"$f":"SUMPRODUCT(BP12:BP294,BQ12:BQ294,$L$12:$L$294)","v":37849.69515800001},null,{"$f":"SUMPRODUCT(BR12:BR294,BS12:BS294,$L$12:$L$294)","v":732.2},null,{"$f":"SUMPRODUCT(BT12:BT475,$L$12:$L$475)","v":501259.69922808913},null,null,null,{"$f":"SUMPRODUCT(BX12:BX475,$L$12:$L$475)","v":1587436.4496936561},null,{"$f":"SUMPRODUCT(BZ12:BZ475,$L$12:$L$475)","v":2381171.1264589624},null,null,null,{"$f":"SUMPRODUCT(CD12:CD475,$L$12:$L$475)","v":2538228.2606745018},null,null,null,{"$f":"SUMPRODUCT(CH12:CH475,$L$12:$L$475)","v":1438957.5833160938}]
[]
[null,null,null,null,null,null,null,null,null,null,null,"Percent --->   ",null,null,null,null,null,null,null,null,null,null,null,null,null,null,null,null,null,null,null,null,null,null,null,null,null,null,null,null,null,null,{"$f":"TotalOpexBulkContract/TotalOpex","v":0.21608674813453654},null,null,null,null,null,null,null,null,null,{"$f":"TotalOpexBulkMaterials/TotalOpex","v":0.10327678089330705},null,null,null,null,null,null,null,null,null,null,{"$f":"TotalOpexSpotLabour/TotalOpex","v":0.21314670035931549},null,null,null,null,null,null,null,{"$f":"TotalOpexSpotMaterials/TotalOpex","v":2.7741483153718098E-2},null,null,null,{"$f":"TotalOpexSpotOther/TotalOpex","v":8.7854342957533499E-2},null,{"$f":"BZ4/TotalOpex","v":0.13178242494360817},null,null,null,{"$f":"TotalOpexOverheads/TotalOpex","v":0.14047452177429523},null,null,null,{"$f":"CH4/TotalOpex","v":7.9636997783685756E-2}]
[]
[null,null,null,null,null,null,null,null,null,null,null,null,"Sub-total annual cost",null,"Task 1",null,"Task 2",null,"Task 3",null,"Task 4",null,"Task 5",null,"Task 6",null,"Task 7",null,"Task 8",null,"Task 9",null,"Task 10",null,"Task 11",null,"Task 12",null,"Task 13",null,"Task 14",null,"Sub-total annual cost per asset",null,null,null,null,null,null,null,null,null,"Sub-total annual cost per asset",null,null,null,null,null,null,null,null,null,null,"Sub-total annual cost per asset",null,null,null,null,null,null,null,"Sub-total annual cost per asset",null,null,null,"Sub-total annual cost per asset",null,"Sub-total annual cost per asset",null,null,null,"Sub-total annual cost per asset",null,null,null,"Sub-total annual cost per asset"]
[null,null,null,null,null,null,null,null,null,null,null,null,null,null,"Minor < 130w",null,"Major > 130w",null,"Minor < 130w",null,"Major > 130w",null,"All",null,"All",null,"All",null,"All",null,"All",null,"All",null,"All",null,"All",null,"All",null,"All",null,null,null,"Lamp",null,"Visors",null,"PE Cell",null,"Misc",null,null,null,"Lamp change",null,null,"PE Cell change",null,null,"Misc",null,null,null,null,"Lamp",null,"PE Cell",null,"Misc",null,null,null,"Price","Hours (weighted by failure)"]
[null,"#","Description","Type","Route","Category","Lamps (#)",null,null,null,"Price","Count",null,null,"Price","Cycle","Price","Cycle","Price","Cycle","Price","Cycle","Price","Cycle","Price","Cycle","Price","Cycle","Price","Cycle","Price","Cycle","Price","Cycle","Price","Cycle","Price","Cycle","Price","Cycle","Price","Cycle",null,null,"Price","Cycle","Price","Cycle","Price","Cycle","Price","Cycle",null,null,"Price","Failure","Hours","Price","Failure","Hours","Price","Failure","Hours",null,null,"Price","Failure","Price","Failure","Price","Failure",null,null,null,null,null,null,null,null,"Rate","Cost",null,null,"Rate","Cost"]
[]
[null,{"$f":"'Input - Inventory'!B9","v":1},{"$f":"'Input - Inventory'!C9","v":"0.5"},{"$f":"'Input - Inventory'!D9","v":"Bracket"},{"$f":"'Input - Inventory'!E9","v":"NonTraffic"},{"$f":"'Input - Inventory'!F9","v":"n/a"},{"$f":"'Input - Inventory'!G9","v":0},null,{"$f":"CONCATENATE(D12,\" - \",C12)","v":"Bracket - 0.5"},null,{"$f":"AQ12+BA12+BL12+BT12+BX12+BZ12+CD12+CH12","v":0},{"$f":"INDIRECT(L$10&$B12&\"FY14\")","v":33642},{"$f":"L12*K12","v":0},null,{"$f":"IF(AND($D12=\"Lamp\", OR($F12=O$9, O$9=\"All\")),INDIRECT(\"PriceBulkTask1\" & \"FY14\"),0)","v":0},{"$f":"IF(AND($D12=\"Lamp\",CycleBulkTask1<>0, OR($F12=O$9,O$9=\"All\")),1/CycleBulkTask1,0)","v":0},{"$f":"IF(AND($D12=\"Lamp\", OR($F12=Q$9, Q$9=\"All\")),INDIRECT(\"PriceBulkTask2\" & \"FY14\"),0)","v":0},{"$f":"IF(AND($D12=\"Lamp\",CycleBulkTask2<>0, OR($F12=Q$9,Q$9=\"All\")),1/CycleBulkTask2,0)","v":0},{"$f":"IF(AND($D12=\"Lamp\", OR($F12=S$9, S$9=\"All\")),INDIRECT(\"PriceBulkTask3\" & \"FY14\"),0)","v":0},{"$f":"IF(AND($D12=\"Lamp\",CycleBulkTask3<>0, OR($F12=S$9,S$9=\"All\")),1/CycleBulkTask3,0)","v":0},{"$f":"IF(AND($D12=\"Lamp\", OR($F12=U$9, U$9=\"All\")),INDIRECT(\"PriceBulkTask4\" & \"FY14\"),0)","v":0},{"$f":"IF(AND($D12=\"Lamp\",CycleBulkTask4<>0, OR($F12=U$9,U$9=\"All\")),1/CycleBulkTask4,0)","v":0},{"$f":"IF(AND($D12=\"Lamp\", OR($F12=W$9, W$9=\"All\")),INDIRECT(\"PriceBulkTask5\" & \"FY14\"),0)","v":0},{"$f":"IF(AND($D12=\"Lamp\",CycleBulkTask5<>0, OR($F12=W$9,W$9=\"All\")),1/CycleBulkTask5,0)","v":0},{"$f":"IF(AND($D12=\"Lamp\", OR($F12=Y$9, Y$9=\"All\")),INDIRECT(\"PriceBulkTask6\" & \"FY14\"),0)","v":0},{"$f":"IF(AND($D12=\"Lamp\",CycleBulkTask6<>0, OR($F12=Y$9,Y$9=\"All\")),1/CycleBulkTask6,0)","v":0},{"$f":"IF(AND($D12=\"Lamp\", OR($F12=AA$9, AA$9=\"All\")),INDIRECT(\"PriceBulkTask7\" & \"FY14\"),0)","v":0},{"$f":"IF(AND($D12=\"Lamp\",CycleBulkTask7<>0, OR($F12=AA$9,AA$9=\"All\")),1/CycleBulkTask7,0)","v":0},{"$f":"IF(AND($D12=\"Lamp\", OR($F12=AC$9, AC$9=\"All\")),INDIRECT(\"PriceBulkTask8\" & \"FY14\"),0)","v":0},{"$f":"IF(AND($D12=\"Lamp\",CycleBulkTask8<>0, OR($F12=AC$9,AC$9=\"All\")),1/CycleBulkTask8,0)","v":0},{"$f":"IF(AND($D12=\"Lamp\", OR($F12=AE$9, AE$9=\"All\")),INDIRECT(\"PriceBulkTask9\" & \"FY14\"),0)","v":0},{"$f":"IF(AND($D12=\"Lamp\",CycleBulkTask9<>0, OR($F12=AE$9,AE$9=\"All\")),1/CycleBulkTask9,0)","v":0},{"$f":"IF(AND($D12=\"Lamp\", OR($F12=AG$9, AG$9=\"All\")),INDIRECT(\"PriceBulkTask10\" & \"FY14\"),0)","v":0},{"$f":"IF(AND($D12=\"Lamp\",CycleBulkTask10<>0, OR($F12=AG$9,AG$9=\"All\")),1/CycleBulkTask10,0)","v":0},{"$f":"IF(AND($D12=\"Lamp\", OR($F12=AI$9, AI$9=\"All\")),INDIRECT(\"PriceBulkTask11\" & \"FY14\"),0)","v":0},{"$f":"IF(AND($D12=\"Lamp\",CycleBulkTask11<>0, OR($F12=AI$9,AI$9=\"All\")),1/CycleBulkTask11,0)","v":0},{"$f":"IF(AND($D12=\"Lamp\", OR($F12=AK$9, AK$9=\"All\")),INDIRECT(\"PriceBulkTask12\" & \"FY14\"),0)","v":0},{"$f":"IF(AND($D12=\"Lamp\",CycleBulkTask12<>0, OR($F12=AK$9,AK$9=\"All\")),1/CycleBulkTask12,0)","v":0},{"$f":"IF(AND($D12=\"Lamp\", OR($F12=AM$9, AM$9=\"All\")),INDIRECT(\"PriceBulkTask13\" & \"FY14\"),0)","v":0},{"$f":"IF(AND($D12=\"Lamp\",CycleBulkTask13<>0, OR($F12=AM$9,AM$9=\"All\")),1/CycleBulkTask13,0)","v":0},{"$f":"IF(AND($D12=\"Lamp\", OR($F12=AO$9, AO$9=\"All\")),INDIRECT(\"PriceBulkTask14\" & \"FY14\"),0)","v":0},{"$f":"IF(AND($D12=\"Lamp\",CycleBulkTask14<>0, OR($F12=AO$9,AO$9=\"All\")),1/CycleBulkTask14,0)","v":0},{"$f":"O12*P12+Q12*R12+S12*T12+U12*V12+W12*X12+Y12*Z12+AA12*AB12+AC12*AD12+AE12*AF12+AG12*AH12+AI12*AJ12+AK12*AL12+AM12*AN12+AO12*AP12","v":0},null,{"$f":"IF($D12=\"Lamp\",$G12*INDIRECT(\"Price\" & $B12 & \"FY14\"),0)","v":0},{"$f":"MAX(P12,R12)","v":0},{"$f":"IF($D12=\"Lamp\",INDIRECT(\"PriceVisor\" & \"FY14\"),0)","v":0},{"$f":"MAX(T12,V12)","v":0},{"$f":"IF($D12=\"Lamp\",INDIRECT(\"PricePECell\" & \"FY14\"),0)","v":0},{"$f":"X12","v":0},{"$f":"IF($D12=\"Lamp\",INDIRECT(\"PriceMisc\" & \"FY14\"),0)","v":0},{"$f":"INDIRECT($E12)*$V12 +(1-INDIRECT($E12))*$T12","v":0},{"$f":"AS12*AT12+AU12*AV12+AW12*AX12+AY12*AZ12","v":0},null,{"$f":"IF($D12=$AS$9,(INDIRECT(\"PriceLabour\" & \"FY14\")*ProportionStandardHours + INDIRECT(\"PriceLabourOvertime\" & \"FY14\")*ProportionOvertimeHours)*(1+RateOnCostAnnual),0)","v":0},{"$f":"BO12","v":0},{"$f":"IF($D12=\"Lamp\",(NumberOfCrew+INDIRECT($E12)*TrafficController)*(TimeToReplaceLamp),0)","v":0},{"$f":"IF($D12=$AS$9,(INDIRECT(\"PriceLabour\" & \"FY14\")*ProportionStandardHours + INDIRECT(\"PriceLabourOvertime\" & \"FY14\")*ProportionOvertimeHours)*(1+RateOnCostAnnual),0)","v":0},{"$f":"BQ12","v":0},{"$f":"IF($D12=\"Lamp\",(NumberOfCrew+INDIRECT($E12)*TrafficController)*(TimeForPECellReplace),0)","v":0},{"$f":"IF($D12=$AS$9,(INDIRECT(\"PriceLabour\" & \"FY14\")*ProportionStandardHours + INDIRECT(\"PriceLabourOvertime\" & \"FY14\")*ProportionOvertimeHours)*(1+RateOnCostAnnual),0)","v":0},{"$f":"BS12","v":0},{"$f":"IF($D12=\"Lamp\",(NumberOfCrew+INDIRECT($E12)*TrafficController)*(TimeForOtherSpot),0)","v":0},{"$f":"BC12*BD12*BE12+BF12*BG12*BH12+BI12*BJ12*BK12","v":0},null,{"$f":"IF($D12=\"Lamp\",INDIRECT(\"Price\" & $B12 & \"FY14\"),0)","v":0},{"$f":"IF($D12=\"Lamp\",INDIRECT(BO$10 & $B12),0)","v":0},{"$f":"IF($D12=\"Lamp\",INDIRECT(\"pRICEpecELL\" & \"FY14\"),0)","v":0},{"$f":"IF($D12=\"Lamp\",INDIRECT(\"FailurePECell\" & \"Annual\"),0)","v":0},{"$f":"IF($D12=\"Lamp\",INDIRECT(\"PriceMisc\" & \"FY14\"),0)","v":0},{"$f":"IF($D12=\"Lamp\",INDIRECT(\"FailureMisc\" & \"Annual\"),0)","v":0},{"$f":"BN12*BO12+BP12*BQ12+BR12*BS12","v":0},null,{"$f":"IF(AND($D12=\"Lamp\"),INDIRECT(\"PriceEWP\"&\"FY14\"),0)","v":0},{"$f":"BD12*BE12+BG12*BH12+BJ12*BK12","v":0},{"$f":"BV12*BW12","v":0},null,{"$f":"IF($D12=\"Connection\",VLOOKUP(C12,'Input - General'!$F$62:$N$79,4,FALSE),0)","v":0},null,{"$f":"RateOverhead","v":0.1801212933606588},{"$f":"BX12+BL12+BT12+BA12+AQ12+BZ12","v":0},{"$f":"CC12*CB12","v":0},null,{"$f":"CorporateOverheads","v":8.6527813038891108E-2},{"$f":"AQ12+BA12+BL12+BT12+BX12+BZ12+CD12","v":0},{"$f":"CG12*CF12","v":0}]
[null,{"$f":"'Input - Inventory'!B10","v":2},{"$f":"'Input - Inventory'!C10","v":"0.5 (P09)"},{"$f":"'Input - Inventory'!D10","v":"Bracket"},{"$f":"'Input - Inventory'!E10","v":"NonTraffic"},{"$f":"'Input - Inventory'!F10","v":"n/a"},{"$f":"'Input - Inventory'!G10","v":0},null,{"$f":"CONCATENATE(D13,\" - \",C13)","v":"Bracket - 0.5 (P09)"},null,{"$f":"AQ13+BA13+BL13+BT13+BX13+BZ13+CD13+CH13","v":0},{"$f":"INDIRECT(L$10&$B13&\"FY14\")","v":1150},0,null,{"$f":"IF(AND($D13=\"Lamp\", OR($F13=O$9, O$9=\"All\")),INDIRECT(\"PriceBulkTask1\" & \"FY14\"),0)","v":0},0,{"$f":"IF(AND($D13=\"Lamp\", OR($F13=Q$9, Q$9=\"All\")),INDIRECT(\"PriceBulkTask2\" & \"FY14\"),0)","v":0},0,{"$f":"IF(AND($D13=\"Lamp\", OR($F13=S$9, S$9=\"All\")),INDIRECT(\"PriceBulkTask3\" & \"FY14\"),0)","v":0},0,{"$f":"IF(AND($D13=\"Lamp\", OR($F13=U$9, U$9=\"All\")),INDIRECT(\"PriceBulkTask4\" & \"FY14\"),0)","v":0},0,{"$f":"IF(AND($D13=\"Lamp\", OR($F13=W$9, W$9=\"All\")),INDIRECT(\"PriceBulkTask5\" & \"FY14\"),0)","v":0},0,{"$f":"IF(AND($D13=\"Lamp\", OR($F13=Y$9, Y$9=\"All\")),INDIRECT(\"PriceBulkTask6\" & \"FY14\"),0)","v":0},0,{"$f":"IF(AND($D13=\"Lamp\", OR($F13=AA$9, AA$9=\"All\")),INDIRECT(\"PriceBulkTask7\" & \"FY14\"),0)","v":0},0,{"$f":"IF(AND($D13=\"Lamp\", OR($F13=AC$9, AC$9=\"All\")),INDIRECT(\"PriceBulkTask8\" & \"FY14\"),0)","v":0},0,{"$f":"IF(AND($D13=\"Lamp\", OR($F13=AE$9, AE$9=\"All\")),INDIRECT(\"PriceBulkTask9\" & \"FY14\"),0)","v":0},0,{"$f":"IF(AND($D13=\"Lamp\", OR($F13=AG$9, AG$9=\"All\")),INDIRECT(\"PriceBulkTask10\" & \"FY14\"),0)","v":0},0,{"$f":"IF(AND($D13=\"Lamp\", OR($F13=AI$9, AI$9=\"All\")),INDIRECT(\"PriceBulkTask11\" & \"FY14\"),0)","v":0},0,{"$f":"IF(AND($D13=\"Lamp\", OR($F13=AK$9, AK$9=\"All\")),INDIRECT(\"PriceBulkTask12\" & \"FY14\"),0)","v":0},0,{"$f":"IF(AND($D13=\"Lamp\", OR($F13=AM$9, AM$9=\"All\")),INDIRECT(\"PriceBulkTask13\" & \"FY14\"),0)","v":0},0,{"$f":"IF(AND($D13=\"Lamp\", OR($F13=AO$9, AO$9=\"All\")),INDIRECT(\"PriceBulkTask14\" & \"FY14\"),0)","v":0},0,0,null,{"$f":"IF($D13=\"Lamp\",$G13*INDIRECT(\"Price\" & $B13 & \"FY14\"),0)","v":0},0,{"$f":"IF($D13=\"Lamp\",INDIRECT(\"PriceVisor\" & \"FY14\"),0)","v":0},0,{"$f":"IF($D13=\"Lamp\",INDIRECT(\"PricePECell\" & \"FY14\"),0)","v":0},0,{"$f":"IF($D13=\"Lamp\",INDIRECT(\"PriceMisc\" & \"FY14\"),0)","v":0},0,0,null,0,0,0,0,0,0,0,0,0,0,null,{"$f":"IF($D13=\"Lamp\",INDIRECT(\"Price\" & $B13 & \"FY14\"),0)","v":0},0,{"$f":"IF($D13=\"Lamp\",INDIRECT(\"pRICEpecELL\" & \"FY14\"),0)","v":0},0,{"$f":"IF($D13=\"Lamp\",INDIRECT(\"PriceMisc\" & \"FY14\"),0)","v":0},0,0,null,{"$f":"IF(AND($D13=\"Lamp\"),INDIRECT(\"PriceEWP\"&\"FY14\"),0)","v":0},0,0,null,{"$f":"IF($D13=\"Connection\",VLOOKUP(C13,'Input - General'!$F$62:$N$79,4,FALSE),0)","v":0},null,0.1801212933606588,0,0,null,8.6527813038891108E-2,{"$f":"AQ13+BA13+BL13+BT13+BX13+BZ13+CD13","v":0},0]
[null,{"$f":"'Input - Inventory'!B11","v":3},{"$f":"'Input - Inventory'!C11","v":"0.6"},{"$f":"'Input - Inventory'!D11","v":"Bracket"},{"$f":"'Input - Inventory'!E11","v":"NonTraffic"},{"$f":"'Input - Inventory'!F11","v":"n/a"},{"$f":"'Input - Inventory'!G11","v":0},null,"Bracket - 0.6",null,0,149,0,null,0,0,0,0,0,0,0,0,0,0,0,0,0,0,0,0,0,0,0,0,0,0,0,0,0,0,0,0,0,null,0,0,0,0,0,0,0,0,0,null,0,0,0,0,0,0,0,0,0,0,null,0,0,0,0,0,0,0,null,0,0,0,null,{"$f":"IF($D14=\"Connection\",VLOOKUP(C14,'Input - General'!$F$62:$N$79,4,FALSE),0)","v":0},null,0.1801212933606588,0,0,null,8.6527813038891108E-2,0,0]
[null,{"$f":"'Input - Inventory'!B12","v":4},{"$f":"'Input - Inventory'!C12","v":"1.0"},{"$f":"'Input - Inventory'!D12","v":"Bracket"},{"$f":"'Input - Inventory'!E12","v":"NonTraffic"},{"$f":"'Input - Inventory'!F12","v":"n/a"},{"$f":"'Input - Inventory'!G12","v":0},null,"Bracket - 1.0",null,0,8607,0,null,0,0,0,0,0,0,0,0,0,0,0,0,0,0,0,0,0,0,0,0,0,0,0,0,0,0,0,0,0,null,0,0,0,0,0,0,0,0,0,null,0,0,0,0,0,0,0,0,0,0,null,0,0,0,0,0,0,0,null,0,0,0,null,{"$f":"IF($D15=\"Connection\",VLOOKUP(C15,'Input - General'!$F$62:$N$79,4,FALSE),0)","v":0},null,0.1801212933606588,0,0,null,8.6527813038891108E-2,0,0]
[null,{"$f":"'Input - Inventory'!B13","v":5},{"$f":"'Input - Inventory'!C13","v":"1.2"},{"$f":"'Input - Inventory'!D13","v":"Bracket"},{"$f":"'Input - Inventory'!E13","v":"NonTraffic"},{"$f":"'Input - Inventory'!F13","v":"n/a"},{"$f":"'Input - Inventory'!G13","v":0},null,"Bracket - 1.2",null,0,24937,0,null,0,0,0,0,0,0,0,0,0,0,0,0,0,0,0,0,0,0,0,0,0,0,0,0,0,0,0,0,0,null,0,0,0,0,0,0,0,0,0,null,0,0,0,0,0,0,0,0,0,0,null,0,0,0,0,0,0,0,null,0,0,0,null,{"$f":"IF($D16=\"Connection\",VLOOKUP(C16,'Input - General'!$F$62:$N$79,4,FALSE),0)","v":0},null,0.1801212933606588,0,0,null,8.6527813038891108E-2,0,0]
[null,{"$f":"'Input - Inventory'!B14","v":6},{"$f":"'Input - Inventory'!C14","v":"1.2 (P09)"},{"$f":"'Input - Inventory'!D14","v":"Bracket"},{"$f":"'Input - Inventory'!E14","v":"NonTraffic"},{"$f":"'Input - Inventory'!F14","v":"n/a"},{"$f":"'Input - Inventory'!G14","v":0},null,"Bracket - 1.2 (P09)",null,0,696,0,null,0,0,0,0,0,0,0,0,0,0,0,0,0,0,0,0,0,0,0,0,0,0,0,0,0,0,0,0,0,null,0,0,0,0,0,0,0,0,0,null,0,0,0,0,0,0,0,0,0,0,null,0,0,0,0,0,0,0,null,0,0,0,null,{"$f":"IF($D17=\"Connection\",VLOOKUP(C17,'Input - General'!$F$62:$N$79,4,FALSE),0)","v":0},null,0.1801212933606588,0,0,null,8.6527813038891108E-2,0,0]
[null,{"$f":"'Input - Inventory'!B15","v":7},{"$f":"'Input - Inventory'!C15","v":"1.5"},{"$f":"'Input - Inventory'!D15","v":"Bracket"},{"$f":"'Input - Inventory'!E15","v":"NonTraffic"},{"$f":"'Input - Inventory'!F15","v":"n/a"},{"$f":"'Input - Inventory'!G15","v":0},null,"Bracket - 1.5",null,0,3808,0,null,0,0,0,0,0,0,0,0,0,0,0,0,0,0,0,0,0,0,0,0,0,0,0,0,0,0,0,0,0,null,0,0,0,0,0,0,0,0,0,null,0,0,0,0,0,0,0,0,0,0,null,0,0,0,0,0,0,0,null,0,0,0,null,{"$f":"IF($D18=\"Connection\",VLOOKUP(C18,'Input - General'!$F$62:$N$79,4,FALSE),0)","v":0},null,0.1801212933606588,0,0,null,8.6527813038891108E-2,0,0]
[null,{"$f":"'Input - Inventory'!B16","v":8},{"$f":"'Input - Inventory'!C16","v":"2.0"},{"$f":"'Input - Inventory'!D16","v":"Bracket"},{"$f":"'Input - Inventory'!E16","v":"NonTraffic"},{"$f":"'Input - Inventory'!F16","v":"n/a"},{"$f":"'Input - Inventory'!G16","v":0},null,"Bracket - 2.0",null,0,70865,0,null,0,0,0,0,0,0,0,0,0,0,0,0,0,0,0,0,0,0,0,0,0,0,0,0,0,0,0,0,0,null,0,0,0,0,0,0,0,0,0,null,0,0,0,0,0,0,0,0,0,0,null,0,0,0,0,0,0,0,null,0,0,0,null,{"$f":"IF($D19=\"Connection\",VLOOKUP(C19,'Input - General'!$F$62:$N$79,4,FALSE),0)","v":0},null,0.1801212933606588,0,0,null,8.6527813038891108E-2,0,0]
[null,{"$f":"'Input - Inventory'!B17","v":9},{"$f":"'Input - Inventory'!C17","v":"2.0 (P09)"},{"$f":"'Input - Inventory'!D17","v":"Bracket"},{"$f":"'Input - Inventory'!E17","v":"NonTraffic"},{"$f":"'Input - Inventory'!F17","v":"n/a"},{"$f":"'Input - Inventory'!G17","v":0},null,"Bracket - 2.0 (P09)",null,0,17415.5,0,null,0,0,0,0,0,0,0,0,0,0,0,0,0,0,0,0,0,0,0,0,0,0,0,0,0,0,0,0,0,null,0,0,0,0,0,0,0,0,0,null,0,0,0,0,0,0,0,0,0,0,null,0,0,0,0,0,0,0,null,0,0,0,null,{"$f":"IF($D20=\"Connection\",VLOOKUP(C20,'Input - General'!$F$62:$N$79,4,FALSE),0)","v":0},null,0.1801212933606588,0,0,null,8.6527813038891108E-2,0,0]
[null,{"$f":"'Input - Inventory'!B18","v":10},{"$f":"'Input - Inventory'!C18","v":"2.5"},{"$f":"'Input - Inventory'!D18","v":"Bracket"},{"$f":"'Input - Inventory'!E18","v":"Traffic"},{"$f":"'Input - Inventory'!F18","v":"n/a"},{"$f":"'Input - Inventory'!G18","v":0},null,"Bracket - 2.5",null,0,518,0,null,0,0,0,0,0,0,0,0,0,0,0,0,0,0,0,0,0,0,0,0,0,0,0,0,0,0,0,0,0,null,0,0,0,0,0,0,0,0,0,null,0,0,0,0,0,0,0,0,0,0,null,0,0,0,0,0,0,0,null,0,0,0,null,{"$f":"IF($D21=\"Connection\",VLOOKUP(C21,'Input - General'!$F$62:$N$79,4,FALSE),0)","v":0},null,0.1801212933606588,0,0,null,8.6527813038891108E-2,0,0]
[null,{"$f":"'Input - Inventory'!B19","v":11},{"$f":"'Input - Inventory'!C19","v":"3.0"},{"$f":"'Input - Inventory'!D19","v":"Bracket"},{"$f":"'Input - Inventory'!E19","v":"Traffic"},{"$f":"'Input - Inventory'!F19","v":"n/a"},{"$f":"'Input - Inventory'!G19","v":0},null,"Bracket - 3.0",null,0,5928,0,null,0,0,0,0,0,0,0,0,0,0,0,0,0,0,0,0,0,0,0,0,0,0,0,0,0,0,0,0,0,null,0,0,0,0,0,0,0,0,0,null,0,0,0,0,0,0,0,0,0,0,null,0,0,0,0,0,0,0,null,0,0,0,null,{"$f":"IF($D22=\"Connection\",VLOOKUP(C22,'Input - General'!$F$62:$N$79,4,FALSE),0)","v":0},null,0.1801212933606588,0,0,null,8.6527813038891108E-2,0,0]
[null,{"$f":"'Input - Inventory'!B20","v":12},{"$f":"'Input - Inventory'!C20","v":"3.0 (P09)"},{"$f":"'Input - Inventory'!D20","v":"Bracket"},{"$f":"'Input - Inventory'!E20","v":"Traffic"},{"$f":"'Input - Inventory'!F20","v":"n/a"},{"$f":"'Input - Inventory'!G20","v":0},null,"Bracket - 3.0 (P09)",null,0,603,0,null,0,0,0,0,0,0,0,0,0,0,0,0,0,0,0,0,0,0,0,0,0,0,0,0,0,0,0,0,0,null,0,0,0,0,0,0,0,0,0,null,0,0,0,0,0,0,0,0,0,0,null,0,0,0,0,0,0,0,null,0,0,0,null,{"$f":"IF($D23=\"Connection\",VLOOKUP(C23,'Input - General'!$F$62:$N$79,4,FALSE),0)","v":0},null,0.1801212933606588,0,0,null,8.6527813038891108E-2,0,0]
[null,{"$f":"'Input - Inventory'!B21","v":13},{"$f":"'Input - Inventory'!C21","v":"3.5"},{"$f":"'Input - Inventory'!D21","v":"Bracket"},{"$f":"'Input - Inventory'!E21","v":"Traffic"},{"$f":"'Input - Inventory'!F21","v":"n/a"},{"$f":"'Input - Inventory'!G21","v":0},null,"Bracket - 3.5",null,0,7196,0,null,0,0,0,0,0,0,0,0,0,0,0,0,0,0,0,0,0,0,0,0,0,0,0,0,0,0,0,0,0,null,0,0,0,0,0,0,0,0,0,null,0,0,0,0,0,0,0,0,0,0,null,0,0,0,0,0,0,0,null,0,0,0,null,{"$f":"IF($D24=\"Connection\",VLOOKUP(C24,'Input - General'!$F$62:$N$79,4,FALSE),0)","v":0},null,0.1801212933606588,0,0,null,8.6527813038891108E-2,0,0]
[null,{"$f":"'Input - Inventory'!B22","v":14},{"$f":"'Input - Inventory'!C22","v":"3.5 (P09)"},{"$f":"'Input - Inventory'!D22","v":"Bracket"},{"$f":"'Input - Inventory'!E22","v":"Traffic"},{"$f":"'Input - Inventory'!F22","v":"n/a"},{"$f":"'Input - Inventory'!G22","v":0},null,"Bracket - 3.5 (P09)",null,0,787,0,null,0,0,0,0,0,0,0,0,0,0,0,0,0,0,0,0,0,0,0,0,0,0,0,0,0,0,0,0,0,null,0,0,0,0,0,0,0,0,0,null,0,0,0,0,0,0,0,0,0,0,null,0,0,0,0,0,0,0,null,0,0,0,null,{"$f":"IF($D25=\"Connection\",VLOOKUP(C25,'Input - General'!$F$62:$N$79,4,FALSE),0)","v":0},null,0.1801212933606588,0,0,null,8.6527813038891108E-2,0,0]
[null,{"$f":"'Input - Inventory'!B23","v":15},{"$f":"'Input - Inventory'!C23","v":"4.0"},{"$f":"'Input - Inventory'!D23","v":"Bracket"},{"$f":"'Input - Inventory'!E23","v":"Traffic"},{"$f":"'Input - Inventory'!F23","v":"n/a"},{"$f":"'Input - Inventory'!G23","v":0},null,"Bracket - 4.0",null,0,983,0,null,0,0,0,0,0,0,0,0,0,0,0,0,0,0,0,0,0,0,0,0,0,0,0,0,0,0,0,0,0,null,0,0,0,0,0,0,0,0,0,null,0,0,0,0,0,0,0,0,0,0,null,0,0,0,0,0,0,0,null,0,0,0,null,{"$f":"IF($D26=\"Connection\",VLOOKUP(C26,'Input - General'!$F$62:$N$79,4,FALSE),0)","v":0},null,0.1801212933606588,0,0,null,8.6527813038891108E-2,0,0]
[null,{"$f":"'Input - Inventory'!B24","v":16},{"$f":"'Input - Inventory'!C24","v":"4.0 (P09)"},{"$f":"'Input - Inventory'!D24","v":"Bracket"},{"$f":"'Input - Inventory'!E24","v":"Traffic"},{"$f":"'Input - Inventory'!F24","v":"n/a"},{"$f":"'Input - Inventory'!G24","v":0},null,"Bracket - 4.0 (P09)",null,0,466,0,null,0,0,0,0,0,0,0,0,0,0,0,0,0,0,0,0,0,0,0,0,0,0,0,0,0,0,0,0,0,null,0,0,0,0,0,0,0,0,0,null,0,0,0,0,0,0,0,0,0,0,null,0,0,0,0,0,0,0,null,0,0,0,null,{"$f":"IF($D27=\"Connection\",VLOOKUP(C27,'Input - General'!$F$62:$N$79,4,FALSE),0)","v":0},null,0.1801212933606588,0,0,null,8.6527813038891108E-2,0,0]
[null,{"$f":"'Input - Inventory'!B25","v":17},{"$f":"'Input - Inventory'!C25","v":"4.5"},{"$f":"'Input - Inventory'!D25","v":"Bracket"},{"$f":"'Input - Inventory'!E25","v":"Traffic"},{"$f":"'Input - Inventory'!F25","v":"n/a"},{"$f":"'Input - Inventory'!G25","v":0},null,"Bracket - 4.5",null,0,3037,0,null,0,0,0,0,0,0,0,0,0,0,0,0,0,0,0,0,0,0,0,0,0,0,0,0,0,0,0,0,0,null,0,0,0,0,0,0,0,0,0,null,0,0,0,0,0,0,0,0,0,0,null,0,0,0,0,0,0,0,null,0,0,0,null,{"$f":"IF($D28=\"Connection\",VLOOKUP(C28,'Input - General'!$F$62:$N$79,4,FALSE),0)","v":0},null,0.1801212933606588,0,0,null,8.6527813038891108E-2,0,0]
[null,{"$f":"'Input - Inventory'!B26","v":18},{"$f":"'Input - Inventory'!C26","v":"5.0"},{"$f":"'Input - Inventory'!D26","v":"Bracket"},{"$f":"'Input - Inventory'!E26","v":"Traffic"},{"$f":"'Input - Inventory'!F26","v":"n/a"},{"$f":"'Input - Inventory'!G26","v":0},null,"Bracket - 5.0",null,0,423,0,null,0,0,0,0,0,0,0,0,0,0,0,0,0,0,0,0,0,0,0,0,0,0,0,0,0,0,0,0,0,null,0,0,0,0,0,0,0,0,0,null,0,0,0,0,0,0,0,0,0,0,null,0,0,0,0,0,0,0,null,0,0,0,null,{"$f":"IF($D29=\"Connection\",VLOOKUP(C29,'Input - General'!$F$62:$N$79,4,FALSE),0)","v":0},null,0.1801212933606588,0,0,null,8.6527813038891108E-2,0,0]
[null,{"$f":"'Input - Inventory'!B27","v":19},{"$f":"'Input - Inventory'!C27","v":"6.0"},{"$f":"'Input - Inventory'!D27","v":"Bracket"},{"$f":"'Input - Inventory'!E27","v":"Traffic"},{"$f":"'Input - Inventory'!F27","v":"n/a"},{"$f":"'Input - Inventory'!G27","v":0},null,"Bracket - 6.0",null,0,1100.5,0,null,0,0,0,0,0,0,0,0,0,0,0,0,0,0,0,0,0,0,0,0,0,0,0,0,0,0,0,0,0,null,0,0,0,0,0,0,0,0,0,null,0,0,0,0,0,0,0,0,0,0,null,0,0,0,0,0,0,0,null,0,0,0,null,{"$f":"IF($D30=\"Connection\",VLOOKUP(C30,'Input - General'!$F$62:$N$79,4,FALSE),0)","v":0},null,0.1801212933606588,0,0,null,8.6527813038891108E-2,0,0]
[null,{"$f":"'Input - Inventory'!B28","v":20},{"$f":"'Input - Inventory'!C28","v":"6.5"},{"$f":"'Input - Inventory'!D28","v":"Bracket"},{"$f":"'Input - Inventory'!E28","v":"Traffic"},{"$f":"'Input - Inventory'!F28","v":"n/a"},{"$f":"'Input - Inventory'!G28","v":0},null,"Bracket - 6.5",null,0,60,0,null,0,0,0,0,0,0,0,0,0,0,0,0,0,0,0,0,0,0,0,0,0,0,0,0,0,0,0,0,0,null,0,0,0,0,0,0,0,0,0,null,0,0,0,0,0,0,0,0,0,0,null,0,0,0,0,0,0,0,null,0,0,0,null,{"$f":"IF($D31=\"Connection\",VLOOKUP(C31,'Input - General'!$F$62:$N$79,4,FALSE),0)","v":0},null,0.1801212933606588,0,0,null,8.6527813038891108E-2,0,0]
[null,{"$f":"'Input - Inventory'!B29","v":21},{"$f":"'Input - Inventory'!C29","v":"7.0"},{"$f":"'Input - Inventory'!D29","v":"Bracket"},{"$f":"'Input - Inventory'!E29","v":"Traffic"},{"$f":"'Input - Inventory'!F29","v":"n/a"},{"$f":"'Input - Inventory'!G29","v":0},null,"Bracket - 7.0",null,0,80,0,null,0,0,0,0,0,0,0,0,0,0,0,0,0,0,0,0,0,0,0,0,0,0,0,0,0,0,0,0,0,null,0,0,0,0,0,0,0,0,0,null,0,0,0,0,0,0,0,0,0,0,null,0,0,0,0,0,0,0,null,0,0,0,null,{"$f":"IF($D32=\"Connection\",VLOOKUP(C32,'Input - General'!$F$62:$N$79,4,FALSE),0)","v":0},null,0.1801212933606588,0,0,null,8.6527813038891108E-2,0,0]
[null,{"$f":"'Input - Inventory'!B30","v":22},{"$f":"'Input - Inventory'!C30","v":"8.0"},{"$f":"'Input - Inventory'!D30","v":"Bracket"},{"$f":"'Input - Inventory'!E30","v":"Traffic"},{"$f":"'Input - Inventory'!F30","v":"n/a"},{"$f":"'Input - Inventory'!G30","v":0},null,"Bracket - 8.0",null,0,27,0,null,0,0,0,0,0,0,0,0,0,0,0,0,0,0,0,0,0,0,0,0,0,0,0,0,0,0,0,0,0,null,0,0,0,0,0,0,0,0,0,null,0,0,0,0,0,0,0,0,0,0,null,0,0,0,0,0,0,0,null,0,0,0,null,{"$f":"IF($D33=\"Connection\",VLOOKUP(C33,'Input - General'!$F$62:$N$79,4,FALSE),0)","v":0},null,0.1801212933606588,0,0,null,8.6527813038891108E-2,0,0]
[null,{"$f":"'Input - Inventory'!B31","v":23},{"$f":"'Input - Inventory'!C31","v":"C4"},{"$f":"'Input - Inventory'!D31","v":"Bracket"},{"$f":"'Input - Inventory'!E31","v":"Traffic"},{"$f":"'Input - Inventory'!F31","v":"n/a"},{"$f":"'Input - Inventory'!G31","v":0},null,"Bracket - C4",null,0,87,0,null,0,0,0,0,0,0,0,0,0,0,0,0,0,0,0,0,0,0,0,0,0,0,0,0,0,0,0,0,0,null,0,0,0,0,0,0,0,0,0,null,0,0,0,0,0,0,0,0,0,0,null,0,0,0,0,0,0,0,null,0,0,0,null,{"$f":"IF($D34=\"Connection\",VLOOKUP(C34,'Input - General'!$F$62:$N$79,4,FALSE),0)","v":0},null,0.1801212933606588,0,0,null,8.6527813038891108E-2,0,0]
[null,{"$f":"'Input - Inventory'!B32","v":24},{"$f":"'Input - Inventory'!C32","v":"NIL"},{"$f":"'Input - Inventory'!D32","v":"Bracket"},{"$f":"'Input - Inventory'!E32","v":"NonTraffic"},{"$f":"'Input - Inventory'!F32","v":"n/a"},{"$f":"'Input - Inventory'!G32","v":0},null,"Bracket - NIL",null,0,12976,0,null,0,0,0,0,0,0,0,0,0,0,0,0,0,0,0,0,0,0,0,0,0,0,0,0,0,0,0,0,0,null,0,0,0,0,0,0,0,0,0,null,0,0,0,0,0,0,0,0,0,0,null,0,0,0,0,0,0,0,null,0,0,0,null,{"$f":"IF($D35=\"Connection\",VLOOKUP(C35,'Input - General'!$F$62:$N$79,4,FALSE),0)","v":0},null,0.1801212933606588,0,0,null,8.6527813038891108E-2,0,0]
[null,{"$f":"'Input - Inventory'!B33","v":25},{"$f":"'Input - Inventory'!C33","v":"PRIVATE"},{"$f":"'Input - Inventory'!D33","v":"Bracket"},{"$f":"'Input - Inventory'!E33","v":"NonTraffic"},{"$f":"'Input - Inventory'!F33","v":"n/a"},{"$f":"'Input - Inventory'!G33","v":0},null,"Bracket - PRIVATE",null,0,113,0,null,0,0,0,0,0,0,0,0,0,0,0,0,0,0,0,0,0,0,0,0,0,0,0,0,0,0,0,0,0,null,0,0,0,0,0,0,0,0,0,null,0,0,0,0,0,0,0,0,0,0,null,0,0,0,0,0,0,0,null,0,0,0,null,{"$f":"IF($D36=\"Connection\",VLOOKUP(C36,'Input - General'!$F$62:$N$79,4,FALSE),0)","v":0},null,0.1801212933606588,0,0,null,8.6527813038891108E-2,0,0]
[null,{"$f":"'Input - Inventory'!B34","v":26},{"$f":"'Input - Inventory'!C34","v":"SMARTPOLE DOUBLE"},{"$f":"'Input - Inventory'!D34","v":"Bracket"},{"$f":"'Input - Inventory'!E34","v":"NonTraffic"},{"$f":"'Input - Inventory'!F34","v":"n/a"},{"$f":"'Input - Inventory'!G34","v":0},null,"Bracket - SMARTPOLE DOUBLE",null,0,0,0,null,0,0,0,0,0,0,0,0,0,0,0,0,0,0,0,0,0,0,0,0,0,0,0,0,0,0,0,0,0,null,0,0,0,0,0,0,0,0,0,null,0,0,0,0,0,0,0,0,0,0,null,0,0,0,0,0,0,0,null,0,0,0,null,{"$f":"IF($D37=\"Connection\",VLOOKUP(C37,'Input - General'!$F$62:$N$79,4,FALSE),0)","v":0},null,0.1801212933606588,0,0,null,8.6527813038891108E-2,0,0]
[null,{"$f":"'Input - Inventory'!B35","v":27},{"$f":"'Input - Inventory'!C35","v":"SMARTPOLE SINGLE LONG"},{"$f":"'Input - Inventory'!D35","v":"Bracket"},{"$f":"'Input - Inventory'!E35","v":"NonTraffic"},{"$f":"'Input - Inventory'!F35","v":"n/a"},{"$f":"'Input - Inventory'!G35","v":0},null,"Bracket - SMARTPOLE SINGLE LONG",null,0,0,0,null,0,0,0,0,0,0,0,0,0,0,0,0,0,0,0,0,0,0,0,0,0,0,0,0,0,0,0,0,0,null,0,0,0,0,0,0,0,0,0,null,0,0,0,0,0,0,0,0,0,0,null,0,0,0,0,0,0,0,null,0,0,0,null,{"$f":"IF($D38=\"Connection\",VLOOKUP(C38,'Input - General'!$F$62:$N$79,4,FALSE),0)","v":0},null,0.1801212933606588,0,0,null,8.6527813038891108E-2,0,0]
[null,{"$f":"'Input - Inventory'!B36","v":28},{"$f":"'Input - Inventory'!C36","v":"SMARTPOLE SINGLE SHORT"},{"$f":"'Input - Inventory'!D36","v":"Bracket"},{"$f":"'Input - Inventory'!E36","v":"NonTraffic"},{"$f":"'Input - Inventory'!F36","v":"n/a"},{"$f":"'Input - Inventory'!G36","v":0},null,"Bracket - SMARTPOLE SINGLE SHORT",null,0,1,0,null,0,0,0,0,0,0,0,0,0,0,0,0,0,0,0,0,0,0,0,0,0,0,0,0,0,0,0,0,0,null,0,0,0,0,0,0,0,0,0,null,0,0,0,0,0,0,0,0,0,0,null,0,0,0,0,0,0,0,null,0,0,0,null,{"$f":"IF($D39=\"Connection\",VLOOKUP(C39,'Input - General'!$F$62:$N$79,4,FALSE),0)","v":0},null,0.1801212933606588,0,0,null,8.6527813038891108E-2,0,0]
[null,{"$f":"'Input - Inventory'!B37","v":29},{"$f":"'Input - Inventory'!C37","v":"SUSPENDED"},{"$f":"'Input - Inventory'!D37","v":"Bracket"},{"$f":"'Input - Inventory'!E37","v":"NonTraffic"},{"$f":"'Input - Inventory'!F37","v":"n/a"},{"$f":"'Input - Inventory'!G37","v":0},null,"Bracket - SUSPENDED",null,0,153,0,null,0,0,0,0,0,0,0,0,0,0,0,0,0,0,0,0,0,0,0,0,0,0,0,0,0,0,0,0,0,null,0,0,0,0,0,0,0,0,0,null,0,0,0,0,0,0,0,0,0,0,null,0,0,0,0,0,0,0,null,0,0,0,null,{"$f":"IF($D40=\"Connection\",VLOOKUP(C40,'Input - General'!$F$62:$N$79,4,FALSE),0)","v":0},null,0.1801212933606588,0,0,null,8.6527813038891108E-2,0,0]
[null,{"$f":"'Input - Inventory'!B38","v":30},{"$f":"'Input - Inventory'!C38","v":"T1"},{"$f":"'Input - Inventory'!D38","v":"Bracket"},{"$f":"'Input - Inventory'!E38","v":"NonTraffic"},{"$f":"'Input - Inventory'!F38","v":"n/a"},{"$f":"'Input - Inventory'!G38","v":0},null,"Bracket - T1",null,0,19762,0,null,0,0,0,0,0,0,0,0,0,0,0,0,0,0,0,0,0,0,0,0,0,0,0,0,0,0,0,0,0,null,0,0,0,0,0,0,0,0,0,null,0,0,0,0,0,0,0,0,0,0,null,0,0,0,0,0,0,0,null,0,0,0,null,{"$f":"IF($D41=\"Connection\",VLOOKUP(C41,'Input - General'!$F$62:$N$79,4,FALSE),0)","v":0},null,0.1801212933606588,0,0,null,8.6527813038891108E-2,0,0]
[null,{"$f":"'Input - Inventory'!B39","v":31},{"$f":"'Input - Inventory'!C39","v":"T1 (P09)"},{"$f":"'Input - Inventory'!D39","v":"Bracket"},{"$f":"'Input - Inventory'!E39","v":"NonTraffic"},{"$f":"'Input - Inventory'!F39","v":"n/a"},{"$f":"'Input - Inventory'!G39","v":0},null,"Bracket - T1 (P09)",null,0,1335,0,null,0,0,0,0,0,0,0,0,0,0,0,0,0,0,0,0,0,0,0,0,0,0,0,0,0,0,0,0,0,null,0,0,0,0,0,0,0,0,0,null,0,0,0,0,0,0,0,0,0,0,null,0,0,0,0,0,0,0,null,0,0,0,null,{"$f":"IF($D42=\"Connection\",VLOOKUP(C42,'Input - General'!$F$62:$N$79,4,FALSE),0)","v":0},null,0.1801212933606588,0,0,null,8.6527813038891108E-2,0,0]
[null,{"$f":"'Input - Inventory'!B40","v":32},{"$f":"'Input - Inventory'!C40","v":"T2"},{"$f":"'Input - Inventory'!D40","v":"Bracket"},{"$f":"'Input - Inventory'!E40","v":"Traffic"},{"$f":"'Input - Inventory'!F40","v":"n/a"},{"$f":"'Input - Inventory'!G40","v":0},null,"Bracket - T2",null,0,9830.5,0,null,0,0,0,0,0,0,0,0,0,0,0,0,0,0,0,0,0,0,0,0,0,0,0,0,0,0,0,0,0,null,0,0,0,0,0,0,0,0,0,null,0,0,0,0,0,0,0,0,0,0,null,0,0,0,0,0,0,0,null,0,0,0,null,{"$f":"IF($D43=\"Connection\",VLOOKUP(C43,'Input - General'!$F$62:$N$79,4,FALSE),0)","v":0},null,0.1801212933606588,0,0,null,8.6527813038891108E-2,0,0]
[null,{"$f":"'Input - Inventory'!B41","v":33},{"$f":"'Input - Inventory'!C41","v":"T2A"},{"$f":"'Input - Inventory'!D41","v":"Bracket"},{"$f":"'Input - Inventory'!E41","v":"Traffic"},{"$f":"'Input - Inventory'!F41","v":"n/a"},{"$f":"'Input - Inventory'!G41","v":0},null,"Bracket - T2A",null,0,1196,0,null,0,0,0,0,0,0,0,0,0,0,0,0,0,0,0,0,0,0,0,0,0,0,0,0,0,0,0,0,0,null,0,0,0,0,0,0,0,0,0,null,0,0,0,0,0,0,0,0,0,0,null,0,0,0,0,0,0,0,null,0,0,0,null,{"$f":"IF($D44=\"Connection\",VLOOKUP(C44,'Input - General'!$F$62:$N$79,4,FALSE),0)","v":0},null,0.1801212933606588,0,0,null,8.6527813038891108E-2,0,0]
[null,{"$f":"'Input - Inventory'!B42","v":34},{"$f":"'Input - Inventory'!C42","v":"T2A (P09)"},{"$f":"'Input - Inventory'!D42","v":"Bracket"},{"$f":"'Input - Inventory'!E42","v":"Traffic"},{"$f":"'Input - Inventory'!F42","v":"n/a"},{"$f":"'Input - Inventory'!G42","v":0},null,"Bracket - T2A (P09)",null,0,174,0,null,0,0,0,0,0,0,0,0,0,0,0,0,0,0,0,0,0,0,0,0,0,0,0,0,0,0,0,0,0,null,0,0,0,0,0,0,0,0,0,null,0,0,0,0,0,0,0,0,0,0,null,0,0,0,0,0,0,0,null,0,0,0,null,{"$f":"IF($D45=\"Connection\",VLOOKUP(C45,'Input - General'!$F$62:$N$79,4,FALSE),0)","v":0},null,0.1801212933606588,0,0,null,8.6527813038891108E-2,0,0]
[null,{"$f":"'Input - Inventory'!B43","v":35},{"$f":"'Input - Inventory'!C43","v":"T3"},{"$f":"'Input - Inventory'!D43","v":"Bracket"},{"$f":"'Input - Inventory'!E43","v":"Traffic"},{"$f":"'Input - Inventory'!F43","v":"n/a"},{"$f":"'Input - Inventory'!G43","v":0},null,"Bracket - T3",null,0,3628,0,null,0,0,0,0,0,0,0,0,0,0,0,0,0,0,0,0,0,0,0,0,0,0,0,0,0,0,0,0,0,null,0,0,0,0,0,0,0,0,0,null,0,0,0,0,0,0,0,0,0,0,null,0,0,0,0,0,0,0,null,0,0,0,null,{"$f":"IF($D46=\"Connection\",VLOOKUP(C46,'Input - General'!$F$62:$N$79,4,FALSE),0)","v":0},null,0.1801212933606588,0,0,null,8.6527813038891108E-2,0,0]
[null,{"$f":"'Input - Inventory'!B44","v":36},{"$f":"'Input - Inventory'!C44","v":"T3 (P09)"},{"$f":"'Input - Inventory'!D44","v":"Bracket"},{"$f":"'Input - Inventory'!E44","v":"Traffic"},{"$f":"'Input - Inventory'!F44","v":"n/a"},{"$f":"'Input - Inventory'!G44","v":0},null,"Bracket - T3 (P09)",null,0,649.5,0,null,0,0,0,0,0,0,0,0,0,0,0,0,0,0,0,0,0,0,0,0,0,0,0,0,0,0,0,0,0,null,0,0,0,0,0,0,0,0,0,null,0,0,0,0,0,0,0,0,0,0,null,0,0,0,0,0,0,0,null,0,0,0,null,{"$f":"IF($D47=\"Connection\",VLOOKUP(C47,'Input - General'!$F$62:$N$79,4,FALSE),0)","v":0},null,0.1801212933606588,0,0,null,8.6527813038891108E-2,0,0]
[null,{"$f":"'Input - Inventory'!B45","v":37},{"$f":"'Input - Inventory'!C45","v":"T3A"},{"$f":"'Input - Inventory'!D45","v":"Bracket"},{"$f":"'Input - Inventory'!E45","v":"Traffic"},{"$f":"'Input - Inventory'!F45","v":"n/a"},{"$f":"'Input - Inventory'!G45","v":0},null,"Bracket - T3A",null,0,1031,0,null,0,0,0,0,0,0,0,0,0,0,0,0,0,0,0,0,0,0,0,0,0,0,0,0,0,0,0,0,0,null,0,0,0,0,0,0,0,0,0,null,0,0,0,0,0,0,0,0,0,0,null,0,0,0,0,0,0,0,null,0,0,0,null,{"$f":"IF($D48=\"Connection\",VLOOKUP(C48,'Input - General'!$F$62:$N$79,4,FALSE),0)","v":0},null,0.1801212933606588,0,0,null,8.6527813038891108E-2,0,0]
[null,{"$f":"'Input - Inventory'!B46","v":38},{"$f":"'Input - Inventory'!C46","v":"T4"},{"$f":"'Input - Inventory'!D46","v":"Bracket"},{"$f":"'Input - Inventory'!E46","v":"Traffic"},{"$f":"'Input - Inventory'!F46","v":"n/a"},{"$f":"'Input - Inventory'!G46","v":0},null,"Bracket - T4",null,0,11045,0,null,0,0,0,0,0,0,0,0,0,0,0,0,0,0,0,0,0,0,0,0,0,0,0,0,0,0,0,0,0,null,0,0,0,0,0,0,0,0,0,null,0,0,0,0,0,0,0,0,0,0,null,0,0,0,0,0,0,0,null,0,0,0,null,{"$f":"IF($D49=\"Connection\",VLOOKUP(C49,'Input - General'!$F$62:$N$79,4,FALSE),0)","v":0},null,0.1801212933606588,0,0,null,8.6527813038891108E-2,0,0]
[null,{"$f":"'Input - Inventory'!B47","v":39},{"$f":"'Input - Inventory'!C47","v":"T4 (P09)"},{"$f":"'Input - Inventory'!D47","v":"Bracket"},{"$f":"'Input - Inventory'!E47","v":"Traffic"},{"$f":"'Input - Inventory'!F47","v":"n/a"},{"$f":"'Input - Inventory'!G47","v":0},null,"Bracket - T4 (P09)",null,0,500,0,null,0,0,0,0,0,0,0,0,0,0,0,0,0,0,0,0,0,0,0,0,0,0,0,0,0,0,0,0,0,null,0,0,0,0,0,0,0,0,0,null,0,0,0,0,0,0,0,0,0,0,null,0,0,0,0,0,0,0,null,0,0,0,null,{"$f":"IF($D50=\"Connection\",VLOOKUP(C50,'Input - General'!$F$62:$N$79,4,FALSE),0)","v":0},null,0.1801212933606588,0,0,null,8.6527813038891108E-2,0,0]
[null,{"$f":"'Input - Inventory'!B48","v":40},{"$f":"'Input - Inventory'!C48","v":"T5"},{"$f":"'Input - Inventory'!D48","v":"Bracket"},{"$f":"'Input - Inventory'!E48","v":"Traffic"},{"$f":"'Input - Inventory'!F48","v":"n/a"},{"$f":"'Input - Inventory'!G48","v":0},null,"Bracket - T5",null,0,515,0,null,0,0,0,0,0,0,0,0,0,0,0,0,0,0,0,0,0,0,0,0,0,0,0,0,0,0,0,0,0,null,0,0,0,0,0,0,0,0,0,null,0,0,0,0,0,0,0,0,0,0,null,0,0,0,0,0,0,0,null,0,0,0,null,{"$f":"IF($D51=\"Connection\",VLOOKUP(C51,'Input - General'!$F$62:$N$79,4,FALSE),0)","v":0},null,0.1801212933606588,0,0,null,8.6527813038891108E-2,0,0]
[null,{"$f":"'Input - Inventory'!B49","v":41},{"$f":"'Input - Inventory'!C49","v":"T5 (P09)"},{"$f":"'Input - Inventory'!D49","v":"Bracket"},{"$f":"'Input - Inventory'!E49","v":"Traffic"},{"$f":"'Input - Inventory'!F49","v":"n/a"},{"$f":"'Input - Inventory'!G49","v":0},null,"Bracket - T5 (P09)",null,0,80,0,null,0,0,0,0,0,0,0,0,0,0,0,0,0,0,0,0,0,0,0,0,0,0,0,0,0,0,0,0,0,null,0,0,0,0,0,0,0,0,0,null,0,0,0,0,0,0,0,0,0,0,null,0,0,0,0,0,0,0,null,0,0,0,null,{"$f":"IF($D52=\"Connection\",VLOOKUP(C52,'Input - General'!$F$62:$N$79,4,FALSE),0)","v":0},null,0.1801212933606588,0,0,null,8.6527813038891108E-2,0,0]
[null,{"$f":"'Input - Inventory'!B50","v":42},{"$f":"'Input - Inventory'!C50","v":"T6"},{"$f":"'Input - Inventory'!D50","v":"Bracket"},{"$f":"'Input - Inventory'!E50","v":"Traffic"},{"$f":"'Input - Inventory'!F50","v":"n/a"},{"$f":"'Input - Inventory'!G50","v":0},null,"Bracket - T6",null,0,2029,0,null,0,0,0,0,0,0,0,0,0,0,0,0,0,0,0,0,0,0,0,0,0,0,0,0,0,0,0,0,0,null,0,0,0,0,0,0,0,0,0,null,0,0,0,0,0,0,0,0,0,0,null,0,0,0,0,0,0,0,null,0,0,0,null,{"$f":"IF($D53=\"Connection\",VLOOKUP(C53,'Input - General'!$F$62:$N$79,4,FALSE),0)","v":0},null,0.1801212933606588,0,0,null,8.6527813038891108E-2,0,0]
[null,{"$f":"'Input - Inventory'!B51","v":43},{"$f":"'Input - Inventory'!C51","v":"T6 (P09)"},{"$f":"'Input - Inventory'!D51","v":"Bracket"},{"$f":"'Input - Inventory'!E51","v":"Traffic"},{"$f":"'Input - Inventory'!F51","v":"n/a"},{"$f":"'Input - Inventory'!G51","v":0},null,"Bracket - T6 (P09)",null,0,347,0,null,0,0,0,0,0,0,0,0,0,0,0,0,0,0,0,0,0,0,0,0,0,0,0,0,0,0,0,0,0,null,0,0,0,0,0,0,0,0,0,null,0,0,0,0,0,0,0,0,0,0,null,0,0,0,0,0,0,0,null,0,0,0,null,{"$f":"IF($D54=\"Connection\",VLOOKUP(C54,'Input - General'!$F$62:$N$79,4,FALSE),0)","v":0},null,0.1801212933606588,0,0,null,8.6527813038891108E-2,0,0]
[null,{"$f":"'Input - Inventory'!B52","v":44},{"$f":"'Input - Inventory'!C52","v":"T7"},{"$f":"'Input - Inventory'!D52","v":"Bracket"},{"$f":"'Input - Inventory'!E52","v":"Traffic"},{"$f":"'Input - Inventory'!F52","v":"n/a"},{"$f":"'Input - Inventory'!G52","v":0},null,"Bracket - T7",null,0,722,0,null,0,0,0,0,0,0,0,0,0,0,0,0,0,0,0,0,0,0,0,0,0,0,0,0,0,0,0,0,0,null,0,0,0,0,0,0,0,0,0,null,0,0,0,0,0,0,0,0,0,0,null,0,0,0,0,0,0,0,null,0,0,0,null,{"$f":"IF($D55=\"Connection\",VLOOKUP(C55,'Input - General'!$F$62:$N$79,4,FALSE),0)","v":0},null,0.1801212933606588,0,0,null,8.6527813038891108E-2,0,0]
[null,{"$f":"'Input - Inventory'!B53","v":45},{"$f":"'Input - Inventory'!C53","v":"T7 (P09)"},{"$f":"'Input - Inventory'!D53","v":"Bracket"},{"$f":"'Input - Inventory'!E53","v":"Traffic"},{"$f":"'Input - Inventory'!F53","v":"n/a"},{"$f":"'Input - Inventory'!G53","v":0},null,"Bracket - T7 (P09)",null,0,182.5,0,null,0,0,0,0,0,0,0,0,0,0,0,0,0,0,0,0,0,0,0,0,0,0,0,0,0,0,0,0,0,null,0,0,0,0,0,0,0,0,0,null,0,0,0,0,0,0,0,0,0,0,null,0,0,0,0,0,0,0,null,0,0,0,null,{"$f":"IF($D56=\"Connection\",VLOOKUP(C56,'Input - General'!$F$62:$N$79,4,FALSE),0)","v":0},null,0.1801212933606588,0,0,null,8.6527813038891108E-2,0,0]
[null,{"$f":"'Input - Inventory'!B54","v":46},{"$f":"'Input - Inventory'!C54","v":"EMPTY"},{"$f":"'Input - Inventory'!D54","v":"Connection"},{"$f":"'Input - Inventory'!E54","v":"NonTraffic"},{"$f":"'Input - Inventory'!F54","v":"n/a"},{"$f":"'Input - Inventory'!G54","v":0},null,"Connection - EMPTY",null,0,0,0,null,0,0,0,0,0,0,0,0,0,0,0,0,0,0,0,0,0,0,0,0,0,0,0,0,0,0,0,0,0,null,0,0,0,0,0,0,0,0,0,null,0,0,0,0,0,0,0,0,0,0,null,0,0,0,0,0,0,0,null,0,0,0,null,{"$f":"IF($D57=\"Connection\",VLOOKUP(C57,'Input - General'!$F$62:$N$79,4,FALSE),0)","v":0},null,0.1801212933606588,0,0,null,8.6527813038891108E-2,0,0]
[null,{"$f":"'Input - Inventory'!B55","v":47},{"$f":"'Input - Inventory'!C55","v":"O/U (P09)"},{"$f":"'Input - Inventory'!D55","v":"Connection"},{"$f":"'Input - Inventory'!E55","v":"NonTraffic"},{"$f":"'Input - Inventory'!F55","v":"n/a"},{"$f":"'Input - Inventory'!G55","v":0},null,"Connection - O/U (P09)",null,88.330000000000013,14,1236.6200000000001,null,0,0,0,0,0,0,0,0,0,0,0,0,0,0,0,0,0,0,0,0,0,0,0,0,0,0,0,0,0,null,0,0,0,0,0,0,0,0,0,null,0,0,0,0,0,0,0,0,0,0,null,0,0,0,0,0,0,0,null,0,0,0,null,{"$f":"IF($D58=\"Connection\",VLOOKUP(C58,'Input - General'!$F$62:$N$79,4,FALSE),0)","v":68.887549477443542},null,0.1801212933606588,68.887549477443542,12.408114508323505,null,8.6527813038891108E-2,81.29566398576705,7.0343360142329647]
[null,{"$f":"'Input - Inventory'!B56","v":48},{"$f":"'Input - Inventory'!C56","v":"OH"},{"$f":"'Input - Inventory'!D56","v":"Connection"},{"$f":"'Input - Inventory'!E56","v":"NonTraffic"},{"$f":"'Input - Inventory'!F56","v":"n/a"},{"$f":"'Input - Inventory'!G56","v":0},null,"Connection - OH",null,0,191303.5,0,null,0,0,0,0,0,0,0,0,0,0,0,0,0,0,0,0,0,0,0,0,0,0,0,0,0,0,0,0,0,null,0,0,0,0,0,0,0,0,0,null,0,0,0,0,0,0,0,0,0,0,null,0,0,0,0,0,0,0,null,0,0,0,null,{"$f":"IF($D59=\"Connection\",VLOOKUP(C59,'Input - General'!$F$62:$N$79,4,FALSE),0)","v":0},null,0.1801212933606588,0,0,null,8.6527813038891108E-2,0,0]
[null,{"$f":"'Input - Inventory'!B57","v":49},{"$f":"'Input - Inventory'!C57","v":"OH(P09)"},{"$f":"'Input - Inventory'!D57","v":"Connection"},{"$f":"'Input - Inventory'!E57","v":"NonTraffic"},{"$f":"'Input - Inventory'!F57","v":"n/a"},{"$f":"'Input - Inventory'!G57","v":0},null,"Connection - OH(P09)",null,0,5736,0,null,0,0,0,0,0,0,0,0,0,0,0,0,0,0,0,0,0,0,0,0,0,0,0,0,0,0,0,0,0,null,0,0,0,0,0,0,0,0,0,null,0,0,0,0,0,0,0,0,0,0,null,0,0,0,0,0,0,0,null,0,0,0,null,{"$f":"IF($D60=\"Connection\",VLOOKUP(C60,'Input - General'!$F$62:$N$79,4,FALSE),0)","v":0},null,0.1801212933606588,0,0,null,8.6527813038891108E-2,0,0]
[null,{"$f":"'Input - Inventory'!B58","v":50},{"$f":"'Input - Inventory'!C58","v":"OH2"},{"$f":"'Input - Inventory'!D58","v":"Connection"},{"$f":"'Input - Inventory'!E58","v":"NonTraffic"},{"$f":"'Input - Inventory'!F58","v":"n/a"},{"$f":"'Input - Inventory'!G58","v":0},null,"Connection - OH2",null,0,484,0,null,0,0,0,0,0,0,0,0,0,0,0,0,0,0,0,0,0,0,0,0,0,0,0,0,0,0,0,0,0,null,0,0,0,0,0,0,0,0,0,null,0,0,0,0,0,0,0,0,0,0,null,0,0,0,0,0,0,0,null,0,0,0,null,{"$f":"IF($D61=\"Connection\",VLOOKUP(C61,'Input - General'!$F$62:$N$79,4,FALSE),0)","v":0},null,0.1801212933606588,0,0,null,8.6527813038891108E-2,0,0]
[null,{"$f":"'Input - Inventory'!B59","v":51},{"$f":"'Input - Inventory'!C59","v":"OH2 (P09)"},{"$f":"'Input - Inventory'!D59","v":"Connection"},{"$f":"'Input - Inventory'!E59","v":"NonTraffic"},{"$f":"'Input - Inventory'!F59","v":"n/a"},{"$f":"'Input - Inventory'!G59","v":0},null,"Connection - OH2 (P09)",null,0,119,0,null,0,0,0,0,0,0,0,0,0,0,0,0,0,0,0,0,0,0,0,0,0,0,0,0,0,0,0,0,0,null,0,0,0,0,0,0,0,0,0,null,0,0,0,0,0,0,0,0,0,0,null,0,0,0,0,0,0,0,null,0,0,0,null,{"$f":"IF($D62=\"Connection\",VLOOKUP(C62,'Input - General'!$F$62:$N$79,4,FALSE),0)","v":0},null,0.1801212933606588,0,0,null,8.6527813038891108E-2,0,0]
[null,{"$f":"'Input - Inventory'!B60","v":52},{"$f":"'Input - Inventory'!C60","v":"OHS"},{"$f":"'Input - Inventory'!D60","v":"Connection"},{"$f":"'Input - Inventory'!E60","v":"NonTraffic"},{"$f":"'Input - Inventory'!F60","v":"n/a"},{"$f":"'Input - Inventory'!G60","v":0},null,"Connection - OHS",null,0,4,0,null,0,0,0,0,0,0,0,0,0,0,0,0,0,0,0,0,0,0,0,0,0,0,0,0,0,0,0,0,0,null,0,0,0,0,0,0,0,0,0,null,0,0,0,0,0,0,0,0,0,0,null,0,0,0,0,0,0,0,null,0,0,0,null,{"$f":"IF($D63=\"Connection\",VLOOKUP(C63,'Input - General'!$F$62:$N$79,4,FALSE),0)","v":0},null,0.1801212933606588,0,0,null,8.6527813038891108E-2,0,0]
[null,{"$f":"'Input - Inventory'!B61","v":53},{"$f":"'Input - Inventory'!C61","v":"O/U"},{"$f":"'Input - Inventory'!D61","v":"Connection"},{"$f":"'Input - Inventory'!E61","v":"NonTraffic"},{"$f":"'Input - Inventory'!F61","v":"n/a"},{"$f":"'Input - Inventory'!G61","v":0},null,"Connection - O/U",null,88.33314214482958,587,51851.554439014966,null,0,0,0,0,0,0,0,0,0,0,0,0,0,0,0,0,0,0,0,0,0,0,0,0,0,0,0,0,0,null,0,0,0,0,0,0,0,0,0,null,0,0,0,0,0,0,0,0,0,0,null,0,0,0,0,0,0,0,null,0,0,0,null,{"$f":"IF($D64=\"Connection\",VLOOKUP(C64,'Input - General'!$F$62:$N$79,4,FALSE),0)","v":68.89},null,0.1801212933606588,68.89,12.408555899615784,null,8.6527813038891108E-2,81.298555899615792,7.0345862452137933]
[null,{"$f":"'Input - Inventory'!B62","v":54},{"$f":"'Input - Inventory'!C62","v":"UG2"},{"$f":"'Input - Inventory'!D62","v":"Connection"},{"$f":"'Input - Inventory'!E62","v":"NonTraffic"},{"$f":"'Input - Inventory'!F62","v":"n/a"},{"$f":"'Input - Inventory'!G62","v":0},null,"Connection - UG2",null,0,1897,0,null,0,0,0,0,0,0,0,0,0,0,0,0,0,0,0,0,0,0,0,0,0,0,0,0,0,0,0,0,0,null,0,0,0,0,0,0,0,0,0,null,0,0,0,0,0,0,0,0,0,0,null,0,0,0,0,0,0,0,null,0,0,0,null,{"$f":"IF($D65=\"Connection\",VLOOKUP(C65,'Input - General'!$F$62:$N$79,4,FALSE),0)","v":0},null,0.1801212933606588,0,0,null,8.6527813038891108E-2,0,0]
[null,{"$f":"'Input - Inventory'!B63","v":55},{"$f":"'Input - Inventory'!C63","v":"UG2 (P09)"},{"$f":"'Input - Inventory'!D63","v":"Connection"},{"$f":"'Input - Inventory'!E63","v":"NonTraffic"},{"$f":"'Input - Inventory'!F63","v":"n/a"},{"$f":"'Input - Inventory'!G63","v":0},null,"Connection - UG2 (P09)",null,0,405,0,null,0,0,0,0,0,0,0,0,0,0,0,0,0,0,0,0,0,0,0,0,0,0,0,0,0,0,0,0,0,null,0,0,0,0,0,0,0,0,0,null,0,0,0,0,0,0,0,0,0,0,null,0,0,0,0,0,0,0,null,0,0,0,null,{"$f":"IF($D66=\"Connection\",VLOOKUP(C66,'Input - General'!$F$62:$N$79,4,FALSE),0)","v":0},null,0.1801212933606588,0,0,null,8.6527813038891108E-2,0,0]
[null,{"$f":"'Input - Inventory'!B64","v":56},{"$f":"'Input - Inventory'!C64","v":"UGORDA"},{"$f":"'Input - Inventory'!D64","v":"Connection"},{"$f":"'Input - Inventory'!E64","v":"NonTraffic"},{"$f":"'Input - Inventory'!F64","v":"n/a"},{"$f":"'Input - Inventory'!G64","v":0},null,"Connection - UGORDA",null,0,1,0,null,0,0,0,0,0,0,0,0,0,0,0,0,0,0,0,0,0,0,0,0,0,0,0,0,0,0,0,0,0,null,0,0,0,0,0,0,0,0,0,null,0,0,0,0,0,0,0,0,0,0,null,0,0,0,0,0,0,0,null,0,0,0,null,{"$f":"IF($D67=\"Connection\",VLOOKUP(C67,'Input - General'!$F$62:$N$79,4,FALSE),0)","v":0},null,0.1801212933606588,0,0,null,8.6527813038891108E-2,0,0]
[null,{"$f":"'Input - Inventory'!B65","v":57},{"$f":"'Input - Inventory'!C65","v":"UGR1"},{"$f":"'Input - Inventory'!D65","v":"Connection"},{"$f":"'Input - Inventory'!E65","v":"NonTraffic"},{"$f":"'Input - Inventory'!F65","v":"n/a"},{"$f":"'Input - Inventory'!G65","v":0},null,"Connection - UGR1",null,80.970000000000013,26497,2145462.0900000003,null,0,0,0,0,0,0,0,0,0,0,0,0,0,0,0,0,0,0,0,0,0,0,0,0,0,0,0,0,0,null,0,0,0,0,0,0,0,0,0,null,0,0,0,0,0,0,0,0,0,0,null,0,0,0,0,0,0,0,null,0,0,0,null,{"$f":"IF($D68=\"Connection\",VLOOKUP(C68,'Input - General'!$F$62:$N$79,4,FALSE),0)","v":63.147570261390285},null,0.1801212933606588,63.147570261390285,11.374222028064693,null,8.6527813038891108E-2,74.521792289454979,6.4482077105450371]
[null,{"$f":"'Input - Inventory'!B66","v":58},{"$f":"'Input - Inventory'!C66","v":"UGR1 (P09)"},{"$f":"'Input - Inventory'!D66","v":"Connection"},{"$f":"'Input - Inventory'!E66","v":"NonTraffic"},{"$f":"'Input - Inventory'!F66","v":"n/a"},{"$f":"'Input - Inventory'!G66","v":0},null,"Connection - UGR1 (P09)",null,80.973115494933779,4244,343649.90216049895,null,0,0,0,0,0,0,0,0,0,0,0,0,0,0,0,0,0,0,0,0,0,0,0,0,0,0,0,0,0,null,0,0,0,0,0,0,0,0,0,null,0,0,0,0,0,0,0,0,0,0,null,0,0,0,0,0,0,0,null,0,0,0,null,{"$f":"IF($D69=\"Connection\",VLOOKUP(C69,'Input - General'!$F$62:$N$79,4,FALSE),0)","v":63.15},null,0.1801212933606588,63.15,11.374659675725603,null,8.6527813038891108E-2,74.524659675725601,6.4484558192081725]
[null,{"$f":"'Input - Inventory'!B67","v":59},{"$f":"'Input - Inventory'!C67","v":"UGR2"},{"$f":"'Input - Inventory'!D67","v":"Connection"},{"$f":"'Input - Inventory'!E67","v":"NonTraffic"},{"$f":"'Input - Inventory'!F67","v":"n/a"},{"$f":"'Input - Inventory'!G67","v":0},null,"Connection - UGR2",null,29.439999999999991,14175,417311.99999999988,null,0,0,0,0,0,0,0,0,0,0,0,0,0,0,0,0,0,0,0,0,0,0,0,0,0,0,0,0,0,null,0,0,0,0,0,0,0,0,0,null,0,0,0,0,0,0,0,0,0,0,null,0,0,0,0,0,0,0,null,0,0,0,null,{"$f":"IF($D70=\"Connection\",VLOOKUP(C70,'Input - General'!$F$62:$N$79,4,FALSE),0)","v":22.959916864213032},null,0.1801212933606588,22.959916864213032,4.1355699210352528,null,8.6527813038891108E-2,27.095486785248283,2.344513214751708]
[null,{"$f":"'Input - Inventory'!B68","v":60},{"$f":"'Input - Inventory'!C68","v":"UGR2 (P09)"},{"$f":"'Input - Inventory'!D68","v":"Connection"},{"$f":"'Input - Inventory'!E68","v":"NonTraffic"},{"$f":"'Input - Inventory'!F68","v":"n/a"},{"$f":"'Input - Inventory'!G68","v":0},null,"Connection - UGR2 (P09)",null,29.440106599583206,3183,93707.859306473343,null,0,0,0,0,0,0,0,0,0,0,0,0,0,0,0,0,0,0,0,0,0,0,0,0,0,0,0,0,0,null,0,0,0,0,0,0,0,0,0,null,0,0,0,0,0,0,0,0,0,0,null,0,0,0,0,0,0,0,null,0,0,0,null,{"$f":"IF($D71=\"Connection\",VLOOKUP(C71,'Input - General'!$F$62:$N$79,4,FALSE),0)","v":22.96},null,0.1801212933606588,22.96,4.1355848955607257,null,8.6527813038891108E-2,27.095584895560727,2.3445217040224802]
[null,{"$f":"'Input - Inventory'!B69","v":61},{"$f":"'Input - Inventory'!C69","v":"UGS"},{"$f":"'Input - Inventory'!D69","v":"Connection"},{"$f":"'Input - Inventory'!E69","v":"NonTraffic"},{"$f":"'Input - Inventory'!F69","v":"n/a"},{"$f":"'Input - Inventory'!G69","v":0},null,"Connection - UGS",null,0,43,0,null,0,0,0,0,0,0,0,0,0,0,0,0,0,0,0,0,0,0,0,0,0,0,0,0,0,0,0,0,0,null,0,0,0,0,0,0,0,0,0,null,0,0,0,0,0,0,0,0,0,0,null,0,0,0,0,0,0,0,null,0,0,0,null,{"$f":"IF($D72=\"Connection\",VLOOKUP(C72,'Input - General'!$F$62:$N$79,4,FALSE),0)","v":0},null,0.1801212933606588,0,0,null,8.6527813038891108E-2,0,0]
[null,{"$f":"'Input - Inventory'!B70","v":62},{"$f":"'Input - Inventory'!C70","v":"UG-SP"},{"$f":"'Input - Inventory'!D70","v":"Connection"},{"$f":"'Input - Inventory'!E70","v":"NonTraffic"},{"$f":"'Input - Inventory'!F70","v":"n/a"},{"$f":"'Input - Inventory'!G70","v":0},null,"Connection - UG-SP",null,0,1,0,null,0,0,0,0,0,0,0,0,0,0,0,0,0,0,0,0,0,0,0,0,0,0,0,0,0,0,0,0,0,null,0,0,0,0,0,0,0,0,0,null,0,0,0,0,0,0,0,0,0,0,null,0,0,0,0,0,0,0,null,0,0,0,null,{"$f":"IF($D73=\"Connection\",VLOOKUP(C73,'Input - General'!$F$62:$N$79,4,FALSE),0)","v":0},null,0.1801212933606588,0,0,null,8.6527813038891108E-2,0,0]
[null,{"$f":"'Input - Inventory'!B71","v":63},{"$f":"'Input - Inventory'!C71","v":"UG-SP (P09)"},{"$f":"'Input - Inventory'!D71","v":"Connection"},{"$f":"'Input - Inventory'!E71","v":"NonTraffic"},{"$f":"'Input - Inventory'!F71","v":"n/a"},{"$f":"'Input - Inventory'!G71","v":0},null,"Connection - UG-SP (P09)",null,0,15,0,null,0,0,0,0,0,0,0,0,0,0,0,0,0,0,0,0,0,0,0,0,0,0,0,0,0,0,0,0,0,null,0,0,0,0,0,0,0,0,0,null,0,0,0,0,0,0,0,0,0,0,null,0,0,0,0,0,0,0,null,0,0,0,null,{"$f":"IF($D74=\"Connection\",VLOOKUP(C74,'Input - General'!$F$62:$N$79,4,FALSE),0)","v":0},null,0.1801212933606588,0,0,null,8.6527813038891108E-2,0,0]
[null,{"$f":"'Input - Inventory'!B72","v":64},{"$f":"'Input - Inventory'!C72","v":"EMPTY"},{"$f":"'Input - Inventory'!D72","v":"Lamp"},{"$f":"'Input - Inventory'!E72","v":"NonTraffic"},{"$f":"'Input - Inventory'!F72","v":"Minor < 130w"},{"$f":"'Input - Inventory'!G72","v":1},null,"Lamp - EMPTY",null,23.645474703805537,0,0,null,10.250990220048898,0.33333333333333331,0,0,10.250990220048898,1.8504811250925242E-2,0,0,10.250990220048898,0.16666666666666666,10.250990220048898,4.590314436538903E-3,10.250990220048898,4.0032025620496396E-2,153.76485330073348,2.1598272138228944E-2,256.2747555012225,1.2221950623319483E-2,0,0,12301.188264058679,1.1123470522803115E-4,8713.341687041564,2.4953586329427266E-4,0,0,0,0,15.768453765886179,null,0,0.33333333333333331,39.54,1.8504811250925242E-2,10.73,0.16666666666666666,0,1.8504811250925242E-2,2.5200135701949176,null,72.129062586530523,0,1.5133333333333332,72.129062586530523,1.4200000000000001E-2,0,72.129062586530523,0.01,0,0,null,0,0,10.73,1.4200000000000001E-2,0,0.01,0.152366,null,29.73,0,0,null,{"$f":"IF($D75=\"Connection\",VLOOKUP(C75,'Input - General'!$F$62:$N$79,4,FALSE),0)","v":0},null,0.1801212933606588,18.440833336081095,3.3215867511432791,null,8.6527813038891108E-2,21.762420087224378,1.8830546165811592]
[null,{"$f":"'Input - Inventory'!B73","v":65},{"$f":"'Input - Inventory'!C73","v":"INC1x100"},{"$f":"'Input - Inventory'!D73","v":"Lamp"},{"$f":"'Input - Inventory'!E73","v":"NonTraffic"},{"$f":"'Input - Inventory'!F73","v":"Minor < 130w"},{"$f":"'Input - Inventory'!G73","v":"1"},null,"Lamp - INC1x100",null,40.674651783775971,1,{"$f":"L76*K76","v":40.674651783775971},null,10.250990220048898,{"$f":"IF(AND($D76=\"Lamp\",CycleBulkTask1<>0, OR($F76=O$9,O$9=\"All\")),1/CycleBulkTask1,0)","v":0.33333333333333331},0,{"$f":"IF(AND($D76=\"Lamp\",CycleBulkTask2<>0, OR($F76=Q$9,Q$9=\"All\")),1/CycleBulkTask2,0)","v":0},10.250990220048898,{"$f":"IF(AND($D76=\"Lamp\",CycleBulkTask3<>0, OR($F76=S$9,S$9=\"All\")),1/CycleBulkTask3,0)","v":1.8504811250925242E-2},0,{"$f":"IF(AND($D76=\"Lamp\",CycleBulkTask4<>0, OR($F76=U$9,U$9=\"All\")),1/CycleBulkTask4,0)","v":0},10.250990220048898,{"$f":"IF(AND($D76=\"Lamp\",CycleBulkTask5<>0, OR($F76=W$9,W$9=\"All\")),1/CycleBulkTask5,0)","v":0.16666666666666666},10.250990220048898,{"$f":"IF(AND($D76=\"Lamp\",CycleBulkTask6<>0, OR($F76=Y$9,Y$9=\"All\")),1/CycleBulkTask6,0)","v":4.590314436538903E-3},10.250990220048898,{"$f":"IF(AND($D76=\"Lamp\",CycleBulkTask7<>0, OR($F76=AA$9,AA$9=\"All\")),1/CycleBulkTask7,0)","v":4.0032025620496396E-2},153.76485330073348,{"$f":"IF(AND($D76=\"Lamp\",CycleBulkTask8<>0, OR($F76=AC$9,AC$9=\"All\")),1/CycleBulkTask8,0)","v":2.1598272138228944E-2},256.2747555012225,{"$f":"IF(AND($D76=\"Lamp\",CycleBulkTask9<>0, OR($F76=AE$9,AE$9=\"All\")),1/CycleBulkTask9,0)","v":1.2221950623319483E-2},0,{"$f":"IF(AND($D76=\"Lamp\",CycleBulkTask10<>0, OR($F76=AG$9,AG$9=\"All\")),1/CycleBulkTask10,0)","v":0},12301.188264058679,{"$f":"IF(AND($D76=\"Lamp\",CycleBulkTask11<>0, OR($F76=AI$9,AI$9=\"All\")),1/CycleBulkTask11,0)","v":1.1123470522803115E-4},8713.341687041564,{"$f":"IF(AND($D76=\"Lamp\",CycleBulkTask12<>0, OR($F76=AK$9,AK$9=\"All\")),1/CycleBulkTask12,0)","v":2.4953586329427266E-4},0,{"$f":"IF(AND($D76=\"Lamp\",CycleBulkTask13<>0, OR($F76=AM$9,AM$9=\"All\")),1/CycleBulkTask13,0)","v":0},0,{"$f":"IF(AND($D76=\"Lamp\",CycleBulkTask14<>0, OR($F76=AO$9,AO$9=\"All\")),1/CycleBulkTask14,0)","v":0},{"$f":"O76*P76+Q76*R76+S76*T76+U76*V76+W76*X76+Y76*Z76+AA76*AB76+AC76*AD76+AE76*AF76+AG76*AH76+AI76*AJ76+AK76*AL76+AM76*AN76+AO76*AP76","v":15.768453765886179},null,10.250990220048898,{"$f":"MAX(P76,R76)","v":0.33333333333333331},39.54,{"$f":"MAX(T76,V76)","v":1.8504811250925242E-2},10.73,{"$f":"X76","v":0.16666666666666666},0,{"$f":"INDIRECT($E76)*$V76 +(1-INDIRECT($E76))*$T76","v":1.8504811250925242E-2},{"$f":"AS76*AT76+AU76*AV76+AW76*AX76+AY76*AZ76","v":5.9370103102112166},null,{"$f":"IF($D76=$AS$9,(INDIRECT(\"PriceLabour\" & \"FY14\")*ProportionStandardHours + INDIRECT(\"PriceLabourOvertime\" & \"FY14\")*ProportionOvertimeHours)*(1+RateOnCostAnnual),0)","v":72.129062586530523},{"$f":"BO76","v":0.06},{"$f":"IF($D76=\"Lamp\",(NumberOfCrew+INDIRECT($E76)*TrafficController)*(TimeToReplaceLamp),0)","v":1.5133333333333332},{"$f":"IF($D76=$AS$9,(INDIRECT(\"PriceLabour\" & \"FY14\")*ProportionStandardHours + INDIRECT(\"PriceLabourOvertime\" & \"FY14\")*ProportionOvertimeHours)*(1+RateOnCostAnnual),0)","v":72.129062586530523},{"$f":"BQ76","v":1.4200000000000001E-2},{"$f":"IF($D76=\"Lamp\",(NumberOfCrew+INDIRECT($E76)*TrafficController)*(TimeForPECellReplace),0)","v":0},{"$f":"IF($D76=$AS$9,(INDIRECT(\"PriceLabour\" & \"FY14\")*ProportionStandardHours + INDIRECT(\"PriceLabourOvertime\" & \"FY14\")*ProportionOvertimeHours)*(1+RateOnCostAnnual),0)","v":72.129062586530523},{"$f":"BS76","v":0.01},{"$f":"IF($D76=\"Lamp\",(NumberOfCrew+INDIRECT($E76)*TrafficController)*(TimeForOtherSpot),0)","v":0},{"$f":"BC76*BD76*BE76+BF76*BG76*BH76+BI76*BJ76*BK76","v":6.5493188828569711},null,10.250990220048898,{"$f":"IF($D76=\"Lamp\",INDIRECT(BO$10 & $B76),0)","v":0.06},10.73,{"$f":"IF($D76=\"Lamp\",INDIRECT(\"FailurePECell\" & \"Annual\"),0)","v":1.4200000000000001E-2},0,{"$f":"IF($D76=\"Lamp\",INDIRECT(\"FailureMisc\" & \"Annual\"),0)","v":0.01},{"$f":"BN76*BO76+BP76*BQ76+BR76*BS76","v":0.76742541320293389},null,29.73,{"$f":"BD76*BE76+BG76*BH76+BJ76*BK76","v":9.0799999999999992E-2},{"$f":"BV76*BW76","v":2.699484},null,{"$f":"IF($D76=\"Connection\",VLOOKUP(C76,'Input - General'!$F$62:$N$79,4,FALSE),0)","v":0},null,{"$f":"RateOverhead","v":0.1801212933606588},{"$f":"BX76+BL76+BT76+BA76+AQ76+BZ76","v":31.7216923721573},{"$f":"CC76*CB76","v":5.7137522576619171},null,{"$f":"CorporateOverheads","v":8.6527813038891108E-2},37.435444629819216,{"$f":"CG76*CF76","v":3.2392071539567571}]
[null,{"$f":"'Input - Inventory'!B74","v":66},{"$f":"'Input - Inventory'!C74","v":"INC1x1000"},{"$f":"'Input - Inventory'!D74","v":"Lamp"},{"$f":"'Input - Inventory'!E74","v":"Traffic"},{"$f":"'Input - Inventory'!F74","v":"Major > 130w"},{"$f":"'Input - Inventory'!G74","v":"1"},null,{"$f":"CONCATENATE(D77,\" - \",C77)","v":"Lamp - INC1x1000"},null,{"$f":"AQ77+BA77+BL77+BT77+BX77+BZ77+CD77+CH77","v":92.266616398383562},{"$f":"INDIRECT(L$10&$B77&\"FY14\")","v":0},0,null,{"$f":"IF(AND($D77=\"Lamp\", OR($F77=O$9, O$9=\"All\")),INDIRECT(\"PriceBulkTask1\" & \"FY14\"),0)","v":0},0,{"$f":"IF(AND($D77=\"Lamp\", OR($F77=Q$9, Q$9=\"All\")),INDIRECT(\"PriceBulkTask2\" & \"FY14\"),0)","v":10.250990220048898},0.33333333333333331,{"$f":"IF(AND($D77=\"Lamp\", OR($F77=S$9, S$9=\"All\")),INDIRECT(\"PriceBulkTask3\" & \"FY14\"),0)","v":0},0,{"$f":"IF(AND($D77=\"Lamp\", OR($F77=U$9, U$9=\"All\")),INDIRECT(\"PriceBulkTask4\" & \"FY14\"),0)","v":10.250990220048898},4.9094211792429674E-3,{"$f":"IF(AND($D77=\"Lamp\", OR($F77=W$9, W$9=\"All\")),INDIRECT(\"PriceBulkTask5\" & \"FY14\"),0)","v":10.250990220048898},0.16666666666666666,{"$f":"IF(AND($D77=\"Lamp\", OR($F77=Y$9, Y$9=\"All\")),INDIRECT(\"PriceBulkTask6\" & \"FY14\"),0)","v":10.250990220048898},4.590314436538903E-3,{"$f":"IF(AND($D77=\"Lamp\", OR($F77=AA$9, AA$9=\"All\")),INDIRECT(\"PriceBulkTask7\" & \"FY14\"),0)","v":10.250990220048898},4.0032025620496396E-2,{"$f":"IF(AND($D77=\"Lamp\", OR($F77=AC$9, AC$9=\"All\")),INDIRECT(\"PriceBulkTask8\" & \"FY14\"),0)","v":153.76485330073348},2.1598272138228944E-2,{"$f":"IF(AND($D77=\"Lamp\", OR($F77=AE$9, AE$9=\"All\")),INDIRECT(\"PriceBulkTask9\" & \"FY14\"),0)","v":256.2747555012225},1.2221950623319483E-2,{"$f":"IF(AND($D77=\"Lamp\", OR($F77=AG$9, AG$9=\"All\")),INDIRECT(\"PriceBulkTask10\" & \"FY14\"),0)","v":0},0,{"$f":"IF(AND($D77=\"Lamp\", OR($F77=AI$9, AI$9=\"All\")),INDIRECT(\"PriceBulkTask11\" & \"FY14\"),0)","v":12301.188264058679},1.1123470522803115E-4,{"$f":"IF(AND($D77=\"Lamp\", OR($F77=AK$9, AK$9=\"All\")),INDIRECT(\"PriceBulkTask12\" & \"FY14\"),0)","v":8713.341687041564},2.4953586329427266E-4,{"$f":"IF(AND($D77=\"Lamp\", OR($F77=AM$9, AM$9=\"All\")),INDIRECT(\"PriceBulkTask13\" & \"FY14\"),0)","v":0},0,{"$f":"IF(AND($D77=\"Lamp\", OR($F77=AO$9, AO$9=\"All\")),INDIRECT(\"PriceBulkTask14\" & \"FY14\"),0)","v":0},0,15.629087555223613,null,{"$f":"IF($D77=\"Lamp\",$G77*INDIRECT(\"Price\" & $B77 & \"FY14\"),0)","v":102.50990220048899},0.33333333333333331,{"$f":"IF($D77=\"Lamp\",INDIRECT(\"PriceVisor\" & \"FY14\"),0)","v":39.54},4.9094211792429674E-3,{"$f":"IF($D77=\"Lamp\",INDIRECT(\"PricePECell\" & \"FY14\"),0)","v":10.73},0.16666666666666666,{"$f":"IF($D77=\"Lamp\",INDIRECT(\"PriceMisc\" & \"FY14\"),0)","v":0},4.9094211792429674E-3,36.1524192469236,null,72.129062586530523,0.06,2.2699999999999996,72.129062586530523,1.4200000000000001E-2,0,72.129062586530523,0.01,0,9.8239783242854557,null,{"$f":"IF($D77=\"Lamp\",INDIRECT(\"Price\" & $B77 & \"FY14\"),0)","v":102.50990220048899},0.06,{"$f":"IF($D77=\"Lamp\",INDIRECT(\"pRICEpecELL\" & \"FY14\"),0)","v":10.73},1.4200000000000001E-2,{"$f":"IF($D77=\"Lamp\",INDIRECT(\"PriceMisc\" & \"FY14\"),0)","v":0},0.01,6.3029601320293391,null,{"$f":"IF(AND($D77=\"Lamp\"),INDIRECT(\"PriceEWP\"&\"FY14\"),0)","v":29.73},0.13619999999999996,4.0492259999999991,null,{"$f":"IF($D77=\"Connection\",VLOOKUP(C77,'Input - General'!$F$62:$N$79,4,FALSE),0)","v":0},null,0.1801212933606588,71.957671258462,12.96110881429528,null,8.6527813038891108E-2,{"$f":"AQ77+BA77+BL77+BT77+BX77+BZ77+CD77","v":84.918780072757301},7.3478363256262558]
[null,{"$f":"'Input - Inventory'!B75","v":67},{"$f":"'Input - Inventory'!C75","v":"INC1x1440"},{"$f":"'Input - Inventory'!D75","v":"Lamp"},{"$f":"'Input - Inventory'!E75","v":"NonTraffic"},{"$f":"'Input - Inventory'!F75","v":"Major > 130w"},{"$f":"'Input - Inventory'!G75","v":"1"},null,"Lamp - INC1x1440",null,34.636629418517806,0,0,null,0,0,10.250990220048898,0.33333333333333331,0,0,10.250990220048898,4.9094211792429674E-3,10.250990220048898,0.16666666666666666,10.250990220048898,4.590314436538903E-3,10.250990220048898,4.0032025620496396E-2,153.76485330073348,2.1598272138228944E-2,256.2747555012225,1.2221950623319483E-2,0,0,12301.188264058679,1.1123470522803115E-4,8713.341687041564,2.4953586329427266E-4,0,0,0,0,15.629087555223613,null,0,0.33333333333333331,39.54,4.9094211792429674E-3,10.73,0.16666666666666666,0,0,1.9824518467606003,null,72.129062586530523,0.06,1.5133333333333332,72.129062586530523,1.4200000000000001E-2,0,72.129062586530523,0.01,0,6.5493188828569711,null,0,0.06,10.73,1.4200000000000001E-2,0,0.01,0.152366,null,29.73,9.0799999999999992E-2,2.699484,null,{"$f":"IF($D78=\"Connection\",VLOOKUP(C78,'Input - General'!$F$62:$N$79,4,FALSE),0)","v":0},null,0.1801212933606588,27.012708284841185,4.8655639534397777,null,8.6527813038891108E-2,31.87827223828096,2.7583571802368478]
[null,{"$f":"'Input - Inventory'!B76","v":68},{"$f":"'Input - Inventory'!C76","v":"INC1x150"},{"$f":"'Input - Inventory'!D76","v":"Lamp"},{"$f":"'Input - Inventory'!E76","v":"NonTraffic"},{"$f":"'Input - Inventory'!F76","v":"Major > 130w"},{"$f":"'Input - Inventory'!G76","v":"1"},null,"Lamp - INC1x150",null,39.806671359557868,0,0,null,0,0,10.250990220048898,0.33333333333333331,0,0,10.250990220048898,4.9094211792429674E-3,10.250990220048898,0.16666666666666666,10.250990220048898,4.590314436538903E-3,10.250990220048898,4.0032025620496396E-2,153.76485330073348,2.1598272138228944E-2,256.2747555012225,1.2221950623319483E-2,0,0,12301.188264058679,1.1123470522803115E-4,8713.341687041564,2.4953586329427266E-4,0,0,0,0,15.629087555223613,null,10.250990220048898,0.33333333333333331,39.54,4.9094211792429674E-3,10.73,0.16666666666666666,0,0,5.3994485867768995,null,72.129062586530523,0.06,1.5133333333333332,72.129062586530523,1.4200000000000001E-2,0,72.129062586530523,0.01,0,6.5493188828569711,null,10.250990220048898,0.06,10.73,1.4200000000000001E-2,0,0.01,0.76742541320293389,null,29.73,9.0799999999999992E-2,2.699484,null,{"$f":"IF($D79=\"Connection\",VLOOKUP(C79,'Input - General'!$F$62:$N$79,4,FALSE),0)","v":0},null,0.1801212933606588,31.044764438060419,5.5918231226604282,null,8.6527813038891108E-2,36.636587560720848,3.170083798837017]
[null,{"$f":"'Input - Inventory'!B77","v":69},{"$f":"'Input - Inventory'!C77","v":"INC1x150 (P09)"},{"$f":"'Input - Inventory'!D77","v":"Lamp"},{"$f":"'Input - Inventory'!E77","v":"NonTraffic"},{"$f":"'Input - Inventory'!F77","v":"Major > 130w"},{"$f":"'Input - Inventory'!G77","v":1},null,"Lamp - INC1x150 (P09)",null,39.806671359557868,13,517.48672767425228,null,0,0,10.250990220048898,0.33333333333333331,0,0,10.250990220048898,4.9094211792429674E-3,10.250990220048898,0.16666666666666666,10.250990220048898,4.590314436538903E-3,10.250990220048898,4.0032025620496396E-2,153.76485330073348,2.1598272138228944E-2,256.2747555012225,1.2221950623319483E-2,0,0,12301.188264058679,1.1123470522803115E-4,8713.341687041564,2.4953586329427266E-4,0,0,0,0,15.629087555223613,null,10.250990220048898,0.33333333333333331,39.54,4.9094211792429674E-3,10.73,0.16666666666666666,0,0,5.3994485867768995,null,72.129062586530523,0.06,1.5133333333333332,72.129062586530523,1.4200000000000001E-2,0,72.129062586530523,0.01,0,6.5493188828569711,null,10.250990220048898,0.06,10.73,1.4200000000000001E-2,0,0.01,0.76742541320293389,null,29.73,9.0799999999999992E-2,2.699484,null,{"$f":"IF($D80=\"Connection\",VLOOKUP(C80,'Input - General'!$F$62:$N$79,4,FALSE),0)","v":0},null,0.1801212933606588,31.044764438060419,5.5918231226604282,null,8.6527813038891108E-2,36.636587560720848,3.170083798837017]
[null,{"$f":"'Input - Inventory'!B78","v":70},{"$f":"'Input - Inventory'!C78","v":"INC1x200"},{"$f":"'Input - Inventory'!D78","v":"Lamp"},{"$f":"'Input - Inventory'!E78","v":"NonTraffic"},{"$f":"'Input - Inventory'!F78","v":"Major > 130w"},{"$f":"'Input - Inventory'!G78","v":"1"},null,"Lamp - INC1x200",null,39.806671359557868,0,0,null,0,0,10.250990220048898,0.33333333333333331,0,0,10.250990220048898,4.9094211792429674E-3,10.250990220048898,0.16666666666666666,10.250990220048898,4.590314436538903E-3,10.250990220048898,4.0032025620496396E-2,153.76485330073348,2.1598272138228944E-2,256.2747555012225,1.2221950623319483E-2,0,0,12301.188264058679,1.1123470522803115E-4,8713.341687041564,2.4953586329427266E-4,0,0,0,0,15.629087555223613,null,10.250990220048898,0.33333333333333331,39.54,4.9094211792429674E-3,10.73,0.16666666666666666,0,0,5.3994485867768995,null,72.129062586530523,0.06,1.5133333333333332,72.129062586530523,1.4200000000000001E-2,0,72.129062586530523,0.01,0,6.5493188828569711,null,10.250990220048898,0.06,10.73,1.4200000000000001E-2,0,0.01,0.76742541320293389,null,29.73,9.0799999999999992E-2,2.699484,null,{"$f":"IF($D81=\"Connection\",VLOOKUP(C81,'Input - General'!$F$62:$N$79,4,FALSE),0)","v":0},null,0.1801212933606588,31.044764438060419,5.5918231226604282,null,8.6527813038891108E-2,36.636587560720848,3.170083798837017]
[null,{"$f":"'Input - Inventory'!B79","v":71},{"$f":"'Input - Inventory'!C79","v":"INC1x300"},{"$f":"'Input - Inventory'!D79","v":"Lamp"},{"$f":"'Input - Inventory'!E79","v":"NonTraffic"},{"$f":"'Input - Inventory'!F79","v":"Major > 130w"},{"$f":"'Input - Inventory'!G79","v":"1"},null,"Lamp - INC1x300",null,50.146755241637962,0,0,null,0,0,10.250990220048898,0.33333333333333331,0,0,10.250990220048898,4.9094211792429674E-3,10.250990220048898,0.16666666666666666,10.250990220048898,4.590314436538903E-3,10.250990220048898,4.0032025620496396E-2,153.76485330073348,2.1598272138228944E-2,256.2747555012225,1.2221950623319483E-2,0,0,12301.188264058679,1.1123470522803115E-4,8713.341687041564,2.4953586329427266E-4,0,0,0,0,15.629087555223613,null,30.752970660146698,0.33333333333333331,39.54,4.9094211792429674E-3,10.73,0.16666666666666666,0,0,12.233442066809499,null,72.129062586530523,0.06,1.5133333333333332,72.129062586530523,1.4200000000000001E-2,0,72.129062586530523,0.01,0,6.5493188828569711,null,30.752970660146698,0.06,10.73,1.4200000000000001E-2,0,0.01,1.9975442396088019,null,29.73,9.0799999999999992E-2,2.699484,null,{"$f":"IF($D82=\"Connection\",VLOOKUP(C82,'Input - General'!$F$62:$N$79,4,FALSE),0)","v":0},null,0.1801212933606588,39.108876744498886,7.0443414611017303,null,8.6527813038891108E-2,46.153218205600609,3.9935370360373548]
[null,{"$f":"'Input - Inventory'!B80","v":72},{"$f":"'Input - Inventory'!C80","v":"INC1x40"},{"$f":"'Input - Inventory'!D80","v":"Lamp"},{"$f":"'Input - Inventory'!E80","v":"NonTraffic"},{"$f":"'Input - Inventory'!F80","v":"Minor < 130w"},{"$f":"'Input - Inventory'!G80","v":"1"},null,"Lamp - INC1x40",null,40.674651783775971,0,0,null,10.250990220048898,0.33333333333333331,0,0,10.250990220048898,1.8504811250925242E-2,0,0,10.250990220048898,0.16666666666666666,10.250990220048898,4.590314436538903E-3,10.250990220048898,4.0032025620496396E-2,153.76485330073348,2.1598272138228944E-2,256.2747555012225,1.2221950623319483E-2,0,0,12301.188264058679,1.1123470522803115E-4,8713.341687041564,2.4953586329427266E-4,0,0,0,0,15.768453765886179,null,10.250990220048898,0.33333333333333331,39.54,1.8504811250925242E-2,10.73,0.16666666666666666,0,1.8504811250925242E-2,5.9370103102112166,null,72.129062586530523,0.06,1.5133333333333332,72.129062586530523,1.4200000000000001E-2,0,72.129062586530523,0.01,0,6.5493188828569711,null,10.250990220048898,0.06,10.73,1.4200000000000001E-2,0,0.01,0.76742541320293389,null,29.73,9.0799999999999992E-2,2.699484,null,{"$f":"IF($D83=\"Connection\",VLOOKUP(C83,'Input - General'!$F$62:$N$79,4,FALSE),0)","v":0},null,0.1801212933606588,31.7216923721573,5.7137522576619171,null,8.6527813038891108E-2,37.435444629819216,3.2392071539567571]
[null,{"$f":"'Input - Inventory'!B81","v":73},{"$f":"'Input - Inventory'!C81","v":"INC1x500"},{"$f":"'Input - Inventory'!D81","v":"Lamp"},{"$f":"'Input - Inventory'!E81","v":"NonTraffic"},{"$f":"'Input - Inventory'!F81","v":"Major > 130w"},{"$f":"'Input - Inventory'!G81","v":"1"},null,"Lamp - INC1x500",null,50.146755241637962,0,0,null,0,0,10.250990220048898,0.33333333333333331,0,0,10.250990220048898,4.9094211792429674E-3,10.250990220048898,0.16666666666666666,10.250990220048898,4.590314436538903E-3,10.250990220048898,4.0032025620496396E-2,153.76485330073348,2.1598272138228944E-2,256.2747555012225,1.2221950623319483E-2,0,0,12301.188264058679,1.1123470522803115E-4,8713.341687041564,2.4953586329427266E-4,0,0,0,0,15.629087555223613,null,30.752970660146698,0.33333333333333331,39.54,4.9094211792429674E-3,10.73,0.16666666666666666,0,0,12.233442066809499,null,72.129062586530523,0.06,1.5133333333333332,72.129062586530523,1.4200000000000001E-2,0,72.129062586530523,0.01,0,6.5493188828569711,null,30.752970660146698,0.06,10.73,1.4200000000000001E-2,0,0.01,1.9975442396088019,null,29.73,9.0799999999999992E-2,2.699484,null,{"$f":"IF($D84=\"Connection\",VLOOKUP(C84,'Input - General'!$F$62:$N$79,4,FALSE),0)","v":0},null,0.1801212933606588,39.108876744498886,7.0443414611017303,null,8.6527813038891108E-2,46.153218205600609,3.9935370360373548]
[null,{"$f":"'Input - Inventory'!B82","v":74},{"$f":"'Input - Inventory'!C82","v":"INC1x60"},{"$f":"'Input - Inventory'!D82","v":"Lamp"},{"$f":"'Input - Inventory'!E82","v":"NonTraffic"},{"$f":"'Input - Inventory'!F82","v":"Minor < 130w"},{"$f":"'Input - Inventory'!G82","v":"1"},null,"Lamp - INC1x60",null,40.674651783775971,0,0,null,10.250990220048898,0.33333333333333331,0,0,10.250990220048898,1.8504811250925242E-2,0,0,10.250990220048898,0.16666666666666666,10.250990220048898,4.590314436538903E-3,10.250990220048898,4.0032025620496396E-2,153.76485330073348,2.1598272138228944E-2,256.2747555012225,1.2221950623319483E-2,0,0,12301.188264058679,1.1123470522803115E-4,8713.341687041564,2.4953586329427266E-4,0,0,0,0,15.768453765886179,null,10.250990220048898,0.33333333333333331,39.54,1.8504811250925242E-2,10.73,0.16666666666666666,0,1.8504811250925242E-2,5.9370103102112166,null,72.129062586530523,0.06,1.5133333333333332,72.129062586530523,1.4200000000000001E-2,0,72.129062586530523,0.01,0,6.5493188828569711,null,10.250990220048898,0.06,10.73,1.4200000000000001E-2,0,0.01,0.76742541320293389,null,29.73,9.0799999999999992E-2,2.699484,null,{"$f":"IF($D85=\"Connection\",VLOOKUP(C85,'Input - General'!$F$62:$N$79,4,FALSE),0)","v":0},null,0.1801212933606588,31.7216923721573,5.7137522576619171,null,8.6527813038891108E-2,37.435444629819216,3.2392071539567571]
[null,{"$f":"'Input - Inventory'!B83","v":75},{"$f":"'Input - Inventory'!C83","v":"INC1x75"},{"$f":"'Input - Inventory'!D83","v":"Lamp"},{"$f":"'Input - Inventory'!E83","v":"NonTraffic"},{"$f":"'Input - Inventory'!F83","v":"Minor < 130w"},{"$f":"'Input - Inventory'!G83","v":"1"},null,"Lamp - INC1x75",null,40.674651783775971,0,0,null,10.250990220048898,0.33333333333333331,0,0,10.250990220048898,1.8504811250925242E-2,0,0,10.250990220048898,0.16666666666666666,10.250990220048898,4.590314436538903E-3,10.250990220048898,4.0032025620496396E-2,153.76485330073348,2.1598272138228944E-2,256.2747555012225,1.2221950623319483E-2,0,0,12301.188264058679,1.1123470522803115E-4,8713.341687041564,2.4953586329427266E-4,0,0,0,0,15.768453765886179,null,10.250990220048898,0.33333333333333331,39.54,1.8504811250925242E-2,10.73,0.16666666666666666,0,1.8504811250925242E-2,5.9370103102112166,null,72.129062586530523,0.06,1.5133333333333332,72.129062586530523,1.4200000000000001E-2,0,72.129062586530523,0.01,0,6.5493188828569711,null,10.250990220048898,0.06,10.73,1.4200000000000001E-2,0,0.01,0.76742541320293389,null,29.73,9.0799999999999992E-2,2.699484,null,{"$f":"IF($D86=\"Connection\",VLOOKUP(C86,'Input - General'!$F$62:$N$79,4,FALSE),0)","v":0},null,0.1801212933606588,31.7216923721573,5.7137522576619171,null,8.6527813038891108E-2,37.435444629819216,3.2392071539567571]
[null,{"$f":"'Input - Inventory'!B84","v":76},{"$f":"'Input - Inventory'!C84","v":"INC3x100"},{"$f":"'Input - Inventory'!D84","v":"Lamp"},{"$f":"'Input - Inventory'!E84","v":"NonTraffic"},{"$f":"'Input - Inventory'!F84","v":"Minor < 130w"},{"$f":"'Input - Inventory'!G84","v":"3"},null,"Lamp - INC3x100",null,49.437434734691323,0,0,null,10.250990220048898,0.33333333333333331,0,0,10.250990220048898,1.8504811250925242E-2,0,0,10.250990220048898,0.16666666666666666,10.250990220048898,4.590314436538903E-3,10.250990220048898,4.0032025620496396E-2,153.76485330073348,2.1598272138228944E-2,256.2747555012225,1.2221950623319483E-2,0,0,12301.188264058679,1.1123470522803115E-4,8713.341687041564,2.4953586329427266E-4,0,0,0,0,15.768453765886179,null,30.752970660146694,0.33333333333333331,39.54,1.8504811250925242E-2,10.73,0.16666666666666666,0,1.8504811250925242E-2,12.771003790243816,null,72.129062586530523,0.06,1.5133333333333332,72.129062586530523,1.4200000000000001E-2,0,72.129062586530523,0.01,0,6.5493188828569711,null,10.250990220048898,0.06,10.73,1.4200000000000001E-2,0,0.01,0.76742541320293389,null,29.73,9.0799999999999992E-2,2.699484,null,{"$f":"IF($D87=\"Connection\",VLOOKUP(C87,'Input - General'!$F$62:$N$79,4,FALSE),0)","v":0},null,0.1801212933606588,38.555685852189896,6.9447000021036978,null,8.6527813038891108E-2,45.500385854293597,3.9370488803977222]
[null,{"$f":"'Input - Inventory'!B85","v":77},{"$f":"'Input - Inventory'!C85","v":"LED1x237"},{"$f":"'Input - Inventory'!D85","v":"Lamp"},{"$f":"'Input - Inventory'!E85","v":"NonTraffic"},{"$f":"'Input - Inventory'!F85","v":"Major > 130w"},{"$f":"'Input - Inventory'!G85","v":1},null,"Lamp - LED1x237",null,24.754016802742488,1,24.754016802742488,null,0,0,10.250990220048898,0.33333333333333331,0,0,10.250990220048898,4.9094211792429674E-3,10.250990220048898,0.16666666666666666,10.250990220048898,4.590314436538903E-3,10.250990220048898,4.0032025620496396E-2,153.76485330073348,2.1598272138228944E-2,256.2747555012225,1.2221950623319483E-2,0,0,12301.188264058679,1.1123470522803115E-4,8713.341687041564,2.4953586329427266E-4,0,0,0,0,15.629087555223613,null,0,0.33333333333333331,39.54,4.9094211792429674E-3,10.73,0.16666666666666666,0,0,1.9824518467606003,null,72.129062586530523,0.01,1.5133333333333332,72.129062586530523,1.4200000000000001E-2,0,72.129062586530523,0.01,0,1.0915531471428286,null,0,0.01,10.73,1.4200000000000001E-2,0,0.01,0.152366,null,29.73,1.5133333333333332E-2,0.44991399999999998,null,{"$f":"IF($D88=\"Connection\",VLOOKUP(C88,'Input - General'!$F$62:$N$79,4,FALSE),0)","v":0},null,0.1801212933606588,19.305372549127043,3.4773086723581215,null,8.6527813038891108E-2,22.782681221485163,1.9713355812573234]
[null,{"$f":"'Input - Inventory'!B86","v":78},{"$f":"'Input - Inventory'!C86","v":"LED1x29"},{"$f":"'Input - Inventory'!D86","v":"Lamp"},{"$f":"'Input - Inventory'!E86","v":"NonTraffic"},{"$f":"'Input - Inventory'!F86","v":"Minor < 130w"},{"$f":"'Input - Inventory'!G86","v":1},null,"Lamp - LED1x29",null,23.431301489231764,1391,32592.940371521385,null,10.250990220048898,{"$f":"1/6","v":0.16666666666666666},0,0,10.250990220048898,1.8504811250925242E-2,0,0,10.250990220048898,0.16666666666666666,10.250990220048898,4.590314436538903E-3,10.250990220048898,4.0032025620496396E-2,153.76485330073348,2.1598272138228944E-2,256.2747555012225,1.2221950623319483E-2,0,0,12301.188264058679,1.1123470522803115E-4,8713.341687041564,2.4953586329427266E-4,0,0,0,0,14.059955395878028,null,0,0.16666666666666666,39.54,1.8504811250925242E-2,10.73,0.16666666666666666,0,1.8504811250925242E-2,2.5200135701949176,null,72.129062586530523,0.01,1.5133333333333332,72.129062586530523,1.4200000000000001E-2,0,72.129062586530523,0.01,0,1.0915531471428286,null,0,0.01,10.73,1.4200000000000001E-2,0,0.01,0.152366,null,29.73,1.5133333333333332E-2,0.44991399999999998,null,{"$f":"IF($D89=\"Connection\",VLOOKUP(C89,'Input - General'!$F$62:$N$79,4,FALSE),0)","v":0},null,0.1801212933606588,18.273802113215773,3.2915008712491649,null,8.6527813038891108E-2,21.565302984464942,1.8659985047668231]
[null,{"$f":"'Input - Inventory'!B87","v":79},{"$f":"'Input - Inventory'!C87","v":"MBF1x1000"},{"$f":"'Input - Inventory'!D87","v":"Lamp"},{"$f":"'Input - Inventory'!E87","v":"Traffic"},{"$f":"'Input - Inventory'!F87","v":"Major > 130w"},{"$f":"'Input - Inventory'!G87","v":"1"},null,"Lamp - MBF1x1000",null,100.82501885312332,1,100.82501885312332,null,0,0,10.250990220048898,0.33333333333333331,0,0,10.250990220048898,4.9094211792429674E-3,10.250990220048898,0.16666666666666666,10.250990220048898,4.590314436538903E-3,10.250990220048898,4.0032025620496396E-2,153.76485330073348,2.1598272138228944E-2,256.2747555012225,1.2221950623319483E-2,0,0,12301.188264058679,1.1123470522803115E-4,8713.341687041564,2.4953586329427266E-4,0,0,0,0,15.629087555223613,null,102.50990220048899,0.33333333333333331,39.54,4.9094211792429674E-3,10.73,0.16666666666666666,0,4.9094211792429674E-3,36.1524192469236,null,72.129062586530523,0.08,2.2699999999999996,72.129062586530523,1.4200000000000001E-2,0,72.129062586530523,0.01,0,13.09863776571394,null,102.50990220048899,0.08,10.73,1.4200000000000001E-2,0,0.01,8.3531581760391198,null,29.73,0.18159999999999996,5.3989679999999991,null,{"$f":"IF($D90=\"Connection\",VLOOKUP(C90,'Input - General'!$F$62:$N$79,4,FALSE),0)","v":0},null,0.1801212933606588,78.632270743900278,14.163346306276811,null,8.6527813038891108E-2,92.795617050177071,8.029401802946257]
[null,{"$f":"'Input - Inventory'!B88","v":80},{"$f":"'Input - Inventory'!C88","v":"MBF1x1000 (P09)"},{"$f":"'Input - Inventory'!D88","v":"Lamp"},{"$f":"'Input - Inventory'!E88","v":"Traffic"},{"$f":"'Input - Inventory'!F88","v":"Major > 130w"},{"$f":"'Input - Inventory'!G88","v":1},null,"Lamp - MBF1x1000 (P09)",null,100.82501885312332,13,1310.7252450906033,null,0,0,10.250990220048898,0.33333333333333331,0,0,10.250990220048898,4.9094211792429674E-3,10.250990220048898,0.16666666666666666,10.250990220048898,4.590314436538903E-3,10.250990220048898,4.0032025620496396E-2,153.76485330073348,2.1598272138228944E-2,256.2747555012225,1.2221950623319483E-2,0,0,12301.188264058679,1.1123470522803115E-4,8713.341687041564,2.4953586329427266E-4,0,0,0,0,15.629087555223613,null,102.50990220048899,0.33333333333333331,39.54,4.9094211792429674E-3,10.73,0.16666666666666666,0,4.9094211792429674E-3,36.1524192469236,null,72.129062586530523,0.08,2.2699999999999996,72.129062586530523,1.4200000000000001E-2,0,72.129062586530523,0.01,0,13.09863776571394,null,102.50990220048899,0.08,10.73,1.4200000000000001E-2,0,0.01,8.3531581760391198,null,29.73,0.18159999999999996,5.3989679999999991,null,{"$f":"IF($D91=\"Connection\",VLOOKUP(C91,'Input - General'!$F$62:$N$79,4,FALSE),0)","v":0},null,0.1801212933606588,78.632270743900278,14.163346306276811,null,8.6527813038891108E-2,92.795617050177071,8.029401802946257]
[null,{"$f":"'Input - Inventory'!B89","v":81},{"$f":"'Input - Inventory'!C89","v":"MBF1x125"},{"$f":"'Input - Inventory'!D89","v":"Lamp"},{"$f":"'Input - Inventory'!E89","v":"NonTraffic"},{"$f":"'Input - Inventory'!F89","v":"Minor < 130w"},{"$f":"'Input - Inventory'!G89","v":"1"},null,"Lamp - MBF1x125",null,56.631941288136247,338,19141.596155390052,null,10.250990220048898,0.33333333333333331,0,0,10.250990220048898,1.8504811250925242E-2,0,0,10.250990220048898,0.16666666666666666,10.250990220048898,4.590314436538903E-3,10.250990220048898,4.0032025620496396E-2,153.76485330073348,2.1598272138228944E-2,256.2747555012225,1.2221950623319483E-2,0,0,12301.188264058679,1.1123470522803115E-4,8713.341687041564,2.4953586329427266E-4,0,0,0,0,15.768453765886179,null,10.250990220048898,0.33333333333333331,39.54,1.8504811250925242E-2,10.73,0.16666666666666666,0,1.8504811250925242E-2,5.9370103102112166,null,72.129062586530523,0.13570000000000002,1.5133333333333332,72.129062586530523,1.4200000000000001E-2,0,72.129062586530523,0.01,0,14.812376206728183,null,10.250990220048898,0.13570000000000002,10.73,1.4200000000000001E-2,0,0.01,1.5434253728606355,null,29.73,0.20535933333333334,6.10533298,null,{"$f":"IF($D92=\"Connection\",VLOOKUP(C92,'Input - General'!$F$62:$N$79,4,FALSE),0)","v":0},null,0.1801212933606588,44.166598635686213,7.9553448696009088,null,8.6527813038891108E-2,52.121943505287121,4.5099977828491289]
[null,{"$f":"'Input - Inventory'!B90","v":82},{"$f":"'Input - Inventory'!C90","v":"MBF1x125 (P09)"},{"$f":"'Input - Inventory'!D90","v":"Lamp"},{"$f":"'Input - Inventory'!E90","v":"NonTraffic"},{"$f":"'Input - Inventory'!F90","v":"Minor < 130w"},{"$f":"'Input - Inventory'!G90","v":1},null,"Lamp - MBF1x125 (P09)",null,56.631941288136247,5341,302471.19841993571,null,10.250990220048898,0.33333333333333331,0,0,10.250990220048898,1.8504811250925242E-2,0,0,10.250990220048898,0.16666666666666666,10.250990220048898,4.590314436538903E-3,10.250990220048898,4.0032025620496396E-2,153.76485330073348,2.1598272138228944E-2,256.2747555012225,1.2221950623319483E-2,0,0,12301.188264058679,1.1123470522803115E-4,8713.341687041564,2.4953586329427266E-4,0,0,0,0,15.768453765886179,null,10.250990220048898,0.33333333333333331,39.54,1.8504811250925242E-2,10.73,0.16666666666666666,0,1.8504811250925242E-2,5.9370103102112166,null,72.129062586530523,0.13570000000000002,1.5133333333333332,72.129062586530523,1.4200000000000001E-2,0,72.129062586530523,0.01,0,14.812376206728183,null,10.250990220048898,0.13570000000000002,10.73,1.4200000000000001E-2,0,0.01,1.5434253728606355,null,29.73,0.20535933333333334,6.10533298,null,{"$f":"IF($D93=\"Connection\",VLOOKUP(C93,'Input - General'!$F$62:$N$79,4,FALSE),0)","v":0},null,0.1801212933606588,44.166598635686213,7.9553448696009088,null,8.6527813038891108E-2,52.121943505287121,4.5099977828491289]
[null,{"$f":"'Input - Inventory'!B91","v":83},{"$f":"'Input - Inventory'!C91","v":"MBF1x160"},{"$f":"'Input - Inventory'!D91","v":"Lamp"},{"$f":"'Input - Inventory'!E91","v":"NonTraffic"},{"$f":"'Input - Inventory'!F91","v":"Major > 130w"},{"$f":"'Input - Inventory'!G91","v":"1"},null,"Lamp - MBF1x160",null,35.590742824720273,1,35.590742824720273,null,0,0,10.250990220048898,0.33333333333333331,0,0,10.250990220048898,4.9094211792429674E-3,10.250990220048898,0.16666666666666666,10.250990220048898,4.590314436538903E-3,10.250990220048898,4.0032025620496396E-2,153.76485330073348,2.1598272138228944E-2,256.2747555012225,1.2221950623319483E-2,0,0,12301.188264058679,1.1123470522803115E-4,8713.341687041564,2.4953586329427266E-4,0,0,0,0,15.629087555223613,null,10.250990220048898,0.33333333333333331,39.54,4.9094211792429674E-3,10.73,0.16666666666666666,0,0,5.3994485867768995,null,72.129062586530523,0.04,1.5133333333333332,72.129062586530523,1.4200000000000001E-2,0,72.129062586530523,0.01,0,4.3662125885713143,null,10.250990220048898,0.04,10.73,1.4200000000000001E-2,0,0.01,0.562405608801956,null,29.73,6.0533333333333328E-2,1.7996559999999999,null,{"$f":"IF($D94=\"Connection\",VLOOKUP(C94,'Input - General'!$F$62:$N$79,4,FALSE),0)","v":0},null,0.1801212933606588,27.756810339373782,4.9995925778945125,null,8.6527813038891108E-2,32.756402917268296,2.8343399074519784]
[null,{"$f":"'Input - Inventory'!B92","v":84},{"$f":"'Input - Inventory'!C92","v":"MBF1x250"},{"$f":"'Input - Inventory'!D92","v":"Lamp"},{"$f":"'Input - Inventory'!E92","v":"Traffic"},{"$f":"'Input - Inventory'!F92","v":"Major > 130w"},{"$f":"'Input - Inventory'!G92","v":"1"},null,"Lamp - MBF1x250",null,63.776913011308302,1153,73534.780702038479,null,0,0,10.250990220048898,0.33333333333333331,0,0,10.250990220048898,4.9094211792429674E-3,10.250990220048898,0.16666666666666666,10.250990220048898,4.590314436538903E-3,10.250990220048898,4.0032025620496396E-2,153.76485330073348,2.1598272138228944E-2,256.2747555012225,1.2221950623319483E-2,0,0,12301.188264058679,1.1123470522803115E-4,8713.341687041564,2.4953586329427266E-4,0,0,0,0,15.629087555223613,null,10.250990220048898,0.33333333333333331,39.54,4.9094211792429674E-3,10.73,0.16666666666666666,0,4.9094211792429674E-3,5.3994485867768995,null,72.129062586530523,0.11826666666666664,2.2699999999999996,72.129062586530523,1.4200000000000001E-2,0,72.129062586530523,0.01,0,19.36415283031377,null,10.250990220048898,0.11826666666666664,10.73,1.4200000000000001E-2,0,0.01,1.3647164433577827,null,29.73,0.26846533333333322,7.9814743599999964,null,{"$f":"IF($D95=\"Connection\",VLOOKUP(C95,'Input - General'!$F$62:$N$79,4,FALSE),0)","v":0},null,0.1801212933606588,49.738879775672061,8.9590313555043668,null,8.6527813038891108E-2,58.697911131176426,5.0790018801318793]
[null,{"$f":"'Input - Inventory'!B93","v":85},{"$f":"'Input - Inventory'!C93","v":"MBF1x250 (P09)"},{"$f":"'Input - Inventory'!D93","v":"Lamp"},{"$f":"'Input - Inventory'!E93","v":"Traffic"},{"$f":"'Input - Inventory'!F93","v":"Major > 130w"},{"$f":"'Input - Inventory'!G93","v":1},null,"Lamp - MBF1x250 (P09)",null,63.776913011308302,16912,1078595.152847246,null,0,0,10.250990220048898,0.33333333333333331,0,0,10.250990220048898,4.9094211792429674E-3,10.250990220048898,0.16666666666666666,10.250990220048898,4.590314436538903E-3,10.250990220048898,4.0032025620496396E-2,153.76485330073348,2.1598272138228944E-2,256.2747555012225,1.2221950623319483E-2,0,0,12301.188264058679,1.1123470522803115E-4,8713.341687041564,2.4953586329427266E-4,0,0,0,0,15.629087555223613,null,10.250990220048898,0.33333333333333331,39.54,4.9094211792429674E-3,10.73,0.16666666666666666,0,4.9094211792429674E-3,5.3994485867768995,null,72.129062586530523,0.11826666666666664,2.2699999999999996,72.129062586530523,1.4200000000000001E-2,0,72.129062586530523,0.01,0,19.36415283031377,null,10.250990220048898,0.11826666666666664,10.73,1.4200000000000001E-2,0,0.01,1.3647164433577827,null,29.73,0.26846533333333322,7.9814743599999964,null,{"$f":"IF($D96=\"Connection\",VLOOKUP(C96,'Input - General'!$F$62:$N$79,4,FALSE),0)","v":0},null,0.1801212933606588,49.738879775672061,8.9590313555043668,null,8.6527813038891108E-2,58.697911131176426,5.0790018801318793]
[null,{"$f":"'Input - Inventory'!B94","v":86},{"$f":"'Input - Inventory'!C94","v":"MBF1x400"},{"$f":"'Input - Inventory'!D94","v":"Lamp"},{"$f":"'Input - Inventory'!E94","v":"Traffic"},{"$f":"'Input - Inventory'!F94","v":"Major > 130w"},{"$f":"'Input - Inventory'!G94","v":"1"},null,"Lamp - MBF1x400",null,65.964912385132379,343,22625.964948100405,null,0,0,10.250990220048898,0.33333333333333331,0,0,10.250990220048898,4.9094211792429674E-3,10.250990220048898,0.16666666666666666,10.250990220048898,4.590314436538903E-3,10.250990220048898,4.0032025620496396E-2,153.76485330073348,2.1598272138228944E-2,256.2747555012225,1.2221950623319483E-2,0,0,12301.188264058679,1.1123470522803115E-4,8713.341687041564,2.4953586329427266E-4,0,0,0,0,15.629087555223613,null,10.250990220048898,0.33333333333333331,39.54,4.9094211792429674E-3,10.73,0.16666666666666666,0,4.9094211792429674E-3,5.3994485867768995,null,72.129062586530523,0.12533333333333332,2.2699999999999996,72.129062586530523,1.4200000000000001E-2,0,72.129062586530523,0.01,0,20.521199166285172,null,10.250990220048898,0.12533333333333332,10.73,1.4200000000000001E-2,0,0.01,1.4371567742461284,null,29.73,0.28450666666666657,8.4583831999999965,null,{"$f":"IF($D97=\"Connection\",VLOOKUP(C97,'Input - General'!$F$62:$N$79,4,FALSE),0)","v":0},null,0.1801212933606588,51.44527528253181,9.2663895211847613,null,8.6527813038891108E-2,60.711664803716573,5.2532475814158133]
[null,{"$f":"'Input - Inventory'!B95","v":87},{"$f":"'Input - Inventory'!C95","v":"MBF1x400 (P09)"},{"$f":"'Input - Inventory'!D95","v":"Lamp"},{"$f":"'Input - Inventory'!E95","v":"Traffic"},{"$f":"'Input - Inventory'!F95","v":"Major > 130w"},{"$f":"'Input - Inventory'!G95","v":1},null,"Lamp - MBF1x400 (P09)",null,65.964912385132379,6550.5,432103.15857880964,null,0,0,10.250990220048898,0.33333333333333331,0,0,10.250990220048898,4.9094211792429674E-3,10.250990220048898,0.16666666666666666,10.250990220048898,4.590314436538903E-3,10.250990220048898,4.0032025620496396E-2,153.76485330073348,2.1598272138228944E-2,256.2747555012225,1.2221950623319483E-2,0,0,12301.188264058679,1.1123470522803115E-4,8713.341687041564,2.4953586329427266E-4,0,0,0,0,15.629087555223613,null,10.250990220048898,0.33333333333333331,39.54,4.9094211792429674E-3,10.73,0.16666666666666666,0,4.9094211792429674E-3,5.3994485867768995,null,72.129062586530523,0.12533333333333332,2.2699999999999996,72.129062586530523,1.4200000000000001E-2,0,72.129062586530523,0.01,0,20.521199166285172,null,10.250990220048898,0.12533333333333332,10.73,1.4200000000000001E-2,0,0.01,1.4371567742461284,null,29.73,0.28450666666666657,8.4583831999999965,null,{"$f":"IF($D98=\"Connection\",VLOOKUP(C98,'Input - General'!$F$62:$N$79,4,FALSE),0)","v":0},null,0.1801212933606588,51.44527528253181,9.2663895211847613,null,8.6527813038891108E-2,60.711664803716573,5.2532475814158133]
[null,{"$f":"'Input - Inventory'!B96","v":88},{"$f":"'Input - Inventory'!C96","v":"MBF1x42"},{"$f":"'Input - Inventory'!D96","v":"Lamp"},{"$f":"'Input - Inventory'!E96","v":"NonTraffic"},{"$f":"'Input - Inventory'!F96","v":"Minor < 130w"},{"$f":"'Input - Inventory'!G96","v":"1"},null,"Lamp - MBF1x42",null,60.510595540186834,197,11920.587321416806,null,10.250990220048898,0.33333333333333331,0,0,10.250990220048898,1.8504811250925242E-2,0,0,10.250990220048898,0.16666666666666666,10.250990220048898,4.590314436538903E-3,10.250990220048898,4.0032025620496396E-2,153.76485330073348,2.1598272138228944E-2,256.2747555012225,1.2221950623319483E-2,0,0,12301.188264058679,1.1123470522803115E-4,8713.341687041564,2.4953586329427266E-4,0,0,0,0,15.768453765886179,null,10.250990220048898,0.33333333333333331,39.54,1.8504811250925242E-2,10.73,0.16666666666666666,0,1.8504811250925242E-2,5.9370103102112166,null,72.129062586530523,0.15409999999999999,1.5133333333333332,72.129062586530523,1.4200000000000001E-2,0,72.129062586530523,0.01,0,16.820833997470984,null,10.250990220048898,0.15409999999999999,10.73,1.4200000000000001E-2,0,0.01,1.732043592909535,null,29.73,0.23320466666666662,6.9331747399999983,null,{"$f":"IF($D99=\"Connection\",VLOOKUP(C99,'Input - General'!$F$62:$N$79,4,FALSE),0)","v":0},null,0.1801212933606588,47.191516406477916,8.5001969707855505,null,8.6527813038891108E-2,55.691713377263468,4.818882162923364]
[null,{"$f":"'Input - Inventory'!B97","v":89},{"$f":"'Input - Inventory'!C97","v":"MBF1x42 (P09)"},{"$f":"'Input - Inventory'!D97","v":"Lamp"},{"$f":"'Input - Inventory'!E97","v":"NonTraffic"},{"$f":"'Input - Inventory'!F97","v":"Minor < 130w"},{"$f":"'Input - Inventory'!G97","v":1},null,"Lamp - MBF1x42 (P09)",null,60.510595540186834,52383.5,3169756.7814793768,null,10.250990220048898,0.33333333333333331,0,0,10.250990220048898,1.8504811250925242E-2,0,0,10.250990220048898,0.16666666666666666,10.250990220048898,4.590314436538903E-3,10.250990220048898,4.0032025620496396E-2,153.76485330073348,2.1598272138228944E-2,256.2747555012225,1.2221950623319483E-2,0,0,12301.188264058679,1.1123470522803115E-4,8713.341687041564,2.4953586329427266E-4,0,0,0,0,15.768453765886179,null,10.250990220048898,0.33333333333333331,39.54,1.8504811250925242E-2,10.73,0.16666666666666666,0,1.8504811250925242E-2,5.9370103102112166,null,72.129062586530523,0.15409999999999999,1.5133333333333332,72.129062586530523,1.4200000000000001E-2,0,72.129062586530523,0.01,0,16.820833997470984,null,10.250990220048898,0.15409999999999999,10.73,1.4200000000000001E-2,0,0.01,1.732043592909535,null,29.73,0.23320466666666662,6.9331747399999983,null,{"$f":"IF($D100=\"Connection\",VLOOKUP(C100,'Input - General'!$F$62:$N$79,4,FALSE),0)","v":0},null,0.1801212933606588,47.191516406477916,8.5001969707855505,null,8.6527813038891108E-2,55.691713377263468,4.818882162923364]
[null,{"$f":"'Input - Inventory'!B98","v":90},{"$f":"'Input - Inventory'!C98","v":"MBF1x50"},{"$f":"'Input - Inventory'!D98","v":"Lamp"},{"$f":"'Input - Inventory'!E98","v":"NonTraffic"},{"$f":"'Input - Inventory'!F98","v":"Minor < 130w"},{"$f":"'Input - Inventory'!G98","v":"1"},null,"Lamp - MBF1x50",null,67.888470476152605,271,18397.775499037358,null,10.250990220048898,0.33333333333333331,0,0,10.250990220048898,1.8504811250925242E-2,0,0,10.250990220048898,0.16666666666666666,10.250990220048898,4.590314436538903E-3,10.250990220048898,4.0032025620496396E-2,153.76485330073348,2.1598272138228944E-2,256.2747555012225,1.2221950623319483E-2,0,0,12301.188264058679,1.1123470522803115E-4,8713.341687041564,2.4953586329427266E-4,0,0,0,0,15.768453765886179,null,10.250990220048898,0.33333333333333331,39.54,1.8504811250925242E-2,10.73,0.16666666666666666,0,1.8504811250925242E-2,5.9370103102112166,null,72.129062586530523,0.18909999999999996,1.5133333333333332,72.129062586530523,1.4200000000000001E-2,0,72.129062586530523,0.01,0,20.641270012470883,null,10.250990220048898,0.18909999999999996,10.73,1.4200000000000001E-2,0,0.01,2.0908282506112466,null,29.73,0.28617133333333328,8.5078737399999991,null,{"$f":"IF($D101=\"Connection\",VLOOKUP(C101,'Input - General'!$F$62:$N$79,4,FALSE),0)","v":0},null,0.1801212933606588,52.945436079179522,9.5366004241259024,null,8.6527813038891108E-2,62.48203650330543,5.4064339728471822]
[null,{"$f":"'Input - Inventory'!B99","v":91},{"$f":"'Input - Inventory'!C99","v":"MBF1x50 (P09)"},{"$f":"'Input - Inventory'!D99","v":"Lamp"},{"$f":"'Input - Inventory'!E99","v":"NonTraffic"},{"$f":"'Input - Inventory'!F99","v":"Minor < 130w"},{"$f":"'Input - Inventory'!G99","v":1},null,"Lamp - MBF1x50 (P09)",null,67.888470476152605,11869,805768.25608145527,null,10.250990220048898,0.33333333333333331,0,0,10.250990220048898,1.8504811250925242E-2,0,0,10.250990220048898,0.16666666666666666,10.250990220048898,4.590314436538903E-3,10.250990220048898,4.0032025620496396E-2,153.76485330073348,2.1598272138228944E-2,256.2747555012225,1.2221950623319483E-2,0,0,12301.188264058679,1.1123470522803115E-4,8713.341687041564,2.4953586329427266E-4,0,0,0,0,15.768453765886179,null,10.250990220048898,0.33333333333333331,39.54,1.8504811250925242E-2,10.73,0.16666666666666666,0,1.8504811250925242E-2,5.9370103102112166,null,72.129062586530523,0.18909999999999996,1.5133333333333332,72.129062586530523,1.4200000000000001E-2,0,72.129062586530523,0.01,0,20.641270012470883,null,10.250990220048898,0.18909999999999996,10.73,1.4200000000000001E-2,0,0.01,2.0908282506112466,null,29.73,0.28617133333333328,8.5078737399999991,null,{"$f":"IF($D102=\"Connection\",VLOOKUP(C102,'Input - General'!$F$62:$N$79,4,FALSE),0)","v":0},null,0.1801212933606588,52.945436079179522,9.5366004241259024,null,8.6527813038891108E-2,62.48203650330543,5.4064339728471822]
[null,{"$f":"'Input - Inventory'!B100","v":92},{"$f":"'Input - Inventory'!C100","v":"MBF1x500"},{"$f":"'Input - Inventory'!D100","v":"Lamp"},{"$f":"'Input - Inventory'!E100","v":"Traffic"},{"$f":"'Input - Inventory'!F100","v":"Major > 130w"},{"$f":"'Input - Inventory'!G100","v":"1"},null,"Lamp - MBF1x500",null,83.708213943643756,0,0,null,0,0,10.250990220048898,0.33333333333333331,0,0,10.250990220048898,4.9094211792429674E-3,10.250990220048898,0.16666666666666666,10.250990220048898,4.590314436538903E-3,10.250990220048898,4.0032025620496396E-2,153.76485330073348,2.1598272138228944E-2,256.2747555012225,1.2221950623319483E-2,0,0,12301.188264058679,1.1123470522803115E-4,8713.341687041564,2.4953586329427266E-4,0,0,0,0,15.629087555223613,null,102.50990220048899,0.33333333333333331,39.54,4.9094211792429674E-3,10.73,0.16666666666666666,0,4.9094211792429674E-3,36.1524192469236,null,72.129062586530523,0.04,2.2699999999999996,72.129062586530523,1.4200000000000001E-2,0,72.129062586530523,0.01,0,6.5493188828569702,null,102.50990220048899,0.04,10.73,1.4200000000000001E-2,0,0.01,4.2527620880195594,null,29.73,9.0799999999999978E-2,2.6994839999999996,null,{"$f":"IF($D103=\"Connection\",VLOOKUP(C103,'Input - General'!$F$62:$N$79,4,FALSE),0)","v":0},null,0.1801212933606588,65.28307177302375,11.758871322313754,null,8.6527813038891108E-2,77.041943095337501,6.6662708483062509]
[null,{"$f":"'Input - Inventory'!B101","v":93},{"$f":"'Input - Inventory'!C101","v":"MBF1x700"},{"$f":"'Input - Inventory'!D101","v":"Lamp"},{"$f":"'Input - Inventory'!E101","v":"Traffic"},{"$f":"'Input - Inventory'!F101","v":"Major > 130w"},{"$f":"'Input - Inventory'!G101","v":"1"},null,"Lamp - MBF1x700",null,83.708213943643756,2,167.41642788728751,null,0,0,10.250990220048898,0.33333333333333331,0,0,10.250990220048898,4.9094211792429674E-3,10.250990220048898,0.16666666666666666,10.250990220048898,4.590314436538903E-3,10.250990220048898,4.0032025620496396E-2,153.76485330073348,2.1598272138228944E-2,256.2747555012225,1.2221950623319483E-2,0,0,12301.188264058679,1.1123470522803115E-4,8713.341687041564,2.4953586329427266E-4,0,0,0,0,15.629087555223613,null,102.50990220048899,0.33333333333333331,39.54,4.9094211792429674E-3,10.73,0.16666666666666666,0,4.9094211792429674E-3,36.1524192469236,null,72.129062586530523,0.04,2.2699999999999996,72.129062586530523,1.4200000000000001E-2,0,72.129062586530523,0.01,0,6.5493188828569702,null,102.50990220048899,0.04,10.73,1.4200000000000001E-2,0,0.01,4.2527620880195594,null,29.73,9.0799999999999978E-2,2.6994839999999996,null,{"$f":"IF($D104=\"Connection\",VLOOKUP(C104,'Input - General'!$F$62:$N$79,4,FALSE),0)","v":0},null,0.1801212933606588,65.28307177302375,11.758871322313754,null,8.6527813038891108E-2,77.041943095337501,6.6662708483062509]
[null,{"$f":"'Input - Inventory'!B102","v":94},{"$f":"'Input - Inventory'!C102","v":"MBF1x80"},{"$f":"'Input - Inventory'!D102","v":"Lamp"},{"$f":"'Input - Inventory'!E102","v":"NonTraffic"},{"$f":"'Input - Inventory'!F102","v":"Minor < 130w"},{"$f":"'Input - Inventory'!G102","v":"1"},null,"Lamp - MBF1x80",null,45.445677575700508,1665,75667.05316354135,null,10.250990220048898,0.33333333333333331,0,0,10.250990220048898,1.8504811250925242E-2,0,0,10.250990220048898,0.16666666666666666,10.250990220048898,4.590314436538903E-3,10.250990220048898,4.0032025620496396E-2,153.76485330073348,2.1598272138228944E-2,256.2747555012225,1.2221950623319483E-2,0,0,12301.188264058679,1.1123470522803115E-4,8713.341687041564,2.4953586329427266E-4,0,0,0,0,15.768453765886179,null,10.250990220048898,0.33333333333333331,39.54,1.8504811250925242E-2,10.73,0.16666666666666666,0,1.8504811250925242E-2,5.9370103102112166,null,72.129062586530523,8.2633333333333323E-2,1.5133333333333332,72.129062586530523,1.4200000000000001E-2,0,72.129062586530523,0.01,0,9.0198675058902378,null,10.250990220048898,8.2633333333333323E-2,10.73,1.4200000000000001E-2,0,0.01,0.99943949185004055,null,29.73,0.12505177777777776,3.717789353333333,null,{"$f":"IF($D105=\"Connection\",VLOOKUP(C105,'Input - General'!$F$62:$N$79,4,FALSE),0)","v":0},null,0.1801212933606588,35.442560427171003,6.3839598241553448,null,8.6527813038891108E-2,41.82652025132635,3.619157324374159]
[null,{"$f":"'Input - Inventory'!B103","v":95},{"$f":"'Input - Inventory'!C103","v":"MBF1x80 (P09)"},{"$f":"'Input - Inventory'!D103","v":"Lamp"},{"$f":"'Input - Inventory'!E103","v":"NonTraffic"},{"$f":"'Input - Inventory'!F103","v":"Minor < 130w"},{"$f":"'Input - Inventory'!G103","v":1},null,"Lamp - MBF1x80 (P09)",null,45.445677575700508,77027.5,3500566.9294622708,null,10.250990220048898,0.33333333333333331,0,0,10.250990220048898,1.8504811250925242E-2,0,0,10.250990220048898,0.16666666666666666,10.250990220048898,4.590314436538903E-3,10.250990220048898,4.0032025620496396E-2,153.76485330073348,2.1598272138228944E-2,256.2747555012225,1.2221950623319483E-2,0,0,12301.188264058679,1.1123470522803115E-4,8713.341687041564,2.4953586329427266E-4,0,0,0,0,15.768453765886179,null,10.250990220048898,0.33333333333333331,39.54,1.8504811250925242E-2,10.73,0.16666666666666666,0,1.8504811250925242E-2,5.9370103102112166,null,72.129062586530523,8.2633333333333323E-2,1.5133333333333332,72.129062586530523,1.4200000000000001E-2,0,72.129062586530523,0.01,0,9.0198675058902378,null,10.250990220048898,8.2633333333333323E-2,10.73,1.4200000000000001E-2,0,0.01,0.99943949185004055,null,29.73,0.12505177777777776,3.717789353333333,null,{"$f":"IF($D106=\"Connection\",VLOOKUP(C106,'Input - General'!$F$62:$N$79,4,FALSE),0)","v":0},null,0.1801212933606588,35.442560427171003,6.3839598241553448,null,8.6527813038891108E-2,41.82652025132635,3.619157324374159]
[null,{"$f":"'Input - Inventory'!B104","v":96},{"$f":"'Input - Inventory'!C104","v":"MBF1x800"},{"$f":"'Input - Inventory'!D104","v":"Lamp"},{"$f":"'Input - Inventory'!E104","v":"Traffic"},{"$f":"'Input - Inventory'!F104","v":"Major > 130w"},{"$f":"'Input - Inventory'!G104","v":"1"},null,"Lamp - MBF1x800",null,83.708213943643756,0,0,null,0,0,10.250990220048898,0.33333333333333331,0,0,10.250990220048898,4.9094211792429674E-3,10.250990220048898,0.16666666666666666,10.250990220048898,4.590314436538903E-3,10.250990220048898,4.0032025620496396E-2,153.76485330073348,2.1598272138228944E-2,256.2747555012225,1.2221950623319483E-2,0,0,12301.188264058679,1.1123470522803115E-4,8713.341687041564,2.4953586329427266E-4,0,0,0,0,15.629087555223613,null,102.50990220048899,0.33333333333333331,39.54,4.9094211792429674E-3,10.73,0.16666666666666666,0,4.9094211792429674E-3,36.1524192469236,null,72.129062586530523,0.04,2.2699999999999996,72.129062586530523,1.4200000000000001E-2,0,72.129062586530523,0.01,0,6.5493188828569702,null,102.50990220048899,0.04,10.73,1.4200000000000001E-2,0,0.01,4.2527620880195594,null,29.73,9.0799999999999978E-2,2.6994839999999996,null,{"$f":"IF($D107=\"Connection\",VLOOKUP(C107,'Input - General'!$F$62:$N$79,4,FALSE),0)","v":0},null,0.1801212933606588,65.28307177302375,11.758871322313754,null,8.6527813038891108E-2,77.041943095337501,6.6662708483062509]
[null,{"$f":"'Input - Inventory'!B105","v":97},{"$f":"'Input - Inventory'!C105","v":"MBF2x125"},{"$f":"'Input - Inventory'!D105","v":"Lamp"},{"$f":"'Input - Inventory'!E105","v":"Traffic"},{"$f":"'Input - Inventory'!F105","v":"Major > 130w"},{"$f":"'Input - Inventory'!G105","v":"2"},null,"Lamp - MBF2x125",null,109.87029668331833,0,0,null,0,0,10.250990220048898,0.33333333333333331,0,0,10.250990220048898,4.9094211792429674E-3,10.250990220048898,0.16666666666666666,10.250990220048898,4.590314436538903E-3,10.250990220048898,4.0032025620496396E-2,153.76485330073348,2.1598272138228944E-2,256.2747555012225,1.2221950623319483E-2,0,0,12301.188264058679,1.1123470522803115E-4,8713.341687041564,2.4953586329427266E-4,0,0,0,0,15.629087555223613,null,20.501980440097796,0.33333333333333331,39.54,4.9094211792429674E-3,10.73,0.16666666666666666,0,4.9094211792429674E-3,8.8164453267931986,null,72.129062586530523,0.25298551000000002,2.2699999999999996,72.129062586530523,1.4200000000000001E-2,0,72.129062586530523,0.01,0,41.422069443305027,null,10.250990220048898,0.25298551000000002,10.73,1.4200000000000001E-2,0,0.01,2.745717988824083,null,29.73,0.57427710769999996,17.073258411921,null,{"$f":"IF($D108=\"Connection\",VLOOKUP(C108,'Input - General'!$F$62:$N$79,4,FALSE),0)","v":0},null,0.1801212933606588,85.686578726066926,15.433977383789086,null,8.6527813038891108E-2,101.12055610985601,8.7497405734623186]
[null,{"$f":"'Input - Inventory'!B106","v":98},{"$f":"'Input - Inventory'!C106","v":"MBF2x125 (P09)"},{"$f":"'Input - Inventory'!D106","v":"Lamp"},{"$f":"'Input - Inventory'!E106","v":"Traffic"},{"$f":"'Input - Inventory'!F106","v":"Major > 130w"},{"$f":"'Input - Inventory'!G106","v":2},null,"Lamp - MBF2x125 (P09)",null,109.87029668331833,1,109.87029668331833,null,0,0,10.250990220048898,0.33333333333333331,0,0,10.250990220048898,4.9094211792429674E-3,10.250990220048898,0.16666666666666666,10.250990220048898,4.590314436538903E-3,10.250990220048898,4.0032025620496396E-2,153.76485330073348,2.1598272138228944E-2,256.2747555012225,1.2221950623319483E-2,0,0,12301.188264058679,1.1123470522803115E-4,8713.341687041564,2.4953586329427266E-4,0,0,0,0,15.629087555223613,null,20.501980440097796,0.33333333333333331,39.54,4.9094211792429674E-3,10.73,0.16666666666666666,0,4.9094211792429674E-3,8.8164453267931986,null,72.129062586530523,0.25298551000000002,2.2699999999999996,72.129062586530523,1.4200000000000001E-2,0,72.129062586530523,0.01,0,41.422069443305027,null,10.250990220048898,0.25298551000000002,10.73,1.4200000000000001E-2,0,0.01,2.745717988824083,null,29.73,0.57427710769999996,17.073258411921,null,{"$f":"IF($D109=\"Connection\",VLOOKUP(C109,'Input - General'!$F$62:$N$79,4,FALSE),0)","v":0},null,0.1801212933606588,85.686578726066926,15.433977383789086,null,8.6527813038891108E-2,101.12055610985601,8.7497405734623186]
[null,{"$f":"'Input - Inventory'!B107","v":99},{"$f":"'Input - Inventory'!C107","v":"MBF2x160"},{"$f":"'Input - Inventory'!D107","v":"Lamp"},{"$f":"'Input - Inventory'!E107","v":"Traffic"},{"$f":"'Input - Inventory'!F107","v":"Major > 130w"},{"$f":"'Input - Inventory'!G107","v":"2"},null,"Lamp - MBF2x160",null,43.925179346488072,0,0,null,0,0,10.250990220048898,0.33333333333333331,0,0,10.250990220048898,4.9094211792429674E-3,10.250990220048898,0.16666666666666666,10.250990220048898,4.590314436538903E-3,10.250990220048898,4.0032025620496396E-2,153.76485330073348,2.1598272138228944E-2,256.2747555012225,1.2221950623319483E-2,0,0,12301.188264058679,1.1123470522803115E-4,8713.341687041564,2.4953586329427266E-4,0,0,0,0,15.629087555223613,null,20.501980440097796,0.33333333333333331,39.54,4.9094211792429674E-3,10.73,0.16666666666666666,0,4.9094211792429674E-3,8.8164453267931986,null,72.129062586530523,0.04,2.2699999999999996,72.129062586530523,1.4200000000000001E-2,0,72.129062586530523,0.01,0,6.5493188828569702,null,10.250990220048898,0.04,10.73,1.4200000000000001E-2,0,0.01,0.562405608801956,null,29.73,9.0799999999999978E-2,2.6994839999999996,null,{"$f":"IF($D110=\"Connection\",VLOOKUP(C110,'Input - General'!$F$62:$N$79,4,FALSE),0)","v":0},null,0.1801212933606588,34.256741373675737,6.1703685625480649,null,8.6527813038891108E-2,40.4271099362238,3.4980694102642702]
[null,{"$f":"'Input - Inventory'!B108","v":100},{"$f":"'Input - Inventory'!C108","v":"MBF2x175"},{"$f":"'Input - Inventory'!D108","v":"Lamp"},{"$f":"'Input - Inventory'!E108","v":"Traffic"},{"$f":"'Input - Inventory'!F108","v":"Major > 130w"},{"$f":"'Input - Inventory'!G108","v":"2"},null,"Lamp - MBF2x175",null,43.925179346488072,0,0,null,0,0,10.250990220048898,0.33333333333333331,0,0,10.250990220048898,4.9094211792429674E-3,10.250990220048898,0.16666666666666666,10.250990220048898,4.590314436538903E-3,10.250990220048898,4.0032025620496396E-2,153.76485330073348,2.1598272138228944E-2,256.2747555012225,1.2221950623319483E-2,0,0,12301.188264058679,1.1123470522803115E-4,8713.341687041564,2.4953586329427266E-4,0,0,0,0,15.629087555223613,null,20.501980440097796,0.33333333333333331,39.54,4.9094211792429674E-3,10.73,0.16666666666666666,0,4.9094211792429674E-3,8.8164453267931986,null,72.129062586530523,0.04,2.2699999999999996,72.129062586530523,1.4200000000000001E-2,0,72.129062586530523,0.01,0,6.5493188828569702,null,10.250990220048898,0.04,10.73,1.4200000000000001E-2,0,0.01,0.562405608801956,null,29.73,9.0799999999999978E-2,2.6994839999999996,null,{"$f":"IF($D111=\"Connection\",VLOOKUP(C111,'Input - General'!$F$62:$N$79,4,FALSE),0)","v":0},null,0.1801212933606588,34.256741373675737,6.1703685625480649,null,8.6527813038891108E-2,40.4271099362238,3.4980694102642702]
[null,{"$f":"'Input - Inventory'!B109","v":101},{"$f":"'Input - Inventory'!C109","v":"MBF2x400"},{"$f":"'Input - Inventory'!D109","v":"Lamp"},{"$f":"'Input - Inventory'!E109","v":"Traffic"},{"$f":"'Input - Inventory'!F109","v":"Major > 130w"},{"$f":"'Input - Inventory'!G109","v":"2"},null,"Lamp - MBF2x400",null,100.44563971952179,0,0,null,0,0,10.250990220048898,0.33333333333333331,0,0,10.250990220048898,4.9094211792429674E-3,10.250990220048898,0.16666666666666666,10.250990220048898,4.590314436538903E-3,10.250990220048898,4.0032025620496396E-2,153.76485330073348,2.1598272138228944E-2,256.2747555012225,1.2221950623319483E-2,0,0,12301.188264058679,1.1123470522803115E-4,8713.341687041564,2.4953586329427266E-4,0,0,0,0,15.629087555223613,null,20.501980440097796,0.33333333333333331,39.54,4.9094211792429674E-3,10.73,0.16666666666666666,0,4.9094211792429674E-3,8.8164453267931986,null,72.129062586530523,0.22254632888888881,2.2699999999999996,72.129062586530523,1.4200000000000001E-2,0,72.129062586530523,0.01,0,36.438171852562427,null,10.250990220048898,0.22254632888888881,10.73,1.4200000000000001E-2,0,0.01,2.4336862409477851,null,29.73,0.50518016657777753,15.019006352357327,null,{"$f":"IF($D112=\"Connection\",VLOOKUP(C112,'Input - General'!$F$62:$N$79,4,FALSE),0)","v":0},null,0.1801212933606588,78.336397327884356,14.110053203912987,null,8.6527813038891108E-2,92.446450531797339,7.9991891877244559]
[null,{"$f":"'Input - Inventory'!B110","v":102},{"$f":"'Input - Inventory'!C110","v":"MBF2x80"},{"$f":"'Input - Inventory'!D110","v":"Lamp"},{"$f":"'Input - Inventory'!E110","v":"NonTraffic"},{"$f":"'Input - Inventory'!F110","v":"Minor < 130w"},{"$f":"'Input - Inventory'!G110","v":"2"},null,"Lamp - MBF2x80",null,65.806505999203225,0,0,null,10.250990220048898,0.33333333333333331,0,0,10.250990220048898,1.8504811250925242E-2,0,0,10.250990220048898,0.16666666666666666,10.250990220048898,4.590314436538903E-3,10.250990220048898,4.0032025620496396E-2,153.76485330073348,2.1598272138228944E-2,256.2747555012225,1.2221950623319483E-2,0,0,12301.188264058679,1.1123470522803115E-4,8713.341687041564,2.4953586329427266E-4,0,0,0,0,15.768453765886179,null,20.501980440097796,0.33333333333333331,39.54,1.8504811250925242E-2,10.73,0.16666666666666666,0,1.8504811250925242E-2,9.3540070502275157,null,72.129062586530523,0.15843839888888889,1.5133333333333332,72.129062586530523,1.4200000000000001E-2,0,72.129062586530523,0.01,0,17.294393293543749,null,10.250990220048898,0.15843839888888889,10.73,1.4200000000000001E-2,0,0.01,1.7765164774902062,null,29.73,0.2397701103185185,7.128365379769555,null,{"$f":"IF($D113=\"Connection\",VLOOKUP(C113,'Input - General'!$F$62:$N$79,4,FALSE),0)","v":0},null,0.1801212933606588,51.321735966917203,9.2441374598753665,null,8.6527813038891108E-2,60.565873426792571,5.2406325724106511]
[null,{"$f":"'Input - Inventory'!B111","v":103},{"$f":"'Input - Inventory'!C111","v":"MBF3x160"},{"$f":"'Input - Inventory'!D111","v":"Lamp"},{"$f":"'Input - Inventory'!E111","v":"Traffic"},{"$f":"'Input - Inventory'!F111","v":"Major > 130w"},{"$f":"'Input - Inventory'!G111","v":"3"},null,"Lamp - MBF3x160",null,48.306570821945741,0,0,null,0,0,10.250990220048898,0.33333333333333331,0,0,10.250990220048898,4.9094211792429674E-3,10.250990220048898,0.16666666666666666,10.250990220048898,4.590314436538903E-3,10.250990220048898,4.0032025620496396E-2,153.76485330073348,2.1598272138228944E-2,256.2747555012225,1.2221950623319483E-2,0,0,12301.188264058679,1.1123470522803115E-4,8713.341687041564,2.4953586329427266E-4,0,0,0,0,15.629087555223613,null,30.752970660146694,0.33333333333333331,39.54,4.9094211792429674E-3,10.73,0.16666666666666666,0,4.9094211792429674E-3,12.233442066809499,null,72.129062586530523,0.04,2.2699999999999996,72.129062586530523,1.4200000000000001E-2,0,72.129062586530523,0.01,0,6.5493188828569702,null,10.250990220048898,0.04,10.73,1.4200000000000001E-2,0,0.01,0.562405608801956,null,29.73,9.0799999999999978E-2,2.6994839999999996,null,{"$f":"IF($D114=\"Connection\",VLOOKUP(C114,'Input - General'!$F$62:$N$79,4,FALSE),0)","v":0},null,0.1801212933606588,37.673738113692039,6.7858424347689565,null,8.6527813038891108E-2,44.459580548460991,3.8469902734847525]
[null,{"$f":"'Input - Inventory'!B112","v":104},{"$f":"'Input - Inventory'!C112","v":"MBF3x250"},{"$f":"'Input - Inventory'!D112","v":"Lamp"},{"$f":"'Input - Inventory'!E112","v":"Traffic"},{"$f":"'Input - Inventory'!F112","v":"Major > 130w"},{"$f":"'Input - Inventory'!G112","v":"3"},null,"Lamp - MBF3x250",null,133.29585091420805,0,0,null,0,0,10.250990220048898,0.33333333333333331,0,0,10.250990220048898,4.9094211792429674E-3,10.250990220048898,0.16666666666666666,10.250990220048898,4.590314436538903E-3,10.250990220048898,4.0032025620496396E-2,153.76485330073348,2.1598272138228944E-2,256.2747555012225,1.2221950623319483E-2,0,0,12301.188264058679,1.1123470522803115E-4,8713.341687041564,2.4953586329427266E-4,0,0,0,0,15.629087555223613,null,30.752970660146694,0.33333333333333331,39.54,4.9094211792429674E-3,10.73,0.16666666666666666,0,4.9094211792429674E-3,12.233442066809499,null,72.129062586530523,0.3144931830589629,2.2699999999999996,72.129062586530523,1.4200000000000001E-2,0,72.129062586530523,0.01,0,51.492903558446486,null,10.250990220048898,0.3144931830589629,10.73,1.4200000000000001E-2,0,0.01,3.3762325438094765,null,29.73,0.71389952554384561,21.224232894418531,null,{"$f":"IF($D115=\"Connection\",VLOOKUP(C115,'Input - General'!$F$62:$N$79,4,FALSE),0)","v":0},null,0.1801212933606588,103.95589861870761,18.724670911671137,null,8.6527813038891108E-2,122.68056953037875,10.615281383829293]
[null,{"$f":"'Input - Inventory'!B113","v":105},{"$f":"'Input - Inventory'!C113","v":"MBF3x400"},{"$f":"'Input - Inventory'!D113","v":"Lamp"},{"$f":"'Input - Inventory'!E113","v":"Traffic"},{"$f":"'Input - Inventory'!F113","v":"Major > 130w"},{"$f":"'Input - Inventory'!G113","v":"3"},null,"Lamp - MBF3x400",null,138.35826489673786,0,0,null,0,0,10.250990220048898,0.33333333333333331,0,0,10.250990220048898,4.9094211792429674E-3,10.250990220048898,0.16666666666666666,10.250990220048898,4.590314436538903E-3,10.250990220048898,4.0032025620496396E-2,153.76485330073348,2.1598272138228944E-2,256.2747555012225,1.2221950623319483E-2,0,0,12301.188264058679,1.1123470522803115E-4,8713.341687041564,2.4953586329427266E-4,0,0,0,0,15.629087555223613,null,30.752970660146694,0.33333333333333331,39.54,4.9094211792429674E-3,10.73,0.16666666666666666,0,4.9094211792429674E-3,12.233442066809499,null,72.129062586530523,0.33084345837037032,2.2699999999999996,72.129062586530523,1.4200000000000001E-2,0,72.129062586530523,0.01,0,54.169982729369259,null,10.250990220048898,0.33084345837037032,10.73,1.4200000000000001E-2,0,0.01,3.5438390561218212,null,29.73,0.75101465050074045,22.327665559387015,null,{"$f":"IF($D116=\"Connection\",VLOOKUP(C116,'Input - General'!$F$62:$N$79,4,FALSE),0)","v":0},null,0.1801212933606588,107.9040169669112,19.435811094890518,null,8.6527813038891108E-2,127.33982806180174,11.01843683493612]
[null,{"$f":"'Input - Inventory'!B114","v":106},{"$f":"'Input - Inventory'!C114","v":"MBF3x80"},{"$f":"'Input - Inventory'!D114","v":"Lamp"},{"$f":"'Input - Inventory'!E114","v":"NonTraffic"},{"$f":"'Input - Inventory'!F114","v":"Minor < 130w"},{"$f":"'Input - Inventory'!G114","v":"3"},null,"Lamp - MBF3x80",null,84.846900282899156,0,0,null,10.250990220048898,0.33333333333333331,0,0,10.250990220048898,1.8504811250925242E-2,0,0,10.250990220048898,0.16666666666666666,10.250990220048898,4.590314436538903E-3,10.250990220048898,4.0032025620496396E-2,153.76485330073348,2.1598272138228944E-2,256.2747555012225,1.2221950623319483E-2,0,0,12301.188264058679,1.1123470522803115E-4,8713.341687041564,2.4953586329427266E-4,0,0,0,0,15.768453765886179,null,30.752970660146694,0.33333333333333331,39.54,1.8504811250925242E-2,10.73,0.16666666666666666,0,1.8504811250925242E-2,12.771003790243816,null,72.129062586530523,0.22797943919403707,1.5133333333333332,72.129062586530523,1.4200000000000001E-2,0,72.129062586530523,0.01,0,24.885167433610828,null,10.250990220048898,0.22797943919403707,10.73,1.4200000000000001E-2,0,0.01,2.4893810015503064,null,29.73,0.34500888464697604,10.257114140554599,null,{"$f":"IF($D117=\"Connection\",VLOOKUP(C117,'Input - General'!$F$62:$N$79,4,FALSE),0)","v":0},null,0.1801212933606588,66.171120131845726,11.91882774127158,null,8.6527813038891108E-2,78.08994787311731,6.7569524097818467]
[null,{"$f":"'Input - Inventory'!B115","v":107},{"$f":"'Input - Inventory'!C115","v":"MBF4x1000"},{"$f":"'Input - Inventory'!D115","v":"Lamp"},{"$f":"'Input - Inventory'!E115","v":"Traffic"},{"$f":"'Input - Inventory'!F115","v":"Major > 130w"},{"$f":"'Input - Inventory'!G115","v":"4"},null,"Lamp - MBF4x1000",null,319.39431266376869,0,0,null,0,0,10.250990220048898,0.33333333333333331,0,0,10.250990220048898,4.9094211792429674E-3,10.250990220048898,0.16666666666666666,10.250990220048898,4.590314436538903E-3,10.250990220048898,4.0032025620496396E-2,153.76485330073348,2.1598272138228944E-2,256.2747555012225,1.2221950623319483E-2,0,0,12301.188264058679,1.1123470522803115E-4,8713.341687041564,2.4953586329427266E-4,0,0,0,0,15.629087555223613,null,410.03960880195598,0.33333333333333331,39.54,4.9094211792429674E-3,10.73,0.16666666666666666,0,4.9094211792429674E-3,138.66232144741258,null,72.129062586530523,0.28360703999999992,2.2699999999999996,72.129062586530523,1.4200000000000001E-2,0,72.129062586530523,0.01,0,46.435823559579291,null,102.50990220048899,0.28360703999999992,10.73,1.4200000000000001E-2,0,0.01,29.224895933770163,null,29.73,0.64378798079999966,19.13981666918399,null,{"$f":"IF($D118=\"Connection\",VLOOKUP(C118,'Input - General'!$F$62:$N$79,4,FALSE),0)","v":0},null,0.1801212933606588,249.09194516516962,44.866763328872651,null,8.6527813038891108E-2,293.9587084940423,25.435604169726382]
[null,{"$f":"'Input - Inventory'!B116","v":108},{"$f":"'Input - Inventory'!C116","v":"MBF4x80"},{"$f":"'Input - Inventory'!D116","v":"Lamp"},{"$f":"'Input - Inventory'!E116","v":"NonTraffic"},{"$f":"'Input - Inventory'!F116","v":"Minor < 130w"},{"$f":"'Input - Inventory'!G116","v":"4"},null,"Lamp - MBF4x80",null,102.67597230120762,0,0,null,10.250990220048898,0.33333333333333331,0,0,10.250990220048898,1.8504811250925242E-2,0,0,10.250990220048898,0.16666666666666666,10.250990220048898,4.590314436538903E-3,10.250990220048898,4.0032025620496396E-2,153.76485330073348,2.1598272138228944E-2,256.2747555012225,1.2221950623319483E-2,0,0,12301.188264058679,1.1123470522803115E-4,8713.341687041564,2.4953586329427266E-4,0,0,0,0,15.768453765886179,null,41.003960880195592,0.33333333333333331,39.54,1.8504811250925242E-2,10.73,0.16666666666666666,0,1.8504811250925242E-2,16.188000530260112,null,72.129062586530523,0.2917740715353031,1.5133333333333332,72.129062586530523,1.4200000000000001E-2,0,72.129062586530523,0.01,0,31.848690603903684,null,10.250990220048898,0.2917740715353031,10.73,1.4200000000000001E-2,0,0.01,3.1433391537722395,null,29.73,0.44155142825675864,13.127323962073435,null,{"$f":"IF($D119=\"Connection\",VLOOKUP(C119,'Input - General'!$F$62:$N$79,4,FALSE),0)","v":0},null,0.1801212933606588,80.075808015895646,14.423358106722933,null,8.6527813038891108E-2,94.499166122618576,8.176806178589052]
[null,{"$f":"'Input - Inventory'!B117","v":109},{"$f":"'Input - Inventory'!C117","v":"MBF6x125"},{"$f":"'Input - Inventory'!D117","v":"Lamp"},{"$f":"'Input - Inventory'!E117","v":"Traffic"},{"$f":"'Input - Inventory'!F117","v":"Major > 130w"},{"$f":"'Input - Inventory'!G117","v":"6"},null,"Lamp - MBF6x125",null,229.62007365263733,0,0,null,0,0,10.250990220048898,0.33333333333333331,0,0,10.250990220048898,4.9094211792429674E-3,10.250990220048898,0.16666666666666666,10.250990220048898,4.590314436538903E-3,10.250990220048898,4.0032025620496396E-2,153.76485330073348,2.1598272138228944E-2,256.2747555012225,1.2221950623319483E-2,0,0,12301.188264058679,1.1123470522803115E-4,8713.341687041564,2.4953586329427266E-4,0,0,0,0,15.629087555223613,null,61.505941320293388,0.33333333333333331,39.54,4.9094211792429674E-3,10.73,0.16666666666666666,0,4.9094211792429674E-3,22.484432286858397,null,72.129062586530523,0.58314301987824635,2.2699999999999996,72.129062586530523,1.4200000000000001E-2,0,72.129062586530523,0.01,0,95.479739787370917,null,10.250990220048898,0.58314301987824635,10.73,1.4200000000000001E-2,0,0.01,6.1301593936616836,null,29.73,1.3237346551236189,39.35463129682519,null,{"$f":"IF($D120=\"Connection\",VLOOKUP(C120,'Input - General'!$F$62:$N$79,4,FALSE),0)","v":0},null,0.1801212933606588,179.07805031993979,32.255770036132695,null,8.6527813038891108E-2,211.33382035607249,18.286253296564841]
[null,{"$f":"'Input - Inventory'!B118","v":110},{"$f":"'Input - Inventory'!C118","v":"MBF6x160"},{"$f":"'Input - Inventory'!D118","v":"Lamp"},{"$f":"'Input - Inventory'!E118","v":"Traffic"},{"$f":"'Input - Inventory'!F118","v":"Major > 130w"},{"$f":"'Input - Inventory'!G118","v":"6"},null,"Lamp - MBF6x160",null,61.450745248318761,0,0,null,0,0,10.250990220048898,0.33333333333333331,0,0,10.250990220048898,4.9094211792429674E-3,10.250990220048898,0.16666666666666666,10.250990220048898,4.590314436538903E-3,10.250990220048898,4.0032025620496396E-2,153.76485330073348,2.1598272138228944E-2,256.2747555012225,1.2221950623319483E-2,0,0,12301.188264058679,1.1123470522803115E-4,8713.341687041564,2.4953586329427266E-4,0,0,0,0,15.629087555223613,null,61.505941320293388,0.33333333333333331,39.54,4.9094211792429674E-3,10.73,0.16666666666666666,0,4.9094211792429674E-3,22.484432286858397,null,72.129062586530523,0.04,2.2699999999999996,72.129062586530523,1.4200000000000001E-2,0,72.129062586530523,0.01,0,6.5493188828569702,null,10.250990220048898,0.04,10.73,1.4200000000000001E-2,0,0.01,0.562405608801956,null,29.73,9.0799999999999978E-2,2.6994839999999996,null,{"$f":"IF($D121=\"Connection\",VLOOKUP(C121,'Input - General'!$F$62:$N$79,4,FALSE),0)","v":0},null,0.1801212933606588,47.924728333740937,8.632264051431628,null,8.6527813038891108E-2,56.556992385172563,4.8937528631461999]
[null,{"$f":"'Input - Inventory'!B119","v":111},{"$f":"'Input - Inventory'!C119","v":"MBF9x160"},{"$f":"'Input - Inventory'!D119","v":"Lamp"},{"$f":"'Input - Inventory'!E119","v":"Traffic"},{"$f":"'Input - Inventory'!F119","v":"Major > 130w"},{"$f":"'Input - Inventory'!G119","v":"9"},null,"Lamp - MBF9x160",null,74.594919674691766,0,0,null,0,0,10.250990220048898,0.33333333333333331,0,0,10.250990220048898,4.9094211792429674E-3,10.250990220048898,0.16666666666666666,10.250990220048898,4.590314436538903E-3,10.250990220048898,4.0032025620496396E-2,153.76485330073348,2.1598272138228944E-2,256.2747555012225,1.2221950623319483E-2,0,0,12301.188264058679,1.1123470522803115E-4,8713.341687041564,2.4953586329427266E-4,0,0,0,0,15.629087555223613,null,92.258911980440075,0.33333333333333331,39.54,4.9094211792429674E-3,10.73,0.16666666666666666,0,4.9094211792429674E-3,32.735422506907291,null,72.129062586530523,0.04,2.2699999999999996,72.129062586530523,1.4200000000000001E-2,0,72.129062586530523,0.01,0,6.5493188828569702,null,10.250990220048898,0.04,10.73,1.4200000000000001E-2,0,0.01,0.562405608801956,null,29.73,9.0799999999999978E-2,2.6994839999999996,null,{"$f":"IF($D122=\"Connection\",VLOOKUP(C122,'Input - General'!$F$62:$N$79,4,FALSE),0)","v":0},null,0.1801212933606588,58.175718553789828,10.478685668094299,null,8.6527813038891108E-2,68.654404221884121,5.9405154528076451]
[null,{"$f":"'Input - Inventory'!B120","v":112},{"$f":"'Input - Inventory'!C120","v":"MBI1x100"},{"$f":"'Input - Inventory'!D120","v":"Lamp"},{"$f":"'Input - Inventory'!E120","v":"Traffic"},{"$f":"'Input - Inventory'!F120","v":"Minor < 130w"},{"$f":"'Input - Inventory'!G120","v":"1"},null,"Lamp - MBI1x100",null,50.226085200273708,1,50.226085200273708,null,10.250990220048898,0.33333333333333331,0,0,10.250990220048898,1.8504811250925242E-2,0,0,10.250990220048898,0.16666666666666666,10.250990220048898,4.590314436538903E-3,10.250990220048898,4.0032025620496396E-2,153.76485330073348,2.1598272138228944E-2,256.2747555012225,1.2221950623319483E-2,0,0,12301.188264058679,1.1123470522803115E-4,8713.341687041564,2.4953586329427266E-4,0,0,0,0,15.768453765886179,null,30.752970660146698,0.33333333333333331,39.54,1.8504811250925242E-2,10.73,0.16666666666666666,0,0,12.771003790243816,null,72.129062586530523,0.04,2.2699999999999996,72.129062586530523,1.4200000000000001E-2,0,72.129062586530523,0.01,0,6.5493188828569702,null,30.752970660146698,0.04,10.73,1.4200000000000001E-2,0,0.01,1.382484826405868,null,29.73,9.0799999999999978E-2,2.6994839999999996,null,{"$f":"IF($D123=\"Connection\",VLOOKUP(C123,'Input - General'!$F$62:$N$79,4,FALSE),0)","v":0},null,0.1801212933606588,39.170745265392831,7.0554852991034585,null,8.6527813038891108E-2,46.226230564496298,3.9998546357774094]
[null,{"$f":"'Input - Inventory'!B121","v":113},{"$f":"'Input - Inventory'!C121","v":"MBI1x100 (P09)"},{"$f":"'Input - Inventory'!D121","v":"Lamp"},{"$f":"'Input - Inventory'!E121","v":"Traffic"},{"$f":"'Input - Inventory'!F121","v":"Minor < 130w"},{"$f":"'Input - Inventory'!G121","v":1},null,"Lamp - MBI1x100 (P09)",null,50.226085200273708,34,1707.6868968093061,null,10.250990220048898,0.33333333333333331,0,0,10.250990220048898,1.8504811250925242E-2,0,0,10.250990220048898,0.16666666666666666,10.250990220048898,4.590314436538903E-3,10.250990220048898,4.0032025620496396E-2,153.76485330073348,2.1598272138228944E-2,256.2747555012225,1.2221950623319483E-2,0,0,12301.188264058679,1.1123470522803115E-4,8713.341687041564,2.4953586329427266E-4,0,0,0,0,15.768453765886179,null,30.752970660146698,0.33333333333333331,39.54,1.8504811250925242E-2,10.73,0.16666666666666666,0,0,12.771003790243816,null,72.129062586530523,0.04,2.2699999999999996,72.129062586530523,1.4200000000000001E-2,0,72.129062586530523,0.01,0,6.5493188828569702,null,30.752970660146698,0.04,10.73,1.4200000000000001E-2,0,0.01,1.382484826405868,null,29.73,9.0799999999999978E-2,2.6994839999999996,null,{"$f":"IF($D124=\"Connection\",VLOOKUP(C124,'Input - General'!$F$62:$N$79,4,FALSE),0)","v":0},null,0.1801212933606588,39.170745265392831,7.0554852991034585,null,8.6527813038891108E-2,46.226230564496298,3.9998546357774094]
[null,{"$f":"'Input - Inventory'!B122","v":114},{"$f":"'Input - Inventory'!C122","v":"MBI1x1000"},{"$f":"'Input - Inventory'!D122","v":"Lamp"},{"$f":"'Input - Inventory'!E122","v":"Traffic"},{"$f":"'Input - Inventory'!F122","v":"Major > 130w"},{"$f":"'Input - Inventory'!G122","v":"1"},null,"Lamp - MBI1x1000",null,83.708213943643756,1,83.708213943643756,null,0,0,10.250990220048898,0.33333333333333331,0,0,10.250990220048898,4.9094211792429674E-3,10.250990220048898,0.16666666666666666,10.250990220048898,4.590314436538903E-3,10.250990220048898,4.0032025620496396E-2,153.76485330073348,2.1598272138228944E-2,256.2747555012225,1.2221950623319483E-2,0,0,12301.188264058679,1.1123470522803115E-4,8713.341687041564,2.4953586329427266E-4,0,0,0,0,15.629087555223613,null,102.50990220048899,0.33333333333333331,39.54,4.9094211792429674E-3,10.73,0.16666666666666666,0,4.9094211792429674E-3,36.1524192469236,null,72.129062586530523,0.04,2.2699999999999996,72.129062586530523,1.4200000000000001E-2,0,72.129062586530523,0.01,0,6.5493188828569702,null,102.50990220048899,0.04,10.73,1.4200000000000001E-2,0,0.01,4.2527620880195594,null,29.73,9.0799999999999978E-2,2.6994839999999996,null,{"$f":"IF($D125=\"Connection\",VLOOKUP(C125,'Input - General'!$F$62:$N$79,4,FALSE),0)","v":0},null,0.1801212933606588,65.28307177302375,11.758871322313754,null,8.6527813038891108E-2,77.041943095337501,6.6662708483062509]
[null,{"$f":"'Input - Inventory'!B123","v":115},{"$f":"'Input - Inventory'!C123","v":"MBI1x1000 (P09)"},{"$f":"'Input - Inventory'!D123","v":"Lamp"},{"$f":"'Input - Inventory'!E123","v":"Traffic"},{"$f":"'Input - Inventory'!F123","v":"Major > 130w"},{"$f":"'Input - Inventory'!G123","v":1},null,"Lamp - MBI1x1000 (P09)",null,83.708213943643756,10,837.0821394364375,null,0,0,10.250990220048898,0.33333333333333331,0,0,10.250990220048898,4.9094211792429674E-3,10.250990220048898,0.16666666666666666,10.250990220048898,4.590314436538903E-3,10.250990220048898,4.0032025620496396E-2,153.76485330073348,2.1598272138228944E-2,256.2747555012225,1.2221950623319483E-2,0,0,12301.188264058679,1.1123470522803115E-4,8713.341687041564,2.4953586329427266E-4,0,0,0,0,15.629087555223613,null,102.50990220048899,0.33333333333333331,39.54,4.9094211792429674E-3,10.73,0.16666666666666666,0,4.9094211792429674E-3,36.1524192469236,null,72.129062586530523,0.04,2.2699999999999996,72.129062586530523,1.4200000000000001E-2,0,72.129062586530523,0.01,0,6.5493188828569702,null,102.50990220048899,0.04,10.73,1.4200000000000001E-2,0,0.01,4.2527620880195594,null,29.73,9.0799999999999978E-2,2.6994839999999996,null,{"$f":"IF($D126=\"Connection\",VLOOKUP(C126,'Input - General'!$F$62:$N$79,4,FALSE),0)","v":0},null,0.1801212933606588,65.28307177302375,11.758871322313754,null,8.6527813038891108E-2,77.041943095337501,6.6662708483062509]
[null,{"$f":"'Input - Inventory'!B124","v":116},{"$f":"'Input - Inventory'!C124","v":"MBI1x150"},{"$f":"'Input - Inventory'!D124","v":"Lamp"},{"$f":"'Input - Inventory'!E124","v":"Traffic"},{"$f":"'Input - Inventory'!F124","v":"Major > 130w"},{"$f":"'Input - Inventory'!G124","v":"1"},null,"Lamp - MBI1x150",null,83.708213943643756,5,418.54106971821875,null,0,0,10.250990220048898,0.33333333333333331,0,0,10.250990220048898,4.9094211792429674E-3,10.250990220048898,0.16666666666666666,10.250990220048898,4.590314436538903E-3,10.250990220048898,4.0032025620496396E-2,153.76485330073348,2.1598272138228944E-2,256.2747555012225,1.2221950623319483E-2,0,0,12301.188264058679,1.1123470522803115E-4,8713.341687041564,2.4953586329427266E-4,0,0,0,0,15.629087555223613,null,102.50990220048899,0.33333333333333331,39.54,4.9094211792429674E-3,10.73,0.16666666666666666,0,4.9094211792429674E-3,36.1524192469236,null,72.129062586530523,0.04,2.2699999999999996,72.129062586530523,1.4200000000000001E-2,0,72.129062586530523,0.01,0,6.5493188828569702,null,102.50990220048899,0.04,10.73,1.4200000000000001E-2,0,0.01,4.2527620880195594,null,29.73,9.0799999999999978E-2,2.6994839999999996,null,{"$f":"IF($D127=\"Connection\",VLOOKUP(C127,'Input - General'!$F$62:$N$79,4,FALSE),0)","v":0},null,0.1801212933606588,65.28307177302375,11.758871322313754,null,8.6527813038891108E-2,77.041943095337501,6.6662708483062509]
[null,{"$f":"'Input - Inventory'!B125","v":117},{"$f":"'Input - Inventory'!C125","v":"MBI1x150 (P09)"},{"$f":"'Input - Inventory'!D125","v":"Lamp"},{"$f":"'Input - Inventory'!E125","v":"Traffic"},{"$f":"'Input - Inventory'!F125","v":"Major > 130w"},{"$f":"'Input - Inventory'!G125","v":1},null,"Lamp - MBI1x150 (P09)",null,83.708213943643756,69,5775.8667621114191,null,0,0,10.250990220048898,0.33333333333333331,0,0,10.250990220048898,4.9094211792429674E-3,10.250990220048898,0.16666666666666666,10.250990220048898,4.590314436538903E-3,10.250990220048898,4.0032025620496396E-2,153.76485330073348,2.1598272138228944E-2,256.2747555012225,1.2221950623319483E-2,0,0,12301.188264058679,1.1123470522803115E-4,8713.341687041564,2.4953586329427266E-4,0,0,0,0,15.629087555223613,null,102.50990220048899,0.33333333333333331,39.54,4.9094211792429674E-3,10.73,0.16666666666666666,0,4.9094211792429674E-3,36.1524192469236,null,72.129062586530523,0.04,2.2699999999999996,72.129062586530523,1.4200000000000001E-2,0,72.129062586530523,0.01,0,6.5493188828569702,null,102.50990220048899,0.04,10.73,1.4200000000000001E-2,0,0.01,4.2527620880195594,null,29.73,9.0799999999999978E-2,2.6994839999999996,null,{"$f":"IF($D128=\"Connection\",VLOOKUP(C128,'Input - General'!$F$62:$N$79,4,FALSE),0)","v":0},null,0.1801212933606588,65.28307177302375,11.758871322313754,null,8.6527813038891108E-2,77.041943095337501,6.6662708483062509]
[null,{"$f":"'Input - Inventory'!B126","v":118},{"$f":"'Input - Inventory'!C126","v":"MBI1x1500"},{"$f":"'Input - Inventory'!D126","v":"Lamp"},{"$f":"'Input - Inventory'!E126","v":"Traffic"},{"$f":"'Input - Inventory'!F126","v":"Major > 130w"},{"$f":"'Input - Inventory'!G126","v":"1"},null,"Lamp - MBI1x1500",null,83.708213943643756,0,0,null,0,0,10.250990220048898,0.33333333333333331,0,0,10.250990220048898,4.9094211792429674E-3,10.250990220048898,0.16666666666666666,10.250990220048898,4.590314436538903E-3,10.250990220048898,4.0032025620496396E-2,153.76485330073348,2.1598272138228944E-2,256.2747555012225,1.2221950623319483E-2,0,0,12301.188264058679,1.1123470522803115E-4,8713.341687041564,2.4953586329427266E-4,0,0,0,0,15.629087555223613,null,102.50990220048899,0.33333333333333331,39.54,4.9094211792429674E-3,10.73,0.16666666666666666,0,4.9094211792429674E-3,36.1524192469236,null,72.129062586530523,0.04,2.2699999999999996,72.129062586530523,1.4200000000000001E-2,0,72.129062586530523,0.01,0,6.5493188828569702,null,102.50990220048899,0.04,10.73,1.4200000000000001E-2,0,0.01,4.2527620880195594,null,29.73,9.0799999999999978E-2,2.6994839999999996,null,{"$f":"IF($D129=\"Connection\",VLOOKUP(C129,'Input - General'!$F$62:$N$79,4,FALSE),0)","v":0},null,0.1801212933606588,65.28307177302375,11.758871322313754,null,8.6527813038891108E-2,77.041943095337501,6.6662708483062509]
[null,{"$f":"'Input - Inventory'!B127","v":119},{"$f":"'Input - Inventory'!C127","v":"MBI1x250"},{"$f":"'Input - Inventory'!D127","v":"Lamp"},{"$f":"'Input - Inventory'!E127","v":"Traffic"},{"$f":"'Input - Inventory'!F127","v":"Major > 130w"},{"$f":"'Input - Inventory'!G127","v":"1"},null,"Lamp - MBI1x250",null,49.358104776055583,2,98.716209552111167,null,0,0,10.250990220048898,0.33333333333333331,0,0,10.250990220048898,4.9094211792429674E-3,10.250990220048898,0.16666666666666666,10.250990220048898,4.590314436538903E-3,10.250990220048898,4.0032025620496396E-2,153.76485330073348,2.1598272138228944E-2,256.2747555012225,1.2221950623319483E-2,0,0,12301.188264058679,1.1123470522803115E-4,8713.341687041564,2.4953586329427266E-4,0,0,0,0,15.629087555223613,null,30.752970660146698,0.33333333333333331,39.54,4.9094211792429674E-3,10.73,0.16666666666666666,0,4.9094211792429674E-3,12.233442066809499,null,72.129062586530523,0.04,2.2699999999999996,72.129062586530523,1.4200000000000001E-2,0,72.129062586530523,0.01,0,6.5493188828569702,null,30.752970660146698,0.04,10.73,1.4200000000000001E-2,0,0.01,1.382484826405868,null,29.73,9.0799999999999978E-2,2.6994839999999996,null,{"$f":"IF($D130=\"Connection\",VLOOKUP(C130,'Input - General'!$F$62:$N$79,4,FALSE),0)","v":0},null,0.1801212933606588,38.493817331295951,6.9335561641019696,null,8.6527813038891108E-2,45.427373495397916,3.930731280657668]
[null,{"$f":"'Input - Inventory'!B128","v":120},{"$f":"'Input - Inventory'!C128","v":"MBI1x250 (P09)"},{"$f":"'Input - Inventory'!D128","v":"Lamp"},{"$f":"'Input - Inventory'!E128","v":"Traffic"},{"$f":"'Input - Inventory'!F128","v":"Major > 130w"},{"$f":"'Input - Inventory'!G128","v":1},null,"Lamp - MBI1x250 (P09)",null,49.358104776055583,61,3010.8443913393908,null,0,0,10.250990220048898,0.33333333333333331,0,0,10.250990220048898,4.9094211792429674E-3,10.250990220048898,0.16666666666666666,10.250990220048898,4.590314436538903E-3,10.250990220048898,4.0032025620496396E-2,153.76485330073348,2.1598272138228944E-2,256.2747555012225,1.2221950623319483E-2,0,0,12301.188264058679,1.1123470522803115E-4,8713.341687041564,2.4953586329427266E-4,0,0,0,0,15.629087555223613,null,30.752970660146698,0.33333333333333331,39.54,4.9094211792429674E-3,10.73,0.16666666666666666,0,4.9094211792429674E-3,12.233442066809499,null,72.129062586530523,0.04,2.2699999999999996,72.129062586530523,1.4200000000000001E-2,0,72.129062586530523,0.01,0,6.5493188828569702,null,30.752970660146698,0.04,10.73,1.4200000000000001E-2,0,0.01,1.382484826405868,null,29.73,9.0799999999999978E-2,2.6994839999999996,null,{"$f":"IF($D131=\"Connection\",VLOOKUP(C131,'Input - General'!$F$62:$N$79,4,FALSE),0)","v":0},null,0.1801212933606588,38.493817331295951,6.9335561641019696,null,8.6527813038891108E-2,45.427373495397916,3.930731280657668]
[null,{"$f":"'Input - Inventory'!B129","v":121},{"$f":"'Input - Inventory'!C129","v":"MBI1x3745"},{"$f":"'Input - Inventory'!D129","v":"Lamp"},{"$f":"'Input - Inventory'!E129","v":"Traffic"},{"$f":"'Input - Inventory'!F129","v":"Major > 130w"},{"$f":"'Input - Inventory'!G129","v":"1"},null,"Lamp - MBI1x3745",null,34.636629418517806,0,0,null,0,0,10.250990220048898,0.33333333333333331,0,0,10.250990220048898,4.9094211792429674E-3,10.250990220048898,0.16666666666666666,10.250990220048898,4.590314436538903E-3,10.250990220048898,4.0032025620496396E-2,153.76485330073348,2.1598272138228944E-2,256.2747555012225,1.2221950623319483E-2,0,0,12301.188264058679,1.1123470522803115E-4,8713.341687041564,2.4953586329427266E-4,0,0,0,0,15.629087555223613,null,0,0.33333333333333331,39.54,4.9094211792429674E-3,10.73,0.16666666666666666,0,4.9094211792429674E-3,1.9824518467606003,null,72.129062586530523,0.04,2.2699999999999996,72.129062586530523,1.4200000000000001E-2,0,72.129062586530523,0.01,0,6.5493188828569702,null,0,0.04,10.73,1.4200000000000001E-2,0,0.01,0.152366,null,29.73,9.0799999999999978E-2,2.6994839999999996,null,{"$f":"IF($D132=\"Connection\",VLOOKUP(C132,'Input - General'!$F$62:$N$79,4,FALSE),0)","v":0},null,0.1801212933606588,27.012708284841182,4.8655639534397768,null,8.6527813038891108E-2,31.878272238280957,2.7583571802368474]
[null,{"$f":"'Input - Inventory'!B130","v":122},{"$f":"'Input - Inventory'!C130","v":"MBI1x400"},{"$f":"'Input - Inventory'!D130","v":"Lamp"},{"$f":"'Input - Inventory'!E130","v":"Traffic"},{"$f":"'Input - Inventory'!F130","v":"Major > 130w"},{"$f":"'Input - Inventory'!G130","v":"1"},null,"Lamp - MBI1x400",null,49.358104776055583,13,641.65536208872254,null,0,0,10.250990220048898,0.33333333333333331,0,0,10.250990220048898,4.9094211792429674E-3,10.250990220048898,0.16666666666666666,10.250990220048898,4.590314436538903E-3,10.250990220048898,4.0032025620496396E-2,153.76485330073348,2.1598272138228944E-2,256.2747555012225,1.2221950623319483E-2,0,0,12301.188264058679,1.1123470522803115E-4,8713.341687041564,2.4953586329427266E-4,0,0,0,0,15.629087555223613,null,30.752970660146698,0.33333333333333331,39.54,4.9094211792429674E-3,10.73,0.16666666666666666,0,4.9094211792429674E-3,12.233442066809499,null,72.129062586530523,0.04,2.2699999999999996,72.129062586530523,1.4200000000000001E-2,0,72.129062586530523,0.01,0,6.5493188828569702,null,30.752970660146698,0.04,10.73,1.4200000000000001E-2,0,0.01,1.382484826405868,null,29.73,9.0799999999999978E-2,2.6994839999999996,null,{"$f":"IF($D133=\"Connection\",VLOOKUP(C133,'Input - General'!$F$62:$N$79,4,FALSE),0)","v":0},null,0.1801212933606588,38.493817331295951,6.9335561641019696,null,8.6527813038891108E-2,45.427373495397916,3.930731280657668]
[null,{"$f":"'Input - Inventory'!B131","v":123},{"$f":"'Input - Inventory'!C131","v":"MBI1x400 (P09)"},{"$f":"'Input - Inventory'!D131","v":"Lamp"},{"$f":"'Input - Inventory'!E131","v":"Traffic"},{"$f":"'Input - Inventory'!F131","v":"Major > 130w"},{"$f":"'Input - Inventory'!G131","v":1},null,"Lamp - MBI1x400 (P09)",null,49.358104776055583,109,5380.033420590059,null,0,0,10.250990220048898,0.33333333333333331,0,0,10.250990220048898,4.9094211792429674E-3,10.250990220048898,0.16666666666666666,10.250990220048898,4.590314436538903E-3,10.250990220048898,4.0032025620496396E-2,153.76485330073348,2.1598272138228944E-2,256.2747555012225,1.2221950623319483E-2,0,0,12301.188264058679,1.1123470522803115E-4,8713.341687041564,2.4953586329427266E-4,0,0,0,0,15.629087555223613,null,30.752970660146698,0.33333333333333331,39.54,4.9094211792429674E-3,10.73,0.16666666666666666,0,4.9094211792429674E-3,12.233442066809499,null,72.129062586530523,0.04,2.2699999999999996,72.129062586530523,1.4200000000000001E-2,0,72.129062586530523,0.01,0,6.5493188828569702,null,30.752970660146698,0.04,10.73,1.4200000000000001E-2,0,0.01,1.382484826405868,null,29.73,9.0799999999999978E-2,2.6994839999999996,null,{"$f":"IF($D134=\"Connection\",VLOOKUP(C134,'Input - General'!$F$62:$N$79,4,FALSE),0)","v":0},null,0.1801212933606588,38.493817331295951,6.9335561641019696,null,8.6527813038891108E-2,45.427373495397916,3.930731280657668]
[null,{"$f":"'Input - Inventory'!B132","v":124},{"$f":"'Input - Inventory'!C132","v":"MBI1x500"},{"$f":"'Input - Inventory'!D132","v":"Lamp"},{"$f":"'Input - Inventory'!E132","v":"Traffic"},{"$f":"'Input - Inventory'!F132","v":"Major > 130w"},{"$f":"'Input - Inventory'!G132","v":"1"},null,"Lamp - MBI1x500",null,83.708213943643756,0,0,null,0,0,10.250990220048898,0.33333333333333331,0,0,10.250990220048898,4.9094211792429674E-3,10.250990220048898,0.16666666666666666,10.250990220048898,4.590314436538903E-3,10.250990220048898,4.0032025620496396E-2,153.76485330073348,2.1598272138228944E-2,256.2747555012225,1.2221950623319483E-2,0,0,12301.188264058679,1.1123470522803115E-4,8713.341687041564,2.4953586329427266E-4,0,0,0,0,15.629087555223613,null,102.50990220048899,0.33333333333333331,39.54,4.9094211792429674E-3,10.73,0.16666666666666666,0,4.9094211792429674E-3,36.1524192469236,null,72.129062586530523,0.04,2.2699999999999996,72.129062586530523,1.4200000000000001E-2,0,72.129062586530523,0.01,0,6.5493188828569702,null,102.50990220048899,0.04,10.73,1.4200000000000001E-2,0,0.01,4.2527620880195594,null,29.73,9.0799999999999978E-2,2.6994839999999996,null,{"$f":"IF($D135=\"Connection\",VLOOKUP(C135,'Input - General'!$F$62:$N$79,4,FALSE),0)","v":0},null,0.1801212933606588,65.28307177302375,11.758871322313754,null,8.6527813038891108E-2,77.041943095337501,6.6662708483062509]
[null,{"$f":"'Input - Inventory'!B133","v":125},{"$f":"'Input - Inventory'!C133","v":"MBI1x70"},{"$f":"'Input - Inventory'!D133","v":"Lamp"},{"$f":"'Input - Inventory'!E133","v":"NonTraffic"},{"$f":"'Input - Inventory'!F133","v":"Minor < 130w"},{"$f":"'Input - Inventory'!G133","v":"1"},null,"Lamp - MBI1x70",null,46.273040153963571,0,0,null,10.250990220048898,0.33333333333333331,0,0,10.250990220048898,1.8504811250925242E-2,0,0,10.250990220048898,0.16666666666666666,10.250990220048898,4.590314436538903E-3,10.250990220048898,4.0032025620496396E-2,153.76485330073348,2.1598272138228944E-2,256.2747555012225,1.2221950623319483E-2,0,0,12301.188264058679,1.1123470522803115E-4,8713.341687041564,2.4953586329427266E-4,0,0,0,0,15.768453765886179,null,30.752970660146698,0.33333333333333331,39.54,1.8504811250925242E-2,10.73,0.16666666666666666,0,1.8504811250925242E-2,12.771003790243816,null,72.129062586530523,0.04,1.5133333333333332,72.129062586530523,1.4200000000000001E-2,0,72.129062586530523,0.01,0,4.3662125885713143,null,30.752970660146698,0.04,10.73,1.4200000000000001E-2,0,0.01,1.382484826405868,null,29.73,6.0533333333333328E-2,1.7996559999999999,null,{"$f":"IF($D136=\"Connection\",VLOOKUP(C136,'Input - General'!$F$62:$N$79,4,FALSE),0)","v":0},null,0.1801212933606588,36.087810971107174,6.500183186670796,null,8.6527813038891108E-2,42.58799415777797,3.685045996185599]
[null,{"$f":"'Input - Inventory'!B134","v":126},{"$f":"'Input - Inventory'!C134","v":"MBI1x70 (P09)"},{"$f":"'Input - Inventory'!D134","v":"Lamp"},{"$f":"'Input - Inventory'!E134","v":"NonTraffic"},{"$f":"'Input - Inventory'!F134","v":"Minor < 130w"},{"$f":"'Input - Inventory'!G134","v":1},null,"Lamp - MBI1x70 (P09)",null,46.273040153963571,183,8467.9663481753341,null,10.250990220048898,0.33333333333333331,0,0,10.250990220048898,1.8504811250925242E-2,0,0,10.250990220048898,0.16666666666666666,10.250990220048898,4.590314436538903E-3,10.250990220048898,4.0032025620496396E-2,153.76485330073348,2.1598272138228944E-2,256.2747555012225,1.2221950623319483E-2,0,0,12301.188264058679,1.1123470522803115E-4,8713.341687041564,2.4953586329427266E-4,0,0,0,0,15.768453765886179,null,30.752970660146698,0.33333333333333331,39.54,1.8504811250925242E-2,10.73,0.16666666666666666,0,1.8504811250925242E-2,12.771003790243816,null,72.129062586530523,0.04,1.5133333333333332,72.129062586530523,1.4200000000000001E-2,0,72.129062586530523,0.01,0,4.3662125885713143,null,30.752970660146698,0.04,10.73,1.4200000000000001E-2,0,0.01,1.382484826405868,null,29.73,6.0533333333333328E-2,1.7996559999999999,null,{"$f":"IF($D137=\"Connection\",VLOOKUP(C137,'Input - General'!$F$62:$N$79,4,FALSE),0)","v":0},null,0.1801212933606588,36.087810971107174,6.500183186670796,null,8.6527813038891108E-2,42.58799415777797,3.685045996185599]
[null,{"$f":"'Input - Inventory'!B135","v":127},{"$f":"'Input - Inventory'!C135","v":"MBI1x70 II"},{"$f":"'Input - Inventory'!D135","v":"Lamp"},{"$f":"'Input - Inventory'!E135","v":"Traffic"},{"$f":"'Input - Inventory'!F135","v":"Minor < 130w"},{"$f":"'Input - Inventory'!G135","v":1},null,"Lamp - MBI1x70 II",null,50.226085200273708,79,3967.8607308216228,null,10.250990220048898,0.33333333333333331,0,0,10.250990220048898,1.8504811250925242E-2,0,0,10.250990220048898,0.16666666666666666,10.250990220048898,4.590314436538903E-3,10.250990220048898,4.0032025620496396E-2,153.76485330073348,2.1598272138228944E-2,256.2747555012225,1.2221950623319483E-2,0,0,12301.188264058679,1.1123470522803115E-4,8713.341687041564,2.4953586329427266E-4,0,0,0,0,15.768453765886179,null,30.752970660146698,0.33333333333333331,39.54,1.8504811250925242E-2,10.73,0.16666666666666666,0,0,12.771003790243816,null,72.129062586530523,0.04,2.2699999999999996,72.129062586530523,1.4200000000000001E-2,0,72.129062586530523,0.01,0,6.5493188828569702,null,30.752970660146698,0.04,10.73,1.4200000000000001E-2,0,0.01,1.382484826405868,null,29.73,9.0799999999999978E-2,2.6994839999999996,null,{"$f":"IF($D138=\"Connection\",VLOOKUP(C138,'Input - General'!$F$62:$N$79,4,FALSE),0)","v":0},null,0.1801212933606588,39.170745265392831,7.0554852991034585,null,8.6527813038891108E-2,46.226230564496298,3.9998546357774094]
[null,{"$f":"'Input - Inventory'!B136","v":128},{"$f":"'Input - Inventory'!C136","v":"MBI2x400"},{"$f":"'Input - Inventory'!D136","v":"Lamp"},{"$f":"'Input - Inventory'!E136","v":"Traffic"},{"$f":"'Input - Inventory'!F136","v":"Major > 130w"},{"$f":"'Input - Inventory'!G136","v":"2"},null,"Lamp - MBI2x400",null,62.502279202428603,0,0,null,0,0,10.250990220048898,0.33333333333333331,0,0,10.250990220048898,4.9094211792429674E-3,10.250990220048898,0.16666666666666666,10.250990220048898,4.590314436538903E-3,10.250990220048898,4.0032025620496396E-2,153.76485330073348,2.1598272138228944E-2,256.2747555012225,1.2221950623319483E-2,0,0,12301.188264058679,1.1123470522803115E-4,8713.341687041564,2.4953586329427266E-4,0,0,0,0,15.629087555223613,null,61.505941320293395,0.33333333333333331,39.54,4.9094211792429674E-3,10.73,0.16666666666666666,0,4.9094211792429674E-3,22.484432286858397,null,72.129062586530523,0.04,2.2699999999999996,72.129062586530523,1.4200000000000001E-2,0,72.129062586530523,0.01,0,6.5493188828569702,null,30.752970660146698,0.04,10.73,1.4200000000000001E-2,0,0.01,1.382484826405868,null,29.73,9.0799999999999978E-2,2.6994839999999996,null,{"$f":"IF($D139=\"Connection\",VLOOKUP(C139,'Input - General'!$F$62:$N$79,4,FALSE),0)","v":0},null,0.1801212933606588,48.744807551344849,8.7799777807646411,null,8.6527813038891108E-2,57.524785332109488,4.9774938703191154]
[null,{"$f":"'Input - Inventory'!B137","v":129},{"$f":"'Input - Inventory'!C137","v":"MBI4x150"},{"$f":"'Input - Inventory'!D137","v":"Lamp"},{"$f":"'Input - Inventory'!E137","v":"Traffic"},{"$f":"'Input - Inventory'!F137","v":"Major > 130w"},{"$f":"'Input - Inventory'!G137","v":"4"},null,"Lamp - MBI4x150",null,215.14995820737391,5,{"$f":"L140*K140","v":1075.7497910368695},null,0,{"$f":"IF(AND($D140=\"Lamp\",CycleBulkTask1<>0, OR($F140=O$9,O$9=\"All\")),1/CycleBulkTask1,0)","v":0},10.250990220048898,{"$f":"IF(AND($D140=\"Lamp\",CycleBulkTask2<>0, OR($F140=Q$9,Q$9=\"All\")),1/CycleBulkTask2,0)","v":0.33333333333333331},0,{"$f":"IF(AND($D140=\"Lamp\",CycleBulkTask3<>0, OR($F140=S$9,S$9=\"All\")),1/CycleBulkTask3,0)","v":0},10.250990220048898,{"$f":"IF(AND($D140=\"Lamp\",CycleBulkTask4<>0, OR($F140=U$9,U$9=\"All\")),1/CycleBulkTask4,0)","v":4.9094211792429674E-3},10.250990220048898,{"$f":"IF(AND($D140=\"Lamp\",CycleBulkTask5<>0, OR($F140=W$9,W$9=\"All\")),1/CycleBulkTask5,0)","v":0.16666666666666666},10.250990220048898,{"$f":"IF(AND($D140=\"Lamp\",CycleBulkTask6<>0, OR($F140=Y$9,Y$9=\"All\")),1/CycleBulkTask6,0)","v":4.590314436538903E-3},10.250990220048898,{"$f":"IF(AND($D140=\"Lamp\",CycleBulkTask7<>0, OR($F140=AA$9,AA$9=\"All\")),1/CycleBulkTask7,0)","v":4.0032025620496396E-2},153.76485330073348,{"$f":"IF(AND($D140=\"Lamp\",CycleBulkTask8<>0, OR($F140=AC$9,AC$9=\"All\")),1/CycleBulkTask8,0)","v":2.1598272138228944E-2},256.2747555012225,{"$f":"IF(AND($D140=\"Lamp\",CycleBulkTask9<>0, OR($F140=AE$9,AE$9=\"All\")),1/CycleBulkTask9,0)","v":1.2221950623319483E-2},0,{"$f":"IF(AND($D140=\"Lamp\",CycleBulkTask10<>0, OR($F140=AG$9,AG$9=\"All\")),1/CycleBulkTask10,0)","v":0},12301.188264058679,{"$f":"IF(AND($D140=\"Lamp\",CycleBulkTask11<>0, OR($F140=AI$9,AI$9=\"All\")),1/CycleBulkTask11,0)","v":1.1123470522803115E-4},8713.341687041564,{"$f":"IF(AND($D140=\"Lamp\",CycleBulkTask12<>0, OR($F140=AK$9,AK$9=\"All\")),1/CycleBulkTask12,0)","v":2.4953586329427266E-4},0,{"$f":"IF(AND($D140=\"Lamp\",CycleBulkTask13<>0, OR($F140=AM$9,AM$9=\"All\")),1/CycleBulkTask13,0)","v":0},0,{"$f":"IF(AND($D140=\"Lamp\",CycleBulkTask14<>0, OR($F140=AO$9,AO$9=\"All\")),1/CycleBulkTask14,0)","v":0},{"$f":"O140*P140+Q140*R140+S140*T140+U140*V140+W140*X140+Y140*Z140+AA140*AB140+AC140*AD140+AE140*AF140+AG140*AH140+AI140*AJ140+AK140*AL140+AM140*AN140+AO140*AP140","v":15.629087555223613},null,410.03960880195598,{"$f":"MAX(P140,R140)","v":0.33333333333333331},39.54,{"$f":"MAX(T140,V140)","v":4.9094211792429674E-3},10.73,{"$f":"X140","v":0.16666666666666666},0,{"$f":"INDIRECT($E140)*$V140 +(1-INDIRECT($E140))*$T140","v":4.9094211792429674E-3},{"$f":"AS140*AT140+AU140*AV140+AW140*AX140+AY140*AZ140","v":138.66232144741258},null,{"$f":"IF($D140=$AS$9,(INDIRECT(\"PriceLabour\" & \"FY14\")*ProportionStandardHours + INDIRECT(\"PriceLabourOvertime\" & \"FY14\")*ProportionOvertimeHours)*(1+RateOnCostAnnual),0)","v":72.129062586530523},{"$f":"BO140","v":0.04},{"$f":"IF($D140=\"Lamp\",(NumberOfCrew+INDIRECT($E140)*TrafficController)*(TimeToReplaceLamp),0)","v":2.2699999999999996},{"$f":"IF($D140=$AS$9,(INDIRECT(\"PriceLabour\" & \"FY14\")*ProportionStandardHours + INDIRECT(\"PriceLabourOvertime\" & \"FY14\")*ProportionOvertimeHours)*(1+RateOnCostAnnual),0)","v":72.129062586530523},{"$f":"BQ140","v":1.4200000000000001E-2},{"$f":"IF($D140=\"Lamp\",(NumberOfCrew+INDIRECT($E140)*TrafficController)*(TimeForPECellReplace),0)","v":0},{"$f":"IF($D140=$AS$9,(INDIRECT(\"PriceLabour\" & \"FY14\")*ProportionStandardHours + INDIRECT(\"PriceLabourOvertime\" & \"FY14\")*ProportionOvertimeHours)*(1+RateOnCostAnnual),0)","v":72.129062586530523},{"$f":"BS140","v":0.01},{"$f":"IF($D140=\"Lamp\",(NumberOfCrew+INDIRECT($E140)*TrafficController)*(TimeForOtherSpot),0)","v":0},{"$f":"BC140*BD140*BE140+BF140*BG140*BH140+BI140*BJ140*BK140","v":6.5493188828569702},null,102.50990220048899,{"$f":"IF($D140=\"Lamp\",INDIRECT(BO$10 & $B140),0)","v":0.04},10.73,{"$f":"IF($D140=\"Lamp\",INDIRECT(\"FailurePECell\" & \"Annual\"),0)","v":1.4200000000000001E-2},0,{"$f":"IF($D140=\"Lamp\",INDIRECT(\"FailureMisc\" & \"Annual\"),0)","v":0.01},{"$f":"BN140*BO140+BP140*BQ140+BR140*BS140","v":4.2527620880195594},null,29.73,{"$f":"BD140*BE140+BG140*BH140+BJ140*BK140","v":9.0799999999999978E-2},{"$f":"BV140*BW140","v":2.6994839999999996},null,{"$f":"IF($D140=\"Connection\",VLOOKUP(C140,'Input - General'!$F$62:$N$79,4,FALSE),0)","v":0},null,{"$f":"RateOverhead","v":0.1801212933606588},{"$f":"BX140+BL140+BT140+BA140+AQ140+BZ140","v":167.79297397351272},{"$f":"CC140*CB140","v":30.223087488940472},null,{"$f":"CorporateOverheads","v":8.6527813038891108E-2},198.01606146245319,{"$f":"CG140*CF140","v":17.133896744920719}]
[null,{"$f":"'Input - Inventory'!B138","v":130},{"$f":"'Input - Inventory'!C138","v":"SON1x100"},{"$f":"'Input - Inventory'!D138","v":"Lamp"},{"$f":"'Input - Inventory'!E138","v":"Traffic"},{"$f":"'Input - Inventory'!F138","v":"Minor < 130w"},{"$f":"'Input - Inventory'!G138","v":"1"},null,{"$f":"CONCATENATE(D141,\" - \",C141)","v":"Lamp - SON1x100"},null,{"$f":"AQ141+BA141+BL141+BT141+BX141+BZ141+CD141+CH141","v":81.936074325698243},{"$f":"INDIRECT(L$10&$B141&\"FY14\")","v":63},5161.9726825189891,null,{"$f":"IF(AND($D141=\"Lamp\", OR($F141=O$9, O$9=\"All\")),INDIRECT(\"PriceBulkTask1\" & \"FY14\"),0)","v":10.250990220048898},0.33333333333333331,{"$f":"IF(AND($D141=\"Lamp\", OR($F141=Q$9, Q$9=\"All\")),INDIRECT(\"PriceBulkTask2\" & \"FY14\"),0)","v":0},0,{"$f":"IF(AND($D141=\"Lamp\", OR($F141=S$9, S$9=\"All\")),INDIRECT(\"PriceBulkTask3\" & \"FY14\"),0)","v":10.250990220048898},1.8504811250925242E-2,{"$f":"IF(AND($D141=\"Lamp\", OR($F141=U$9, U$9=\"All\")),INDIRECT(\"PriceBulkTask4\" & \"FY14\"),0)","v":0},0,{"$f":"IF(AND($D141=\"Lamp\", OR($F141=W$9, W$9=\"All\")),INDIRECT(\"PriceBulkTask5\" & \"FY14\"),0)","v":10.250990220048898},0.16666666666666666,{"$f":"IF(AND($D141=\"Lamp\", OR($F141=Y$9, Y$9=\"All\")),INDIRECT(\"PriceBulkTask6\" & \"FY14\"),0)","v":10.250990220048898},4.590314436538903E-3,{"$f":"IF(AND($D141=\"Lamp\", OR($F141=AA$9, AA$9=\"All\")),INDIRECT(\"PriceBulkTask7\" & \"FY14\"),0)","v":10.250990220048898},4.0032025620496396E-2,{"$f":"IF(AND($D141=\"Lamp\", OR($F141=AC$9, AC$9=\"All\")),INDIRECT(\"PriceBulkTask8\" & \"FY14\"),0)","v":153.76485330073348},2.1598272138228944E-2,{"$f":"IF(AND($D141=\"Lamp\", OR($F141=AE$9, AE$9=\"All\")),INDIRECT(\"PriceBulkTask9\" & \"FY14\"),0)","v":256.2747555012225},1.2221950623319483E-2,{"$f":"IF(AND($D141=\"Lamp\", OR($F141=AG$9, AG$9=\"All\")),INDIRECT(\"PriceBulkTask10\" & \"FY14\"),0)","v":0},0,{"$f":"IF(AND($D141=\"Lamp\", OR($F141=AI$9, AI$9=\"All\")),INDIRECT(\"PriceBulkTask11\" & \"FY14\"),0)","v":12301.188264058679},1.1123470522803115E-4,{"$f":"IF(AND($D141=\"Lamp\", OR($F141=AK$9, AK$9=\"All\")),INDIRECT(\"PriceBulkTask12\" & \"FY14\"),0)","v":8713.341687041564},2.4953586329427266E-4,{"$f":"IF(AND($D141=\"Lamp\", OR($F141=AM$9, AM$9=\"All\")),INDIRECT(\"PriceBulkTask13\" & \"FY14\"),0)","v":0},0,{"$f":"IF(AND($D141=\"Lamp\", OR($F141=AO$9, AO$9=\"All\")),INDIRECT(\"PriceBulkTask14\" & \"FY14\"),0)","v":0},0,15.768453765886179,null,{"$f":"IF($D141=\"Lamp\",$G141*INDIRECT(\"Price\" & $B141 & \"FY14\"),0)","v":30.752970660146698},0.33333333333333331,{"$f":"IF($D141=\"Lamp\",INDIRECT(\"PriceVisor\" & \"FY14\"),0)","v":39.54},1.8504811250925242E-2,{"$f":"IF($D141=\"Lamp\",INDIRECT(\"PricePECell\" & \"FY14\"),0)","v":10.73},0.16666666666666666,{"$f":"IF($D141=\"Lamp\",INDIRECT(\"PriceMisc\" & \"FY14\"),0)","v":0},0,12.771003790243816,null,72.129062586530523,0.13439999999999999,2.2699999999999996,72.129062586530523,1.4200000000000001E-2,0,72.129062586530523,0.01,0,22.005711446399417,null,{"$f":"IF($D141=\"Lamp\",INDIRECT(\"Price\" & $B141 & \"FY14\"),0)","v":30.752970660146698},0.13439999999999999,{"$f":"IF($D141=\"Lamp\",INDIRECT(\"pRICEpecELL\" & \"FY14\"),0)","v":10.73},1.4200000000000001E-2,{"$f":"IF($D141=\"Lamp\",INDIRECT(\"PriceMisc\" & \"FY14\"),0)","v":0},0.01,4.2855652567237161,null,{"$f":"IF(AND($D141=\"Lamp\"),INDIRECT(\"PriceEWP\"&\"FY14\"),0)","v":29.73},0.30508799999999991,9.0702662399999969,null,{"$f":"IF($D141=\"Connection\",VLOOKUP(C141,'Input - General'!$F$62:$N$79,4,FALSE),0)","v":0},null,0.1801212933606588,63.901000499253122,11.509930856965576,null,8.6527813038891108E-2,{"$f":"AQ141+BA141+BL141+BT141+BX141+BZ141+CD141","v":75.410931356218697},6.5251429694795426]
[null,{"$f":"'Input - Inventory'!B139","v":131},{"$f":"'Input - Inventory'!C139","v":"SON1x100 (P09)"},{"$f":"'Input - Inventory'!D139","v":"Lamp"},{"$f":"'Input - Inventory'!E139","v":"Traffic"},{"$f":"'Input - Inventory'!F139","v":"Minor < 130w"},{"$f":"'Input - Inventory'!G139","v":1},null,"Lamp - SON1x100 (P09)",null,81.936074325698243,1383,113317.59079244066,null,10.250990220048898,0.33333333333333331,0,0,10.250990220048898,1.8504811250925242E-2,0,0,10.250990220048898,0.16666666666666666,10.250990220048898,4.590314436538903E-3,10.250990220048898,4.0032025620496396E-2,153.76485330073348,2.1598272138228944E-2,256.2747555012225,1.2221950623319483E-2,0,0,12301.188264058679,1.1123470522803115E-4,8713.341687041564,2.4953586329427266E-4,0,0,0,0,15.768453765886179,null,30.752970660146698,0.33333333333333331,39.54,1.8504811250925242E-2,10.73,0.16666666666666666,0,0,12.771003790243816,null,72.129062586530523,0.13439999999999999,2.2699999999999996,72.129062586530523,1.4200000000000001E-2,0,72.129062586530523,0.01,0,22.005711446399417,null,30.752970660146698,0.13439999999999999,10.73,1.4200000000000001E-2,0,0.01,4.2855652567237161,null,29.73,0.30508799999999991,9.0702662399999969,null,{"$f":"IF($D142=\"Connection\",VLOOKUP(C142,'Input - General'!$F$62:$N$79,4,FALSE),0)","v":0},null,0.1801212933606588,63.901000499253122,11.509930856965576,null,8.6527813038891108E-2,75.410931356218697,6.5251429694795426]
[null,{"$f":"'Input - Inventory'!B140","v":132},{"$f":"'Input - Inventory'!C140","v":"SON1x1000"},{"$f":"'Input - Inventory'!D140","v":"Lamp"},{"$f":"'Input - Inventory'!E140","v":"Traffic"},{"$f":"'Input - Inventory'!F140","v":"Major > 130w"},{"$f":"'Input - Inventory'!G140","v":"1"},null,"Lamp - SON1x1000",null,87.987415171013637,0,0,null,0,0,10.250990220048898,0.33333333333333331,0,0,10.250990220048898,4.9094211792429674E-3,10.250990220048898,0.16666666666666666,10.250990220048898,4.590314436538903E-3,10.250990220048898,4.0032025620496396E-2,153.76485330073348,2.1598272138228944E-2,256.2747555012225,1.2221950623319483E-2,0,0,12301.188264058679,1.1123470522803115E-4,8713.341687041564,2.4953586329427266E-4,0,0,0,0,15.629087555223613,null,102.50990220048899,0.33333333333333331,39.54,4.9094211792429674E-3,10.73,0.16666666666666666,0,4.9094211792429674E-3,36.1524192469236,null,72.129062586530523,0.05,2.2699999999999996,72.129062586530523,1.4200000000000001E-2,0,72.129062586530523,0.01,0,8.1866486035712143,null,102.50990220048899,0.05,10.73,1.4200000000000001E-2,0,0.01,5.2778611100244497,null,29.73,0.11349999999999999,3.3743549999999995,null,{"$f":"IF($D143=\"Connection\",VLOOKUP(C143,'Input - General'!$F$62:$N$79,4,FALSE),0)","v":0},null,0.1801212933606588,68.620371515742875,12.359990068304517,null,8.6527813038891108E-2,80.980361584047387,7.0070535869662516]
[null,{"$f":"'Input - Inventory'!B141","v":133},{"$f":"'Input - Inventory'!C141","v":"SON1x1000 (P09)"},{"$f":"'Input - Inventory'!D141","v":"Lamp"},{"$f":"'Input - Inventory'!E141","v":"Traffic"},{"$f":"'Input - Inventory'!F141","v":"Major > 130w"},{"$f":"'Input - Inventory'!G141","v":1},null,"Lamp - SON1x1000 (P09)",null,87.987415171013637,49,4311.3833433796681,null,0,0,10.250990220048898,0.33333333333333331,0,0,10.250990220048898,4.9094211792429674E-3,10.250990220048898,0.16666666666666666,10.250990220048898,4.590314436538903E-3,10.250990220048898,4.0032025620496396E-2,153.76485330073348,2.1598272138228944E-2,256.2747555012225,1.2221950623319483E-2,0,0,12301.188264058679,1.1123470522803115E-4,8713.341687041564,2.4953586329427266E-4,0,0,0,0,15.629087555223613,null,102.50990220048899,0.33333333333333331,39.54,4.9094211792429674E-3,10.73,0.16666666666666666,0,4.9094211792429674E-3,36.1524192469236,null,72.129062586530523,0.05,2.2699999999999996,72.129062586530523,1.4200000000000001E-2,0,72.129062586530523,0.01,0,8.1866486035712143,null,102.50990220048899,0.05,10.73,1.4200000000000001E-2,0,0.01,5.2778611100244497,null,29.73,0.11349999999999999,3.3743549999999995,null,{"$f":"IF($D144=\"Connection\",VLOOKUP(C144,'Input - General'!$F$62:$N$79,4,FALSE),0)","v":0},null,0.1801212933606588,68.620371515742875,12.359990068304517,null,8.6527813038891108E-2,80.980361584047387,7.0070535869662516]
[null,{"$f":"'Input - Inventory'!B142","v":134},{"$f":"'Input - Inventory'!C142","v":"SON1x120"},{"$f":"'Input - Inventory'!D142","v":"Lamp"},{"$f":"'Input - Inventory'!E142","v":"Traffic"},{"$f":"'Input - Inventory'!F142","v":"Minor < 130w"},{"$f":"'Input - Inventory'!G142","v":"1"},null,"Lamp - SON1x120",null,53.585194217797493,0,0,null,10.250990220048898,0.33333333333333331,0,0,10.250990220048898,1.8504811250925242E-2,0,0,10.250990220048898,0.16666666666666666,10.250990220048898,4.590314436538903E-3,10.250990220048898,4.0032025620496396E-2,153.76485330073348,2.1598272138228944E-2,256.2747555012225,1.2221950623319483E-2,0,0,12301.188264058679,1.1123470522803115E-4,8713.341687041564,2.4953586329427266E-4,0,0,0,0,15.768453765886179,null,30.752970660146698,0.33333333333333331,39.54,1.8504811250925242E-2,10.73,0.16666666666666666,0,0,12.771003790243816,null,72.129062586530523,0.05,2.2699999999999996,72.129062586530523,1.4200000000000001E-2,0,72.129062586530523,0.01,0,8.1866486035712143,null,30.752970660146698,0.05,10.73,1.4200000000000001E-2,0,0.01,1.6900145330073351,null,29.73,0.11349999999999999,3.3743549999999995,null,{"$f":"IF($D145=\"Connection\",VLOOKUP(C145,'Input - General'!$F$62:$N$79,4,FALSE),0)","v":0},null,0.1801212933606588,41.79047569270854,7.5273545319278359,null,8.6527813038891108E-2,49.317830224636381,4.2673639931611103]
[null,{"$f":"'Input - Inventory'!B143","v":135},{"$f":"'Input - Inventory'!C143","v":"SON1x150"},{"$f":"'Input - Inventory'!D143","v":"Lamp"},{"$f":"'Input - Inventory'!E143","v":"Traffic"},{"$f":"'Input - Inventory'!F143","v":"Major > 130w"},{"$f":"'Input - Inventory'!G143","v":"1"},null,"Lamp - SON1x150",null,83.173135552461716,714,59385.618784457663,null,0,0,10.250990220048898,0.33333333333333331,0,0,10.250990220048898,4.9094211792429674E-3,10.250990220048898,0.16666666666666666,10.250990220048898,4.590314436538903E-3,10.250990220048898,4.0032025620496396E-2,153.76485330073348,2.1598272138228944E-2,256.2747555012225,1.2221950623319483E-2,0,0,12301.188264058679,1.1123470522803115E-4,8713.341687041564,2.4953586329427266E-4,0,0,0,0,15.629087555223613,null,30.752970660146698,0.33333333333333331,39.54,4.9094211792429674E-3,10.73,0.16666666666666666,0,4.9094211792429674E-3,12.233442066809499,null,72.129062586530523,0.14066666666666669,2.2699999999999996,72.129062586530523,1.4200000000000001E-2,0,72.129062586530523,0.01,0,23.031771404713684,null,30.752970660146698,0.14066666666666669,10.73,1.4200000000000001E-2,0,0.01,4.4782838728606356,null,29.73,0.31931333333333334,9.4931853999999998,null,{"$f":"IF($D146=\"Connection\",VLOOKUP(C146,'Input - General'!$F$62:$N$79,4,FALSE),0)","v":0},null,0.1801212933606588,64.865770299607419,11.683706441200696,null,8.6527813038891108E-2,76.549476740808132,6.6236588116535895]
[null,{"$f":"'Input - Inventory'!B144","v":136},{"$f":"'Input - Inventory'!C144","v":"SON1x150 (P09)"},{"$f":"'Input - Inventory'!D144","v":"Lamp"},{"$f":"'Input - Inventory'!E144","v":"Traffic"},{"$f":"'Input - Inventory'!F144","v":"Major > 130w"},{"$f":"'Input - Inventory'!G144","v":1},null,"Lamp - SON1x150 (P09)",null,83.173135552461716,19351.5,1609524.9326434629,null,0,0,10.250990220048898,0.33333333333333331,0,0,10.250990220048898,4.9094211792429674E-3,10.250990220048898,0.16666666666666666,10.250990220048898,4.590314436538903E-3,10.250990220048898,4.0032025620496396E-2,153.76485330073348,2.1598272138228944E-2,256.2747555012225,1.2221950623319483E-2,0,0,12301.188264058679,1.1123470522803115E-4,8713.341687041564,2.4953586329427266E-4,0,0,0,0,15.629087555223613,null,30.752970660146698,0.33333333333333331,39.54,4.9094211792429674E-3,10.73,0.16666666666666666,0,4.9094211792429674E-3,12.233442066809499,null,72.129062586530523,0.14066666666666669,2.2699999999999996,72.129062586530523,1.4200000000000001E-2,0,72.129062586530523,0.01,0,23.031771404713684,null,30.752970660146698,0.14066666666666669,10.73,1.4200000000000001E-2,0,0.01,4.4782838728606356,null,29.73,0.31931333333333334,9.4931853999999998,null,{"$f":"IF($D147=\"Connection\",VLOOKUP(C147,'Input - General'!$F$62:$N$79,4,FALSE),0)","v":0},null,0.1801212933606588,64.865770299607419,11.683706441200696,null,8.6527813038891108E-2,76.549476740808132,6.6236588116535895]
[null,{"$f":"'Input - Inventory'!B145","v":137},{"$f":"'Input - Inventory'!C145","v":"SON1x150 AR"},{"$f":"'Input - Inventory'!D145","v":"Lamp"},{"$f":"'Input - Inventory'!E145","v":"Traffic"},{"$f":"'Input - Inventory'!F145","v":"Major > 130w"},{"$f":"'Input - Inventory'!G145","v":1},null,"Lamp - SON1x150 AR",null,61.342530580405182,194,11900.450932598606,null,0,0,10.250990220048898,0.33333333333333331,0,0,10.250990220048898,4.9094211792429674E-3,10.250990220048898,0.16666666666666666,10.250990220048898,4.590314436538903E-3,10.250990220048898,4.0032025620496396E-2,153.76485330073348,2.1598272138228944E-2,256.2747555012225,1.2221950623319483E-2,0,0,12301.188264058679,1.1123470522803115E-4,8713.341687041564,2.4953586329427266E-4,0,0,0,0,15.629087555223613,null,30.752970660146698,0.33333333333333331,39.54,4.9094211792429674E-3,10.73,0.16666666666666666,0,4.9094211792429674E-3,12.233442066809499,null,72.129062586530523,7.0333333333333345E-2,2.2699999999999996,72.129062586530523,1.4200000000000001E-2,0,72.129062586530523,0.01,0,11.515885702356842,null,30.752970660146698,7.0333333333333345E-2,10.73,1.4200000000000001E-2,140,0.01,3.715324936430318,null,29.73,0.15965666666666667,4.7465926999999999,null,{"$f":"IF($D148=\"Connection\",VLOOKUP(C148,'Input - General'!$F$62:$N$79,4,FALSE),0)","v":0},null,0.1801212933606588,47.84033296082027,8.6170626477075025,null,8.6527813038891108E-2,56.457395608527776,4.8851349718774033]
[null,{"$f":"'Input - Inventory'!B146","v":138},{"$f":"'Input - Inventory'!C146","v":"SON1x220"},{"$f":"'Input - Inventory'!D146","v":"Lamp"},{"$f":"'Input - Inventory'!E146","v":"Traffic"},{"$f":"'Input - Inventory'!F146","v":"Major > 130w"},{"$f":"'Input - Inventory'!G146","v":"1"},null,"Lamp - SON1x220",null,52.717213793579376,0,0,null,0,0,10.250990220048898,0.33333333333333331,0,0,10.250990220048898,4.9094211792429674E-3,10.250990220048898,0.16666666666666666,10.250990220048898,4.590314436538903E-3,10.250990220048898,4.0032025620496396E-2,153.76485330073348,2.1598272138228944E-2,256.2747555012225,1.2221950623319483E-2,0,0,12301.188264058679,1.1123470522803115E-4,8713.341687041564,2.4953586329427266E-4,0,0,0,0,15.629087555223613,null,30.752970660146698,0.33333333333333331,39.54,4.9094211792429674E-3,10.73,0.16666666666666666,0,4.9094211792429674E-3,12.233442066809499,null,72.129062586530523,0.05,2.2699999999999996,72.129062586530523,1.4200000000000001E-2,0,72.129062586530523,0.01,0,8.1866486035712143,null,30.752970660146698,0.05,10.73,1.4200000000000001E-2,0,0.01,1.6900145330073351,null,29.73,0.11349999999999999,3.3743549999999995,null,{"$f":"IF($D149=\"Connection\",VLOOKUP(C149,'Input - General'!$F$62:$N$79,4,FALSE),0)","v":0},null,0.1801212933606588,41.113547758611659,7.405425396926347,null,8.6527813038891108E-2,48.518973155538006,4.1982406380413693]
[null,{"$f":"'Input - Inventory'!B147","v":139},{"$f":"'Input - Inventory'!C147","v":"SON1x250"},{"$f":"'Input - Inventory'!D147","v":"Lamp"},{"$f":"'Input - Inventory'!E147","v":"Traffic"},{"$f":"'Input - Inventory'!F147","v":"Major > 130w"},{"$f":"'Input - Inventory'!G147","v":"1"},null,"Lamp - SON1x250",null,85.23338908320963,761,64862.609092322527,null,0,0,10.250990220048898,0.33333333333333331,0,0,10.250990220048898,4.9094211792429674E-3,10.250990220048898,0.16666666666666666,10.250990220048898,4.590314436538903E-3,10.250990220048898,4.0032025620496396E-2,153.76485330073348,2.1598272138228944E-2,256.2747555012225,1.2221950623319483E-2,0,0,12301.188264058679,1.1123470522803115E-4,8713.341687041564,2.4953586329427266E-4,0,0,0,0,15.629087555223613,null,30.752970660146698,0.33333333333333331,39.54,4.9094211792429674E-3,10.73,0.16666666666666666,0,4.9094211792429674E-3,12.233442066809499,null,72.129062586530523,0.14680000000000001,2.2699999999999996,72.129062586530523,1.4200000000000001E-2,0,72.129062586530523,0.01,0,24.036000300085082,null,30.752970660146698,0.14680000000000001,10.73,1.4200000000000001E-2,0,0.01,4.6669020929095355,null,29.73,0.33323599999999998,9.9071062799999989,null,{"$f":"IF($D150=\"Connection\",VLOOKUP(C150,'Input - General'!$F$62:$N$79,4,FALSE),0)","v":0},null,0.1801212933606588,66.472538295027732,11.973119570666316,null,8.6527813038891108E-2,78.445657865694045,6.7877312175155922]
[null,{"$f":"'Input - Inventory'!B148","v":140},{"$f":"'Input - Inventory'!C148","v":"SON1x250 (P09)"},{"$f":"'Input - Inventory'!D148","v":"Lamp"},{"$f":"'Input - Inventory'!E148","v":"Traffic"},{"$f":"'Input - Inventory'!F148","v":"Major > 130w"},{"$f":"'Input - Inventory'!G148","v":1},null,"Lamp - SON1x250 (P09)",null,85.23338908320963,24623,2098701.7393958708,null,0,0,10.250990220048898,0.33333333333333331,0,0,10.250990220048898,4.9094211792429674E-3,10.250990220048898,0.16666666666666666,10.250990220048898,4.590314436538903E-3,10.250990220048898,4.0032025620496396E-2,153.76485330073348,2.1598272138228944E-2,256.2747555012225,1.2221950623319483E-2,0,0,12301.188264058679,1.1123470522803115E-4,8713.341687041564,2.4953586329427266E-4,0,0,0,0,15.629087555223613,null,30.752970660146698,0.33333333333333331,39.54,4.9094211792429674E-3,10.73,0.16666666666666666,0,4.9094211792429674E-3,12.233442066809499,null,72.129062586530523,0.14680000000000001,2.2699999999999996,72.129062586530523,1.4200000000000001E-2,0,72.129062586530523,0.01,0,24.036000300085082,null,30.752970660146698,0.14680000000000001,10.73,1.4200000000000001E-2,0,0.01,4.6669020929095355,null,29.73,0.33323599999999998,9.9071062799999989,null,{"$f":"IF($D151=\"Connection\",VLOOKUP(C151,'Input - General'!$F$62:$N$79,4,FALSE),0)","v":0},null,0.1801212933606588,66.472538295027732,11.973119570666316,null,8.6527813038891108E-2,78.445657865694045,6.7877312175155922]
[null,{"$f":"'Input - Inventory'!B149","v":141},{"$f":"'Input - Inventory'!C149","v":"SON1x250 AR"},{"$f":"'Input - Inventory'!D149","v":"Lamp"},{"$f":"'Input - Inventory'!E149","v":"Traffic"},{"$f":"'Input - Inventory'!F149","v":"Major > 130w"},{"$f":"'Input - Inventory'!G149","v":1},null,"Lamp - SON1x250 AR",null,62.372657345779139,219,13659.611958725631,null,0,0,10.250990220048898,0.33333333333333331,0,0,10.250990220048898,4.9094211792429674E-3,10.250990220048898,0.16666666666666666,10.250990220048898,4.590314436538903E-3,10.250990220048898,4.0032025620496396E-2,153.76485330073348,2.1598272138228944E-2,256.2747555012225,1.2221950623319483E-2,0,0,12301.188264058679,1.1123470522803115E-4,8713.341687041564,2.4953586329427266E-4,0,0,0,0,15.629087555223613,null,30.752970660146698,0.33333333333333331,39.54,4.9094211792429674E-3,10.73,0.16666666666666666,0,4.9094211792429674E-3,12.233442066809499,null,72.129062586530523,7.3400000000000007E-2,2.2699999999999996,72.129062586530523,1.4200000000000001E-2,0,72.129062586530523,0.01,0,12.018000150042541,null,30.752970660146698,7.3400000000000007E-2,10.73,1.4200000000000001E-2,140,0.01,3.809634046454768,null,29.73,0.16661799999999999,4.9535531399999995,null,{"$f":"IF($D152=\"Connection\",VLOOKUP(C152,'Input - General'!$F$62:$N$79,4,FALSE),0)","v":0},null,0.1801212933606588,48.643716958530419,8.7617692124403117,null,8.6527813038891108E-2,57.405486170970732,4.9671711748084046]
[null,{"$f":"'Input - Inventory'!B150","v":142},{"$f":"'Input - Inventory'!C150","v":"SON1x310"},{"$f":"'Input - Inventory'!D150","v":"Lamp"},{"$f":"'Input - Inventory'!E150","v":"Traffic"},{"$f":"'Input - Inventory'!F150","v":"Major > 130w"},{"$f":"'Input - Inventory'!G150","v":"1"},null,"Lamp - SON1x310",null,52.717213793579376,0,0,null,0,0,10.250990220048898,0.33333333333333331,0,0,10.250990220048898,4.9094211792429674E-3,10.250990220048898,0.16666666666666666,10.250990220048898,4.590314436538903E-3,10.250990220048898,4.0032025620496396E-2,153.76485330073348,2.1598272138228944E-2,256.2747555012225,1.2221950623319483E-2,0,0,12301.188264058679,1.1123470522803115E-4,8713.341687041564,2.4953586329427266E-4,0,0,0,0,15.629087555223613,null,30.752970660146698,0.33333333333333331,39.54,4.9094211792429674E-3,10.73,0.16666666666666666,0,4.9094211792429674E-3,12.233442066809499,null,72.129062586530523,0.05,2.2699999999999996,72.129062586530523,1.4200000000000001E-2,0,72.129062586530523,0.01,0,8.1866486035712143,null,30.752970660146698,0.05,10.73,1.4200000000000001E-2,0,0.01,1.6900145330073351,null,29.73,0.11349999999999999,3.3743549999999995,null,{"$f":"IF($D153=\"Connection\",VLOOKUP(C153,'Input - General'!$F$62:$N$79,4,FALSE),0)","v":0},null,0.1801212933606588,41.113547758611659,7.405425396926347,null,8.6527813038891108E-2,48.518973155538006,4.1982406380413693]
[null,{"$f":"'Input - Inventory'!B151","v":143},{"$f":"'Input - Inventory'!C151","v":"SON1x360"},{"$f":"'Input - Inventory'!D151","v":"Lamp"},{"$f":"'Input - Inventory'!E151","v":"Traffic"},{"$f":"'Input - Inventory'!F151","v":"Major > 130w"},{"$f":"'Input - Inventory'!G151","v":"1"},null,"Lamp - SON1x360",null,52.717213793579376,0,0,null,0,0,10.250990220048898,0.33333333333333331,0,0,10.250990220048898,4.9094211792429674E-3,10.250990220048898,0.16666666666666666,10.250990220048898,4.590314436538903E-3,10.250990220048898,4.0032025620496396E-2,153.76485330073348,2.1598272138228944E-2,256.2747555012225,1.2221950623319483E-2,0,0,12301.188264058679,1.1123470522803115E-4,8713.341687041564,2.4953586329427266E-4,0,0,0,0,15.629087555223613,null,30.752970660146698,0.33333333333333331,39.54,4.9094211792429674E-3,10.73,0.16666666666666666,0,4.9094211792429674E-3,12.233442066809499,null,72.129062586530523,0.05,2.2699999999999996,72.129062586530523,1.4200000000000001E-2,0,72.129062586530523,0.01,0,8.1866486035712143,null,30.752970660146698,0.05,10.73,1.4200000000000001E-2,0,0.01,1.6900145330073351,null,29.73,0.11349999999999999,3.3743549999999995,null,{"$f":"IF($D154=\"Connection\",VLOOKUP(C154,'Input - General'!$F$62:$N$79,4,FALSE),0)","v":0},null,0.1801212933606588,41.113547758611659,7.405425396926347,null,8.6527813038891108E-2,48.518973155538006,4.1982406380413693]
[null,{"$f":"'Input - Inventory'!B152","v":144},{"$f":"'Input - Inventory'!C152","v":"SON1x400"},{"$f":"'Input - Inventory'!D152","v":"Lamp"},{"$f":"'Input - Inventory'!E152","v":"Traffic"},{"$f":"'Input - Inventory'!F152","v":"Major > 130w"},{"$f":"'Input - Inventory'!G152","v":"1"},null,"Lamp - SON1x400",null,90.820707082357544,60,5449.2424249414526,null,0,0,10.250990220048898,0.33333333333333331,0,0,10.250990220048898,4.9094211792429674E-3,10.250990220048898,0.16666666666666666,10.250990220048898,4.590314436538903E-3,10.250990220048898,4.0032025620496396E-2,153.76485330073348,2.1598272138228944E-2,256.2747555012225,1.2221950623319483E-2,0,0,12301.188264058679,1.1123470522803115E-4,8713.341687041564,2.4953586329427266E-4,0,0,0,0,15.629087555223613,null,30.752970660146698,0.33333333333333331,39.54,4.9094211792429674E-3,10.73,0.16666666666666666,0,4.9094211792429674E-3,12.233442066809499,null,72.129062586530523,0.16343333333333335,2.2699999999999996,72.129062586530523,1.4200000000000001E-2,0,72.129062586530523,0.01,0,26.759425402206439,null,30.752970660146698,0.16343333333333335,10.73,1.4200000000000001E-2,0,0.01,5.1784265048899751,null,29.73,0.37099366666666661,11.029641709999998,null,{"$f":"IF($D155=\"Connection\",VLOOKUP(C155,'Input - General'!$F$62:$N$79,4,FALSE),0)","v":0},null,0.1801212933606588,70.830023239129531,12.757995394597531,null,8.6527813038891108E-2,83.58801863372706,7.2326884486304808]
[null,{"$f":"'Input - Inventory'!B153","v":145},{"$f":"'Input - Inventory'!C153","v":"SON1x400 (P09)"},{"$f":"'Input - Inventory'!D153","v":"Lamp"},{"$f":"'Input - Inventory'!E153","v":"Traffic"},{"$f":"'Input - Inventory'!F153","v":"Major > 130w"},{"$f":"'Input - Inventory'!G153","v":1},null,"Lamp - SON1x400 (P09)",null,90.820707082357544,2149,195173.69951998637,null,0,0,10.250990220048898,0.33333333333333331,0,0,10.250990220048898,4.9094211792429674E-3,10.250990220048898,0.16666666666666666,10.250990220048898,4.590314436538903E-3,10.250990220048898,4.0032025620496396E-2,153.76485330073348,2.1598272138228944E-2,256.2747555012225,1.2221950623319483E-2,0,0,12301.188264058679,1.1123470522803115E-4,8713.341687041564,2.4953586329427266E-4,0,0,0,0,15.629087555223613,null,30.752970660146698,0.33333333333333331,39.54,4.9094211792429674E-3,10.73,0.16666666666666666,0,4.9094211792429674E-3,12.233442066809499,null,72.129062586530523,0.16343333333333335,2.2699999999999996,72.129062586530523,1.4200000000000001E-2,0,72.129062586530523,0.01,0,26.759425402206439,null,30.752970660146698,0.16343333333333335,10.73,1.4200000000000001E-2,0,0.01,5.1784265048899751,null,29.73,0.37099366666666661,11.029641709999998,null,{"$f":"IF($D156=\"Connection\",VLOOKUP(C156,'Input - General'!$F$62:$N$79,4,FALSE),0)","v":0},null,0.1801212933606588,70.830023239129531,12.757995394597531,null,8.6527813038891108E-2,83.58801863372706,7.2326884486304808]
[null,{"$f":"'Input - Inventory'!B154","v":146},{"$f":"'Input - Inventory'!C154","v":"SON1x400 AR"},{"$f":"'Input - Inventory'!D154","v":"Lamp"},{"$f":"'Input - Inventory'!E154","v":"Traffic"},{"$f":"'Input - Inventory'!F154","v":"Major > 130w"},{"$f":"'Input - Inventory'!G154","v":1},null,"Lamp - SON1x400 AR",null,87.605421985279307,110,9636.5964183807246,null,0,0,10.250990220048898,0.33333333333333331,0,0,10.250990220048898,4.9094211792429674E-3,10.250990220048898,0.16666666666666666,10.250990220048898,4.590314436538903E-3,10.250990220048898,4.0032025620496396E-2,153.76485330073348,2.1598272138228944E-2,256.2747555012225,1.2221950623319483E-2,0,0,12301.188264058679,1.1123470522803115E-4,8713.341687041564,2.4953586329427266E-4,0,0,0,0,15.629087555223613,null,30.752970660146698,0.33333333333333331,39.54,4.9094211792429674E-3,10.73,0.16666666666666666,140,0.125,29.733442066809499,null,72.129062586530523,8.1716666666666674E-2,2.2699999999999996,72.129062586530523,1.4200000000000001E-2,0,72.129062586530523,0.01,0,13.37971270110322,null,30.752970660146698,8.1716666666666674E-2,10.73,1.4200000000000001E-2,140,0.01,4.0653962524449883,null,29.73,0.18549683333333331,5.5148208549999991,null,{"$f":"IF($D157=\"Connection\",VLOOKUP(C157,'Input - General'!$F$62:$N$79,4,FALSE),0)","v":0},null,0.1801212933606588,68.322459430581318,12.306329758217446,null,8.6527813038891108E-2,80.628789188798763,6.9766327964805441]
[null,{"$f":"'Input - Inventory'!B155","v":147},{"$f":"'Input - Inventory'!C155","v":"SON1x50"},{"$f":"'Input - Inventory'!D155","v":"Lamp"},{"$f":"'Input - Inventory'!E155","v":"NonTraffic"},{"$f":"'Input - Inventory'!F155","v":"Minor < 130w"},{"$f":"'Input - Inventory'!G155","v":"1"},null,"Lamp - SON1x50",null,48.643887909909822,16,778.30220655855715,null,10.250990220048898,0.33333333333333331,0,0,10.250990220048898,1.8504811250925242E-2,0,0,10.250990220048898,0.16666666666666666,10.250990220048898,4.590314436538903E-3,10.250990220048898,4.0032025620496396E-2,153.76485330073348,2.1598272138228944E-2,256.2747555012225,1.2221950623319483E-2,0,0,12301.188264058679,1.1123470522803115E-4,8713.341687041564,2.4953586329427266E-4,0,0,0,0,15.768453765886179,null,30.752970660146698,0.33333333333333331,39.54,1.8504811250925242E-2,10.73,0.16666666666666666,0,1.8504811250925242E-2,12.771003790243816,null,72.129062586530523,0.05,1.5133333333333332,72.129062586530523,1.4200000000000001E-2,0,72.129062586530523,0.01,0,5.4577657357141431,null,30.752970660146698,0.05,10.73,1.4200000000000001E-2,0,0.01,1.6900145330073351,null,29.73,7.566666666666666E-2,2.2495699999999998,null,{"$f":"IF($D158=\"Connection\",VLOOKUP(C158,'Input - General'!$F$62:$N$79,4,FALSE),0)","v":0},null,0.1801212933606588,37.936807824851471,6.8332268913870076,null,8.6527813038891108E-2,44.770034716238477,3.8738531936713474]
[null,{"$f":"'Input - Inventory'!B156","v":148},{"$f":"'Input - Inventory'!C156","v":"SON1x50 (P09)"},{"$f":"'Input - Inventory'!D156","v":"Lamp"},{"$f":"'Input - Inventory'!E156","v":"NonTraffic"},{"$f":"'Input - Inventory'!F156","v":"Minor < 130w"},{"$f":"'Input - Inventory'!G156","v":1},null,"Lamp - SON1x50 (P09)",null,48.643887909909822,597,29040.401082216162,null,10.250990220048898,0.33333333333333331,0,0,10.250990220048898,1.8504811250925242E-2,0,0,10.250990220048898,0.16666666666666666,10.250990220048898,4.590314436538903E-3,10.250990220048898,4.0032025620496396E-2,153.76485330073348,2.1598272138228944E-2,256.2747555012225,1.2221950623319483E-2,0,0,12301.188264058679,1.1123470522803115E-4,8713.341687041564,2.4953586329427266E-4,0,0,0,0,15.768453765886179,null,30.752970660146698,0.33333333333333331,39.54,1.8504811250925242E-2,10.73,0.16666666666666666,0,1.8504811250925242E-2,12.771003790243816,null,72.129062586530523,0.05,1.5133333333333332,72.129062586530523,1.4200000000000001E-2,0,72.129062586530523,0.01,0,5.4577657357141431,null,30.752970660146698,0.05,10.73,1.4200000000000001E-2,0,0.01,1.6900145330073351,null,29.73,7.566666666666666E-2,2.2495699999999998,null,{"$f":"IF($D159=\"Connection\",VLOOKUP(C159,'Input - General'!$F$62:$N$79,4,FALSE),0)","v":0},null,0.1801212933606588,37.936807824851471,6.8332268913870076,null,8.6527813038891108E-2,44.770034716238477,3.8738531936713474]
[null,{"$f":"'Input - Inventory'!B157","v":149},{"$f":"'Input - Inventory'!C157","v":"SON1x70"},{"$f":"'Input - Inventory'!D157","v":"Lamp"},{"$f":"'Input - Inventory'!E157","v":"NonTraffic"},{"$f":"'Input - Inventory'!F157","v":"Minor < 130w"},{"$f":"'Input - Inventory'!G157","v":"1"},null,"Lamp - SON1x70",null,63.469589210427074,105,6664.3068670948423,null,10.250990220048898,0.33333333333333331,0,0,10.250990220048898,1.8504811250925242E-2,0,0,10.250990220048898,0.16666666666666666,10.250990220048898,4.590314436538903E-3,10.250990220048898,4.0032025620496396E-2,153.76485330073348,2.1598272138228944E-2,256.2747555012225,1.2221950623319483E-2,0,0,12301.188264058679,1.1123470522803115E-4,8713.341687041564,2.4953586329427266E-4,0,0,0,0,15.768453765886179,null,30.752970660146698,0.33333333333333331,39.54,1.8504811250925242E-2,10.73,0.16666666666666666,0,1.8504811250925242E-2,12.771003790243816,null,72.129062586530523,0.11253333333333332,1.5133333333333332,72.129062586530523,1.4200000000000001E-2,0,72.129062586530523,0.01,0,12.283611415847295,null,30.752970660146698,0.11253333333333332,10.73,1.4200000000000001E-2,0,0.01,3.6131002982885079,null,29.73,0.17030044444444439,5.0630322133333321,null,{"$f":"IF($D160=\"Connection\",VLOOKUP(C160,'Input - General'!$F$62:$N$79,4,FALSE),0)","v":0},null,0.1801212933606588,49.49920148359913,8.9158601915457165,null,8.6527813038891108E-2,58.415061675144848,5.0545275352822268]
[null,{"$f":"'Input - Inventory'!B158","v":150},{"$f":"'Input - Inventory'!C158","v":"SON1x70 (P09)"},{"$f":"'Input - Inventory'!D158","v":"Lamp"},{"$f":"'Input - Inventory'!E158","v":"NonTraffic"},{"$f":"'Input - Inventory'!F158","v":"Minor < 130w"},{"$f":"'Input - Inventory'!G158","v":1},null,"Lamp - SON1x70 (P09)",null,63.469589210427074,2045,129795.30993532337,null,10.250990220048898,0.33333333333333331,0,0,10.250990220048898,1.8504811250925242E-2,0,0,10.250990220048898,0.16666666666666666,10.250990220048898,4.590314436538903E-3,10.250990220048898,4.0032025620496396E-2,153.76485330073348,2.1598272138228944E-2,256.2747555012225,1.2221950623319483E-2,0,0,12301.188264058679,1.1123470522803115E-4,8713.341687041564,2.4953586329427266E-4,0,0,0,0,15.768453765886179,null,30.752970660146698,0.33333333333333331,39.54,1.8504811250925242E-2,10.73,0.16666666666666666,0,1.8504811250925242E-2,12.771003790243816,null,72.129062586530523,0.11253333333333332,1.5133333333333332,72.129062586530523,1.4200000000000001E-2,0,72.129062586530523,0.01,0,12.283611415847295,null,30.752970660146698,0.11253333333333332,10.73,1.4200000000000001E-2,0,0.01,3.6131002982885079,null,29.73,0.17030044444444439,5.0630322133333321,null,{"$f":"IF($D161=\"Connection\",VLOOKUP(C161,'Input - General'!$F$62:$N$79,4,FALSE),0)","v":0},null,0.1801212933606588,49.49920148359913,8.9158601915457165,null,8.6527813038891108E-2,58.415061675144848,5.0545275352822268]
[null,{"$f":"'Input - Inventory'!B159","v":151},{"$f":"'Input - Inventory'!C159","v":"SON2x250"},{"$f":"'Input - Inventory'!D159","v":"Lamp"},{"$f":"'Input - Inventory'!E159","v":"Traffic"},{"$f":"'Input - Inventory'!F159","v":"Major > 130w"},{"$f":"'Input - Inventory'!G159","v":"2"},null,"Lamp - SON2x250",null,140.45032333545166,0,0,null,0,0,10.250990220048898,0.33333333333333331,0,0,10.250990220048898,4.9094211792429674E-3,10.250990220048898,0.16666666666666666,10.250990220048898,4.590314436538903E-3,10.250990220048898,4.0032025620496396E-2,153.76485330073348,2.1598272138228944E-2,256.2747555012225,1.2221950623319483E-2,0,0,12301.188264058679,1.1123470522803115E-4,8713.341687041564,2.4953586329427266E-4,0,0,0,0,15.629087555223613,null,61.505941320293395,0.33333333333333331,39.54,4.9094211792429674E-3,10.73,0.16666666666666666,0,4.9094211792429674E-3,22.484432286858397,null,72.129062586530523,0.27204976000000003,2.2699999999999996,72.129062586530523,1.4200000000000001E-2,0,72.129062586530523,0.01,0,44.543515756117678,null,30.752970660146698,0.27204976000000003,10.73,1.4200000000000001E-2,0,0.01,8.5187042873799523,null,29.73,0.61755295519999998,18.359849358096,null,{"$f":"IF($D162=\"Connection\",VLOOKUP(C162,'Input - General'!$F$62:$N$79,4,FALSE),0)","v":0},null,0.1801212933606588,109.53558924367564,19.729692003592724,null,8.6527813038891108E-2,129.26528124726835,11.185042088183312]
[null,{"$f":"'Input - Inventory'!B160","v":152},{"$f":"'Input - Inventory'!C160","v":"SON2x250 (P09)"},{"$f":"'Input - Inventory'!D160","v":"Lamp"},{"$f":"'Input - Inventory'!E160","v":"Traffic"},{"$f":"'Input - Inventory'!F160","v":"Major > 130w"},{"$f":"'Input - Inventory'!G160","v":2},null,"Lamp - SON2x250 (P09)",null,140.45032333545166,29,4073.059376728098,null,0,0,10.250990220048898,0.33333333333333331,0,0,10.250990220048898,4.9094211792429674E-3,10.250990220048898,0.16666666666666666,10.250990220048898,4.590314436538903E-3,10.250990220048898,4.0032025620496396E-2,153.76485330073348,2.1598272138228944E-2,256.2747555012225,1.2221950623319483E-2,0,0,12301.188264058679,1.1123470522803115E-4,8713.341687041564,2.4953586329427266E-4,0,0,0,0,15.629087555223613,null,61.505941320293395,0.33333333333333331,39.54,4.9094211792429674E-3,10.73,0.16666666666666666,0,4.9094211792429674E-3,22.484432286858397,null,72.129062586530523,0.27204976000000003,2.2699999999999996,72.129062586530523,1.4200000000000001E-2,0,72.129062586530523,0.01,0,44.543515756117678,null,30.752970660146698,0.27204976000000003,10.73,1.4200000000000001E-2,0,0.01,8.5187042873799523,null,29.73,0.61755295519999998,18.359849358096,null,{"$f":"IF($D163=\"Connection\",VLOOKUP(C163,'Input - General'!$F$62:$N$79,4,FALSE),0)","v":0},null,0.1801212933606588,109.53558924367564,19.729692003592724,null,8.6527813038891108E-2,129.26528124726835,11.185042088183312]
[null,{"$f":"'Input - Inventory'!B161","v":153},{"$f":"'Input - Inventory'!C161","v":"SON2x400"},{"$f":"'Input - Inventory'!D161","v":"Lamp"},{"$f":"'Input - Inventory'!E161","v":"Traffic"},{"$f":"'Input - Inventory'!F161","v":"Major > 130w"},{"$f":"'Input - Inventory'!G161","v":"2"},null,"Lamp - SON2x400",null,149.89158704647846,0,0,null,0,0,10.250990220048898,0.33333333333333331,0,0,10.250990220048898,4.9094211792429674E-3,10.250990220048898,0.16666666666666666,10.250990220048898,4.590314436538903E-3,10.250990220048898,4.0032025620496396E-2,153.76485330073348,2.1598272138228944E-2,256.2747555012225,1.2221950623319483E-2,0,0,12301.188264058679,1.1123470522803115E-4,8713.341687041564,2.4953586329427266E-4,0,0,0,0,15.629087555223613,null,61.505941320293395,0.33333333333333331,39.54,4.9094211792429674E-3,10.73,0.16666666666666666,0,4.9094211792429674E-3,22.484432286858397,null,72.129062586530523,0.30015621222222222,2.2699999999999996,72.129062586530523,1.4200000000000001E-2,0,72.129062586530523,0.01,0,49.145468712845606,null,30.752970660146698,0.30015621222222222,10.73,1.4200000000000001E-2,0,0.01,9.3830611879307657,null,29.73,0.68135460174444429,20.256672309862328,null,{"$f":"IF($D164=\"Connection\",VLOOKUP(C164,'Input - General'!$F$62:$N$79,4,FALSE),0)","v":0},null,0.1801212933606588,116.8987220527207,21.055949008344218,null,8.6527813038891108E-2,137.95467106106491,11.936915985413547]
[null,{"$f":"'Input - Inventory'!B162","v":154},{"$f":"'Input - Inventory'!C162","v":"SON2x70"},{"$f":"'Input - Inventory'!D162","v":"Lamp"},{"$f":"'Input - Inventory'!E162","v":"NonTraffic"},{"$f":"'Input - Inventory'!F162","v":"Minor < 130w"},{"$f":"'Input - Inventory'!G162","v":"2"},null,"Lamp - SON2x70",null,100.29132112668469,0,0,null,10.250990220048898,0.33333333333333331,0,0,10.250990220048898,1.8504811250925242E-2,0,0,10.250990220048898,0.16666666666666666,10.250990220048898,4.590314436538903E-3,10.250990220048898,4.0032025620496396E-2,153.76485330073348,2.1598272138228944E-2,256.2747555012225,1.2221950623319483E-2,0,0,12301.188264058679,1.1123470522803115E-4,8713.341687041564,2.4953586329427266E-4,0,0,0,0,15.768453765886179,null,61.505941320293395,0.33333333333333331,39.54,1.8504811250925242E-2,10.73,0.16666666666666666,0,1.8504811250925242E-2,23.021994010292715,null,72.129062586530523,0.21240291555555568,1.5133333333333332,72.129062586530523,1.4200000000000001E-2,0,72.129062586530523,0.01,0,23.184907093697923,null,30.752970660146698,0.21240291555555568,10.73,1.4200000000000001E-2,0,0.01,6.6843866302096204,null,29.73,0.3214364122074076,9.5563045349262286,null,{"$f":"IF($D165=\"Connection\",VLOOKUP(C165,'Input - General'!$F$62:$N$79,4,FALSE),0)","v":0},null,0.1801212933606588,78.216046035012667,14.088375373383309,null,8.6527813038891108E-2,92.304421408395982,7.9868997182887052]
[null,{"$f":"'Input - Inventory'!B163","v":155},{"$f":"'Input - Inventory'!C163","v":"SON3x70"},{"$f":"'Input - Inventory'!D163","v":"Lamp"},{"$f":"'Input - Inventory'!E163","v":"NonTraffic"},{"$f":"'Input - Inventory'!F163","v":"Minor < 130w"},{"$f":"'Input - Inventory'!G163","v":"3"},null,"Lamp - SON3x70",null,134.44853857341391,0,0,null,10.250990220048898,0.33333333333333331,0,0,10.250990220048898,1.8504811250925242E-2,0,0,10.250990220048898,0.16666666666666666,10.250990220048898,4.590314436538903E-3,10.250990220048898,4.0032025620496396E-2,153.76485330073348,2.1598272138228944E-2,256.2747555012225,1.2221950623319483E-2,0,0,12301.188264058679,1.1123470522803115E-4,8713.341687041564,2.4953586329427266E-4,0,0,0,0,15.768453765886179,null,92.258911980440089,0.33333333333333331,39.54,1.8504811250925242E-2,10.73,0.16666666666666666,0,1.8504811250925242E-2,33.272984230341613,null,72.129062586530523,0.30103384079170381,1.5133333333333332,72.129062586530523,1.4200000000000001E-2,0,72.129062586530523,0.01,0,32.859443631267744,null,30.752970660146698,0.30103384079170381,10.73,1.4200000000000001E-2,0,0.01,9.4100508735785393,null,29.73,0.45556454573144506,13.543933944595862,null,{"$f":"IF($D166=\"Connection\",VLOOKUP(C166,'Input - General'!$F$62:$N$79,4,FALSE),0)","v":0},null,0.1801212933606588,104.85486644566994,18.886594159353216,null,8.6527813038891108E-2,123.74146060502315,10.707077968390752]
[null,{"$f":"'Input - Inventory'!B164","v":156},{"$f":"'Input - Inventory'!C164","v":"SON4x250"},{"$f":"'Input - Inventory'!D164","v":"Lamp"},{"$f":"'Input - Inventory'!E164","v":"Traffic"},{"$f":"'Input - Inventory'!F164","v":"Major > 130w"},{"$f":"'Input - Inventory'!G164","v":"4"},null,"Lamp - SON4x250",null,233.26202648433286,0,0,null,0,0,10.250990220048898,0.33333333333333331,0,0,10.250990220048898,4.9094211792429674E-3,10.250990220048898,0.16666666666666666,10.250990220048898,4.590314436538903E-3,10.250990220048898,4.0032025620496396E-2,153.76485330073348,2.1598272138228944E-2,256.2747555012225,1.2221950623319483E-2,0,0,12301.188264058679,1.1123470522803115E-4,8713.341687041564,2.4953586329427266E-4,0,0,0,0,15.629087555223613,null,123.01188264058679,0.33333333333333331,39.54,4.9094211792429674E-3,10.73,0.16666666666666666,0,4.9094211792429674E-3,42.986412726956196,null,72.129062586530523,0.47008844808394246,2.2699999999999996,72.129062586530523,1.4200000000000001E-2,0,72.129062586530523,0.01,0,76.968978741227318,null,30.752970660146698,0.47008844808394246,10.73,1.4200000000000001E-2,0,0.01,14.608982251599377,null,29.73,1.0671007771505492,31.724906104685829,null,{"$f":"IF($D167=\"Connection\",VLOOKUP(C167,'Input - General'!$F$62:$N$79,4,FALSE),0)","v":0},null,0.1801212933606588,181.91836737969231,32.767371618489662,null,8.6527813038891108E-2,214.68573899818199,18.576287486150864]
[null,{"$f":"'Input - Inventory'!B165","v":157},{"$f":"'Input - Inventory'!C165","v":"SON4x600"},{"$f":"'Input - Inventory'!D165","v":"Lamp"},{"$f":"'Input - Inventory'!E165","v":"Traffic"},{"$f":"'Input - Inventory'!F165","v":"Major > 130w"},{"$f":"'Input - Inventory'!G165","v":"4"},null,"Lamp - SON4x600",null,246.74220642561195,0,0,null,0,0,10.250990220048898,0.33333333333333331,0,0,10.250990220048898,4.9094211792429674E-3,10.250990220048898,0.16666666666666666,10.250990220048898,4.590314436538903E-3,10.250990220048898,4.0032025620496396E-2,153.76485330073348,2.1598272138228944E-2,256.2747555012225,1.2221950623319483E-2,0,0,12301.188264058679,1.1123470522803115E-4,8713.341687041564,2.4953586329427266E-4,0,0,0,0,15.629087555223613,null,123.01188264058679,0.33333333333333331,39.54,4.9094211792429674E-3,10.73,0.16666666666666666,0,4.9094211792429674E-3,42.986412726956196,null,72.129062586530523,0.51021867270885268,2.2699999999999996,72.129062586530523,1.4200000000000001E-2,0,72.129062586530523,0.01,0,83.539619688957728,null,30.752970660146698,0.51021867270885268,10.73,1.4200000000000001E-2,0,0.01,15.843105872074338,null,29.73,1.1581963870490954,34.433178586969611,null,{"$f":"IF($D168=\"Connection\",VLOOKUP(C168,'Input - General'!$F$62:$N$79,4,FALSE),0)","v":0},null,0.1801212933606588,192.43140443018149,34.660993449172295,null,8.6527813038891108E-2,227.09239787935377,19.649808546258193]
[null,{"$f":"'Input - Inventory'!B166","v":158},{"$f":"'Input - Inventory'!C166","v":"SON4x70"},{"$f":"'Input - Inventory'!D166","v":"Lamp"},{"$f":"'Input - Inventory'!E166","v":"NonTraffic"},{"$f":"'Input - Inventory'!F166","v":"Minor < 130w"},{"$f":"'Input - Inventory'!G166","v":"4"},null,"Lamp - SON4x70",null,166.24108824558576,0,0,null,10.250990220048898,0.33333333333333331,0,0,10.250990220048898,1.8504811250925242E-2,0,0,10.250990220048898,0.16666666666666666,10.250990220048898,4.590314436538903E-3,10.250990220048898,4.0032025620496396E-2,153.76485330073348,2.1598272138228944E-2,256.2747555012225,1.2221950623319483E-2,0,0,12301.188264058679,1.1123470522803115E-4,8713.341687041564,2.4953586329427266E-4,0,0,0,0,15.768453765886179,null,123.01188264058679,0.33333333333333331,39.54,1.8504811250925242E-2,10.73,0.16666666666666666,0,1.8504811250925242E-2,43.523974450390511,null,72.129062586530523,0.37969083257461089,1.5133333333333332,72.129062586530523,1.4200000000000001E-2,0,72.129062586530523,0.01,0,41.445272323809732,null,30.752970660146698,0.37969083257461089,10.73,1.4200000000000001E-2,0,0.01,11.828987034093682,null,29.73,0.57459879329624441,17.082822124697348,null,{"$f":"IF($D169=\"Connection\",VLOOKUP(C169,'Input - General'!$F$62:$N$79,4,FALSE),0)","v":0},null,0.1801212933606588,129.64950969887747,23.352637370537085,null,8.6527813038891108E-2,153.00214706941455,13.238941176171222]
[null,{"$f":"'Input - Inventory'!B167","v":159},{"$f":"'Input - Inventory'!C167","v":"SON8x70"},{"$f":"'Input - Inventory'!D167","v":"Lamp"},{"$f":"'Input - Inventory'!E167","v":"NonTraffic"},{"$f":"'Input - Inventory'!F167","v":"Minor < 130w"},{"$f":"'Input - Inventory'!G167","v":"8"},null,"Lamp - SON8x70",null,274.65734468602187,0,0,null,10.250990220048898,0.33333333333333331,0,0,10.250990220048898,1.8504811250925242E-2,0,0,10.250990220048898,0.16666666666666666,10.250990220048898,4.590314436538903E-3,10.250990220048898,4.0032025620496396E-2,153.76485330073348,2.1598272138228944E-2,256.2747555012225,1.2221950623319483E-2,0,0,12301.188264058679,1.1123470522803115E-4,8713.341687041564,2.4953586329427266E-4,0,0,0,0,15.768453765886179,null,246.02376528117358,0.33333333333333331,39.54,1.8504811250925242E-2,10.73,0.16666666666666666,0,1.8504811250925242E-2,84.527935330586089,null,72.129062586530523,0.61521653680802058,1.5133333333333332,72.129062586530523,1.4200000000000001E-2,0,72.129062586530523,0.01,0,67.154154692710662,null,30.752970660146698,0.61521653680802058,10.73,1.4200000000000001E-2,0,0.01,19.072102106094118,null,29.73,0.93102769236947103,27.679453294144373,null,{"$f":"IF($D170=\"Connection\",VLOOKUP(C170,'Input - General'!$F$62:$N$79,4,FALSE),0)","v":0},null,0.1801212933606588,214.20209918942146,38.582359146566716,null,8.6527813038891108E-2,252.78445833598812,21.872886350033738]
[null,{"$f":"'Input - Inventory'!B168","v":160},{"$f":"'Input - Inventory'!C168","v":"SOX1x135"},{"$f":"'Input - Inventory'!D168","v":"Lamp"},{"$f":"'Input - Inventory'!E168","v":"Traffic"},{"$f":"'Input - Inventory'!F168","v":"Major > 130w"},{"$f":"'Input - Inventory'!G168","v":"1"},null,"Lamp - SOX1x135",null,52.717213793579376,2,105.43442758715875,null,0,0,10.250990220048898,0.33333333333333331,0,0,10.250990220048898,4.9094211792429674E-3,10.250990220048898,0.16666666666666666,10.250990220048898,4.590314436538903E-3,10.250990220048898,4.0032025620496396E-2,153.76485330073348,2.1598272138228944E-2,256.2747555012225,1.2221950623319483E-2,0,0,12301.188264058679,1.1123470522803115E-4,8713.341687041564,2.4953586329427266E-4,0,0,0,0,15.629087555223613,null,30.752970660146698,0.33333333333333331,39.54,4.9094211792429674E-3,10.73,0.16666666666666666,0,4.9094211792429674E-3,12.233442066809499,null,72.129062586530523,0.05,2.2699999999999996,72.129062586530523,1.4200000000000001E-2,0,72.129062586530523,0.01,0,8.1866486035712143,null,30.752970660146698,0.05,10.73,1.4200000000000001E-2,0,0.01,1.6900145330073351,null,29.73,0.11349999999999999,3.3743549999999995,null,{"$f":"IF($D171=\"Connection\",VLOOKUP(C171,'Input - General'!$F$62:$N$79,4,FALSE),0)","v":0},null,0.1801212933606588,41.113547758611659,7.405425396926347,null,8.6527813038891108E-2,48.518973155538006,4.1982406380413693]
[null,{"$f":"'Input - Inventory'!B169","v":161},{"$f":"'Input - Inventory'!C169","v":"SOX1x150"},{"$f":"'Input - Inventory'!D169","v":"Lamp"},{"$f":"'Input - Inventory'!E169","v":"Traffic"},{"$f":"'Input - Inventory'!F169","v":"Major > 130w"},{"$f":"'Input - Inventory'!G169","v":"1"},null,"Lamp - SOX1x150",null,52.717213793579376,0,0,null,0,0,10.250990220048898,0.33333333333333331,0,0,10.250990220048898,4.9094211792429674E-3,10.250990220048898,0.16666666666666666,10.250990220048898,4.590314436538903E-3,10.250990220048898,4.0032025620496396E-2,153.76485330073348,2.1598272138228944E-2,256.2747555012225,1.2221950623319483E-2,0,0,12301.188264058679,1.1123470522803115E-4,8713.341687041564,2.4953586329427266E-4,0,0,0,0,15.629087555223613,null,30.752970660146698,0.33333333333333331,39.54,4.9094211792429674E-3,10.73,0.16666666666666666,0,4.9094211792429674E-3,12.233442066809499,null,72.129062586530523,0.05,2.2699999999999996,72.129062586530523,1.4200000000000001E-2,0,72.129062586530523,0.01,0,8.1866486035712143,null,30.752970660146698,0.05,10.73,1.4200000000000001E-2,0,0.01,1.6900145330073351,null,29.73,0.11349999999999999,3.3743549999999995,null,{"$f":"IF($D172=\"Connection\",VLOOKUP(C172,'Input - General'!$F$62:$N$79,4,FALSE),0)","v":0},null,0.1801212933606588,41.113547758611659,7.405425396926347,null,8.6527813038891108E-2,48.518973155538006,4.1982406380413693]
[null,{"$f":"'Input - Inventory'!B170","v":162},{"$f":"'Input - Inventory'!C170","v":"SOX1x180"},{"$f":"'Input - Inventory'!D170","v":"Lamp"},{"$f":"'Input - Inventory'!E170","v":"Traffic"},{"$f":"'Input - Inventory'!F170","v":"Major > 130w"},{"$f":"'Input - Inventory'!G170","v":"1"},null,"Lamp - SOX1x180",null,87.987415171013637,0,0,null,0,0,10.250990220048898,0.33333333333333331,0,0,10.250990220048898,4.9094211792429674E-3,10.250990220048898,0.16666666666666666,10.250990220048898,4.590314436538903E-3,10.250990220048898,4.0032025620496396E-2,153.76485330073348,2.1598272138228944E-2,256.2747555012225,1.2221950623319483E-2,0,0,12301.188264058679,1.1123470522803115E-4,8713.341687041564,2.4953586329427266E-4,0,0,0,0,15.629087555223613,null,102.50990220048899,0.33333333333333331,39.54,4.9094211792429674E-3,10.73,0.16666666666666666,0,4.9094211792429674E-3,36.1524192469236,null,72.129062586530523,0.05,2.2699999999999996,72.129062586530523,1.4200000000000001E-2,0,72.129062586530523,0.01,0,8.1866486035712143,null,102.50990220048899,0.05,10.73,1.4200000000000001E-2,0,0.01,5.2778611100244497,null,29.73,0.11349999999999999,3.3743549999999995,null,{"$f":"IF($D173=\"Connection\",VLOOKUP(C173,'Input - General'!$F$62:$N$79,4,FALSE),0)","v":0},null,0.1801212933606588,68.620371515742875,12.359990068304517,null,8.6527813038891108E-2,80.980361584047387,7.0070535869662516]
[null,{"$f":"'Input - Inventory'!B171","v":163},{"$f":"'Input - Inventory'!C171","v":"SOX1x90"},{"$f":"'Input - Inventory'!D171","v":"Lamp"},{"$f":"'Input - Inventory'!E171","v":"NonTraffic"},{"$f":"'Input - Inventory'!F171","v":"Minor < 130w"},{"$f":"'Input - Inventory'!G171","v":"1"},null,"Lamp - SOX1x90",null,48.643887909909822,0,0,null,10.250990220048898,0.33333333333333331,0,0,10.250990220048898,1.8504811250925242E-2,0,0,10.250990220048898,0.16666666666666666,10.250990220048898,4.590314436538903E-3,10.250990220048898,4.0032025620496396E-2,153.76485330073348,2.1598272138228944E-2,256.2747555012225,1.2221950623319483E-2,0,0,12301.188264058679,1.1123470522803115E-4,8713.341687041564,2.4953586329427266E-4,0,0,0,0,15.768453765886179,null,30.752970660146698,0.33333333333333331,39.54,1.8504811250925242E-2,10.73,0.16666666666666666,0,1.8504811250925242E-2,12.771003790243816,null,72.129062586530523,0.05,1.5133333333333332,72.129062586530523,1.4200000000000001E-2,0,72.129062586530523,0.01,0,5.4577657357141431,null,30.752970660146698,0.05,10.73,1.4200000000000001E-2,0,0.01,1.6900145330073351,null,29.73,7.566666666666666E-2,2.2495699999999998,null,{"$f":"IF($D174=\"Connection\",VLOOKUP(C174,'Input - General'!$F$62:$N$79,4,FALSE),0)","v":0},null,0.1801212933606588,37.936807824851471,6.8332268913870076,null,8.6527813038891108E-2,44.770034716238477,3.8738531936713474]
[null,{"$f":"'Input - Inventory'!B172","v":164},{"$f":"'Input - Inventory'!C172","v":"TF1x16"},{"$f":"'Input - Inventory'!D172","v":"Lamp"},{"$f":"'Input - Inventory'!E172","v":"NonTraffic"},{"$f":"'Input - Inventory'!F172","v":"Minor < 130w"},{"$f":"'Input - Inventory'!G172","v":"1"},null,"Lamp - TF1x16",null,40.674651783775971,1,40.674651783775971,null,10.250990220048898,0.33333333333333331,0,0,10.250990220048898,1.8504811250925242E-2,0,0,10.250990220048898,0.16666666666666666,10.250990220048898,4.590314436538903E-3,10.250990220048898,4.0032025620496396E-2,153.76485330073348,2.1598272138228944E-2,256.2747555012225,1.2221950623319483E-2,0,0,12301.188264058679,1.1123470522803115E-4,8713.341687041564,2.4953586329427266E-4,0,0,0,0,15.768453765886179,null,10.250990220048898,0.33333333333333331,39.54,1.8504811250925242E-2,10.73,0.16666666666666666,0,1.8504811250925242E-2,5.9370103102112166,null,72.129062586530523,0.06,1.5133333333333332,72.129062586530523,1.4200000000000001E-2,0,72.129062586530523,0.01,0,6.5493188828569711,null,10.250990220048898,0.06,10.73,1.4200000000000001E-2,0,0.01,0.76742541320293389,null,29.73,9.0799999999999992E-2,2.699484,null,{"$f":"IF($D175=\"Connection\",VLOOKUP(C175,'Input - General'!$F$62:$N$79,4,FALSE),0)","v":0},null,0.1801212933606588,31.7216923721573,5.7137522576619171,null,8.6527813038891108E-2,37.435444629819216,3.2392071539567571]
[null,{"$f":"'Input - Inventory'!B173","v":165},{"$f":"'Input - Inventory'!C173","v":"TF1x176"},{"$f":"'Input - Inventory'!D173","v":"Lamp"},{"$f":"'Input - Inventory'!E173","v":"Traffic"},{"$f":"'Input - Inventory'!F173","v":"Major > 130w"},{"$f":"'Input - Inventory'!G173","v":"1"},null,"Lamp - TF1x176",null,45.736238929023052,0,0,null,0,0,10.250990220048898,0.33333333333333331,0,0,10.250990220048898,4.9094211792429674E-3,10.250990220048898,0.16666666666666666,10.250990220048898,4.590314436538903E-3,10.250990220048898,4.0032025620496396E-2,153.76485330073348,2.1598272138228944E-2,256.2747555012225,1.2221950623319483E-2,0,0,12301.188264058679,1.1123470522803115E-4,8713.341687041564,2.4953586329427266E-4,0,0,0,0,15.629087555223613,null,10.250990220048898,0.33333333333333331,39.54,4.9094211792429674E-3,10.73,0.16666666666666666,0,4.9094211792429674E-3,5.3994485867768995,null,72.129062586530523,0.06,2.2699999999999996,72.129062586530523,1.4200000000000001E-2,0,72.129062586530523,0.01,0,9.8239783242854557,null,10.250990220048898,0.06,10.73,1.4200000000000001E-2,0,0.01,0.76742541320293389,null,29.73,0.13619999999999996,4.0492259999999991,null,{"$f":"IF($D176=\"Connection\",VLOOKUP(C176,'Input - General'!$F$62:$N$79,4,FALSE),0)","v":0},null,0.1801212933606588,35.669165879488901,6.4247762913094215,null,8.6527813038891108E-2,42.093942170798321,3.6422967582247314]
[null,{"$f":"'Input - Inventory'!B174","v":166},{"$f":"'Input - Inventory'!C174","v":"TF1x20"},{"$f":"'Input - Inventory'!D174","v":"Lamp"},{"$f":"'Input - Inventory'!E174","v":"NonTraffic"},{"$f":"'Input - Inventory'!F174","v":"Minor < 130w"},{"$f":"'Input - Inventory'!G174","v":"1"},null,"Lamp - TF1x20",null,40.674651783775971,0,0,null,10.250990220048898,0.33333333333333331,0,0,10.250990220048898,1.8504811250925242E-2,0,0,10.250990220048898,0.16666666666666666,10.250990220048898,4.590314436538903E-3,10.250990220048898,4.0032025620496396E-2,153.76485330073348,2.1598272138228944E-2,256.2747555012225,1.2221950623319483E-2,0,0,12301.188264058679,1.1123470522803115E-4,8713.341687041564,2.4953586329427266E-4,0,0,0,0,15.768453765886179,null,10.250990220048898,0.33333333333333331,39.54,1.8504811250925242E-2,10.73,0.16666666666666666,0,1.8504811250925242E-2,5.9370103102112166,null,72.129062586530523,0.06,1.5133333333333332,72.129062586530523,1.4200000000000001E-2,0,72.129062586530523,0.01,0,6.5493188828569711,null,10.250990220048898,0.06,10.73,1.4200000000000001E-2,0,0.01,0.76742541320293389,null,29.73,9.0799999999999992E-2,2.699484,null,{"$f":"IF($D177=\"Connection\",VLOOKUP(C177,'Input - General'!$F$62:$N$79,4,FALSE),0)","v":0},null,0.1801212933606588,31.7216923721573,5.7137522576619171,null,8.6527813038891108E-2,37.435444629819216,3.2392071539567571]
[null,{"$f":"'Input - Inventory'!B175","v":167},{"$f":"'Input - Inventory'!C175","v":"TF1x236"},{"$f":"'Input - Inventory'!D175","v":"Lamp"},{"$f":"'Input - Inventory'!E175","v":"Traffic"},{"$f":"'Input - Inventory'!F175","v":"Major > 130w"},{"$f":"'Input - Inventory'!G175","v":"1"},null,"Lamp - TF1x236",null,45.736238929023052,0,0,null,0,0,10.250990220048898,0.33333333333333331,0,0,10.250990220048898,4.9094211792429674E-3,10.250990220048898,0.16666666666666666,10.250990220048898,4.590314436538903E-3,10.250990220048898,4.0032025620496396E-2,153.76485330073348,2.1598272138228944E-2,256.2747555012225,1.2221950623319483E-2,0,0,12301.188264058679,1.1123470522803115E-4,8713.341687041564,2.4953586329427266E-4,0,0,0,0,15.629087555223613,null,10.250990220048898,0.33333333333333331,39.54,4.9094211792429674E-3,10.73,0.16666666666666666,0,4.9094211792429674E-3,5.3994485867768995,null,72.129062586530523,0.06,2.2699999999999996,72.129062586530523,1.4200000000000001E-2,0,72.129062586530523,0.01,0,9.8239783242854557,null,10.250990220048898,0.06,10.73,1.4200000000000001E-2,0,0.01,0.76742541320293389,null,29.73,0.13619999999999996,4.0492259999999991,null,{"$f":"IF($D178=\"Connection\",VLOOKUP(C178,'Input - General'!$F$62:$N$79,4,FALSE),0)","v":0},null,0.1801212933606588,35.669165879488901,6.4247762913094215,null,8.6527813038891108E-2,42.093942170798321,3.6422967582247314]
[null,{"$f":"'Input - Inventory'!B176","v":168},{"$f":"'Input - Inventory'!C176","v":"TF1x26"},{"$f":"'Input - Inventory'!D176","v":"Lamp"},{"$f":"'Input - Inventory'!E176","v":"NonTraffic"},{"$f":"'Input - Inventory'!F176","v":"Minor < 130w"},{"$f":"'Input - Inventory'!G176","v":"1"},null,"Lamp - TF1x26",null,40.674651783775971,0,0,null,10.250990220048898,0.33333333333333331,0,0,10.250990220048898,1.8504811250925242E-2,0,0,10.250990220048898,0.16666666666666666,10.250990220048898,4.590314436538903E-3,10.250990220048898,4.0032025620496396E-2,153.76485330073348,2.1598272138228944E-2,256.2747555012225,1.2221950623319483E-2,0,0,12301.188264058679,1.1123470522803115E-4,8713.341687041564,2.4953586329427266E-4,0,0,0,0,15.768453765886179,null,10.250990220048898,0.33333333333333331,39.54,1.8504811250925242E-2,10.73,0.16666666666666666,0,1.8504811250925242E-2,5.9370103102112166,null,72.129062586530523,0.06,1.5133333333333332,72.129062586530523,1.4200000000000001E-2,0,72.129062586530523,0.01,0,6.5493188828569711,null,10.250990220048898,0.06,10.73,1.4200000000000001E-2,0,0.01,0.76742541320293389,null,29.73,9.0799999999999992E-2,2.699484,null,{"$f":"IF($D179=\"Connection\",VLOOKUP(C179,'Input - General'!$F$62:$N$79,4,FALSE),0)","v":0},null,0.1801212933606588,31.7216923721573,5.7137522576619171,null,8.6527813038891108E-2,37.435444629819216,3.2392071539567571]
[null,{"$f":"'Input - Inventory'!B177","v":169},{"$f":"'Input - Inventory'!C177","v":"TF1x40"},{"$f":"'Input - Inventory'!D177","v":"Lamp"},{"$f":"'Input - Inventory'!E177","v":"NonTraffic"},{"$f":"'Input - Inventory'!F177","v":"Minor < 130w"},{"$f":"'Input - Inventory'!G177","v":"1"},null,"Lamp - TF1x40",null,61.332701604480171,86,5274.6123379852943,null,10.250990220048898,0.33333333333333331,0,0,10.250990220048898,1.8504811250925242E-2,0,0,10.250990220048898,0.16666666666666666,10.250990220048898,4.590314436538903E-3,10.250990220048898,4.0032025620496396E-2,153.76485330073348,2.1598272138228944E-2,256.2747555012225,1.2221950623319483E-2,0,0,12301.188264058679,1.1123470522803115E-4,8713.341687041564,2.4953586329427266E-4,0,0,0,0,15.768453765886179,null,10.250990220048898,0.33333333333333331,39.54,1.8504811250925242E-2,10.73,0.16666666666666666,0,1.8504811250925242E-2,5.9370103102112166,null,72.129062586530523,0.158,1.5133333333333332,72.129062586530523,1.4200000000000001E-2,0,72.129062586530523,0.01,0,17.246539724856692,null,10.250990220048898,0.158,10.73,1.4200000000000001E-2,0,0.01,1.7720224547677259,null,29.73,0.23910666666666663,7.1086411999999992,null,{"$f":"IF($D180=\"Connection\",VLOOKUP(C180,'Input - General'!$F$62:$N$79,4,FALSE),0)","v":0},null,0.1801212933606588,47.832667455721811,8.6156819270149043,null,8.6527813038891108E-2,56.448349382736723,4.8843522217434474]
[null,{"$f":"'Input - Inventory'!B178","v":170},{"$f":"'Input - Inventory'!C178","v":"TF1x40 (P09)"},{"$f":"'Input - Inventory'!D178","v":"Lamp"},{"$f":"'Input - Inventory'!E178","v":"NonTraffic"},{"$f":"'Input - Inventory'!F178","v":"Minor < 130w"},{"$f":"'Input - Inventory'!G178","v":1},null,"Lamp - TF1x40 (P09)",null,61.332701604480171,508,31157.012415075926,null,10.250990220048898,0.33333333333333331,0,0,10.250990220048898,1.8504811250925242E-2,0,0,10.250990220048898,0.16666666666666666,10.250990220048898,4.590314436538903E-3,10.250990220048898,4.0032025620496396E-2,153.76485330073348,2.1598272138228944E-2,256.2747555012225,1.2221950623319483E-2,0,0,12301.188264058679,1.1123470522803115E-4,8713.341687041564,2.4953586329427266E-4,0,0,0,0,15.768453765886179,null,10.250990220048898,0.33333333333333331,39.54,1.8504811250925242E-2,10.73,0.16666666666666666,0,1.8504811250925242E-2,5.9370103102112166,null,72.129062586530523,0.158,1.5133333333333332,72.129062586530523,1.4200000000000001E-2,0,72.129062586530523,0.01,0,17.246539724856692,null,10.250990220048898,0.158,10.73,1.4200000000000001E-2,0,0.01,1.7720224547677259,null,29.73,0.23910666666666663,7.1086411999999992,null,{"$f":"IF($D181=\"Connection\",VLOOKUP(C181,'Input - General'!$F$62:$N$79,4,FALSE),0)","v":0},null,0.1801212933606588,47.832667455721811,8.6156819270149043,null,8.6527813038891108E-2,56.448349382736723,4.8843522217434474]
[null,{"$f":"'Input - Inventory'!B179","v":171},{"$f":"'Input - Inventory'!C179","v":"TF1x60"},{"$f":"'Input - Inventory'!D179","v":"Lamp"},{"$f":"'Input - Inventory'!E179","v":"NonTraffic"},{"$f":"'Input - Inventory'!F179","v":"Minor < 130w"},{"$f":"'Input - Inventory'!G179","v":"1"},null,"Lamp - TF1x60",null,40.674651783775971,0,0,null,10.250990220048898,0.33333333333333331,0,0,10.250990220048898,1.8504811250925242E-2,0,0,10.250990220048898,0.16666666666666666,10.250990220048898,4.590314436538903E-3,10.250990220048898,4.0032025620496396E-2,153.76485330073348,2.1598272138228944E-2,256.2747555012225,1.2221950623319483E-2,0,0,12301.188264058679,1.1123470522803115E-4,8713.341687041564,2.4953586329427266E-4,0,0,0,0,15.768453765886179,null,10.250990220048898,0.33333333333333331,39.54,1.8504811250925242E-2,10.73,0.16666666666666666,0,1.8504811250925242E-2,5.9370103102112166,null,72.129062586530523,0.06,1.5133333333333332,72.129062586530523,1.4200000000000001E-2,0,72.129062586530523,0.01,0,6.5493188828569711,null,10.250990220048898,0.06,10.73,1.4200000000000001E-2,0,0.01,0.76742541320293389,null,29.73,9.0799999999999992E-2,2.699484,null,{"$f":"IF($D182=\"Connection\",VLOOKUP(C182,'Input - General'!$F$62:$N$79,4,FALSE),0)","v":0},null,0.1801212933606588,31.7216923721573,5.7137522576619171,null,8.6527813038891108E-2,37.435444629819216,3.2392071539567571]
[null,{"$f":"'Input - Inventory'!B180","v":172},{"$f":"'Input - Inventory'!C180","v":"TF1x80"},{"$f":"'Input - Inventory'!D180","v":"Lamp"},{"$f":"'Input - Inventory'!E180","v":"NonTraffic"},{"$f":"'Input - Inventory'!F180","v":"Minor < 130w"},{"$f":"'Input - Inventory'!G180","v":"1"},null,"Lamp - TF1x80",null,40.674651783775971,14,569.4451249728636,null,10.250990220048898,0.33333333333333331,0,0,10.250990220048898,1.8504811250925242E-2,0,0,10.250990220048898,0.16666666666666666,10.250990220048898,4.590314436538903E-3,10.250990220048898,4.0032025620496396E-2,153.76485330073348,2.1598272138228944E-2,256.2747555012225,1.2221950623319483E-2,0,0,12301.188264058679,1.1123470522803115E-4,8713.341687041564,2.4953586329427266E-4,0,0,0,0,15.768453765886179,null,10.250990220048898,0.33333333333333331,39.54,1.8504811250925242E-2,10.73,0.16666666666666666,0,1.8504811250925242E-2,5.9370103102112166,null,72.129062586530523,0.06,1.5133333333333332,72.129062586530523,1.4200000000000001E-2,0,72.129062586530523,0.01,0,6.5493188828569711,null,10.250990220048898,0.06,10.73,1.4200000000000001E-2,0,0.01,0.76742541320293389,null,29.73,9.0799999999999992E-2,2.699484,null,{"$f":"IF($D183=\"Connection\",VLOOKUP(C183,'Input - General'!$F$62:$N$79,4,FALSE),0)","v":0},null,0.1801212933606588,31.7216923721573,5.7137522576619171,null,8.6527813038891108E-2,37.435444629819216,3.2392071539567571]
[null,{"$f":"'Input - Inventory'!B181","v":173},{"$f":"'Input - Inventory'!C181","v":"TF2x14 T5"},{"$f":"'Input - Inventory'!D181","v":"Lamp"},{"$f":"'Input - Inventory'!E181","v":"NonTraffic"},{"$f":"'Input - Inventory'!F181","v":"Minor < 130w"},{"$f":"'Input - Inventory'!G181","v":"2"},null,"Lamp - TF2x14 T5",null,45.056043259233647,4,180.22417303693459,null,10.250990220048898,0.33333333333333331,0,0,10.250990220048898,1.8504811250925242E-2,0,0,10.250990220048898,0.16666666666666666,10.250990220048898,4.590314436538903E-3,10.250990220048898,4.0032025620496396E-2,153.76485330073348,2.1598272138228944E-2,256.2747555012225,1.2221950623319483E-2,0,0,12301.188264058679,1.1123470522803115E-4,8713.341687041564,2.4953586329427266E-4,0,0,0,0,15.768453765886179,null,20.501980440097796,0.33333333333333331,39.54,1.8504811250925242E-2,10.73,0.16666666666666666,0,1.8504811250925242E-2,9.3540070502275157,null,72.129062586530523,0.06,1.5133333333333332,72.129062586530523,1.4200000000000001E-2,0,72.129062586530523,0.01,0,6.5493188828569711,null,10.250990220048898,0.06,10.73,1.4200000000000001E-2,0,0.01,0.76742541320293389,null,29.73,9.0799999999999992E-2,2.699484,null,{"$f":"IF($D184=\"Connection\",VLOOKUP(C184,'Input - General'!$F$62:$N$79,4,FALSE),0)","v":0},null,0.1801212933606588,35.138689112173601,6.3292261298828087,null,8.6527813038891108E-2,41.467915242056407,3.5881280171772398]
[null,{"$f":"'Input - Inventory'!B182","v":174},{"$f":"'Input - Inventory'!C182","v":"TF2x14 T5 (P09)"},{"$f":"'Input - Inventory'!D182","v":"Lamp"},{"$f":"'Input - Inventory'!E182","v":"NonTraffic"},{"$f":"'Input - Inventory'!F182","v":"Minor < 130w"},{"$f":"'Input - Inventory'!G182","v":2},null,"Lamp - TF2x14 T5 (P09)",null,45.056043259233647,310,13967.37341036243,null,10.250990220048898,0.33333333333333331,0,0,10.250990220048898,1.8504811250925242E-2,0,0,10.250990220048898,0.16666666666666666,10.250990220048898,4.590314436538903E-3,10.250990220048898,4.0032025620496396E-2,153.76485330073348,2.1598272138228944E-2,256.2747555012225,1.2221950623319483E-2,0,0,12301.188264058679,1.1123470522803115E-4,8713.341687041564,2.4953586329427266E-4,0,0,0,0,15.768453765886179,null,20.501980440097796,0.33333333333333331,39.54,1.8504811250925242E-2,10.73,0.16666666666666666,0,1.8504811250925242E-2,9.3540070502275157,null,72.129062586530523,0.06,1.5133333333333332,72.129062586530523,1.4200000000000001E-2,0,72.129062586530523,0.01,0,6.5493188828569711,null,10.250990220048898,0.06,10.73,1.4200000000000001E-2,0,0.01,0.76742541320293389,null,29.73,9.0799999999999992E-2,2.699484,null,{"$f":"IF($D185=\"Connection\",VLOOKUP(C185,'Input - General'!$F$62:$N$79,4,FALSE),0)","v":0},null,0.1801212933606588,35.138689112173601,6.3292261298828087,null,8.6527813038891108E-2,41.467915242056407,3.5881280171772398]
[null,{"$f":"'Input - Inventory'!B183","v":175},{"$f":"'Input - Inventory'!C183","v":"TF2x20"},{"$f":"'Input - Inventory'!D183","v":"Lamp"},{"$f":"'Input - Inventory'!E183","v":"NonTraffic"},{"$f":"'Input - Inventory'!F183","v":"Minor < 130w"},{"$f":"'Input - Inventory'!G183","v":"2"},null,"Lamp - TF2x20",null,54.099209966460279,378,20449.501367321984,null,10.250990220048898,0.33333333333333331,0,0,10.250990220048898,1.8504811250925242E-2,0,0,10.250990220048898,0.16666666666666666,10.250990220048898,4.590314436538903E-3,10.250990220048898,4.0032025620496396E-2,153.76485330073348,2.1598272138228944E-2,256.2747555012225,1.2221950623319483E-2,0,0,12301.188264058679,1.1123470522803115E-4,8713.341687041564,2.4953586329427266E-4,0,0,0,0,15.768453765886179,null,20.501980440097796,0.33333333333333331,39.54,1.8504811250925242E-2,10.73,0.16666666666666666,0,1.8504811250925242E-2,9.3540070502275157,null,72.129062586530523,0.10290000000000001,1.5133333333333332,72.129062586530523,1.4200000000000001E-2,0,72.129062586530523,0.01,0,11.232081884099706,null,10.250990220048898,0.10290000000000001,10.73,1.4200000000000001E-2,0,0.01,1.2071928936430316,null,29.73,0.155722,4.6296150599999999,null,{"$f":"IF($D186=\"Connection\",VLOOKUP(C186,'Input - General'!$F$62:$N$79,4,FALSE),0)","v":0},null,0.1801212933606588,42.191350653856432,7.5995606484056974,null,8.6527813038891108E-2,49.790911302262131,4.3082986641981478]
[null,{"$f":"'Input - Inventory'!B184","v":176},{"$f":"'Input - Inventory'!C184","v":"TF2x20 (P09)"},{"$f":"'Input - Inventory'!D184","v":"Lamp"},{"$f":"'Input - Inventory'!E184","v":"NonTraffic"},{"$f":"'Input - Inventory'!F184","v":"Minor < 130w"},{"$f":"'Input - Inventory'!G184","v":2},null,"Lamp - TF2x20 (P09)",null,54.099209966460279,18453,998292.72151109157,null,10.250990220048898,0.33333333333333331,0,0,10.250990220048898,1.8504811250925242E-2,0,0,10.250990220048898,0.16666666666666666,10.250990220048898,4.590314436538903E-3,10.250990220048898,4.0032025620496396E-2,153.76485330073348,2.1598272138228944E-2,256.2747555012225,1.2221950623319483E-2,0,0,12301.188264058679,1.1123470522803115E-4,8713.341687041564,2.4953586329427266E-4,0,0,0,0,15.768453765886179,null,20.501980440097796,0.33333333333333331,39.54,1.8504811250925242E-2,10.73,0.16666666666666666,0,1.8504811250925242E-2,9.3540070502275157,null,72.129062586530523,0.10290000000000001,1.5133333333333332,72.129062586530523,1.4200000000000001E-2,0,72.129062586530523,0.01,0,11.232081884099706,null,10.250990220048898,0.10290000000000001,10.73,1.4200000000000001E-2,0,0.01,1.2071928936430316,null,29.73,0.155722,4.6296150599999999,null,{"$f":"IF($D187=\"Connection\",VLOOKUP(C187,'Input - General'!$F$62:$N$79,4,FALSE),0)","v":0},null,0.1801212933606588,42.191350653856432,7.5995606484056974,null,8.6527813038891108E-2,49.790911302262131,4.3082986641981478]
[null,{"$f":"'Input - Inventory'!B185","v":177},{"$f":"'Input - Inventory'!C185","v":"TF2x26"},{"$f":"'Input - Inventory'!D185","v":"Lamp"},{"$f":"'Input - Inventory'!E185","v":"NonTraffic"},{"$f":"'Input - Inventory'!F185","v":"Minor < 130w"},{"$f":"'Input - Inventory'!G185","v":"2"},null,"Lamp - TF2x26",null,45.056043259233647,0,0,null,10.250990220048898,0.33333333333333331,0,0,10.250990220048898,1.8504811250925242E-2,0,0,10.250990220048898,0.16666666666666666,10.250990220048898,4.590314436538903E-3,10.250990220048898,4.0032025620496396E-2,153.76485330073348,2.1598272138228944E-2,256.2747555012225,1.2221950623319483E-2,0,0,12301.188264058679,1.1123470522803115E-4,8713.341687041564,2.4953586329427266E-4,0,0,0,0,15.768453765886179,null,20.501980440097796,0.33333333333333331,39.54,1.8504811250925242E-2,10.73,0.16666666666666666,0,1.8504811250925242E-2,9.3540070502275157,null,72.129062586530523,0.06,1.5133333333333332,72.129062586530523,1.4200000000000001E-2,0,72.129062586530523,0.01,0,6.5493188828569711,null,10.250990220048898,0.06,10.73,1.4200000000000001E-2,0,0.01,0.76742541320293389,null,29.73,9.0799999999999992E-2,2.699484,null,{"$f":"IF($D188=\"Connection\",VLOOKUP(C188,'Input - General'!$F$62:$N$79,4,FALSE),0)","v":0},null,0.1801212933606588,35.138689112173601,6.3292261298828087,null,8.6527813038891108E-2,41.467915242056407,3.5881280171772398]
[null,{"$f":"'Input - Inventory'!B186","v":178},{"$f":"'Input - Inventory'!C186","v":"TF2x26 (P09)"},{"$f":"'Input - Inventory'!D186","v":"Lamp"},{"$f":"'Input - Inventory'!E186","v":"NonTraffic"},{"$f":"'Input - Inventory'!F186","v":"Minor < 130w"},{"$f":"'Input - Inventory'!G186","v":2},null,"Lamp - TF2x26 (P09)",null,45.056043259233647,28,1261.5692112585421,null,10.250990220048898,0.33333333333333331,0,0,10.250990220048898,1.8504811250925242E-2,0,0,10.250990220048898,0.16666666666666666,10.250990220048898,4.590314436538903E-3,10.250990220048898,4.0032025620496396E-2,153.76485330073348,2.1598272138228944E-2,256.2747555012225,1.2221950623319483E-2,0,0,12301.188264058679,1.1123470522803115E-4,8713.341687041564,2.4953586329427266E-4,0,0,0,0,15.768453765886179,null,20.501980440097796,0.33333333333333331,39.54,1.8504811250925242E-2,10.73,0.16666666666666666,0,1.8504811250925242E-2,9.3540070502275157,null,72.129062586530523,0.06,1.5133333333333332,72.129062586530523,1.4200000000000001E-2,0,72.129062586530523,0.01,0,6.5493188828569711,null,10.250990220048898,0.06,10.73,1.4200000000000001E-2,0,0.01,0.76742541320293389,null,29.73,9.0799999999999992E-2,2.699484,null,{"$f":"IF($D189=\"Connection\",VLOOKUP(C189,'Input - General'!$F$62:$N$79,4,FALSE),0)","v":0},null,0.1801212933606588,35.138689112173601,6.3292261298828087,null,8.6527813038891108E-2,41.467915242056407,3.5881280171772398]
[null,{"$f":"'Input - Inventory'!B187","v":179},{"$f":"'Input - Inventory'!C187","v":"TF2x40"},{"$f":"'Input - Inventory'!D187","v":"Lamp"},{"$f":"'Input - Inventory'!E187","v":"NonTraffic"},{"$f":"'Input - Inventory'!F187","v":"Minor < 130w"},{"$f":"'Input - Inventory'!G187","v":"2"},null,"Lamp - TF2x40",null,45.056043259233647,1,45.056043259233647,null,10.250990220048898,0.33333333333333331,0,0,10.250990220048898,1.8504811250925242E-2,0,0,10.250990220048898,0.16666666666666666,10.250990220048898,4.590314436538903E-3,10.250990220048898,4.0032025620496396E-2,153.76485330073348,2.1598272138228944E-2,256.2747555012225,1.2221950623319483E-2,0,0,12301.188264058679,1.1123470522803115E-4,8713.341687041564,2.4953586329427266E-4,0,0,0,0,15.768453765886179,null,20.501980440097796,0.33333333333333331,39.54,1.8504811250925242E-2,10.73,0.16666666666666666,0,1.8504811250925242E-2,9.3540070502275157,null,72.129062586530523,0.06,1.5133333333333332,72.129062586530523,1.4200000000000001E-2,0,72.129062586530523,0.01,0,6.5493188828569711,null,10.250990220048898,0.06,10.73,1.4200000000000001E-2,0,0.01,0.76742541320293389,null,29.73,9.0799999999999992E-2,2.699484,null,{"$f":"IF($D190=\"Connection\",VLOOKUP(C190,'Input - General'!$F$62:$N$79,4,FALSE),0)","v":0},null,0.1801212933606588,35.138689112173601,6.3292261298828087,null,8.6527813038891108E-2,41.467915242056407,3.5881280171772398]
[null,{"$f":"'Input - Inventory'!B188","v":180},{"$f":"'Input - Inventory'!C188","v":"TF2x58"},{"$f":"'Input - Inventory'!D188","v":"Lamp"},{"$f":"'Input - Inventory'!E188","v":"NonTraffic"},{"$f":"'Input - Inventory'!F188","v":"Minor < 130w"},{"$f":"'Input - Inventory'!G188","v":"2"},null,"Lamp - TF2x58",null,45.056043259233647,0,0,null,10.250990220048898,0.33333333333333331,0,0,10.250990220048898,1.8504811250925242E-2,0,0,10.250990220048898,0.16666666666666666,10.250990220048898,4.590314436538903E-3,10.250990220048898,4.0032025620496396E-2,153.76485330073348,2.1598272138228944E-2,256.2747555012225,1.2221950623319483E-2,0,0,12301.188264058679,1.1123470522803115E-4,8713.341687041564,2.4953586329427266E-4,0,0,0,0,15.768453765886179,null,20.501980440097796,0.33333333333333331,39.54,1.8504811250925242E-2,10.73,0.16666666666666666,0,1.8504811250925242E-2,9.3540070502275157,null,72.129062586530523,0.06,1.5133333333333332,72.129062586530523,1.4200000000000001E-2,0,72.129062586530523,0.01,0,6.5493188828569711,null,10.250990220048898,0.06,10.73,1.4200000000000001E-2,0,0.01,0.76742541320293389,null,29.73,9.0799999999999992E-2,2.699484,null,{"$f":"IF($D191=\"Connection\",VLOOKUP(C191,'Input - General'!$F$62:$N$79,4,FALSE),0)","v":0},null,0.1801212933606588,35.138689112173601,6.3292261298828087,null,8.6527813038891108E-2,41.467915242056407,3.5881280171772398]
[null,{"$f":"'Input - Inventory'!B189","v":181},{"$f":"'Input - Inventory'!C189","v":"TF2x80"},{"$f":"'Input - Inventory'!D189","v":"Lamp"},{"$f":"'Input - Inventory'!E189","v":"NonTraffic"},{"$f":"'Input - Inventory'!F189","v":"Minor < 130w"},{"$f":"'Input - Inventory'!G189","v":"2"},null,"Lamp - TF2x80",null,45.056043259233647,0,0,null,10.250990220048898,0.33333333333333331,0,0,10.250990220048898,1.8504811250925242E-2,0,0,10.250990220048898,0.16666666666666666,10.250990220048898,4.590314436538903E-3,10.250990220048898,4.0032025620496396E-2,153.76485330073348,2.1598272138228944E-2,256.2747555012225,1.2221950623319483E-2,0,0,12301.188264058679,1.1123470522803115E-4,8713.341687041564,2.4953586329427266E-4,0,0,0,0,15.768453765886179,null,20.501980440097796,0.33333333333333331,39.54,1.8504811250925242E-2,10.73,0.16666666666666666,0,1.8504811250925242E-2,9.3540070502275157,null,72.129062586530523,0.06,1.5133333333333332,72.129062586530523,1.4200000000000001E-2,0,72.129062586530523,0.01,0,6.5493188828569711,null,10.250990220048898,0.06,10.73,1.4200000000000001E-2,0,0.01,0.76742541320293389,null,29.73,9.0799999999999992E-2,2.699484,null,{"$f":"IF($D192=\"Connection\",VLOOKUP(C192,'Input - General'!$F$62:$N$79,4,FALSE),0)","v":0},null,0.1801212933606588,35.138689112173601,6.3292261298828087,null,8.6527813038891108E-2,41.467915242056407,3.5881280171772398]
[null,{"$f":"'Input - Inventory'!B190","v":182},{"$f":"'Input - Inventory'!C190","v":"TF3x20"},{"$f":"'Input - Inventory'!D190","v":"Lamp"},{"$f":"'Input - Inventory'!E190","v":"NonTraffic"},{"$f":"'Input - Inventory'!F190","v":"Minor < 130w"},{"$f":"'Input - Inventory'!G190","v":"3"},null,"Lamp - TF3x20",null,49.437434734691323,0,0,null,10.250990220048898,0.33333333333333331,0,0,10.250990220048898,1.8504811250925242E-2,0,0,10.250990220048898,0.16666666666666666,10.250990220048898,4.590314436538903E-3,10.250990220048898,4.0032025620496396E-2,153.76485330073348,2.1598272138228944E-2,256.2747555012225,1.2221950623319483E-2,0,0,12301.188264058679,1.1123470522803115E-4,8713.341687041564,2.4953586329427266E-4,0,0,0,0,15.768453765886179,null,30.752970660146694,0.33333333333333331,39.54,1.8504811250925242E-2,10.73,0.16666666666666666,0,1.8504811250925242E-2,12.771003790243816,null,72.129062586530523,0.06,1.5133333333333332,72.129062586530523,1.4200000000000001E-2,0,72.129062586530523,0.01,0,6.5493188828569711,null,10.250990220048898,0.06,10.73,1.4200000000000001E-2,0,0.01,0.76742541320293389,null,29.73,9.0799999999999992E-2,2.699484,null,{"$f":"IF($D193=\"Connection\",VLOOKUP(C193,'Input - General'!$F$62:$N$79,4,FALSE),0)","v":0},null,0.1801212933606588,38.555685852189896,6.9447000021036978,null,8.6527813038891108E-2,45.500385854293597,3.9370488803977222]
[null,{"$f":"'Input - Inventory'!B191","v":183},{"$f":"'Input - Inventory'!C191","v":"TF3x40"},{"$f":"'Input - Inventory'!D191","v":"Lamp"},{"$f":"'Input - Inventory'!E191","v":"NonTraffic"},{"$f":"'Input - Inventory'!F191","v":"Minor < 130w"},{"$f":"'Input - Inventory'!G191","v":"3"},null,"Lamp - TF3x40",null,49.437434734691323,0,0,null,10.250990220048898,0.33333333333333331,0,0,10.250990220048898,1.8504811250925242E-2,0,0,10.250990220048898,0.16666666666666666,10.250990220048898,4.590314436538903E-3,10.250990220048898,4.0032025620496396E-2,153.76485330073348,2.1598272138228944E-2,256.2747555012225,1.2221950623319483E-2,0,0,12301.188264058679,1.1123470522803115E-4,8713.341687041564,2.4953586329427266E-4,0,0,0,0,15.768453765886179,null,30.752970660146694,0.33333333333333331,39.54,1.8504811250925242E-2,10.73,0.16666666666666666,0,1.8504811250925242E-2,12.771003790243816,null,72.129062586530523,0.06,1.5133333333333332,72.129062586530523,1.4200000000000001E-2,0,72.129062586530523,0.01,0,6.5493188828569711,null,10.250990220048898,0.06,10.73,1.4200000000000001E-2,0,0.01,0.76742541320293389,null,29.73,9.0799999999999992E-2,2.699484,null,{"$f":"IF($D194=\"Connection\",VLOOKUP(C194,'Input - General'!$F$62:$N$79,4,FALSE),0)","v":0},null,0.1801212933606588,38.555685852189896,6.9447000021036978,null,8.6527813038891108E-2,45.500385854293597,3.9370488803977222]
[null,{"$f":"'Input - Inventory'!B192","v":184},{"$f":"'Input - Inventory'!C192","v":"TF3x80"},{"$f":"'Input - Inventory'!D192","v":"Lamp"},{"$f":"'Input - Inventory'!E192","v":"NonTraffic"},{"$f":"'Input - Inventory'!F192","v":"Minor < 130w"},{"$f":"'Input - Inventory'!G192","v":"3"},null,"Lamp - TF3x80",null,49.437434734691323,0,0,null,10.250990220048898,0.33333333333333331,0,0,10.250990220048898,1.8504811250925242E-2,0,0,10.250990220048898,0.16666666666666666,10.250990220048898,4.590314436538903E-3,10.250990220048898,4.0032025620496396E-2,153.76485330073348,2.1598272138228944E-2,256.2747555012225,1.2221950623319483E-2,0,0,12301.188264058679,1.1123470522803115E-4,8713.341687041564,2.4953586329427266E-4,0,0,0,0,15.768453765886179,null,30.752970660146694,0.33333333333333331,39.54,1.8504811250925242E-2,10.73,0.16666666666666666,0,1.8504811250925242E-2,12.771003790243816,null,72.129062586530523,0.06,1.5133333333333332,72.129062586530523,1.4200000000000001E-2,0,72.129062586530523,0.01,0,6.5493188828569711,null,10.250990220048898,0.06,10.73,1.4200000000000001E-2,0,0.01,0.76742541320293389,null,29.73,9.0799999999999992E-2,2.699484,null,{"$f":"IF($D195=\"Connection\",VLOOKUP(C195,'Input - General'!$F$62:$N$79,4,FALSE),0)","v":0},null,0.1801212933606588,38.555685852189896,6.9447000021036978,null,8.6527813038891108E-2,45.500385854293597,3.9370488803977222]
[null,{"$f":"'Input - Inventory'!B193","v":185},{"$f":"'Input - Inventory'!C193","v":"TF4x20"},{"$f":"'Input - Inventory'!D193","v":"Lamp"},{"$f":"'Input - Inventory'!E193","v":"NonTraffic"},{"$f":"'Input - Inventory'!F193","v":"Minor < 130w"},{"$f":"'Input - Inventory'!G193","v":"4"},null,"Lamp - TF4x20",null,53.818826210148991,50,2690.9413105074495,null,10.250990220048898,0.33333333333333331,0,0,10.250990220048898,1.8504811250925242E-2,0,0,10.250990220048898,0.16666666666666666,10.250990220048898,4.590314436538903E-3,10.250990220048898,4.0032025620496396E-2,153.76485330073348,2.1598272138228944E-2,256.2747555012225,1.2221950623319483E-2,0,0,12301.188264058679,1.1123470522803115E-4,8713.341687041564,2.4953586329427266E-4,0,0,0,0,15.768453765886179,null,41.003960880195592,0.33333333333333331,39.54,1.8504811250925242E-2,10.73,0.16666666666666666,0,1.8504811250925242E-2,16.188000530260112,null,72.129062586530523,0.06,1.5133333333333332,72.129062586530523,1.4200000000000001E-2,0,72.129062586530523,0.01,0,6.5493188828569711,null,10.250990220048898,0.06,10.73,1.4200000000000001E-2,0,0.01,0.76742541320293389,null,29.73,9.0799999999999992E-2,2.699484,null,{"$f":"IF($D196=\"Connection\",VLOOKUP(C196,'Input - General'!$F$62:$N$79,4,FALSE),0)","v":0},null,0.1801212933606588,41.972682592206198,7.5601738743245894,null,8.6527813038891108E-2,49.532856466530788,4.285969743618204]
[null,{"$f":"'Input - Inventory'!B194","v":186},{"$f":"'Input - Inventory'!C194","v":"TF4x40"},{"$f":"'Input - Inventory'!D194","v":"Lamp"},{"$f":"'Input - Inventory'!E194","v":"NonTraffic"},{"$f":"'Input - Inventory'!F194","v":"Minor < 130w"},{"$f":"'Input - Inventory'!G194","v":"4"},null,"Lamp - TF4x40",null,53.818826210148991,33,1776.0212649349166,null,10.250990220048898,0.33333333333333331,0,0,10.250990220048898,1.8504811250925242E-2,0,0,10.250990220048898,0.16666666666666666,10.250990220048898,4.590314436538903E-3,10.250990220048898,4.0032025620496396E-2,153.76485330073348,2.1598272138228944E-2,256.2747555012225,1.2221950623319483E-2,0,0,12301.188264058679,1.1123470522803115E-4,8713.341687041564,2.4953586329427266E-4,0,0,0,0,15.768453765886179,null,41.003960880195592,0.33333333333333331,39.54,1.8504811250925242E-2,10.73,0.16666666666666666,0,1.8504811250925242E-2,16.188000530260112,null,72.129062586530523,0.06,1.5133333333333332,72.129062586530523,1.4200000000000001E-2,0,72.129062586530523,0.01,0,6.5493188828569711,null,10.250990220048898,0.06,10.73,1.4200000000000001E-2,0,0.01,0.76742541320293389,null,29.73,9.0799999999999992E-2,2.699484,null,{"$f":"IF($D197=\"Connection\",VLOOKUP(C197,'Input - General'!$F$62:$N$79,4,FALSE),0)","v":0},null,0.1801212933606588,41.972682592206198,7.5601738743245894,null,8.6527813038891108E-2,49.532856466530788,4.285969743618204]
[null,{"$f":"'Input - Inventory'!B195","v":187},{"$f":"'Input - Inventory'!C195","v":"TF4x40 (P09)"},{"$f":"'Input - Inventory'!D195","v":"Lamp"},{"$f":"'Input - Inventory'!E195","v":"NonTraffic"},{"$f":"'Input - Inventory'!F195","v":"Minor < 130w"},{"$f":"'Input - Inventory'!G195","v":4},null,"Lamp - TF4x40 (P09)",null,53.818826210148991,10,538.18826210148995,null,10.250990220048898,0.33333333333333331,0,0,10.250990220048898,1.8504811250925242E-2,0,0,10.250990220048898,0.16666666666666666,10.250990220048898,4.590314436538903E-3,10.250990220048898,4.0032025620496396E-2,153.76485330073348,2.1598272138228944E-2,256.2747555012225,1.2221950623319483E-2,0,0,12301.188264058679,1.1123470522803115E-4,8713.341687041564,2.4953586329427266E-4,0,0,0,0,15.768453765886179,null,41.003960880195592,0.33333333333333331,39.54,1.8504811250925242E-2,10.73,0.16666666666666666,0,1.8504811250925242E-2,16.188000530260112,null,72.129062586530523,0.06,1.5133333333333332,72.129062586530523,1.4200000000000001E-2,0,72.129062586530523,0.01,0,6.5493188828569711,null,10.250990220048898,0.06,10.73,1.4200000000000001E-2,0,0.01,0.76742541320293389,null,29.73,9.0799999999999992E-2,2.699484,null,{"$f":"IF($D198=\"Connection\",VLOOKUP(C198,'Input - General'!$F$62:$N$79,4,FALSE),0)","v":0},null,0.1801212933606588,41.972682592206198,7.5601738743245894,null,8.6527813038891108E-2,49.532856466530788,4.285969743618204]
[null,{"$f":"'Input - Inventory'!B196","v":188},{"$f":"'Input - Inventory'!C196","v":"TF4x80"},{"$f":"'Input - Inventory'!D196","v":"Lamp"},{"$f":"'Input - Inventory'!E196","v":"NonTraffic"},{"$f":"'Input - Inventory'!F196","v":"Minor < 130w"},{"$f":"'Input - Inventory'!G196","v":"4"},null,"Lamp - TF4x80",null,53.818826210148991,0,0,null,10.250990220048898,0.33333333333333331,0,0,10.250990220048898,1.8504811250925242E-2,0,0,10.250990220048898,0.16666666666666666,10.250990220048898,4.590314436538903E-3,10.250990220048898,4.0032025620496396E-2,153.76485330073348,2.1598272138228944E-2,256.2747555012225,1.2221950623319483E-2,0,0,12301.188264058679,1.1123470522803115E-4,8713.341687041564,2.4953586329427266E-4,0,0,0,0,15.768453765886179,null,41.003960880195592,0.33333333333333331,39.54,1.8504811250925242E-2,10.73,0.16666666666666666,0,1.8504811250925242E-2,16.188000530260112,null,72.129062586530523,0.06,1.5133333333333332,72.129062586530523,1.4200000000000001E-2,0,72.129062586530523,0.01,0,6.5493188828569711,null,10.250990220048898,0.06,10.73,1.4200000000000001E-2,0,0.01,0.76742541320293389,null,29.73,9.0799999999999992E-2,2.699484,null,{"$f":"IF($D199=\"Connection\",VLOOKUP(C199,'Input - General'!$F$62:$N$79,4,FALSE),0)","v":0},null,0.1801212933606588,41.972682592206198,7.5601738743245894,null,8.6527813038891108E-2,49.532856466530788,4.285969743618204]
[null,{"$f":"'Input - Inventory'!B197","v":189},{"$f":"'Input - Inventory'!C197","v":"TF5x58"},{"$f":"'Input - Inventory'!D197","v":"Lamp"},{"$f":"'Input - Inventory'!E197","v":"NonTraffic"},{"$f":"'Input - Inventory'!F197","v":"Minor < 130w"},{"$f":"'Input - Inventory'!G197","v":"5"},null,"Lamp - TF5x58",null,58.200217685606667,0,0,null,10.250990220048898,0.33333333333333331,0,0,10.250990220048898,1.8504811250925242E-2,0,0,10.250990220048898,0.16666666666666666,10.250990220048898,4.590314436538903E-3,10.250990220048898,4.0032025620496396E-2,153.76485330073348,2.1598272138228944E-2,256.2747555012225,1.2221950623319483E-2,0,0,12301.188264058679,1.1123470522803115E-4,8713.341687041564,2.4953586329427266E-4,0,0,0,0,15.768453765886179,null,51.25495110024449,0.33333333333333331,39.54,1.8504811250925242E-2,10.73,0.16666666666666666,0,1.8504811250925242E-2,19.604997270276414,null,72.129062586530523,0.06,1.5133333333333332,72.129062586530523,1.4200000000000001E-2,0,72.129062586530523,0.01,0,6.5493188828569711,null,10.250990220048898,0.06,10.73,1.4200000000000001E-2,0,0.01,0.76742541320293389,null,29.73,9.0799999999999992E-2,2.699484,null,{"$f":"IF($D200=\"Connection\",VLOOKUP(C200,'Input - General'!$F$62:$N$79,4,FALSE),0)","v":0},null,0.1801212933606588,45.389679332222499,8.1756477465454811,null,8.6527813038891108E-2,53.565327078767979,4.6348906068386873]
[null,{"$f":"'Input - Inventory'!B198","v":190},{"$f":"'Input - Inventory'!C198","v":"TF5x65"},{"$f":"'Input - Inventory'!D198","v":"Lamp"},{"$f":"'Input - Inventory'!E198","v":"NonTraffic"},{"$f":"'Input - Inventory'!F198","v":"Minor < 130w"},{"$f":"'Input - Inventory'!G198","v":"5"},null,"Lamp - TF5x65",null,58.200217685606667,0,0,null,10.250990220048898,0.33333333333333331,0,0,10.250990220048898,1.8504811250925242E-2,0,0,10.250990220048898,0.16666666666666666,10.250990220048898,4.590314436538903E-3,10.250990220048898,4.0032025620496396E-2,153.76485330073348,2.1598272138228944E-2,256.2747555012225,1.2221950623319483E-2,0,0,12301.188264058679,1.1123470522803115E-4,8713.341687041564,2.4953586329427266E-4,0,0,0,0,15.768453765886179,null,51.25495110024449,0.33333333333333331,39.54,1.8504811250925242E-2,10.73,0.16666666666666666,0,1.8504811250925242E-2,19.604997270276414,null,72.129062586530523,0.06,1.5133333333333332,72.129062586530523,1.4200000000000001E-2,0,72.129062586530523,0.01,0,6.5493188828569711,null,10.250990220048898,0.06,10.73,1.4200000000000001E-2,0,0.01,0.76742541320293389,null,29.73,9.0799999999999992E-2,2.699484,null,{"$f":"IF($D201=\"Connection\",VLOOKUP(C201,'Input - General'!$F$62:$N$79,4,FALSE),0)","v":0},null,0.1801212933606588,45.389679332222499,8.1756477465454811,null,8.6527813038891108E-2,53.565327078767979,4.6348906068386873]
[null,{"$f":"'Input - Inventory'!B199","v":191},{"$f":"'Input - Inventory'!C199","v":"TF5x80"},{"$f":"'Input - Inventory'!D199","v":"Lamp"},{"$f":"'Input - Inventory'!E199","v":"NonTraffic"},{"$f":"'Input - Inventory'!F199","v":"Minor < 130w"},{"$f":"'Input - Inventory'!G199","v":"5"},null,"Lamp - TF5x80",null,58.200217685606667,0,0,null,10.250990220048898,0.33333333333333331,0,0,10.250990220048898,1.8504811250925242E-2,0,0,10.250990220048898,0.16666666666666666,10.250990220048898,4.590314436538903E-3,10.250990220048898,4.0032025620496396E-2,153.76485330073348,2.1598272138228944E-2,256.2747555012225,1.2221950623319483E-2,0,0,12301.188264058679,1.1123470522803115E-4,8713.341687041564,2.4953586329427266E-4,0,0,0,0,15.768453765886179,null,51.25495110024449,0.33333333333333331,39.54,1.8504811250925242E-2,10.73,0.16666666666666666,0,1.8504811250925242E-2,19.604997270276414,null,72.129062586530523,0.06,1.5133333333333332,72.129062586530523,1.4200000000000001E-2,0,72.129062586530523,0.01,0,6.5493188828569711,null,10.250990220048898,0.06,10.73,1.4200000000000001E-2,0,0.01,0.76742541320293389,null,29.73,9.0799999999999992E-2,2.699484,null,{"$f":"IF($D202=\"Connection\",VLOOKUP(C202,'Input - General'!$F$62:$N$79,4,FALSE),0)","v":0},null,0.1801212933606588,45.389679332222499,8.1756477465454811,null,8.6527813038891108E-2,53.565327078767979,4.6348906068386873]
[null,{"$f":"'Input - Inventory'!B200","v":192},{"$f":"'Input - Inventory'!C200","v":"TF6x20"},{"$f":"'Input - Inventory'!D200","v":"Lamp"},{"$f":"'Input - Inventory'!E200","v":"NonTraffic"},{"$f":"'Input - Inventory'!F200","v":"Minor < 130w"},{"$f":"'Input - Inventory'!G200","v":"6"},null,"Lamp - TF6x20",null,62.581609161064335,0,0,null,10.250990220048898,0.33333333333333331,0,0,10.250990220048898,1.8504811250925242E-2,0,0,10.250990220048898,0.16666666666666666,10.250990220048898,4.590314436538903E-3,10.250990220048898,4.0032025620496396E-2,153.76485330073348,2.1598272138228944E-2,256.2747555012225,1.2221950623319483E-2,0,0,12301.188264058679,1.1123470522803115E-4,8713.341687041564,2.4953586329427266E-4,0,0,0,0,15.768453765886179,null,61.505941320293388,0.33333333333333331,39.54,1.8504811250925242E-2,10.73,0.16666666666666666,0,1.8504811250925242E-2,23.021994010292715,null,72.129062586530523,0.06,1.5133333333333332,72.129062586530523,1.4200000000000001E-2,0,72.129062586530523,0.01,0,6.5493188828569711,null,10.250990220048898,0.06,10.73,1.4200000000000001E-2,0,0.01,0.76742541320293389,null,29.73,9.0799999999999992E-2,2.699484,null,{"$f":"IF($D203=\"Connection\",VLOOKUP(C203,'Input - General'!$F$62:$N$79,4,FALSE),0)","v":0},null,0.1801212933606588,48.806676072238801,8.7911216187663719,null,8.6527813038891108E-2,57.597797691005169,4.9838114700591696]
[null,{"$f":"'Input - Inventory'!B201","v":193},{"$f":"'Input - Inventory'!C201","v":"TF6x36"},{"$f":"'Input - Inventory'!D201","v":"Lamp"},{"$f":"'Input - Inventory'!E201","v":"NonTraffic"},{"$f":"'Input - Inventory'!F201","v":"Minor < 130w"},{"$f":"'Input - Inventory'!G201","v":"6"},null,"Lamp - TF6x36",null,62.581609161064335,0,{"$f":"L204*K204","v":0},null,10.250990220048898,{"$f":"IF(AND($D204=\"Lamp\",CycleBulkTask1<>0, OR($F204=O$9,O$9=\"All\")),1/CycleBulkTask1,0)","v":0.33333333333333331},0,{"$f":"IF(AND($D204=\"Lamp\",CycleBulkTask2<>0, OR($F204=Q$9,Q$9=\"All\")),1/CycleBulkTask2,0)","v":0},10.250990220048898,{"$f":"IF(AND($D204=\"Lamp\",CycleBulkTask3<>0, OR($F204=S$9,S$9=\"All\")),1/CycleBulkTask3,0)","v":1.8504811250925242E-2},0,{"$f":"IF(AND($D204=\"Lamp\",CycleBulkTask4<>0, OR($F204=U$9,U$9=\"All\")),1/CycleBulkTask4,0)","v":0},10.250990220048898,{"$f":"IF(AND($D204=\"Lamp\",CycleBulkTask5<>0, OR($F204=W$9,W$9=\"All\")),1/CycleBulkTask5,0)","v":0.16666666666666666},10.250990220048898,{"$f":"IF(AND($D204=\"Lamp\",CycleBulkTask6<>0, OR($F204=Y$9,Y$9=\"All\")),1/CycleBulkTask6,0)","v":4.590314436538903E-3},10.250990220048898,{"$f":"IF(AND($D204=\"Lamp\",CycleBulkTask7<>0, OR($F204=AA$9,AA$9=\"All\")),1/CycleBulkTask7,0)","v":4.0032025620496396E-2},153.76485330073348,{"$f":"IF(AND($D204=\"Lamp\",CycleBulkTask8<>0, OR($F204=AC$9,AC$9=\"All\")),1/CycleBulkTask8,0)","v":2.1598272138228944E-2},256.2747555012225,{"$f":"IF(AND($D204=\"Lamp\",CycleBulkTask9<>0, OR($F204=AE$9,AE$9=\"All\")),1/CycleBulkTask9,0)","v":1.2221950623319483E-2},0,{"$f":"IF(AND($D204=\"Lamp\",CycleBulkTask10<>0, OR($F204=AG$9,AG$9=\"All\")),1/CycleBulkTask10,0)","v":0},12301.188264058679,{"$f":"IF(AND($D204=\"Lamp\",CycleBulkTask11<>0, OR($F204=AI$9,AI$9=\"All\")),1/CycleBulkTask11,0)","v":1.1123470522803115E-4},8713.341687041564,{"$f":"IF(AND($D204=\"Lamp\",CycleBulkTask12<>0, OR($F204=AK$9,AK$9=\"All\")),1/CycleBulkTask12,0)","v":2.4953586329427266E-4},0,{"$f":"IF(AND($D204=\"Lamp\",CycleBulkTask13<>0, OR($F204=AM$9,AM$9=\"All\")),1/CycleBulkTask13,0)","v":0},0,{"$f":"IF(AND($D204=\"Lamp\",CycleBulkTask14<>0, OR($F204=AO$9,AO$9=\"All\")),1/CycleBulkTask14,0)","v":0},{"$f":"O204*P204+Q204*R204+S204*T204+U204*V204+W204*X204+Y204*Z204+AA204*AB204+AC204*AD204+AE204*AF204+AG204*AH204+AI204*AJ204+AK204*AL204+AM204*AN204+AO204*AP204","v":15.768453765886179},null,61.505941320293388,{"$f":"MAX(P204,R204)","v":0.33333333333333331},39.54,{"$f":"MAX(T204,V204)","v":1.8504811250925242E-2},10.73,{"$f":"X204","v":0.16666666666666666},0,{"$f":"INDIRECT($E204)*$V204 +(1-INDIRECT($E204))*$T204","v":1.8504811250925242E-2},{"$f":"AS204*AT204+AU204*AV204+AW204*AX204+AY204*AZ204","v":23.021994010292715},null,{"$f":"IF($D204=$AS$9,(INDIRECT(\"PriceLabour\" & \"FY14\")*ProportionStandardHours + INDIRECT(\"PriceLabourOvertime\" & \"FY14\")*ProportionOvertimeHours)*(1+RateOnCostAnnual),0)","v":72.129062586530523},{"$f":"BO204","v":0.06},{"$f":"IF($D204=\"Lamp\",(NumberOfCrew+INDIRECT($E204)*TrafficController)*(TimeToReplaceLamp),0)","v":1.5133333333333332},{"$f":"IF($D204=$AS$9,(INDIRECT(\"PriceLabour\" & \"FY14\")*ProportionStandardHours + INDIRECT(\"PriceLabourOvertime\" & \"FY14\")*ProportionOvertimeHours)*(1+RateOnCostAnnual),0)","v":72.129062586530523},{"$f":"BQ204","v":1.4200000000000001E-2},{"$f":"IF($D204=\"Lamp\",(NumberOfCrew+INDIRECT($E204)*TrafficController)*(TimeForPECellReplace),0)","v":0},{"$f":"IF($D204=$AS$9,(INDIRECT(\"PriceLabour\" & \"FY14\")*ProportionStandardHours + INDIRECT(\"PriceLabourOvertime\" & \"FY14\")*ProportionOvertimeHours)*(1+RateOnCostAnnual),0)","v":72.129062586530523},{"$f":"BS204","v":0.01},{"$f":"IF($D204=\"Lamp\",(NumberOfCrew+INDIRECT($E204)*TrafficController)*(TimeForOtherSpot),0)","v":0},{"$f":"BC204*BD204*BE204+BF204*BG204*BH204+BI204*BJ204*BK204","v":6.5493188828569711},null,10.250990220048898,{"$f":"IF($D204=\"Lamp\",INDIRECT(BO$10 & $B204),0)","v":0.06},10.73,{"$f":"IF($D204=\"Lamp\",INDIRECT(\"FailurePECell\" & \"Annual\"),0)","v":1.4200000000000001E-2},0,{"$f":"IF($D204=\"Lamp\",INDIRECT(\"FailureMisc\" & \"Annual\"),0)","v":0.01},{"$f":"BN204*BO204+BP204*BQ204+BR204*BS204","v":0.76742541320293389},null,29.73,{"$f":"BD204*BE204+BG204*BH204+BJ204*BK204","v":9.0799999999999992E-2},{"$f":"BV204*BW204","v":2.699484},null,{"$f":"IF($D204=\"Connection\",VLOOKUP(C204,'Input - General'!$F$62:$N$79,4,FALSE),0)","v":0},null,{"$f":"RateOverhead","v":0.1801212933606588},{"$f":"BX204+BL204+BT204+BA204+AQ204+BZ204","v":48.806676072238801},{"$f":"CC204*CB204","v":8.7911216187663719},null,{"$f":"CorporateOverheads","v":8.6527813038891108E-2},57.597797691005169,{"$f":"CG204*CF204","v":4.9838114700591696}]
[null,{"$f":"'Input - Inventory'!B202","v":194},{"$f":"'Input - Inventory'!C202","v":"TF6x80"},{"$f":"'Input - Inventory'!D202","v":"Lamp"},{"$f":"'Input - Inventory'!E202","v":"NonTraffic"},{"$f":"'Input - Inventory'!F202","v":"Minor < 130w"},{"$f":"'Input - Inventory'!G202","v":"6"},null,{"$f":"CONCATENATE(D205,\" - \",C205)","v":"Lamp - TF6x80"},null,{"$f":"AQ205+BA205+BL205+BT205+BX205+BZ205+CD205+CH205","v":62.581609161064335},{"$f":"INDIRECT(L$10&$B205&\"FY14\")","v":0},0,null,{"$f":"IF(AND($D205=\"Lamp\", OR($F205=O$9, O$9=\"All\")),INDIRECT(\"PriceBulkTask1\" & \"FY14\"),0)","v":10.250990220048898},0.33333333333333331,{"$f":"IF(AND($D205=\"Lamp\", OR($F205=Q$9, Q$9=\"All\")),INDIRECT(\"PriceBulkTask2\" & \"FY14\"),0)","v":0},0,{"$f":"IF(AND($D205=\"Lamp\", OR($F205=S$9, S$9=\"All\")),INDIRECT(\"PriceBulkTask3\" & \"FY14\"),0)","v":10.250990220048898},1.8504811250925242E-2,{"$f":"IF(AND($D205=\"Lamp\", OR($F205=U$9, U$9=\"All\")),INDIRECT(\"PriceBulkTask4\" & \"FY14\"),0)","v":0},0,{"$f":"IF(AND($D205=\"Lamp\", OR($F205=W$9, W$9=\"All\")),INDIRECT(\"PriceBulkTask5\" & \"FY14\"),0)","v":10.250990220048898},0.16666666666666666,{"$f":"IF(AND($D205=\"Lamp\", OR($F205=Y$9, Y$9=\"All\")),INDIRECT(\"PriceBulkTask6\" & \"FY14\"),0)","v":10.250990220048898},4.590314436538903E-3,{"$f":"IF(AND($D205=\"Lamp\", OR($F205=AA$9, AA$9=\"All\")),INDIRECT(\"PriceBulkTask7\" & \"FY14\"),0)","v":10.250990220048898},4.0032025620496396E-2,{"$f":"IF(AND($D205=\"Lamp\", OR($F205=AC$9, AC$9=\"All\")),INDIRECT(\"PriceBulkTask8\" & \"FY14\"),0)","v":153.76485330073348},2.1598272138228944E-2,{"$f":"IF(AND($D205=\"Lamp\", OR($F205=AE$9, AE$9=\"All\")),INDIRECT(\"PriceBulkTask9\" & \"FY14\"),0)","v":256.2747555012225},1.2221950623319483E-2,{"$f":"IF(AND($D205=\"Lamp\", OR($F205=AG$9, AG$9=\"All\")),INDIRECT(\"PriceBulkTask10\" & \"FY14\"),0)","v":0},0,{"$f":"IF(AND($D205=\"Lamp\", OR($F205=AI$9, AI$9=\"All\")),INDIRECT(\"PriceBulkTask11\" & \"FY14\"),0)","v":12301.188264058679},1.1123470522803115E-4,{"$f":"IF(AND($D205=\"Lamp\", OR($F205=AK$9, AK$9=\"All\")),INDIRECT(\"PriceBulkTask12\" & \"FY14\"),0)","v":8713.341687041564},2.4953586329427266E-4,{"$f":"IF(AND($D205=\"Lamp\", OR($F205=AM$9, AM$9=\"All\")),INDIRECT(\"PriceBulkTask13\" & \"FY14\"),0)","v":0},0,{"$f":"IF(AND($D205=\"Lamp\", OR($F205=AO$9, AO$9=\"All\")),INDIRECT(\"PriceBulkTask14\" & \"FY14\"),0)","v":0},0,15.768453765886179,null,{"$f":"IF($D205=\"Lamp\",$G205*INDIRECT(\"Price\" & $B205 & \"FY14\"),0)","v":61.505941320293388},0.33333333333333331,{"$f":"IF($D205=\"Lamp\",INDIRECT(\"PriceVisor\" & \"FY14\"),0)","v":39.54},1.8504811250925242E-2,{"$f":"IF($D205=\"Lamp\",INDIRECT(\"PricePECell\" & \"FY14\"),0)","v":10.73},0.16666666666666666,{"$f":"IF($D205=\"Lamp\",INDIRECT(\"PriceMisc\" & \"FY14\"),0)","v":0},1.8504811250925242E-2,23.021994010292715,null,72.129062586530523,0.06,1.5133333333333332,72.129062586530523,1.4200000000000001E-2,0,72.129062586530523,0.01,0,6.5493188828569711,null,{"$f":"IF($D205=\"Lamp\",INDIRECT(\"Price\" & $B205 & \"FY14\"),0)","v":10.250990220048898},0.06,{"$f":"IF($D205=\"Lamp\",INDIRECT(\"pRICEpecELL\" & \"FY14\"),0)","v":10.73},1.4200000000000001E-2,{"$f":"IF($D205=\"Lamp\",INDIRECT(\"PriceMisc\" & \"FY14\"),0)","v":0},0.01,0.76742541320293389,null,{"$f":"IF(AND($D205=\"Lamp\"),INDIRECT(\"PriceEWP\"&\"FY14\"),0)","v":29.73},9.0799999999999992E-2,2.699484,null,{"$f":"IF($D205=\"Connection\",VLOOKUP(C205,'Input - General'!$F$62:$N$79,4,FALSE),0)","v":0},null,0.1801212933606588,48.806676072238801,8.7911216187663719,null,8.6527813038891108E-2,{"$f":"AQ205+BA205+BL205+BT205+BX205+BZ205+CD205","v":57.597797691005169},4.9838114700591696]
[null,{"$f":"'Input - Inventory'!B203","v":195},{"$f":"'Input - Inventory'!C203","v":"TH1x1000"},{"$f":"'Input - Inventory'!D203","v":"Lamp"},{"$f":"'Input - Inventory'!E203","v":"Traffic"},{"$f":"'Input - Inventory'!F203","v":"Major > 130w"},{"$f":"'Input - Inventory'!G203","v":"1"},null,"Lamp - TH1x1000",null,56.076322811103161,0,0,null,0,0,10.250990220048898,0.33333333333333331,0,0,10.250990220048898,4.9094211792429674E-3,10.250990220048898,0.16666666666666666,10.250990220048898,4.590314436538903E-3,10.250990220048898,4.0032025620496396E-2,153.76485330073348,2.1598272138228944E-2,256.2747555012225,1.2221950623319483E-2,0,0,12301.188264058679,1.1123470522803115E-4,8713.341687041564,2.4953586329427266E-4,0,0,0,0,15.629087555223613,null,30.752970660146698,0.33333333333333331,39.54,4.9094211792429674E-3,10.73,0.16666666666666666,0,4.9094211792429674E-3,12.233442066809499,null,72.129062586530523,0.06,2.2699999999999996,72.129062586530523,1.4200000000000001E-2,0,72.129062586530523,0.01,0,9.8239783242854557,null,30.752970660146698,0.06,10.73,1.4200000000000001E-2,0,0.01,1.9975442396088019,null,29.73,0.13619999999999996,4.0492259999999991,null,{"$f":"IF($D206=\"Connection\",VLOOKUP(C206,'Input - General'!$F$62:$N$79,4,FALSE),0)","v":0},null,0.1801212933606588,43.733278185927368,7.8772946297507236,null,8.6527813038891108E-2,51.61057281567809,4.4657499954250692]
[null,{"$f":"'Input - Inventory'!B204","v":196},{"$f":"'Input - Inventory'!C204","v":"TH1x1500"},{"$f":"'Input - Inventory'!D204","v":"Lamp"},{"$f":"'Input - Inventory'!E204","v":"Traffic"},{"$f":"'Input - Inventory'!F204","v":"Major > 130w"},{"$f":"'Input - Inventory'!G204","v":"1"},null,"Lamp - TH1x1500",null,56.076322811103161,2,112.15264562220632,null,0,0,10.250990220048898,0.33333333333333331,0,0,10.250990220048898,4.9094211792429674E-3,10.250990220048898,0.16666666666666666,10.250990220048898,4.590314436538903E-3,10.250990220048898,4.0032025620496396E-2,153.76485330073348,2.1598272138228944E-2,256.2747555012225,1.2221950623319483E-2,0,0,12301.188264058679,1.1123470522803115E-4,8713.341687041564,2.4953586329427266E-4,0,0,0,0,15.629087555223613,null,30.752970660146698,0.33333333333333331,39.54,4.9094211792429674E-3,10.73,0.16666666666666666,0,4.9094211792429674E-3,12.233442066809499,null,72.129062586530523,0.06,2.2699999999999996,72.129062586530523,1.4200000000000001E-2,0,72.129062586530523,0.01,0,9.8239783242854557,null,30.752970660146698,0.06,10.73,1.4200000000000001E-2,0,0.01,1.9975442396088019,null,29.73,0.13619999999999996,4.0492259999999991,null,{"$f":"IF($D207=\"Connection\",VLOOKUP(C207,'Input - General'!$F$62:$N$79,4,FALSE),0)","v":0},null,0.1801212933606588,43.733278185927368,7.8772946297507236,null,8.6527813038891108E-2,51.61057281567809,4.4657499954250692]
[null,{"$f":"'Input - Inventory'!B205","v":197},{"$f":"'Input - Inventory'!C205","v":"TH1x400"},{"$f":"'Input - Inventory'!D205","v":"Lamp"},{"$f":"'Input - Inventory'!E205","v":"Traffic"},{"$f":"'Input - Inventory'!F205","v":"Major > 130w"},{"$f":"'Input - Inventory'!G205","v":"1"},null,"Lamp - TH1x400",null,56.076322811103161,1,56.076322811103161,null,0,0,10.250990220048898,0.33333333333333331,0,0,10.250990220048898,4.9094211792429674E-3,10.250990220048898,0.16666666666666666,10.250990220048898,4.590314436538903E-3,10.250990220048898,4.0032025620496396E-2,153.76485330073348,2.1598272138228944E-2,256.2747555012225,1.2221950623319483E-2,0,0,12301.188264058679,1.1123470522803115E-4,8713.341687041564,2.4953586329427266E-4,0,0,0,0,15.629087555223613,null,30.752970660146698,0.33333333333333331,39.54,4.9094211792429674E-3,10.73,0.16666666666666666,0,4.9094211792429674E-3,12.233442066809499,null,72.129062586530523,0.06,2.2699999999999996,72.129062586530523,1.4200000000000001E-2,0,72.129062586530523,0.01,0,9.8239783242854557,null,30.752970660146698,0.06,10.73,1.4200000000000001E-2,0,0.01,1.9975442396088019,null,29.73,0.13619999999999996,4.0492259999999991,null,{"$f":"IF($D208=\"Connection\",VLOOKUP(C208,'Input - General'!$F$62:$N$79,4,FALSE),0)","v":0},null,0.1801212933606588,43.733278185927368,7.8772946297507236,null,8.6527813038891108E-2,51.61057281567809,4.4657499954250692]
[null,{"$f":"'Input - Inventory'!B206","v":198},{"$f":"'Input - Inventory'!C206","v":"TH1x500"},{"$f":"'Input - Inventory'!D206","v":"Lamp"},{"$f":"'Input - Inventory'!E206","v":"Traffic"},{"$f":"'Input - Inventory'!F206","v":"Major > 130w"},{"$f":"'Input - Inventory'!G206","v":"1"},null,"Lamp - TH1x500",null,45.736238929023052,3,137.20871678706916,null,0,0,10.250990220048898,0.33333333333333331,0,0,10.250990220048898,4.9094211792429674E-3,10.250990220048898,0.16666666666666666,10.250990220048898,4.590314436538903E-3,10.250990220048898,4.0032025620496396E-2,153.76485330073348,2.1598272138228944E-2,256.2747555012225,1.2221950623319483E-2,0,0,12301.188264058679,1.1123470522803115E-4,8713.341687041564,2.4953586329427266E-4,0,0,0,0,15.629087555223613,null,10.250990220048898,0.33333333333333331,39.54,4.9094211792429674E-3,10.73,0.16666666666666666,0,4.9094211792429674E-3,5.3994485867768995,null,72.129062586530523,0.06,2.2699999999999996,72.129062586530523,1.4200000000000001E-2,0,72.129062586530523,0.01,0,9.8239783242854557,null,10.250990220048898,0.06,10.73,1.4200000000000001E-2,0,0.01,0.76742541320293389,null,29.73,0.13619999999999996,4.0492259999999991,null,{"$f":"IF($D209=\"Connection\",VLOOKUP(C209,'Input - General'!$F$62:$N$79,4,FALSE),0)","v":0},null,0.1801212933606588,35.669165879488901,6.4247762913094215,null,8.6527813038891108E-2,42.093942170798321,3.6422967582247314]
[null,{"$f":"'Input - Inventory'!B207","v":199},{"$f":"'Input - Inventory'!C207","v":"TH1x500 (P09)"},{"$f":"'Input - Inventory'!D207","v":"Lamp"},{"$f":"'Input - Inventory'!E207","v":"Traffic"},{"$f":"'Input - Inventory'!F207","v":"Major > 130w"},{"$f":"'Input - Inventory'!G207","v":1},null,"Lamp - TH1x500 (P09)",null,45.736238929023052,10,457.36238929023051,null,0,0,10.250990220048898,0.33333333333333331,0,0,10.250990220048898,4.9094211792429674E-3,10.250990220048898,0.16666666666666666,10.250990220048898,4.590314436538903E-3,10.250990220048898,4.0032025620496396E-2,153.76485330073348,2.1598272138228944E-2,256.2747555012225,1.2221950623319483E-2,0,0,12301.188264058679,1.1123470522803115E-4,8713.341687041564,2.4953586329427266E-4,0,0,0,0,15.629087555223613,null,10.250990220048898,0.33333333333333331,39.54,4.9094211792429674E-3,10.73,0.16666666666666666,0,4.9094211792429674E-3,5.3994485867768995,null,72.129062586530523,0.06,2.2699999999999996,72.129062586530523,1.4200000000000001E-2,0,72.129062586530523,0.01,0,9.8239783242854557,null,10.250990220048898,0.06,10.73,1.4200000000000001E-2,0,0.01,0.76742541320293389,null,29.73,0.13619999999999996,4.0492259999999991,null,{"$f":"IF($D210=\"Connection\",VLOOKUP(C210,'Input - General'!$F$62:$N$79,4,FALSE),0)","v":0},null,0.1801212933606588,35.669165879488901,6.4247762913094215,null,8.6527813038891108E-2,42.093942170798321,3.6422967582247314]
[null,{"$f":"'Input - Inventory'!B208","v":200},{"$f":"'Input - Inventory'!C208","v":"TH1x750"},{"$f":"'Input - Inventory'!D208","v":"Lamp"},{"$f":"'Input - Inventory'!E208","v":"Traffic"},{"$f":"'Input - Inventory'!F208","v":"Major > 130w"},{"$f":"'Input - Inventory'!G208","v":"1"},null,"Lamp - TH1x750",null,56.076322811103161,4,224.30529124441264,null,0,0,10.250990220048898,0.33333333333333331,0,0,10.250990220048898,4.9094211792429674E-3,10.250990220048898,0.16666666666666666,10.250990220048898,4.590314436538903E-3,10.250990220048898,4.0032025620496396E-2,153.76485330073348,2.1598272138228944E-2,256.2747555012225,1.2221950623319483E-2,0,0,12301.188264058679,1.1123470522803115E-4,8713.341687041564,2.4953586329427266E-4,0,0,0,0,15.629087555223613,null,30.752970660146698,0.33333333333333331,39.54,4.9094211792429674E-3,10.73,0.16666666666666666,0,4.9094211792429674E-3,12.233442066809499,null,72.129062586530523,0.06,2.2699999999999996,72.129062586530523,1.4200000000000001E-2,0,72.129062586530523,0.01,0,9.8239783242854557,null,30.752970660146698,0.06,10.73,1.4200000000000001E-2,0,0.01,1.9975442396088019,null,29.73,0.13619999999999996,4.0492259999999991,null,{"$f":"IF($D211=\"Connection\",VLOOKUP(C211,'Input - General'!$F$62:$N$79,4,FALSE),0)","v":0},null,0.1801212933606588,43.733278185927368,7.8772946297507236,null,8.6527813038891108E-2,51.61057281567809,4.4657499954250692]
[null,{"$f":"'Input - Inventory'!B209","v":201},{"$f":"'Input - Inventory'!C209","v":"1000W MBF"},{"$f":"'Input - Inventory'!D209","v":"Luminaire"},{"$f":"'Input - Inventory'!E209","v":"Traffic"},{"$f":"'Input - Inventory'!F209","v":"Major > 130w"},{"$f":"'Input - Inventory'!G209","v":0},null,"Luminaire - 1000W MBF",null,0,13,0,null,0,0,0,0,0,0,0,0,0,0,0,0,0,0,0,0,0,0,0,0,0,0,0,0,0,0,0,0,0,null,0,0,0,0,0,0,0,0,0,null,0,0,0,0,0,0,0,0,0,0,null,0,0,0,0,0,0,0,null,0,0,0,null,{"$f":"IF($D212=\"Connection\",VLOOKUP(C212,'Input - General'!$F$62:$N$79,4,FALSE),0)","v":0},null,0.1801212933606588,0,0,null,8.6527813038891108E-2,0,0]
[null,{"$f":"'Input - Inventory'!B210","v":202},{"$f":"'Input - Inventory'!C210","v":"1000W SON"},{"$f":"'Input - Inventory'!D210","v":"Luminaire"},{"$f":"'Input - Inventory'!E210","v":"Traffic"},{"$f":"'Input - Inventory'!F210","v":"Major > 130w"},{"$f":"'Input - Inventory'!G210","v":0},null,"Luminaire - 1000W SON",null,0,25,0,null,0,0,0,0,0,0,0,0,0,0,0,0,0,0,0,0,0,0,0,0,0,0,0,0,0,0,0,0,0,null,0,0,0,0,0,0,0,0,0,null,0,0,0,0,0,0,0,0,0,0,null,0,0,0,0,0,0,0,null,0,0,0,null,{"$f":"IF($D213=\"Connection\",VLOOKUP(C213,'Input - General'!$F$62:$N$79,4,FALSE),0)","v":0},null,0.1801212933606588,0,0,null,8.6527813038891108E-2,0,0]
[null,{"$f":"'Input - Inventory'!B211","v":203},{"$f":"'Input - Inventory'!C211","v":"1000W SON (P09)"},{"$f":"'Input - Inventory'!D211","v":"Luminaire"},{"$f":"'Input - Inventory'!E211","v":"Traffic"},{"$f":"'Input - Inventory'!F211","v":"Major > 130w"},{"$f":"'Input - Inventory'!G211","v":0},null,"Luminaire - 1000W SON (P09)",null,0,15,0,null,0,0,0,0,0,0,0,0,0,0,0,0,0,0,0,0,0,0,0,0,0,0,0,0,0,0,0,0,0,null,0,0,0,0,0,0,0,0,0,null,0,0,0,0,0,0,0,0,0,0,null,0,0,0,0,0,0,0,null,0,0,0,null,{"$f":"IF($D214=\"Connection\",VLOOKUP(C214,'Input - General'!$F$62:$N$79,4,FALSE),0)","v":0},null,0.1801212933606588,0,0,null,8.6527813038891108E-2,0,0]
[null,{"$f":"'Input - Inventory'!B212","v":204},{"$f":"'Input - Inventory'!C212","v":"1000W SON FLOODLIGHT"},{"$f":"'Input - Inventory'!D212","v":"Luminaire"},{"$f":"'Input - Inventory'!E212","v":"Traffic"},{"$f":"'Input - Inventory'!F212","v":"Major > 130w"},{"$f":"'Input - Inventory'!G212","v":0},null,"Luminaire - 1000W SON FLOODLIGHT",null,0,5,0,null,0,0,0,0,0,0,0,0,0,0,0,0,0,0,0,0,0,0,0,0,0,0,0,0,0,0,0,0,0,null,0,0,0,0,0,0,0,0,0,null,0,0,0,0,0,0,0,0,0,0,null,0,0,0,0,0,0,0,null,0,0,0,null,{"$f":"IF($D215=\"Connection\",VLOOKUP(C215,'Input - General'!$F$62:$N$79,4,FALSE),0)","v":0},null,0.1801212933606588,0,0,null,8.6527813038891108E-2,0,0]
[null,{"$f":"'Input - Inventory'!B213","v":205},{"$f":"'Input - Inventory'!C213","v":"1000W/1500W MBI FLOODLIG"},{"$f":"'Input - Inventory'!D213","v":"Luminaire"},{"$f":"'Input - Inventory'!E213","v":"Traffic"},{"$f":"'Input - Inventory'!F213","v":"Major > 130w"},{"$f":"'Input - Inventory'!G213","v":0},null,"Luminaire - 1000W/1500W MBI FLOODLIG",null,0,0,0,null,0,0,0,0,0,0,0,0,0,0,0,0,0,0,0,0,0,0,0,0,0,0,0,0,0,0,0,0,0,null,0,0,0,0,0,0,0,0,0,null,0,0,0,0,0,0,0,0,0,0,null,0,0,0,0,0,0,0,null,0,0,0,null,{"$f":"IF($D216=\"Connection\",VLOOKUP(C216,'Input - General'!$F$62:$N$79,4,FALSE),0)","v":0},null,0.1801212933606588,0,0,null,8.6527813038891108E-2,0,0]
[null,{"$f":"'Input - Inventory'!B214","v":206},{"$f":"'Input - Inventory'!C214","v":"100W MBI"},{"$f":"'Input - Inventory'!D214","v":"Luminaire"},{"$f":"'Input - Inventory'!E214","v":"Traffic"},{"$f":"'Input - Inventory'!F214","v":"Minor < 130w"},{"$f":"'Input - Inventory'!G214","v":0},null,"Luminaire - 100W MBI",null,0,18,0,null,0,0,0,0,0,0,0,0,0,0,0,0,0,0,0,0,0,0,0,0,0,0,0,0,0,0,0,0,0,null,0,0,0,0,0,0,0,0,0,null,0,0,0,0,0,0,0,0,0,0,null,0,0,0,0,0,0,0,null,0,0,0,null,{"$f":"IF($D217=\"Connection\",VLOOKUP(C217,'Input - General'!$F$62:$N$79,4,FALSE),0)","v":0},null,0.1801212933606588,0,0,null,8.6527813038891108E-2,0,0]
[null,{"$f":"'Input - Inventory'!B215","v":207},{"$f":"'Input - Inventory'!C215","v":"100W MBI FLOODLIGHT"},{"$f":"'Input - Inventory'!D215","v":"Luminaire"},{"$f":"'Input - Inventory'!E215","v":"Traffic"},{"$f":"'Input - Inventory'!F215","v":"Minor < 130w"},{"$f":"'Input - Inventory'!G215","v":0},null,"Luminaire - 100W MBI FLOODLIGHT",null,0,17,0,null,0,0,0,0,0,0,0,0,0,0,0,0,0,0,0,0,0,0,0,0,0,0,0,0,0,0,0,0,0,null,0,0,0,0,0,0,0,0,0,null,0,0,0,0,0,0,0,0,0,0,null,0,0,0,0,0,0,0,null,0,0,0,null,{"$f":"IF($D218=\"Connection\",VLOOKUP(C218,'Input - General'!$F$62:$N$79,4,FALSE),0)","v":0},null,0.1801212933606588,0,0,null,8.6527813038891108E-2,0,0]
[null,{"$f":"'Input - Inventory'!B216","v":208},{"$f":"'Input - Inventory'!C216","v":"100W SON"},{"$f":"'Input - Inventory'!D216","v":"Luminaire"},{"$f":"'Input - Inventory'!E216","v":"Traffic"},{"$f":"'Input - Inventory'!F216","v":"Minor < 130w"},{"$f":"'Input - Inventory'!G216","v":0},null,"Luminaire - 100W SON",null,0,542,0,null,0,0,0,0,0,0,0,0,0,0,0,0,0,0,0,0,0,0,0,0,0,0,0,0,0,0,0,0,0,null,0,0,0,0,0,0,0,0,0,null,0,0,0,0,0,0,0,0,0,0,null,0,0,0,0,0,0,0,null,0,0,0,null,{"$f":"IF($D219=\"Connection\",VLOOKUP(C219,'Input - General'!$F$62:$N$79,4,FALSE),0)","v":0},null,0.1801212933606588,0,0,null,8.6527813038891108E-2,0,0]
[null,{"$f":"'Input - Inventory'!B217","v":209},{"$f":"'Input - Inventory'!C217","v":"100W SON - PARKVILLE"},{"$f":"'Input - Inventory'!D217","v":"Luminaire"},{"$f":"'Input - Inventory'!E217","v":"Traffic"},{"$f":"'Input - Inventory'!F217","v":"Minor < 130w"},{"$f":"'Input - Inventory'!G217","v":0},null,"Luminaire - 100W SON - PARKVILLE",null,0,15,0,null,0,0,0,0,0,0,0,0,0,0,0,0,0,0,0,0,0,0,0,0,0,0,0,0,0,0,0,0,0,null,0,0,0,0,0,0,0,0,0,null,0,0,0,0,0,0,0,0,0,0,null,0,0,0,0,0,0,0,null,0,0,0,null,{"$f":"IF($D220=\"Connection\",VLOOKUP(C220,'Input - General'!$F$62:$N$79,4,FALSE),0)","v":0},null,0.1801212933606588,0,0,null,8.6527813038891108E-2,0,0]
[null,{"$f":"'Input - Inventory'!B218","v":210},{"$f":"'Input - Inventory'!C218","v":"100W SON (P09)"},{"$f":"'Input - Inventory'!D218","v":"Luminaire"},{"$f":"'Input - Inventory'!E218","v":"Traffic"},{"$f":"'Input - Inventory'!F218","v":"Minor < 130w"},{"$f":"'Input - Inventory'!G218","v":0},null,"Luminaire - 100W SON (P09)",null,0,340,0,null,0,0,0,0,0,0,0,0,0,0,0,0,0,0,0,0,0,0,0,0,0,0,0,0,0,0,0,0,0,null,0,0,0,0,0,0,0,0,0,null,0,0,0,0,0,0,0,0,0,0,null,0,0,0,0,0,0,0,null,0,0,0,null,{"$f":"IF($D221=\"Connection\",VLOOKUP(C221,'Input - General'!$F$62:$N$79,4,FALSE),0)","v":0},null,0.1801212933606588,0,0,null,8.6527813038891108E-2,0,0]
[null,{"$f":"'Input - Inventory'!B219","v":211},{"$f":"'Input - Inventory'!C219","v":"100W SON FLOODLIGHT"},{"$f":"'Input - Inventory'!D219","v":"Luminaire"},{"$f":"'Input - Inventory'!E219","v":"Traffic"},{"$f":"'Input - Inventory'!F219","v":"Minor < 130w"},{"$f":"'Input - Inventory'!G219","v":0},null,"Luminaire - 100W SON FLOODLIGHT",null,0,6,0,null,0,0,0,0,0,0,0,0,0,0,0,0,0,0,0,0,0,0,0,0,0,0,0,0,0,0,0,0,0,null,0,0,0,0,0,0,0,0,0,null,0,0,0,0,0,0,0,0,0,0,null,0,0,0,0,0,0,0,null,0,0,0,null,{"$f":"IF($D222=\"Connection\",VLOOKUP(C222,'Input - General'!$F$62:$N$79,4,FALSE),0)","v":0},null,0.1801212933606588,0,0,null,8.6527813038891108E-2,0,0]
[null,{"$f":"'Input - Inventory'!B220","v":212},{"$f":"'Input - Inventory'!C220","v":"100W SON Floodlight (P09)"},{"$f":"'Input - Inventory'!D220","v":"Luminaire"},{"$f":"'Input - Inventory'!E220","v":"Traffic"},{"$f":"'Input - Inventory'!F220","v":"Minor < 130w"},{"$f":"'Input - Inventory'!G220","v":0},null,"Luminaire - 100W SON Floodlight (P09)",null,0,4,0,null,0,0,0,0,0,0,0,0,0,0,0,0,0,0,0,0,0,0,0,0,0,0,0,0,0,0,0,0,0,null,0,0,0,0,0,0,0,0,0,null,0,0,0,0,0,0,0,0,0,0,null,0,0,0,0,0,0,0,null,0,0,0,null,{"$f":"IF($D223=\"Connection\",VLOOKUP(C223,'Input - General'!$F$62:$N$79,4,FALSE),0)","v":0},null,0.1801212933606588,0,0,null,8.6527813038891108E-2,0,0]
[null,{"$f":"'Input - Inventory'!B221","v":213},{"$f":"'Input - Inventory'!C221","v":"100W SON -PLAIN"},{"$f":"'Input - Inventory'!D221","v":"Luminaire"},{"$f":"'Input - Inventory'!E221","v":"Traffic"},{"$f":"'Input - Inventory'!F221","v":"Minor < 130w"},{"$f":"'Input - Inventory'!G221","v":0},null,"Luminaire - 100W SON -PLAIN",null,0,439,0,null,0,0,0,0,0,0,0,0,0,0,0,0,0,0,0,0,0,0,0,0,0,0,0,0,0,0,0,0,0,null,0,0,0,0,0,0,0,0,0,null,0,0,0,0,0,0,0,0,0,0,null,0,0,0,0,0,0,0,null,0,0,0,null,{"$f":"IF($D224=\"Connection\",VLOOKUP(C224,'Input - General'!$F$62:$N$79,4,FALSE),0)","v":0},null,0.1801212933606588,0,0,null,8.6527813038891108E-2,0,0]
[null,{"$f":"'Input - Inventory'!B222","v":214},{"$f":"'Input - Inventory'!C222","v":"100W SON -PLAIN (P09)"},{"$f":"'Input - Inventory'!D222","v":"Luminaire"},{"$f":"'Input - Inventory'!E222","v":"Traffic"},{"$f":"'Input - Inventory'!F222","v":"Minor < 130w"},{"$f":"'Input - Inventory'!G222","v":0},null,"Luminaire - 100W SON -PLAIN (P09)",null,0,107,0,null,0,0,0,0,0,0,0,0,0,0,0,0,0,0,0,0,0,0,0,0,0,0,0,0,0,0,0,0,0,null,0,0,0,0,0,0,0,0,0,null,0,0,0,0,0,0,0,0,0,0,null,0,0,0,0,0,0,0,null,0,0,0,null,{"$f":"IF($D225=\"Connection\",VLOOKUP(C225,'Input - General'!$F$62:$N$79,4,FALSE),0)","v":0},null,0.1801212933606588,0,0,null,8.6527813038891108E-2,0,0]
[null,{"$f":"'Input - Inventory'!B223","v":215},{"$f":"'Input - Inventory'!C223","v":"125W MBF"},{"$f":"'Input - Inventory'!D223","v":"Luminaire"},{"$f":"'Input - Inventory'!E223","v":"Traffic"},{"$f":"'Input - Inventory'!F223","v":"Minor < 130w"},{"$f":"'Input - Inventory'!G223","v":0},null,"Luminaire - 125W MBF",null,0,3283,0,null,0,0,0,0,0,0,0,0,0,0,0,0,0,0,0,0,0,0,0,0,0,0,0,0,0,0,0,0,0,null,0,0,0,0,0,0,0,0,0,null,0,0,0,0,0,0,0,0,0,0,null,0,0,0,0,0,0,0,null,0,0,0,null,{"$f":"IF($D226=\"Connection\",VLOOKUP(C226,'Input - General'!$F$62:$N$79,4,FALSE),0)","v":0},null,0.1801212933606588,0,0,null,8.6527813038891108E-2,0,0]
[null,{"$f":"'Input - Inventory'!B224","v":216},{"$f":"'Input - Inventory'!C224","v":"125W MBF - BOURKE HILL"},{"$f":"'Input - Inventory'!D224","v":"Luminaire"},{"$f":"'Input - Inventory'!E224","v":"Traffic"},{"$f":"'Input - Inventory'!F224","v":"Minor < 130w"},{"$f":"'Input - Inventory'!G224","v":0},null,"Luminaire - 125W MBF - BOURKE HILL",null,0,9,0,null,0,0,0,0,0,0,0,0,0,0,0,0,0,0,0,0,0,0,0,0,0,0,0,0,0,0,0,0,0,null,0,0,0,0,0,0,0,0,0,null,0,0,0,0,0,0,0,0,0,0,null,0,0,0,0,0,0,0,null,0,0,0,null,{"$f":"IF($D227=\"Connection\",VLOOKUP(C227,'Input - General'!$F$62:$N$79,4,FALSE),0)","v":0},null,0.1801212933606588,0,0,null,8.6527813038891108E-2,0,0]
[null,{"$f":"'Input - Inventory'!B225","v":217},{"$f":"'Input - Inventory'!C225","v":"125W MBF - HYDE PARK"},{"$f":"'Input - Inventory'!D225","v":"Luminaire"},{"$f":"'Input - Inventory'!E225","v":"Traffic"},{"$f":"'Input - Inventory'!F225","v":"Minor < 130w"},{"$f":"'Input - Inventory'!G225","v":0},null,"Luminaire - 125W MBF - HYDE PARK",null,0,168,0,null,0,0,0,0,0,0,0,0,0,0,0,0,0,0,0,0,0,0,0,0,0,0,0,0,0,0,0,0,0,null,0,0,0,0,0,0,0,0,0,null,0,0,0,0,0,0,0,0,0,0,null,0,0,0,0,0,0,0,null,0,0,0,null,{"$f":"IF($D228=\"Connection\",VLOOKUP(C228,'Input - General'!$F$62:$N$79,4,FALSE),0)","v":0},null,0.1801212933606588,0,0,null,8.6527813038891108E-2,0,0]
[null,{"$f":"'Input - Inventory'!B226","v":218},{"$f":"'Input - Inventory'!C226","v":"125W MBF - NOSTALGIA"},{"$f":"'Input - Inventory'!D226","v":"Luminaire"},{"$f":"'Input - Inventory'!E226","v":"Traffic"},{"$f":"'Input - Inventory'!F226","v":"Minor < 130w"},{"$f":"'Input - Inventory'!G226","v":0},null,"Luminaire - 125W MBF - NOSTALGIA",null,0,0,0,null,0,0,0,0,0,0,0,0,0,0,0,0,0,0,0,0,0,0,0,0,0,0,0,0,0,0,0,0,0,null,0,0,0,0,0,0,0,0,0,null,0,0,0,0,0,0,0,0,0,0,null,0,0,0,0,0,0,0,null,0,0,0,null,{"$f":"IF($D229=\"Connection\",VLOOKUP(C229,'Input - General'!$F$62:$N$79,4,FALSE),0)","v":0},null,0.1801212933606588,0,0,null,8.6527813038891108E-2,0,0]
[null,{"$f":"'Input - Inventory'!B227","v":219},{"$f":"'Input - Inventory'!C227","v":"125W MBF - PARKVILLE"},{"$f":"'Input - Inventory'!D227","v":"Luminaire"},{"$f":"'Input - Inventory'!E227","v":"Traffic"},{"$f":"'Input - Inventory'!F227","v":"Minor < 130w"},{"$f":"'Input - Inventory'!G227","v":0},null,"Luminaire - 125W MBF - PARKVILLE",null,0,6,0,null,0,0,0,0,0,0,0,0,0,0,0,0,0,0,0,0,0,0,0,0,0,0,0,0,0,0,0,0,0,null,0,0,0,0,0,0,0,0,0,null,0,0,0,0,0,0,0,0,0,0,null,0,0,0,0,0,0,0,null,0,0,0,null,{"$f":"IF($D230=\"Connection\",VLOOKUP(C230,'Input - General'!$F$62:$N$79,4,FALSE),0)","v":0},null,0.1801212933606588,0,0,null,8.6527813038891108E-2,0,0]
[null,{"$f":"'Input - Inventory'!B228","v":220},{"$f":"'Input - Inventory'!C228","v":"125W MBF (P09)"},{"$f":"'Input - Inventory'!D228","v":"Luminaire"},{"$f":"'Input - Inventory'!E228","v":"Traffic"},{"$f":"'Input - Inventory'!F228","v":"Minor < 130w"},{"$f":"'Input - Inventory'!G228","v":0},null,"Luminaire - 125W MBF (P09)",null,0,1244,0,null,0,0,0,0,0,0,0,0,0,0,0,0,0,0,0,0,0,0,0,0,0,0,0,0,0,0,0,0,0,null,0,0,0,0,0,0,0,0,0,null,0,0,0,0,0,0,0,0,0,0,null,0,0,0,0,0,0,0,null,0,0,0,null,{"$f":"IF($D231=\"Connection\",VLOOKUP(C231,'Input - General'!$F$62:$N$79,4,FALSE),0)","v":0},null,0.1801212933606588,0,0,null,8.6527813038891108E-2,0,0]
[null,{"$f":"'Input - Inventory'!B229","v":221},{"$f":"'Input - Inventory'!C229","v":"125W MBF BOLLARD"},{"$f":"'Input - Inventory'!D229","v":"Luminaire"},{"$f":"'Input - Inventory'!E229","v":"Traffic"},{"$f":"'Input - Inventory'!F229","v":"Minor < 130w"},{"$f":"'Input - Inventory'!G229","v":0},null,"Luminaire - 125W MBF BOLLARD",null,0,0,0,null,0,0,0,0,0,0,0,0,0,0,0,0,0,0,0,0,0,0,0,0,0,0,0,0,0,0,0,0,0,null,0,0,0,0,0,0,0,0,0,null,0,0,0,0,0,0,0,0,0,0,null,0,0,0,0,0,0,0,null,0,0,0,null,{"$f":"IF($D232=\"Connection\",VLOOKUP(C232,'Input - General'!$F$62:$N$79,4,FALSE),0)","v":0},null,0.1801212933606588,0,0,null,8.6527813038891108E-2,0,0]
[null,{"$f":"'Input - Inventory'!B230","v":222},{"$f":"'Input - Inventory'!C230","v":"125W MBF -PLAIN"},{"$f":"'Input - Inventory'!D230","v":"Luminaire"},{"$f":"'Input - Inventory'!E230","v":"Traffic"},{"$f":"'Input - Inventory'!F230","v":"Minor < 130w"},{"$f":"'Input - Inventory'!G230","v":0},null,"Luminaire - 125W MBF -PLAIN",null,0,794,0,null,0,0,0,0,0,0,0,0,0,0,0,0,0,0,0,0,0,0,0,0,0,0,0,0,0,0,0,0,0,null,0,0,0,0,0,0,0,0,0,null,0,0,0,0,0,0,0,0,0,0,null,0,0,0,0,0,0,0,null,0,0,0,null,{"$f":"IF($D233=\"Connection\",VLOOKUP(C233,'Input - General'!$F$62:$N$79,4,FALSE),0)","v":0},null,0.1801212933606588,0,0,null,8.6527813038891108E-2,0,0]
[null,{"$f":"'Input - Inventory'!B231","v":223},{"$f":"'Input - Inventory'!C231","v":"125W MBF -PLAIN (P09)"},{"$f":"'Input - Inventory'!D231","v":"Luminaire"},{"$f":"'Input - Inventory'!E231","v":"Traffic"},{"$f":"'Input - Inventory'!F231","v":"Minor < 130w"},{"$f":"'Input - Inventory'!G231","v":0},null,"Luminaire - 125W MBF -PLAIN (P09)",null,0,151,0,null,0,0,0,0,0,0,0,0,0,0,0,0,0,0,0,0,0,0,0,0,0,0,0,0,0,0,0,0,0,null,0,0,0,0,0,0,0,0,0,null,0,0,0,0,0,0,0,0,0,0,null,0,0,0,0,0,0,0,null,0,0,0,null,{"$f":"IF($D234=\"Connection\",VLOOKUP(C234,'Input - General'!$F$62:$N$79,4,FALSE),0)","v":0},null,0.1801212933606588,0,0,null,8.6527813038891108E-2,0,0]
[null,{"$f":"'Input - Inventory'!B232","v":224},{"$f":"'Input - Inventory'!C232","v":"125W/250W MBF FLOODLIGHT"},{"$f":"'Input - Inventory'!D232","v":"Luminaire"},{"$f":"'Input - Inventory'!E232","v":"Traffic"},{"$f":"'Input - Inventory'!F232","v":"Major > 130w"},{"$f":"'Input - Inventory'!G232","v":0},null,"Luminaire - 125W/250W MBF FLOODLIGHT",null,0,54,0,null,0,0,0,0,0,0,0,0,0,0,0,0,0,0,0,0,0,0,0,0,0,0,0,0,0,0,0,0,0,null,0,0,0,0,0,0,0,0,0,null,0,0,0,0,0,0,0,0,0,0,null,0,0,0,0,0,0,0,null,0,0,0,null,{"$f":"IF($D235=\"Connection\",VLOOKUP(C235,'Input - General'!$F$62:$N$79,4,FALSE),0)","v":0},null,0.1801212933606588,0,0,null,8.6527813038891108E-2,0,0]
[null,{"$f":"'Input - Inventory'!B233","v":225},{"$f":"'Input - Inventory'!C233","v":"135W SOX"},{"$f":"'Input - Inventory'!D233","v":"Luminaire"},{"$f":"'Input - Inventory'!E233","v":"Traffic"},{"$f":"'Input - Inventory'!F233","v":"Major > 130w"},{"$f":"'Input - Inventory'!G233","v":0},null,"Luminaire - 135W SOX",null,0,32,0,null,0,0,0,0,0,0,0,0,0,0,0,0,0,0,0,0,0,0,0,0,0,0,0,0,0,0,0,0,0,null,0,0,0,0,0,0,0,0,0,null,0,0,0,0,0,0,0,0,0,0,null,0,0,0,0,0,0,0,null,0,0,0,null,{"$f":"IF($D236=\"Connection\",VLOOKUP(C236,'Input - General'!$F$62:$N$79,4,FALSE),0)","v":0},null,0.1801212933606588,0,0,null,8.6527813038891108E-2,0,0]
[null,{"$f":"'Input - Inventory'!B234","v":226},{"$f":"'Input - Inventory'!C234","v":"150W SON"},{"$f":"'Input - Inventory'!D234","v":"Luminaire"},{"$f":"'Input - Inventory'!E234","v":"Traffic"},{"$f":"'Input - Inventory'!F234","v":"Major > 130w"},{"$f":"'Input - Inventory'!G234","v":0},null,"Luminaire - 150W SON",null,0,11707.5,0,null,0,0,0,0,0,0,0,0,0,0,0,0,0,0,0,0,0,0,0,0,0,0,0,0,0,0,0,0,0,null,0,0,0,0,0,0,0,0,0,null,0,0,0,0,0,0,0,0,0,0,null,0,0,0,0,0,0,0,null,0,0,0,null,{"$f":"IF($D237=\"Connection\",VLOOKUP(C237,'Input - General'!$F$62:$N$79,4,FALSE),0)","v":0},null,0.1801212933606588,0,0,null,8.6527813038891108E-2,0,0]
[null,{"$f":"'Input - Inventory'!B235","v":227},{"$f":"'Input - Inventory'!C235","v":"150W SON - HYDE PARK"},{"$f":"'Input - Inventory'!D235","v":"Luminaire"},{"$f":"'Input - Inventory'!E235","v":"Traffic"},{"$f":"'Input - Inventory'!F235","v":"Major > 130w"},{"$f":"'Input - Inventory'!G235","v":0},null,"Luminaire - 150W SON - HYDE PARK",null,0,16,0,null,0,0,0,0,0,0,0,0,0,0,0,0,0,0,0,0,0,0,0,0,0,0,0,0,0,0,0,0,0,null,0,0,0,0,0,0,0,0,0,null,0,0,0,0,0,0,0,0,0,0,null,0,0,0,0,0,0,0,null,0,0,0,null,{"$f":"IF($D238=\"Connection\",VLOOKUP(C238,'Input - General'!$F$62:$N$79,4,FALSE),0)","v":0},null,0.1801212933606588,0,0,null,8.6527813038891108E-2,0,0]
[null,{"$f":"'Input - Inventory'!B236","v":228},{"$f":"'Input - Inventory'!C236","v":"150W SON - PARKVILLE"},{"$f":"'Input - Inventory'!D236","v":"Luminaire"},{"$f":"'Input - Inventory'!E236","v":"Traffic"},{"$f":"'Input - Inventory'!F236","v":"Major > 130w"},{"$f":"'Input - Inventory'!G236","v":0},null,"Luminaire - 150W SON - PARKVILLE",null,0,21,0,null,0,0,0,0,0,0,0,0,0,0,0,0,0,0,0,0,0,0,0,0,0,0,0,0,0,0,0,0,0,null,0,0,0,0,0,0,0,0,0,null,0,0,0,0,0,0,0,0,0,0,null,0,0,0,0,0,0,0,null,0,0,0,null,{"$f":"IF($D239=\"Connection\",VLOOKUP(C239,'Input - General'!$F$62:$N$79,4,FALSE),0)","v":0},null,0.1801212933606588,0,0,null,8.6527813038891108E-2,0,0]
[null,{"$f":"'Input - Inventory'!B237","v":229},{"$f":"'Input - Inventory'!C237","v":"150W SON - PARKWAY 1"},{"$f":"'Input - Inventory'!D237","v":"Luminaire"},{"$f":"'Input - Inventory'!E237","v":"Traffic"},{"$f":"'Input - Inventory'!F237","v":"Major > 130w"},{"$f":"'Input - Inventory'!G237","v":0},null,"Luminaire - 150W SON - PARKWAY 1",null,0,209,0,null,0,0,0,0,0,0,0,0,0,0,0,0,0,0,0,0,0,0,0,0,0,0,0,0,0,0,0,0,0,null,0,0,0,0,0,0,0,0,0,null,0,0,0,0,0,0,0,0,0,0,null,0,0,0,0,0,0,0,null,0,0,0,null,{"$f":"IF($D240=\"Connection\",VLOOKUP(C240,'Input - General'!$F$62:$N$79,4,FALSE),0)","v":0},null,0.1801212933606588,0,0,null,8.6527813038891108E-2,0,0]
[null,{"$f":"'Input - Inventory'!B238","v":230},{"$f":"'Input - Inventory'!C238","v":"150W SON - Parkway 1 (P09)"},{"$f":"'Input - Inventory'!D238","v":"Luminaire"},{"$f":"'Input - Inventory'!E238","v":"Traffic"},{"$f":"'Input - Inventory'!F238","v":"Major > 130w"},{"$f":"'Input - Inventory'!G238","v":0},null,"Luminaire - 150W SON - Parkway 1 (P09)",null,0,32,0,null,0,0,0,0,0,0,0,0,0,0,0,0,0,0,0,0,0,0,0,0,0,0,0,0,0,0,0,0,0,null,0,0,0,0,0,0,0,0,0,null,0,0,0,0,0,0,0,0,0,0,null,0,0,0,0,0,0,0,null,0,0,0,null,{"$f":"IF($D241=\"Connection\",VLOOKUP(C241,'Input - General'!$F$62:$N$79,4,FALSE),0)","v":0},null,0.1801212933606588,0,0,null,8.6527813038891108E-2,0,0]
[null,{"$f":"'Input - Inventory'!B239","v":231},{"$f":"'Input - Inventory'!C239","v":"150W SON (P09)"},{"$f":"'Input - Inventory'!D239","v":"Luminaire"},{"$f":"'Input - Inventory'!E239","v":"Traffic"},{"$f":"'Input - Inventory'!F239","v":"Major > 130w"},{"$f":"'Input - Inventory'!G239","v":0},null,"Luminaire - 150W SON (P09)",null,0,7966,0,null,0,0,0,0,0,0,0,0,0,0,0,0,0,0,0,0,0,0,0,0,0,0,0,0,0,0,0,0,0,null,0,0,0,0,0,0,0,0,0,null,0,0,0,0,0,0,0,0,0,0,null,0,0,0,0,0,0,0,null,0,0,0,null,{"$f":"IF($D242=\"Connection\",VLOOKUP(C242,'Input - General'!$F$62:$N$79,4,FALSE),0)","v":0},null,0.1801212933606588,0,0,null,8.6527813038891108E-2,0,0]
[null,{"$f":"'Input - Inventory'!B240","v":232},{"$f":"'Input - Inventory'!C240","v":"150W SON Active Reactor"},{"$f":"'Input - Inventory'!D240","v":"Luminaire"},{"$f":"'Input - Inventory'!E240","v":"Traffic"},{"$f":"'Input - Inventory'!F240","v":"Major > 130w"},{"$f":"'Input - Inventory'!G240","v":0},null,"Luminaire - 150W SON Active Reactor",null,0,187,0,null,0,0,0,0,0,0,0,0,0,0,0,0,0,0,0,0,0,0,0,0,0,0,0,0,0,0,0,0,0,null,0,0,0,0,0,0,0,0,0,null,0,0,0,0,0,0,0,0,0,0,null,0,0,0,0,0,0,0,null,0,0,0,null,{"$f":"IF($D243=\"Connection\",VLOOKUP(C243,'Input - General'!$F$62:$N$79,4,FALSE),0)","v":0},null,0.1801212933606588,0,0,null,8.6527813038891108E-2,0,0]
[null,{"$f":"'Input - Inventory'!B241","v":233},{"$f":"'Input - Inventory'!C241","v":"150W SON FLOODLIGHT"},{"$f":"'Input - Inventory'!D241","v":"Luminaire"},{"$f":"'Input - Inventory'!E241","v":"Traffic"},{"$f":"'Input - Inventory'!F241","v":"Major > 130w"},{"$f":"'Input - Inventory'!G241","v":0},null,"Luminaire - 150W SON FLOODLIGHT",null,0,71,0,null,0,0,0,0,0,0,0,0,0,0,0,0,0,0,0,0,0,0,0,0,0,0,0,0,0,0,0,0,0,null,0,0,0,0,0,0,0,0,0,null,0,0,0,0,0,0,0,0,0,0,null,0,0,0,0,0,0,0,null,0,0,0,null,{"$f":"IF($D244=\"Connection\",VLOOKUP(C244,'Input - General'!$F$62:$N$79,4,FALSE),0)","v":0},null,0.1801212933606588,0,0,null,8.6527813038891108E-2,0,0]
[null,{"$f":"'Input - Inventory'!B242","v":234},{"$f":"'Input - Inventory'!C242","v":"150W SON Floodlight (P09)"},{"$f":"'Input - Inventory'!D242","v":"Luminaire"},{"$f":"'Input - Inventory'!E242","v":"Traffic"},{"$f":"'Input - Inventory'!F242","v":"Major > 130w"},{"$f":"'Input - Inventory'!G242","v":0},null,"Luminaire - 150W SON Floodlight (P09)",null,0,46,0,null,0,0,0,0,0,0,0,0,0,0,0,0,0,0,0,0,0,0,0,0,0,0,0,0,0,0,0,0,0,null,0,0,0,0,0,0,0,0,0,null,0,0,0,0,0,0,0,0,0,0,null,0,0,0,0,0,0,0,null,0,0,0,null,{"$f":"IF($D245=\"Connection\",VLOOKUP(C245,'Input - General'!$F$62:$N$79,4,FALSE),0)","v":0},null,0.1801212933606588,0,0,null,8.6527813038891108E-2,0,0]
[null,{"$f":"'Input - Inventory'!B243","v":235},{"$f":"'Input - Inventory'!C243","v":"150W SON GEC 'BOSTON 3'"},{"$f":"'Input - Inventory'!D243","v":"Luminaire"},{"$f":"'Input - Inventory'!E243","v":"Traffic"},{"$f":"'Input - Inventory'!F243","v":"Major > 130w"},{"$f":"'Input - Inventory'!G243","v":0},null,"Luminaire - 150W SON GEC 'BOSTON 3'",null,0,45,0,null,0,0,0,0,0,0,0,0,0,0,0,0,0,0,0,0,0,0,0,0,0,0,0,0,0,0,0,0,0,null,0,0,0,0,0,0,0,0,0,null,0,0,0,0,0,0,0,0,0,0,null,0,0,0,0,0,0,0,null,0,0,0,null,{"$f":"IF($D246=\"Connection\",VLOOKUP(C246,'Input - General'!$F$62:$N$79,4,FALSE),0)","v":0},null,0.1801212933606588,0,0,null,8.6527813038891108E-2,0,0]
[null,{"$f":"'Input - Inventory'!B244","v":236},{"$f":"'Input - Inventory'!C244","v":"150W/250W MBI FLOODLIGHT"},{"$f":"'Input - Inventory'!D244","v":"Luminaire"},{"$f":"'Input - Inventory'!E244","v":"Traffic"},{"$f":"'Input - Inventory'!F244","v":"Major > 130w"},{"$f":"'Input - Inventory'!G244","v":0},null,"Luminaire - 150W/250W MBI FLOODLIGHT",null,0,47,0,null,0,0,0,0,0,0,0,0,0,0,0,0,0,0,0,0,0,0,0,0,0,0,0,0,0,0,0,0,0,null,0,0,0,0,0,0,0,0,0,null,0,0,0,0,0,0,0,0,0,0,null,0,0,0,0,0,0,0,null,0,0,0,null,{"$f":"IF($D247=\"Connection\",VLOOKUP(C247,'Input - General'!$F$62:$N$79,4,FALSE),0)","v":0},null,0.1801212933606588,0,0,null,8.6527813038891108E-2,0,0]
[null,{"$f":"'Input - Inventory'!B245","v":237},{"$f":"'Input - Inventory'!C245","v":"180W SOX"},{"$f":"'Input - Inventory'!D245","v":"Luminaire"},{"$f":"'Input - Inventory'!E245","v":"Traffic"},{"$f":"'Input - Inventory'!F245","v":"Major > 130w"},{"$f":"'Input - Inventory'!G245","v":0},null,"Luminaire - 180W SOX",null,0,0,0,null,0,0,0,0,0,0,0,0,0,0,0,0,0,0,0,0,0,0,0,0,0,0,0,0,0,0,0,0,0,null,0,0,0,0,0,0,0,0,0,null,0,0,0,0,0,0,0,0,0,0,null,0,0,0,0,0,0,0,null,0,0,0,null,{"$f":"IF($D248=\"Connection\",VLOOKUP(C248,'Input - General'!$F$62:$N$79,4,FALSE),0)","v":0},null,0.1801212933606588,0,0,null,8.6527813038891108E-2,0,0]
[null,{"$f":"'Input - Inventory'!B246","v":238},{"$f":"'Input - Inventory'!C246","v":"1x29W LED"},{"$f":"'Input - Inventory'!D246","v":"Luminaire"},{"$f":"'Input - Inventory'!E246","v":"NonTraffic"},{"$f":"'Input - Inventory'!F246","v":"Minor < 130w"},{"$f":"'Input - Inventory'!G246","v":0},null,"Luminaire - 1x29W LED",null,0,1392,0,null,0,0,0,0,0,0,0,0,0,0,0,0,0,0,0,0,0,0,0,0,0,0,0,0,0,0,0,0,0,null,0,0,0,0,0,0,0,0,0,null,0,0,0,0,0,0,0,0,0,0,null,0,0,0,0,0,0,0,null,0,0,0,null,{"$f":"IF($D249=\"Connection\",VLOOKUP(C249,'Input - General'!$F$62:$N$79,4,FALSE),0)","v":0},null,0.1801212933606588,0,0,null,8.6527813038891108E-2,0,0]
[null,{"$f":"'Input - Inventory'!B247","v":239},{"$f":"'Input - Inventory'!C247","v":"1x40W TF"},{"$f":"'Input - Inventory'!D247","v":"Luminaire"},{"$f":"'Input - Inventory'!E247","v":"NonTraffic"},{"$f":"'Input - Inventory'!F247","v":"Minor < 130w"},{"$f":"'Input - Inventory'!G247","v":0},null,"Luminaire - 1x40W TF",null,0,594,0,null,0,0,0,0,0,0,0,0,0,0,0,0,0,0,0,0,0,0,0,0,0,0,0,0,0,0,0,0,0,null,0,0,0,0,0,0,0,0,0,null,0,0,0,0,0,0,0,0,0,0,null,0,0,0,0,0,0,0,null,0,0,0,null,{"$f":"IF($D250=\"Connection\",VLOOKUP(C250,'Input - General'!$F$62:$N$79,4,FALSE),0)","v":0},null,0.1801212933606588,0,0,null,8.6527813038891108E-2,0,0]
[null,{"$f":"'Input - Inventory'!B248","v":240},{"$f":"'Input - Inventory'!C248","v":"1x80W TF"},{"$f":"'Input - Inventory'!D248","v":"Luminaire"},{"$f":"'Input - Inventory'!E248","v":"NonTraffic"},{"$f":"'Input - Inventory'!F248","v":"Minor < 130w"},{"$f":"'Input - Inventory'!G248","v":0},null,"Luminaire - 1x80W TF",null,0,119,0,null,0,0,0,0,0,0,0,0,0,0,0,0,0,0,0,0,0,0,0,0,0,0,0,0,0,0,0,0,0,null,0,0,0,0,0,0,0,0,0,null,0,0,0,0,0,0,0,0,0,0,null,0,0,0,0,0,0,0,null,0,0,0,null,{"$f":"IF($D251=\"Connection\",VLOOKUP(C251,'Input - General'!$F$62:$N$79,4,FALSE),0)","v":0},null,0.1801212933606588,0,0,null,8.6527813038891108E-2,0,0]
[null,{"$f":"'Input - Inventory'!B249","v":241},{"$f":"'Input - Inventory'!C249","v":"250W MBF"},{"$f":"'Input - Inventory'!D249","v":"Luminaire"},{"$f":"'Input - Inventory'!E249","v":"Traffic"},{"$f":"'Input - Inventory'!F249","v":"Major > 130w"},{"$f":"'Input - Inventory'!G249","v":0},null,"Luminaire - 250W MBF",null,0,17196,0,null,0,0,0,0,0,0,0,0,0,0,0,0,0,0,0,0,0,0,0,0,0,0,0,0,0,0,0,0,0,null,0,0,0,0,0,0,0,0,0,null,0,0,0,0,0,0,0,0,0,0,null,0,0,0,0,0,0,0,null,0,0,0,null,{"$f":"IF($D252=\"Connection\",VLOOKUP(C252,'Input - General'!$F$62:$N$79,4,FALSE),0)","v":0},null,0.1801212933606588,0,0,null,8.6527813038891108E-2,0,0]
[null,{"$f":"'Input - Inventory'!B250","v":242},{"$f":"'Input - Inventory'!C250","v":"250W MBF - PARKVILLE"},{"$f":"'Input - Inventory'!D250","v":"Luminaire"},{"$f":"'Input - Inventory'!E250","v":"Traffic"},{"$f":"'Input - Inventory'!F250","v":"Major > 130w"},{"$f":"'Input - Inventory'!G250","v":0},null,"Luminaire - 250W MBF - PARKVILLE",null,0,0,0,null,0,0,0,0,0,0,0,0,0,0,0,0,0,0,0,0,0,0,0,0,0,0,0,0,0,0,0,0,0,null,0,0,0,0,0,0,0,0,0,null,0,0,0,0,0,0,0,0,0,0,null,0,0,0,0,0,0,0,null,0,0,0,null,{"$f":"IF($D253=\"Connection\",VLOOKUP(C253,'Input - General'!$F$62:$N$79,4,FALSE),0)","v":0},null,0.1801212933606588,0,0,null,8.6527813038891108E-2,0,0]
[null,{"$f":"'Input - Inventory'!B251","v":243},{"$f":"'Input - Inventory'!C251","v":"250W MBF - PARKWAY 1"},{"$f":"'Input - Inventory'!D251","v":"Luminaire"},{"$f":"'Input - Inventory'!E251","v":"Traffic"},{"$f":"'Input - Inventory'!F251","v":"Major > 130w"},{"$f":"'Input - Inventory'!G251","v":0},null,"Luminaire - 250W MBF - PARKWAY 1",null,0,782,0,null,0,0,0,0,0,0,0,0,0,0,0,0,0,0,0,0,0,0,0,0,0,0,0,0,0,0,0,0,0,null,0,0,0,0,0,0,0,0,0,null,0,0,0,0,0,0,0,0,0,0,null,0,0,0,0,0,0,0,null,0,0,0,null,{"$f":"IF($D254=\"Connection\",VLOOKUP(C254,'Input - General'!$F$62:$N$79,4,FALSE),0)","v":0},null,0.1801212933606588,0,0,null,8.6527813038891108E-2,0,0]
[null,{"$f":"'Input - Inventory'!B252","v":244},{"$f":"'Input - Inventory'!C252","v":"250W MBI - SMARTPOLE"},{"$f":"'Input - Inventory'!D252","v":"Luminaire"},{"$f":"'Input - Inventory'!E252","v":"Traffic"},{"$f":"'Input - Inventory'!F252","v":"Major > 130w"},{"$f":"'Input - Inventory'!G252","v":0},null,"Luminaire - 250W MBI - SMARTPOLE",null,0,21,0,null,0,0,0,0,0,0,0,0,0,0,0,0,0,0,0,0,0,0,0,0,0,0,0,0,0,0,0,0,0,null,0,0,0,0,0,0,0,0,0,null,0,0,0,0,0,0,0,0,0,0,null,0,0,0,0,0,0,0,null,0,0,0,null,{"$f":"IF($D255=\"Connection\",VLOOKUP(C255,'Input - General'!$F$62:$N$79,4,FALSE),0)","v":0},null,0.1801212933606588,0,0,null,8.6527813038891108E-2,0,0]
[null,{"$f":"'Input - Inventory'!B253","v":245},{"$f":"'Input - Inventory'!C253","v":"250W SON"},{"$f":"'Input - Inventory'!D253","v":"Luminaire"},{"$f":"'Input - Inventory'!E253","v":"Traffic"},{"$f":"'Input - Inventory'!F253","v":"Major > 130w"},{"$f":"'Input - Inventory'!G253","v":0},null,"Luminaire - 250W SON",null,0,14498,0,null,0,0,0,0,0,0,0,0,0,0,0,0,0,0,0,0,0,0,0,0,0,0,0,0,0,0,0,0,0,null,0,0,0,0,0,0,0,0,0,null,0,0,0,0,0,0,0,0,0,0,null,0,0,0,0,0,0,0,null,0,0,0,null,{"$f":"IF($D256=\"Connection\",VLOOKUP(C256,'Input - General'!$F$62:$N$79,4,FALSE),0)","v":0},null,0.1801212933606588,0,0,null,8.6527813038891108E-2,0,0]
[null,{"$f":"'Input - Inventory'!B254","v":246},{"$f":"'Input - Inventory'!C254","v":"250W SON - PARKVILLE"},{"$f":"'Input - Inventory'!D254","v":"Luminaire"},{"$f":"'Input - Inventory'!E254","v":"Traffic"},{"$f":"'Input - Inventory'!F254","v":"Major > 130w"},{"$f":"'Input - Inventory'!G254","v":0},null,"Luminaire - 250W SON - PARKVILLE",null,0,2,0,null,0,0,0,0,0,0,0,0,0,0,0,0,0,0,0,0,0,0,0,0,0,0,0,0,0,0,0,0,0,null,0,0,0,0,0,0,0,0,0,null,0,0,0,0,0,0,0,0,0,0,null,0,0,0,0,0,0,0,null,0,0,0,null,{"$f":"IF($D257=\"Connection\",VLOOKUP(C257,'Input - General'!$F$62:$N$79,4,FALSE),0)","v":0},null,0.1801212933606588,0,0,null,8.6527813038891108E-2,0,0]
[null,{"$f":"'Input - Inventory'!B255","v":247},{"$f":"'Input - Inventory'!C255","v":"250W SON - PARKWAY 1"},{"$f":"'Input - Inventory'!D255","v":"Luminaire"},{"$f":"'Input - Inventory'!E255","v":"Traffic"},{"$f":"'Input - Inventory'!F255","v":"Major > 130w"},{"$f":"'Input - Inventory'!G255","v":0},null,"Luminaire - 250W SON - PARKWAY 1",null,0,28,0,null,0,0,0,0,0,0,0,0,0,0,0,0,0,0,0,0,0,0,0,0,0,0,0,0,0,0,0,0,0,null,0,0,0,0,0,0,0,0,0,null,0,0,0,0,0,0,0,0,0,0,null,0,0,0,0,0,0,0,null,0,0,0,null,{"$f":"IF($D258=\"Connection\",VLOOKUP(C258,'Input - General'!$F$62:$N$79,4,FALSE),0)","v":0},null,0.1801212933606588,0,0,null,8.6527813038891108E-2,0,0]
[null,{"$f":"'Input - Inventory'!B256","v":248},{"$f":"'Input - Inventory'!C256","v":"250W SON - Parkway 1(P09)"},{"$f":"'Input - Inventory'!D256","v":"Luminaire"},{"$f":"'Input - Inventory'!E256","v":"Traffic"},{"$f":"'Input - Inventory'!F256","v":"Major > 130w"},{"$f":"'Input - Inventory'!G256","v":0},null,"Luminaire - 250W SON - Parkway 1(P09)",null,0,21,0,null,0,0,0,0,0,0,0,0,0,0,0,0,0,0,0,0,0,0,0,0,0,0,0,0,0,0,0,0,0,null,0,0,0,0,0,0,0,0,0,null,0,0,0,0,0,0,0,0,0,0,null,0,0,0,0,0,0,0,null,0,0,0,null,{"$f":"IF($D259=\"Connection\",VLOOKUP(C259,'Input - General'!$F$62:$N$79,4,FALSE),0)","v":0},null,0.1801212933606588,0,0,null,8.6527813038891108E-2,0,0]
[null,{"$f":"'Input - Inventory'!B257","v":249},{"$f":"'Input - Inventory'!C257","v":"250W SON (P09)"},{"$f":"'Input - Inventory'!D257","v":"Luminaire"},{"$f":"'Input - Inventory'!E257","v":"Traffic"},{"$f":"'Input - Inventory'!F257","v":"Major > 130w"},{"$f":"'Input - Inventory'!G257","v":0},null,"Luminaire - 250W SON (P09)",null,0,9417,0,null,0,0,0,0,0,0,0,0,0,0,0,0,0,0,0,0,0,0,0,0,0,0,0,0,0,0,0,0,0,null,0,0,0,0,0,0,0,0,0,null,0,0,0,0,0,0,0,0,0,0,null,0,0,0,0,0,0,0,null,0,0,0,null,{"$f":"IF($D260=\"Connection\",VLOOKUP(C260,'Input - General'!$F$62:$N$79,4,FALSE),0)","v":0},null,0.1801212933606588,0,0,null,8.6527813038891108E-2,0,0]
[null,{"$f":"'Input - Inventory'!B258","v":250},{"$f":"'Input - Inventory'!C258","v":"250W SON Active Reactor"},{"$f":"'Input - Inventory'!D258","v":"Luminaire"},{"$f":"'Input - Inventory'!E258","v":"Traffic"},{"$f":"'Input - Inventory'!F258","v":"Major > 130w"},{"$f":"'Input - Inventory'!G258","v":0},null,"Luminaire - 250W SON Active Reactor",null,0,220,0,null,0,0,0,0,0,0,0,0,0,0,0,0,0,0,0,0,0,0,0,0,0,0,0,0,0,0,0,0,0,null,0,0,0,0,0,0,0,0,0,null,0,0,0,0,0,0,0,0,0,0,null,0,0,0,0,0,0,0,null,0,0,0,null,{"$f":"IF($D261=\"Connection\",VLOOKUP(C261,'Input - General'!$F$62:$N$79,4,FALSE),0)","v":0},null,0.1801212933606588,0,0,null,8.6527813038891108E-2,0,0]
[null,{"$f":"'Input - Inventory'!B259","v":251},{"$f":"'Input - Inventory'!C259","v":"250W SON FLOODLIGHT"},{"$f":"'Input - Inventory'!D259","v":"Luminaire"},{"$f":"'Input - Inventory'!E259","v":"Traffic"},{"$f":"'Input - Inventory'!F259","v":"Major > 130w"},{"$f":"'Input - Inventory'!G259","v":0},null,"Luminaire - 250W SON FLOODLIGHT",null,0,929,0,null,0,0,0,0,0,0,0,0,0,0,0,0,0,0,0,0,0,0,0,0,0,0,0,0,0,0,0,0,0,null,0,0,0,0,0,0,0,0,0,null,0,0,0,0,0,0,0,0,0,0,null,0,0,0,0,0,0,0,null,0,0,0,null,{"$f":"IF($D262=\"Connection\",VLOOKUP(C262,'Input - General'!$F$62:$N$79,4,FALSE),0)","v":0},null,0.1801212933606588,0,0,null,8.6527813038891108E-2,0,0]
[null,{"$f":"'Input - Inventory'!B260","v":252},{"$f":"'Input - Inventory'!C260","v":"250W SON Floodlight (P09)"},{"$f":"'Input - Inventory'!D260","v":"Luminaire"},{"$f":"'Input - Inventory'!E260","v":"Traffic"},{"$f":"'Input - Inventory'!F260","v":"Major > 130w"},{"$f":"'Input - Inventory'!G260","v":0},null,"Luminaire - 250W SON Floodlight (P09)",null,0,423,0,null,0,0,0,0,0,0,0,0,0,0,0,0,0,0,0,0,0,0,0,0,0,0,0,0,0,0,0,0,0,null,0,0,0,0,0,0,0,0,0,null,0,0,0,0,0,0,0,0,0,0,null,0,0,0,0,0,0,0,null,0,0,0,null,{"$f":"IF($D263=\"Connection\",VLOOKUP(C263,'Input - General'!$F$62:$N$79,4,FALSE),0)","v":0},null,0.1801212933606588,0,0,null,8.6527813038891108E-2,0,0]
[null,{"$f":"'Input - Inventory'!B261","v":253},{"$f":"'Input - Inventory'!C261","v":"250W SON GEC 'BOSTON 3'"},{"$f":"'Input - Inventory'!D261","v":"Luminaire"},{"$f":"'Input - Inventory'!E261","v":"Traffic"},{"$f":"'Input - Inventory'!F261","v":"Major > 130w"},{"$f":"'Input - Inventory'!G261","v":0},null,"Luminaire - 250W SON GEC 'BOSTON 3'",null,0,103,0,null,0,0,0,0,0,0,0,0,0,0,0,0,0,0,0,0,0,0,0,0,0,0,0,0,0,0,0,0,0,null,0,0,0,0,0,0,0,0,0,null,0,0,0,0,0,0,0,0,0,0,null,0,0,0,0,0,0,0,null,0,0,0,null,{"$f":"IF($D264=\"Connection\",VLOOKUP(C264,'Input - General'!$F$62:$N$79,4,FALSE),0)","v":0},null,0.1801212933606588,0,0,null,8.6527813038891108E-2,0,0]
[null,{"$f":"'Input - Inventory'!B262","v":254},{"$f":"'Input - Inventory'!C262","v":"2X14W TF - T5 PIERLIGHT"},{"$f":"'Input - Inventory'!D262","v":"Luminaire"},{"$f":"'Input - Inventory'!E262","v":"NonTraffic"},{"$f":"'Input - Inventory'!F262","v":"Minor < 130w"},{"$f":"'Input - Inventory'!G262","v":0},null,"Luminaire - 2X14W TF - T5 PIERLIGHT",null,0,145,0,null,0,0,0,0,0,0,0,0,0,0,0,0,0,0,0,0,0,0,0,0,0,0,0,0,0,0,0,0,0,null,0,0,0,0,0,0,0,0,0,null,0,0,0,0,0,0,0,0,0,0,null,0,0,0,0,0,0,0,null,0,0,0,null,{"$f":"IF($D265=\"Connection\",VLOOKUP(C265,'Input - General'!$F$62:$N$79,4,FALSE),0)","v":0},null,0.1801212933606588,0,0,null,8.6527813038891108E-2,0,0]
[null,{"$f":"'Input - Inventory'!B263","v":255},{"$f":"'Input - Inventory'!C263","v":"2x14W TF - T5 Pierlight (P09)"},{"$f":"'Input - Inventory'!D263","v":"Luminaire"},{"$f":"'Input - Inventory'!E263","v":"NonTraffic"},{"$f":"'Input - Inventory'!F263","v":"Minor < 130w"},{"$f":"'Input - Inventory'!G263","v":0},null,"Luminaire - 2x14W TF - T5 Pierlight (P09)",null,0,13,0,null,0,0,0,0,0,0,0,0,0,0,0,0,0,0,0,0,0,0,0,0,0,0,0,0,0,0,0,0,0,null,0,0,0,0,0,0,0,0,0,null,0,0,0,0,0,0,0,0,0,0,null,0,0,0,0,0,0,0,null,0,0,0,null,{"$f":"IF($D266=\"Connection\",VLOOKUP(C266,'Input - General'!$F$62:$N$79,4,FALSE),0)","v":0},null,0.1801212933606588,0,0,null,8.6527813038891108E-2,0,0]
[null,{"$f":"'Input - Inventory'!B264","v":256},{"$f":"'Input - Inventory'!C264","v":"2x14W TF - T5 PIERLITE M"},{"$f":"'Input - Inventory'!D264","v":"Luminaire"},{"$f":"'Input - Inventory'!E264","v":"NonTraffic"},{"$f":"'Input - Inventory'!F264","v":"Minor < 130w"},{"$f":"'Input - Inventory'!G264","v":0},null,"Luminaire - 2x14W TF - T5 PIERLITE M",null,0,0,0,null,0,0,0,0,0,0,0,0,0,0,0,0,0,0,0,0,0,0,0,0,0,0,0,0,0,0,0,0,0,null,0,0,0,0,0,0,0,0,0,null,0,0,0,0,0,0,0,0,0,0,null,0,0,0,0,0,0,0,null,0,0,0,null,{"$f":"IF($D267=\"Connection\",VLOOKUP(C267,'Input - General'!$F$62:$N$79,4,FALSE),0)","v":0},null,0.1801212933606588,0,0,null,8.6527813038891108E-2,0,0]
[null,{"$f":"'Input - Inventory'!B265","v":257},{"$f":"'Input - Inventory'!C265","v":"2x175W MBF - PARKWAY 2"},{"$f":"'Input - Inventory'!D265","v":"Luminaire"},{"$f":"'Input - Inventory'!E265","v":"Traffic"},{"$f":"'Input - Inventory'!F265","v":"Major > 130w"},{"$f":"'Input - Inventory'!G265","v":0},null,"Luminaire - 2x175W MBF - PARKWAY 2",null,0,0,{"$f":"L268*K268","v":0},null,0,{"$f":"IF(AND($D268=\"Lamp\",CycleBulkTask1<>0, OR($F268=O$9,O$9=\"All\")),1/CycleBulkTask1,0)","v":0},0,{"$f":"IF(AND($D268=\"Lamp\",CycleBulkTask2<>0, OR($F268=Q$9,Q$9=\"All\")),1/CycleBulkTask2,0)","v":0},0,{"$f":"IF(AND($D268=\"Lamp\",CycleBulkTask3<>0, OR($F268=S$9,S$9=\"All\")),1/CycleBulkTask3,0)","v":0},0,{"$f":"IF(AND($D268=\"Lamp\",CycleBulkTask4<>0, OR($F268=U$9,U$9=\"All\")),1/CycleBulkTask4,0)","v":0},0,{"$f":"IF(AND($D268=\"Lamp\",CycleBulkTask5<>0, OR($F268=W$9,W$9=\"All\")),1/CycleBulkTask5,0)","v":0},0,{"$f":"IF(AND($D268=\"Lamp\",CycleBulkTask6<>0, OR($F268=Y$9,Y$9=\"All\")),1/CycleBulkTask6,0)","v":0},0,{"$f":"IF(AND($D268=\"Lamp\",CycleBulkTask7<>0, OR($F268=AA$9,AA$9=\"All\")),1/CycleBulkTask7,0)","v":0},0,{"$f":"IF(AND($D268=\"Lamp\",CycleBulkTask8<>0, OR($F268=AC$9,AC$9=\"All\")),1/CycleBulkTask8,0)","v":0},0,{"$f":"IF(AND($D268=\"Lamp\",CycleBulkTask9<>0, OR($F268=AE$9,AE$9=\"All\")),1/CycleBulkTask9,0)","v":0},0,{"$f":"IF(AND($D268=\"Lamp\",CycleBulkTask10<>0, OR($F268=AG$9,AG$9=\"All\")),1/CycleBulkTask10,0)","v":0},0,{"$f":"IF(AND($D268=\"Lamp\",CycleBulkTask11<>0, OR($F268=AI$9,AI$9=\"All\")),1/CycleBulkTask11,0)","v":0},0,{"$f":"IF(AND($D268=\"Lamp\",CycleBulkTask12<>0, OR($F268=AK$9,AK$9=\"All\")),1/CycleBulkTask12,0)","v":0},0,{"$f":"IF(AND($D268=\"Lamp\",CycleBulkTask13<>0, OR($F268=AM$9,AM$9=\"All\")),1/CycleBulkTask13,0)","v":0},0,{"$f":"IF(AND($D268=\"Lamp\",CycleBulkTask14<>0, OR($F268=AO$9,AO$9=\"All\")),1/CycleBulkTask14,0)","v":0},{"$f":"O268*P268+Q268*R268+S268*T268+U268*V268+W268*X268+Y268*Z268+AA268*AB268+AC268*AD268+AE268*AF268+AG268*AH268+AI268*AJ268+AK268*AL268+AM268*AN268+AO268*AP268","v":0},null,0,{"$f":"MAX(P268,R268)","v":0},0,{"$f":"MAX(T268,V268)","v":0},0,{"$f":"X268","v":0},0,{"$f":"INDIRECT($E268)*$V268 +(1-INDIRECT($E268))*$T268","v":0},{"$f":"AS268*AT268+AU268*AV268+AW268*AX268+AY268*AZ268","v":0},null,{"$f":"IF($D268=$AS$9,(INDIRECT(\"PriceLabour\" & \"FY14\")*ProportionStandardHours + INDIRECT(\"PriceLabourOvertime\" & \"FY14\")*ProportionOvertimeHours)*(1+RateOnCostAnnual),0)","v":0},{"$f":"BO268","v":0},{"$f":"IF($D268=\"Lamp\",(NumberOfCrew+INDIRECT($E268)*TrafficController)*(TimeToReplaceLamp),0)","v":0},{"$f":"IF($D268=$AS$9,(INDIRECT(\"PriceLabour\" & \"FY14\")*ProportionStandardHours + INDIRECT(\"PriceLabourOvertime\" & \"FY14\")*ProportionOvertimeHours)*(1+RateOnCostAnnual),0)","v":0},{"$f":"BQ268","v":0},{"$f":"IF($D268=\"Lamp\",(NumberOfCrew+INDIRECT($E268)*TrafficController)*(TimeForPECellReplace),0)","v":0},{"$f":"IF($D268=$AS$9,(INDIRECT(\"PriceLabour\" & \"FY14\")*ProportionStandardHours + INDIRECT(\"PriceLabourOvertime\" & \"FY14\")*ProportionOvertimeHours)*(1+RateOnCostAnnual),0)","v":0},{"$f":"BS268","v":0},{"$f":"IF($D268=\"Lamp\",(NumberOfCrew+INDIRECT($E268)*TrafficController)*(TimeForOtherSpot),0)","v":0},{"$f":"BC268*BD268*BE268+BF268*BG268*BH268+BI268*BJ268*BK268","v":0},null,0,{"$f":"IF($D268=\"Lamp\",INDIRECT(BO$10 & $B268),0)","v":0},0,{"$f":"IF($D268=\"Lamp\",INDIRECT(\"FailurePECell\" & \"Annual\"),0)","v":0},0,{"$f":"IF($D268=\"Lamp\",INDIRECT(\"FailureMisc\" & \"Annual\"),0)","v":0},{"$f":"BN268*BO268+BP268*BQ268+BR268*BS268","v":0},null,0,{"$f":"BD268*BE268+BG268*BH268+BJ268*BK268","v":0},{"$f":"BV268*BW268","v":0},null,{"$f":"IF($D268=\"Connection\",VLOOKUP(C268,'Input - General'!$F$62:$N$79,4,FALSE),0)","v":0},null,{"$f":"RateOverhead","v":0.1801212933606588},{"$f":"BX268+BL268+BT268+BA268+AQ268+BZ268","v":0},{"$f":"CC268*CB268","v":0},null,{"$f":"CorporateOverheads","v":8.6527813038891108E-2},0,{"$f":"CG268*CF268","v":0}]
[null,{"$f":"'Input - Inventory'!B266","v":258},{"$f":"'Input - Inventory'!C266","v":"2x20W TF"},{"$f":"'Input - Inventory'!D266","v":"Luminaire"},{"$f":"'Input - Inventory'!E266","v":"NonTraffic"},{"$f":"'Input - Inventory'!F266","v":"Minor < 130w"},{"$f":"'Input - Inventory'!G266","v":0},null,{"$f":"CONCATENATE(D269,\" - \",C269)","v":"Luminaire - 2x20W TF"},null,{"$f":"AQ269+BA269+BL269+BT269+BX269+BZ269+CD269+CH269","v":0},{"$f":"INDIRECT(L$10&$B269&\"FY14\")","v":18824},0,null,{"$f":"IF(AND($D269=\"Lamp\", OR($F269=O$9, O$9=\"All\")),INDIRECT(\"PriceBulkTask1\" & \"FY14\"),0)","v":0},0,{"$f":"IF(AND($D269=\"Lamp\", OR($F269=Q$9, Q$9=\"All\")),INDIRECT(\"PriceBulkTask2\" & \"FY14\"),0)","v":0},0,{"$f":"IF(AND($D269=\"Lamp\", OR($F269=S$9, S$9=\"All\")),INDIRECT(\"PriceBulkTask3\" & \"FY14\"),0)","v":0},0,{"$f":"IF(AND($D269=\"Lamp\", OR($F269=U$9, U$9=\"All\")),INDIRECT(\"PriceBulkTask4\" & \"FY14\"),0)","v":0},0,{"$f":"IF(AND($D269=\"Lamp\", OR($F269=W$9, W$9=\"All\")),INDIRECT(\"PriceBulkTask5\" & \"FY14\"),0)","v":0},0,{"$f":"IF(AND($D269=\"Lamp\", OR($F269=Y$9, Y$9=\"All\")),INDIRECT(\"PriceBulkTask6\" & \"FY14\"),0)","v":0},0,{"$f":"IF(AND($D269=\"Lamp\", OR($F269=AA$9, AA$9=\"All\")),INDIRECT(\"PriceBulkTask7\" & \"FY14\"),0)","v":0},0,{"$f":"IF(AND($D269=\"Lamp\", OR($F269=AC$9, AC$9=\"All\")),INDIRECT(\"PriceBulkTask8\" & \"FY14\"),0)","v":0},0,{"$f":"IF(AND($D269=\"Lamp\", OR($F269=AE$9, AE$9=\"All\")),INDIRECT(\"PriceBulkTask9\" & \"FY14\"),0)","v":0},0,{"$f":"IF(AND($D269=\"Lamp\", OR($F269=AG$9, AG$9=\"All\")),INDIRECT(\"PriceBulkTask10\" & \"FY14\"),0)","v":0},0,{"$f":"IF(AND($D269=\"Lamp\", OR($F269=AI$9, AI$9=\"All\")),INDIRECT(\"PriceBulkTask11\" & \"FY14\"),0)","v":0},0,{"$f":"IF(AND($D269=\"Lamp\", OR($F269=AK$9, AK$9=\"All\")),INDIRECT(\"PriceBulkTask12\" & \"FY14\"),0)","v":0},0,{"$f":"IF(AND($D269=\"Lamp\", OR($F269=AM$9, AM$9=\"All\")),INDIRECT(\"PriceBulkTask13\" & \"FY14\"),0)","v":0},0,{"$f":"IF(AND($D269=\"Lamp\", OR($F269=AO$9, AO$9=\"All\")),INDIRECT(\"PriceBulkTask14\" & \"FY14\"),0)","v":0},0,0,null,{"$f":"IF($D269=\"Lamp\",$G269*INDIRECT(\"Price\" & $B269 & \"FY14\"),0)","v":0},0,{"$f":"IF($D269=\"Lamp\",INDIRECT(\"PriceVisor\" & \"FY14\"),0)","v":0},0,{"$f":"IF($D269=\"Lamp\",INDIRECT(\"PricePECell\" & \"FY14\"),0)","v":0},0,{"$f":"IF($D269=\"Lamp\",INDIRECT(\"PriceMisc\" & \"FY14\"),0)","v":0},0,0,null,0,0,0,0,0,0,0,0,0,0,null,{"$f":"IF($D269=\"Lamp\",INDIRECT(\"Price\" & $B269 & \"FY14\"),0)","v":0},0,{"$f":"IF($D269=\"Lamp\",INDIRECT(\"pRICEpecELL\" & \"FY14\"),0)","v":0},0,{"$f":"IF($D269=\"Lamp\",INDIRECT(\"PriceMisc\" & \"FY14\"),0)","v":0},0,0,null,{"$f":"IF(AND($D269=\"Lamp\"),INDIRECT(\"PriceEWP\"&\"FY14\"),0)","v":0},0,0,null,{"$f":"IF($D269=\"Connection\",VLOOKUP(C269,'Input - General'!$F$62:$N$79,4,FALSE),0)","v":0},null,0.1801212933606588,0,0,null,8.6527813038891108E-2,{"$f":"AQ269+BA269+BL269+BT269+BX269+BZ269+CD269","v":0},0]
[null,{"$f":"'Input - Inventory'!B267","v":259},{"$f":"'Input - Inventory'!C267","v":"2x20W TF - WAVERLEY"},{"$f":"'Input - Inventory'!D267","v":"Luminaire"},{"$f":"'Input - Inventory'!E267","v":"NonTraffic"},{"$f":"'Input - Inventory'!F267","v":"Minor < 130w"},{"$f":"'Input - Inventory'!G267","v":0},null,"Luminaire - 2x20W TF - WAVERLEY",null,0,0,0,null,0,0,0,0,0,0,0,0,0,0,0,0,0,0,0,0,0,0,0,0,0,0,0,0,0,0,0,0,0,null,0,0,0,0,0,0,0,0,0,null,0,0,0,0,0,0,0,0,0,0,null,0,0,0,0,0,0,0,null,0,0,0,null,{"$f":"IF($D270=\"Connection\",VLOOKUP(C270,'Input - General'!$F$62:$N$79,4,FALSE),0)","v":0},null,0.1801212933606588,0,0,null,8.6527813038891108E-2,0,0]
[null,{"$f":"'Input - Inventory'!B268","v":260},{"$f":"'Input - Inventory'!C268","v":"2x250W SON FLOODLIGHT"},{"$f":"'Input - Inventory'!D268","v":"Luminaire"},{"$f":"'Input - Inventory'!E268","v":"Traffic"},{"$f":"'Input - Inventory'!F268","v":"Major > 130w"},{"$f":"'Input - Inventory'!G268","v":0},null,"Luminaire - 2x250W SON FLOODLIGHT",null,0,2,0,null,0,0,0,0,0,0,0,0,0,0,0,0,0,0,0,0,0,0,0,0,0,0,0,0,0,0,0,0,0,null,0,0,0,0,0,0,0,0,0,null,0,0,0,0,0,0,0,0,0,0,null,0,0,0,0,0,0,0,null,0,0,0,null,{"$f":"IF($D271=\"Connection\",VLOOKUP(C271,'Input - General'!$F$62:$N$79,4,FALSE),0)","v":0},null,0.1801212933606588,0,0,null,8.6527813038891108E-2,0,0]
[null,{"$f":"'Input - Inventory'!B269","v":261},{"$f":"'Input - Inventory'!C269","v":"2x26W TF MACQUARIE DEC."},{"$f":"'Input - Inventory'!D269","v":"Luminaire"},{"$f":"'Input - Inventory'!E269","v":"NonTraffic"},{"$f":"'Input - Inventory'!F269","v":"Minor < 130w"},{"$f":"'Input - Inventory'!G269","v":0},null,"Luminaire - 2x26W TF MACQUARIE DEC.",null,0,0,0,null,0,0,0,0,0,0,0,0,0,0,0,0,0,0,0,0,0,0,0,0,0,0,0,0,0,0,0,0,0,null,0,0,0,0,0,0,0,0,0,null,0,0,0,0,0,0,0,0,0,0,null,0,0,0,0,0,0,0,null,0,0,0,null,{"$f":"IF($D272=\"Connection\",VLOOKUP(C272,'Input - General'!$F$62:$N$79,4,FALSE),0)","v":0},null,0.1801212933606588,0,0,null,8.6527813038891108E-2,0,0]
[null,{"$f":"'Input - Inventory'!B270","v":262},{"$f":"'Input - Inventory'!C270","v":"2x400W MBF - PARKWAY 2"},{"$f":"'Input - Inventory'!D270","v":"Luminaire"},{"$f":"'Input - Inventory'!E270","v":"Traffic"},{"$f":"'Input - Inventory'!F270","v":"Major > 130w"},{"$f":"'Input - Inventory'!G270","v":0},null,"Luminaire - 2x400W MBF - PARKWAY 2",null,0,0,0,null,0,0,0,0,0,0,0,0,0,0,0,0,0,0,0,0,0,0,0,0,0,0,0,0,0,0,0,0,0,null,0,0,0,0,0,0,0,0,0,null,0,0,0,0,0,0,0,0,0,0,null,0,0,0,0,0,0,0,null,0,0,0,null,{"$f":"IF($D273=\"Connection\",VLOOKUP(C273,'Input - General'!$F$62:$N$79,4,FALSE),0)","v":0},null,0.1801212933606588,0,0,null,8.6527813038891108E-2,0,0]
[null,{"$f":"'Input - Inventory'!B271","v":263},{"$f":"'Input - Inventory'!C271","v":"2x400W MBI FLOODLIGHT"},{"$f":"'Input - Inventory'!D271","v":"Luminaire"},{"$f":"'Input - Inventory'!E271","v":"Traffic"},{"$f":"'Input - Inventory'!F271","v":"Major > 130w"},{"$f":"'Input - Inventory'!G271","v":0},null,"Luminaire - 2x400W MBI FLOODLIGHT",null,0,0,0,null,0,0,0,0,0,0,0,0,0,0,0,0,0,0,0,0,0,0,0,0,0,0,0,0,0,0,0,0,0,null,0,0,0,0,0,0,0,0,0,null,0,0,0,0,0,0,0,0,0,0,null,0,0,0,0,0,0,0,null,0,0,0,null,{"$f":"IF($D274=\"Connection\",VLOOKUP(C274,'Input - General'!$F$62:$N$79,4,FALSE),0)","v":0},null,0.1801212933606588,0,0,null,8.6527813038891108E-2,0,0]
[null,{"$f":"'Input - Inventory'!B272","v":264},{"$f":"'Input - Inventory'!C272","v":"2x400W SON FLOODLIGHT"},{"$f":"'Input - Inventory'!D272","v":"Luminaire"},{"$f":"'Input - Inventory'!E272","v":"Traffic"},{"$f":"'Input - Inventory'!F272","v":"Major > 130w"},{"$f":"'Input - Inventory'!G272","v":0},null,"Luminaire - 2x400W SON FLOODLIGHT",null,0,1,0,null,0,0,0,0,0,0,0,0,0,0,0,0,0,0,0,0,0,0,0,0,0,0,0,0,0,0,0,0,0,null,0,0,0,0,0,0,0,0,0,null,0,0,0,0,0,0,0,0,0,0,null,0,0,0,0,0,0,0,null,0,0,0,null,{"$f":"IF($D275=\"Connection\",VLOOKUP(C275,'Input - General'!$F$62:$N$79,4,FALSE),0)","v":0},null,0.1801212933606588,0,0,null,8.6527813038891108E-2,0,0]
[null,{"$f":"'Input - Inventory'!B273","v":265},{"$f":"'Input - Inventory'!C273","v":"2x40W TF"},{"$f":"'Input - Inventory'!D273","v":"Luminaire"},{"$f":"'Input - Inventory'!E273","v":"NonTraffic"},{"$f":"'Input - Inventory'!F273","v":"Minor < 130w"},{"$f":"'Input - Inventory'!G273","v":0},null,"Luminaire - 2x40W TF",null,0,14,0,null,0,0,0,0,0,0,0,0,0,0,0,0,0,0,0,0,0,0,0,0,0,0,0,0,0,0,0,0,0,null,0,0,0,0,0,0,0,0,0,null,0,0,0,0,0,0,0,0,0,0,null,0,0,0,0,0,0,0,null,0,0,0,null,{"$f":"IF($D276=\"Connection\",VLOOKUP(C276,'Input - General'!$F$62:$N$79,4,FALSE),0)","v":0},null,0.1801212933606588,0,0,null,8.6527813038891108E-2,0,0]
[null,{"$f":"'Input - Inventory'!B274","v":266},{"$f":"'Input - Inventory'!C274","v":"2x70W SON - BOURKE HILL"},{"$f":"'Input - Inventory'!D274","v":"Luminaire"},{"$f":"'Input - Inventory'!E274","v":"NonTraffic"},{"$f":"'Input - Inventory'!F274","v":"Minor < 130w"},{"$f":"'Input - Inventory'!G274","v":0},null,"Luminaire - 2x70W SON - BOURKE HILL",null,0,0,0,null,0,0,0,0,0,0,0,0,0,0,0,0,0,0,0,0,0,0,0,0,0,0,0,0,0,0,0,0,0,null,0,0,0,0,0,0,0,0,0,null,0,0,0,0,0,0,0,0,0,0,null,0,0,0,0,0,0,0,null,0,0,0,null,{"$f":"IF($D277=\"Connection\",VLOOKUP(C277,'Input - General'!$F$62:$N$79,4,FALSE),0)","v":0},null,0.1801212933606588,0,0,null,8.6527813038891108E-2,0,0]
[null,{"$f":"'Input - Inventory'!B275","v":267},{"$f":"'Input - Inventory'!C275","v":"2x80W MBF - BOURKE HILL"},{"$f":"'Input - Inventory'!D275","v":"Luminaire"},{"$f":"'Input - Inventory'!E275","v":"NonTraffic"},{"$f":"'Input - Inventory'!F275","v":"Minor < 130w"},{"$f":"'Input - Inventory'!G275","v":0},null,"Luminaire - 2x80W MBF - BOURKE HILL",null,0,53,0,null,0,0,0,0,0,0,0,0,0,0,0,0,0,0,0,0,0,0,0,0,0,0,0,0,0,0,0,0,0,null,0,0,0,0,0,0,0,0,0,null,0,0,0,0,0,0,0,0,0,0,null,0,0,0,0,0,0,0,null,0,0,0,null,{"$f":"IF($D278=\"Connection\",VLOOKUP(C278,'Input - General'!$F$62:$N$79,4,FALSE),0)","v":0},null,0.1801212933606588,0,0,null,8.6527813038891108E-2,0,0]
[null,{"$f":"'Input - Inventory'!B276","v":268},{"$f":"'Input - Inventory'!C276","v":"3x400W MBF - PARKWAY 3"},{"$f":"'Input - Inventory'!D276","v":"Luminaire"},{"$f":"'Input - Inventory'!E276","v":"Traffic"},{"$f":"'Input - Inventory'!F276","v":"Major > 130w"},{"$f":"'Input - Inventory'!G276","v":0},null,"Luminaire - 3x400W MBF - PARKWAY 3",null,0,0,0,null,0,0,0,0,0,0,0,0,0,0,0,0,0,0,0,0,0,0,0,0,0,0,0,0,0,0,0,0,0,null,0,0,0,0,0,0,0,0,0,null,0,0,0,0,0,0,0,0,0,0,null,0,0,0,0,0,0,0,null,0,0,0,null,{"$f":"IF($D279=\"Connection\",VLOOKUP(C279,'Input - General'!$F$62:$N$79,4,FALSE),0)","v":0},null,0.1801212933606588,0,0,null,8.6527813038891108E-2,0,0]
[null,{"$f":"'Input - Inventory'!B277","v":269},{"$f":"'Input - Inventory'!C277","v":"400W MBF"},{"$f":"'Input - Inventory'!D277","v":"Luminaire"},{"$f":"'Input - Inventory'!E277","v":"Traffic"},{"$f":"'Input - Inventory'!F277","v":"Major > 130w"},{"$f":"'Input - Inventory'!G277","v":0},null,"Luminaire - 400W MBF",null,0,6514.5,0,null,0,0,0,0,0,0,0,0,0,0,0,0,0,0,0,0,0,0,0,0,0,0,0,0,0,0,0,0,0,null,0,0,0,0,0,0,0,0,0,null,0,0,0,0,0,0,0,0,0,0,null,0,0,0,0,0,0,0,null,0,0,0,null,{"$f":"IF($D280=\"Connection\",VLOOKUP(C280,'Input - General'!$F$62:$N$79,4,FALSE),0)","v":0},null,0.1801212933606588,0,0,null,8.6527813038891108E-2,0,0]
[null,{"$f":"'Input - Inventory'!B278","v":270},{"$f":"'Input - Inventory'!C278","v":"400W MBF - PARKWAY 1"},{"$f":"'Input - Inventory'!D278","v":"Luminaire"},{"$f":"'Input - Inventory'!E278","v":"Traffic"},{"$f":"'Input - Inventory'!F278","v":"Major > 130w"},{"$f":"'Input - Inventory'!G278","v":0},null,"Luminaire - 400W MBF - PARKWAY 1",null,0,252,0,null,0,0,0,0,0,0,0,0,0,0,0,0,0,0,0,0,0,0,0,0,0,0,0,0,0,0,0,0,0,null,0,0,0,0,0,0,0,0,0,null,0,0,0,0,0,0,0,0,0,0,null,0,0,0,0,0,0,0,null,0,0,0,null,{"$f":"IF($D281=\"Connection\",VLOOKUP(C281,'Input - General'!$F$62:$N$79,4,FALSE),0)","v":0},null,0.1801212933606588,0,0,null,8.6527813038891108E-2,0,0]
[null,{"$f":"'Input - Inventory'!B279","v":271},{"$f":"'Input - Inventory'!C279","v":"400W MBF FLOODLIGHT"},{"$f":"'Input - Inventory'!D279","v":"Luminaire"},{"$f":"'Input - Inventory'!E279","v":"Traffic"},{"$f":"'Input - Inventory'!F279","v":"Major > 130w"},{"$f":"'Input - Inventory'!G279","v":0},null,"Luminaire - 400W MBF FLOODLIGHT",null,0,96,0,null,0,0,0,0,0,0,0,0,0,0,0,0,0,0,0,0,0,0,0,0,0,0,0,0,0,0,0,0,0,null,0,0,0,0,0,0,0,0,0,null,0,0,0,0,0,0,0,0,0,0,null,0,0,0,0,0,0,0,null,0,0,0,null,{"$f":"IF($D282=\"Connection\",VLOOKUP(C282,'Input - General'!$F$62:$N$79,4,FALSE),0)","v":0},null,0.1801212933606588,0,0,null,8.6527813038891108E-2,0,0]
[null,{"$f":"'Input - Inventory'!B280","v":272},{"$f":"'Input - Inventory'!C280","v":"400W MBI - SMARTPOLE"},{"$f":"'Input - Inventory'!D280","v":"Luminaire"},{"$f":"'Input - Inventory'!E280","v":"Traffic"},{"$f":"'Input - Inventory'!F280","v":"Major > 130w"},{"$f":"'Input - Inventory'!G280","v":0},null,"Luminaire - 400W MBI - SMARTPOLE",null,0,0,0,null,0,0,0,0,0,0,0,0,0,0,0,0,0,0,0,0,0,0,0,0,0,0,0,0,0,0,0,0,0,null,0,0,0,0,0,0,0,0,0,null,0,0,0,0,0,0,0,0,0,0,null,0,0,0,0,0,0,0,null,0,0,0,null,{"$f":"IF($D283=\"Connection\",VLOOKUP(C283,'Input - General'!$F$62:$N$79,4,FALSE),0)","v":0},null,0.1801212933606588,0,0,null,8.6527813038891108E-2,0,0]
[null,{"$f":"'Input - Inventory'!B281","v":273},{"$f":"'Input - Inventory'!C281","v":"400W MBI FLOODLIGHT"},{"$f":"'Input - Inventory'!D281","v":"Luminaire"},{"$f":"'Input - Inventory'!E281","v":"Traffic"},{"$f":"'Input - Inventory'!F281","v":"Major > 130w"},{"$f":"'Input - Inventory'!G281","v":0},null,"Luminaire - 400W MBI FLOODLIGHT",null,0,117,0,null,0,0,0,0,0,0,0,0,0,0,0,0,0,0,0,0,0,0,0,0,0,0,0,0,0,0,0,0,0,null,0,0,0,0,0,0,0,0,0,null,0,0,0,0,0,0,0,0,0,0,null,0,0,0,0,0,0,0,null,0,0,0,null,{"$f":"IF($D284=\"Connection\",VLOOKUP(C284,'Input - General'!$F$62:$N$79,4,FALSE),0)","v":0},null,0.1801212933606588,0,0,null,8.6527813038891108E-2,0,0]
[null,{"$f":"'Input - Inventory'!B282","v":274},{"$f":"'Input - Inventory'!C282","v":"400W SON"},{"$f":"'Input - Inventory'!D282","v":"Luminaire"},{"$f":"'Input - Inventory'!E282","v":"Traffic"},{"$f":"'Input - Inventory'!F282","v":"Major > 130w"},{"$f":"'Input - Inventory'!G282","v":0},null,"Luminaire - 400W SON",null,0,1082,0,null,0,0,0,0,0,0,0,0,0,0,0,0,0,0,0,0,0,0,0,0,0,0,0,0,0,0,0,0,0,null,0,0,0,0,0,0,0,0,0,null,0,0,0,0,0,0,0,0,0,0,null,0,0,0,0,0,0,0,null,0,0,0,null,{"$f":"IF($D285=\"Connection\",VLOOKUP(C285,'Input - General'!$F$62:$N$79,4,FALSE),0)","v":0},null,0.1801212933606588,0,0,null,8.6527813038891108E-2,0,0]
[null,{"$f":"'Input - Inventory'!B283","v":275},{"$f":"'Input - Inventory'!C283","v":"400W SON - PARKWAY 1"},{"$f":"'Input - Inventory'!D283","v":"Luminaire"},{"$f":"'Input - Inventory'!E283","v":"Traffic"},{"$f":"'Input - Inventory'!F283","v":"Major > 130w"},{"$f":"'Input - Inventory'!G283","v":0},null,"Luminaire - 400W SON - PARKWAY 1",null,0,19,0,null,0,0,0,0,0,0,0,0,0,0,0,0,0,0,0,0,0,0,0,0,0,0,0,0,0,0,0,0,0,null,0,0,0,0,0,0,0,0,0,null,0,0,0,0,0,0,0,0,0,0,null,0,0,0,0,0,0,0,null,0,0,0,null,{"$f":"IF($D286=\"Connection\",VLOOKUP(C286,'Input - General'!$F$62:$N$79,4,FALSE),0)","v":0},null,0.1801212933606588,0,0,null,8.6527813038891108E-2,0,0]
[null,{"$f":"'Input - Inventory'!B284","v":276},{"$f":"'Input - Inventory'!C284","v":"400W SON - Parkway 1(P09)"},{"$f":"'Input - Inventory'!D284","v":"Luminaire"},{"$f":"'Input - Inventory'!E284","v":"Traffic"},{"$f":"'Input - Inventory'!F284","v":"Major > 130w"},{"$f":"'Input - Inventory'!G284","v":0},null,"Luminaire - 400W SON - Parkway 1(P09)",null,0,3,0,null,0,0,0,0,0,0,0,0,0,0,0,0,0,0,0,0,0,0,0,0,0,0,0,0,0,0,0,0,0,null,0,0,0,0,0,0,0,0,0,null,0,0,0,0,0,0,0,0,0,0,null,0,0,0,0,0,0,0,null,0,0,0,null,{"$f":"IF($D287=\"Connection\",VLOOKUP(C287,'Input - General'!$F$62:$N$79,4,FALSE),0)","v":0},null,0.1801212933606588,0,0,null,8.6527813038891108E-2,0,0]
[null,{"$f":"'Input - Inventory'!B285","v":277},{"$f":"'Input - Inventory'!C285","v":"400W SON (P09)"},{"$f":"'Input - Inventory'!D285","v":"Luminaire"},{"$f":"'Input - Inventory'!E285","v":"Traffic"},{"$f":"'Input - Inventory'!F285","v":"Major > 130w"},{"$f":"'Input - Inventory'!G285","v":0},null,"Luminaire - 400W SON (P09)",null,0,643.5,0,null,0,0,0,0,0,0,0,0,0,0,0,0,0,0,0,0,0,0,0,0,0,0,0,0,0,0,0,0,0,null,0,0,0,0,0,0,0,0,0,null,0,0,0,0,0,0,0,0,0,0,null,0,0,0,0,0,0,0,null,0,0,0,null,{"$f":"IF($D288=\"Connection\",VLOOKUP(C288,'Input - General'!$F$62:$N$79,4,FALSE),0)","v":0},null,0.1801212933606588,0,0,null,8.6527813038891108E-2,0,0]
[null,{"$f":"'Input - Inventory'!B286","v":278},{"$f":"'Input - Inventory'!C286","v":"400W SON Active Reactor"},{"$f":"'Input - Inventory'!D286","v":"Luminaire"},{"$f":"'Input - Inventory'!E286","v":"Traffic"},{"$f":"'Input - Inventory'!F286","v":"Major > 130w"},{"$f":"'Input - Inventory'!G286","v":0},null,"Luminaire - 400W SON Active Reactor",null,0,108,0,null,0,0,0,0,0,0,0,0,0,0,0,0,0,0,0,0,0,0,0,0,0,0,0,0,0,0,0,0,0,null,0,0,0,0,0,0,0,0,0,null,0,0,0,0,0,0,0,0,0,0,null,0,0,0,0,0,0,0,null,0,0,0,null,{"$f":"IF($D289=\"Connection\",VLOOKUP(C289,'Input - General'!$F$62:$N$79,4,FALSE),0)","v":0},null,0.1801212933606588,0,0,null,8.6527813038891108E-2,0,0]
[null,{"$f":"'Input - Inventory'!B287","v":279},{"$f":"'Input - Inventory'!C287","v":"400W SON FLOODLIGHT"},{"$f":"'Input - Inventory'!D287","v":"Luminaire"},{"$f":"'Input - Inventory'!E287","v":"Traffic"},{"$f":"'Input - Inventory'!F287","v":"Major > 130w"},{"$f":"'Input - Inventory'!G287","v":0},null,"Luminaire - 400W SON FLOODLIGHT",null,0,283,0,null,0,0,0,0,0,0,0,0,0,0,0,0,0,0,0,0,0,0,0,0,0,0,0,0,0,0,0,0,0,null,0,0,0,0,0,0,0,0,0,null,0,0,0,0,0,0,0,0,0,0,null,0,0,0,0,0,0,0,null,0,0,0,null,{"$f":"IF($D290=\"Connection\",VLOOKUP(C290,'Input - General'!$F$62:$N$79,4,FALSE),0)","v":0},null,0.1801212933606588,0,0,null,8.6527813038891108E-2,0,0]
[null,{"$f":"'Input - Inventory'!B288","v":280},{"$f":"'Input - Inventory'!C288","v":"400W SON Floodlight (P09)"},{"$f":"'Input - Inventory'!D288","v":"Luminaire"},{"$f":"'Input - Inventory'!E288","v":"Traffic"},{"$f":"'Input - Inventory'!F288","v":"Major > 130w"},{"$f":"'Input - Inventory'!G288","v":0},null,"Luminaire - 400W SON Floodlight (P09)",null,0,186,0,null,0,0,0,0,0,0,0,0,0,0,0,0,0,0,0,0,0,0,0,0,0,0,0,0,0,0,0,0,0,null,0,0,0,0,0,0,0,0,0,null,0,0,0,0,0,0,0,0,0,0,null,0,0,0,0,0,0,0,null,0,0,0,null,{"$f":"IF($D291=\"Connection\",VLOOKUP(C291,'Input - General'!$F$62:$N$79,4,FALSE),0)","v":0},null,0.1801212933606588,0,0,null,8.6527813038891108E-2,0,0]
[null,{"$f":"'Input - Inventory'!B289","v":281},{"$f":"'Input - Inventory'!C289","v":"40W SOX"},{"$f":"'Input - Inventory'!D289","v":"Luminaire"},{"$f":"'Input - Inventory'!E289","v":"NonTraffic"},{"$f":"'Input - Inventory'!F289","v":"Minor < 130w"},{"$f":"'Input - Inventory'!G289","v":0},null,"Luminaire - 40W SOX",null,0,0,0,null,0,0,0,0,0,0,0,0,0,0,0,0,0,0,0,0,0,0,0,0,0,0,0,0,0,0,0,0,0,null,0,0,0,0,0,0,0,0,0,null,0,0,0,0,0,0,0,0,0,0,null,0,0,0,0,0,0,0,null,0,0,0,null,{"$f":"IF($D292=\"Connection\",VLOOKUP(C292,'Input - General'!$F$62:$N$79,4,FALSE),0)","v":0},null,0.1801212933606588,0,0,null,8.6527813038891108E-2,0,0]
[null,{"$f":"'Input - Inventory'!B290","v":282},{"$f":"'Input - Inventory'!C290","v":"42W MBF - Sylvania Suburban Ec (P09)"},{"$f":"'Input - Inventory'!D290","v":"Luminaire"},{"$f":"'Input - Inventory'!E290","v":"NonTraffic"},{"$f":"'Input - Inventory'!F290","v":"Minor < 130w"},{"$f":"'Input - Inventory'!G290","v":0},null,"Luminaire - 42W MBF - Sylvania Suburban Ec (P09)",null,0,44381.5,0,null,0,0,0,0,0,0,0,0,0,0,0,0,0,0,0,0,0,0,0,0,0,0,0,0,0,0,0,0,0,null,0,0,0,0,0,0,0,0,0,null,0,0,0,0,0,0,0,0,0,0,null,0,0,0,0,0,0,0,null,0,0,0,null,{"$f":"IF($D293=\"Connection\",VLOOKUP(C293,'Input - General'!$F$62:$N$79,4,FALSE),0)","v":0},null,0.1801212933606588,0,0,null,8.6527813038891108E-2,0,0]
[null,{"$f":"'Input - Inventory'!B291","v":283},{"$f":"'Input - Inventory'!C291","v":"42W MBF SYLVANIA SUB ECO"},{"$f":"'Input - Inventory'!D291","v":"Luminaire"},{"$f":"'Input - Inventory'!E291","v":"NonTraffic"},{"$f":"'Input - Inventory'!F291","v":"Minor < 130w"},{"$f":"'Input - Inventory'!G291","v":0},null,"Luminaire - 42W MBF SYLVANIA SUB ECO",null,0,0,0,null,0,0,0,0,0,0,0,0,0,0,0,0,0,0,0,0,0,0,0,0,0,0,0,0,0,0,0,0,0,null,0,0,0,0,0,0,0,0,0,null,0,0,0,0,0,0,0,0,0,0,null,0,0,0,0,0,0,0,null,0,0,0,null,{"$f":"IF($D294=\"Connection\",VLOOKUP(C294,'Input - General'!$F$62:$N$79,4,FALSE),0)","v":0},null,0.1801212933606588,0,0,null,8.6527813038891108E-2,0,0]
[null,{"$f":"'Input - Inventory'!B292","v":284},{"$f":"'Input - Inventory'!C292","v":"4x1000W MBF"},{"$f":"'Input - Inventory'!D292","v":"Luminaire"},{"$f":"'Input - Inventory'!E292","v":"Traffic"},{"$f":"'Input - Inventory'!F292","v":"Major > 130w"},{"$f":"'Input - Inventory'!G292","v":0},null,"Luminaire - 4x1000W MBF",null,0,0,0,null,0,0,0,0,0,0,0,0,0,0,0,0,0,0,0,0,0,0,0,0,0,0,0,0,0,0,0,0,0,null,0,0,0,0,0,0,0,0,0,null,0,0,0,0,0,0,0,0,0,0,null,0,0,0,0,0,0,0,null,0,0,0,null,{"$f":"IF($D295=\"Connection\",VLOOKUP(C295,'Input - General'!$F$62:$N$79,4,FALSE),0)","v":0},null,0.1801212933606588,0,0,null,8.6527813038891108E-2,0,0]
[null,{"$f":"'Input - Inventory'!B293","v":285},{"$f":"'Input - Inventory'!C293","v":"4x20W TF"},{"$f":"'Input - Inventory'!D293","v":"Luminaire"},{"$f":"'Input - Inventory'!E293","v":"NonTraffic"},{"$f":"'Input - Inventory'!F293","v":"Minor < 130w"},{"$f":"'Input - Inventory'!G293","v":0},null,"Luminaire - 4x20W TF",null,0,6,0,null,0,0,0,0,0,0,0,0,0,0,0,0,0,0,0,0,0,0,0,0,0,0,0,0,0,0,0,0,0,null,0,0,0,0,0,0,0,0,0,null,0,0,0,0,0,0,0,0,0,0,null,0,0,0,0,0,0,0,null,0,0,0,null,{"$f":"IF($D296=\"Connection\",VLOOKUP(C296,'Input - General'!$F$62:$N$79,4,FALSE),0)","v":0},null,0.1801212933606588,0,0,null,8.6527813038891108E-2,0,0]
[null,{"$f":"'Input - Inventory'!B294","v":286},{"$f":"'Input - Inventory'!C294","v":"4x20W TF - WAVERLEY"},{"$f":"'Input - Inventory'!D294","v":"Luminaire"},{"$f":"'Input - Inventory'!E294","v":"NonTraffic"},{"$f":"'Input - Inventory'!F294","v":"Minor < 130w"},{"$f":"'Input - Inventory'!G294","v":0},null,"Luminaire - 4x20W TF - WAVERLEY",null,0,47,0,null,0,0,0,0,0,0,0,0,0,0,0,0,0,0,0,0,0,0,0,0,0,0,0,0,0,0,0,0,0,null,0,0,0,0,0,0,0,0,0,null,0,0,0,0,0,0,0,0,0,0,null,0,0,0,0,0,0,0,null,0,0,0,null,{"$f":"IF($D297=\"Connection\",VLOOKUP(C297,'Input - General'!$F$62:$N$79,4,FALSE),0)","v":0},null,0.1801212933606588,0,0,null,8.6527813038891108E-2,0,0]
[null,{"$f":"'Input - Inventory'!B295","v":287},{"$f":"'Input - Inventory'!C295","v":"4x250W SON"},{"$f":"'Input - Inventory'!D295","v":"Luminaire"},{"$f":"'Input - Inventory'!E295","v":"Traffic"},{"$f":"'Input - Inventory'!F295","v":"Major > 130w"},{"$f":"'Input - Inventory'!G295","v":0},null,"Luminaire - 4x250W SON",null,0,7,0,null,0,0,0,0,0,0,0,0,0,0,0,0,0,0,0,0,0,0,0,0,0,0,0,0,0,0,0,0,0,null,0,0,0,0,0,0,0,0,0,null,0,0,0,0,0,0,0,0,0,0,null,0,0,0,0,0,0,0,null,0,0,0,null,{"$f":"IF($D298=\"Connection\",VLOOKUP(C298,'Input - General'!$F$62:$N$79,4,FALSE),0)","v":0},null,0.1801212933606588,0,0,null,8.6527813038891108E-2,0,0]
[null,{"$f":"'Input - Inventory'!B296","v":288},{"$f":"'Input - Inventory'!C296","v":"4x40W TF"},{"$f":"'Input - Inventory'!D296","v":"Luminaire"},{"$f":"'Input - Inventory'!E296","v":"NonTraffic"},{"$f":"'Input - Inventory'!F296","v":"Minor < 130w"},{"$f":"'Input - Inventory'!G296","v":0},null,"Luminaire - 4x40W TF",null,0,0,0,null,0,0,0,0,0,0,0,0,0,0,0,0,0,0,0,0,0,0,0,0,0,0,0,0,0,0,0,0,0,null,0,0,0,0,0,0,0,0,0,null,0,0,0,0,0,0,0,0,0,0,null,0,0,0,0,0,0,0,null,0,0,0,null,{"$f":"IF($D299=\"Connection\",VLOOKUP(C299,'Input - General'!$F$62:$N$79,4,FALSE),0)","v":0},null,0.1801212933606588,0,0,null,8.6527813038891108E-2,0,0]
[null,{"$f":"'Input - Inventory'!B297","v":289},{"$f":"'Input - Inventory'!C297","v":"4x40W TF - WAVERLEY"},{"$f":"'Input - Inventory'!D297","v":"Luminaire"},{"$f":"'Input - Inventory'!E297","v":"NonTraffic"},{"$f":"'Input - Inventory'!F297","v":"Minor < 130w"},{"$f":"'Input - Inventory'!G297","v":0},null,"Luminaire - 4x40W TF - WAVERLEY",null,0,43,0,null,0,0,0,0,0,0,0,0,0,0,0,0,0,0,0,0,0,0,0,0,0,0,0,0,0,0,0,0,0,null,0,0,0,0,0,0,0,0,0,null,0,0,0,0,0,0,0,0,0,0,null,0,0,0,0,0,0,0,null,0,0,0,null,{"$f":"IF($D300=\"Connection\",VLOOKUP(C300,'Input - General'!$F$62:$N$79,4,FALSE),0)","v":0},null,0.1801212933606588,0,0,null,8.6527813038891108E-2,0,0]
[null,{"$f":"'Input - Inventory'!B298","v":290},{"$f":"'Input - Inventory'!C298","v":"4x600W SON"},{"$f":"'Input - Inventory'!D298","v":"Luminaire"},{"$f":"'Input - Inventory'!E298","v":"Traffic"},{"$f":"'Input - Inventory'!F298","v":"Major > 130w"},{"$f":"'Input - Inventory'!G298","v":0},null,"Luminaire - 4x600W SON",null,0,2,0,null,0,0,0,0,0,0,0,0,0,0,0,0,0,0,0,0,0,0,0,0,0,0,0,0,0,0,0,0,0,null,0,0,0,0,0,0,0,0,0,null,0,0,0,0,0,0,0,0,0,0,null,0,0,0,0,0,0,0,null,0,0,0,null,{"$f":"IF($D301=\"Connection\",VLOOKUP(C301,'Input - General'!$F$62:$N$79,4,FALSE),0)","v":0},null,0.1801212933606588,0,0,null,8.6527813038891108E-2,0,0]
[null,{"$f":"'Input - Inventory'!B299","v":291},{"$f":"'Input - Inventory'!C299","v":"500W MBI FLOODLIGHT"},{"$f":"'Input - Inventory'!D299","v":"Luminaire"},{"$f":"'Input - Inventory'!E299","v":"Traffic"},{"$f":"'Input - Inventory'!F299","v":"Major > 130w"},{"$f":"'Input - Inventory'!G299","v":0},null,"Luminaire - 500W MBI FLOODLIGHT",null,0,2,0,null,0,0,0,0,0,0,0,0,0,0,0,0,0,0,0,0,0,0,0,0,0,0,0,0,0,0,0,0,0,null,0,0,0,0,0,0,0,0,0,null,0,0,0,0,0,0,0,0,0,0,null,0,0,0,0,0,0,0,null,0,0,0,null,{"$f":"IF($D302=\"Connection\",VLOOKUP(C302,'Input - General'!$F$62:$N$79,4,FALSE),0)","v":0},null,0.1801212933606588,0,0,null,8.6527813038891108E-2,0,0]
[null,{"$f":"'Input - Inventory'!B300","v":292},{"$f":"'Input - Inventory'!C300","v":"50W MBF"},{"$f":"'Input - Inventory'!D300","v":"Luminaire"},{"$f":"'Input - Inventory'!E300","v":"NonTraffic"},{"$f":"'Input - Inventory'!F300","v":"Minor < 130w"},{"$f":"'Input - Inventory'!G300","v":0},null,"Luminaire - 50W MBF",null,0,11811,0,null,0,0,0,0,0,0,0,0,0,0,0,0,0,0,0,0,0,0,0,0,0,0,0,0,0,0,0,0,0,null,0,0,0,0,0,0,0,0,0,null,0,0,0,0,0,0,0,0,0,0,null,0,0,0,0,0,0,0,null,0,0,0,null,{"$f":"IF($D303=\"Connection\",VLOOKUP(C303,'Input - General'!$F$62:$N$79,4,FALSE),0)","v":0},null,0.1801212933606588,0,0,null,8.6527813038891108E-2,0,0]
[null,{"$f":"'Input - Inventory'!B301","v":293},{"$f":"'Input - Inventory'!C301","v":"50W MBF - BOURKE HILL"},{"$f":"'Input - Inventory'!D301","v":"Luminaire"},{"$f":"'Input - Inventory'!E301","v":"NonTraffic"},{"$f":"'Input - Inventory'!F301","v":"Minor < 130w"},{"$f":"'Input - Inventory'!G301","v":0},null,"Luminaire - 50W MBF - BOURKE HILL",null,0,16,0,null,0,0,0,0,0,0,0,0,0,0,0,0,0,0,0,0,0,0,0,0,0,0,0,0,0,0,0,0,0,null,0,0,0,0,0,0,0,0,0,null,0,0,0,0,0,0,0,0,0,0,null,0,0,0,0,0,0,0,null,0,0,0,null,{"$f":"IF($D304=\"Connection\",VLOOKUP(C304,'Input - General'!$F$62:$N$79,4,FALSE),0)","v":0},null,0.1801212933606588,0,0,null,8.6527813038891108E-2,0,0]
[null,{"$f":"'Input - Inventory'!B302","v":294},{"$f":"'Input - Inventory'!C302","v":"50W MBF - NOSTALGIA"},{"$f":"'Input - Inventory'!D302","v":"Luminaire"},{"$f":"'Input - Inventory'!E302","v":"NonTraffic"},{"$f":"'Input - Inventory'!F302","v":"Minor < 130w"},{"$f":"'Input - Inventory'!G302","v":0},null,"Luminaire - 50W MBF - NOSTALGIA",null,0,139,0,null,0,0,0,0,0,0,0,0,0,0,0,0,0,0,0,0,0,0,0,0,0,0,0,0,0,0,0,0,0,null,0,0,0,0,0,0,0,0,0,null,0,0,0,0,0,0,0,0,0,0,null,0,0,0,0,0,0,0,null,0,0,0,null,{"$f":"IF($D305=\"Connection\",VLOOKUP(C305,'Input - General'!$F$62:$N$79,4,FALSE),0)","v":0},null,0.1801212933606588,0,0,null,8.6527813038891108E-2,0,0]
[null,{"$f":"'Input - Inventory'!B303","v":295},{"$f":"'Input - Inventory'!C303","v":"50W MBF - PLAIN"},{"$f":"'Input - Inventory'!D303","v":"Luminaire"},{"$f":"'Input - Inventory'!E303","v":"NonTraffic"},{"$f":"'Input - Inventory'!F303","v":"Minor < 130w"},{"$f":"'Input - Inventory'!G303","v":0},null,"Luminaire - 50W MBF - PLAIN",null,0,11,0,null,0,0,0,0,0,0,0,0,0,0,0,0,0,0,0,0,0,0,0,0,0,0,0,0,0,0,0,0,0,null,0,0,0,0,0,0,0,0,0,null,0,0,0,0,0,0,0,0,0,0,null,0,0,0,0,0,0,0,null,0,0,0,null,{"$f":"IF($D306=\"Connection\",VLOOKUP(C306,'Input - General'!$F$62:$N$79,4,FALSE),0)","v":0},null,0.1801212933606588,0,0,null,8.6527813038891108E-2,0,0]
[null,{"$f":"'Input - Inventory'!B304","v":296},{"$f":"'Input - Inventory'!C304","v":"50W MBF BOLLARD"},{"$f":"'Input - Inventory'!D304","v":"Luminaire"},{"$f":"'Input - Inventory'!E304","v":"NonTraffic"},{"$f":"'Input - Inventory'!F304","v":"Minor < 130w"},{"$f":"'Input - Inventory'!G304","v":0},null,"Luminaire - 50W MBF BOLLARD",null,0,0,0,null,0,0,0,0,0,0,0,0,0,0,0,0,0,0,0,0,0,0,0,0,0,0,0,0,0,0,0,0,0,null,0,0,0,0,0,0,0,0,0,null,0,0,0,0,0,0,0,0,0,0,null,0,0,0,0,0,0,0,null,0,0,0,null,{"$f":"IF($D307=\"Connection\",VLOOKUP(C307,'Input - General'!$F$62:$N$79,4,FALSE),0)","v":0},null,0.1801212933606588,0,0,null,8.6527813038891108E-2,0,0]
[null,{"$f":"'Input - Inventory'!B305","v":297},{"$f":"'Input - Inventory'!C305","v":"50W SON"},{"$f":"'Input - Inventory'!D305","v":"Luminaire"},{"$f":"'Input - Inventory'!E305","v":"NonTraffic"},{"$f":"'Input - Inventory'!F305","v":"Minor < 130w"},{"$f":"'Input - Inventory'!G305","v":0},null,"Luminaire - 50W SON",null,0,607,0,null,0,0,0,0,0,0,0,0,0,0,0,0,0,0,0,0,0,0,0,0,0,0,0,0,0,0,0,0,0,null,0,0,0,0,0,0,0,0,0,null,0,0,0,0,0,0,0,0,0,0,null,0,0,0,0,0,0,0,null,0,0,0,null,{"$f":"IF($D308=\"Connection\",VLOOKUP(C308,'Input - General'!$F$62:$N$79,4,FALSE),0)","v":0},null,0.1801212933606588,0,0,null,8.6527813038891108E-2,0,0]
[null,{"$f":"'Input - Inventory'!B306","v":298},{"$f":"'Input - Inventory'!C306","v":"50W SON - BOURKE HILL"},{"$f":"'Input - Inventory'!D306","v":"Luminaire"},{"$f":"'Input - Inventory'!E306","v":"NonTraffic"},{"$f":"'Input - Inventory'!F306","v":"Minor < 130w"},{"$f":"'Input - Inventory'!G306","v":0},null,"Luminaire - 50W SON - BOURKE HILL",null,0,0,0,null,0,0,0,0,0,0,0,0,0,0,0,0,0,0,0,0,0,0,0,0,0,0,0,0,0,0,0,0,0,null,0,0,0,0,0,0,0,0,0,null,0,0,0,0,0,0,0,0,0,0,null,0,0,0,0,0,0,0,null,0,0,0,null,{"$f":"IF($D309=\"Connection\",VLOOKUP(C309,'Input - General'!$F$62:$N$79,4,FALSE),0)","v":0},null,0.1801212933606588,0,0,null,8.6527813038891108E-2,0,0]
[null,{"$f":"'Input - Inventory'!B307","v":299},{"$f":"'Input - Inventory'!C307","v":"50W SON - NOSTALGIA"},{"$f":"'Input - Inventory'!D307","v":"Luminaire"},{"$f":"'Input - Inventory'!E307","v":"NonTraffic"},{"$f":"'Input - Inventory'!F307","v":"Minor < 130w"},{"$f":"'Input - Inventory'!G307","v":0},null,"Luminaire - 50W SON - NOSTALGIA",null,0,10,0,null,0,0,0,0,0,0,0,0,0,0,0,0,0,0,0,0,0,0,0,0,0,0,0,0,0,0,0,0,0,null,0,0,0,0,0,0,0,0,0,null,0,0,0,0,0,0,0,0,0,0,null,0,0,0,0,0,0,0,null,0,0,0,null,{"$f":"IF($D310=\"Connection\",VLOOKUP(C310,'Input - General'!$F$62:$N$79,4,FALSE),0)","v":0},null,0.1801212933606588,0,0,null,8.6527813038891108E-2,0,0]
[null,{"$f":"'Input - Inventory'!B308","v":300},{"$f":"'Input - Inventory'!C308","v":"60W SOX"},{"$f":"'Input - Inventory'!D308","v":"Luminaire"},{"$f":"'Input - Inventory'!E308","v":"NonTraffic"},{"$f":"'Input - Inventory'!F308","v":"Minor < 130w"},{"$f":"'Input - Inventory'!G308","v":0},null,"Luminaire - 60W SOX",null,0,0,0,null,0,0,0,0,0,0,0,0,0,0,0,0,0,0,0,0,0,0,0,0,0,0,0,0,0,0,0,0,0,null,0,0,0,0,0,0,0,0,0,null,0,0,0,0,0,0,0,0,0,0,null,0,0,0,0,0,0,0,null,0,0,0,null,{"$f":"IF($D311=\"Connection\",VLOOKUP(C311,'Input - General'!$F$62:$N$79,4,FALSE),0)","v":0},null,0.1801212933606588,0,0,null,8.6527813038891108E-2,0,0]
[null,{"$f":"'Input - Inventory'!B309","v":301},{"$f":"'Input - Inventory'!C309","v":"700W MBF"},{"$f":"'Input - Inventory'!D309","v":"Luminaire"},{"$f":"'Input - Inventory'!E309","v":"Traffic"},{"$f":"'Input - Inventory'!F309","v":"Major > 130w"},{"$f":"'Input - Inventory'!G309","v":0},null,"Luminaire - 700W MBF",null,0,34,0,null,0,0,0,0,0,0,0,0,0,0,0,0,0,0,0,0,0,0,0,0,0,0,0,0,0,0,0,0,0,null,0,0,0,0,0,0,0,0,0,null,0,0,0,0,0,0,0,0,0,0,null,0,0,0,0,0,0,0,null,0,0,0,null,{"$f":"IF($D312=\"Connection\",VLOOKUP(C312,'Input - General'!$F$62:$N$79,4,FALSE),0)","v":0},null,0.1801212933606588,0,0,null,8.6527813038891108E-2,0,0]
[null,{"$f":"'Input - Inventory'!B310","v":302},{"$f":"'Input - Inventory'!C310","v":"70W MBI"},{"$f":"'Input - Inventory'!D310","v":"Luminaire"},{"$f":"'Input - Inventory'!E310","v":"NonTraffic"},{"$f":"'Input - Inventory'!F310","v":"Minor < 130w"},{"$f":"'Input - Inventory'!G310","v":0},null,"Luminaire - 70W MBI",null,0,59,0,null,0,0,0,0,0,0,0,0,0,0,0,0,0,0,0,0,0,0,0,0,0,0,0,0,0,0,0,0,0,null,0,0,0,0,0,0,0,0,0,null,0,0,0,0,0,0,0,0,0,0,null,0,0,0,0,0,0,0,null,0,0,0,null,{"$f":"IF($D313=\"Connection\",VLOOKUP(C313,'Input - General'!$F$62:$N$79,4,FALSE),0)","v":0},null,0.1801212933606588,0,0,null,8.6527813038891108E-2,0,0]
[null,{"$f":"'Input - Inventory'!B311","v":303},{"$f":"'Input - Inventory'!C311","v":"70W MBI - MACQUARIE DEC."},{"$f":"'Input - Inventory'!D311","v":"Luminaire"},{"$f":"'Input - Inventory'!E311","v":"NonTraffic"},{"$f":"'Input - Inventory'!F311","v":"Minor < 130w"},{"$f":"'Input - Inventory'!G311","v":0},null,"Luminaire - 70W MBI - MACQUARIE DEC.",null,0,0,0,null,0,0,0,0,0,0,0,0,0,0,0,0,0,0,0,0,0,0,0,0,0,0,0,0,0,0,0,0,0,null,0,0,0,0,0,0,0,0,0,null,0,0,0,0,0,0,0,0,0,0,null,0,0,0,0,0,0,0,null,0,0,0,null,{"$f":"IF($D314=\"Connection\",VLOOKUP(C314,'Input - General'!$F$62:$N$79,4,FALSE),0)","v":0},null,0.1801212933606588,0,0,null,8.6527813038891108E-2,0,0]
[null,{"$f":"'Input - Inventory'!B312","v":304},{"$f":"'Input - Inventory'!C312","v":"70W MBI II"},{"$f":"'Input - Inventory'!D312","v":"Luminaire"},{"$f":"'Input - Inventory'!E312","v":"Traffic"},{"$f":"'Input - Inventory'!F312","v":"Minor < 130w"},{"$f":"'Input - Inventory'!G312","v":0},null,"Luminaire - 70W MBI II",null,0,72,0,null,0,0,0,0,0,0,0,0,0,0,0,0,0,0,0,0,0,0,0,0,0,0,0,0,0,0,0,0,0,null,0,0,0,0,0,0,0,0,0,null,0,0,0,0,0,0,0,0,0,0,null,0,0,0,0,0,0,0,null,0,0,0,null,{"$f":"IF($D315=\"Connection\",VLOOKUP(C315,'Input - General'!$F$62:$N$79,4,FALSE),0)","v":0},null,0.1801212933606588,0,0,null,8.6527813038891108E-2,0,0]
[null,{"$f":"'Input - Inventory'!B313","v":305},{"$f":"'Input - Inventory'!C313","v":"70W MBI II AERO"},{"$f":"'Input - Inventory'!D313","v":"Luminaire"},{"$f":"'Input - Inventory'!E313","v":"Traffic"},{"$f":"'Input - Inventory'!F313","v":"Minor < 130w"},{"$f":"'Input - Inventory'!G313","v":0},null,"Luminaire - 70W MBI II AERO",null,0,8,0,null,0,0,0,0,0,0,0,0,0,0,0,0,0,0,0,0,0,0,0,0,0,0,0,0,0,0,0,0,0,null,0,0,0,0,0,0,0,0,0,null,0,0,0,0,0,0,0,0,0,0,null,0,0,0,0,0,0,0,null,0,0,0,null,{"$f":"IF($D316=\"Connection\",VLOOKUP(C316,'Input - General'!$F$62:$N$79,4,FALSE),0)","v":0},null,0.1801212933606588,0,0,null,8.6527813038891108E-2,0,0]
[null,{"$f":"'Input - Inventory'!B314","v":306},{"$f":"'Input - Inventory'!C314","v":"70W SON"},{"$f":"'Input - Inventory'!D314","v":"Luminaire"},{"$f":"'Input - Inventory'!E314","v":"NonTraffic"},{"$f":"'Input - Inventory'!F314","v":"Minor < 130w"},{"$f":"'Input - Inventory'!G314","v":0},null,"Luminaire - 70W SON",null,0,1361,0,null,0,0,0,0,0,0,0,0,0,0,0,0,0,0,0,0,0,0,0,0,0,0,0,0,0,0,0,0,0,null,0,0,0,0,0,0,0,0,0,null,0,0,0,0,0,0,0,0,0,0,null,0,0,0,0,0,0,0,null,0,0,0,null,{"$f":"IF($D317=\"Connection\",VLOOKUP(C317,'Input - General'!$F$62:$N$79,4,FALSE),0)","v":0},null,0.1801212933606588,0,0,null,8.6527813038891108E-2,0,0]
[null,{"$f":"'Input - Inventory'!B315","v":307},{"$f":"'Input - Inventory'!C315","v":"70W SON - BOURKE HILL"},{"$f":"'Input - Inventory'!D315","v":"Luminaire"},{"$f":"'Input - Inventory'!E315","v":"NonTraffic"},{"$f":"'Input - Inventory'!F315","v":"Minor < 130w"},{"$f":"'Input - Inventory'!G315","v":0},null,"Luminaire - 70W SON - BOURKE HILL",null,0,12,0,null,0,0,0,0,0,0,0,0,0,0,0,0,0,0,0,0,0,0,0,0,0,0,0,0,0,0,0,0,0,null,0,0,0,0,0,0,0,0,0,null,0,0,0,0,0,0,0,0,0,0,null,0,0,0,0,0,0,0,null,0,0,0,null,{"$f":"IF($D318=\"Connection\",VLOOKUP(C318,'Input - General'!$F$62:$N$79,4,FALSE),0)","v":0},null,0.1801212933606588,0,0,null,8.6527813038891108E-2,0,0]
[null,{"$f":"'Input - Inventory'!B316","v":308},{"$f":"'Input - Inventory'!C316","v":"70W SON - GEC BOSTON 2"},{"$f":"'Input - Inventory'!D316","v":"Luminaire"},{"$f":"'Input - Inventory'!E316","v":"NonTraffic"},{"$f":"'Input - Inventory'!F316","v":"Minor < 130w"},{"$f":"'Input - Inventory'!G316","v":0},null,"Luminaire - 70W SON - GEC BOSTON 2",null,0,6,0,null,0,0,0,0,0,0,0,0,0,0,0,0,0,0,0,0,0,0,0,0,0,0,0,0,0,0,0,0,0,null,0,0,0,0,0,0,0,0,0,null,0,0,0,0,0,0,0,0,0,0,null,0,0,0,0,0,0,0,null,0,0,0,null,{"$f":"IF($D319=\"Connection\",VLOOKUP(C319,'Input - General'!$F$62:$N$79,4,FALSE),0)","v":0},null,0.1801212933606588,0,0,null,8.6527813038891108E-2,0,0]
[null,{"$f":"'Input - Inventory'!B317","v":309},{"$f":"'Input - Inventory'!C317","v":"70W SON - NOSTALGIA"},{"$f":"'Input - Inventory'!D317","v":"Luminaire"},{"$f":"'Input - Inventory'!E317","v":"NonTraffic"},{"$f":"'Input - Inventory'!F317","v":"Minor < 130w"},{"$f":"'Input - Inventory'!G317","v":0},null,"Luminaire - 70W SON - NOSTALGIA",null,0,22,0,null,0,0,0,0,0,0,0,0,0,0,0,0,0,0,0,0,0,0,0,0,0,0,0,0,0,0,0,0,0,null,0,0,0,0,0,0,0,0,0,null,0,0,0,0,0,0,0,0,0,0,null,0,0,0,0,0,0,0,null,0,0,0,null,{"$f":"IF($D320=\"Connection\",VLOOKUP(C320,'Input - General'!$F$62:$N$79,4,FALSE),0)","v":0},null,0.1801212933606588,0,0,null,8.6527813038891108E-2,0,0]
[null,{"$f":"'Input - Inventory'!B318","v":310},{"$f":"'Input - Inventory'!C318","v":"70W SON - Nostalgia (P09)"},{"$f":"'Input - Inventory'!D318","v":"Luminaire"},{"$f":"'Input - Inventory'!E318","v":"Traffic"},{"$f":"'Input - Inventory'!F318","v":"Minor < 130w"},{"$f":"'Input - Inventory'!G318","v":0},null,"Luminaire - 70W SON - Nostalgia (P09)",null,0,50,0,null,0,0,0,0,0,0,0,0,0,0,0,0,0,0,0,0,0,0,0,0,0,0,0,0,0,0,0,0,0,null,0,0,0,0,0,0,0,0,0,null,0,0,0,0,0,0,0,0,0,0,null,0,0,0,0,0,0,0,null,0,0,0,null,{"$f":"IF($D321=\"Connection\",VLOOKUP(C321,'Input - General'!$F$62:$N$79,4,FALSE),0)","v":0},null,0.1801212933606588,0,0,null,8.6527813038891108E-2,0,0]
[null,{"$f":"'Input - Inventory'!B319","v":311},{"$f":"'Input - Inventory'!C319","v":"70W SON - PARKVILLE"},{"$f":"'Input - Inventory'!D319","v":"Luminaire"},{"$f":"'Input - Inventory'!E319","v":"NonTraffic"},{"$f":"'Input - Inventory'!F319","v":"Minor < 130w"},{"$f":"'Input - Inventory'!G319","v":0},null,"Luminaire - 70W SON - PARKVILLE",null,0,6,0,null,0,0,0,0,0,0,0,0,0,0,0,0,0,0,0,0,0,0,0,0,0,0,0,0,0,0,0,0,0,null,0,0,0,0,0,0,0,0,0,null,0,0,0,0,0,0,0,0,0,0,null,0,0,0,0,0,0,0,null,0,0,0,null,{"$f":"IF($D322=\"Connection\",VLOOKUP(C322,'Input - General'!$F$62:$N$79,4,FALSE),0)","v":0},null,0.1801212933606588,0,0,null,8.6527813038891108E-2,0,0]
[null,{"$f":"'Input - Inventory'!B320","v":312},{"$f":"'Input - Inventory'!C320","v":"70W SON - REGAL/FLINDERS"},{"$f":"'Input - Inventory'!D320","v":"Luminaire"},{"$f":"'Input - Inventory'!E320","v":"NonTraffic"},{"$f":"'Input - Inventory'!F320","v":"Minor < 130w"},{"$f":"'Input - Inventory'!G320","v":0},null,"Luminaire - 70W SON - REGAL/FLINDERS",null,0,0,0,null,0,0,0,0,0,0,0,0,0,0,0,0,0,0,0,0,0,0,0,0,0,0,0,0,0,0,0,0,0,null,0,0,0,0,0,0,0,0,0,null,0,0,0,0,0,0,0,0,0,0,null,0,0,0,0,0,0,0,null,0,0,0,null,{"$f":"IF($D323=\"Connection\",VLOOKUP(C323,'Input - General'!$F$62:$N$79,4,FALSE),0)","v":0},null,0.1801212933606588,0,0,null,8.6527813038891108E-2,0,0]
[null,{"$f":"'Input - Inventory'!B321","v":313},{"$f":"'Input - Inventory'!C321","v":"70W SON (P09)"},{"$f":"'Input - Inventory'!D321","v":"Luminaire"},{"$f":"'Input - Inventory'!E321","v":"NonTraffic"},{"$f":"'Input - Inventory'!F321","v":"Minor < 130w"},{"$f":"'Input - Inventory'!G321","v":0},null,"Luminaire - 70W SON (P09)",null,0,419,0,null,0,0,0,0,0,0,0,0,0,0,0,0,0,0,0,0,0,0,0,0,0,0,0,0,0,0,0,0,0,null,0,0,0,0,0,0,0,0,0,null,0,0,0,0,0,0,0,0,0,0,null,0,0,0,0,0,0,0,null,0,0,0,null,{"$f":"IF($D324=\"Connection\",VLOOKUP(C324,'Input - General'!$F$62:$N$79,4,FALSE),0)","v":0},null,0.1801212933606588,0,0,null,8.6527813038891108E-2,0,0]
[null,{"$f":"'Input - Inventory'!B322","v":314},{"$f":"'Input - Inventory'!C322","v":"70W SON BOLLARD"},{"$f":"'Input - Inventory'!D322","v":"Luminaire"},{"$f":"'Input - Inventory'!E322","v":"NonTraffic"},{"$f":"'Input - Inventory'!F322","v":"Minor < 130w"},{"$f":"'Input - Inventory'!G322","v":0},null,"Luminaire - 70W SON BOLLARD",null,0,9,0,null,0,0,0,0,0,0,0,0,0,0,0,0,0,0,0,0,0,0,0,0,0,0,0,0,0,0,0,0,0,null,0,0,0,0,0,0,0,0,0,null,0,0,0,0,0,0,0,0,0,0,null,0,0,0,0,0,0,0,null,0,0,0,null,{"$f":"IF($D325=\"Connection\",VLOOKUP(C325,'Input - General'!$F$62:$N$79,4,FALSE),0)","v":0},null,0.1801212933606588,0,0,null,8.6527813038891108E-2,0,0]
[null,{"$f":"'Input - Inventory'!B323","v":315},{"$f":"'Input - Inventory'!C323","v":"70W SON FLOODLIGHT"},{"$f":"'Input - Inventory'!D323","v":"Luminaire"},{"$f":"'Input - Inventory'!E323","v":"NonTraffic"},{"$f":"'Input - Inventory'!F323","v":"Minor < 130w"},{"$f":"'Input - Inventory'!G323","v":0},null,"Luminaire - 70W SON FLOODLIGHT",null,0,16,0,null,0,0,0,0,0,0,0,0,0,0,0,0,0,0,0,0,0,0,0,0,0,0,0,0,0,0,0,0,0,null,0,0,0,0,0,0,0,0,0,null,0,0,0,0,0,0,0,0,0,0,null,0,0,0,0,0,0,0,null,0,0,0,null,{"$f":"IF($D326=\"Connection\",VLOOKUP(C326,'Input - General'!$F$62:$N$79,4,FALSE),0)","v":0},null,0.1801212933606588,0,0,null,8.6527813038891108E-2,0,0]
[null,{"$f":"'Input - Inventory'!B324","v":316},{"$f":"'Input - Inventory'!C324","v":"70W SON Floodlight (P09)"},{"$f":"'Input - Inventory'!D324","v":"Luminaire"},{"$f":"'Input - Inventory'!E324","v":"NonTraffic"},{"$f":"'Input - Inventory'!F324","v":"Minor < 130w"},{"$f":"'Input - Inventory'!G324","v":0},null,"Luminaire - 70W SON Floodlight (P09)",null,0,12,0,null,0,0,0,0,0,0,0,0,0,0,0,0,0,0,0,0,0,0,0,0,0,0,0,0,0,0,0,0,0,null,0,0,0,0,0,0,0,0,0,null,0,0,0,0,0,0,0,0,0,0,null,0,0,0,0,0,0,0,null,0,0,0,null,{"$f":"IF($D327=\"Connection\",VLOOKUP(C327,'Input - General'!$F$62:$N$79,4,FALSE),0)","v":0},null,0.1801212933606588,0,0,null,8.6527813038891108E-2,0,0]
[null,{"$f":"'Input - Inventory'!B325","v":317},{"$f":"'Input - Inventory'!C325","v":"70W SON -PLAIN"},{"$f":"'Input - Inventory'!D325","v":"Luminaire"},{"$f":"'Input - Inventory'!E325","v":"NonTraffic"},{"$f":"'Input - Inventory'!F325","v":"Minor < 130w"},{"$f":"'Input - Inventory'!G325","v":0},null,"Luminaire - 70W SON -PLAIN",null,0,202,0,null,0,0,0,0,0,0,0,0,0,0,0,0,0,0,0,0,0,0,0,0,0,0,0,0,0,0,0,0,0,null,0,0,0,0,0,0,0,0,0,null,0,0,0,0,0,0,0,0,0,0,null,0,0,0,0,0,0,0,null,0,0,0,null,{"$f":"IF($D328=\"Connection\",VLOOKUP(C328,'Input - General'!$F$62:$N$79,4,FALSE),0)","v":0},null,0.1801212933606588,0,0,null,8.6527813038891108E-2,0,0]
[null,{"$f":"'Input - Inventory'!B326","v":318},{"$f":"'Input - Inventory'!C326","v":"70W SON -PLAIN (P09)"},{"$f":"'Input - Inventory'!D326","v":"Luminaire"},{"$f":"'Input - Inventory'!E326","v":"NonTraffic"},{"$f":"'Input - Inventory'!F326","v":"Minor < 130w"},{"$f":"'Input - Inventory'!G326","v":0},null,"Luminaire - 70W SON -PLAIN (P09)",null,0,20,0,null,0,0,0,0,0,0,0,0,0,0,0,0,0,0,0,0,0,0,0,0,0,0,0,0,0,0,0,0,0,null,0,0,0,0,0,0,0,0,0,null,0,0,0,0,0,0,0,0,0,0,null,0,0,0,0,0,0,0,null,0,0,0,null,{"$f":"IF($D329=\"Connection\",VLOOKUP(C329,'Input - General'!$F$62:$N$79,4,FALSE),0)","v":0},null,0.1801212933606588,0,0,null,8.6527813038891108E-2,0,0]
[null,{"$f":"'Input - Inventory'!B327","v":319},{"$f":"'Input - Inventory'!C327","v":"750W MBI FLOODLIGHT"},{"$f":"'Input - Inventory'!D327","v":"Luminaire"},{"$f":"'Input - Inventory'!E327","v":"Traffic"},{"$f":"'Input - Inventory'!F327","v":"Major > 130w"},{"$f":"'Input - Inventory'!G327","v":0},null,"Luminaire - 750W MBI FLOODLIGHT",null,0,0,0,null,0,0,0,0,0,0,0,0,0,0,0,0,0,0,0,0,0,0,0,0,0,0,0,0,0,0,0,0,0,null,0,0,0,0,0,0,0,0,0,null,0,0,0,0,0,0,0,0,0,0,null,0,0,0,0,0,0,0,null,0,0,0,null,{"$f":"IF($D330=\"Connection\",VLOOKUP(C330,'Input - General'!$F$62:$N$79,4,FALSE),0)","v":0},null,0.1801212933606588,0,0,null,8.6527813038891108E-2,0,0]
[null,{"$f":"'Input - Inventory'!B328","v":320},{"$f":"'Input - Inventory'!C328","v":"80W MBF"},{"$f":"'Input - Inventory'!D328","v":"Luminaire"},{"$f":"'Input - Inventory'!E328","v":"NonTraffic"},{"$f":"'Input - Inventory'!F328","v":"Minor < 130w"},{"$f":"'Input - Inventory'!G328","v":0},null,"Luminaire - 80W MBF",null,0,22785,0,null,0,0,0,0,0,0,0,0,0,0,0,0,0,0,0,0,0,0,0,0,0,0,0,0,0,0,0,0,0,null,0,0,0,0,0,0,0,0,0,null,0,0,0,0,0,0,0,0,0,0,null,0,0,0,0,0,0,0,null,0,0,0,null,{"$f":"IF($D331=\"Connection\",VLOOKUP(C331,'Input - General'!$F$62:$N$79,4,FALSE),0)","v":0},null,0.1801212933606588,0,0,null,8.6527813038891108E-2,0,0]
[null,{"$f":"'Input - Inventory'!B329","v":321},{"$f":"'Input - Inventory'!C329","v":"80W MBF - BEGA+CURVE BRA"},{"$f":"'Input - Inventory'!D329","v":"Luminaire"},{"$f":"'Input - Inventory'!E329","v":"NonTraffic"},{"$f":"'Input - Inventory'!F329","v":"Minor < 130w"},{"$f":"'Input - Inventory'!G329","v":0},null,"Luminaire - 80W MBF - BEGA+CURVE BRA",null,0,0,{"$f":"L332*K332","v":0},null,0,{"$f":"IF(AND($D332=\"Lamp\",CycleBulkTask1<>0, OR($F332=O$9,O$9=\"All\")),1/CycleBulkTask1,0)","v":0},0,{"$f":"IF(AND($D332=\"Lamp\",CycleBulkTask2<>0, OR($F332=Q$9,Q$9=\"All\")),1/CycleBulkTask2,0)","v":0},0,{"$f":"IF(AND($D332=\"Lamp\",CycleBulkTask3<>0, OR($F332=S$9,S$9=\"All\")),1/CycleBulkTask3,0)","v":0},0,{"$f":"IF(AND($D332=\"Lamp\",CycleBulkTask4<>0, OR($F332=U$9,U$9=\"All\")),1/CycleBulkTask4,0)","v":0},0,{"$f":"IF(AND($D332=\"Lamp\",CycleBulkTask5<>0, OR($F332=W$9,W$9=\"All\")),1/CycleBulkTask5,0)","v":0},0,{"$f":"IF(AND($D332=\"Lamp\",CycleBulkTask6<>0, OR($F332=Y$9,Y$9=\"All\")),1/CycleBulkTask6,0)","v":0},0,{"$f":"IF(AND($D332=\"Lamp\",CycleBulkTask7<>0, OR($F332=AA$9,AA$9=\"All\")),1/CycleBulkTask7,0)","v":0},0,{"$f":"IF(AND($D332=\"Lamp\",CycleBulkTask8<>0, OR($F332=AC$9,AC$9=\"All\")),1/CycleBulkTask8,0)","v":0},0,{"$f":"IF(AND($D332=\"Lamp\",CycleBulkTask9<>0, OR($F332=AE$9,AE$9=\"All\")),1/CycleBulkTask9,0)","v":0},0,{"$f":"IF(AND($D332=\"Lamp\",CycleBulkTask10<>0, OR($F332=AG$9,AG$9=\"All\")),1/CycleBulkTask10,0)","v":0},0,{"$f":"IF(AND($D332=\"Lamp\",CycleBulkTask11<>0, OR($F332=AI$9,AI$9=\"All\")),1/CycleBulkTask11,0)","v":0},0,{"$f":"IF(AND($D332=\"Lamp\",CycleBulkTask12<>0, OR($F332=AK$9,AK$9=\"All\")),1/CycleBulkTask12,0)","v":0},0,{"$f":"IF(AND($D332=\"Lamp\",CycleBulkTask13<>0, OR($F332=AM$9,AM$9=\"All\")),1/CycleBulkTask13,0)","v":0},0,{"$f":"IF(AND($D332=\"Lamp\",CycleBulkTask14<>0, OR($F332=AO$9,AO$9=\"All\")),1/CycleBulkTask14,0)","v":0},{"$f":"O332*P332+Q332*R332+S332*T332+U332*V332+W332*X332+Y332*Z332+AA332*AB332+AC332*AD332+AE332*AF332+AG332*AH332+AI332*AJ332+AK332*AL332+AM332*AN332+AO332*AP332","v":0},null,0,{"$f":"MAX(P332,R332)","v":0},0,{"$f":"MAX(T332,V332)","v":0},0,{"$f":"X332","v":0},0,{"$f":"INDIRECT($E332)*$V332 +(1-INDIRECT($E332))*$T332","v":0},{"$f":"AS332*AT332+AU332*AV332+AW332*AX332+AY332*AZ332","v":0},null,{"$f":"IF($D332=$AS$9,(INDIRECT(\"PriceLabour\" & \"FY14\")*ProportionStandardHours + INDIRECT(\"PriceLabourOvertime\" & \"FY14\")*ProportionOvertimeHours)*(1+RateOnCostAnnual),0)","v":0},{"$f":"BO332","v":0},{"$f":"IF($D332=\"Lamp\",(NumberOfCrew+INDIRECT($E332)*TrafficController)*(TimeToReplaceLamp),0)","v":0},{"$f":"IF($D332=$AS$9,(INDIRECT(\"PriceLabour\" & \"FY14\")*ProportionStandardHours + INDIRECT(\"PriceLabourOvertime\" & \"FY14\")*ProportionOvertimeHours)*(1+RateOnCostAnnual),0)","v":0},{"$f":"BQ332","v":0},{"$f":"IF($D332=\"Lamp\",(NumberOfCrew+INDIRECT($E332)*TrafficController)*(TimeForPECellReplace),0)","v":0},{"$f":"IF($D332=$AS$9,(INDIRECT(\"PriceLabour\" & \"FY14\")*ProportionStandardHours + INDIRECT(\"PriceLabourOvertime\" & \"FY14\")*ProportionOvertimeHours)*(1+RateOnCostAnnual),0)","v":0},{"$f":"BS332","v":0},{"$f":"IF($D332=\"Lamp\",(NumberOfCrew+INDIRECT($E332)*TrafficController)*(TimeForOtherSpot),0)","v":0},{"$f":"BC332*BD332*BE332+BF332*BG332*BH332+BI332*BJ332*BK332","v":0},null,0,{"$f":"IF($D332=\"Lamp\",INDIRECT(BO$10 & $B332),0)","v":0},0,{"$f":"IF($D332=\"Lamp\",INDIRECT(\"FailurePECell\" & \"Annual\"),0)","v":0},0,{"$f":"IF($D332=\"Lamp\",INDIRECT(\"FailureMisc\" & \"Annual\"),0)","v":0},{"$f":"BN332*BO332+BP332*BQ332+BR332*BS332","v":0},null,0,{"$f":"BD332*BE332+BG332*BH332+BJ332*BK332","v":0},{"$f":"BV332*BW332","v":0},null,{"$f":"IF($D332=\"Connection\",VLOOKUP(C332,'Input - General'!$F$62:$N$79,4,FALSE),0)","v":0},null,{"$f":"RateOverhead","v":0.1801212933606588},{"$f":"BX332+BL332+BT332+BA332+AQ332+BZ332","v":0},{"$f":"CC332*CB332","v":0},null,{"$f":"CorporateOverheads","v":8.6527813038891108E-2},0,{"$f":"CG332*CF332","v":0}]
[null,{"$f":"'Input - Inventory'!B330","v":322},{"$f":"'Input - Inventory'!C330","v":"80W MBF - BOURKE HILL"},{"$f":"'Input - Inventory'!D330","v":"Luminaire"},{"$f":"'Input - Inventory'!E330","v":"NonTraffic"},{"$f":"'Input - Inventory'!F330","v":"Minor < 130w"},{"$f":"'Input - Inventory'!G330","v":0},null,{"$f":"CONCATENATE(D333,\" - \",C333)","v":"Luminaire - 80W MBF - BOURKE HILL"},null,{"$f":"AQ333+BA333+BL333+BT333+BX333+BZ333+CD333+CH333","v":0},{"$f":"INDIRECT(L$10&$B333&\"FY14\")","v":714},0,null,{"$f":"IF(AND($D333=\"Lamp\", OR($F333=O$9, O$9=\"All\")),INDIRECT(\"PriceBulkTask1\" & \"FY14\"),0)","v":0},0,{"$f":"IF(AND($D333=\"Lamp\", OR($F333=Q$9, Q$9=\"All\")),INDIRECT(\"PriceBulkTask2\" & \"FY14\"),0)","v":0},0,{"$f":"IF(AND($D333=\"Lamp\", OR($F333=S$9, S$9=\"All\")),INDIRECT(\"PriceBulkTask3\" & \"FY14\"),0)","v":0},0,{"$f":"IF(AND($D333=\"Lamp\", OR($F333=U$9, U$9=\"All\")),INDIRECT(\"PriceBulkTask4\" & \"FY14\"),0)","v":0},0,{"$f":"IF(AND($D333=\"Lamp\", OR($F333=W$9, W$9=\"All\")),INDIRECT(\"PriceBulkTask5\" & \"FY14\"),0)","v":0},0,{"$f":"IF(AND($D333=\"Lamp\", OR($F333=Y$9, Y$9=\"All\")),INDIRECT(\"PriceBulkTask6\" & \"FY14\"),0)","v":0},0,{"$f":"IF(AND($D333=\"Lamp\", OR($F333=AA$9, AA$9=\"All\")),INDIRECT(\"PriceBulkTask7\" & \"FY14\"),0)","v":0},0,{"$f":"IF(AND($D333=\"Lamp\", OR($F333=AC$9, AC$9=\"All\")),INDIRECT(\"PriceBulkTask8\" & \"FY14\"),0)","v":0},0,{"$f":"IF(AND($D333=\"Lamp\", OR($F333=AE$9, AE$9=\"All\")),INDIRECT(\"PriceBulkTask9\" & \"FY14\"),0)","v":0},0,{"$f":"IF(AND($D333=\"Lamp\", OR($F333=AG$9, AG$9=\"All\")),INDIRECT(\"PriceBulkTask10\" & \"FY14\"),0)","v":0},0,{"$f":"IF(AND($D333=\"Lamp\", OR($F333=AI$9, AI$9=\"All\")),INDIRECT(\"PriceBulkTask11\" & \"FY14\"),0)","v":0},0,{"$f":"IF(AND($D333=\"Lamp\", OR($F333=AK$9, AK$9=\"All\")),INDIRECT(\"PriceBulkTask12\" & \"FY14\"),0)","v":0},0,{"$f":"IF(AND($D333=\"Lamp\", OR($F333=AM$9, AM$9=\"All\")),INDIRECT(\"PriceBulkTask13\" & \"FY14\"),0)","v":0},0,{"$f":"IF(AND($D333=\"Lamp\", OR($F333=AO$9, AO$9=\"All\")),INDIRECT(\"PriceBulkTask14\" & \"FY14\"),0)","v":0},0,0,null,{"$f":"IF($D333=\"Lamp\",$G333*INDIRECT(\"Price\" & $B333 & \"FY14\"),0)","v":0},0,{"$f":"IF($D333=\"Lamp\",INDIRECT(\"PriceVisor\" & \"FY14\"),0)","v":0},0,{"$f":"IF($D333=\"Lamp\",INDIRECT(\"PricePECell\" & \"FY14\"),0)","v":0},0,{"$f":"IF($D333=\"Lamp\",INDIRECT(\"PriceMisc\" & \"FY14\"),0)","v":0},0,0,null,0,0,0,0,0,0,0,0,0,0,null,{"$f":"IF($D333=\"Lamp\",INDIRECT(\"Price\" & $B333 & \"FY14\"),0)","v":0},0,{"$f":"IF($D333=\"Lamp\",INDIRECT(\"pRICEpecELL\" & \"FY14\"),0)","v":0},0,{"$f":"IF($D333=\"Lamp\",INDIRECT(\"PriceMisc\" & \"FY14\"),0)","v":0},0,0,null,{"$f":"IF(AND($D333=\"Lamp\"),INDIRECT(\"PriceEWP\"&\"FY14\"),0)","v":0},0,0,null,{"$f":"IF($D333=\"Connection\",VLOOKUP(C333,'Input - General'!$F$62:$N$79,4,FALSE),0)","v":0},null,0.1801212933606588,0,0,null,8.6527813038891108E-2,{"$f":"AQ333+BA333+BL333+BT333+BX333+BZ333+CD333","v":0},0]
[null,{"$f":"'Input - Inventory'!B331","v":323},{"$f":"'Input - Inventory'!C331","v":"80W MBF - Bourke Hill (P09)"},{"$f":"'Input - Inventory'!D331","v":"Luminaire"},{"$f":"'Input - Inventory'!E331","v":"NonTraffic"},{"$f":"'Input - Inventory'!F331","v":"Minor < 130w"},{"$f":"'Input - Inventory'!G331","v":0},null,"Luminaire - 80W MBF - Bourke Hill (P09)",null,0,175,0,null,0,0,0,0,0,0,0,0,0,0,0,0,0,0,0,0,0,0,0,0,0,0,0,0,0,0,0,0,0,null,0,0,0,0,0,0,0,0,0,null,0,0,0,0,0,0,0,0,0,0,null,0,0,0,0,0,0,0,null,0,0,0,null,{"$f":"IF($D334=\"Connection\",VLOOKUP(C334,'Input - General'!$F$62:$N$79,4,FALSE),0)","v":0},null,0.1801212933606588,0,0,null,8.6527813038891108E-2,0,0]
[null,{"$f":"'Input - Inventory'!B332","v":324},{"$f":"'Input - Inventory'!C332","v":"80W MBF - GEC BOSTON 2"},{"$f":"'Input - Inventory'!D332","v":"Luminaire"},{"$f":"'Input - Inventory'!E332","v":"NonTraffic"},{"$f":"'Input - Inventory'!F332","v":"Minor < 130w"},{"$f":"'Input - Inventory'!G332","v":0},null,"Luminaire - 80W MBF - GEC BOSTON 2",null,0,12,0,null,0,0,0,0,0,0,0,0,0,0,0,0,0,0,0,0,0,0,0,0,0,0,0,0,0,0,0,0,0,null,0,0,0,0,0,0,0,0,0,null,0,0,0,0,0,0,0,0,0,0,null,0,0,0,0,0,0,0,null,0,0,0,null,{"$f":"IF($D335=\"Connection\",VLOOKUP(C335,'Input - General'!$F$62:$N$79,4,FALSE),0)","v":0},null,0.1801212933606588,0,0,null,8.6527813038891108E-2,0,0]
[null,{"$f":"'Input - Inventory'!B333","v":325},{"$f":"'Input - Inventory'!C333","v":"80W MBF - NOSTALGIA"},{"$f":"'Input - Inventory'!D333","v":"Luminaire"},{"$f":"'Input - Inventory'!E333","v":"NonTraffic"},{"$f":"'Input - Inventory'!F333","v":"Minor < 130w"},{"$f":"'Input - Inventory'!G333","v":0},null,"Luminaire - 80W MBF - NOSTALGIA",null,0,562,0,null,0,0,0,0,0,0,0,0,0,0,0,0,0,0,0,0,0,0,0,0,0,0,0,0,0,0,0,0,0,null,0,0,0,0,0,0,0,0,0,null,0,0,0,0,0,0,0,0,0,0,null,0,0,0,0,0,0,0,null,0,0,0,null,{"$f":"IF($D336=\"Connection\",VLOOKUP(C336,'Input - General'!$F$62:$N$79,4,FALSE),0)","v":0},null,0.1801212933606588,0,0,null,8.6527813038891108E-2,0,0]
[null,{"$f":"'Input - Inventory'!B334","v":326},{"$f":"'Input - Inventory'!C334","v":"80W MBF - PLAIN"},{"$f":"'Input - Inventory'!D334","v":"Luminaire"},{"$f":"'Input - Inventory'!E334","v":"NonTraffic"},{"$f":"'Input - Inventory'!F334","v":"Minor < 130w"},{"$f":"'Input - Inventory'!G334","v":0},null,"Luminaire - 80W MBF - PLAIN",null,0,318,0,null,0,0,0,0,0,0,0,0,0,0,0,0,0,0,0,0,0,0,0,0,0,0,0,0,0,0,0,0,0,null,0,0,0,0,0,0,0,0,0,null,0,0,0,0,0,0,0,0,0,0,null,0,0,0,0,0,0,0,null,0,0,0,null,{"$f":"IF($D337=\"Connection\",VLOOKUP(C337,'Input - General'!$F$62:$N$79,4,FALSE),0)","v":0},null,0.1801212933606588,0,0,null,8.6527813038891108E-2,0,0]
[null,{"$f":"'Input - Inventory'!B335","v":327},{"$f":"'Input - Inventory'!C335","v":"80W MBF - PLAIN (P09)"},{"$f":"'Input - Inventory'!D335","v":"Luminaire"},{"$f":"'Input - Inventory'!E335","v":"NonTraffic"},{"$f":"'Input - Inventory'!F335","v":"Minor < 130w"},{"$f":"'Input - Inventory'!G335","v":0},null,"Luminaire - 80W MBF - PLAIN (P09)",null,0,285,0,null,0,0,0,0,0,0,0,0,0,0,0,0,0,0,0,0,0,0,0,0,0,0,0,0,0,0,0,0,0,null,0,0,0,0,0,0,0,0,0,null,0,0,0,0,0,0,0,0,0,0,null,0,0,0,0,0,0,0,null,0,0,0,null,{"$f":"IF($D338=\"Connection\",VLOOKUP(C338,'Input - General'!$F$62:$N$79,4,FALSE),0)","v":0},null,0.1801212933606588,0,0,null,8.6527813038891108E-2,0,0]
[null,{"$f":"'Input - Inventory'!B336","v":328},{"$f":"'Input - Inventory'!C336","v":"80W MBF - REGAL/FLINDERS"},{"$f":"'Input - Inventory'!D336","v":"Luminaire"},{"$f":"'Input - Inventory'!E336","v":"NonTraffic"},{"$f":"'Input - Inventory'!F336","v":"Minor < 130w"},{"$f":"'Input - Inventory'!G336","v":0},null,"Luminaire - 80W MBF - REGAL/FLINDERS",null,0,0,0,null,0,0,0,0,0,0,0,0,0,0,0,0,0,0,0,0,0,0,0,0,0,0,0,0,0,0,0,0,0,null,0,0,0,0,0,0,0,0,0,null,0,0,0,0,0,0,0,0,0,0,null,0,0,0,0,0,0,0,null,0,0,0,null,{"$f":"IF($D339=\"Connection\",VLOOKUP(C339,'Input - General'!$F$62:$N$79,4,FALSE),0)","v":0},null,0.1801212933606588,0,0,null,8.6527813038891108E-2,0,0]
[null,{"$f":"'Input - Inventory'!B337","v":329},{"$f":"'Input - Inventory'!C337","v":"80W MBF - SYLVANIA SUBUR"},{"$f":"'Input - Inventory'!D337","v":"Luminaire"},{"$f":"'Input - Inventory'!E337","v":"NonTraffic"},{"$f":"'Input - Inventory'!F337","v":"Minor < 130w"},{"$f":"'Input - Inventory'!G337","v":0},null,"Luminaire - 80W MBF - SYLVANIA SUBUR",null,0,0,0,null,0,0,0,0,0,0,0,0,0,0,0,0,0,0,0,0,0,0,0,0,0,0,0,0,0,0,0,0,0,null,0,0,0,0,0,0,0,0,0,null,0,0,0,0,0,0,0,0,0,0,null,0,0,0,0,0,0,0,null,0,0,0,null,{"$f":"IF($D340=\"Connection\",VLOOKUP(C340,'Input - General'!$F$62:$N$79,4,FALSE),0)","v":0},null,0.1801212933606588,0,0,null,8.6527813038891108E-2,0,0]
[null,{"$f":"'Input - Inventory'!B338","v":330},{"$f":"'Input - Inventory'!C338","v":"80W MBF - Sylvania Suburban (P09)"},{"$f":"'Input - Inventory'!D338","v":"Luminaire"},{"$f":"'Input - Inventory'!E338","v":"NonTraffic"},{"$f":"'Input - Inventory'!F338","v":"Minor < 130w"},{"$f":"'Input - Inventory'!G338","v":0},null,"Luminaire - 80W MBF - Sylvania Suburban (P09)",null,0,8214.5,0,null,0,0,0,0,0,0,0,0,0,0,0,0,0,0,0,0,0,0,0,0,0,0,0,0,0,0,0,0,0,null,0,0,0,0,0,0,0,0,0,null,0,0,0,0,0,0,0,0,0,0,null,0,0,0,0,0,0,0,null,0,0,0,null,{"$f":"IF($D341=\"Connection\",VLOOKUP(C341,'Input - General'!$F$62:$N$79,4,FALSE),0)","v":0},null,0.1801212933606588,0,0,null,8.6527813038891108E-2,0,0]
[null,{"$f":"'Input - Inventory'!B339","v":331},{"$f":"'Input - Inventory'!C339","v":"80W MBF BOLLARD"},{"$f":"'Input - Inventory'!D339","v":"Luminaire"},{"$f":"'Input - Inventory'!E339","v":"NonTraffic"},{"$f":"'Input - Inventory'!F339","v":"Minor < 130w"},{"$f":"'Input - Inventory'!G339","v":0},null,"Luminaire - 80W MBF BOLLARD",null,0,68,0,null,0,0,0,0,0,0,0,0,0,0,0,0,0,0,0,0,0,0,0,0,0,0,0,0,0,0,0,0,0,null,0,0,0,0,0,0,0,0,0,null,0,0,0,0,0,0,0,0,0,0,null,0,0,0,0,0,0,0,null,0,0,0,null,{"$f":"IF($D342=\"Connection\",VLOOKUP(C342,'Input - General'!$F$62:$N$79,4,FALSE),0)","v":0},null,0.1801212933606588,0,0,null,8.6527813038891108E-2,0,0]
[null,{"$f":"'Input - Inventory'!B340","v":332},{"$f":"'Input - Inventory'!C340","v":"80W MBF TOORAK"},{"$f":"'Input - Inventory'!D340","v":"Luminaire"},{"$f":"'Input - Inventory'!E340","v":"NonTraffic"},{"$f":"'Input - Inventory'!F340","v":"Minor < 130w"},{"$f":"'Input - Inventory'!G340","v":0},null,"Luminaire - 80W MBF TOORAK",null,0,107,0,null,0,0,0,0,0,0,0,0,0,0,0,0,0,0,0,0,0,0,0,0,0,0,0,0,0,0,0,0,0,null,0,0,0,0,0,0,0,0,0,null,0,0,0,0,0,0,0,0,0,0,null,0,0,0,0,0,0,0,null,0,0,0,null,{"$f":"IF($D343=\"Connection\",VLOOKUP(C343,'Input - General'!$F$62:$N$79,4,FALSE),0)","v":0},null,0.1801212933606588,0,0,null,8.6527813038891108E-2,0,0]
[null,{"$f":"'Input - Inventory'!B341","v":333},{"$f":"'Input - Inventory'!C341","v":"90W SOX"},{"$f":"'Input - Inventory'!D341","v":"Luminaire"},{"$f":"'Input - Inventory'!E341","v":"Traffic"},{"$f":"'Input - Inventory'!F341","v":"Minor < 130w"},{"$f":"'Input - Inventory'!G341","v":0},null,"Luminaire - 90W SOX",null,0,1,0,null,0,0,0,0,0,0,0,0,0,0,0,0,0,0,0,0,0,0,0,0,0,0,0,0,0,0,0,0,0,null,0,0,0,0,0,0,0,0,0,null,0,0,0,0,0,0,0,0,0,0,null,0,0,0,0,0,0,0,null,0,0,0,null,{"$f":"IF($D344=\"Connection\",VLOOKUP(C344,'Input - General'!$F$62:$N$79,4,FALSE),0)","v":0},null,0.1801212933606588,0,0,null,8.6527813038891108E-2,0,0]
[null,{"$f":"'Input - Inventory'!B342","v":334},{"$f":"'Input - Inventory'!C342","v":"EMPTY"},{"$f":"'Input - Inventory'!D342","v":"Luminaire"},{"$f":"'Input - Inventory'!E342","v":"NonTraffic"},{"$f":"'Input - Inventory'!F342","v":"Minor < 130w"},{"$f":"'Input - Inventory'!G342","v":0},null,"Luminaire - EMPTY",null,0,0,0,null,0,0,0,0,0,0,0,0,0,0,0,0,0,0,0,0,0,0,0,0,0,0,0,0,0,0,0,0,0,null,0,0,0,0,0,0,0,0,0,null,0,0,0,0,0,0,0,0,0,0,null,0,0,0,0,0,0,0,null,0,0,0,null,{"$f":"IF($D345=\"Connection\",VLOOKUP(C345,'Input - General'!$F$62:$N$79,4,FALSE),0)","v":0},null,0.1801212933606588,0,0,null,8.6527813038891108E-2,0,0]
[null,{"$f":"'Input - Inventory'!B343","v":335},{"$f":"'Input - Inventory'!C343","v":"INCANDESCENT"},{"$f":"'Input - Inventory'!D343","v":"Luminaire"},{"$f":"'Input - Inventory'!E343","v":"NonTraffic"},{"$f":"'Input - Inventory'!F343","v":"Minor < 130w"},{"$f":"'Input - Inventory'!G343","v":0},null,"Luminaire - INCANDESCENT",null,0,12,0,null,0,0,0,0,0,0,0,0,0,0,0,0,0,0,0,0,0,0,0,0,0,0,0,0,0,0,0,0,0,null,0,0,0,0,0,0,0,0,0,null,0,0,0,0,0,0,0,0,0,0,null,0,0,0,0,0,0,0,null,0,0,0,null,{"$f":"IF($D346=\"Connection\",VLOOKUP(C346,'Input - General'!$F$62:$N$79,4,FALSE),0)","v":0},null,0.1801212933606588,0,0,null,8.6527813038891108E-2,0,0]
[null,{"$f":"'Input - Inventory'!B344","v":336},{"$f":"'Input - Inventory'!C344","v":"PRIVATE"},{"$f":"'Input - Inventory'!D344","v":"Luminaire"},{"$f":"'Input - Inventory'!E344","v":"NonTraffic"},{"$f":"'Input - Inventory'!F344","v":"Minor < 130w"},{"$f":"'Input - Inventory'!G344","v":0},null,"Luminaire - PRIVATE",null,0,113,0,null,0,0,0,0,0,0,0,0,0,0,0,0,0,0,0,0,0,0,0,0,0,0,0,0,0,0,0,0,0,null,0,0,0,0,0,0,0,0,0,null,0,0,0,0,0,0,0,0,0,0,null,0,0,0,0,0,0,0,null,0,0,0,null,{"$f":"IF($D347=\"Connection\",VLOOKUP(C347,'Input - General'!$F$62:$N$79,4,FALSE),0)","v":0},null,0.1801212933606588,0,0,null,8.6527813038891108E-2,0,0]
[null,{"$f":"'Input - Inventory'!B345","v":337},{"$f":"'Input - Inventory'!C345","v":"TH FLOODLIGHT"},{"$f":"'Input - Inventory'!D345","v":"Luminaire"},{"$f":"'Input - Inventory'!E345","v":"Traffic"},{"$f":"'Input - Inventory'!F345","v":"Major > 130w"},{"$f":"'Input - Inventory'!G345","v":0},null,"Luminaire - TH FLOODLIGHT",null,0,32,0,null,0,0,0,0,0,0,0,0,0,0,0,0,0,0,0,0,0,0,0,0,0,0,0,0,0,0,0,0,0,null,0,0,0,0,0,0,0,0,0,null,0,0,0,0,0,0,0,0,0,0,null,0,0,0,0,0,0,0,null,0,0,0,null,{"$f":"IF($D348=\"Connection\",VLOOKUP(C348,'Input - General'!$F$62:$N$79,4,FALSE),0)","v":0},null,0.1801212933606588,0,0,null,8.6527813038891108E-2,0,0]
[null,{"$f":"'Input - Inventory'!B346","v":338},{"$f":"'Input - Inventory'!C346","v":"2ND LIGHT NON-TRL"},{"$f":"'Input - Inventory'!D346","v":"Support"},{"$f":"'Input - Inventory'!E346","v":"NonTraffic"},{"$f":"'Input - Inventory'!F346","v":"n/a"},{"$f":"'Input - Inventory'!G346","v":0},null,"Support - 2ND LIGHT NON-TRL",null,0,427,0,null,0,0,0,0,0,0,0,0,0,0,0,0,0,0,0,0,0,0,0,0,0,0,0,0,0,0,0,0,0,null,0,0,0,0,0,0,0,0,0,null,0,0,0,0,0,0,0,0,0,0,null,0,0,0,0,0,0,0,null,0,0,0,null,{"$f":"IF($D349=\"Connection\",VLOOKUP(C349,'Input - General'!$F$62:$N$79,4,FALSE),0)","v":0},null,0.1801212933606588,0,0,null,8.6527813038891108E-2,0,0]
[null,{"$f":"'Input - Inventory'!B347","v":339},{"$f":"'Input - Inventory'!C347","v":"2nd Light non-TRL (P09)"},{"$f":"'Input - Inventory'!D347","v":"Support"},{"$f":"'Input - Inventory'!E347","v":"NonTraffic"},{"$f":"'Input - Inventory'!F347","v":"n/a"},{"$f":"'Input - Inventory'!G347","v":0},null,"Support - 2nd Light non-TRL (P09)",null,0,56,0,null,0,0,0,0,0,0,0,0,0,0,0,0,0,0,0,0,0,0,0,0,0,0,0,0,0,0,0,0,0,null,0,0,0,0,0,0,0,0,0,null,0,0,0,0,0,0,0,0,0,0,null,0,0,0,0,0,0,0,null,0,0,0,null,{"$f":"IF($D350=\"Connection\",VLOOKUP(C350,'Input - General'!$F$62:$N$79,4,FALSE),0)","v":0},null,0.1801212933606588,0,0,null,8.6527813038891108E-2,0,0]
[null,{"$f":"'Input - Inventory'!B348","v":340},{"$f":"'Input - Inventory'!C348","v":"2ND LIGHT TRL"},{"$f":"'Input - Inventory'!D348","v":"Support"},{"$f":"'Input - Inventory'!E348","v":"Traffic"},{"$f":"'Input - Inventory'!F348","v":"n/a"},{"$f":"'Input - Inventory'!G348","v":0},null,"Support - 2ND LIGHT TRL",null,0,367,0,null,0,0,0,0,0,0,0,0,0,0,0,0,0,0,0,0,0,0,0,0,0,0,0,0,0,0,0,0,0,null,0,0,0,0,0,0,0,0,0,null,0,0,0,0,0,0,0,0,0,0,null,0,0,0,0,0,0,0,null,0,0,0,null,{"$f":"IF($D351=\"Connection\",VLOOKUP(C351,'Input - General'!$F$62:$N$79,4,FALSE),0)","v":0},null,0.1801212933606588,0,0,null,8.6527813038891108E-2,0,0]
[null,{"$f":"'Input - Inventory'!B349","v":341},{"$f":"'Input - Inventory'!C349","v":"2nd Light TRL (P09)"},{"$f":"'Input - Inventory'!D349","v":"Support"},{"$f":"'Input - Inventory'!E349","v":"Traffic"},{"$f":"'Input - Inventory'!F349","v":"n/a"},{"$f":"'Input - Inventory'!G349","v":0},null,"Support - 2nd Light TRL (P09)",null,0,18,0,null,0,0,0,0,0,0,0,0,0,0,0,0,0,0,0,0,0,0,0,0,0,0,0,0,0,0,0,0,0,null,0,0,0,0,0,0,0,0,0,null,0,0,0,0,0,0,0,0,0,0,null,0,0,0,0,0,0,0,null,0,0,0,null,{"$f":"IF($D352=\"Connection\",VLOOKUP(C352,'Input - General'!$F$62:$N$79,4,FALSE),0)","v":0},null,0.1801212933606588,0,0,null,8.6527813038891108E-2,0,0]
[null,{"$f":"'Input - Inventory'!B350","v":342},{"$f":"'Input - Inventory'!C350","v":"BOLLARD"},{"$f":"'Input - Inventory'!D350","v":"Support"},{"$f":"'Input - Inventory'!E350","v":"NonTraffic"},{"$f":"'Input - Inventory'!F350","v":"n/a"},{"$f":"'Input - Inventory'!G350","v":0},null,"Support - BOLLARD",null,0,73,0,null,0,0,0,0,0,0,0,0,0,0,0,0,0,0,0,0,0,0,0,0,0,0,0,0,0,0,0,0,0,null,0,0,0,0,0,0,0,0,0,null,0,0,0,0,0,0,0,0,0,0,null,0,0,0,0,0,0,0,null,0,0,0,null,{"$f":"IF($D353=\"Connection\",VLOOKUP(C353,'Input - General'!$F$62:$N$79,4,FALSE),0)","v":0},null,0.1801212933606588,0,0,null,8.6527813038891108E-2,0,0]
[null,{"$f":"'Input - Inventory'!B351","v":343},{"$f":"'Input - Inventory'!C351","v":"COLUMN 10.5M-13.5M"},{"$f":"'Input - Inventory'!D351","v":"Support"},{"$f":"'Input - Inventory'!E351","v":"Traffic"},{"$f":"'Input - Inventory'!F351","v":"n/a"},{"$f":"'Input - Inventory'!G351","v":0},null,"Support - COLUMN 10.5M-13.5M",null,0,9205,0,null,0,0,0,0,0,0,0,0,0,0,0,0,0,0,0,0,0,0,0,0,0,0,0,0,0,0,0,0,0,null,0,0,0,0,0,0,0,0,0,null,0,0,0,0,0,0,0,0,0,0,null,0,0,0,0,0,0,0,null,0,0,0,null,{"$f":"IF($D354=\"Connection\",VLOOKUP(C354,'Input - General'!$F$62:$N$79,4,FALSE),0)","v":0},null,0.1801212933606588,0,0,null,8.6527813038891108E-2,0,0]
[null,{"$f":"'Input - Inventory'!B352","v":344},{"$f":"'Input - Inventory'!C352","v":"Column 10.5m-13.5m (P09)"},{"$f":"'Input - Inventory'!D352","v":"Support"},{"$f":"'Input - Inventory'!E352","v":"Traffic"},{"$f":"'Input - Inventory'!F352","v":"n/a"},{"$f":"'Input - Inventory'!G352","v":0},null,"Support - Column 10.5m-13.5m (P09)",null,0,850,0,null,0,0,0,0,0,0,0,0,0,0,0,0,0,0,0,0,0,0,0,0,0,0,0,0,0,0,0,0,0,null,0,0,0,0,0,0,0,0,0,null,0,0,0,0,0,0,0,0,0,0,null,0,0,0,0,0,0,0,null,0,0,0,null,{"$f":"IF($D355=\"Connection\",VLOOKUP(C355,'Input - General'!$F$62:$N$79,4,FALSE),0)","v":0},null,0.1801212933606588,0,0,null,8.6527813038891108E-2,0,0]
[null,{"$f":"'Input - Inventory'!B353","v":345},{"$f":"'Input - Inventory'!C353","v":"COLUMN 14M-15M"},{"$f":"'Input - Inventory'!D353","v":"Support"},{"$f":"'Input - Inventory'!E353","v":"Traffic"},{"$f":"'Input - Inventory'!F353","v":"n/a"},{"$f":"'Input - Inventory'!G353","v":0},null,"Support - COLUMN 14M-15M",null,0,34,0,null,0,0,0,0,0,0,0,0,0,0,0,0,0,0,0,0,0,0,0,0,0,0,0,0,0,0,0,0,0,null,0,0,0,0,0,0,0,0,0,null,0,0,0,0,0,0,0,0,0,0,null,0,0,0,0,0,0,0,null,0,0,0,null,{"$f":"IF($D356=\"Connection\",VLOOKUP(C356,'Input - General'!$F$62:$N$79,4,FALSE),0)","v":0},null,0.1801212933606588,0,0,null,8.6527813038891108E-2,0,0]
[null,{"$f":"'Input - Inventory'!B354","v":346},{"$f":"'Input - Inventory'!C354","v":"COLUMN 2.5M-3.5M"},{"$f":"'Input - Inventory'!D354","v":"Support"},{"$f":"'Input - Inventory'!E354","v":"NonTraffic"},{"$f":"'Input - Inventory'!F354","v":"n/a"},{"$f":"'Input - Inventory'!G354","v":0},null,"Support - COLUMN 2.5M-3.5M",null,0,223,0,null,0,0,0,0,0,0,0,0,0,0,0,0,0,0,0,0,0,0,0,0,0,0,0,0,0,0,0,0,0,null,0,0,0,0,0,0,0,0,0,null,0,0,0,0,0,0,0,0,0,0,null,0,0,0,0,0,0,0,null,0,0,0,null,{"$f":"IF($D357=\"Connection\",VLOOKUP(C357,'Input - General'!$F$62:$N$79,4,FALSE),0)","v":0},null,0.1801212933606588,0,0,null,8.6527813038891108E-2,0,0]
[null,{"$f":"'Input - Inventory'!B355","v":347},{"$f":"'Input - Inventory'!C355","v":"Column 2.5m-3.5m (P09)"},{"$f":"'Input - Inventory'!D355","v":"Support"},{"$f":"'Input - Inventory'!E355","v":"NonTraffic"},{"$f":"'Input - Inventory'!F355","v":"n/a"},{"$f":"'Input - Inventory'!G355","v":0},null,"Support - Column 2.5m-3.5m (P09)",null,0,75,0,null,0,0,0,0,0,0,0,0,0,0,0,0,0,0,0,0,0,0,0,0,0,0,0,0,0,0,0,0,0,null,0,0,0,0,0,0,0,0,0,null,0,0,0,0,0,0,0,0,0,0,null,0,0,0,0,0,0,0,null,0,0,0,null,{"$f":"IF($D358=\"Connection\",VLOOKUP(C358,'Input - General'!$F$62:$N$79,4,FALSE),0)","v":0},null,0.1801212933606588,0,0,null,8.6527813038891108E-2,0,0]
[null,{"$f":"'Input - Inventory'!B356","v":348},{"$f":"'Input - Inventory'!C356","v":"COLUMN 4-6.5M ORION WATE"},{"$f":"'Input - Inventory'!D356","v":"Support"},{"$f":"'Input - Inventory'!E356","v":"NonTraffic"},{"$f":"'Input - Inventory'!F356","v":"n/a"},{"$f":"'Input - Inventory'!G356","v":0},null,"Support - COLUMN 4-6.5M ORION WATE",null,0,0,0,null,0,0,0,0,0,0,0,0,0,0,0,0,0,0,0,0,0,0,0,0,0,0,0,0,0,0,0,0,0,null,0,0,0,0,0,0,0,0,0,null,0,0,0,0,0,0,0,0,0,0,null,0,0,0,0,0,0,0,null,0,0,0,null,{"$f":"IF($D359=\"Connection\",VLOOKUP(C359,'Input - General'!$F$62:$N$79,4,FALSE),0)","v":0},null,0.1801212933606588,0,0,null,8.6527813038891108E-2,0,0]
[null,{"$f":"'Input - Inventory'!B357","v":349},{"$f":"'Input - Inventory'!C357","v":"COLUMN 4M-6.5M"},{"$f":"'Input - Inventory'!D357","v":"Support"},{"$f":"'Input - Inventory'!E357","v":"NonTraffic"},{"$f":"'Input - Inventory'!F357","v":"n/a"},{"$f":"'Input - Inventory'!G357","v":0},null,"Support - COLUMN 4M-6.5M",null,0,17881,0,null,0,0,0,0,0,0,0,0,0,0,0,0,0,0,0,0,0,0,0,0,0,0,0,0,0,0,0,0,0,null,0,0,0,0,0,0,0,0,0,null,0,0,0,0,0,0,0,0,0,0,null,0,0,0,0,0,0,0,null,0,0,0,null,{"$f":"IF($D360=\"Connection\",VLOOKUP(C360,'Input - General'!$F$62:$N$79,4,FALSE),0)","v":0},null,0.1801212933606588,0,0,null,8.6527813038891108E-2,0,0]
[null,{"$f":"'Input - Inventory'!B358","v":350},{"$f":"'Input - Inventory'!C358","v":"Column 4m-6.5m (P09)"},{"$f":"'Input - Inventory'!D358","v":"Support"},{"$f":"'Input - Inventory'!E358","v":"NonTraffic"},{"$f":"'Input - Inventory'!F358","v":"n/a"},{"$f":"'Input - Inventory'!G358","v":0},null,"Support - Column 4m-6.5m (P09)",null,0,4025,0,null,0,0,0,0,0,0,0,0,0,0,0,0,0,0,0,0,0,0,0,0,0,0,0,0,0,0,0,0,0,null,0,0,0,0,0,0,0,0,0,null,0,0,0,0,0,0,0,0,0,0,null,0,0,0,0,0,0,0,null,0,0,0,null,{"$f":"IF($D361=\"Connection\",VLOOKUP(C361,'Input - General'!$F$62:$N$79,4,FALSE),0)","v":0},null,0.1801212933606588,0,0,null,8.6527813038891108E-2,0,0]
[null,{"$f":"'Input - Inventory'!B359","v":351},{"$f":"'Input - Inventory'!C359","v":"COLUMN 7M-10M"},{"$f":"'Input - Inventory'!D359","v":"Support"},{"$f":"'Input - Inventory'!E359","v":"Traffic"},{"$f":"'Input - Inventory'!F359","v":"n/a"},{"$f":"'Input - Inventory'!G359","v":0},null,"Support - COLUMN 7M-10M",null,0,5824,0,null,0,0,0,0,0,0,0,0,0,0,0,0,0,0,0,0,0,0,0,0,0,0,0,0,0,0,0,0,0,null,0,0,0,0,0,0,0,0,0,null,0,0,0,0,0,0,0,0,0,0,null,0,0,0,0,0,0,0,null,0,0,0,null,{"$f":"IF($D362=\"Connection\",VLOOKUP(C362,'Input - General'!$F$62:$N$79,4,FALSE),0)","v":0},null,0.1801212933606588,0,0,null,8.6527813038891108E-2,0,0]
[null,{"$f":"'Input - Inventory'!B360","v":352},{"$f":"'Input - Inventory'!C360","v":"Column 7m-10m (P09)"},{"$f":"'Input - Inventory'!D360","v":"Support"},{"$f":"'Input - Inventory'!E360","v":"Traffic"},{"$f":"'Input - Inventory'!F360","v":"n/a"},{"$f":"'Input - Inventory'!G360","v":0},null,"Support - Column 7m-10m (P09)",null,0,678,0,null,0,0,0,0,0,0,0,0,0,0,0,0,0,0,0,0,0,0,0,0,0,0,0,0,0,0,0,0,0,null,0,0,0,0,0,0,0,0,0,null,0,0,0,0,0,0,0,0,0,0,null,0,0,0,0,0,0,0,null,0,0,0,null,{"$f":"IF($D363=\"Connection\",VLOOKUP(C363,'Input - General'!$F$62:$N$79,4,FALSE),0)","v":0},null,0.1801212933606588,0,0,null,8.6527813038891108E-2,0,0]
[null,{"$f":"'Input - Inventory'!B361","v":353},{"$f":"'Input - Inventory'!C361","v":"DECORATIVE COLUMN"},{"$f":"'Input - Inventory'!D361","v":"Support"},{"$f":"'Input - Inventory'!E361","v":"NonTraffic"},{"$f":"'Input - Inventory'!F361","v":"n/a"},{"$f":"'Input - Inventory'!G361","v":0},null,"Support - DECORATIVE COLUMN",null,0,2093,0,null,0,0,0,0,0,0,0,0,0,0,0,0,0,0,0,0,0,0,0,0,0,0,0,0,0,0,0,0,0,null,0,0,0,0,0,0,0,0,0,null,0,0,0,0,0,0,0,0,0,0,null,0,0,0,0,0,0,0,null,0,0,0,null,{"$f":"IF($D364=\"Connection\",VLOOKUP(C364,'Input - General'!$F$62:$N$79,4,FALSE),0)","v":0},null,0.1801212933606588,0,0,null,8.6527813038891108E-2,0,0]
[null,{"$f":"'Input - Inventory'!B362","v":354},{"$f":"'Input - Inventory'!C362","v":"DEDICATED SUPPORT & COND"},{"$f":"'Input - Inventory'!D362","v":"Support"},{"$f":"'Input - Inventory'!E362","v":"NonTraffic"},{"$f":"'Input - Inventory'!F362","v":"n/a"},{"$f":"'Input - Inventory'!G362","v":0},null,"Support - DEDICATED SUPPORT & COND",null,0,0,0,null,0,0,0,0,0,0,0,0,0,0,0,0,0,0,0,0,0,0,0,0,0,0,0,0,0,0,0,0,0,null,0,0,0,0,0,0,0,0,0,null,0,0,0,0,0,0,0,0,0,0,null,0,0,0,0,0,0,0,null,0,0,0,null,{"$f":"IF($D365=\"Connection\",VLOOKUP(C365,'Input - General'!$F$62:$N$79,4,FALSE),0)","v":0},null,0.1801212933606588,0,0,null,8.6527813038891108E-2,0,0]
[null,{"$f":"'Input - Inventory'!B363","v":355},{"$f":"'Input - Inventory'!C363","v":"Dedicated Support & Conductor (P09)"},{"$f":"'Input - Inventory'!D363","v":"Support"},{"$f":"'Input - Inventory'!E363","v":"NonTraffic"},{"$f":"'Input - Inventory'!F363","v":"n/a"},{"$f":"'Input - Inventory'!G363","v":0},null,"Support - Dedicated Support & Conductor (P09)",null,0,48,0,null,0,0,0,0,0,0,0,0,0,0,0,0,0,0,0,0,0,0,0,0,0,0,0,0,0,0,0,0,0,null,0,0,0,0,0,0,0,0,0,null,0,0,0,0,0,0,0,0,0,0,null,0,0,0,0,0,0,0,null,0,0,0,null,{"$f":"IF($D366=\"Connection\",VLOOKUP(C366,'Input - General'!$F$62:$N$79,4,FALSE),0)","v":0},null,0.1801212933606588,0,0,null,8.6527813038891108E-2,0,0]
[null,{"$f":"'Input - Inventory'!B364","v":356},{"$f":"'Input - Inventory'!C364","v":"EMPTY"},{"$f":"'Input - Inventory'!D364","v":"Support"},{"$f":"'Input - Inventory'!E364","v":"NonTraffic"},{"$f":"'Input - Inventory'!F364","v":"n/a"},{"$f":"'Input - Inventory'!G364","v":0},null,"Support - EMPTY",null,0,0,0,null,0,0,0,0,0,0,0,0,0,0,0,0,0,0,0,0,0,0,0,0,0,0,0,0,0,0,0,0,0,null,0,0,0,0,0,0,0,0,0,null,0,0,0,0,0,0,0,0,0,0,null,0,0,0,0,0,0,0,null,0,0,0,null,{"$f":"IF($D367=\"Connection\",VLOOKUP(C367,'Input - General'!$F$62:$N$79,4,FALSE),0)","v":0},null,0.1801212933606588,0,0,null,8.6527813038891108E-2,0,0]
[null,{"$f":"'Input - Inventory'!B365","v":357},{"$f":"'Input - Inventory'!C365","v":"HYDE PARK STANDARD"},{"$f":"'Input - Inventory'!D365","v":"Support"},{"$f":"'Input - Inventory'!E365","v":"NonTraffic"},{"$f":"'Input - Inventory'!F365","v":"n/a"},{"$f":"'Input - Inventory'!G365","v":0},null,"Support - HYDE PARK STANDARD",null,0,184,0,null,0,0,0,0,0,0,0,0,0,0,0,0,0,0,0,0,0,0,0,0,0,0,0,0,0,0,0,0,0,null,0,0,0,0,0,0,0,0,0,null,0,0,0,0,0,0,0,0,0,0,null,0,0,0,0,0,0,0,null,0,0,0,null,{"$f":"IF($D368=\"Connection\",VLOOKUP(C368,'Input - General'!$F$62:$N$79,4,FALSE),0)","v":0},null,0.1801212933606588,0,0,null,8.6527813038891108E-2,0,0]
[null,{"$f":"'Input - Inventory'!B366","v":358},{"$f":"'Input - Inventory'!C366","v":"MACQUARIE STANDARD"},{"$f":"'Input - Inventory'!D366","v":"Support"},{"$f":"'Input - Inventory'!E366","v":"Traffic"},{"$f":"'Input - Inventory'!F366","v":"n/a"},{"$f":"'Input - Inventory'!G366","v":0},null,"Support - MACQUARIE STANDARD",null,0,28,0,null,0,0,0,0,0,0,0,0,0,0,0,0,0,0,0,0,0,0,0,0,0,0,0,0,0,0,0,0,0,null,0,0,0,0,0,0,0,0,0,null,0,0,0,0,0,0,0,0,0,0,null,0,0,0,0,0,0,0,null,0,0,0,null,{"$f":"IF($D369=\"Connection\",VLOOKUP(C369,'Input - General'!$F$62:$N$79,4,FALSE),0)","v":0},null,0.1801212933606588,0,0,null,8.6527813038891108E-2,0,0]
[null,{"$f":"'Input - Inventory'!B367","v":359},{"$f":"'Input - Inventory'!C367","v":"Macquarie Standard (P09)"},{"$f":"'Input - Inventory'!D367","v":"Support"},{"$f":"'Input - Inventory'!E367","v":"NonTraffic"},{"$f":"'Input - Inventory'!F367","v":"n/a"},{"$f":"'Input - Inventory'!G367","v":0},null,"Support - Macquarie Standard (P09)",null,0,7,0,null,0,0,0,0,0,0,0,0,0,0,0,0,0,0,0,0,0,0,0,0,0,0,0,0,0,0,0,0,0,null,0,0,0,0,0,0,0,0,0,null,0,0,0,0,0,0,0,0,0,0,null,0,0,0,0,0,0,0,null,0,0,0,null,{"$f":"IF($D370=\"Connection\",VLOOKUP(C370,'Input - General'!$F$62:$N$79,4,FALSE),0)","v":0},null,0.1801212933606588,0,0,null,8.6527813038891108E-2,0,0]
[null,{"$f":"'Input - Inventory'!B368","v":360},{"$f":"'Input - Inventory'!C368","v":"MAST 15.5M-30M"},{"$f":"'Input - Inventory'!D368","v":"Support"},{"$f":"'Input - Inventory'!E368","v":"Traffic"},{"$f":"'Input - Inventory'!F368","v":"n/a"},{"$f":"'Input - Inventory'!G368","v":0},null,"Support - MAST 15.5M-30M",null,0,15,0,null,0,0,0,0,0,0,0,0,0,0,0,0,0,0,0,0,0,0,0,0,0,0,0,0,0,0,0,0,0,null,0,0,0,0,0,0,0,0,0,null,0,0,0,0,0,0,0,0,0,0,null,0,0,0,0,0,0,0,null,0,0,0,null,{"$f":"IF($D371=\"Connection\",VLOOKUP(C371,'Input - General'!$F$62:$N$79,4,FALSE),0)","v":0},null,0.1801212933606588,0,0,null,8.6527813038891108E-2,0,0]
[null,{"$f":"'Input - Inventory'!B369","v":361},{"$f":"'Input - Inventory'!C369","v":"MAST 23M"},{"$f":"'Input - Inventory'!D369","v":"Support"},{"$f":"'Input - Inventory'!E369","v":"Traffic"},{"$f":"'Input - Inventory'!F369","v":"n/a"},{"$f":"'Input - Inventory'!G369","v":0},null,"Support - MAST 23M",null,0,3,0,null,0,0,0,0,0,0,0,0,0,0,0,0,0,0,0,0,0,0,0,0,0,0,0,0,0,0,0,0,0,null,0,0,0,0,0,0,0,0,0,null,0,0,0,0,0,0,0,0,0,0,null,0,0,0,0,0,0,0,null,0,0,0,null,{"$f":"IF($D372=\"Connection\",VLOOKUP(C372,'Input - General'!$F$62:$N$79,4,FALSE),0)","v":0},null,0.1801212933606588,0,0,null,8.6527813038891108E-2,0,0]
[null,{"$f":"'Input - Inventory'!B370","v":362},{"$f":"'Input - Inventory'!C370","v":"MAST 25M"},{"$f":"'Input - Inventory'!D370","v":"Support"},{"$f":"'Input - Inventory'!E370","v":"Traffic"},{"$f":"'Input - Inventory'!F370","v":"n/a"},{"$f":"'Input - Inventory'!G370","v":0},null,"Support - MAST 25M",null,0,4,0,null,0,0,0,0,0,0,0,0,0,0,0,0,0,0,0,0,0,0,0,0,0,0,0,0,0,0,0,0,0,null,0,0,0,0,0,0,0,0,0,null,0,0,0,0,0,0,0,0,0,0,null,0,0,0,0,0,0,0,null,0,0,0,null,{"$f":"IF($D373=\"Connection\",VLOOKUP(C373,'Input - General'!$F$62:$N$79,4,FALSE),0)","v":0},null,0.1801212933606588,0,0,null,8.6527813038891108E-2,0,0]
[null,{"$f":"'Input - Inventory'!B371","v":363},{"$f":"'Input - Inventory'!C371","v":"ORION DOUBLE ARM"},{"$f":"'Input - Inventory'!D371","v":"Support"},{"$f":"'Input - Inventory'!E371","v":"NonTraffic"},{"$f":"'Input - Inventory'!F371","v":"n/a"},{"$f":"'Input - Inventory'!G371","v":0},null,"Support - ORION DOUBLE ARM",null,0,6,0,null,0,0,0,0,0,0,0,0,0,0,0,0,0,0,0,0,0,0,0,0,0,0,0,0,0,0,0,0,0,null,0,0,0,0,0,0,0,0,0,null,0,0,0,0,0,0,0,0,0,0,null,0,0,0,0,0,0,0,null,0,0,0,null,{"$f":"IF($D374=\"Connection\",VLOOKUP(C374,'Input - General'!$F$62:$N$79,4,FALSE),0)","v":0},null,0.1801212933606588,0,0,null,8.6527813038891108E-2,0,0]
[null,{"$f":"'Input - Inventory'!B372","v":364},{"$f":"'Input - Inventory'!C372","v":"Orion Double Arm (P09)"},{"$f":"'Input - Inventory'!D372","v":"Support"},{"$f":"'Input - Inventory'!E372","v":"NonTraffic"},{"$f":"'Input - Inventory'!F372","v":"n/a"},{"$f":"'Input - Inventory'!G372","v":0},null,"Support - Orion Double Arm (P09)",null,0,1,0,null,0,0,0,0,0,0,0,0,0,0,0,0,0,0,0,0,0,0,0,0,0,0,0,0,0,0,0,0,0,null,0,0,0,0,0,0,0,0,0,null,0,0,0,0,0,0,0,0,0,0,null,0,0,0,0,0,0,0,null,0,0,0,null,{"$f":"IF($D375=\"Connection\",VLOOKUP(C375,'Input - General'!$F$62:$N$79,4,FALSE),0)","v":0},null,0.1801212933606588,0,0,null,8.6527813038891108E-2,0,0]
[null,{"$f":"'Input - Inventory'!B373","v":365},{"$f":"'Input - Inventory'!C373","v":"POLO 10.5M DECORATIVE 2M"},{"$f":"'Input - Inventory'!D373","v":"Support"},{"$f":"'Input - Inventory'!E373","v":"NonTraffic"},{"$f":"'Input - Inventory'!F373","v":"n/a"},{"$f":"'Input - Inventory'!G373","v":0},null,"Support - POLO 10.5M DECORATIVE 2M",null,0,0,0,null,0,0,0,0,0,0,0,0,0,0,0,0,0,0,0,0,0,0,0,0,0,0,0,0,0,0,0,0,0,null,0,0,0,0,0,0,0,0,0,null,0,0,0,0,0,0,0,0,0,0,null,0,0,0,0,0,0,0,null,0,0,0,null,{"$f":"IF($D376=\"Connection\",VLOOKUP(C376,'Input - General'!$F$62:$N$79,4,FALSE),0)","v":0},null,0.1801212933606588,0,0,null,8.6527813038891108E-2,0,0]
[null,{"$f":"'Input - Inventory'!B374","v":366},{"$f":"'Input - Inventory'!C374","v":"POLO 4.5M DECORATIVE 1.2"},{"$f":"'Input - Inventory'!D374","v":"Support"},{"$f":"'Input - Inventory'!E374","v":"NonTraffic"},{"$f":"'Input - Inventory'!F374","v":"n/a"},{"$f":"'Input - Inventory'!G374","v":0},null,"Support - POLO 4.5M DECORATIVE 1.2",null,0,0,0,null,0,0,0,0,0,0,0,0,0,0,0,0,0,0,0,0,0,0,0,0,0,0,0,0,0,0,0,0,0,null,0,0,0,0,0,0,0,0,0,null,0,0,0,0,0,0,0,0,0,0,null,0,0,0,0,0,0,0,null,0,0,0,null,{"$f":"IF($D377=\"Connection\",VLOOKUP(C377,'Input - General'!$F$62:$N$79,4,FALSE),0)","v":0},null,0.1801212933606588,0,0,null,8.6527813038891108E-2,0,0]
[null,{"$f":"'Input - Inventory'!B375","v":367},{"$f":"'Input - Inventory'!C375","v":"PRIVATE"},{"$f":"'Input - Inventory'!D375","v":"Support"},{"$f":"'Input - Inventory'!E375","v":"NonTraffic"},{"$f":"'Input - Inventory'!F375","v":"n/a"},{"$f":"'Input - Inventory'!G375","v":0},null,"Support - PRIVATE",null,0,113,0,null,0,0,0,0,0,0,0,0,0,0,0,0,0,0,0,0,0,0,0,0,0,0,0,0,0,0,0,0,0,null,0,0,0,0,0,0,0,0,0,null,0,0,0,0,0,0,0,0,0,0,null,0,0,0,0,0,0,0,null,0,0,0,null,{"$f":"IF($D378=\"Connection\",VLOOKUP(C378,'Input - General'!$F$62:$N$79,4,FALSE),0)","v":0},null,0.1801212933606588,0,0,null,8.6527813038891108E-2,0,0]
[null,{"$f":"'Input - Inventory'!B376","v":368},{"$f":"'Input - Inventory'!C376","v":"Private (P09)"},{"$f":"'Input - Inventory'!D376","v":"Support"},{"$f":"'Input - Inventory'!E376","v":"NonTraffic"},{"$f":"'Input - Inventory'!F376","v":"n/a"},{"$f":"'Input - Inventory'!G376","v":0},null,"Support - Private (P09)",null,0,10,0,null,0,0,0,0,0,0,0,0,0,0,0,0,0,0,0,0,0,0,0,0,0,0,0,0,0,0,0,0,0,null,0,0,0,0,0,0,0,0,0,null,0,0,0,0,0,0,0,0,0,0,null,0,0,0,0,0,0,0,null,0,0,0,null,{"$f":"IF($D379=\"Connection\",VLOOKUP(C379,'Input - General'!$F$62:$N$79,4,FALSE),0)","v":0},null,0.1801212933606588,0,0,null,8.6527813038891108E-2,0,0]
[null,{"$f":"'Input - Inventory'!B377","v":369},{"$f":"'Input - Inventory'!C377","v":"ROCKS STANDARD"},{"$f":"'Input - Inventory'!D377","v":"Support"},{"$f":"'Input - Inventory'!E377","v":"NonTraffic"},{"$f":"'Input - Inventory'!F377","v":"n/a"},{"$f":"'Input - Inventory'!G377","v":0},null,"Support - ROCKS STANDARD",null,0,1829,0,null,0,0,0,0,0,0,0,0,0,0,0,0,0,0,0,0,0,0,0,0,0,0,0,0,0,0,0,0,0,null,0,0,0,0,0,0,0,0,0,null,0,0,0,0,0,0,0,0,0,0,null,0,0,0,0,0,0,0,null,0,0,0,null,{"$f":"IF($D380=\"Connection\",VLOOKUP(C380,'Input - General'!$F$62:$N$79,4,FALSE),0)","v":0},null,0.1801212933606588,0,0,null,8.6527813038891108E-2,0,0]
[null,{"$f":"'Input - Inventory'!B378","v":370},{"$f":"'Input - Inventory'!C378","v":"SMARTPOLE A"},{"$f":"'Input - Inventory'!D378","v":"Support"},{"$f":"'Input - Inventory'!E378","v":"NonTraffic"},{"$f":"'Input - Inventory'!F378","v":"n/a"},{"$f":"'Input - Inventory'!G378","v":0},null,"Support - SMARTPOLE A",null,0,5,0,null,0,0,0,0,0,0,0,0,0,0,0,0,0,0,0,0,0,0,0,0,0,0,0,0,0,0,0,0,0,null,0,0,0,0,0,0,0,0,0,null,0,0,0,0,0,0,0,0,0,0,null,0,0,0,0,0,0,0,null,0,0,0,null,{"$f":"IF($D381=\"Connection\",VLOOKUP(C381,'Input - General'!$F$62:$N$79,4,FALSE),0)","v":0},null,0.1801212933606588,0,0,null,8.6527813038891108E-2,0,0]
[null,{"$f":"'Input - Inventory'!B379","v":371},{"$f":"'Input - Inventory'!C379","v":"SMARTPOLE AB"},{"$f":"'Input - Inventory'!D379","v":"Support"},{"$f":"'Input - Inventory'!E379","v":"NonTraffic"},{"$f":"'Input - Inventory'!F379","v":"n/a"},{"$f":"'Input - Inventory'!G379","v":0},null,"Support - SMARTPOLE AB",null,0,0,0,null,0,0,0,0,0,0,0,0,0,0,0,0,0,0,0,0,0,0,0,0,0,0,0,0,0,0,0,0,0,null,0,0,0,0,0,0,0,0,0,null,0,0,0,0,0,0,0,0,0,0,null,0,0,0,0,0,0,0,null,0,0,0,null,{"$f":"IF($D382=\"Connection\",VLOOKUP(C382,'Input - General'!$F$62:$N$79,4,FALSE),0)","v":0},null,0.1801212933606588,0,0,null,8.6527813038891108E-2,0,0]
[null,{"$f":"'Input - Inventory'!B380","v":372},{"$f":"'Input - Inventory'!C380","v":"SMARTPOLE B"},{"$f":"'Input - Inventory'!D380","v":"Support"},{"$f":"'Input - Inventory'!E380","v":"NonTraffic"},{"$f":"'Input - Inventory'!F380","v":"n/a"},{"$f":"'Input - Inventory'!G380","v":0},null,"Support - SMARTPOLE B",null,0,0,0,null,0,0,0,0,0,0,0,0,0,0,0,0,0,0,0,0,0,0,0,0,0,0,0,0,0,0,0,0,0,null,0,0,0,0,0,0,0,0,0,null,0,0,0,0,0,0,0,0,0,0,null,0,0,0,0,0,0,0,null,0,0,0,null,{"$f":"IF($D383=\"Connection\",VLOOKUP(C383,'Input - General'!$F$62:$N$79,4,FALSE),0)","v":0},null,0.1801212933606588,0,0,null,8.6527813038891108E-2,0,0]
[null,{"$f":"'Input - Inventory'!B381","v":373},{"$f":"'Input - Inventory'!C381","v":"SMARTPOLE C"},{"$f":"'Input - Inventory'!D381","v":"Support"},{"$f":"'Input - Inventory'!E381","v":"NonTraffic"},{"$f":"'Input - Inventory'!F381","v":"n/a"},{"$f":"'Input - Inventory'!G381","v":0},null,"Support - SMARTPOLE C",null,0,0,0,null,0,0,0,0,0,0,0,0,0,0,0,0,0,0,0,0,0,0,0,0,0,0,0,0,0,0,0,0,0,null,0,0,0,0,0,0,0,0,0,null,0,0,0,0,0,0,0,0,0,0,null,0,0,0,0,0,0,0,null,0,0,0,null,{"$f":"IF($D384=\"Connection\",VLOOKUP(C384,'Input - General'!$F$62:$N$79,4,FALSE),0)","v":0},null,0.1801212933606588,0,0,null,8.6527813038891108E-2,0,0]
[null,{"$f":"'Input - Inventory'!B382","v":374},{"$f":"'Input - Inventory'!C382","v":"SUSPENDED"},{"$f":"'Input - Inventory'!D382","v":"Support"},{"$f":"'Input - Inventory'!E382","v":"NonTraffic"},{"$f":"'Input - Inventory'!F382","v":"n/a"},{"$f":"'Input - Inventory'!G382","v":0},null,"Support - SUSPENDED",null,0,153,0,null,0,0,0,0,0,0,0,0,0,0,0,0,0,0,0,0,0,0,0,0,0,0,0,0,0,0,0,0,0,null,0,0,0,0,0,0,0,0,0,null,0,0,0,0,0,0,0,0,0,0,null,0,0,0,0,0,0,0,null,0,0,0,null,{"$f":"IF($D385=\"Connection\",VLOOKUP(C385,'Input - General'!$F$62:$N$79,4,FALSE),0)","v":0},null,0.1801212933606588,0,0,null,8.6527813038891108E-2,0,0]
[null,{"$f":"'Input - Inventory'!B383","v":375},{"$f":"'Input - Inventory'!C383","v":"Suspended (P09)"},{"$f":"'Input - Inventory'!D383","v":"Support"},{"$f":"'Input - Inventory'!E383","v":"NonTraffic"},{"$f":"'Input - Inventory'!F383","v":"n/a"},{"$f":"'Input - Inventory'!G383","v":0},null,"Support - Suspended (P09)",null,0,5,0,null,0,0,0,0,0,0,0,0,0,0,0,0,0,0,0,0,0,0,0,0,0,0,0,0,0,0,0,0,0,null,0,0,0,0,0,0,0,0,0,null,0,0,0,0,0,0,0,0,0,0,null,0,0,0,0,0,0,0,null,0,0,0,null,{"$f":"IF($D386=\"Connection\",VLOOKUP(C386,'Input - General'!$F$62:$N$79,4,FALSE),0)","v":0},null,0.1801212933606588,0,0,null,8.6527813038891108E-2,0,0]
[null,{"$f":"'Input - Inventory'!B384","v":376},{"$f":"'Input - Inventory'!C384","v":"UNKNOWN"},{"$f":"'Input - Inventory'!D384","v":"Support"},{"$f":"'Input - Inventory'!E384","v":"NonTraffic"},{"$f":"'Input - Inventory'!F384","v":"n/a"},{"$f":"'Input - Inventory'!G384","v":0},null,"Support - UNKNOWN",null,0,207,0,null,0,0,0,0,0,0,0,0,0,0,0,0,0,0,0,0,0,0,0,0,0,0,0,0,0,0,0,0,0,null,0,0,0,0,0,0,0,0,0,null,0,0,0,0,0,0,0,0,0,0,null,0,0,0,0,0,0,0,null,0,0,0,null,{"$f":"IF($D387=\"Connection\",VLOOKUP(C387,'Input - General'!$F$62:$N$79,4,FALSE),0)","v":0},null,0.1801212933606588,0,0,null,8.6527813038891108E-2,0,0]
[null,{"$f":"'Input - Inventory'!B385","v":377},{"$f":"'Input - Inventory'!C385","v":"WALL"},{"$f":"'Input - Inventory'!D385","v":"Support"},{"$f":"'Input - Inventory'!E385","v":"NonTraffic"},{"$f":"'Input - Inventory'!F385","v":"n/a"},{"$f":"'Input - Inventory'!G385","v":0},null,"Support - WALL",null,0,369,0,null,0,0,0,0,0,0,0,0,0,0,0,0,0,0,0,0,0,0,0,0,0,0,0,0,0,0,0,0,0,null,0,0,0,0,0,0,0,0,0,null,0,0,0,0,0,0,0,0,0,0,null,0,0,0,0,0,0,0,null,0,0,0,null,{"$f":"IF($D388=\"Connection\",VLOOKUP(C388,'Input - General'!$F$62:$N$79,4,FALSE),0)","v":0},null,0.1801212933606588,0,0,null,8.6527813038891108E-2,0,0]
[null,{"$f":"'Input - Inventory'!B386","v":378},{"$f":"'Input - Inventory'!C386","v":"Wall (P09)"},{"$f":"'Input - Inventory'!D386","v":"Support"},{"$f":"'Input - Inventory'!E386","v":"NonTraffic"},{"$f":"'Input - Inventory'!F386","v":"n/a"},{"$f":"'Input - Inventory'!G386","v":0},null,"Support - Wall (P09)",null,0,54,0,null,0,0,0,0,0,0,0,0,0,0,0,0,0,0,0,0,0,0,0,0,0,0,0,0,0,0,0,0,0,null,0,0,0,0,0,0,0,0,0,null,0,0,0,0,0,0,0,0,0,0,null,0,0,0,0,0,0,0,null,0,0,0,null,{"$f":"IF($D389=\"Connection\",VLOOKUP(C389,'Input - General'!$F$62:$N$79,4,FALSE),0)","v":0},null,0.1801212933606588,0,0,null,8.6527813038891108E-2,0,0]
[null,{"$f":"'Input - Inventory'!B387","v":379},{"$f":"'Input - Inventory'!C387","v":"WOOD POLE NON-TRL"},{"$f":"'Input - Inventory'!D387","v":"Support"},{"$f":"'Input - Inventory'!E387","v":"NonTraffic"},{"$f":"'Input - Inventory'!F387","v":"n/a"},{"$f":"'Input - Inventory'!G387","v":0},null,"Support - WOOD POLE NON-TRL",null,0,143400.5,0,null,0,0,0,0,0,0,0,0,0,0,0,0,0,0,0,0,0,0,0,0,0,0,0,0,0,0,0,0,0,null,0,0,0,0,0,0,0,0,0,null,0,0,0,0,0,0,0,0,0,0,null,0,0,0,0,0,0,0,null,0,0,0,null,{"$f":"IF($D390=\"Connection\",VLOOKUP(C390,'Input - General'!$F$62:$N$79,4,FALSE),0)","v":0},null,0.1801212933606588,0,0,null,8.6527813038891108E-2,0,0]
[null,{"$f":"'Input - Inventory'!B388","v":380},{"$f":"'Input - Inventory'!C388","v":"Wood Pole non-TRL (P09)"},{"$f":"'Input - Inventory'!D388","v":"Support"},{"$f":"'Input - Inventory'!E388","v":"NonTraffic"},{"$f":"'Input - Inventory'!F388","v":"n/a"},{"$f":"'Input - Inventory'!G388","v":0},null,"Support - Wood Pole non-TRL (P09)",null,0,4464.5,0,null,0,0,0,0,0,0,0,0,0,0,0,0,0,0,0,0,0,0,0,0,0,0,0,0,0,0,0,0,0,null,0,0,0,0,0,0,0,0,0,null,0,0,0,0,0,0,0,0,0,0,null,0,0,0,0,0,0,0,null,0,0,0,null,{"$f":"IF($D391=\"Connection\",VLOOKUP(C391,'Input - General'!$F$62:$N$79,4,FALSE),0)","v":0},null,0.1801212933606588,0,0,null,8.6527813038891108E-2,0,0]
[null,{"$f":"'Input - Inventory'!B389","v":381},{"$f":"'Input - Inventory'!C389","v":"WOOD POLE TRL"},{"$f":"'Input - Inventory'!D389","v":"Support"},{"$f":"'Input - Inventory'!E389","v":"NonTraffic"},{"$f":"'Input - Inventory'!F389","v":"n/a"},{"$f":"'Input - Inventory'!G389","v":0},null,"Support - WOOD POLE TRL",null,0,47735,0,null,0,0,0,0,0,0,0,0,0,0,0,0,0,0,0,0,0,0,0,0,0,0,0,0,0,0,0,0,0,null,0,0,0,0,0,0,0,0,0,null,0,0,0,0,0,0,0,0,0,0,null,0,0,0,0,0,0,0,null,0,0,0,null,{"$f":"IF($D392=\"Connection\",VLOOKUP(C392,'Input - General'!$F$62:$N$79,4,FALSE),0)","v":0},null,0.1801212933606588,0,0,null,8.6527813038891108E-2,0,0]
[null,{"$f":"'Input - Inventory'!B390","v":382},{"$f":"'Input - Inventory'!C390","v":"Wood Pole TRL (P09)"},{"$f":"'Input - Inventory'!D390","v":"Support"},{"$f":"'Input - Inventory'!E390","v":"Traffic"},{"$f":"'Input - Inventory'!F390","v":"n/a"},{"$f":"'Input - Inventory'!G390","v":0},null,"Support - Wood Pole TRL (P09)",null,0,1550.5,0,null,0,0,0,0,0,0,0,0,0,0,0,0,0,0,0,0,0,0,0,0,0,0,0,0,0,0,0,0,0,null,0,0,0,0,0,0,0,0,0,null,0,0,0,0,0,0,0,0,0,0,null,0,0,0,0,0,0,0,null,0,0,0,null,{"$f":"IF($D393=\"Connection\",VLOOKUP(C393,'Input - General'!$F$62:$N$79,4,FALSE),0)","v":0},null,0.1801212933606588,0,0,null,8.6527813038891108E-2,0,0]

{"sheet":"Calc - Opex FY15","index":3,"n_rows":393,"n_cols":86,"rows_kept":393,"cut":false,"hidden":false,"merged":[[8,67,8,68],[8,69,8,70],[7,42,9,42],[7,52,9,52],[7,63,9,63],[8,54,8,56],[8,57,8,59],[8,60,8,62],[8,50,8,51],[8,46,8,47],[8,44,8,45],[1,1,8,6],[8,65,8,66],[7,12,9,12],[8,26,8,27],[8,28,8,29],[7,18,7,19],[7,20,7,21],[7,22,7,23],[8,34,8,35],[8,36,8,37],[8,38,8,39],[8,40,8,41],[7,40,7,41],[7,14,7,15],[7,36,7,37],[7,34,7,35],[7,32,7,33],[7,16,7,17],[8,14,8,15],[8,16,8,17],[8,18,8,19],[8,20,8,21],[8,22,8,23],[7,85,9,85],[7,24,7,25],[8,48,8,49],[8,30,8,31],[7,38,7,39],[7,30,7,31],[7,26,7,27],[7,28,7,29],[7,81,9,81],[7,71,9,71],[7,75,9,75],[8,74,9,74],[8,73,9,73],[8,24,8,25],[7,77,9,77],[8,32,8,33]]}
[]
[null,{"$f":"CONCATENATE(\"This sheet contains no inputs and all values are calculated for \" & \"FY15\" )","v":"This sheet contains no inputs and all values are calculated for FY15"},null,null,null,null,null,null,null,null,null,null,null,null,null,null,null,null,null,null,null,null,null,null,null,null,null,null,null,null,null,null,null,null,null,null,null,null,null,null,null,null,"Bulk contract",null,null,null,null,null,null,null,null,null,"Bulk materials",null,null,null,null,null,null,null,null,null,null,"Spot labour",null,null,null,null,null,null,null,"Spot materials",null,null,null,"EWP costs",null,"Connections",null,null,null,"Overheads",null,null,null,"CAM"]
[]
[null,null,null,null,null,null,null,null,null,null,null,"Totals --->   ",{"$f":"SUM(M12:M475)","v":18565646.789174568},null,{"$f":"SUMPRODUCT(O12:O294,P12:P294,$L$12:$L$294)","v":610018.53147468402},null,{"$f":"SUMPRODUCT(Q12:Q294,R12:R294,$L$12:$L$294)","v":257592.60571892824},null,{"$f":"SUMPRODUCT(S12:S294,T12:T294,$L$12:$L$294)","v":34000.062864813975},null,{"$f":"SUMPRODUCT(U12:U294,V12:V294,$L$12:$L$294)","v":3793.8917823986681},null,{"$f":"SUMPRODUCT(W12:W294,X12:X294,$L$12:$L$294)","v":435023.53572855541},null,{"$f":"SUMPRODUCT(Y12:Y294,Z12:Z294,$L$12:$L$294)","v":11981.368897733906},null,{"$f":"SUMPRODUCT(AA12:AA294,AB12:AB294,$L$12:$L$294)","v":104489.23996682676},null,{"$f":"SUMPRODUCT(AC12:AC294,AD12:AD294,$L$12:$L$294)","v":845618.1040079908},null,{"$f":"SUMPRODUCT(AE12:AE294,AF12:AF294,$L$12:$L$294)","v":797525.42604843993},null,{"$f":"SUMPRODUCT(AG12:AG294,AH12:AH294,$L$12:$L$294)","v":0},null,{"$f":"SUMPRODUCT(AI12:AI294,AJ12:AJ294,$L$12:$L$294)","v":348405.9463009566},null,{"$f":"SUMPRODUCT(AK12:AK294,AL12:AL294,$L$12:$L$294)","v":553625.26506089477},null,{"$f":"SUMPRODUCT(AM12:AM294,AN12:AN294,$L$12:$L$294)","v":0},null,{"$f":"SUMPRODUCT(AO12:AO294,AP12:AP294,$L$12:$L$294)","v":0},null,{"$f":"SUMPRODUCT(AQ12:AQ475,$L$12:$L$475)","v":4002073.9778522244},null,{"$f":"SUMPRODUCT(AS12:AS294,AT12:AT294,$L$12:$L$294)","v":1309653.5259258347},null,{"$f":"SUMPRODUCT(AU12:AU294,AV12:AV294,$L$12:$L$294)","v":145778.40137122475},null,{"$f":"SUMPRODUCT(AW12:AW294,AX12:AX294,$L$12:$L$294)","v":455351.37954166642},null,{"$f":"SUMPRODUCT(AY12:AY294,AZ12:AZ294,$L$12:$L$294)","v":1925},null,{"$f":"SUMPRODUCT(BA12:BA475,$L$12:$L$475)","v":1912708.3068387264},null,{"$f":"SUMPRODUCT(BC12:BC294,BD12:BD294,BE12:BE294,$L$12:$L$294)","v":3982756.1258764286},null,null,{"$f":"SUMPRODUCT(BF12:BF294,BG12:BG294,BH12:BH294,$L$12:$L$294)","v":0},null,null,{"$f":"SUMPRODUCT(BI12:BI294,BJ12:BJ294,BK12:BK294,$L$12:$L$294)","v":0},null,null,{"$f":"SUMPRODUCT(BL12:BL475,$L$12:$L$475)","v":3982756.1258764286},null,{"$f":"SUMPRODUCT(BN12:BN294,BO12:BO294,$L$12:$L$294)","v":474244.74917184148},null,{"$f":"SUMPRODUCT(BP12:BP294,BQ12:BQ294,$L$12:$L$294)","v":38795.937536950012},null,{"$f":"SUMPRODUCT(BR12:BR294,BS12:BS294,$L$12:$L$294)","v":732.2},null,{"$f":"SUMPRODUCT(BT12:BT475,$L$12:$L$475)","v":513772.88670879143},null,null,null,{"$f":"SUMPRODUCT(BX12:BX475,$L$12:$L$475)","v":1627122.3609359975},null,{"$f":"SUMPRODUCT(BZ12:BZ475,$L$12:$L$475)","v":2440700.404620436},null,null,null,{"$f":"SUMPRODUCT(CD12:CD475,$L$12:$L$475)","v":2608000.3541397792},null,null,null,{"$f":"SUMPRODUCT(CH12:CH475,$L$12:$L$475)","v":1478512.3722021875}]
[]
[null,null,null,null,null,null,null,null,null,null,null,"Percent --->   ",null,null,null,null,null,null,null,null,null,null,null,null,null,null,null,null,null,null,null,null,null,null,null,null,null,null,null,null,null,null,{"$f":"TotalOpexBulkContract/TotalOpex","v":0.21556340176555505},null,null,null,null,null,null,null,null,null,{"$f":"TotalOpexBulkMaterials/TotalOpex","v":0.10302405989722946},null,null,null,null,null,null,null,null,null,null,{"$f":"TotalOpexSpotLabour/TotalOpex","v":0.21452288579564766},null,null,null,null,null,null,null,{"$f":"TotalOpexSpotMaterials/TotalOpex","v":2.7673309340796409E-2},null,null,null,{"$f":"TotalOpexSpotOther/TotalOpex","v":8.7641566136266003E-2},null,{"$f":"BZ4/TotalOpex","v":0.13146325750652449},null,null,null,{"$f":"TotalOpexOverheads/TotalOpex","v":0.14047452177429534},null,null,null,{"$f":"CH4/TotalOpex","v":7.9636997783685756E-2}]
[]
[null,null,null,null,null,null,null,null,null,null,null,null,"Sub-total annual cost",null,"Task 1",null,"Task 2",null,"Task 3",null,"Task 4",null,"Task 5",null,"Task 6",null,"Task 7",null,"Task 8",null,"Task 9",null,"Task 10",null,"Task 11",null,"Task 12",null,"Task 13",null,"Task 14",null,"Sub-total annual cost per asset",null,null,null,null,null,null,null,null,null,"Sub-total annual cost per asset",null,null,null,null,null,null,null,null,null,null,"Sub-total annual cost per asset",null,null,null,null,null,null,null,"Sub-total annual cost per asset",null,null,null,"Sub-total annual cost per asset",null,"Sub-total annual cost per asset",null,null,null,"Sub-total annual cost per asset",null,null,null,"Sub-total annual cost per asset"]
[null,null,null,null,null,null,null,null,null,null,null,null,null,null,"Minor < 130w",null,"Major > 130w",null,"Minor < 130w",null,"Major > 130w",null,"All",null,"All",null,"All",null,"All",null,"All",null,"All",null,"All",null,"All",null,"All",null,"All",null,null,null,"Lamp",null,"Visors",null,"PE Cell",null,"Misc",null,null,null,"Lamp change",null,null,"PE Cell change",null,null,"Misc",null,null,null,null,"Lamp",null,"PE Cell",null,"Misc",null,null,null,"Price","Hours (weighted by failure)"]
[null,"#","Description","Type","Route","Category","Lamps (#)",null,null,null,"Price","Count",null,null,"Price","Cycle","Price","Cycle","Price","Cycle","Price","Cycle","Price","Cycle","Price","Cycle","Price","Cycle","Price","Cycle","Price","Cycle","Price","Cycle","Price","Cycle","Price","Cycle","Price","Cycle","Price","Cycle",null,null,"Price","Cycle","Price","Cycle","Price","Cycle","Price","Cycle",null,null,"Price","Failure","Hours","Price","Failure","Hours","Price","Failure","Hours",null,null,"Price","Failure","Price","Failure","Price","Failure",null,null,null,null,null,null,null,null,"Rate","Cost",null,null,"Rate","Cost"]
[]
[null,{"$f":"'Input - Inventory'!B9","v":1},{"$f":"'Input - Inventory'!C9","v":"0.5"},{"$f":"'Input - Inventory'!D9","v":"Bracket"},{"$f":"'Input - Inventory'!E9","v":"NonTraffic"},{"$f":"'Input - Inventory'!F9","v":"n/a"},{"$f":"'Input - Inventory'!G9","v":0},null,{"$f":"CONCATENATE(D12,\" - \",C12)","v":"Bracket - 0.5"},null,{"$f":"AQ12+BA12+BL12+BT12+BX12+BZ12+CD12+CH12","v":0},{"$f":"INDIRECT(L$10&$B12&\"FY15\")","v":33642},{"$f":"L12*K12","v":0},null,{"$f":"IF(AND($D12=\"Lamp\", OR($F12=O$9, O$9=\"All\")),INDIRECT(\"PriceBulkTask1\" & \"FY15\"),0)","v":0},{"$f":"IF(AND($D12=\"Lamp\",CycleBulkTask1<>0, OR($F12=O$9,O$9=\"All\")),1/CycleBulkTask1,0)","v":0},{"$f":"IF(AND($D12=\"Lamp\", OR($F12=Q$9, Q$9=\"All\")),INDIRECT(\"PriceBulkTask2\" & \"FY15\"),0)","v":0},{"$f":"IF(AND($D12=\"Lamp\",CycleBulkTask2<>0, OR($F12=Q$9,Q$9=\"All\")),1/CycleBulkTask2,0)","v":0},{"$f":"IF(AND($D12=\"Lamp\", OR($F12=S$9, S$9=\"All\")),INDIRECT(\"PriceBulkTask3\" & \"FY15\"),0)","v":0},{"$f":"IF(AND($D12=\"Lamp\",CycleBulkTask3<>0, OR($F12=S$9,S$9=\"All\")),1/CycleBulkTask3,0)","v":0},{"$f":"IF(AND($D12=\"Lamp\", OR($F12=U$9, U$9=\"All\")),INDIRECT(\"PriceBulkTask4\" & \"FY15\"),0)","v":0},{"$f":"IF(AND($D12=\"Lamp\",CycleBulkTask4<>0, OR($F12=U$9,U$9=\"All\")),1/CycleBulkTask4,0)","v":0},{"$f":"IF(AND($D12=\"Lamp\", OR($F12=W$9, W$9=\"All\")),INDIRECT(\"PriceBulkTask5\" & \"FY15\"),0)","v":0},{"$f":"IF(AND($D12=\"Lamp\",CycleBulkTask5<>0, OR($F12=W$9,W$9=\"All\")),1/CycleBulkTask5,0)","v":0},{"$f":"IF(AND($D12=\"Lamp\", OR($F12=Y$9, Y$9=\"All\")),INDIRECT(\"PriceBulkTask6\" & \"FY15\"),0)","v":0},{"$f":"IF(AND($D12=\"Lamp\",CycleBulkTask6<>0, OR($F12=Y$9,Y$9=\"All\")),1/CycleBulkTask6,0)","v":0},{"$f":"IF(AND($D12=\"Lamp\", OR($F12=AA$9, AA$9=\"All\")),INDIRECT(\"PriceBulkTask7\" & \"FY15\"),0)","v":0},{"$f":"IF(AND($D12=\"Lamp\",CycleBulkTask7<>0, OR($F12=AA$9,AA$9=\"All\")),1/CycleBulkTask7,0)","v":0},{"$f":"IF(AND($D12=\"Lamp\", OR($F12=AC$9, AC$9=\"All\")),INDIRECT(\"PriceBulkTask8\" & \"FY15\"),0)","v":0},{"$f":"IF(AND($D12=\"Lamp\",CycleBulkTask8<>0, OR($F12=AC$9,AC$9=\"All\")),1/CycleBulkTask8,0)","v":0},{"$f":"IF(AND($D12=\"Lamp\", OR($F12=AE$9, AE$9=\"All\")),INDIRECT(\"PriceBulkTask9\" & \"FY15\"),0)","v":0},{"$f":"IF(AND($D12=\"Lamp\",CycleBulkTask9<>0, OR($F12=AE$9,AE$9=\"All\")),1/CycleBulkTask9,0)","v":0},{"$f":"IF(AND($D12=\"Lamp\", OR($F12=AG$9, AG$9=\"All\")),INDIRECT(\"PriceBulkTask10\" & \"FY15\"),0)","v":0},{"$f":"IF(AND($D12=\"Lamp\",CycleBulkTask10<>0, OR($F12=AG$9,AG$9=\"All\")),1/CycleBulkTask10,0)","v":0},{"$f":"IF(AND($D12=\"Lamp\", OR($F12=AI$9, AI$9=\"All\")),INDIRECT(\"PriceBulkTask11\" & \"FY15\"),0)","v":0},{"$f":"IF(AND($D12=\"Lamp\",CycleBulkTask11<>0, OR($F12=AI$9,AI$9=\"All\")),1/CycleBulkTask11,0)","v":0},{"$f":"IF(AND($D12=\"Lamp\", OR($F12=AK$9, AK$9=\"All\")),INDIRECT(\"PriceBulkTask12\" & \"FY15\"),0)","v":0},{"$f":"IF(AND($D12=\"Lamp\",CycleBulkTask12<>0, OR($F12=AK$9,AK$9=\"All\")),1/CycleBulkTask12,0)","v":0},{"$f":"IF(AND($D12=\"Lamp\", OR($F12=AM$9, AM$9=\"All\")),INDIRECT(\"PriceBulkTask13\" & \"FY15\"),0)","v":0},{"$f":"IF(AND($D12=\"Lamp\",CycleBulkTask13<>0, OR($F12=AM$9,AM$9=\"All\")),1/CycleBulkTask13,0)","v":0},{"$f":"IF(AND($D12=\"Lamp\", OR($F12=AO$9, AO$9=\"All\")),INDIRECT(\"PriceBulkTask14\" & \"FY15\"),0)","v":0},{"$f":"IF(AND($D12=\"Lamp\",CycleBulkTask14<>0, OR($F12=AO$9,AO$9=\"All\")),1/CycleBulkTask14,0)","v":0},{"$f":"O12*P12+Q12*R12+S12*T12+U12*V12+W12*X12+Y12*Z12+AA12*AB12+AC12*AD12+AE12*AF12+AG12*AH12+AI12*AJ12+AK12*AL12+AM12*AN12+AO12*AP12","v":0},null,{"$f":"IF($D12=\"Lamp\",$G12*INDIRECT(\"Price\" & $B12 & \"FY15\"),0)","v":0},{"$f":"MAX(P12,R12)","v":0},{"$f":"IF($D12=\"Lamp\",INDIRECT(\"PriceVisor\" & \"FY15\"),0)","v":0},{"$f":"MAX(T12,V12)","v":0},{"$f":"IF($D12=\"Lamp\",INDIRECT(\"PricePECell\" & \"FY15\"),0)","v":0},{"$f":"X12","v":0},{"$f":"IF($D12=\"Lamp\",INDIRECT(\"PriceMisc\" & \"FY15\"),0)","v":0},{"$f":"INDIRECT($E12)*$V12 +(1-INDIRECT($E12))*$T12","v":0},{"$f":"AS12*AT12+AU12*AV12+AW12*AX12+AY12*AZ12","v":0},null,{"$f":"IF($D12=$AS$9,(INDIRECT(\"PriceLabour\" & \"FY15\")*ProportionStandardHours + INDIRECT(\"PriceLabourOvertime\" & \"FY15\")*ProportionOvertimeHours)*(1+RateOnCostAnnual),0)","v":0},{"$f":"BO12","v":0},{"$f":"IF($D12=\"Lamp\",(NumberOfCrew+INDIRECT($E12)*TrafficController)*(TimeToReplaceLamp),0)","v":0},{"$f":"IF($D12=$AS$9,(INDIRECT(\"PriceLabour\" & \"FY15\")*ProportionStandardHours + INDIRECT(\"PriceLabourOvertime\" & \"FY15\")*ProportionOvertimeHours)*(1+RateOnCostAnnual),0)","v":0},{"$f":"BQ12","v":0},{"$f":"IF($D12=\"Lamp\",(NumberOfCrew+INDIRECT($E12)*TrafficController)*(TimeForPECellReplace),0)","v":0},{"$f":"IF($D12=$AS$9,(INDIRECT(\"PriceLabour\" & \"FY15\")*ProportionStandardHours + INDIRECT(\"PriceLabourOvertime\" & \"FY15\")*ProportionOvertimeHours)*(1+RateOnCostAnnual),0)","v":0},{"$f":"BS12","v":0},{"$f":"IF($D12=\"Lamp\",(NumberOfCrew+INDIRECT($E12)*TrafficController)*(TimeForOtherSpot),0)","v":0},{"$f":"BC12*BD12*BE12+BF12*BG12*BH12+BI12*BJ12*BK12","v":0},null,{"$f":"IF($D12=\"Lamp\",INDIRECT(\"Price\" & $B12 & \"FY15\"),0)","v":0},{"$f":"IF($D12=\"Lamp\",INDIRECT(BO$10 & $B12),0)","v":0},{"$f":"IF($D12=\"Lamp\",INDIRECT(\"pRICEpecELL\" & \"FY15\"),0)","v":0},{"$f":"IF($D12=\"Lamp\",INDIRECT(\"FailurePECell\" & \"Annual\"),0)","v":0},{"$f":"IF($D12=\"Lamp\",INDIRECT(\"PriceMisc\" & \"FY15\"),0)","v":0},{"$f":"IF($D12=\"Lamp\",INDIRECT(\"FailureMisc\" & \"Annual\"),0)","v":0},{"$f":"BN12*BO12+BP12*BQ12+BR12*BS12","v":0},null,{"$f":"IF(AND($D12=\"Lamp\"),INDIRECT(\"PriceEWP\"&\"FY15\"),0)","v":0},{"$f":"BD12*BE12+BG12*BH12+BJ12*BK12","v":0},{"$f":"BV12*BW12","v":0},null,{"$f":"IF($D12=\"Connection\",VLOOKUP(C12,'Input - General'!$F$62:$N$79,5,FALSE),0)","v":0},null,{"$f":"RateOverhead","v":0.1801212933606588},{"$f":"BX12+BL12+BT12+BA12+AQ12+BZ12","v":0},{"$f":"CC12*CB12","v":0},null,{"$f":"CorporateOverheads","v":8.6527813038891108E-2},{"$f":"AQ12+BA12+BL12+BT12+BX12+BZ12+CD12","v":0},{"$f":"CG12*CF12","v":0}]
[null,{"$f":"'Input - Inventory'!B10","v":2},{"$f":"'Input - Inventory'!C10","v":"0.5 (P09)"},{"$f":"'Input - Inventory'!D10","v":"Bracket"},{"$f":"'Input - Inventory'!E10","v":"NonTraffic"},{"$f":"'Input - Inventory'!F10","v":"n/a"},{"$f":"'Input - Inventory'!G10","v":0},null,{"$f":"CONCATENATE(D13,\" - \",C13)","v":"Bracket - 0.5 (P09)"},null,{"$f":"AQ13+BA13+BL13+BT13+BX13+BZ13+CD13+CH13","v":0},{"$f":"INDIRECT(L$10&$B13&\"FY15\")","v":1150},0,null,{"$f":"IF(AND($D13=\"Lamp\", OR($F13=O$9, O$9=\"All\")),INDIRECT(\"PriceBulkTask1\" & \"FY15\"),0)","v":0},0,{"$f":"IF(AND($D13=\"Lamp\", OR($F13=Q$9, Q$9=\"All\")),INDIRECT(\"PriceBulkTask2\" & \"FY15\"),0)","v":0},0,{"$f":"IF(AND($D13=\"Lamp\", OR($F13=S$9, S$9=\"All\")),INDIRECT(\"PriceBulkTask3\" & \"FY15\"),0)","v":0},0,{"$f":"IF(AND($D13=\"Lamp\", OR($F13=U$9, U$9=\"All\")),INDIRECT(\"PriceBulkTask4\" & \"FY15\"),0)","v":0},0,{"$f":"IF(AND($D13=\"Lamp\", OR($F13=W$9, W$9=\"All\")),INDIRECT(\"PriceBulkTask5\" & \"FY15\"),0)","v":0},0,{"$f":"IF(AND($D13=\"Lamp\", OR($F13=Y$9, Y$9=\"All\")),INDIRECT(\"PriceBulkTask6\" & \"FY15\"),0)","v":0},0,{"$f":"IF(AND($D13=\"Lamp\", OR($F13=AA$9, AA$9=\"All\")),INDIRECT(\"PriceBulkTask7\" & \"FY15\"),0)","v":0},0,{"$f":"IF(AND($D13=\"Lamp\", OR($F13=AC$9, AC$9=\"All\")),INDIRECT(\"PriceBulkTask8\" & \"FY15\"),0)","v":0},0,{"$f":"IF(AND($D13=\"Lamp\", OR($F13=AE$9, AE$9=\"All\")),INDIRECT(\"PriceBulkTask9\" & \"FY15\"),0)","v":0},0,{"$f":"IF(AND($D13=\"Lamp\", OR($F13=AG$9, AG$9=\"All\")),INDIRECT(\"PriceBulkTask10\" & \"FY15\"),0)","v":0},0,{"$f":"IF(AND($D13=\"Lamp\", OR($F13=AI$9, AI$9=\"All\")),INDIRECT(\"PriceBulkTask11\" & \"FY15\"),0)","v":0},0,{"$f":"IF(AND($D13=\"Lamp\", OR($F13=AK$9, AK$9=\"All\")),INDIRECT(\"PriceBulkTask12\" & \"FY15\"),0)","v":0},0,{"$f":"IF(AND($D13=\"Lamp\", OR($F13=AM$9, AM$9=\"All\")),INDIRECT(\"PriceBulkTask13\" & \"FY15\"),0)","v":0},0,{"$f":"IF(AND($D13=\"Lamp\", OR($F13=AO$9, AO$9=\"All\")),INDIRECT(\"PriceBulkTask14\" & \"FY15\"),0)","v":0},0,0,null,{"$f":"IF($D13=\"Lamp\",$G13*INDIRECT(\"Price\" & $B13 & \"FY15\"),0)","v":0},0,{"$f":"IF($D13=\"Lamp\",INDIRECT(\"PriceVisor\" & \"FY15\"),0)","v":0},0,{"$f":"IF($D13=\"Lamp\",INDIRECT(\"PricePECell\" & \"FY15\"),0)","v":0},0,{"$f":"IF($D13=\"Lamp\",INDIRECT(\"PriceMisc\" & \"FY15\"),0)","v":0},0,0,null,0,0,0,0,0,0,0,0,0,{"$f":"BC13*BD13*BE13+BF13*BG13*BH13+BI13*BJ13*BK13","v":0},null,{"$f":"IF($D13=\"Lamp\",INDIRECT(\"Price\" & $B13 & \"FY15\"),0)","v":0},0,{"$f":"IF($D13=\"Lamp\",INDIRECT(\"pRICEpecELL\" & \"FY15\"),0)","v":0},0,{"$f":"IF($D13=\"Lamp\",INDIRECT(\"PriceMisc\" & \"FY15\"),0)","v":0},0,0,null,{"$f":"IF(AND($D13=\"Lamp\"),INDIRECT(\"PriceEWP\"&\"FY15\"),0)","v":0},0,0,null,{"$f":"IF($D13=\"Connection\",VLOOKUP(C13,'Input - General'!$F$62:$N$79,5,FALSE),0)","v":0},null,0.1801212933606588,0,0,null,8.6527813038891108E-2,{"$f":"AQ13+BA13+BL13+BT13+BX13+BZ13+CD13","v":0},0]
[null,{"$f":"'Input - Inventory'!B11","v":3},{"$f":"'Input - Inventory'!C11","v":"0.6"},{"$f":"'Input - Inventory'!D11","v":"Bracket"},{"$f":"'Input - Inventory'!E11","v":"NonTraffic"},{"$f":"'Input - Inventory'!F11","v":"n/a"},{"$f":"'Input - Inventory'!G11","v":0},null,"Bracket - 0.6",null,0,149,0,null,0,0,0,0,0,0,0,0,0,0,0,0,0,0,0,0,0,0,0,0,0,0,0,0,0,0,0,0,0,null,0,0,0,0,0,0,0,0,0,null,0,0,0,0,0,0,0,0,0,0,null,0,0,0,0,0,0,0,null,0,0,0,null,{"$f":"IF($D14=\"Connection\",VLOOKUP(C14,'Input - General'!$F$62:$N$79,5,FALSE),0)","v":0},null,0.1801212933606588,0,0,null,8.6527813038891108E-2,0,0]
[null,{"$f":"'Input - Inventory'!B12","v":4},{"$f":"'Input - Inventory'!C12","v":"1.0"},{"$f":"'Input - Inventory'!D12","v":"Bracket"},{"$f":"'Input - Inventory'!E12","v":"NonTraffic"},{"$f":"'Input - Inventory'!F12","v":"n/a"},{"$f":"'Input - Inventory'!G12","v":0},null,"Bracket - 1.0",null,0,8607,0,null,0,0,0,0,0,0,0,0,0,0,0,0,0,0,0,0,0,0,0,0,0,0,0,0,0,0,0,0,0,null,0,0,0,0,0,0,0,0,0,null,0,0,0,0,0,0,0,0,0,0,null,0,0,0,0,0,0,0,null,0,0,0,null,{"$f":"IF($D15=\"Connection\",VLOOKUP(C15,'Input - General'!$F$62:$N$79,5,FALSE),0)","v":0},null,0.1801212933606588,0,0,null,8.6527813038891108E-2,0,0]
[null,{"$f":"'Input - Inventory'!B13","v":5},{"$f":"'Input - Inventory'!C13","v":"1.2"},{"$f":"'Input - Inventory'!D13","v":"Bracket"},{"$f":"'Input - Inventory'!E13","v":"NonTraffic"},{"$f":"'Input - Inventory'!F13","v":"n/a"},{"$f":"'Input - Inventory'!G13","v":0},null,"Bracket - 1.2",null,0,24937,0,null,0,0,0,0,0,0,0,0,0,0,0,0,0,0,0,0,0,0,0,0,0,0,0,0,0,0,0,0,0,null,0,0,0,0,0,0,0,0,0,null,0,0,0,0,0,0,0,0,0,0,null,0,0,0,0,0,0,0,null,0,0,0,null,{"$f":"IF($D16=\"Connection\",VLOOKUP(C16,'Input - General'!$F$62:$N$79,5,FALSE),0)","v":0},null,0.1801212933606588,0,0,null,8.6527813038891108E-2,0,0]
[null,{"$f":"'Input - Inventory'!B14","v":6},{"$f":"'Input - Inventory'!C14","v":"1.2 (P09)"},{"$f":"'Input - Inventory'!D14","v":"Bracket"},{"$f":"'Input - Inventory'!E14","v":"NonTraffic"},{"$f":"'Input - Inventory'!F14","v":"n/a"},{"$f":"'Input - Inventory'!G14","v":0},null,"Bracket - 1.2 (P09)",null,0,696,0,null,0,0,0,0,0,0,0,0,0,0,0,0,0,0,0,0,0,0,0,0,0,0,0,0,0,0,0,0,0,null,0,0,0,0,0,0,0,0,0,null,0,0,0,0,0,0,0,0,0,0,null,0,0,0,0,0,0,0,null,0,0,0,null,{"$f":"IF($D17=\"Connection\",VLOOKUP(C17,'Input - General'!$F$62:$N$79,5,FALSE),0)","v":0},null,0.1801212933606588,0,0,null,8.6527813038891108E-2,0,0]
[null,{"$f":"'Input - Inventory'!B15","v":7},{"$f":"'Input - Inventory'!C15","v":"1.5"},{"$f":"'Input - Inventory'!D15","v":"Bracket"},{"$f":"'Input - Inventory'!E15","v":"NonTraffic"},{"$f":"'Input - Inventory'!F15","v":"n/a"},{"$f":"'Input - Inventory'!G15","v":0},null,"Bracket - 1.5",null,0,3808,0,null,0,0,0,0,0,0,0,0,0,0,0,0,0,0,0,0,0,0,0,0,0,0,0,0,0,0,0,0,0,null,0,0,0,0,0,0,0,0,0,null,0,0,0,0,0,0,0,0,0,0,null,0,0,0,0,0,0,0,null,0,0,0,null,{"$f":"IF($D18=\"Connection\",VLOOKUP(C18,'Input - General'!$F$62:$N$79,5,FALSE),0)","v":0},null,0.1801212933606588,0,0,null,8.6527813038891108E-2,0,0]
[null,{"$f":"'Input - Inventory'!B16","v":8},{"$f":"'Input - Inventory'!C16","v":"2.0"},{"$f":"'Input - Inventory'!D16","v":"Bracket"},{"$f":"'Input - Inventory'!E16","v":"NonTraffic"},{"$f":"'Input - Inventory'!F16","v":"n/a"},{"$f":"'Input - Inventory'!G16","v":0},null,"Bracket - 2.0",null,0,70865,0,null,0,0,0,0,0,0,0,0,0,0,0,0,0,0,0,0,0,0,0,0,0,0,0,0,0,0,0,0,0,null,0,0,0,0,0,0,0,0,0,null,0,0,0,0,0,0,0,0,0,0,null,0,0,0,0,0,0,0,null,0,0,0,null,{"$f":"IF($D19=\"Connection\",VLOOKUP(C19,'Input - General'!$F$62:$N$79,5,FALSE),0)","v":0},null,0.1801212933606588,0,0,null,8.6527813038891108E-2,0,0]
[null,{"$f":"'Input - Inventory'!B17","v":9},{"$f":"'Input - Inventory'!C17","v":"2.0 (P09)"},{"$f":"'Input - Inventory'!D17","v":"Bracket"},{"$f":"'Input - Inventory'!E17","v":"NonTraffic"},{"$f":"'Input - Inventory'!F17","v":"n/a"},{"$f":"'Input - Inventory'!G17","v":0},null,"Bracket - 2.0 (P09)",null,0,17415.5,0,null,0,0,0,0,0,0,0,0,0,0,0,0,0,0,0,0,0,0,0,0,0,0,0,0,0,0,0,0,0,null,0,0,0,0,0,0,0,0,0,null,0,0,0,0,0,0,0,0,0,0,null,0,0,0,0,0,0,0,null,0,0,0,null,{"$f":"IF($D20=\"Connection\",VLOOKUP(C20,'Input - General'!$F$62:$N$79,5,FALSE),0)","v":0},null,0.1801212933606588,0,0,null,8.6527813038891108E-2,0,0]
[null,{"$f":"'Input - Inventory'!B18","v":10},{"$f":"'Input - Inventory'!C18","v":"2.5"},{"$f":"'Input - Inventory'!D18","v":"Bracket"},{"$f":"'Input - Inventory'!E18","v":"Traffic"},{"$f":"'Input - Inventory'!F18","v":"n/a"},{"$f":"'Input - Inventory'!G18","v":0},null,"Bracket - 2.5",null,0,518,0,null,0,0,0,0,0,0,0,0,0,0,0,0,0,0,0,0,0,0,0,0,0,0,0,0,0,0,0,0,0,null,0,0,0,0,0,0,0,0,0,null,0,0,0,0,0,0,0,0,0,0,null,0,0,0,0,0,0,0,null,0,0,0,null,{"$f":"IF($D21=\"Connection\",VLOOKUP(C21,'Input - General'!$F$62:$N$79,5,FALSE),0)","v":0},null,0.1801212933606588,0,0,null,8.6527813038891108E-2,0,0]
[null,{"$f":"'Input - Inventory'!B19","v":11},{"$f":"'Input - Inventory'!C19","v":"3.0"},{"$f":"'Input - Inventory'!D19","v":"Bracket"},{"$f":"'Input - Inventory'!E19","v":"Traffic"},{"$f":"'Input - Inventory'!F19","v":"n/a"},{"$f":"'Input - Inventory'!G19","v":0},null,"Bracket - 3.0",null,0,5928,0,null,0,0,0,0,0,0,0,0,0,0,0,0,0,0,0,0,0,0,0,0,0,0,0,0,0,0,0,0,0,null,0,0,0,0,0,0,0,0,0,null,0,0,0,0,0,0,0,0,0,0,null,0,0,0,0,0,0,0,null,0,0,0,null,{"$f":"IF($D22=\"Connection\",VLOOKUP(C22,'Input - General'!$F$62:$N$79,5,FALSE),0)","v":0},null,0.1801212933606588,0,0,null,8.6527813038891108E-2,0,0]
[null,{"$f":"'Input - Inventory'!B20","v":12},{"$f":"'Input - Inventory'!C20","v":"3.0 (P09)"},{"$f":"'Input - Inventory'!D20","v":"Bracket"},{"$f":"'Input - Inventory'!E20","v":"Traffic"},{"$f":"'Input - Inventory'!F20","v":"n/a"},{"$f":"'Input - Inventory'!G20","v":0},null,"Bracket - 3.0 (P09)",null,0,603,0,null,0,0,0,0,0,0,0,0,0,0,0,0,0,0,0,0,0,0,0,0,0,0,0,0,0,0,0,0,0,null,0,0,0,0,0,0,0,0,0,null,0,0,0,0,0,0,0,0,0,0,null,0,0,0,0,0,0,0,null,0,0,0,null,{"$f":"IF($D23=\"Connection\",VLOOKUP(C23,'Input - General'!$F$62:$N$79,5,FALSE),0)","v":0},null,0.1801212933606588,0,0,null,8.6527813038891108E-2,0,0]
[null,{"$f":"'Input - Inventory'!B21","v":13},{"$f":"'Input - Inventory'!C21","v":"3.5"},{"$f":"'Input - Inventory'!D21","v":"Bracket"},{"$f":"'Input - Inventory'!E21","v":"Traffic"},{"$f":"'Input - Inventory'!F21","v":"n/a"},{"$f":"'Input - Inventory'!G21","v":0},null,"Bracket - 3.5",null,0,7196,0,null,0,0,0,0,0,0,0,0,0,0,0,0,0,0,0,0,0,0,0,0,0,0,0,0,0,0,0,0,0,null,0,0,0,0,0,0,0,0,0,null,0,0,0,0,0,0,0,0,0,0,null,0,0,0,0,0,0,0,null,0,0,0,null,{"$f":"IF($D24=\"Connection\",VLOOKUP(C24,'Input - General'!$F$62:$N$79,5,FALSE),0)","v":0},null,0.1801212933606588,0,0,null,8.6527813038891108E-2,0,0]
[null,{"$f":"'Input - Inventory'!B22","v":14},{"$f":"'Input - Inventory'!C22","v":"3.5 (P09)"},{"$f":"'Input - Inventory'!D22","v":"Bracket"},{"$f":"'Input - Inventory'!E22","v":"Traffic"},{"$f":"'Input - Inventory'!F22","v":"n/a"},{"$f":"'Input - Inventory'!G22","v":0},null,"Bracket - 3.5 (P09)",null,0,787,0,null,0,0,0,0,0,0,0,0,0,0,0,0,0,0,0,0,0,0,0,0,0,0,0,0,0,0,0,0,0,null,0,0,0,0,0,0,0,0,0,null,0,0,0,0,0,0,0,0,0,0,null,0,0,0,0,0,0,0,null,0,0,0,null,{"$f":"IF($D25=\"Connection\",VLOOKUP(C25,'Input - General'!$F$62:$N$79,5,FALSE),0)","v":0},null,0.1801212933606588,0,0,null,8.6527813038891108E-2,0,0]
[null,{"$f":"'Input - Inventory'!B23","v":15},{"$f":"'Input - Inventory'!C23","v":"4.0"},{"$f":"'Input - Inventory'!D23","v":"Bracket"},{"$f":"'Input - Inventory'!E23","v":"Traffic"},{"$f":"'Input - Inventory'!F23","v":"n/a"},{"$f":"'Input - Inventory'!G23","v":0},null,"Bracket - 4.0",null,0,983,0,null,0,0,0,0,0,0,0,0,0,0,0,0,0,0,0,0,0,0,0,0,0,0,0,0,0,0,0,0,0,null,0,0,0,0,0,0,0,0,0,null,0,0,0,0,0,0,0,0,0,0,null,0,0,0,0,0,0,0,null,0,0,0,null,{"$f":"IF($D26=\"Connection\",VLOOKUP(C26,'Input - General'!$F$62:$N$79,5,FALSE),0)","v":0},null,0.1801212933606588,0,0,null,8.6527813038891108E-2,0,0]
[null,{"$f":"'Input - Inventory'!B24","v":16},{"$f":"'Input - Inventory'!C24","v":"4.0 (P09)"},{"$f":"'Input - Inventory'!D24","v":"Bracket"},{"$f":"'Input - Inventory'!E24","v":"Traffic"},{"$f":"'Input - Inventory'!F24","v":"n/a"},{"$f":"'Input - Inventory'!G24","v":0},null,"Bracket - 4.0 (P09)",null,0,466,0,null,0,0,0,0,0,0,0,0,0,0,0,0,0,0,0,0,0,0,0,0,0,0,0,0,0,0,0,0,0,null,0,0,0,0,0,0,0,0,0,null,0,0,0,0,0,0,0,0,0,0,null,0,0,0,0,0,0,0,null,0,0,0,null,{"$f":"IF($D27=\"Connection\",VLOOKUP(C27,'Input - General'!$F$62:$N$79,5,FALSE),0)","v":0},null,0.1801212933606588,0,0,null,8.6527813038891108E-2,0,0]
[null,{"$f":"'Input - Inventory'!B25","v":17},{"$f":"'Input - Inventory'!C25","v":"4.5"},{"$f":"'Input - Inventory'!D25","v":"Bracket"},{"$f":"'Input - Inventory'!E25","v":"Traffic"},{"$f":"'Input - Inventory'!F25","v":"n/a"},{"$f":"'Input - Inventory'!G25","v":0},null,"Bracket - 4.5",null,0,3037,0,null,0,0,0,0,0,0,0,0,0,0,0,0,0,0,0,0,0,0,0,0,0,0,0,0,0,0,0,0,0,null,0,0,0,0,0,0,0,0,0,null,0,0,0,0,0,0,0,0,0,0,null,0,0,0,0,0,0,0,null,0,0,0,null,{"$f":"IF($D28=\"Connection\",VLOOKUP(C28,'Input - General'!$F$62:$N$79,5,FALSE),0)","v":0},null,0.1801212933606588,0,0,null,8.6527813038891108E-2,0,0]
[null,{"$f":"'Input - Inventory'!B26","v":18},{"$f":"'Input - Inventory'!C26","v":"5.0"},{"$f":"'Input - Inventory'!D26","v":"Bracket"},{"$f":"'Input - Inventory'!E26","v":"Traffic"},{"$f":"'Input - Inventory'!F26","v":"n/a"},{"$f":"'Input - Inventory'!G26","v":0},null,"Bracket - 5.0",null,0,423,0,null,0,0,0,0,0,0,0,0,0,0,0,0,0,0,0,0,0,0,0,0,0,0,0,0,0,0,0,0,0,null,0,0,0,0,0,0,0,0,0,null,0,0,0,0,0,0,0,0,0,0,null,0,0,0,0,0,0,0,null,0,0,0,null,{"$f":"IF($D29=\"Connection\",VLOOKUP(C29,'Input - General'!$F$62:$N$79,5,FALSE),0)","v":0},null,0.1801212933606588,0,0,null,8.6527813038891108E-2,0,0]
[null,{"$f":"'Input - Inventory'!B27","v":19},{"$f":"'Input - Inventory'!C27","v":"6.0"},{"$f":"'Input - Inventory'!D27","v":"Bracket"},{"$f":"'Input - Inventory'!E27","v":"Traffic"},{"$f":"'Input - Inventory'!F27","v":"n/a"},{"$f":"'Input - Inventory'!G27","v":0},null,"Bracket - 6.0",null,0,1100.5,0,null,0,0,0,0,0,0,0,0,0,0,0,0,0,0,0,0,0,0,0,0,0,0,0,0,0,0,0,0,0,null,0,0,0,0,0,0,0,0,0,null,0,0,0,0,0,0,0,0,0,0,null,0,0,0,0,0,0,0,null,0,0,0,null,{"$f":"IF($D30=\"Connection\",VLOOKUP(C30,'Input - General'!$F$62:$N$79,5,FALSE),0)","v":0},null,0.1801212933606588,0,0,null,8.6527813038891108E-2,0,0]
[null,{"$f":"'Input - Inventory'!B28","v":20},{"$f":"'Input - Inventory'!C28","v":"6.5"},{"$f":"'Input - Inventory'!D28","v":"Bracket"},{"$f":"'Input - Inventory'!E28","v":"Traffic"},{"$f":"'Input - Inventory'!F28","v":"n/a"},{"$f":"'Input - Inventory'!G28","v":0},null,"Bracket - 6.5",null,0,60,0,null,0,0,0,0,0,0,0,0,0,0,0,0,0,0,0,0,0,0,0,0,0,0,0,0,0,0,0,0,0,null,0,0,0,0,0,0,0,0,0,null,0,0,0,0,0,0,0,0,0,0,null,0,0,0,0,0,0,0,null,0,0,0,null,{"$f":"IF($D31=\"Connection\",VLOOKUP(C31,'Input - General'!$F$62:$N$79,5,FALSE),0)","v":0},null,0.1801212933606588,0,0,null,8.6527813038891108E-2,0,0]
[null,{"$f":"'Input - Inventory'!B29","v":21},{"$f":"'Input - Inventory'!C29","v":"7.0"},{"$f":"'Input - Inventory'!D29","v":"Bracket"},{"$f":"'Input - Inventory'!E29","v":"Traffic"},{"$f":"'Input - Inventory'!F29","v":"n/a"},{"$f":"'Input - Inventory'!G29","v":0},null,"Bracket - 7.0",null,0,80,0,null,0,0,0,0,0,0,0,0,0,0,0,0,0,0,0,0,0,0,0,0,0,0,0,0,0,0,0,0,0,null,0,0,0,0,0,0,0,0,0,null,0,0,0,0,0,0,0,0,0,0,null,0,0,0,0,0,0,0,null,0,0,0,null,{"$f":"IF($D32=\"Connection\",VLOOKUP(C32,'Input - General'!$F$62:$N$79,5,FALSE),0)","v":0},null,0.1801212933606588,0,0,null,8.6527813038891108E-2,0,0]
[null,{"$f":"'Input - Inventory'!B30","v":22},{"$f":"'Input - Inventory'!C30","v":"8.0"},{"$f":"'Input - Inventory'!D30","v":"Bracket"},{"$f":"'Input - Inventory'!E30","v":"Traffic"},{"$f":"'Input - Inventory'!F30","v":"n/a"},{"$f":"'Input - Inventory'!G30","v":0},null,"Bracket - 8.0",null,0,27,0,null,0,0,0,0,0,0,0,0,0,0,0,0,0,0,0,0,0,0,0,0,0,0,0,0,0,0,0,0,0,null,0,0,0,0,0,0,0,0,0,null,0,0,0,0,0,0,0,0,0,0,null,0,0,0,0,0,0,0,null,0,0,0,null,{"$f":"IF($D33=\"Connection\",VLOOKUP(C33,'Input - General'!$F$62:$N$79,5,FALSE),0)","v":0},null,0.1801212933606588,0,0,null,8.6527813038891108E-2,0,0]
[null,{"$f":"'Input - Inventory'!B31","v":23},{"$f":"'Input - Inventory'!C31","v":"C4"},{"$f":"'Input - Inventory'!D31","v":"Bracket"},{"$f":"'Input - Inventory'!E31","v":"Traffic"},{"$f":"'Input - Inventory'!F31","v":"n/a"},{"$f":"'Input - Inventory'!G31","v":0},null,"Bracket - C4",null,0,87,0,null,0,0,0,0,0,0,0,0,0,0,0,0,0,0,0,0,0,0,0,0,0,0,0,0,0,0,0,0,0,null,0,0,0,0,0,0,0,0,0,null,0,0,0,0,0,0,0,0,0,0,null,0,0,0,0,0,0,0,null,0,0,0,null,{"$f":"IF($D34=\"Connection\",VLOOKUP(C34,'Input - General'!$F$62:$N$79,5,FALSE),0)","v":0},null,0.1801212933606588,0,0,null,8.6527813038891108E-2,0,0]
[null,{"$f":"'Input - Inventory'!B32","v":24},{"$f":"'Input - Inventory'!C32","v":"NIL"},{"$f":"'Input - Inventory'!D32","v":"Bracket"},{"$f":"'Input - Inventory'!E32","v":"NonTraffic"},{"$f":"'Input - Inventory'!F32","v":"n/a"},{"$f":"'Input - Inventory'!G32","v":0},null,"Bracket - NIL",null,0,12976,0,null,0,0,0,0,0,0,0,0,0,0,0,0,0,0,0,0,0,0,0,0,0,0,0,0,0,0,0,0,0,null,0,0,0,0,0,0,0,0,0,null,0,0,0,0,0,0,0,0,0,0,null,0,0,0,0,0,0,0,null,0,0,0,null,{"$f":"IF($D35=\"Connection\",VLOOKUP(C35,'Input - General'!$F$62:$N$79,5,FALSE),0)","v":0},null,0.1801212933606588,0,0,null,8.6527813038891108E-2,0,0]
[null,{"$f":"'Input - Inventory'!B33","v":25},{"$f":"'Input - Inventory'!C33","v":"PRIVATE"},{"$f":"'Input - Inventory'!D33","v":"Bracket"},{"$f":"'Input - Inventory'!E33","v":"NonTraffic"},{"$f":"'Input - Inventory'!F33","v":"n/a"},{"$f":"'Input - Inventory'!G33","v":0},null,"Bracket - PRIVATE",null,0,113,0,null,0,0,0,0,0,0,0,0,0,0,0,0,0,0,0,0,0,0,0,0,0,0,0,0,0,0,0,0,0,null,0,0,0,0,0,0,0,0,0,null,0,0,0,0,0,0,0,0,0,0,null,0,0,0,0,0,0,0,null,0,0,0,null,{"$f":"IF($D36=\"Connection\",VLOOKUP(C36,'Input - General'!$F$62:$N$79,5,FALSE),0)","v":0},null,0.1801212933606588,0,0,null,8.6527813038891108E-2,0,0]
[null,{"$f":"'Input - Inventory'!B34","v":26},{"$f":"'Input - Inventory'!C34","v":"SMARTPOLE DOUBLE"},{"$f":"'Input - Inventory'!D34","v":"Bracket"},{"$f":"'Input - Inventory'!E34","v":"NonTraffic"},{"$f":"'Input - Inventory'!F34","v":"n/a"},{"$f":"'Input - Inventory'!G34","v":0},null,"Bracket - SMARTPOLE DOUBLE",null,0,0,0,null,0,0,0,0,0,0,0,0,0,0,0,0,0,0,0,0,0,0,0,0,0,0,0,0,0,0,0,0,0,null,0,0,0,0,0,0,0,0,0,null,0,0,0,0,0,0,0,0,0,0,null,0,0,0,0,0,0,0,null,0,0,0,null,{"$f":"IF($D37=\"Connection\",VLOOKUP(C37,'Input - General'!$F$62:$N$79,5,FALSE),0)","v":0},null,0.1801212933606588,0,0,null,8.6527813038891108E-2,0,0]
[null,{"$f":"'Input - Inventory'!B35","v":27},{"$f":"'Input - Inventory'!C35","v":"SMARTPOLE SINGLE LONG"},{"$f":"'Input - Inventory'!D35","v":"Bracket"},{"$f":"'Input - Inventory'!E35","v":"NonTraffic"},{"$f":"'Input - Inventory'!F35","v":"n/a"},{"$f":"'Input - Inventory'!G35","v":0},null,"Bracket - SMARTPOLE SINGLE LONG",null,0,0,0,null,0,0,0,0,0,0,0,0,0,0,0,0,0,0,0,0,0,0,0,0,0,0,0,0,0,0,0,0,0,null,0,0,0,0,0,0,0,0,0,null,0,0,0,0,0,0,0,0,0,0,null,0,0,0,0,0,0,0,null,0,0,0,null,{"$f":"IF($D38=\"Connection\",VLOOKUP(C38,'Input - General'!$F$62:$N$79,5,FALSE),0)","v":0},null,0.1801212933606588,0,0,null,8.6527813038891108E-2,0,0]
[null,{"$f":"'Input - Inventory'!B36","v":28},{"$f":"'Input - Inventory'!C36","v":"SMARTPOLE SINGLE SHORT"},{"$f":"'Input - Inventory'!D36","v":"Bracket"},{"$f":"'Input - Inventory'!E36","v":"NonTraffic"},{"$f":"'Input - Inventory'!F36","v":"n/a"},{"$f":"'Input - Inventory'!G36","v":0},null,"Bracket - SMARTPOLE SINGLE SHORT",null,0,1,0,null,0,0,0,0,0,0,0,0,0,0,0,0,0,0,0,0,0,0,0,0,0,0,0,0,0,0,0,0,0,null,0,0,0,0,0,0,0,0,0,null,0,0,0,0,0,0,0,0,0,0,null,0,0,0,0,0,0,0,null,0,0,0,null,{"$f":"IF($D39=\"Connection\",VLOOKUP(C39,'Input - General'!$F$62:$N$79,5,FALSE),0)","v":0},null,0.1801212933606588,0,0,null,8.6527813038891108E-2,0,0]
[null,{"$f":"'Input - Inventory'!B37","v":29},{"$f":"'Input - Inventory'!C37","v":"SUSPENDED"},{"$f":"'Input - Inventory'!D37","v":"Bracket"},{"$f":"'Input - Inventory'!E37","v":"NonTraffic"},{"$f":"'Input - Inventory'!F37","v":"n/a"},{"$f":"'Input - Inventory'!G37","v":0},null,"Bracket - SUSPENDED",null,0,153,0,null,0,0,0,0,0,0,0,0,0,0,0,0,0,0,0,0,0,0,0,0,0,0,0,0,0,0,0,0,0,null,0,0,0,0,0,0,0,0,0,null,0,0,0,0,0,0,0,0,0,0,null,0,0,0,0,0,0,0,null,0,0,0,null,{"$f":"IF($D40=\"Connection\",VLOOKUP(C40,'Input - General'!$F$62:$N$79,5,FALSE),0)","v":0},null,0.1801212933606588,0,0,null,8.6527813038891108E-2,0,0]
[null,{"$f":"'Input - Inventory'!B38","v":30},{"$f":"'Input - Inventory'!C38","v":"T1"},{"$f":"'Input - Inventory'!D38","v":"Bracket"},{"$f":"'Input - Inventory'!E38","v":"NonTraffic"},{"$f":"'Input - Inventory'!F38","v":"n/a"},{"$f":"'Input - Inventory'!G38","v":0},null,"Bracket - T1",null,0,19762,0,null,0,0,0,0,0,0,0,0,0,0,0,0,0,0,0,0,0,0,0,0,0,0,0,0,0,0,0,0,0,null,0,0,0,0,0,0,0,0,0,null,0,0,0,0,0,0,0,0,0,0,null,0,0,0,0,0,0,0,null,0,0,0,null,{"$f":"IF($D41=\"Connection\",VLOOKUP(C41,'Input - General'!$F$62:$N$79,5,FALSE),0)","v":0},null,0.1801212933606588,0,0,null,8.6527813038891108E-2,0,0]
[null,{"$f":"'Input - Inventory'!B39","v":31},{"$f":"'Input - Inventory'!C39","v":"T1 (P09)"},{"$f":"'Input - Inventory'!D39","v":"Bracket"},{"$f":"'Input - Inventory'!E39","v":"NonTraffic"},{"$f":"'Input - Inventory'!F39","v":"n/a"},{"$f":"'Input - Inventory'!G39","v":0},null,"Bracket - T1 (P09)",null,0,1335,0,null,0,0,0,0,0,0,0,0,0,0,0,0,0,0,0,0,0,0,0,0,0,0,0,0,0,0,0,0,0,null,0,0,0,0,0,0,0,0,0,null,0,0,0,0,0,0,0,0,0,0,null,0,0,0,0,0,0,0,null,0,0,0,null,{"$f":"IF($D42=\"Connection\",VLOOKUP(C42,'Input - General'!$F$62:$N$79,5,FALSE),0)","v":0},null,0.1801212933606588,0,0,null,8.6527813038891108E-2,0,0]
[null,{"$f":"'Input - Inventory'!B40","v":32},{"$f":"'Input - Inventory'!C40","v":"T2"},{"$f":"'Input - Inventory'!D40","v":"Bracket"},{"$f":"'Input - Inventory'!E40","v":"Traffic"},{"$f":"'Input - Inventory'!F40","v":"n/a"},{"$f":"'Input - Inventory'!G40","v":0},null,"Bracket - T2",null,0,9830.5,0,null,0,0,0,0,0,0,0,0,0,0,0,0,0,0,0,0,0,0,0,0,0,0,0,0,0,0,0,0,0,null,0,0,0,0,0,0,0,0,0,null,0,0,0,0,0,0,0,0,0,0,null,0,0,0,0,0,0,0,null,0,0,0,null,{"$f":"IF($D43=\"Connection\",VLOOKUP(C43,'Input - General'!$F$62:$N$79,5,FALSE),0)","v":0},null,0.1801212933606588,0,0,null,8.6527813038891108E-2,0,0]
[null,{"$f":"'Input - Inventory'!B41","v":33},{"$f":"'Input - Inventory'!C41","v":"T2A"},{"$f":"'Input - Inventory'!D41","v":"Bracket"},{"$f":"'Input - Inventory'!E41","v":"Traffic"},{"$f":"'Input - Inventory'!F41","v":"n/a"},{"$f":"'Input - Inventory'!G41","v":0},null,"Bracket - T2A",null,0,1196,0,null,0,0,0,0,0,0,0,0,0,0,0,0,0,0,0,0,0,0,0,0,0,0,0,0,0,0,0,0,0,null,0,0,0,0,0,0,0,0,0,null,0,0,0,0,0,0,0,0,0,0,null,0,0,0,0,0,0,0,null,0,0,0,null,{"$f":"IF($D44=\"Connection\",VLOOKUP(C44,'Input - General'!$F$62:$N$79,5,FALSE),0)","v":0},null,0.1801212933606588,0,0,null,8.6527813038891108E-2,0,0]
[null,{"$f":"'Input - Inventory'!B42","v":34},{"$f":"'Input - Inventory'!C42","v":"T2A (P09)"},{"$f":"'Input - Inventory'!D42","v":"Bracket"},{"$f":"'Input - Inventory'!E42","v":"Traffic"},{"$f":"'Input - Inventory'!F42","v":"n/a"},{"$f":"'Input - Inventory'!G42","v":0},null,"Bracket - T2A (P09)",null,0,174,0,null,0,0,0,0,0,0,0,0,0,0,0,0,0,0,0,0,0,0,0,0,0,0,0,0,0,0,0,0,0,null,0,0,0,0,0,0,0,0,0,null,0,0,0,0,0,0,0,0,0,0,null,0,0,0,0,0,0,0,null,0,0,0,null,{"$f":"IF($D45=\"Connection\",VLOOKUP(C45,'Input - General'!$F$62:$N$79,5,FALSE),0)","v":0},null,0.1801212933606588,0,0,null,8.6527813038891108E-2,0,0]
[null,{"$f":"'Input - Inventory'!B43","v":35},{"$f":"'Input - Inventory'!C43","v":"T3"},{"$f":"'Input - Inventory'!D43","v":"Bracket"},{"$f":"'Input - Inventory'!E43","v":"Traffic"},{"$f":"'Input - Inventory'!F43","v":"n/a"},{"$f":"'Input - Inventory'!G43","v":0},null,"Bracket - T3",null,0,3628,0,null,0,0,0,0,0,0,0,0,0,0,0,0,0,0,0,0,0,0,0,0,0,0,0,0,0,0,0,0,0,null,0,0,0,0,0,0,0,0,0,null,0,0,0,0,0,0,0,0,0,0,null,0,0,0,0,0,0,0,null,0,0,0,null,{"$f":"IF($D46=\"Connection\",VLOOKUP(C46,'Input - General'!$F$62:$N$79,5,FALSE),0)","v":0},null,0.1801212933606588,0,0,null,8.6527813038891108E-2,0,0]
[null,{"$f":"'Input - Inventory'!B44","v":36},{"$f":"'Input - Inventory'!C44","v":"T3 (P09)"},{"$f":"'Input - Inventory'!D44","v":"Bracket"},{"$f":"'Input - Inventory'!E44","v":"Traffic"},{"$f":"'Input - Inventory'!F44","v":"n/a"},{"$f":"'Input - Inventory'!G44","v":0},null,"Bracket - T3 (P09)",null,0,649.5,0,null,0,0,0,0,0,0,0,0,0,0,0,0,0,0,0,0,0,0,0,0,0,0,0,0,0,0,0,0,0,null,0,0,0,0,0,0,0,0,0,null,0,0,0,0,0,0,0,0,0,0,null,0,0,0,0,0,0,0,null,0,0,0,null,{"$f":"IF($D47=\"Connection\",VLOOKUP(C47,'Input - General'!$F$62:$N$79,5,FALSE),0)","v":0},null,0.1801212933606588,0,0,null,8.6527813038891108E-2,0,0]
[null,{"$f":"'Input - Inventory'!B45","v":37},{"$f":"'Input - Inventory'!C45","v":"T3A"},{"$f":"'Input - Inventory'!D45","v":"Bracket"},{"$f":"'Input - Inventory'!E45","v":"Traffic"},{"$f":"'Input - Inventory'!F45","v":"n/a"},{"$f":"'Input - Inventory'!G45","v":0},null,"Bracket - T3A",null,0,1031,0,null,0,0,0,0,0,0,0,0,0,0,0,0,0,0,0,0,0,0,0,0,0,0,0,0,0,0,0,0,0,null,0,0,0,0,0,0,0,0,0,null,0,0,0,0,0,0,0,0,0,0,null,0,0,0,0,0,0,0,null,0,0,0,null,{"$f":"IF($D48=\"Connection\",VLOOKUP(C48,'Input - General'!$F$62:$N$79,5,FALSE),0)","v":0},null,0.1801212933606588,0,0,null,8.6527813038891108E-2,0,0]
[null,{"$f":"'Input - Inventory'!B46","v":38},{"$f":"'Input - Inventory'!C46","v":"T4"},{"$f":"'Input - Inventory'!D46","v":"Bracket"},{"$f":"'Input - Inventory'!E46","v":"Traffic"},{"$f":"'Input - Inventory'!F46","v":"n/a"},{"$f":"'Input - Inventory'!G46","v":0},null,"Bracket - T4",null,0,11045,0,null,0,0,0,0,0,0,0,0,0,0,0,0,0,0,0,0,0,0,0,0,0,0,0,0,0,0,0,0,0,null,0,0,0,0,0,0,0,0,0,null,0,0,0,0,0,0,0,0,0,0,null,0,0,0,0,0,0,0,null,0,0,0,null,{"$f":"IF($D49=\"Connection\",VLOOKUP(C49,'Input - General'!$F$62:$N$79,5,FALSE),0)","v":0},null,0.1801212933606588,0,0,null,8.6527813038891108E-2,0,0]
[null,{"$f":"'Input - Inventory'!B47","v":39},{"$f":"'Input - Inventory'!C47","v":"T4 (P09)"},{"$f":"'Input - Inventory'!D47","v":"Bracket"},{"$f":"'Input - Inventory'!E47","v":"Traffic"},{"$f":"'Input - Inventory'!F47","v":"n/a"},{"$f":"'Input - Inventory'!G47","v":0},null,"Bracket - T4 (P09)",null,0,500,0,null,0,0,0,0,0,0,0,0,0,0,0,0,0,0,0,0,0,0,0,0,0,0,0,0,0,0,0,0,0,null,0,0,0,0,0,0,0,0,0,null,0,0,0,0,0,0,0,0,0,0,null,0,0,0,0,0,0,0,null,0,0,0,null,{"$f":"IF($D50=\"Connection\",VLOOKUP(C50,'Input - General'!$F$62:$N$79,5,FALSE),0)","v":0},null,0.1801212933606588,0,0,null,8.6527813038891108E-2,0,0]
[null,{"$f":"'Input - Inventory'!B48","v":40},{"$f":"'Input - Inventory'!C48","v":"T5"},{"$f":"'Input - Inventory'!D48","v":"Bracket"},{"$f":"'Input - Inventory'!E48","v":"Traffic"},{"$f":"'Input - Inventory'!F48","v":"n/a"},{"$f":"'Input - Inventory'!G48","v":0},null,"Bracket - T5",null,0,515,0,null,0,0,0,0,0,0,0,0,0,0,0,0,0,0,0,0,0,0,0,0,0,0,0,0,0,0,0,0,0,null,0,0,0,0,0,0,0,0,0,null,0,0,0,0,0,0,0,0,0,0,null,0,0,0,0,0,0,0,null,0,0,0,null,{"$f":"IF($D51=\"Connection\",VLOOKUP(C51,'Input - General'!$F$62:$N$79,5,FALSE),0)","v":0},null,0.1801212933606588,0,0,null,8.6527813038891108E-2,0,0]
[null,{"$f":"'Input - Inventory'!B49","v":41},{"$f":"'Input - Inventory'!C49","v":"T5 (P09)"},{"$f":"'Input - Inventory'!D49","v":"Bracket"},{"$f":"'Input - Inventory'!E49","v":"Traffic"},{"$f":"'Input - Inventory'!F49","v":"n/a"},{"$f":"'Input - Inventory'!G49","v":0},null,"Bracket - T5 (P09)",null,0,80,0,null,0,0,0,0,0,0,0,0,0,0,0,0,0,0,0,0,0,0,0,0,0,0,0,0,0,0,0,0,0,null,0,0,0,0,0,0,0,0,0,null,0,0,0,0,0,0,0,0,0,0,null,0,0,0,0,0,0,0,null,0,0,0,null,{"$f":"IF($D52=\"Connection\",VLOOKUP(C52,'Input - General'!$F$62:$N$79,5,FALSE),0)","v":0},null,0.1801212933606588,0,0,null,8.6527813038891108E-2,0,0]
[null,{"$f":"'Input - Inventory'!B50","v":42},{"$f":"'Input - Inventory'!C50","v":"T6"},{"$f":"'Input - Inventory'!D50","v":"Bracket"},{"$f":"'Input - Inventory'!E50","v":"Traffic"},{"$f":"'Input - Inventory'!F50","v":"n/a"},{"$f":"'Input - Inventory'!G50","v":0},null,"Bracket - T6",null,0,2029,0,null,0,0,0,0,0,0,0,0,0,0,0,0,0,0,0,0,0,0,0,0,0,0,0,0,0,0,0,0,0,null,0,0,0,0,0,0,0,0,0,null,0,0,0,0,0,0,0,0,0,0,null,0,0,0,0,0,0,0,null,0,0,0,null,{"$f":"IF($D53=\"Connection\",VLOOKUP(C53,'Input - General'!$F$62:$N$79,5,FALSE),0)","v":0},null,0.1801212933606588,0,0,null,8.6527813038891108E-2,0,0]
[null,{"$f":"'Input - Inventory'!B51","v":43},{"$f":"'Input - Inventory'!C51","v":"T6 (P09)"},{"$f":"'Input - Inventory'!D51","v":"Bracket"},{"$f":"'Input - Inventory'!E51","v":"Traffic"},{"$f":"'Input - Inventory'!F51","v":"n/a"},{"$f":"'Input - Inventory'!G51","v":0},null,"Bracket - T6 (P09)",null,0,347,0,null,0,0,0,0,0,0,0,0,0,0,0,0,0,0,0,0,0,0,0,0,0,0,0,0,0,0,0,0,0,null,0,0,0,0,0,0,0,0,0,null,0,0,0,0,0,0,0,0,0,0,null,0,0,0,0,0,0,0,null,0,0,0,null,{"$f":"IF($D54=\"Connection\",VLOOKUP(C54,'Input - General'!$F$62:$N$79,5,FALSE),0)","v":0},null,0.1801212933606588,0,0,null,8.6527813038891108E-2,0,0]
[null,{"$f":"'Input - Inventory'!B52","v":44},{"$f":"'Input - Inventory'!C52","v":"T7"},{"$f":"'Input - Inventory'!D52","v":"Bracket"},{"$f":"'Input - Inventory'!E52","v":"Traffic"},{"$f":"'Input - Inventory'!F52","v":"n/a"},{"$f":"'Input - Inventory'!G52","v":0},null,"Bracket - T7",null,0,722,0,null,0,0,0,0,0,0,0,0,0,0,0,0,0,0,0,0,0,0,0,0,0,0,0,0,0,0,0,0,0,null,0,0,0,0,0,0,0,0,0,null,0,0,0,0,0,0,0,0,0,0,null,0,0,0,0,0,0,0,null,0,0,0,null,{"$f":"IF($D55=\"Connection\",VLOOKUP(C55,'Input - General'!$F$62:$N$79,5,FALSE),0)","v":0},null,0.1801212933606588,0,0,null,8.6527813038891108E-2,0,0]
[null,{"$f":"'Input - Inventory'!B53","v":45},{"$f":"'Input - Inventory'!C53","v":"T7 (P09)"},{"$f":"'Input - Inventory'!D53","v":"Bracket"},{"$f":"'Input - Inventory'!E53","v":"Traffic"},{"$f":"'Input - Inventory'!F53","v":"n/a"},{"$f":"'Input - Inventory'!G53","v":0},null,"Bracket - T7 (P09)",null,0,182.5,0,null,0,0,0,0,0,0,0,0,0,0,0,0,0,0,0,0,0,0,0,0,0,0,0,0,0,0,0,0,0,null,0,0,0,0,0,0,0,0,0,null,0,0,0,0,0,0,0,0,0,0,null,0,0,0,0,0,0,0,null,0,0,0,null,{"$f":"IF($D56=\"Connection\",VLOOKUP(C56,'Input - General'!$F$62:$N$79,5,FALSE),0)","v":0},null,0.1801212933606588,0,0,null,8.6527813038891108E-2,0,0]
[null,{"$f":"'Input - Inventory'!B54","v":46},{"$f":"'Input - Inventory'!C54","v":"EMPTY"},{"$f":"'Input - Inventory'!D54","v":"Connection"},{"$f":"'Input - Inventory'!E54","v":"NonTraffic"},{"$f":"'Input - Inventory'!F54","v":"n/a"},{"$f":"'Input - Inventory'!G54","v":0},null,"Connection - EMPTY",null,0,0,0,null,0,0,0,0,0,0,0,0,0,0,0,0,0,0,0,0,0,0,0,0,0,0,0,0,0,0,0,0,0,null,0,0,0,0,0,0,0,0,0,null,0,0,0,0,0,0,0,0,0,0,null,0,0,0,0,0,0,0,null,0,0,0,null,{"$f":"IF($D57=\"Connection\",VLOOKUP(C57,'Input - General'!$F$62:$N$79,5,FALSE),0)","v":0},null,0.1801212933606588,0,0,null,8.6527813038891108E-2,0,0]
[null,{"$f":"'Input - Inventory'!B55","v":47},{"$f":"'Input - Inventory'!C55","v":"O/U (P09)"},{"$f":"'Input - Inventory'!D55","v":"Connection"},{"$f":"'Input - Inventory'!E55","v":"NonTraffic"},{"$f":"'Input - Inventory'!F55","v":"n/a"},{"$f":"'Input - Inventory'!G55","v":0},null,"Connection - O/U (P09)",null,90.538249999999991,14,1267.5355,null,0,0,0,0,0,0,0,0,0,0,0,0,0,0,0,0,0,0,0,0,0,0,0,0,0,0,0,0,0,null,0,0,0,0,0,0,0,0,0,null,0,0,0,0,0,0,0,0,0,0,null,0,0,0,0,0,0,0,null,0,0,0,null,{"$f":"IF($D58=\"Connection\",VLOOKUP(C58,'Input - General'!$F$62:$N$79,5,FALSE),0)","v":70.609738214379618},null,0.1801212933606588,70.609738214379618,12.718317371031592,null,8.6527813038891108E-2,83.328055585411207,7.2101944145887868]
[null,{"$f":"'Input - Inventory'!B56","v":48},{"$f":"'Input - Inventory'!C56","v":"OH"},{"$f":"'Input - Inventory'!D56","v":"Connection"},{"$f":"'Input - Inventory'!E56","v":"NonTraffic"},{"$f":"'Input - Inventory'!F56","v":"n/a"},{"$f":"'Input - Inventory'!G56","v":0},null,"Connection - OH",null,0,191303.5,0,null,0,0,0,0,0,0,0,0,0,0,0,0,0,0,0,0,0,0,0,0,0,0,0,0,0,0,0,0,0,null,0,0,0,0,0,0,0,0,0,null,0,0,0,0,0,0,0,0,0,0,null,0,0,0,0,0,0,0,null,0,0,0,null,{"$f":"IF($D59=\"Connection\",VLOOKUP(C59,'Input - General'!$F$62:$N$79,5,FALSE),0)","v":0},null,0.1801212933606588,0,0,null,8.6527813038891108E-2,0,0]
[null,{"$f":"'Input - Inventory'!B57","v":49},{"$f":"'Input - Inventory'!C57","v":"OH(P09)"},{"$f":"'Input - Inventory'!D57","v":"Connection"},{"$f":"'Input - Inventory'!E57","v":"NonTraffic"},{"$f":"'Input - Inventory'!F57","v":"n/a"},{"$f":"'Input - Inventory'!G57","v":0},null,"Connection - OH(P09)",null,0,5736,0,null,0,0,0,0,0,0,0,0,0,0,0,0,0,0,0,0,0,0,0,0,0,0,0,0,0,0,0,0,0,null,0,0,0,0,0,0,0,0,0,null,0,0,0,0,0,0,0,0,0,0,null,0,0,0,0,0,0,0,null,0,0,0,null,{"$f":"IF($D60=\"Connection\",VLOOKUP(C60,'Input - General'!$F$62:$N$79,5,FALSE),0)","v":0},null,0.1801212933606588,0,0,null,8.6527813038891108E-2,0,0]
[null,{"$f":"'Input - Inventory'!B58","v":50},{"$f":"'Input - Inventory'!C58","v":"OH2"},{"$f":"'Input - Inventory'!D58","v":"Connection"},{"$f":"'Input - Inventory'!E58","v":"NonTraffic"},{"$f":"'Input - Inventory'!F58","v":"n/a"},{"$f":"'Input - Inventory'!G58","v":0},null,"Connection - OH2",null,0,484,0,null,0,0,0,0,0,0,0,0,0,0,0,0,0,0,0,0,0,0,0,0,0,0,0,0,0,0,0,0,0,null,0,0,0,0,0,0,0,0,0,null,0,0,0,0,0,0,0,0,0,0,null,0,0,0,0,0,0,0,null,0,0,0,null,{"$f":"IF($D61=\"Connection\",VLOOKUP(C61,'Input - General'!$F$62:$N$79,5,FALSE),0)","v":0},null,0.1801212933606588,0,0,null,8.6527813038891108E-2,0,0]
[null,{"$f":"'Input - Inventory'!B59","v":51},{"$f":"'Input - Inventory'!C59","v":"OH2 (P09)"},{"$f":"'Input - Inventory'!D59","v":"Connection"},{"$f":"'Input - Inventory'!E59","v":"NonTraffic"},{"$f":"'Input - Inventory'!F59","v":"n/a"},{"$f":"'Input - Inventory'!G59","v":0},null,"Connection - OH2 (P09)",null,0,119,0,null,0,0,0,0,0,0,0,0,0,0,0,0,0,0,0,0,0,0,0,0,0,0,0,0,0,0,0,0,0,null,0,0,0,0,0,0,0,0,0,null,0,0,0,0,0,0,0,0,0,0,null,0,0,0,0,0,0,0,null,0,0,0,null,{"$f":"IF($D62=\"Connection\",VLOOKUP(C62,'Input - General'!$F$62:$N$79,5,FALSE),0)","v":0},null,0.1801212933606588,0,0,null,8.6527813038891108E-2,0,0]
[null,{"$f":"'Input - Inventory'!B60","v":52},{"$f":"'Input - Inventory'!C60","v":"OHS"},{"$f":"'Input - Inventory'!D60","v":"Connection"},{"$f":"'Input - Inventory'!E60","v":"NonTraffic"},{"$f":"'Input - Inventory'!F60","v":"n/a"},{"$f":"'Input - Inventory'!G60","v":0},null,"Connection - OHS",null,0,4,0,null,0,0,0,0,0,0,0,0,0,0,0,0,0,0,0,0,0,0,0,0,0,0,0,0,0,0,0,0,0,null,0,0,0,0,0,0,0,0,0,null,0,0,0,0,0,0,0,0,0,0,null,0,0,0,0,0,0,0,null,0,0,0,null,{"$f":"IF($D63=\"Connection\",VLOOKUP(C63,'Input - General'!$F$62:$N$79,5,FALSE),0)","v":0},null,0.1801212933606588,0,0,null,8.6527813038891108E-2,0,0]
[null,{"$f":"'Input - Inventory'!B61","v":53},{"$f":"'Input - Inventory'!C61","v":"O/U"},{"$f":"'Input - Inventory'!D61","v":"Connection"},{"$f":"'Input - Inventory'!E61","v":"NonTraffic"},{"$f":"'Input - Inventory'!F61","v":"n/a"},{"$f":"'Input - Inventory'!G61","v":0},null,"Connection - O/U",null,90.541470698450297,587,53147.843299990323,null,0,0,0,0,0,0,0,0,0,0,0,0,0,0,0,0,0,0,0,0,0,0,0,0,0,0,0,0,0,null,0,0,0,0,0,0,0,0,0,null,0,0,0,0,0,0,0,0,0,0,null,0,0,0,0,0,0,0,null,0,0,0,null,{"$f":"IF($D64=\"Connection\",VLOOKUP(C64,'Input - General'!$F$62:$N$79,5,FALSE),0)","v":70.612249999999989},null,0.1801212933606588,70.612249999999989,12.718769797106177,null,8.6527813038891108E-2,83.331019797106165,7.210450901344136]
[null,{"$f":"'Input - Inventory'!B62","v":54},{"$f":"'Input - Inventory'!C62","v":"UG2"},{"$f":"'Input - Inventory'!D62","v":"Connection"},{"$f":"'Input - Inventory'!E62","v":"NonTraffic"},{"$f":"'Input - Inventory'!F62","v":"n/a"},{"$f":"'Input - Inventory'!G62","v":0},null,"Connection - UG2",null,0,1897,0,null,0,0,0,0,0,0,0,0,0,0,0,0,0,0,0,0,0,0,0,0,0,0,0,0,0,0,0,0,0,null,0,0,0,0,0,0,0,0,0,null,0,0,0,0,0,0,0,0,0,0,null,0,0,0,0,0,0,0,null,0,0,0,null,{"$f":"IF($D65=\"Connection\",VLOOKUP(C65,'Input - General'!$F$62:$N$79,5,FALSE),0)","v":0},null,0.1801212933606588,0,0,null,8.6527813038891108E-2,0,0]
[null,{"$f":"'Input - Inventory'!B63","v":55},{"$f":"'Input - Inventory'!C63","v":"UG2 (P09)"},{"$f":"'Input - Inventory'!D63","v":"Connection"},{"$f":"'Input - Inventory'!E63","v":"NonTraffic"},{"$f":"'Input - Inventory'!F63","v":"n/a"},{"$f":"'Input - Inventory'!G63","v":0},null,"Connection - UG2 (P09)",null,0,405,0,null,0,0,0,0,0,0,0,0,0,0,0,0,0,0,0,0,0,0,0,0,0,0,0,0,0,0,0,0,0,null,0,0,0,0,0,0,0,0,0,null,0,0,0,0,0,0,0,0,0,0,null,0,0,0,0,0,0,0,null,0,0,0,null,{"$f":"IF($D66=\"Connection\",VLOOKUP(C66,'Input - General'!$F$62:$N$79,5,FALSE),0)","v":0},null,0.1801212933606588,0,0,null,8.6527813038891108E-2,0,0]
[null,{"$f":"'Input - Inventory'!B64","v":56},{"$f":"'Input - Inventory'!C64","v":"UGORDA"},{"$f":"'Input - Inventory'!D64","v":"Connection"},{"$f":"'Input - Inventory'!E64","v":"NonTraffic"},{"$f":"'Input - Inventory'!F64","v":"n/a"},{"$f":"'Input - Inventory'!G64","v":0},null,"Connection - UGORDA",null,0,1,0,null,0,0,0,0,0,0,0,0,0,0,0,0,0,0,0,0,0,0,0,0,0,0,0,0,0,0,0,0,0,null,0,0,0,0,0,0,0,0,0,null,0,0,0,0,0,0,0,0,0,0,null,0,0,0,0,0,0,0,null,0,0,0,null,{"$f":"IF($D67=\"Connection\",VLOOKUP(C67,'Input - General'!$F$62:$N$79,5,FALSE),0)","v":0},null,0.1801212933606588,0,0,null,8.6527813038891108E-2,0,0]
[null,{"$f":"'Input - Inventory'!B65","v":57},{"$f":"'Input - Inventory'!C65","v":"UGR1"},{"$f":"'Input - Inventory'!D65","v":"Connection"},{"$f":"'Input - Inventory'!E65","v":"NonTraffic"},{"$f":"'Input - Inventory'!F65","v":"n/a"},{"$f":"'Input - Inventory'!G65","v":0},null,"Connection - UGR1",null,82.994250000000022,26497,2199098.6422500005,null,0,0,0,0,0,0,0,0,0,0,0,0,0,0,0,0,0,0,0,0,0,0,0,0,0,0,0,0,0,null,0,0,0,0,0,0,0,0,0,null,0,0,0,0,0,0,0,0,0,0,null,0,0,0,0,0,0,0,null,0,0,0,null,{"$f":"IF($D68=\"Connection\",VLOOKUP(C68,'Input - General'!$F$62:$N$79,5,FALSE),0)","v":64.726259517925044},null,0.1801212933606588,64.726259517925044,11.658577578766311,null,8.6527813038891108E-2,76.384837096691356,6.6094129033086633]
[null,{"$f":"'Input - Inventory'!B66","v":58},{"$f":"'Input - Inventory'!C66","v":"UGR1 (P09)"},{"$f":"'Input - Inventory'!D66","v":"Connection"},{"$f":"'Input - Inventory'!E66","v":"NonTraffic"},{"$f":"'Input - Inventory'!F66","v":"n/a"},{"$f":"'Input - Inventory'!G66","v":0},null,"Connection - UGR1 (P09)",null,82.997443382307111,4244,352241.14971451135,null,0,0,0,0,0,0,0,0,0,0,0,0,0,0,0,0,0,0,0,0,0,0,0,0,0,0,0,0,0,null,0,0,0,0,0,0,0,0,0,null,0,0,0,0,0,0,0,0,0,0,null,0,0,0,0,0,0,0,null,0,0,0,null,{"$f":"IF($D69=\"Connection\",VLOOKUP(C69,'Input - General'!$F$62:$N$79,5,FALSE),0)","v":64.728749999999991},null,0.1801212933606588,64.728749999999991,11.659026167618741,null,8.6527813038891108E-2,76.387776167618739,6.6096672146883764]
[null,{"$f":"'Input - Inventory'!B67","v":59},{"$f":"'Input - Inventory'!C67","v":"UGR2"},{"$f":"'Input - Inventory'!D67","v":"Connection"},{"$f":"'Input - Inventory'!E67","v":"NonTraffic"},{"$f":"'Input - Inventory'!F67","v":"n/a"},{"$f":"'Input - Inventory'!G67","v":0},null,"Connection - UGR2",null,30.175999999999988,14175,427744.79999999981,null,0,0,0,0,0,0,0,0,0,0,0,0,0,0,0,0,0,0,0,0,0,0,0,0,0,0,0,0,0,null,0,0,0,0,0,0,0,0,0,null,0,0,0,0,0,0,0,0,0,0,null,0,0,0,0,0,0,0,null,0,0,0,null,{"$f":"IF($D70=\"Connection\",VLOOKUP(C70,'Input - General'!$F$62:$N$79,5,FALSE),0)","v":23.533914785818354},null,0.1801212933606588,23.533914785818354,4.2389591690611335,null,8.6527813038891108E-2,27.772873954879486,2.4031260451205005]
[null,{"$f":"'Input - Inventory'!B68","v":60},{"$f":"'Input - Inventory'!C68","v":"UGR2 (P09)"},{"$f":"'Input - Inventory'!D68","v":"Connection"},{"$f":"'Input - Inventory'!E68","v":"NonTraffic"},{"$f":"'Input - Inventory'!F68","v":"n/a"},{"$f":"'Input - Inventory'!G68","v":0},null,"Connection - UGR2 (P09)",null,30.176109264572784,3183,96050.555789135164,null,0,0,0,0,0,0,0,0,0,0,0,0,0,0,0,0,0,0,0,0,0,0,0,0,0,0,0,0,0,null,0,0,0,0,0,0,0,0,0,null,0,0,0,0,0,0,0,0,0,0,null,0,0,0,0,0,0,0,null,0,0,0,null,{"$f":"IF($D71=\"Connection\",VLOOKUP(C71,'Input - General'!$F$62:$N$79,5,FALSE),0)","v":23.533999999999999},null,0.1801212933606588,23.533999999999999,4.2389745179497442,null,8.6527813038891108E-2,27.772974517949741,2.4031347466230422]
[null,{"$f":"'Input - Inventory'!B69","v":61},{"$f":"'Input - Inventory'!C69","v":"UGS"},{"$f":"'Input - Inventory'!D69","v":"Connection"},{"$f":"'Input - Inventory'!E69","v":"NonTraffic"},{"$f":"'Input - Inventory'!F69","v":"n/a"},{"$f":"'Input - Inventory'!G69","v":0},null,"Connection - UGS",null,0,43,0,null,0,0,0,0,0,0,0,0,0,0,0,0,0,0,0,0,0,0,0,0,0,0,0,0,0,0,0,0,0,null,0,0,0,0,0,0,0,0,0,null,0,0,0,0,0,0,0,0,0,0,null,0,0,0,0,0,0,0,null,0,0,0,null,{"$f":"IF($D72=\"Connection\",VLOOKUP(C72,'Input - General'!$F$62:$N$79,5,FALSE),0)","v":0},null,0.1801212933606588,0,0,null,8.6527813038891108E-2,0,0]
[null,{"$f":"'Input - Inventory'!B70","v":62},{"$f":"'Input - Inventory'!C70","v":"UG-SP"},{"$f":"'Input - Inventory'!D70","v":"Connection"},{"$f":"'Input - Inventory'!E70","v":"NonTraffic"},{"$f":"'Input - Inventory'!F70","v":"n/a"},{"$f":"'Input - Inventory'!G70","v":0},null,"Connection - UG-SP",null,0,1,0,null,0,0,0,0,0,0,0,0,0,0,0,0,0,0,0,0,0,0,0,0,0,0,0,0,0,0,0,0,0,null,0,0,0,0,0,0,0,0,0,null,0,0,0,0,0,0,0,0,0,0,null,0,0,0,0,0,0,0,null,0,0,0,null,{"$f":"IF($D73=\"Connection\",VLOOKUP(C73,'Input - General'!$F$62:$N$79,5,FALSE),0)","v":0},null,0.1801212933606588,0,0,null,8.6527813038891108E-2,0,0]
[null,{"$f":"'Input - Inventory'!B71","v":63},{"$f":"'Input - Inventory'!C71","v":"UG-SP (P09)"},{"$f":"'Input - Inventory'!D71","v":"Connection"},{"$f":"'Input - Inventory'!E71","v":"NonTraffic"},{"$f":"'Input - Inventory'!F71","v":"n/a"},{"$f":"'Input - Inventory'!G71","v":0},null,"Connection - UG-SP (P09)",null,0,15,0,null,0,0,0,0,0,0,0,0,0,0,0,0,0,0,0,0,0,0,0,0,0,0,0,0,0,0,0,0,0,null,0,0,0,0,0,0,0,0,0,null,0,0,0,0,0,0,0,0,0,0,null,0,0,0,0,0,0,0,null,0,0,0,null,{"$f":"IF($D74=\"Connection\",VLOOKUP(C74,'Input - General'!$F$62:$N$79,5,FALSE),0)","v":0},null,0.1801212933606588,0,0,null,8.6527813038891108E-2,0,0]
[null,{"$f":"'Input - Inventory'!B72","v":64},{"$f":"'Input - Inventory'!C72","v":"EMPTY"},{"$f":"'Input - Inventory'!D72","v":"Lamp"},{"$f":"'Input - Inventory'!E72","v":"NonTraffic"},{"$f":"'Input - Inventory'!F72","v":"Minor < 130w"},{"$f":"'Input - Inventory'!G72","v":1},null,"Lamp - EMPTY",null,24.236611571400672,0,0,null,10.50726497555012,0.33333333333333331,0,0,10.50726497555012,1.8504811250925242E-2,0,0,10.50726497555012,0.16666666666666666,10.50726497555012,4.590314436538903E-3,10.50726497555012,4.0032025620496396E-2,157.60897463325179,2.1598272138228944E-2,262.68162438875305,1.2221950623319483E-2,0,0,12608.717970660146,1.1123470522803115E-4,8931.1752292176025,2.4953586329427266E-4,0,0,0,0,16.162665110033334,null,0,0.33333333333333331,40.528499999999994,1.8504811250925242E-2,10.998249999999999,0.16666666666666666,0,1.8504811250925242E-2,2.5830139094497899,null,74.590286524639396,0,1.5133333333333332,74.590286524639396,1.4200000000000001E-2,0,74.590286524639396,0.01,0,0,null,0,0,10.998249999999999,1.4200000000000001E-2,0,0.01,0.15617514999999998,null,30.473249999999997,0,0,null,{"$f":"IF($D75=\"Connection\",VLOOKUP(C75,'Input - General'!$F$62:$N$79,5,FALSE),0)","v":0},null,0.1801212933606588,18.901854169483123,3.4046264199218612,null,8.6527813038891108E-2,22.306480589404984,1.930130981995688]
[null,{"$f":"'Input - Inventory'!B73","v":65},{"$f":"'Input - Inventory'!C73","v":"INC1x100"},{"$f":"'Input - Inventory'!D73","v":"Lamp"},{"$f":"'Input - Inventory'!E73","v":"NonTraffic"},{"$f":"'Input - Inventory'!F73","v":"Minor < 130w"},{"$f":"'Input - Inventory'!G73","v":"1"},null,"Lamp - INC1x100",null,41.76812667435194,1,{"$f":"L76*K76","v":41.76812667435194},null,10.50726497555012,{"$f":"IF(AND($D76=\"Lamp\",CycleBulkTask1<>0, OR($F76=O$9,O$9=\"All\")),1/CycleBulkTask1,0)","v":0.33333333333333331},0,{"$f":"IF(AND($D76=\"Lamp\",CycleBulkTask2<>0, OR($F76=Q$9,Q$9=\"All\")),1/CycleBulkTask2,0)","v":0},10.50726497555012,{"$f":"IF(AND($D76=\"Lamp\",CycleBulkTask3<>0, OR($F76=S$9,S$9=\"All\")),1/CycleBulkTask3,0)","v":1.8504811250925242E-2},0,{"$f":"IF(AND($D76=\"Lamp\",CycleBulkTask4<>0, OR($F76=U$9,U$9=\"All\")),1/CycleBulkTask4,0)","v":0},10.50726497555012,{"$f":"IF(AND($D76=\"Lamp\",CycleBulkTask5<>0, OR($F76=W$9,W$9=\"All\")),1/CycleBulkTask5,0)","v":0.16666666666666666},10.50726497555012,{"$f":"IF(AND($D76=\"Lamp\",CycleBulkTask6<>0, OR($F76=Y$9,Y$9=\"All\")),1/CycleBulkTask6,0)","v":4.590314436538903E-3},10.50726497555012,{"$f":"IF(AND($D76=\"Lamp\",CycleBulkTask7<>0, OR($F76=AA$9,AA$9=\"All\")),1/CycleBulkTask7,0)","v":4.0032025620496396E-2},157.60897463325179,{"$f":"IF(AND($D76=\"Lamp\",CycleBulkTask8<>0, OR($F76=AC$9,AC$9=\"All\")),1/CycleBulkTask8,0)","v":2.1598272138228944E-2},262.68162438875305,{"$f":"IF(AND($D76=\"Lamp\",CycleBulkTask9<>0, OR($F76=AE$9,AE$9=\"All\")),1/CycleBulkTask9,0)","v":1.2221950623319483E-2},0,{"$f":"IF(AND($D76=\"Lamp\",CycleBulkTask10<>0, OR($F76=AG$9,AG$9=\"All\")),1/CycleBulkTask10,0)","v":0},12608.717970660146,{"$f":"IF(AND($D76=\"Lamp\",CycleBulkTask11<>0, OR($F76=AI$9,AI$9=\"All\")),1/CycleBulkTask11,0)","v":1.1123470522803115E-4},8931.1752292176025,{"$f":"IF(AND($D76=\"Lamp\",CycleBulkTask12<>0, OR($F76=AK$9,AK$9=\"All\")),1/CycleBulkTask12,0)","v":2.4953586329427266E-4},0,{"$f":"IF(AND($D76=\"Lamp\",CycleBulkTask13<>0, OR($F76=AM$9,AM$9=\"All\")),1/CycleBulkTask13,0)","v":0},0,{"$f":"IF(AND($D76=\"Lamp\",CycleBulkTask14<>0, OR($F76=AO$9,AO$9=\"All\")),1/CycleBulkTask14,0)","v":0},{"$f":"O76*P76+Q76*R76+S76*T76+U76*V76+W76*X76+Y76*Z76+AA76*AB76+AC76*AD76+AE76*AF76+AG76*AH76+AI76*AJ76+AK76*AL76+AM76*AN76+AO76*AP76","v":16.162665110033334},null,10.50726497555012,{"$f":"MAX(P76,R76)","v":0.33333333333333331},40.528499999999994,{"$f":"MAX(T76,V76)","v":1.8504811250925242E-2},10.998249999999999,{"$f":"X76","v":0.16666666666666666},0,{"$f":"INDIRECT($E76)*$V76 +(1-INDIRECT($E76))*$T76","v":1.8504811250925242E-2},{"$f":"AS76*AT76+AU76*AV76+AW76*AX76+AY76*AZ76","v":6.0854355679664964},null,{"$f":"IF($D76=$AS$9,(INDIRECT(\"PriceLabour\" & \"FY15\")*ProportionStandardHours + INDIRECT(\"PriceLabourOvertime\" & \"FY15\")*ProportionOvertimeHours)*(1+RateOnCostAnnual),0)","v":74.590286524639396},{"$f":"BO76","v":0.06},{"$f":"IF($D76=\"Lamp\",(NumberOfCrew+INDIRECT($E76)*TrafficController)*(TimeToReplaceLamp),0)","v":1.5133333333333332},{"$f":"IF($D76=$AS$9,(INDIRECT(\"PriceLabour\" & \"FY15\")*ProportionStandardHours + INDIRECT(\"PriceLabourOvertime\" & \"FY15\")*ProportionOvertimeHours)*(1+RateOnCostAnnual),0)","v":74.590286524639396},{"$f":"BQ76","v":1.4200000000000001E-2},{"$f":"IF($D76=\"Lamp\",(NumberOfCrew+INDIRECT($E76)*TrafficController)*(TimeForPECellReplace),0)","v":0},{"$f":"IF($D76=$AS$9,(INDIRECT(\"PriceLabour\" & \"FY15\")*ProportionStandardHours + INDIRECT(\"PriceLabourOvertime\" & \"FY15\")*ProportionOvertimeHours)*(1+RateOnCostAnnual),0)","v":74.590286524639396},{"$f":"BS76","v":0.01},{"$f":"IF($D76=\"Lamp\",(NumberOfCrew+INDIRECT($E76)*TrafficController)*(TimeForOtherSpot),0)","v":0},{"$f":"BC76*BD76*BE76+BF76*BG76*BH76+BI76*BJ76*BK76","v":6.7727980164372559},null,10.50726497555012,{"$f":"IF($D76=\"Lamp\",INDIRECT(BO$10 & $B76),0)","v":0.06},10.998249999999999,{"$f":"IF($D76=\"Lamp\",INDIRECT(\"FailurePECell\" & \"Annual\"),0)","v":1.4200000000000001E-2},0,{"$f":"IF($D76=\"Lamp\",INDIRECT(\"FailureMisc\" & \"Annual\"),0)","v":0.01},{"$f":"BN76*BO76+BP76*BQ76+BR76*BS76","v":0.78661104853300712},null,30.473249999999997,{"$f":"BD76*BE76+BG76*BH76+BJ76*BK76","v":9.0799999999999992E-2},{"$f":"BV76*BW76","v":2.7669710999999992},null,{"$f":"IF($D76=\"Connection\",VLOOKUP(C76,'Input - General'!$F$62:$N$79,5,FALSE),0)","v":0},null,{"$f":"RateOverhead","v":0.1801212933606588},{"$f":"BX76+BL76+BT76+BA76+AQ76+BZ76","v":32.57448084297009},{"$f":"CC76*CB76","v":5.8673576199877759},null,{"$f":"CorporateOverheads","v":8.6527813038891108E-2},38.441838462957868,{"$f":"CG76*CF76","v":3.3262882113940715}]
[null,{"$f":"'Input - Inventory'!B74","v":66},{"$f":"'Input - Inventory'!C74","v":"INC1x1000"},{"$f":"'Input - Inventory'!D74","v":"Lamp"},{"$f":"'Input - Inventory'!E74","v":"Traffic"},{"$f":"'Input - Inventory'!F74","v":"Major > 130w"},{"$f":"'Input - Inventory'!G74","v":"1"},null,{"$f":"CONCATENATE(D77,\" - \",C77)","v":"Lamp - INC1x1000"},null,{"$f":"AQ77+BA77+BL77+BT77+BX77+BZ77+CD77+CH77","v":94.688194702315485},{"$f":"INDIRECT(L$10&$B77&\"FY15\")","v":0},0,null,{"$f":"IF(AND($D77=\"Lamp\", OR($F77=O$9, O$9=\"All\")),INDIRECT(\"PriceBulkTask1\" & \"FY15\"),0)","v":0},0,{"$f":"IF(AND($D77=\"Lamp\", OR($F77=Q$9, Q$9=\"All\")),INDIRECT(\"PriceBulkTask2\" & \"FY15\"),0)","v":10.50726497555012},0.33333333333333331,{"$f":"IF(AND($D77=\"Lamp\", OR($F77=S$9, S$9=\"All\")),INDIRECT(\"PriceBulkTask3\" & \"FY15\"),0)","v":0},0,{"$f":"IF(AND($D77=\"Lamp\", OR($F77=U$9, U$9=\"All\")),INDIRECT(\"PriceBulkTask4\" & \"FY15\"),0)","v":10.50726497555012},4.9094211792429674E-3,{"$f":"IF(AND($D77=\"Lamp\", OR($F77=W$9, W$9=\"All\")),INDIRECT(\"PriceBulkTask5\" & \"FY15\"),0)","v":10.50726497555012},0.16666666666666666,{"$f":"IF(AND($D77=\"Lamp\", OR($F77=Y$9, Y$9=\"All\")),INDIRECT(\"PriceBulkTask6\" & \"FY15\"),0)","v":10.50726497555012},4.590314436538903E-3,{"$f":"IF(AND($D77=\"Lamp\", OR($F77=AA$9, AA$9=\"All\")),INDIRECT(\"PriceBulkTask7\" & \"FY15\"),0)","v":10.50726497555012},4.0032025620496396E-2,{"$f":"IF(AND($D77=\"Lamp\", OR($F77=AC$9, AC$9=\"All\")),INDIRECT(\"PriceBulkTask8\" & \"FY15\"),0)","v":157.60897463325179},2.1598272138228944E-2,{"$f":"IF(AND($D77=\"Lamp\", OR($F77=AE$9, AE$9=\"All\")),INDIRECT(\"PriceBulkTask9\" & \"FY15\"),0)","v":262.68162438875305},1.2221950623319483E-2,{"$f":"IF(AND($D77=\"Lamp\", OR($F77=AG$9, AG$9=\"All\")),INDIRECT(\"PriceBulkTask10\" & \"FY15\"),0)","v":0},0,{"$f":"IF(AND($D77=\"Lamp\", OR($F77=AI$9, AI$9=\"All\")),INDIRECT(\"PriceBulkTask11\" & \"FY15\"),0)","v":12608.717970660146},1.1123470522803115E-4,{"$f":"IF(AND($D77=\"Lamp\", OR($F77=AK$9, AK$9=\"All\")),INDIRECT(\"PriceBulkTask12\" & \"FY15\"),0)","v":8931.1752292176025},2.4953586329427266E-4,{"$f":"IF(AND($D77=\"Lamp\", OR($F77=AM$9, AM$9=\"All\")),INDIRECT(\"PriceBulkTask13\" & \"FY15\"),0)","v":0},0,{"$f":"IF(AND($D77=\"Lamp\", OR($F77=AO$9, AO$9=\"All\")),INDIRECT(\"PriceBulkTask14\" & \"FY15\"),0)","v":0},0,16.019814744104206,null,{"$f":"IF($D77=\"Lamp\",$G77*INDIRECT(\"Price\" & $B77 & \"FY15\"),0)","v":105.07264975550122},0.33333333333333331,{"$f":"IF($D77=\"Lamp\",INDIRECT(\"PriceVisor\" & \"FY15\"),0)","v":40.528499999999994},4.9094211792429674E-3,{"$f":"IF($D77=\"Lamp\",INDIRECT(\"PricePECell\" & \"FY15\"),0)","v":10.998249999999999},0.16666666666666666,{"$f":"IF($D77=\"Lamp\",INDIRECT(\"PriceMisc\" & \"FY15\"),0)","v":0},4.9094211792429674E-3,37.056229728096682,null,74.590286524639396,0.06,2.2699999999999996,74.590286524639396,1.4200000000000001E-2,0,74.590286524639396,0.01,0,10.159197024655882,null,{"$f":"IF($D77=\"Lamp\",INDIRECT(\"Price\" & $B77 & \"FY15\"),0)","v":105.07264975550122},0.06,{"$f":"IF($D77=\"Lamp\",INDIRECT(\"pRICEpecELL\" & \"FY15\"),0)","v":10.998249999999999},1.4200000000000001E-2,{"$f":"IF($D77=\"Lamp\",INDIRECT(\"PriceMisc\" & \"FY15\"),0)","v":0},0.01,6.4605341353300734,null,{"$f":"IF(AND($D77=\"Lamp\"),INDIRECT(\"PriceEWP\"&\"FY15\"),0)","v":30.473249999999997},0.13619999999999996,4.150456649999998,null,{"$f":"IF($D77=\"Connection\",VLOOKUP(C77,'Input - General'!$F$62:$N$79,5,FALSE),0)","v":0},null,0.1801212933606588,73.846232282186847,13.301278868479129,null,8.6527813038891108E-2,{"$f":"AQ77+BA77+BL77+BT77+BX77+BZ77+CD77","v":87.147511150665977},7.5406835516495034]
[null,{"$f":"'Input - Inventory'!B75","v":67},{"$f":"'Input - Inventory'!C75","v":"INC1x1440"},{"$f":"'Input - Inventory'!D75","v":"Lamp"},{"$f":"'Input - Inventory'!E75","v":"NonTraffic"},{"$f":"'Input - Inventory'!F75","v":"Major > 130w"},{"$f":"'Input - Inventory'!G75","v":"1"},null,"Lamp - INC1x1440",null,35.579153749962323,0,0,null,0,0,10.50726497555012,0.33333333333333331,0,0,10.50726497555012,4.9094211792429674E-3,10.50726497555012,0.16666666666666666,10.50726497555012,4.590314436538903E-3,10.50726497555012,4.0032025620496396E-2,157.60897463325179,2.1598272138228944E-2,262.68162438875305,1.2221950623319483E-2,0,0,12608.717970660146,1.1123470522803115E-4,8931.1752292176025,2.4953586329427266E-4,0,0,0,0,16.019814744104206,null,0,0.33333333333333331,40.528499999999994,4.9094211792429674E-3,10.998249999999999,0.16666666666666666,0,0,2.0320131429296149,null,74.590286524639396,0.06,1.5133333333333332,74.590286524639396,1.4200000000000001E-2,0,74.590286524639396,0.01,0,6.7727980164372559,null,0,0.06,10.998249999999999,1.4200000000000001E-2,0,0.01,0.15617514999999998,null,30.473249999999997,9.0799999999999992E-2,2.7669710999999992,null,{"$f":"IF($D78=\"Connection\",VLOOKUP(C78,'Input - General'!$F$62:$N$79,5,FALSE),0)","v":0},null,0.1801212933606588,27.747772153471075,4.9979646081600828,null,8.6527813038891108E-2,32.745736761631157,2.8334169883311642]
[null,{"$f":"'Input - Inventory'!B76","v":68},{"$f":"'Input - Inventory'!C76","v":"INC1x150"},{"$f":"'Input - Inventory'!D76","v":"Lamp"},{"$f":"'Input - Inventory'!E76","v":"NonTraffic"},{"$f":"'Input - Inventory'!F76","v":"Major > 130w"},{"$f":"'Input - Inventory'!G76","v":"1"},null,"Lamp - INC1x150",null,40.878446739528378,0,0,null,0,0,10.50726497555012,0.33333333333333331,0,0,10.50726497555012,4.9094211792429674E-3,10.50726497555012,0.16666666666666666,10.50726497555012,4.590314436538903E-3,10.50726497555012,4.0032025620496396E-2,157.60897463325179,2.1598272138228944E-2,262.68162438875305,1.2221950623319483E-2,0,0,12608.717970660146,1.1123470522803115E-4,8931.1752292176025,2.4953586329427266E-4,0,0,0,0,16.019814744104206,null,10.50726497555012,0.33333333333333331,40.528499999999994,4.9094211792429674E-3,10.998249999999999,0.16666666666666666,0,0,5.5344348014463218,null,74.590286524639396,0.06,1.5133333333333332,74.590286524639396,1.4200000000000001E-2,0,74.590286524639396,0.01,0,6.7727980164372559,null,10.50726497555012,0.06,10.998249999999999,1.4200000000000001E-2,0,0.01,0.78661104853300712,null,30.473249999999997,9.0799999999999992E-2,2.7669710999999992,null,{"$f":"IF($D79=\"Connection\",VLOOKUP(C79,'Input - General'!$F$62:$N$79,5,FALSE),0)","v":0},null,0.1801212933606588,31.880629710520793,5.7423802566112503,null,8.6527813038891108E-2,37.623009967132042,3.255436772396338]
[null,{"$f":"'Input - Inventory'!B77","v":69},{"$f":"'Input - Inventory'!C77","v":"INC1x150 (P09)"},{"$f":"'Input - Inventory'!D77","v":"Lamp"},{"$f":"'Input - Inventory'!E77","v":"NonTraffic"},{"$f":"'Input - Inventory'!F77","v":"Major > 130w"},{"$f":"'Input - Inventory'!G77","v":1},null,"Lamp - INC1x150 (P09)",null,40.878446739528378,13,531.4198076138689,null,0,0,10.50726497555012,0.33333333333333331,0,0,10.50726497555012,4.9094211792429674E-3,10.50726497555012,0.16666666666666666,10.50726497555012,4.590314436538903E-3,10.50726497555012,4.0032025620496396E-2,157.60897463325179,2.1598272138228944E-2,262.68162438875305,1.2221950623319483E-2,0,0,12608.717970660146,1.1123470522803115E-4,8931.1752292176025,2.4953586329427266E-4,0,0,0,0,16.019814744104206,null,10.50726497555012,0.33333333333333331,40.528499999999994,4.9094211792429674E-3,10.998249999999999,0.16666666666666666,0,0,5.5344348014463218,null,74.590286524639396,0.06,1.5133333333333332,74.590286524639396,1.4200000000000001E-2,0,74.590286524639396,0.01,0,6.7727980164372559,null,10.50726497555012,0.06,10.998249999999999,1.4200000000000001E-2,0,0.01,0.78661104853300712,null,30.473249999999997,9.0799999999999992E-2,2.7669710999999992,null,{"$f":"IF($D80=\"Connection\",VLOOKUP(C80,'Input - General'!$F$62:$N$79,5,FALSE),0)","v":0},null,0.1801212933606588,31.880629710520793,5.7423802566112503,null,8.6527813038891108E-2,37.623009967132042,3.255436772396338]
[null,{"$f":"'Input - Inventory'!B78","v":70},{"$f":"'Input - Inventory'!C78","v":"INC1x200"},{"$f":"'Input - Inventory'!D78","v":"Lamp"},{"$f":"'Input - Inventory'!E78","v":"NonTraffic"},{"$f":"'Input - Inventory'!F78","v":"Major > 130w"},{"$f":"'Input - Inventory'!G78","v":"1"},null,"Lamp - INC1x200",null,40.878446739528378,0,0,null,0,0,10.50726497555012,0.33333333333333331,0,0,10.50726497555012,4.9094211792429674E-3,10.50726497555012,0.16666666666666666,10.50726497555012,4.590314436538903E-3,10.50726497555012,4.0032025620496396E-2,157.60897463325179,2.1598272138228944E-2,262.68162438875305,1.2221950623319483E-2,0,0,12608.717970660146,1.1123470522803115E-4,8931.1752292176025,2.4953586329427266E-4,0,0,0,0,16.019814744104206,null,10.50726497555012,0.33333333333333331,40.528499999999994,4.9094211792429674E-3,10.998249999999999,0.16666666666666666,0,0,5.5344348014463218,null,74.590286524639396,0.06,1.5133333333333332,74.590286524639396,1.4200000000000001E-2,0,74.590286524639396,0.01,0,6.7727980164372559,null,10.50726497555012,0.06,10.998249999999999,1.4200000000000001E-2,0,0.01,0.78661104853300712,null,30.473249999999997,9.0799999999999992E-2,2.7669710999999992,null,{"$f":"IF($D81=\"Connection\",VLOOKUP(C81,'Input - General'!$F$62:$N$79,5,FALSE),0)","v":0},null,0.1801212933606588,31.880629710520793,5.7423802566112503,null,8.6527813038891108E-2,37.623009967132042,3.255436772396338]
[null,{"$f":"'Input - Inventory'!B79","v":71},{"$f":"'Input - Inventory'!C79","v":"INC1x300"},{"$f":"'Input - Inventory'!D79","v":"Lamp"},{"$f":"'Input - Inventory'!E79","v":"NonTraffic"},{"$f":"'Input - Inventory'!F79","v":"Major > 130w"},{"$f":"'Input - Inventory'!G79","v":"1"},null,"Lamp - INC1x300",null,51.477032718660482,0,0,null,0,0,10.50726497555012,0.33333333333333331,0,0,10.50726497555012,4.9094211792429674E-3,10.50726497555012,0.16666666666666666,10.50726497555012,4.590314436538903E-3,10.50726497555012,4.0032025620496396E-2,157.60897463325179,2.1598272138228944E-2,262.68162438875305,1.2221950623319483E-2,0,0,12608.717970660146,1.1123470522803115E-4,8931.1752292176025,2.4953586329427266E-4,0,0,0,0,16.019814744104206,null,31.521794926650362,0.33333333333333331,40.528499999999994,4.9094211792429674E-3,10.998249999999999,0.16666666666666666,0,0,12.539278118479736,null,74.590286524639396,0.06,1.5133333333333332,74.590286524639396,1.4200000000000001E-2,0,74.590286524639396,0.01,0,6.7727980164372559,null,31.521794926650362,0.06,10.998249999999999,1.4200000000000001E-2,0,0.01,2.0474828455990215,null,30.473249999999997,9.0799999999999992E-2,2.7669710999999992,null,{"$f":"IF($D82=\"Connection\",VLOOKUP(C82,'Input - General'!$F$62:$N$79,5,FALSE),0)","v":0},null,0.1801212933606588,40.146344824620215,7.2312115535135835,null,8.6527813038891108E-2,47.377556378133796,4.0994763405266843]
[null,{"$f":"'Input - Inventory'!B80","v":72},{"$f":"'Input - Inventory'!C80","v":"INC1x40"},{"$f":"'Input - Inventory'!D80","v":"Lamp"},{"$f":"'Input - Inventory'!E80","v":"NonTraffic"},{"$f":"'Input - Inventory'!F80","v":"Minor < 130w"},{"$f":"'Input - Inventory'!G80","v":"1"},null,"Lamp - INC1x40",null,41.76812667435194,0,0,null,10.50726497555012,0.33333333333333331,0,0,10.50726497555012,1.8504811250925242E-2,0,0,10.50726497555012,0.16666666666666666,10.50726497555012,4.590314436538903E-3,10.50726497555012,4.0032025620496396E-2,157.60897463325179,2.1598272138228944E-2,262.68162438875305,1.2221950623319483E-2,0,0,12608.717970660146,1.1123470522803115E-4,8931.1752292176025,2.4953586329427266E-4,0,0,0,0,16.162665110033334,null,10.50726497555012,0.33333333333333331,40.528499999999994,1.8504811250925242E-2,10.998249999999999,0.16666666666666666,0,1.8504811250925242E-2,6.0854355679664964,null,74.590286524639396,0.06,1.5133333333333332,74.590286524639396,1.4200000000000001E-2,0,74.590286524639396,0.01,0,6.7727980164372559,null,10.50726497555012,0.06,10.998249999999999,1.4200000000000001E-2,0,0.01,0.78661104853300712,null,30.473249999999997,9.0799999999999992E-2,2.7669710999999992,null,{"$f":"IF($D83=\"Connection\",VLOOKUP(C83,'Input - General'!$F$62:$N$79,5,FALSE),0)","v":0},null,0.1801212933606588,32.57448084297009,5.8673576199877759,null,8.6527813038891108E-2,38.441838462957868,3.3262882113940715]
[null,{"$f":"'Input - Inventory'!B81","v":73},{"$f":"'Input - Inventory'!C81","v":"INC1x500"},{"$f":"'Input - Inventory'!D81","v":"Lamp"},{"$f":"'Input - Inventory'!E81","v":"NonTraffic"},{"$f":"'Input - Inventory'!F81","v":"Major > 130w"},{"$f":"'Input - Inventory'!G81","v":"1"},null,"Lamp - INC1x500",null,51.477032718660482,0,0,null,0,0,10.50726497555012,0.33333333333333331,0,0,10.50726497555012,4.9094211792429674E-3,10.50726497555012,0.16666666666666666,10.50726497555012,4.590314436538903E-3,10.50726497555012,4.0032025620496396E-2,157.60897463325179,2.1598272138228944E-2,262.68162438875305,1.2221950623319483E-2,0,0,12608.717970660146,1.1123470522803115E-4,8931.1752292176025,2.4953586329427266E-4,0,0,0,0,16.019814744104206,null,31.521794926650362,0.33333333333333331,40.528499999999994,4.9094211792429674E-3,10.998249999999999,0.16666666666666666,0,0,12.539278118479736,null,74.590286524639396,0.06,1.5133333333333332,74.590286524639396,1.4200000000000001E-2,0,74.590286524639396,0.01,0,6.7727980164372559,null,31.521794926650362,0.06,10.998249999999999,1.4200000000000001E-2,0,0.01,2.0474828455990215,null,30.473249999999997,9.0799999999999992E-2,2.7669710999999992,null,{"$f":"IF($D84=\"Connection\",VLOOKUP(C84,'Input - General'!$F$62:$N$79,5,FALSE),0)","v":0},null,0.1801212933606588,40.146344824620215,7.2312115535135835,null,8.6527813038891108E-2,47.377556378133796,4.0994763405266843]
[null,{"$f":"'Input - Inventory'!B82","v":74},{"$f":"'Input - Inventory'!C82","v":"INC1x60"},{"$f":"'Input - Inventory'!D82","v":"Lamp"},{"$f":"'Input - Inventory'!E82","v":"NonTraffic"},{"$f":"'Input - Inventory'!F82","v":"Minor < 130w"},{"$f":"'Input - Inventory'!G82","v":"1"},null,"Lamp - INC1x60",null,41.76812667435194,0,0,null,10.50726497555012,0.33333333333333331,0,0,10.50726497555012,1.8504811250925242E-2,0,0,10.50726497555012,0.16666666666666666,10.50726497555012,4.590314436538903E-3,10.50726497555012,4.0032025620496396E-2,157.60897463325179,2.1598272138228944E-2,262.68162438875305,1.2221950623319483E-2,0,0,12608.717970660146,1.1123470522803115E-4,8931.1752292176025,2.4953586329427266E-4,0,0,0,0,16.162665110033334,null,10.50726497555012,0.33333333333333331,40.528499999999994,1.8504811250925242E-2,10.998249999999999,0.16666666666666666,0,1.8504811250925242E-2,6.0854355679664964,null,74.590286524639396,0.06,1.5133333333333332,74.590286524639396,1.4200000000000001E-2,0,74.590286524639396,0.01,0,6.7727980164372559,null,10.50726497555012,0.06,10.998249999999999,1.4200000000000001E-2,0,0.01,0.78661104853300712,null,30.473249999999997,9.0799999999999992E-2,2.7669710999999992,null,{"$f":"IF($D85=\"Connection\",VLOOKUP(C85,'Input - General'!$F$62:$N$79,5,FALSE),0)","v":0},null,0.1801212933606588,32.57448084297009,5.8673576199877759,null,8.6527813038891108E-2,38.441838462957868,3.3262882113940715]
[null,{"$f":"'Input - Inventory'!B83","v":75},{"$f":"'Input - Inventory'!C83","v":"INC1x75"},{"$f":"'Input - Inventory'!D83","v":"Lamp"},{"$f":"'Input - Inventory'!E83","v":"NonTraffic"},{"$f":"'Input - Inventory'!F83","v":"Minor < 130w"},{"$f":"'Input - Inventory'!G83","v":"1"},null,"Lamp - INC1x75",null,41.76812667435194,0,0,null,10.50726497555012,0.33333333333333331,0,0,10.50726497555012,1.8504811250925242E-2,0,0,10.50726497555012,0.16666666666666666,10.50726497555012,4.590314436538903E-3,10.50726497555012,4.0032025620496396E-2,157.60897463325179,2.1598272138228944E-2,262.68162438875305,1.2221950623319483E-2,0,0,12608.717970660146,1.1123470522803115E-4,8931.1752292176025,2.4953586329427266E-4,0,0,0,0,16.162665110033334,null,10.50726497555012,0.33333333333333331,40.528499999999994,1.8504811250925242E-2,10.998249999999999,0.16666666666666666,0,1.8504811250925242E-2,6.0854355679664964,null,74.590286524639396,0.06,1.5133333333333332,74.590286524639396,1.4200000000000001E-2,0,74.590286524639396,0.01,0,6.7727980164372559,null,10.50726497555012,0.06,10.998249999999999,1.4200000000000001E-2,0,0.01,0.78661104853300712,null,30.473249999999997,9.0799999999999992E-2,2.7669710999999992,null,{"$f":"IF($D86=\"Connection\",VLOOKUP(C86,'Input - General'!$F$62:$N$79,5,FALSE),0)","v":0},null,0.1801212933606588,32.57448084297009,5.8673576199877759,null,8.6527813038891108E-2,38.441838462957868,3.3262882113940715]
[null,{"$f":"'Input - Inventory'!B84","v":76},{"$f":"'Input - Inventory'!C84","v":"INC3x100"},{"$f":"'Input - Inventory'!D84","v":"Lamp"},{"$f":"'Input - Inventory'!E84","v":"NonTraffic"},{"$f":"'Input - Inventory'!F84","v":"Minor < 130w"},{"$f":"'Input - Inventory'!G84","v":"3"},null,"Lamp - INC3x100",null,50.749979199040162,0,0,null,10.50726497555012,0.33333333333333331,0,0,10.50726497555012,1.8504811250925242E-2,0,0,10.50726497555012,0.16666666666666666,10.50726497555012,4.590314436538903E-3,10.50726497555012,4.0032025620496396E-2,157.60897463325179,2.1598272138228944E-2,262.68162438875305,1.2221950623319483E-2,0,0,12608.717970660146,1.1123470522803115E-4,8931.1752292176025,2.4953586329427266E-4,0,0,0,0,16.162665110033334,null,31.521794926650358,0.33333333333333331,40.528499999999994,1.8504811250925242E-2,10.998249999999999,0.16666666666666666,0,1.8504811250925242E-2,13.090278884999908,null,74.590286524639396,0.06,1.5133333333333332,74.590286524639396,1.4200000000000001E-2,0,74.590286524639396,0.01,0,6.7727980164372559,null,10.50726497555012,0.06,10.998249999999999,1.4200000000000001E-2,0,0.01,0.78661104853300712,null,30.473249999999997,9.0799999999999992E-2,2.7669710999999992,null,{"$f":"IF($D87=\"Connection\",VLOOKUP(C87,'Input - General'!$F$62:$N$79,5,FALSE),0)","v":0},null,0.1801212933606588,39.579324160003509,7.1290790580406025,null,8.6527813038891108E-2,46.708403218044104,4.0415759809960603]
[null,{"$f":"'Input - Inventory'!B85","v":77},{"$f":"'Input - Inventory'!C85","v":"LED1x237"},{"$f":"'Input - Inventory'!D85","v":"Lamp"},{"$f":"'Input - Inventory'!E85","v":"NonTraffic"},{"$f":"'Input - Inventory'!F85","v":"Major > 130w"},{"$f":"'Input - Inventory'!G85","v":1},null,"Lamp - LED1x237",null,25.385635322141312,1,25.385635322141312,null,0,0,10.50726497555012,0.33333333333333331,0,0,10.50726497555012,4.9094211792429674E-3,10.50726497555012,0.16666666666666666,10.50726497555012,4.590314436538903E-3,10.50726497555012,4.0032025620496396E-2,157.60897463325179,2.1598272138228944E-2,262.68162438875305,1.2221950623319483E-2,0,0,12608.717970660146,1.1123470522803115E-4,8931.1752292176025,2.4953586329427266E-4,0,0,0,0,16.019814744104206,null,0,0.33333333333333331,40.528499999999994,4.9094211792429674E-3,10.998249999999999,0.16666666666666666,0,0,2.0320131429296149,null,74.590286524639396,0.01,1.5133333333333332,74.590286524639396,1.4200000000000001E-2,0,74.590286524639396,0.01,0,1.1287996694062095,null,0,0.01,10.998249999999999,1.4200000000000001E-2,0,0.01,0.15617514999999998,null,30.473249999999997,1.5133333333333332E-2,0.46116184999999993,null,{"$f":"IF($D88=\"Connection\",VLOOKUP(C88,'Input - General'!$F$62:$N$79,5,FALSE),0)","v":0},null,0.1801212933606588,19.797964556440029,3.5660349818144597,null,8.6527813038891108E-2,23.36399953825449,2.0216357838868229]
[null,{"$f":"'Input - Inventory'!B86","v":78},{"$f":"'Input - Inventory'!C86","v":"LED1x29"},{"$f":"'Input - Inventory'!D86","v":"Lamp"},{"$f":"'Input - Inventory'!E86","v":"NonTraffic"},{"$f":"'Input - Inventory'!F86","v":"Minor < 130w"},{"$f":"'Input - Inventory'!G86","v":1},null,"Lamp - LED1x29",null,24.029852125792821,1391,33425.524306977815,null,10.50726497555012,{"$f":"1/6","v":0.16666666666666666},0,0,10.50726497555012,1.8504811250925242E-2,0,0,10.50726497555012,0.16666666666666666,10.50726497555012,4.590314436538903E-3,10.50726497555012,4.0032025620496396E-2,157.60897463325179,2.1598272138228944E-2,262.68162438875305,1.2221950623319483E-2,0,0,12608.717970660146,1.1123470522803115E-4,8931.1752292176025,2.4953586329427266E-4,0,0,0,0,14.411454280774983,null,0,0.16666666666666666,40.528499999999994,1.8504811250925242E-2,10.998249999999999,0.16666666666666666,0,1.8504811250925242E-2,2.5830139094497899,null,74.590286524639396,0.01,1.5133333333333332,74.590286524639396,1.4200000000000001E-2,0,74.590286524639396,0.01,0,1.1287996694062095,null,0,0.01,10.998249999999999,1.4200000000000001E-2,0,0.01,0.15617514999999998,null,30.473249999999997,1.5133333333333332E-2,0.46116184999999993,null,{"$f":"IF($D89=\"Connection\",VLOOKUP(C89,'Input - General'!$F$62:$N$79,5,FALSE),0)","v":0},null,0.1801212933606588,18.740604859630981,3.3755819856777798,null,8.6527813038891108E-2,22.116186845308761,1.9136652804840595]
[null,{"$f":"'Input - Inventory'!B87","v":79},{"$f":"'Input - Inventory'!C87","v":"MBF1x1000"},{"$f":"'Input - Inventory'!D87","v":"Lamp"},{"$f":"'Input - Inventory'!E87","v":"Traffic"},{"$f":"'Input - Inventory'!F87","v":"Major > 130w"},{"$f":"'Input - Inventory'!G87","v":"1"},null,"Lamp - MBF1x1000",null,103.49886151641456,1,103.49886151641456,null,0,0,10.50726497555012,0.33333333333333331,0,0,10.50726497555012,4.9094211792429674E-3,10.50726497555012,0.16666666666666666,10.50726497555012,4.590314436538903E-3,10.50726497555012,4.0032025620496396E-2,157.60897463325179,2.1598272138228944E-2,262.68162438875305,1.2221950623319483E-2,0,0,12608.717970660146,1.1123470522803115E-4,8931.1752292176025,2.4953586329427266E-4,0,0,0,0,16.019814744104206,null,105.07264975550122,0.33333333333333331,40.528499999999994,4.9094211792429674E-3,10.998249999999999,0.16666666666666666,0,4.9094211792429674E-3,37.056229728096682,null,74.590286524639396,0.08,2.2699999999999996,74.590286524639396,1.4200000000000001E-2,0,74.590286524639396,0.01,0,13.545596032874512,null,105.07264975550122,0.08,10.998249999999999,1.4200000000000001E-2,0,0.01,8.5619871304400963,null,30.473249999999997,0.18159999999999996,5.5339421999999985,null,{"$f":"IF($D90=\"Connection\",VLOOKUP(C90,'Input - General'!$F$62:$N$79,5,FALSE),0)","v":0},null,0.1801212933606588,80.717569835515505,14.538953075702352,null,8.6527813038891108E-2,95.256522911217857,8.2423386051967054]
[null,{"$f":"'Input - Inventory'!B88","v":80},{"$f":"'Input - Inventory'!C88","v":"MBF1x1000 (P09)"},{"$f":"'Input - Inventory'!D88","v":"Lamp"},{"$f":"'Input - Inventory'!E88","v":"Traffic"},{"$f":"'Input - Inventory'!F88","v":"Major > 130w"},{"$f":"'Input - Inventory'!G88","v":1},null,"Lamp - MBF1x1000 (P09)",null,103.49886151641456,13,1345.4851997133894,null,0,0,10.50726497555012,0.33333333333333331,0,0,10.50726497555012,4.9094211792429674E-3,10.50726497555012,0.16666666666666666,10.50726497555012,4.590314436538903E-3,10.50726497555012,4.0032025620496396E-2,157.60897463325179,2.1598272138228944E-2,262.68162438875305,1.2221950623319483E-2,0,0,12608.717970660146,1.1123470522803115E-4,8931.1752292176025,2.4953586329427266E-4,0,0,0,0,16.019814744104206,null,105.07264975550122,0.33333333333333331,40.528499999999994,4.9094211792429674E-3,10.998249999999999,0.16666666666666666,0,4.9094211792429674E-3,37.056229728096682,null,74.590286524639396,0.08,2.2699999999999996,74.590286524639396,1.4200000000000001E-2,0,74.590286524639396,0.01,0,13.545596032874512,null,105.07264975550122,0.08,10.998249999999999,1.4200000000000001E-2,0,0.01,8.5619871304400963,null,30.473249999999997,0.18159999999999996,5.5339421999999985,null,{"$f":"IF($D91=\"Connection\",VLOOKUP(C91,'Input - General'!$F$62:$N$79,5,FALSE),0)","v":0},null,0.1801212933606588,80.717569835515505,14.538953075702352,null,8.6527813038891108E-2,95.256522911217857,8.2423386051967054]
[null,{"$f":"'Input - Inventory'!B89","v":81},{"$f":"'Input - Inventory'!C89","v":"MBF1x125"},{"$f":"'Input - Inventory'!D89","v":"Lamp"},{"$f":"'Input - Inventory'!E89","v":"NonTraffic"},{"$f":"'Input - Inventory'!F89","v":"Minor < 130w"},{"$f":"'Input - Inventory'!G89","v":"1"},null,"Lamp - MBF1x125",null,58.221002928251309,338,19678.698989748944,null,10.50726497555012,0.33333333333333331,0,0,10.50726497555012,1.8504811250925242E-2,0,0,10.50726497555012,0.16666666666666666,10.50726497555012,4.590314436538903E-3,10.50726497555012,4.0032025620496396E-2,157.60897463325179,2.1598272138228944E-2,262.68162438875305,1.2221950623319483E-2,0,0,12608.717970660146,1.1123470522803115E-4,8931.1752292176025,2.4953586329427266E-4,0,0,0,0,16.162665110033334,null,10.50726497555012,0.33333333333333331,40.528499999999994,1.8504811250925242E-2,10.998249999999999,0.16666666666666666,0,1.8504811250925242E-2,6.0854355679664964,null,74.590286524639396,0.13570000000000002,1.5133333333333332,74.590286524639396,1.4200000000000001E-2,0,74.590286524639396,0.01,0,15.317811513842264,null,10.50726497555012,0.13570000000000002,10.998249999999999,1.4200000000000001E-2,0,0.01,1.5820110071821514,null,30.473249999999997,0.20535933333333334,6.2579663044999991,null,{"$f":"IF($D92=\"Connection\",VLOOKUP(C92,'Input - General'!$F$62:$N$79,5,FALSE),0)","v":0},null,0.1801212933606588,45.405889503524243,8.1785675435659488,null,8.6527813038891108E-2,53.584457047090197,4.636545881161112]
[null,{"$f":"'Input - Inventory'!B90","v":82},{"$f":"'Input - Inventory'!C90","v":"MBF1x125 (P09)"},{"$f":"'Input - Inventory'!D90","v":"Lamp"},{"$f":"'Input - Inventory'!E90","v":"NonTraffic"},{"$f":"'Input - Inventory'!F90","v":"Minor < 130w"},{"$f":"'Input - Inventory'!G90","v":1},null,"Lamp - MBF1x125 (P09)",null,58.221002928251309,5341,310958.37663979025,null,10.50726497555012,0.33333333333333331,0,0,10.50726497555012,1.8504811250925242E-2,0,0,10.50726497555012,0.16666666666666666,10.50726497555012,4.590314436538903E-3,10.50726497555012,4.0032025620496396E-2,157.60897463325179,2.1598272138228944E-2,262.68162438875305,1.2221950623319483E-2,0,0,12608.717970660146,1.1123470522803115E-4,8931.1752292176025,2.4953586329427266E-4,0,0,0,0,16.162665110033334,null,10.50726497555012,0.33333333333333331,40.528499999999994,1.8504811250925242E-2,10.998249999999999,0.16666666666666666,0,1.8504811250925242E-2,6.0854355679664964,null,74.590286524639396,0.13570000000000002,1.5133333333333332,74.590286524639396,1.4200000000000001E-2,0,74.590286524639396,0.01,0,15.317811513842264,null,10.50726497555012,0.13570000000000002,10.998249999999999,1.4200000000000001E-2,0,0.01,1.5820110071821514,null,30.473249999999997,0.20535933333333334,6.2579663044999991,null,{"$f":"IF($D93=\"Connection\",VLOOKUP(C93,'Input - General'!$F$62:$N$79,5,FALSE),0)","v":0},null,0.1801212933606588,45.405889503524243,8.1785675435659488,null,8.6527813038891108E-2,53.584457047090197,4.636545881161112]
[null,{"$f":"'Input - Inventory'!B91","v":83},{"$f":"'Input - Inventory'!C91","v":"MBF1x160"},{"$f":"'Input - Inventory'!D91","v":"Lamp"},{"$f":"'Input - Inventory'!E91","v":"NonTraffic"},{"$f":"'Input - Inventory'!F91","v":"Major > 130w"},{"$f":"'Input - Inventory'!G91","v":"1"},null,"Lamp - MBF1x160",null,36.531583792659326,1,36.531583792659326,null,0,0,10.50726497555012,0.33333333333333331,0,0,10.50726497555012,4.9094211792429674E-3,10.50726497555012,0.16666666666666666,10.50726497555012,4.590314436538903E-3,10.50726497555012,4.0032025620496396E-2,157.60897463325179,2.1598272138228944E-2,262.68162438875305,1.2221950623319483E-2,0,0,12608.717970660146,1.1123470522803115E-4,8931.1752292176025,2.4953586329427266E-4,0,0,0,0,16.019814744104206,null,10.50726497555012,0.33333333333333331,40.528499999999994,4.9094211792429674E-3,10.998249999999999,0.16666666666666666,0,0,5.5344348014463218,null,74.590286524639396,0.04,1.5133333333333332,74.590286524639396,1.4200000000000001E-2,0,74.590286524639396,0.01,0,4.5151986776248378,null,10.50726497555012,0.04,10.998249999999999,1.4200000000000001E-2,0,0.01,0.57646574902200487,null,30.473249999999997,6.0533333333333328E-2,1.8446473999999997,null,{"$f":"IF($D94=\"Connection\",VLOOKUP(C94,'Input - General'!$F$62:$N$79,5,FALSE),0)","v":0},null,0.1801212933606588,28.490561372197369,5.131756762931416,null,8.6527813038891108E-2,33.622318135128786,2.9092656575305416]
[null,{"$f":"'Input - Inventory'!B92","v":84},{"$f":"'Input - Inventory'!C92","v":"MBF1x250"},{"$f":"'Input - Inventory'!D92","v":"Lamp"},{"$f":"'Input - Inventory'!E92","v":"Traffic"},{"$f":"'Input - Inventory'!F92","v":"Major > 130w"},{"$f":"'Input - Inventory'!G92","v":"1"},null,"Lamp - MBF1x250",null,65.597841918709861,1153,75634.311732272472,null,0,0,10.50726497555012,0.33333333333333331,0,0,10.50726497555012,4.9094211792429674E-3,10.50726497555012,0.16666666666666666,10.50726497555012,4.590314436538903E-3,10.50726497555012,4.0032025620496396E-2,157.60897463325179,2.1598272138228944E-2,262.68162438875305,1.2221950623319483E-2,0,0,12608.717970660146,1.1123470522803115E-4,8931.1752292176025,2.4953586329427266E-4,0,0,0,0,16.019814744104206,null,10.50726497555012,0.33333333333333331,40.528499999999994,4.9094211792429674E-3,10.998249999999999,0.16666666666666666,0,4.9094211792429674E-3,5.5344348014463218,null,74.590286524639396,0.11826666666666664,2.2699999999999996,74.590286524639396,1.4200000000000001E-2,0,74.590286524639396,0.01,0,20.02490613526615,null,10.50726497555012,0.11826666666666664,10.998249999999999,1.4200000000000001E-2,0,0.01,1.3988343544417272,null,30.473249999999997,0.26846533333333322,8.1810112189999948,null,{"$f":"IF($D95=\"Connection\",VLOOKUP(C95,'Input - General'!$F$62:$N$79,5,FALSE),0)","v":0},null,0.1801212933606588,51.159001254258399,9.2148254729565888,null,8.6527813038891108E-2,60.37382672721499,5.2240151914948658]
[null,{"$f":"'Input - Inventory'!B93","v":85},{"$f":"'Input - Inventory'!C93","v":"MBF1x250 (P09)"},{"$f":"'Input - Inventory'!D93","v":"Lamp"},{"$f":"'Input - Inventory'!E93","v":"Traffic"},{"$f":"'Input - Inventory'!F93","v":"Major > 130w"},{"$f":"'Input - Inventory'!G93","v":1},null,"Lamp - MBF1x250 (P09)",null,65.597841918709861,16912,1109390.7025292211,null,0,0,10.50726497555012,0.33333333333333331,0,0,10.50726497555012,4.9094211792429674E-3,10.50726497555012,0.16666666666666666,10.50726497555012,4.590314436538903E-3,10.50726497555012,4.0032025620496396E-2,157.60897463325179,2.1598272138228944E-2,262.68162438875305,1.2221950623319483E-2,0,0,12608.717970660146,1.1123470522803115E-4,8931.1752292176025,2.4953586329427266E-4,0,0,0,0,16.019814744104206,null,10.50726497555012,0.33333333333333331,40.528499999999994,4.9094211792429674E-3,10.998249999999999,0.16666666666666666,0,4.9094211792429674E-3,5.5344348014463218,null,74.590286524639396,0.11826666666666664,2.2699999999999996,74.590286524639396,1.4200000000000001E-2,0,74.590286524639396,0.01,0,20.02490613526615,null,10.50726497555012,0.11826666666666664,10.998249999999999,1.4200000000000001E-2,0,0.01,1.3988343544417272,null,30.473249999999997,0.26846533333333322,8.1810112189999948,null,{"$f":"IF($D96=\"Connection\",VLOOKUP(C96,'Input - General'!$F$62:$N$79,5,FALSE),0)","v":0},null,0.1801212933606588,51.159001254258399,9.2148254729565888,null,8.6527813038891108E-2,60.37382672721499,5.2240151914948658]
[null,{"$f":"'Input - Inventory'!B94","v":86},{"$f":"'Input - Inventory'!C94","v":"MBF1x400"},{"$f":"'Input - Inventory'!D94","v":"Lamp"},{"$f":"'Input - Inventory'!E94","v":"Traffic"},{"$f":"'Input - Inventory'!F94","v":"Major > 130w"},{"$f":"'Input - Inventory'!G94","v":"1"},null,"Lamp - MBF1x400",null,67.854075462169604,343,23273.947883524175,null,0,0,10.50726497555012,0.33333333333333331,0,0,10.50726497555012,4.9094211792429674E-3,10.50726497555012,0.16666666666666666,10.50726497555012,4.590314436538903E-3,10.50726497555012,4.0032025620496396E-2,157.60897463325179,2.1598272138228944E-2,262.68162438875305,1.2221950623319483E-2,0,0,12608.717970660146,1.1123470522803115E-4,8931.1752292176025,2.4953586329427266E-4,0,0,0,0,16.019814744104206,null,10.50726497555012,0.33333333333333331,40.528499999999994,4.9094211792429674E-3,10.998249999999999,0.16666666666666666,0,4.9094211792429674E-3,5.5344348014463218,null,74.590286524639396,0.12533333333333332,2.2699999999999996,74.590286524639396,1.4200000000000001E-2,0,74.590286524639396,0.01,0,21.221433784836734,null,10.50726497555012,0.12533333333333332,10.998249999999999,1.4200000000000001E-2,0,0.01,1.4730856936022816,null,30.473249999999997,0.28450666666666657,8.6698427799999962,null,{"$f":"IF($D97=\"Connection\",VLOOKUP(C97,'Input - General'!$F$62:$N$79,5,FALSE),0)","v":0},null,0.1801212933606588,52.918611803989535,9.5317688009852208,null,8.6527813038891108E-2,62.450380604974754,5.4036948571948464]
[null,{"$f":"'Input - Inventory'!B95","v":87},{"$f":"'Input - Inventory'!C95","v":"MBF1x400 (P09)"},{"$f":"'Input - Inventory'!D95","v":"Lamp"},{"$f":"'Input - Inventory'!E95","v":"Traffic"},{"$f":"'Input - Inventory'!F95","v":"Major > 130w"},{"$f":"'Input - Inventory'!G95","v":1},null,"Lamp - MBF1x400 (P09)",null,67.854075462169604,6550.5,444478.12131494196,null,0,0,10.50726497555012,0.33333333333333331,0,0,10.50726497555012,4.9094211792429674E-3,10.50726497555012,0.16666666666666666,10.50726497555012,4.590314436538903E-3,10.50726497555012,4.0032025620496396E-2,157.60897463325179,2.1598272138228944E-2,262.68162438875305,1.2221950623319483E-2,0,0,12608.717970660146,1.1123470522803115E-4,8931.1752292176025,2.4953586329427266E-4,0,0,0,0,16.019814744104206,null,10.50726497555012,0.33333333333333331,40.528499999999994,4.9094211792429674E-3,10.998249999999999,0.16666666666666666,0,4.9094211792429674E-3,5.5344348014463218,null,74.590286524639396,0.12533333333333332,2.2699999999999996,74.590286524639396,1.4200000000000001E-2,0,74.590286524639396,0.01,0,21.221433784836734,null,10.50726497555012,0.12533333333333332,10.998249999999999,1.4200000000000001E-2,0,0.01,1.4730856936022816,null,30.473249999999997,0.28450666666666657,8.6698427799999962,null,{"$f":"IF($D98=\"Connection\",VLOOKUP(C98,'Input - General'!$F$62:$N$79,5,FALSE),0)","v":0},null,0.1801212933606588,52.918611803989535,9.5317688009852208,null,8.6527813038891108E-2,62.450380604974754,5.4036948571948464]
[null,{"$f":"'Input - Inventory'!B96","v":88},{"$f":"'Input - Inventory'!C96","v":"MBF1x42"},{"$f":"'Input - Inventory'!D96","v":"Lamp"},{"$f":"'Input - Inventory'!E96","v":"NonTraffic"},{"$f":"'Input - Inventory'!F96","v":"Minor < 130w"},{"$f":"'Input - Inventory'!G96","v":"1"},null,"Lamp - MBF1x42",null,62.220116839370824,197,12257.363017356052,null,10.50726497555012,0.33333333333333331,0,0,10.50726497555012,1.8504811250925242E-2,0,0,10.50726497555012,0.16666666666666666,10.50726497555012,4.590314436538903E-3,10.50726497555012,4.0032025620496396E-2,157.60897463325179,2.1598272138228944E-2,262.68162438875305,1.2221950623319483E-2,0,0,12608.717970660146,1.1123470522803115E-4,8931.1752292176025,2.4953586329427266E-4,0,0,0,0,16.162665110033334,null,10.50726497555012,0.33333333333333331,40.528499999999994,1.8504811250925242E-2,10.998249999999999,0.16666666666666666,0,1.8504811250925242E-2,6.0854355679664964,null,74.590286524639396,0.15409999999999999,1.5133333333333332,74.590286524639396,1.4200000000000001E-2,0,74.590286524639396,0.01,0,17.394802905549685,null,10.50726497555012,0.15409999999999999,10.998249999999999,1.4200000000000001E-2,0,0.01,1.7753446827322732,null,30.473249999999997,0.23320466666666662,7.1065041084999976,null,{"$f":"IF($D99=\"Connection\",VLOOKUP(C99,'Input - General'!$F$62:$N$79,5,FALSE),0)","v":0},null,0.1801212933606588,48.524752374781784,8.740341157751395,null,8.6527813038891108E-2,57.265093532533179,4.955023306837643]
[null,{"$f":"'Input - Inventory'!B97","v":89},{"$f":"'Input - Inventory'!C97","v":"MBF1x42 (P09)"},{"$f":"'Input - Inventory'!D97","v":"Lamp"},{"$f":"'Input - Inventory'!E97","v":"NonTraffic"},{"$f":"'Input - Inventory'!F97","v":"Minor < 130w"},{"$f":"'Input - Inventory'!G97","v":1},null,"Lamp - MBF1x42 (P09)",null,62.220116839370824,52383.5,3259307.4904551818,null,10.50726497555012,0.33333333333333331,0,0,10.50726497555012,1.8504811250925242E-2,0,0,10.50726497555012,0.16666666666666666,10.50726497555012,4.590314436538903E-3,10.50726497555012,4.0032025620496396E-2,157.60897463325179,2.1598272138228944E-2,262.68162438875305,1.2221950623319483E-2,0,0,12608.717970660146,1.1123470522803115E-4,8931.1752292176025,2.4953586329427266E-4,0,0,0,0,16.162665110033334,null,10.50726497555012,0.33333333333333331,40.528499999999994,1.8504811250925242E-2,10.998249999999999,0.16666666666666666,0,1.8504811250925242E-2,6.0854355679664964,null,74.590286524639396,0.15409999999999999,1.5133333333333332,74.590286524639396,1.4200000000000001E-2,0,74.590286524639396,0.01,0,17.394802905549685,null,10.50726497555012,0.15409999999999999,10.998249999999999,1.4200000000000001E-2,0,0.01,1.7753446827322732,null,30.473249999999997,0.23320466666666662,7.1065041084999976,null,{"$f":"IF($D100=\"Connection\",VLOOKUP(C100,'Input - General'!$F$62:$N$79,5,FALSE),0)","v":0},null,0.1801212933606588,48.524752374781784,8.740341157751395,null,8.6527813038891108E-2,57.265093532533179,4.955023306837643]
[null,{"$f":"'Input - Inventory'!B98","v":90},{"$f":"'Input - Inventory'!C98","v":"MBF1x50"},{"$f":"'Input - Inventory'!D98","v":"Lamp"},{"$f":"'Input - Inventory'!E98","v":"NonTraffic"},{"$f":"'Input - Inventory'!F98","v":"Minor < 130w"},{"$f":"'Input - Inventory'!G98","v":"1"},null,"Lamp - MBF1x50",null,69.827126996391669,271,18923.151416022141,null,10.50726497555012,0.33333333333333331,0,0,10.50726497555012,1.8504811250925242E-2,0,0,10.50726497555012,0.16666666666666666,10.50726497555012,4.590314436538903E-3,10.50726497555012,4.0032025620496396E-2,157.60897463325179,2.1598272138228944E-2,262.68162438875305,1.2221950623319483E-2,0,0,12608.717970660146,1.1123470522803115E-4,8931.1752292176025,2.4953586329427266E-4,0,0,0,0,16.162665110033334,null,10.50726497555012,0.33333333333333331,40.528499999999994,1.8504811250925242E-2,10.998249999999999,0.16666666666666666,0,1.8504811250925242E-2,6.0854355679664964,null,74.590286524639396,0.18909999999999996,1.5133333333333332,74.590286524639396,1.4200000000000001E-2,0,74.590286524639396,0.01,0,21.345601748471417,null,10.50726497555012,0.18909999999999996,10.998249999999999,1.4200000000000001E-2,0,0.01,2.1430989568765275,null,30.473249999999997,0.28617133333333328,8.7205705834999971,null,{"$f":"IF($D101=\"Connection\",VLOOKUP(C101,'Input - General'!$F$62:$N$79,5,FALSE),0)","v":0},null,0.1801212933606588,54.457371966847774,9.8089322716911038,null,8.6527813038891108E-2,64.266304238538879,5.5608227578527876]
[null,{"$f":"'Input - Inventory'!B99","v":91},{"$f":"'Input - Inventory'!C99","v":"MBF1x50 (P09)"},{"$f":"'Input - Inventory'!D99","v":"Lamp"},{"$f":"'Input - Inventory'!E99","v":"NonTraffic"},{"$f":"'Input - Inventory'!F99","v":"Minor < 130w"},{"$f":"'Input - Inventory'!G99","v":1},null,"Lamp - MBF1x50 (P09)",null,69.827126996391669,11869,828778.17032017268,null,10.50726497555012,0.33333333333333331,0,0,10.50726497555012,1.8504811250925242E-2,0,0,10.50726497555012,0.16666666666666666,10.50726497555012,4.590314436538903E-3,10.50726497555012,4.0032025620496396E-2,157.60897463325179,2.1598272138228944E-2,262.68162438875305,1.2221950623319483E-2,0,0,12608.717970660146,1.1123470522803115E-4,8931.1752292176025,2.4953586329427266E-4,0,0,0,0,16.162665110033334,null,10.50726497555012,0.33333333333333331,40.528499999999994,1.8504811250925242E-2,10.998249999999999,0.16666666666666666,0,1.8504811250925242E-2,6.0854355679664964,null,74.590286524639396,0.18909999999999996,1.5133333333333332,74.590286524639396,1.4200000000000001E-2,0,74.590286524639396,0.01,0,21.345601748471417,null,10.50726497555012,0.18909999999999996,10.998249999999999,1.4200000000000001E-2,0,0.01,2.1430989568765275,null,30.473249999999997,0.28617133333333328,8.7205705834999971,null,{"$f":"IF($D102=\"Connection\",VLOOKUP(C102,'Input - General'!$F$62:$N$79,5,FALSE),0)","v":0},null,0.1801212933606588,54.457371966847774,9.8089322716911038,null,8.6527813038891108E-2,64.266304238538879,5.5608227578527876]
[null,{"$f":"'Input - Inventory'!B100","v":92},{"$f":"'Input - Inventory'!C100","v":"MBF1x500"},{"$f":"'Input - Inventory'!D100","v":"Lamp"},{"$f":"'Input - Inventory'!E100","v":"Traffic"},{"$f":"'Input - Inventory'!F100","v":"Major > 130w"},{"$f":"'Input - Inventory'!G100","v":"1"},null,"Lamp - MBF1x500",null,85.87752788821642,0,0,null,0,0,10.50726497555012,0.33333333333333331,0,0,10.50726497555012,4.9094211792429674E-3,10.50726497555012,0.16666666666666666,10.50726497555012,4.590314436538903E-3,10.50726497555012,4.0032025620496396E-2,157.60897463325179,2.1598272138228944E-2,262.68162438875305,1.2221950623319483E-2,0,0,12608.717970660146,1.1123470522803115E-4,8931.1752292176025,2.4953586329427266E-4,0,0,0,0,16.019814744104206,null,105.07264975550122,0.33333333333333331,40.528499999999994,4.9094211792429674E-3,10.998249999999999,0.16666666666666666,0,4.9094211792429674E-3,37.056229728096682,null,74.590286524639396,0.04,2.2699999999999996,74.590286524639396,1.4200000000000001E-2,0,74.590286524639396,0.01,0,6.7727980164372559,null,105.07264975550122,0.04,10.998249999999999,1.4200000000000001E-2,0,0.01,4.3590811402200487,null,30.473249999999997,9.0799999999999978E-2,2.7669710999999992,null,{"$f":"IF($D103=\"Connection\",VLOOKUP(C103,'Input - General'!$F$62:$N$79,5,FALSE),0)","v":0},null,0.1801212933606588,66.974894728858189,12.063604661255907,null,8.6527813038891108E-2,79.038499390114112,6.8390284981023024]
[null,{"$f":"'Input - Inventory'!B101","v":93},{"$f":"'Input - Inventory'!C101","v":"MBF1x700"},{"$f":"'Input - Inventory'!D101","v":"Lamp"},{"$f":"'Input - Inventory'!E101","v":"Traffic"},{"$f":"'Input - Inventory'!F101","v":"Major > 130w"},{"$f":"'Input - Inventory'!G101","v":"1"},null,"Lamp - MBF1x700",null,85.87752788821642,2,171.75505577643284,null,0,0,10.50726497555012,0.33333333333333331,0,0,10.50726497555012,4.9094211792429674E-3,10.50726497555012,0.16666666666666666,10.50726497555012,4.590314436538903E-3,10.50726497555012,4.0032025620496396E-2,157.60897463325179,2.1598272138228944E-2,262.68162438875305,1.2221950623319483E-2,0,0,12608.717970660146,1.1123470522803115E-4,8931.1752292176025,2.4953586329427266E-4,0,0,0,0,16.019814744104206,null,105.07264975550122,0.33333333333333331,40.528499999999994,4.9094211792429674E-3,10.998249999999999,0.16666666666666666,0,4.9094211792429674E-3,37.056229728096682,null,74.590286524639396,0.04,2.2699999999999996,74.590286524639396,1.4200000000000001E-2,0,74.590286524639396,0.01,0,6.7727980164372559,null,105.07264975550122,0.04,10.998249999999999,1.4200000000000001E-2,0,0.01,4.3590811402200487,null,30.473249999999997,9.0799999999999978E-2,2.7669710999999992,null,{"$f":"IF($D104=\"Connection\",VLOOKUP(C104,'Input - General'!$F$62:$N$79,5,FALSE),0)","v":0},null,0.1801212933606588,66.974894728858189,12.063604661255907,null,8.6527813038891108E-2,79.038499390114112,6.8390284981023024]
[null,{"$f":"'Input - Inventory'!B102","v":94},{"$f":"'Input - Inventory'!C102","v":"MBF1x80"},{"$f":"'Input - Inventory'!D102","v":"Lamp"},{"$f":"'Input - Inventory'!E102","v":"NonTraffic"},{"$f":"'Input - Inventory'!F102","v":"Minor < 130w"},{"$f":"'Input - Inventory'!G102","v":"1"},null,"Lamp - MBF1x80",null,46.687326575892087,1665,77734.398748860331,null,10.50726497555012,0.33333333333333331,0,0,10.50726497555012,1.8504811250925242E-2,0,0,10.50726497555012,0.16666666666666666,10.50726497555012,4.590314436538903E-3,10.50726497555012,4.0032025620496396E-2,157.60897463325179,2.1598272138228944E-2,262.68162438875305,1.2221950623319483E-2,0,0,12608.717970660146,1.1123470522803115E-4,8931.1752292176025,2.4953586329427266E-4,0,0,0,0,16.162665110033334,null,10.50726497555012,0.33333333333333331,40.528499999999994,1.8504811250925242E-2,10.998249999999999,0.16666666666666666,0,1.8504811250925242E-2,6.0854355679664964,null,74.590286524639396,8.2633333333333323E-2,1.5133333333333332,74.590286524639396,1.4200000000000001E-2,0,74.590286524639396,0.01,0,9.3276479348599768,null,10.50726497555012,8.2633333333333323E-2,10.998249999999999,1.4200000000000001E-2,0,0.01,1.0244254791462915,null,30.473249999999997,0.12505177777777776,3.810734087166666,null,{"$f":"IF($D105=\"Connection\",VLOOKUP(C105,'Input - General'!$F$62:$N$79,5,FALSE),0)","v":0},null,0.1801212933606588,36.410908179172765,6.5583798736687884,null,8.6527813038891108E-2,42.969288052841556,3.7180385230505313]
[null,{"$f":"'Input - Inventory'!B103","v":95},{"$f":"'Input - Inventory'!C103","v":"MBF1x80 (P09)"},{"$f":"'Input - Inventory'!D103","v":"Lamp"},{"$f":"'Input - Inventory'!E103","v":"NonTraffic"},{"$f":"'Input - Inventory'!F103","v":"Minor < 130w"},{"$f":"'Input - Inventory'!G103","v":1},null,"Lamp - MBF1x80 (P09)",null,46.687326575892087,77027.5,3596208.0478245276,null,10.50726497555012,0.33333333333333331,0,0,10.50726497555012,1.8504811250925242E-2,0,0,10.50726497555012,0.16666666666666666,10.50726497555012,4.590314436538903E-3,10.50726497555012,4.0032025620496396E-2,157.60897463325179,2.1598272138228944E-2,262.68162438875305,1.2221950623319483E-2,0,0,12608.717970660146,1.1123470522803115E-4,8931.1752292176025,2.4953586329427266E-4,0,0,0,0,16.162665110033334,null,10.50726497555012,0.33333333333333331,40.528499999999994,1.8504811250925242E-2,10.998249999999999,0.16666666666666666,0,1.8504811250925242E-2,6.0854355679664964,null,74.590286524639396,8.2633333333333323E-2,1.5133333333333332,74.590286524639396,1.4200000000000001E-2,0,74.590286524639396,0.01,0,9.3276479348599768,null,10.50726497555012,8.2633333333333323E-2,10.998249999999999,1.4200000000000001E-2,0,0.01,1.0244254791462915,null,30.473249999999997,0.12505177777777776,3.810734087166666,null,{"$f":"IF($D106=\"Connection\",VLOOKUP(C106,'Input - General'!$F$62:$N$79,5,FALSE),0)","v":0},null,0.1801212933606588,36.410908179172765,6.5583798736687884,null,8.6527813038891108E-2,42.969288052841556,3.7180385230505313]
[null,{"$f":"'Input - Inventory'!B104","v":96},{"$f":"'Input - Inventory'!C104","v":"MBF1x800"},{"$f":"'Input - Inventory'!D104","v":"Lamp"},{"$f":"'Input - Inventory'!E104","v":"Traffic"},{"$f":"'Input - Inventory'!F104","v":"Major > 130w"},{"$f":"'Input - Inventory'!G104","v":"1"},null,"Lamp - MBF1x800",null,85.87752788821642,0,0,null,0,0,10.50726497555012,0.33333333333333331,0,0,10.50726497555012,4.9094211792429674E-3,10.50726497555012,0.16666666666666666,10.50726497555012,4.590314436538903E-3,10.50726497555012,4.0032025620496396E-2,157.60897463325179,2.1598272138228944E-2,262.68162438875305,1.2221950623319483E-2,0,0,12608.717970660146,1.1123470522803115E-4,8931.1752292176025,2.4953586329427266E-4,0,0,0,0,16.019814744104206,null,105.07264975550122,0.33333333333333331,40.528499999999994,4.9094211792429674E-3,10.998249999999999,0.16666666666666666,0,4.9094211792429674E-3,37.056229728096682,null,74.590286524639396,0.04,2.2699999999999996,74.590286524639396,1.4200000000000001E-2,0,74.590286524639396,0.01,0,6.7727980164372559,null,105.07264975550122,0.04,10.998249999999999,1.4200000000000001E-2,0,0.01,4.3590811402200487,null,30.473249999999997,9.0799999999999978E-2,2.7669710999999992,null,{"$f":"IF($D107=\"Connection\",VLOOKUP(C107,'Input - General'!$F$62:$N$79,5,FALSE),0)","v":0},null,0.1801212933606588,66.974894728858189,12.063604661255907,null,8.6527813038891108E-2,79.038499390114112,6.8390284981023024]
[null,{"$f":"'Input - Inventory'!B105","v":97},{"$f":"'Input - Inventory'!C105","v":"MBF2x125"},{"$f":"'Input - Inventory'!D105","v":"Lamp"},{"$f":"'Input - Inventory'!E105","v":"Traffic"},{"$f":"'Input - Inventory'!F105","v":"Major > 130w"},{"$f":"'Input - Inventory'!G105","v":"2"},null,"Lamp - MBF2x125",null,113.10157571852081,0,0,null,0,0,10.50726497555012,0.33333333333333331,0,0,10.50726497555012,4.9094211792429674E-3,10.50726497555012,0.16666666666666666,10.50726497555012,4.590314436538903E-3,10.50726497555012,4.0032025620496396E-2,157.60897463325179,2.1598272138228944E-2,262.68162438875305,1.2221950623319483E-2,0,0,12608.717970660146,1.1123470522803115E-4,8931.1752292176025,2.4953586329427266E-4,0,0,0,0,16.019814744104206,null,21.01452995110024,0.33333333333333331,40.528499999999994,4.9094211792429674E-3,10.998249999999999,0.16666666666666666,0,4.9094211792429674E-3,9.0368564599630279,null,74.590286524639396,0.25298551000000002,2.2699999999999996,74.590286524639396,1.4200000000000001E-2,0,74.590286524639396,0.01,0,42.835494007884193,null,10.50726497555012,0.25298551000000002,10.998249999999999,1.4200000000000001E-2,0,0.01,2.8143609385446848,null,30.473249999999997,0.57427710769999996,17.500089872219021,null,{"$f":"IF($D108=\"Connection\",VLOOKUP(C108,'Input - General'!$F$62:$N$79,5,FALSE),0)","v":0},null,0.1801212933606588,88.206616022715139,15.88788976097846,null,8.6527813038891108E-2,104.09450578369359,9.007069934827209]
[null,{"$f":"'Input - Inventory'!B106","v":98},{"$f":"'Input - Inventory'!C106","v":"MBF2x125 (P09)"},{"$f":"'Input - Inventory'!D106","v":"Lamp"},{"$f":"'Input - Inventory'!E106","v":"Traffic"},{"$f":"'Input - Inventory'!F106","v":"Major > 130w"},{"$f":"'Input - Inventory'!G106","v":2},null,"Lamp - MBF2x125 (P09)",null,113.10157571852081,1,113.10157571852081,null,0,0,10.50726497555012,0.33333333333333331,0,0,10.50726497555012,4.9094211792429674E-3,10.50726497555012,0.16666666666666666,10.50726497555012,4.590314436538903E-3,10.50726497555012,4.0032025620496396E-2,157.60897463325179,2.1598272138228944E-2,262.68162438875305,1.2221950623319483E-2,0,0,12608.717970660146,1.1123470522803115E-4,8931.1752292176025,2.4953586329427266E-4,0,0,0,0,16.019814744104206,null,21.01452995110024,0.33333333333333331,40.528499999999994,4.9094211792429674E-3,10.998249999999999,0.16666666666666666,0,4.9094211792429674E-3,9.0368564599630279,null,74.590286524639396,0.25298551000000002,2.2699999999999996,74.590286524639396,1.4200000000000001E-2,0,74.590286524639396,0.01,0,42.835494007884193,null,10.50726497555012,0.25298551000000002,10.998249999999999,1.4200000000000001E-2,0,0.01,2.8143609385446848,null,30.473249999999997,0.57427710769999996,17.500089872219021,null,{"$f":"IF($D109=\"Connection\",VLOOKUP(C109,'Input - General'!$F$62:$N$79,5,FALSE),0)","v":0},null,0.1801212933606588,88.206616022715139,15.88788976097846,null,8.6527813038891108E-2,104.09450578369359,9.007069934827209]
[null,{"$f":"'Input - Inventory'!B107","v":99},{"$f":"'Input - Inventory'!C107","v":"MBF2x160"},{"$f":"'Input - Inventory'!D107","v":"Lamp"},{"$f":"'Input - Inventory'!E107","v":"Traffic"},{"$f":"'Input - Inventory'!F107","v":"Major > 130w"},{"$f":"'Input - Inventory'!G107","v":"2"},null,"Lamp - MBF2x160",null,45.099917426131846,0,0,null,0,0,10.50726497555012,0.33333333333333331,0,0,10.50726497555012,4.9094211792429674E-3,10.50726497555012,0.16666666666666666,10.50726497555012,4.590314436538903E-3,10.50726497555012,4.0032025620496396E-2,157.60897463325179,2.1598272138228944E-2,262.68162438875305,1.2221950623319483E-2,0,0,12608.717970660146,1.1123470522803115E-4,8931.1752292176025,2.4953586329427266E-4,0,0,0,0,16.019814744104206,null,21.01452995110024,0.33333333333333331,40.528499999999994,4.9094211792429674E-3,10.998249999999999,0.16666666666666666,0,4.9094211792429674E-3,9.0368564599630279,null,74.590286524639396,0.04,2.2699999999999996,74.590286524639396,1.4200000000000001E-2,0,74.590286524639396,0.01,0,6.7727980164372559,null,10.50726497555012,0.04,10.998249999999999,1.4200000000000001E-2,0,0.01,0.57646574902200487,null,30.473249999999997,9.0799999999999978E-2,2.7669710999999992,null,{"$f":"IF($D110=\"Connection\",VLOOKUP(C110,'Input - General'!$F$62:$N$79,5,FALSE),0)","v":0},null,0.1801212933606588,35.172906069526491,6.3353893324960771,null,8.6527813038891108E-2,41.508295402022576,3.5916220241092729]
[null,{"$f":"'Input - Inventory'!B108","v":100},{"$f":"'Input - Inventory'!C108","v":"MBF2x175"},{"$f":"'Input - Inventory'!D108","v":"Lamp"},{"$f":"'Input - Inventory'!E108","v":"Traffic"},{"$f":"'Input - Inventory'!F108","v":"Major > 130w"},{"$f":"'Input - Inventory'!G108","v":"2"},null,"Lamp - MBF2x175",null,45.099917426131846,0,0,null,0,0,10.50726497555012,0.33333333333333331,0,0,10.50726497555012,4.9094211792429674E-3,10.50726497555012,0.16666666666666666,10.50726497555012,4.590314436538903E-3,10.50726497555012,4.0032025620496396E-2,157.60897463325179,2.1598272138228944E-2,262.68162438875305,1.2221950623319483E-2,0,0,12608.717970660146,1.1123470522803115E-4,8931.1752292176025,2.4953586329427266E-4,0,0,0,0,16.019814744104206,null,21.01452995110024,0.33333333333333331,40.528499999999994,4.9094211792429674E-3,10.998249999999999,0.16666666666666666,0,4.9094211792429674E-3,9.0368564599630279,null,74.590286524639396,0.04,2.2699999999999996,74.590286524639396,1.4200000000000001E-2,0,74.590286524639396,0.01,0,6.7727980164372559,null,10.50726497555012,0.04,10.998249999999999,1.4200000000000001E-2,0,0.01,0.57646574902200487,null,30.473249999999997,9.0799999999999978E-2,2.7669710999999992,null,{"$f":"IF($D111=\"Connection\",VLOOKUP(C111,'Input - General'!$F$62:$N$79,5,FALSE),0)","v":0},null,0.1801212933606588,35.172906069526491,6.3353893324960771,null,8.6527813038891108E-2,41.508295402022576,3.5916220241092729]
[null,{"$f":"'Input - Inventory'!B109","v":101},{"$f":"'Input - Inventory'!C109","v":"MBF2x400"},{"$f":"'Input - Inventory'!D109","v":"Lamp"},{"$f":"'Input - Inventory'!E109","v":"Traffic"},{"$f":"'Input - Inventory'!F109","v":"Major > 130w"},{"$f":"'Input - Inventory'!G109","v":"2"},null,"Lamp - MBF2x400",null,103.3830047574356,0,0,null,0,0,10.50726497555012,0.33333333333333331,0,0,10.50726497555012,4.9094211792429674E-3,10.50726497555012,0.16666666666666666,10.50726497555012,4.590314436538903E-3,10.50726497555012,4.0032025620496396E-2,157.60897463325179,2.1598272138228944E-2,262.68162438875305,1.2221950623319483E-2,0,0,12608.717970660146,1.1123470522803115E-4,8931.1752292176025,2.4953586329427266E-4,0,0,0,0,16.019814744104206,null,21.01452995110024,0.33333333333333331,40.528499999999994,4.9094211792429674E-3,10.998249999999999,0.16666666666666666,0,4.9094211792429674E-3,9.0368564599630279,null,74.590286524639396,0.22254632888888881,2.2699999999999996,74.590286524639396,1.4200000000000001E-2,0,74.590286524639396,0.01,0,37.681533371601489,null,10.50726497555012,0.22254632888888881,10.998249999999999,1.4200000000000001E-2,0,0.01,2.4945283969714795,null,30.473249999999997,0.50518016657777753,15.394481511166257,null,{"$f":"IF($D112=\"Connection\",VLOOKUP(C112,'Input - General'!$F$62:$N$79,5,FALSE),0)","v":0},null,0.1801212933606588,80.627214483806469,14.522678152890462,null,8.6527813038891108E-2,95.149892636696933,8.2331121207386744]
[null,{"$f":"'Input - Inventory'!B110","v":102},{"$f":"'Input - Inventory'!C110","v":"MBF2x80"},{"$f":"'Input - Inventory'!D110","v":"Lamp"},{"$f":"'Input - Inventory'!E110","v":"NonTraffic"},{"$f":"'Input - Inventory'!F110","v":"Minor < 130w"},{"$f":"'Input - Inventory'!G110","v":"2"},null,"Lamp - MBF2x80",null,67.653964370657405,0,0,null,10.50726497555012,0.33333333333333331,0,0,10.50726497555012,1.8504811250925242E-2,0,0,10.50726497555012,0.16666666666666666,10.50726497555012,4.590314436538903E-3,10.50726497555012,4.0032025620496396E-2,157.60897463325179,2.1598272138228944E-2,262.68162438875305,1.2221950623319483E-2,0,0,12608.717970660146,1.1123470522803115E-4,8931.1752292176025,2.4953586329427266E-4,0,0,0,0,16.162665110033334,null,21.01452995110024,0.33333333333333331,40.528499999999994,1.8504811250925242E-2,10.998249999999999,0.16666666666666666,0,1.8504811250925242E-2,9.5878572264832034,null,74.590286524639396,0.15843839888888889,1.5133333333333332,74.590286524639396,1.4200000000000001E-2,0,74.590286524639396,0.01,0,17.884521228702692,null,10.50726497555012,0.15843839888888889,10.998249999999999,1.4200000000000001E-2,0,0.01,1.8209293894274612,null,30.473249999999997,0.2397701103185185,7.3065745142637928,null,{"$f":"IF($D113=\"Connection\",VLOOKUP(C113,'Input - General'!$F$62:$N$79,5,FALSE),0)","v":0},null,0.1801212933606588,52.762547468910483,9.5036582911033101,null,8.6527813038891108E-2,62.266205760013804,5.3877586106435986]
[null,{"$f":"'Input - Inventory'!B111","v":103},{"$f":"'Input - Inventory'!C111","v":"MBF3x160"},{"$f":"'Input - Inventory'!D111","v":"Lamp"},{"$f":"'Input - Inventory'!E111","v":"Traffic"},{"$f":"'Input - Inventory'!F111","v":"Major > 130w"},{"$f":"'Input - Inventory'!G111","v":"3"},null,"Lamp - MBF3x160",null,49.590843688475964,0,0,null,0,0,10.50726497555012,0.33333333333333331,0,0,10.50726497555012,4.9094211792429674E-3,10.50726497555012,0.16666666666666666,10.50726497555012,4.590314436538903E-3,10.50726497555012,4.0032025620496396E-2,157.60897463325179,2.1598272138228944E-2,262.68162438875305,1.2221950623319483E-2,0,0,12608.717970660146,1.1123470522803115E-4,8931.1752292176025,2.4953586329427266E-4,0,0,0,0,16.019814744104206,null,31.521794926650358,0.33333333333333331,40.528499999999994,4.9094211792429674E-3,10.998249999999999,0.16666666666666666,0,4.9094211792429674E-3,12.539278118479734,null,74.590286524639396,0.04,2.2699999999999996,74.590286524639396,1.4200000000000001E-2,0,74.590286524639396,0.01,0,6.7727980164372559,null,10.50726497555012,0.04,10.998249999999999,1.4200000000000001E-2,0,0.01,0.57646574902200487,null,30.473249999999997,9.0799999999999978E-2,2.7669710999999992,null,{"$f":"IF($D114=\"Connection\",VLOOKUP(C114,'Input - General'!$F$62:$N$79,5,FALSE),0)","v":0},null,0.1801212933606588,38.6753277280432,6.9662500515224908,null,8.6527813038891108E-2,45.641577779565694,3.9492659089102671]
[null,{"$f":"'Input - Inventory'!B112","v":104},{"$f":"'Input - Inventory'!C112","v":"MBF3x250"},{"$f":"'Input - Inventory'!D112","v":"Lamp"},{"$f":"'Input - Inventory'!E112","v":"Traffic"},{"$f":"'Input - Inventory'!F112","v":"Major > 130w"},{"$f":"'Input - Inventory'!G112","v":"3"},null,"Lamp - MBF3x250",null,137.23056921706126,0,0,null,0,0,10.50726497555012,0.33333333333333331,0,0,10.50726497555012,4.9094211792429674E-3,10.50726497555012,0.16666666666666666,10.50726497555012,4.590314436538903E-3,10.50726497555012,4.0032025620496396E-2,157.60897463325179,2.1598272138228944E-2,262.68162438875305,1.2221950623319483E-2,0,0,12608.717970660146,1.1123470522803115E-4,8931.1752292176025,2.4953586329427266E-4,0,0,0,0,16.019814744104206,null,31.521794926650358,0.33333333333333331,40.528499999999994,4.9094211792429674E-3,10.998249999999999,0.16666666666666666,0,4.9094211792429674E-3,12.539278118479734,null,74.590286524639396,0.3144931830589629,2.2699999999999996,74.590286524639396,1.4200000000000001E-2,0,74.590286524639396,0.01,0,53.249970160119567,null,10.50726497555012,0.3144931830589629,10.998249999999999,1.4200000000000001E-2,0,0.01,3.4606383574047133,null,30.473249999999997,0.71389952554384561,21.754838716778991,null,{"$f":"IF($D115=\"Connection\",VLOOKUP(C115,'Input - General'!$F$62:$N$79,5,FALSE),0)","v":0},null,0.1801212933606588,107.02454009688721,19.277398583581011,null,8.6527813038891108E-2,126.30193868046823,10.928630536593044]
[null,{"$f":"'Input - Inventory'!B113","v":105},{"$f":"'Input - Inventory'!C113","v":"MBF3x400"},{"$f":"'Input - Inventory'!D113","v":"Lamp"},{"$f":"'Input - Inventory'!E113","v":"Traffic"},{"$f":"'Input - Inventory'!F113","v":"Major > 130w"},{"$f":"'Input - Inventory'!G113","v":"3"},null,"Lamp - MBF3x400",null,142.45085784004229,0,0,null,0,0,10.50726497555012,0.33333333333333331,0,0,10.50726497555012,4.9094211792429674E-3,10.50726497555012,0.16666666666666666,10.50726497555012,4.590314436538903E-3,10.50726497555012,4.0032025620496396E-2,157.60897463325179,2.1598272138228944E-2,262.68162438875305,1.2221950623319483E-2,0,0,12608.717970660146,1.1123470522803115E-4,8931.1752292176025,2.4953586329427266E-4,0,0,0,0,16.019814744104206,null,31.521794926650358,0.33333333333333331,40.528499999999994,4.9094211792429674E-3,10.998249999999999,0.16666666666666666,0,4.9094211792429674E-3,12.539278118479734,null,74.590286524639396,0.33084345837037032,2.2699999999999996,74.590286524639396,1.4200000000000001E-2,0,74.590286524639396,0.01,0,56.018397965052152,null,10.50726497555012,0.33084345837037032,10.998249999999999,1.4200000000000001E-2,0,0.01,3.6324350325248664,null,30.473249999999997,0.75101465050074045,22.885857198371685,null,{"$f":"IF($D116=\"Connection\",VLOOKUP(C116,'Input - General'!$F$62:$N$79,5,FALSE),0)","v":0},null,0.1801212933606588,111.09578305853265,20.010716131418068,null,8.6527813038891108E-2,131.10649918995071,11.344358650091584]
[null,{"$f":"'Input - Inventory'!B114","v":106},{"$f":"'Input - Inventory'!C114","v":"MBF3x80"},{"$f":"'Input - Inventory'!D114","v":"Lamp"},{"$f":"'Input - Inventory'!E114","v":"NonTraffic"},{"$f":"'Input - Inventory'!F114","v":"Minor < 130w"},{"$f":"'Input - Inventory'!G114","v":"3"},null,"Lamp - MBF3x80",null,87.259159202460296,0,0,null,10.50726497555012,0.33333333333333331,0,0,10.50726497555012,1.8504811250925242E-2,0,0,10.50726497555012,0.16666666666666666,10.50726497555012,4.590314436538903E-3,10.50726497555012,4.0032025620496396E-2,157.60897463325179,2.1598272138228944E-2,262.68162438875305,1.2221950623319483E-2,0,0,12608.717970660146,1.1123470522803115E-4,8931.1752292176025,2.4953586329427266E-4,0,0,0,0,16.162665110033334,null,31.521794926650358,0.33333333333333331,40.528499999999994,1.8504811250925242E-2,10.998249999999999,0.16666666666666666,0,1.8504811250925242E-2,13.090278884999908,null,74.590286524639396,0.22797943919403707,1.5133333333333332,74.590286524639396,1.4200000000000001E-2,0,74.590286524639396,0.01,0,25.734311559364205,null,10.50726497555012,0.22797943919403707,10.998249999999999,1.4200000000000001E-2,0,0.01,2.5516155265890643,null,30.473249999999997,0.34500888464697604,10.513541994068461,null,{"$f":"IF($D117=\"Connection\",VLOOKUP(C117,'Input - General'!$F$62:$N$79,5,FALSE),0)","v":0},null,0.1801212933606588,68.052413075054972,12.257688659392709,null,8.6527813038891108E-2,80.310101734447684,6.9490574680126134]
[null,{"$f":"'Input - Inventory'!B115","v":107},{"$f":"'Input - Inventory'!C115","v":"MBF4x1000"},{"$f":"'Input - Inventory'!D115","v":"Lamp"},{"$f":"'Input - Inventory'!E115","v":"Traffic"},{"$f":"'Input - Inventory'!F115","v":"Major > 130w"},{"$f":"'Input - Inventory'!G115","v":"4"},null,"Lamp - MBF4x1000",null,327.92233890898513,0,0,null,0,0,10.50726497555012,0.33333333333333331,0,0,10.50726497555012,4.9094211792429674E-3,10.50726497555012,0.16666666666666666,10.50726497555012,4.590314436538903E-3,10.50726497555012,4.0032025620496396E-2,157.60897463325179,2.1598272138228944E-2,262.68162438875305,1.2221950623319483E-2,0,0,12608.717970660146,1.1123470522803115E-4,8931.1752292176025,2.4953586329427266E-4,0,0,0,0,16.019814744104206,null,420.29059902200487,0.33333333333333331,40.528499999999994,4.9094211792429674E-3,10.998249999999999,0.16666666666666666,0,4.9094211792429674E-3,142.1288794835979,null,74.590286524639396,0.28360703999999992,2.2699999999999996,74.590286524639396,1.4200000000000001E-2,0,74.590286524639396,0.01,0,48.020329948991026,null,105.07264975550122,0.28360703999999992,10.998249999999999,1.4200000000000001E-2,0,0.01,29.955518332114416,null,30.473249999999997,0.64378798079999966,19.618312085913587,null,{"$f":"IF($D118=\"Connection\",VLOOKUP(C118,'Input - General'!$F$62:$N$79,5,FALSE),0)","v":0},null,0.1801212933606588,255.74285459472114,46.064733737348071,null,8.6527813038891108E-2,301.8075883320692,26.114750576915895]
[null,{"$f":"'Input - Inventory'!B116","v":108},{"$f":"'Input - Inventory'!C116","v":"MBF4x80"},{"$f":"'Input - Inventory'!D116","v":"Lamp"},{"$f":"'Input - Inventory'!E116","v":"NonTraffic"},{"$f":"'Input - Inventory'!F116","v":"Minor < 130w"},{"$f":"'Input - Inventory'!G116","v":"4"},null,"Lamp - MBF4x80",null,105.61541164147359,0,0,null,10.50726497555012,0.33333333333333331,0,0,10.50726497555012,1.8504811250925242E-2,0,0,10.50726497555012,0.16666666666666666,10.50726497555012,4.590314436538903E-3,10.50726497555012,4.0032025620496396E-2,157.60897463325179,2.1598272138228944E-2,262.68162438875305,1.2221950623319483E-2,0,0,12608.717970660146,1.1123470522803115E-4,8931.1752292176025,2.4953586329427266E-4,0,0,0,0,16.162665110033334,null,42.02905990220048,0.33333333333333331,40.528499999999994,1.8504811250925242E-2,10.998249999999999,0.16666666666666666,0,1.8504811250925242E-2,16.592700543516614,null,74.590286524639396,0.2917740715353031,1.5133333333333332,74.590286524639396,1.4200000000000001E-2,0,74.590286524639396,0.01,0,32.935447549035381,null,10.50726497555012,0.2917740715353031,10.998249999999999,1.4200000000000001E-2,0,0.01,3.2219226326165455,null,30.473249999999997,0.44155142825675864,13.455507061125269,null,{"$f":"IF($D119=\"Connection\",VLOOKUP(C119,'Input - General'!$F$62:$N$79,5,FALSE),0)","v":0},null,0.1801212933606588,82.368242896327146,14.836274442331343,null,8.6527813038891108E-2,97.204517338658491,8.4108943028150911]
[null,{"$f":"'Input - Inventory'!B117","v":109},{"$f":"'Input - Inventory'!C117","v":"MBF6x125"},{"$f":"'Input - Inventory'!D117","v":"Lamp"},{"$f":"'Input - Inventory'!E117","v":"Traffic"},{"$f":"'Input - Inventory'!F117","v":"Major > 130w"},{"$f":"'Input - Inventory'!G117","v":"6"},null,"Lamp - MBF6x125",null,236.47741969418635,0,0,null,0,0,10.50726497555012,0.33333333333333331,0,0,10.50726497555012,4.9094211792429674E-3,10.50726497555012,0.16666666666666666,10.50726497555012,4.590314436538903E-3,10.50726497555012,4.0032025620496396E-2,157.60897463325179,2.1598272138228944E-2,262.68162438875305,1.2221950623319483E-2,0,0,12608.717970660146,1.1123470522803115E-4,8931.1752292176025,2.4953586329427266E-4,0,0,0,0,16.019814744104206,null,63.043589853300716,0.33333333333333331,40.528499999999994,4.9094211792429674E-3,10.998249999999999,0.16666666666666666,0,4.9094211792429674E-3,23.04654309402985,null,74.590286524639396,0.58314301987824635,2.2699999999999996,74.590286524639396,1.4200000000000001E-2,0,74.590286524639396,0.01,0,98.737747208265461,null,10.50726497555012,0.58314301987824635,10.998249999999999,1.4200000000000001E-2,0,0.01,6.2834133785032256,null,30.473249999999997,1.3237346551236189,40.338497079245812,null,{"$f":"IF($D120=\"Connection\",VLOOKUP(C120,'Input - General'!$F$62:$N$79,5,FALSE),0)","v":0},null,0.1801212933606588,184.42601550414852,33.219052441960145,null,8.6527813038891108E-2,217.6450679461087,18.832351748077645]
[null,{"$f":"'Input - Inventory'!B118","v":110},{"$f":"'Input - Inventory'!C118","v":"MBF6x160"},{"$f":"'Input - Inventory'!D118","v":"Lamp"},{"$f":"'Input - Inventory'!E118","v":"Traffic"},{"$f":"'Input - Inventory'!F118","v":"Major > 130w"},{"$f":"'Input - Inventory'!G118","v":"6"},null,"Lamp - MBF6x160",null,63.063622475508289,0,0,null,0,0,10.50726497555012,0.33333333333333331,0,0,10.50726497555012,4.9094211792429674E-3,10.50726497555012,0.16666666666666666,10.50726497555012,4.590314436538903E-3,10.50726497555012,4.0032025620496396E-2,157.60897463325179,2.1598272138228944E-2,262.68162438875305,1.2221950623319483E-2,0,0,12608.717970660146,1.1123470522803115E-4,8931.1752292176025,2.4953586329427266E-4,0,0,0,0,16.019814744104206,null,63.043589853300716,0.33333333333333331,40.528499999999994,4.9094211792429674E-3,10.998249999999999,0.16666666666666666,0,4.9094211792429674E-3,23.04654309402985,null,74.590286524639396,0.04,2.2699999999999996,74.590286524639396,1.4200000000000001E-2,0,74.590286524639396,0.01,0,6.7727980164372559,null,10.50726497555012,0.04,10.998249999999999,1.4200000000000001E-2,0,0.01,0.57646574902200487,null,30.473249999999997,9.0799999999999978E-2,2.7669710999999992,null,{"$f":"IF($D121=\"Connection\",VLOOKUP(C121,'Input - General'!$F$62:$N$79,5,FALSE),0)","v":0},null,0.1801212933606588,49.182592703593315,8.8588322086017275,null,8.6527813038891108E-2,58.041424912195041,5.0221975633132496]
[null,{"$f":"'Input - Inventory'!B119","v":111},{"$f":"'Input - Inventory'!C119","v":"MBF9x160"},{"$f":"'Input - Inventory'!D119","v":"Lamp"},{"$f":"'Input - Inventory'!E119","v":"Traffic"},{"$f":"'Input - Inventory'!F119","v":"Major > 130w"},{"$f":"'Input - Inventory'!G119","v":"9"},null,"Lamp - MBF9x160",null,76.53640126254065,0,0,null,0,0,10.50726497555012,0.33333333333333331,0,0,10.50726497555012,4.9094211792429674E-3,10.50726497555012,0.16666666666666666,10.50726497555012,4.590314436538903E-3,10.50726497555012,4.0032025620496396E-2,157.60897463325179,2.1598272138228944E-2,262.68162438875305,1.2221950623319483E-2,0,0,12608.717970660146,1.1123470522803115E-4,8931.1752292176025,2.4953586329427266E-4,0,0,0,0,16.019814744104206,null,94.565384779951074,0.33333333333333331,40.528499999999994,4.9094211792429674E-3,10.998249999999999,0.16666666666666666,0,4.9094211792429674E-3,33.553808069579972,null,74.590286524639396,0.04,2.2699999999999996,74.590286524639396,1.4200000000000001E-2,0,74.590286524639396,0.01,0,6.7727980164372559,null,10.50726497555012,0.04,10.998249999999999,1.4200000000000001E-2,0,0.01,0.57646574902200487,null,30.473249999999997,9.0799999999999978E-2,2.7669710999999992,null,{"$f":"IF($D122=\"Connection\",VLOOKUP(C122,'Input - General'!$F$62:$N$79,5,FALSE),0)","v":0},null,0.1801212933606588,59.689857679143444,10.751414365680969,null,8.6527813038891108E-2,70.441272044824416,6.0951292177162335]
[null,{"$f":"'Input - Inventory'!B120","v":112},{"$f":"'Input - Inventory'!C120","v":"MBI1x100"},{"$f":"'Input - Inventory'!D120","v":"Lamp"},{"$f":"'Input - Inventory'!E120","v":"Traffic"},{"$f":"'Input - Inventory'!F120","v":"Minor < 130w"},{"$f":"'Input - Inventory'!G120","v":"1"},null,"Lamp - MBI1x100",null,51.558345926262106,1,51.558345926262106,null,10.50726497555012,0.33333333333333331,0,0,10.50726497555012,1.8504811250925242E-2,0,0,10.50726497555012,0.16666666666666666,10.50726497555012,4.590314436538903E-3,10.50726497555012,4.0032025620496396E-2,157.60897463325179,2.1598272138228944E-2,262.68162438875305,1.2221950623319483E-2,0,0,12608.717970660146,1.1123470522803115E-4,8931.1752292176025,2.4953586329427266E-4,0,0,0,0,16.162665110033334,null,31.521794926650362,0.33333333333333331,40.528499999999994,1.8504811250925242E-2,10.998249999999999,0.16666666666666666,0,0,13.090278884999909,null,74.590286524639396,0.04,2.2699999999999996,74.590286524639396,1.4200000000000001E-2,0,74.590286524639396,0.01,0,6.7727980164372559,null,31.521794926650362,0.04,10.998249999999999,1.4200000000000001E-2,0,0.01,1.4170469470660145,null,30.473249999999997,9.0799999999999978E-2,2.7669710999999992,null,{"$f":"IF($D123=\"Connection\",VLOOKUP(C123,'Input - General'!$F$62:$N$79,5,FALSE),0)","v":0},null,0.1801212933606588,40.209760058536517,7.2426339874653571,null,8.6527813038891108E-2,47.452394046001871,4.1059518802602391]
[null,{"$f":"'Input - Inventory'!B121","v":113},{"$f":"'Input - Inventory'!C121","v":"MBI1x100 (P09)"},{"$f":"'Input - Inventory'!D121","v":"Lamp"},{"$f":"'Input - Inventory'!E121","v":"Traffic"},{"$f":"'Input - Inventory'!F121","v":"Minor < 130w"},{"$f":"'Input - Inventory'!G121","v":1},null,"Lamp - MBI1x100 (P09)",null,51.558345926262106,34,1752.9837614929115,null,10.50726497555012,0.33333333333333331,0,0,10.50726497555012,1.8504811250925242E-2,0,0,10.50726497555012,0.16666666666666666,10.50726497555012,4.590314436538903E-3,10.50726497555012,4.0032025620496396E-2,157.60897463325179,2.1598272138228944E-2,262.68162438875305,1.2221950623319483E-2,0,0,12608.717970660146,1.1123470522803115E-4,8931.1752292176025,2.4953586329427266E-4,0,0,0,0,16.162665110033334,null,31.521794926650362,0.33333333333333331,40.528499999999994,1.8504811250925242E-2,10.998249999999999,0.16666666666666666,0,0,13.090278884999909,null,74.590286524639396,0.04,2.2699999999999996,74.590286524639396,1.4200000000000001E-2,0,74.590286524639396,0.01,0,6.7727980164372559,null,31.521794926650362,0.04,10.998249999999999,1.4200000000000001E-2,0,0.01,1.4170469470660145,null,30.473249999999997,9.0799999999999978E-2,2.7669710999999992,null,{"$f":"IF($D124=\"Connection\",VLOOKUP(C124,'Input - General'!$F$62:$N$79,5,FALSE),0)","v":0},null,0.1801212933606588,40.209760058536517,7.2426339874653571,null,8.6527813038891108E-2,47.452394046001871,4.1059518802602391]
[null,{"$f":"'Input - Inventory'!B122","v":114},{"$f":"'Input - Inventory'!C122","v":"MBI1x1000"},{"$f":"'Input - Inventory'!D122","v":"Lamp"},{"$f":"'Input - Inventory'!E122","v":"Traffic"},{"$f":"'Input - Inventory'!F122","v":"Major > 130w"},{"$f":"'Input - Inventory'!G122","v":"1"},null,"Lamp - MBI1x1000",null,85.87752788821642,1,85.87752788821642,null,0,0,10.50726497555012,0.33333333333333331,0,0,10.50726497555012,4.9094211792429674E-3,10.50726497555012,0.16666666666666666,10.50726497555012,4.590314436538903E-3,10.50726497555012,4.0032025620496396E-2,157.60897463325179,2.1598272138228944E-2,262.68162438875305,1.2221950623319483E-2,0,0,12608.717970660146,1.1123470522803115E-4,8931.1752292176025,2.4953586329427266E-4,0,0,0,0,16.019814744104206,null,105.07264975550122,0.33333333333333331,40.528499999999994,4.9094211792429674E-3,10.998249999999999,0.16666666666666666,0,4.9094211792429674E-3,37.056229728096682,null,74.590286524639396,0.04,2.2699999999999996,74.590286524639396,1.4200000000000001E-2,0,74.590286524639396,0.01,0,6.7727980164372559,null,105.07264975550122,0.04,10.998249999999999,1.4200000000000001E-2,0,0.01,4.3590811402200487,null,30.473249999999997,9.0799999999999978E-2,2.7669710999999992,null,{"$f":"IF($D125=\"Connection\",VLOOKUP(C125,'Input - General'!$F$62:$N$79,5,FALSE),0)","v":0},null,0.1801212933606588,66.974894728858189,12.063604661255907,null,8.6527813038891108E-2,79.038499390114112,6.8390284981023024]
[null,{"$f":"'Input - Inventory'!B123","v":115},{"$f":"'Input - Inventory'!C123","v":"MBI1x1000 (P09)"},{"$f":"'Input - Inventory'!D123","v":"Lamp"},{"$f":"'Input - Inventory'!E123","v":"Traffic"},{"$f":"'Input - Inventory'!F123","v":"Major > 130w"},{"$f":"'Input - Inventory'!G123","v":1},null,"Lamp - MBI1x1000 (P09)",null,85.87752788821642,10,858.77527888216423,null,0,0,10.50726497555012,0.33333333333333331,0,0,10.50726497555012,4.9094211792429674E-3,10.50726497555012,0.16666666666666666,10.50726497555012,4.590314436538903E-3,10.50726497555012,4.0032025620496396E-2,157.60897463325179,2.1598272138228944E-2,262.68162438875305,1.2221950623319483E-2,0,0,12608.717970660146,1.1123470522803115E-4,8931.1752292176025,2.4953586329427266E-4,0,0,0,0,16.019814744104206,null,105.07264975550122,0.33333333333333331,40.528499999999994,4.9094211792429674E-3,10.998249999999999,0.16666666666666666,0,4.9094211792429674E-3,37.056229728096682,null,74.590286524639396,0.04,2.2699999999999996,74.590286524639396,1.4200000000000001E-2,0,74.590286524639396,0.01,0,6.7727980164372559,null,105.07264975550122,0.04,10.998249999999999,1.4200000000000001E-2,0,0.01,4.3590811402200487,null,30.473249999999997,9.0799999999999978E-2,2.7669710999999992,null,{"$f":"IF($D126=\"Connection\",VLOOKUP(C126,'Input - General'!$F$62:$N$79,5,FALSE),0)","v":0},null,0.1801212933606588,66.974894728858189,12.063604661255907,null,8.6527813038891108E-2,79.038499390114112,6.8390284981023024]
[null,{"$f":"'Input - Inventory'!B124","v":116},{"$f":"'Input - Inventory'!C124","v":"MBI1x150"},{"$f":"'Input - Inventory'!D124","v":"Lamp"},{"$f":"'Input - Inventory'!E124","v":"Traffic"},{"$f":"'Input - Inventory'!F124","v":"Major > 130w"},{"$f":"'Input - Inventory'!G124","v":"1"},null,"Lamp - MBI1x150",null,85.87752788821642,5,429.38763944108211,null,0,0,10.50726497555012,0.33333333333333331,0,0,10.50726497555012,4.9094211792429674E-3,10.50726497555012,0.16666666666666666,10.50726497555012,4.590314436538903E-3,10.50726497555012,4.0032025620496396E-2,157.60897463325179,2.1598272138228944E-2,262.68162438875305,1.2221950623319483E-2,0,0,12608.717970660146,1.1123470522803115E-4,8931.1752292176025,2.4953586329427266E-4,0,0,0,0,16.019814744104206,null,105.07264975550122,0.33333333333333331,40.528499999999994,4.9094211792429674E-3,10.998249999999999,0.16666666666666666,0,4.9094211792429674E-3,37.056229728096682,null,74.590286524639396,0.04,2.2699999999999996,74.590286524639396,1.4200000000000001E-2,0,74.590286524639396,0.01,0,6.7727980164372559,null,105.07264975550122,0.04,10.998249999999999,1.4200000000000001E-2,0,0.01,4.3590811402200487,null,30.473249999999997,9.0799999999999978E-2,2.7669710999999992,null,{"$f":"IF($D127=\"Connection\",VLOOKUP(C127,'Input - General'!$F$62:$N$79,5,FALSE),0)","v":0},null,0.1801212933606588,66.974894728858189,12.063604661255907,null,8.6527813038891108E-2,79.038499390114112,6.8390284981023024]
[null,{"$f":"'Input - Inventory'!B125","v":117},{"$f":"'Input - Inventory'!C125","v":"MBI1x150 (P09)"},{"$f":"'Input - Inventory'!D125","v":"Lamp"},{"$f":"'Input - Inventory'!E125","v":"Traffic"},{"$f":"'Input - Inventory'!F125","v":"Major > 130w"},{"$f":"'Input - Inventory'!G125","v":1},null,"Lamp - MBI1x150 (P09)",null,85.87752788821642,69,5925.5494242869327,null,0,0,10.50726497555012,0.33333333333333331,0,0,10.50726497555012,4.9094211792429674E-3,10.50726497555012,0.16666666666666666,10.50726497555012,4.590314436538903E-3,10.50726497555012,4.0032025620496396E-2,157.60897463325179,2.1598272138228944E-2,262.68162438875305,1.2221950623319483E-2,0,0,12608.717970660146,1.1123470522803115E-4,8931.1752292176025,2.4953586329427266E-4,0,0,0,0,16.019814744104206,null,105.07264975550122,0.33333333333333331,40.528499999999994,4.9094211792429674E-3,10.998249999999999,0.16666666666666666,0,4.9094211792429674E-3,37.056229728096682,null,74.590286524639396,0.04,2.2699999999999996,74.590286524639396,1.4200000000000001E-2,0,74.590286524639396,0.01,0,6.7727980164372559,null,105.07264975550122,0.04,10.998249999999999,1.4200000000000001E-2,0,0.01,4.3590811402200487,null,30.473249999999997,9.0799999999999978E-2,2.7669710999999992,null,{"$f":"IF($D128=\"Connection\",VLOOKUP(C128,'Input - General'!$F$62:$N$79,5,FALSE),0)","v":0},null,0.1801212933606588,66.974894728858189,12.063604661255907,null,8.6527813038891108E-2,79.038499390114112,6.8390284981023024]
[null,{"$f":"'Input - Inventory'!B126","v":118},{"$f":"'Input - Inventory'!C126","v":"MBI1x1500"},{"$f":"'Input - Inventory'!D126","v":"Lamp"},{"$f":"'Input - Inventory'!E126","v":"Traffic"},{"$f":"'Input - Inventory'!F126","v":"Major > 130w"},{"$f":"'Input - Inventory'!G126","v":"1"},null,"Lamp - MBI1x1500",null,85.87752788821642,0,0,null,0,0,10.50726497555012,0.33333333333333331,0,0,10.50726497555012,4.9094211792429674E-3,10.50726497555012,0.16666666666666666,10.50726497555012,4.590314436538903E-3,10.50726497555012,4.0032025620496396E-2,157.60897463325179,2.1598272138228944E-2,262.68162438875305,1.2221950623319483E-2,0,0,12608.717970660146,1.1123470522803115E-4,8931.1752292176025,2.4953586329427266E-4,0,0,0,0,16.019814744104206,null,105.07264975550122,0.33333333333333331,40.528499999999994,4.9094211792429674E-3,10.998249999999999,0.16666666666666666,0,4.9094211792429674E-3,37.056229728096682,null,74.590286524639396,0.04,2.2699999999999996,74.590286524639396,1.4200000000000001E-2,0,74.590286524639396,0.01,0,6.7727980164372559,null,105.07264975550122,0.04,10.998249999999999,1.4200000000000001E-2,0,0.01,4.3590811402200487,null,30.473249999999997,9.0799999999999978E-2,2.7669710999999992,null,{"$f":"IF($D129=\"Connection\",VLOOKUP(C129,'Input - General'!$F$62:$N$79,5,FALSE),0)","v":0},null,0.1801212933606588,66.974894728858189,12.063604661255907,null,8.6527813038891108E-2,79.038499390114112,6.8390284981023024]
[null,{"$f":"'Input - Inventory'!B127","v":119},{"$f":"'Input - Inventory'!C127","v":"MBI1x250"},{"$f":"'Input - Inventory'!D127","v":"Lamp"},{"$f":"'Input - Inventory'!E127","v":"Traffic"},{"$f":"'Input - Inventory'!F127","v":"Major > 130w"},{"$f":"'Input - Inventory'!G127","v":"1"},null,"Lamp - MBI1x250",null,50.668665991438544,2,101.33733198287709,null,0,0,10.50726497555012,0.33333333333333331,0,0,10.50726497555012,4.9094211792429674E-3,10.50726497555012,0.16666666666666666,10.50726497555012,4.590314436538903E-3,10.50726497555012,4.0032025620496396E-2,157.60897463325179,2.1598272138228944E-2,262.68162438875305,1.2221950623319483E-2,0,0,12608.717970660146,1.1123470522803115E-4,8931.1752292176025,2.4953586329427266E-4,0,0,0,0,16.019814744104206,null,31.521794926650362,0.33333333333333331,40.528499999999994,4.9094211792429674E-3,10.998249999999999,0.16666666666666666,0,4.9094211792429674E-3,12.539278118479736,null,74.590286524639396,0.04,2.2699999999999996,74.590286524639396,1.4200000000000001E-2,0,74.590286524639396,0.01,0,6.7727980164372559,null,31.521794926650362,0.04,10.998249999999999,1.4200000000000001E-2,0,0.01,1.4170469470660145,null,30.473249999999997,9.0799999999999978E-2,2.7669710999999992,null,{"$f":"IF($D130=\"Connection\",VLOOKUP(C130,'Input - General'!$F$62:$N$79,5,FALSE),0)","v":0},null,0.1801212933606588,39.515908926087207,7.1176566240888288,null,8.6527813038891108E-2,46.633565550176037,4.0351004412625056]
[null,{"$f":"'Input - Inventory'!B128","v":120},{"$f":"'Input - Inventory'!C128","v":"MBI1x250 (P09)"},{"$f":"'Input - Inventory'!D128","v":"Lamp"},{"$f":"'Input - Inventory'!E128","v":"Traffic"},{"$f":"'Input - Inventory'!F128","v":"Major > 130w"},{"$f":"'Input - Inventory'!G128","v":1},null,"Lamp - MBI1x250 (P09)",null,50.668665991438544,61,3090.7886254777513,null,0,0,10.50726497555012,0.33333333333333331,0,0,10.50726497555012,4.9094211792429674E-3,10.50726497555012,0.16666666666666666,10.50726497555012,4.590314436538903E-3,10.50726497555012,4.0032025620496396E-2,157.60897463325179,2.1598272138228944E-2,262.68162438875305,1.2221950623319483E-2,0,0,12608.717970660146,1.1123470522803115E-4,8931.1752292176025,2.4953586329427266E-4,0,0,0,0,16.019814744104206,null,31.521794926650362,0.33333333333333331,40.528499999999994,4.9094211792429674E-3,10.998249999999999,0.16666666666666666,0,4.9094211792429674E-3,12.539278118479736,null,74.590286524639396,0.04,2.2699999999999996,74.590286524639396,1.4200000000000001E-2,0,74.590286524639396,0.01,0,6.7727980164372559,null,31.521794926650362,0.04,10.998249999999999,1.4200000000000001E-2,0,0.01,1.4170469470660145,null,30.473249999999997,9.0799999999999978E-2,2.7669710999999992,null,{"$f":"IF($D131=\"Connection\",VLOOKUP(C131,'Input - General'!$F$62:$N$79,5,FALSE),0)","v":0},null,0.1801212933606588,39.515908926087207,7.1176566240888288,null,8.6527813038891108E-2,46.633565550176037,4.0351004412625056]
[null,{"$f":"'Input - Inventory'!B129","v":121},{"$f":"'Input - Inventory'!C129","v":"MBI1x3745"},{"$f":"'Input - Inventory'!D129","v":"Lamp"},{"$f":"'Input - Inventory'!E129","v":"Traffic"},{"$f":"'Input - Inventory'!F129","v":"Major > 130w"},{"$f":"'Input - Inventory'!G129","v":"1"},null,"Lamp - MBI1x3745",null,35.579153749962323,0,0,null,0,0,10.50726497555012,0.33333333333333331,0,0,10.50726497555012,4.9094211792429674E-3,10.50726497555012,0.16666666666666666,10.50726497555012,4.590314436538903E-3,10.50726497555012,4.0032025620496396E-2,157.60897463325179,2.1598272138228944E-2,262.68162438875305,1.2221950623319483E-2,0,0,12608.717970660146,1.1123470522803115E-4,8931.1752292176025,2.4953586329427266E-4,0,0,0,0,16.019814744104206,null,0,0.33333333333333331,40.528499999999994,4.9094211792429674E-3,10.998249999999999,0.16666666666666666,0,4.9094211792429674E-3,2.0320131429296149,null,74.590286524639396,0.04,2.2699999999999996,74.590286524639396,1.4200000000000001E-2,0,74.590286524639396,0.01,0,6.7727980164372559,null,0,0.04,10.998249999999999,1.4200000000000001E-2,0,0.01,0.15617514999999998,null,30.473249999999997,9.0799999999999978E-2,2.7669710999999992,null,{"$f":"IF($D132=\"Connection\",VLOOKUP(C132,'Input - General'!$F$62:$N$79,5,FALSE),0)","v":0},null,0.1801212933606588,27.747772153471075,4.9979646081600828,null,8.6527813038891108E-2,32.745736761631157,2.8334169883311642]
[null,{"$f":"'Input - Inventory'!B130","v":122},{"$f":"'Input - Inventory'!C130","v":"MBI1x400"},{"$f":"'Input - Inventory'!D130","v":"Lamp"},{"$f":"'Input - Inventory'!E130","v":"Traffic"},{"$f":"'Input - Inventory'!F130","v":"Major > 130w"},{"$f":"'Input - Inventory'!G130","v":"1"},null,"Lamp - MBI1x400",null,50.668665991438544,13,658.69265788870109,null,0,0,10.50726497555012,0.33333333333333331,0,0,10.50726497555012,4.9094211792429674E-3,10.50726497555012,0.16666666666666666,10.50726497555012,4.590314436538903E-3,10.50726497555012,4.0032025620496396E-2,157.60897463325179,2.1598272138228944E-2,262.68162438875305,1.2221950623319483E-2,0,0,12608.717970660146,1.1123470522803115E-4,8931.1752292176025,2.4953586329427266E-4,0,0,0,0,16.019814744104206,null,31.521794926650362,0.33333333333333331,40.528499999999994,4.9094211792429674E-3,10.998249999999999,0.16666666666666666,0,4.9094211792429674E-3,12.539278118479736,null,74.590286524639396,0.04,2.2699999999999996,74.590286524639396,1.4200000000000001E-2,0,74.590286524639396,0.01,0,6.7727980164372559,null,31.521794926650362,0.04,10.998249999999999,1.4200000000000001E-2,0,0.01,1.4170469470660145,null,30.473249999999997,9.0799999999999978E-2,2.7669710999999992,null,{"$f":"IF($D133=\"Connection\",VLOOKUP(C133,'Input - General'!$F$62:$N$79,5,FALSE),0)","v":0},null,0.1801212933606588,39.515908926087207,7.1176566240888288,null,8.6527813038891108E-2,46.633565550176037,4.0351004412625056]
[null,{"$f":"'Input - Inventory'!B131","v":123},{"$f":"'Input - Inventory'!C131","v":"MBI1x400 (P09)"},{"$f":"'Input - Inventory'!D131","v":"Lamp"},{"$f":"'Input - Inventory'!E131","v":"Traffic"},{"$f":"'Input - Inventory'!F131","v":"Major > 130w"},{"$f":"'Input - Inventory'!G131","v":1},null,"Lamp - MBI1x400 (P09)",null,50.668665991438544,109,5522.8845930668012,null,0,0,10.50726497555012,0.33333333333333331,0,0,10.50726497555012,4.9094211792429674E-3,10.50726497555012,0.16666666666666666,10.50726497555012,4.590314436538903E-3,10.50726497555012,4.0032025620496396E-2,157.60897463325179,2.1598272138228944E-2,262.68162438875305,1.2221950623319483E-2,0,0,12608.717970660146,1.1123470522803115E-4,8931.1752292176025,2.4953586329427266E-4,0,0,0,0,16.019814744104206,null,31.521794926650362,0.33333333333333331,40.528499999999994,4.9094211792429674E-3,10.998249999999999,0.16666666666666666,0,4.9094211792429674E-3,12.539278118479736,null,74.590286524639396,0.04,2.2699999999999996,74.590286524639396,1.4200000000000001E-2,0,74.590286524639396,0.01,0,6.7727980164372559,null,31.521794926650362,0.04,10.998249999999999,1.4200000000000001E-2,0,0.01,1.4170469470660145,null,30.473249999999997,9.0799999999999978E-2,2.7669710999999992,null,{"$f":"IF($D134=\"Connection\",VLOOKUP(C134,'Input - General'!$F$62:$N$79,5,FALSE),0)","v":0},null,0.1801212933606588,39.515908926087207,7.1176566240888288,null,8.6527813038891108E-2,46.633565550176037,4.0351004412625056]
[null,{"$f":"'Input - Inventory'!B132","v":124},{"$f":"'Input - Inventory'!C132","v":"MBI1x500"},{"$f":"'Input - Inventory'!D132","v":"Lamp"},{"$f":"'Input - Inventory'!E132","v":"Traffic"},{"$f":"'Input - Inventory'!F132","v":"Major > 130w"},{"$f":"'Input - Inventory'!G132","v":"1"},null,"Lamp - MBI1x500",null,85.87752788821642,0,0,null,0,0,10.50726497555012,0.33333333333333331,0,0,10.50726497555012,4.9094211792429674E-3,10.50726497555012,0.16666666666666666,10.50726497555012,4.590314436538903E-3,10.50726497555012,4.0032025620496396E-2,157.60897463325179,2.1598272138228944E-2,262.68162438875305,1.2221950623319483E-2,0,0,12608.717970660146,1.1123470522803115E-4,8931.1752292176025,2.4953586329427266E-4,0,0,0,0,16.019814744104206,null,105.07264975550122,0.33333333333333331,40.528499999999994,4.9094211792429674E-3,10.998249999999999,0.16666666666666666,0,4.9094211792429674E-3,37.056229728096682,null,74.590286524639396,0.04,2.2699999999999996,74.590286524639396,1.4200000000000001E-2,0,74.590286524639396,0.01,0,6.7727980164372559,null,105.07264975550122,0.04,10.998249999999999,1.4200000000000001E-2,0,0.01,4.3590811402200487,null,30.473249999999997,9.0799999999999978E-2,2.7669710999999992,null,{"$f":"IF($D135=\"Connection\",VLOOKUP(C135,'Input - General'!$F$62:$N$79,5,FALSE),0)","v":0},null,0.1801212933606588,66.974894728858189,12.063604661255907,null,8.6527813038891108E-2,79.038499390114112,6.8390284981023024]
[null,{"$f":"'Input - Inventory'!B133","v":125},{"$f":"'Input - Inventory'!C133","v":"MBI1x70"},{"$f":"'Input - Inventory'!D133","v":"Lamp"},{"$f":"'Input - Inventory'!E133","v":"NonTraffic"},{"$f":"'Input - Inventory'!F133","v":"Minor < 130w"},{"$f":"'Input - Inventory'!G133","v":"1"},null,"Lamp - MBI1x70",null,47.480938555133704,0,0,null,10.50726497555012,0.33333333333333331,0,0,10.50726497555012,1.8504811250925242E-2,0,0,10.50726497555012,0.16666666666666666,10.50726497555012,4.590314436538903E-3,10.50726497555012,4.0032025620496396E-2,157.60897463325179,2.1598272138228944E-2,262.68162438875305,1.2221950623319483E-2,0,0,12608.717970660146,1.1123470522803115E-4,8931.1752292176025,2.4953586329427266E-4,0,0,0,0,16.162665110033334,null,31.521794926650362,0.33333333333333331,40.528499999999994,1.8504811250925242E-2,10.998249999999999,0.16666666666666666,0,1.8504811250925242E-2,13.090278884999909,null,74.590286524639396,0.04,1.5133333333333332,74.590286524639396,1.4200000000000001E-2,0,74.590286524639396,0.01,0,4.5151986776248378,null,31.521794926650362,0.04,10.998249999999999,1.4200000000000001E-2,0,0.01,1.4170469470660145,null,30.473249999999997,6.0533333333333328E-2,1.8446473999999997,null,{"$f":"IF($D136=\"Connection\",VLOOKUP(C136,'Input - General'!$F$62:$N$79,5,FALSE),0)","v":0},null,0.1801212933606588,37.029837019724098,6.6698621369271072,null,8.6527813038891108E-2,43.699699156651199,3.7812393984825023]
[null,{"$f":"'Input - Inventory'!B134","v":126},{"$f":"'Input - Inventory'!C134","v":"MBI1x70 (P09)"},{"$f":"'Input - Inventory'!D134","v":"Lamp"},{"$f":"'Input - Inventory'!E134","v":"NonTraffic"},{"$f":"'Input - Inventory'!F134","v":"Minor < 130w"},{"$f":"'Input - Inventory'!G134","v":1},null,"Lamp - MBI1x70 (P09)",null,47.480938555133704,183,8689.0117555894685,null,10.50726497555012,0.33333333333333331,0,0,10.50726497555012,1.8504811250925242E-2,0,0,10.50726497555012,0.16666666666666666,10.50726497555012,4.590314436538903E-3,10.50726497555012,4.0032025620496396E-2,157.60897463325179,2.1598272138228944E-2,262.68162438875305,1.2221950623319483E-2,0,0,12608.717970660146,1.1123470522803115E-4,8931.1752292176025,2.4953586329427266E-4,0,0,0,0,16.162665110033334,null,31.521794926650362,0.33333333333333331,40.528499999999994,1.8504811250925242E-2,10.998249999999999,0.16666666666666666,0,1.8504811250925242E-2,13.090278884999909,null,74.590286524639396,0.04,1.5133333333333332,74.590286524639396,1.4200000000000001E-2,0,74.590286524639396,0.01,0,4.5151986776248378,null,31.521794926650362,0.04,10.998249999999999,1.4200000000000001E-2,0,0.01,1.4170469470660145,null,30.473249999999997,6.0533333333333328E-2,1.8446473999999997,null,{"$f":"IF($D137=\"Connection\",VLOOKUP(C137,'Input - General'!$F$62:$N$79,5,FALSE),0)","v":0},null,0.1801212933606588,37.029837019724098,6.6698621369271072,null,8.6527813038891108E-2,43.699699156651199,3.7812393984825023]
[null,{"$f":"'Input - Inventory'!B135","v":127},{"$f":"'Input - Inventory'!C135","v":"MBI1x70 II"},{"$f":"'Input - Inventory'!D135","v":"Lamp"},{"$f":"'Input - Inventory'!E135","v":"Traffic"},{"$f":"'Input - Inventory'!F135","v":"Minor < 130w"},{"$f":"'Input - Inventory'!G135","v":1},null,"Lamp - MBI1x70 II",null,51.558345926262106,79,4073.1093281747062,null,10.50726497555012,0.33333333333333331,0,0,10.50726497555012,1.8504811250925242E-2,0,0,10.50726497555012,0.16666666666666666,10.50726497555012,4.590314436538903E-3,10.50726497555012,4.0032025620496396E-2,157.60897463325179,2.1598272138228944E-2,262.68162438875305,1.2221950623319483E-2,0,0,12608.717970660146,1.1123470522803115E-4,8931.1752292176025,2.4953586329427266E-4,0,0,0,0,16.162665110033334,null,31.521794926650362,0.33333333333333331,40.528499999999994,1.8504811250925242E-2,10.998249999999999,0.16666666666666666,0,0,13.090278884999909,null,74.590286524639396,0.04,2.2699999999999996,74.590286524639396,1.4200000000000001E-2,0,74.590286524639396,0.01,0,6.7727980164372559,null,31.521794926650362,0.04,10.998249999999999,1.4200000000000001E-2,0,0.01,1.4170469470660145,null,30.473249999999997,9.0799999999999978E-2,2.7669710999999992,null,{"$f":"IF($D138=\"Connection\",VLOOKUP(C138,'Input - General'!$F$62:$N$79,5,FALSE),0)","v":0},null,0.1801212933606588,40.209760058536517,7.2426339874653571,null,8.6527813038891108E-2,47.452394046001871,4.1059518802602391]
[null,{"$f":"'Input - Inventory'!B136","v":128},{"$f":"'Input - Inventory'!C136","v":"MBI2x400"},{"$f":"'Input - Inventory'!D136","v":"Lamp"},{"$f":"'Input - Inventory'!E136","v":"Traffic"},{"$f":"'Input - Inventory'!F136","v":"Major > 130w"},{"$f":"'Input - Inventory'!G136","v":"2"},null,"Lamp - MBI2x400",null,64.141444778470884,0,0,null,0,0,10.50726497555012,0.33333333333333331,0,0,10.50726497555012,4.9094211792429674E-3,10.50726497555012,0.16666666666666666,10.50726497555012,4.590314436538903E-3,10.50726497555012,4.0032025620496396E-2,157.60897463325179,2.1598272138228944E-2,262.68162438875305,1.2221950623319483E-2,0,0,12608.717970660146,1.1123470522803115E-4,8931.1752292176025,2.4953586329427266E-4,0,0,0,0,16.019814744104206,null,63.043589853300723,0.33333333333333331,40.528499999999994,4.9094211792429674E-3,10.998249999999999,0.16666666666666666,0,4.9094211792429674E-3,23.046543094029854,null,74.590286524639396,0.04,2.2699999999999996,74.590286524639396,1.4200000000000001E-2,0,74.590286524639396,0.01,0,6.7727980164372559,null,31.521794926650362,0.04,10.998249999999999,1.4200000000000001E-2,0,0.01,1.4170469470660145,null,30.473249999999997,9.0799999999999978E-2,2.7669710999999992,null,{"$f":"IF($D139=\"Connection\",VLOOKUP(C139,'Input - General'!$F$62:$N$79,5,FALSE),0)","v":0},null,0.1801212933606588,50.023173901637335,9.01023878116807,null,8.6527813038891108E-2,59.033412682805398,5.1080320956654885]
[null,{"$f":"'Input - Inventory'!B137","v":129},{"$f":"'Input - Inventory'!C137","v":"MBI4x150"},{"$f":"'Input - Inventory'!D137","v":"Lamp"},{"$f":"'Input - Inventory'!E137","v":"Traffic"},{"$f":"'Input - Inventory'!F137","v":"Major > 130w"},{"$f":"'Input - Inventory'!G137","v":"4"},null,"Lamp - MBI4x150",null,220.60531575853983,5,{"$f":"L140*K140","v":1103.0265787926992},null,0,{"$f":"IF(AND($D140=\"Lamp\",CycleBulkTask1<>0, OR($F140=O$9,O$9=\"All\")),1/CycleBulkTask1,0)","v":0},10.50726497555012,{"$f":"IF(AND($D140=\"Lamp\",CycleBulkTask2<>0, OR($F140=Q$9,Q$9=\"All\")),1/CycleBulkTask2,0)","v":0.33333333333333331},0,{"$f":"IF(AND($D140=\"Lamp\",CycleBulkTask3<>0, OR($F140=S$9,S$9=\"All\")),1/CycleBulkTask3,0)","v":0},10.50726497555012,{"$f":"IF(AND($D140=\"Lamp\",CycleBulkTask4<>0, OR($F140=U$9,U$9=\"All\")),1/CycleBulkTask4,0)","v":4.9094211792429674E-3},10.50726497555012,{"$f":"IF(AND($D140=\"Lamp\",CycleBulkTask5<>0, OR($F140=W$9,W$9=\"All\")),1/CycleBulkTask5,0)","v":0.16666666666666666},10.50726497555012,{"$f":"IF(AND($D140=\"Lamp\",CycleBulkTask6<>0, OR($F140=Y$9,Y$9=\"All\")),1/CycleBulkTask6,0)","v":4.590314436538903E-3},10.50726497555012,{"$f":"IF(AND($D140=\"Lamp\",CycleBulkTask7<>0, OR($F140=AA$9,AA$9=\"All\")),1/CycleBulkTask7,0)","v":4.0032025620496396E-2},157.60897463325179,{"$f":"IF(AND($D140=\"Lamp\",CycleBulkTask8<>0, OR($F140=AC$9,AC$9=\"All\")),1/CycleBulkTask8,0)","v":2.1598272138228944E-2},262.68162438875305,{"$f":"IF(AND($D140=\"Lamp\",CycleBulkTask9<>0, OR($F140=AE$9,AE$9=\"All\")),1/CycleBulkTask9,0)","v":1.2221950623319483E-2},0,{"$f":"IF(AND($D140=\"Lamp\",CycleBulkTask10<>0, OR($F140=AG$9,AG$9=\"All\")),1/CycleBulkTask10,0)","v":0},12608.717970660146,{"$f":"IF(AND($D140=\"Lamp\",CycleBulkTask11<>0, OR($F140=AI$9,AI$9=\"All\")),1/CycleBulkTask11,0)","v":1.1123470522803115E-4},8931.1752292176025,{"$f":"IF(AND($D140=\"Lamp\",CycleBulkTask12<>0, OR($F140=AK$9,AK$9=\"All\")),1/CycleBulkTask12,0)","v":2.4953586329427266E-4},0,{"$f":"IF(AND($D140=\"Lamp\",CycleBulkTask13<>0, OR($F140=AM$9,AM$9=\"All\")),1/CycleBulkTask13,0)","v":0},0,{"$f":"IF(AND($D140=\"Lamp\",CycleBulkTask14<>0, OR($F140=AO$9,AO$9=\"All\")),1/CycleBulkTask14,0)","v":0},{"$f":"O140*P140+Q140*R140+S140*T140+U140*V140+W140*X140+Y140*Z140+AA140*AB140+AC140*AD140+AE140*AF140+AG140*AH140+AI140*AJ140+AK140*AL140+AM140*AN140+AO140*AP140","v":16.019814744104206},null,420.29059902200487,{"$f":"MAX(P140,R140)","v":0.33333333333333331},40.528499999999994,{"$f":"MAX(T140,V140)","v":4.9094211792429674E-3},10.998249999999999,{"$f":"X140","v":0.16666666666666666},0,{"$f":"INDIRECT($E140)*$V140 +(1-INDIRECT($E140))*$T140","v":4.9094211792429674E-3},{"$f":"AS140*AT140+AU140*AV140+AW140*AX140+AY140*AZ140","v":142.1288794835979},null,{"$f":"IF($D140=$AS$9,(INDIRECT(\"PriceLabour\" & \"FY15\")*ProportionStandardHours + INDIRECT(\"PriceLabourOvertime\" & \"FY15\")*ProportionOvertimeHours)*(1+RateOnCostAnnual),0)","v":74.590286524639396},{"$f":"BO140","v":0.04},{"$f":"IF($D140=\"Lamp\",(NumberOfCrew+INDIRECT($E140)*TrafficController)*(TimeToReplaceLamp),0)","v":2.2699999999999996},{"$f":"IF($D140=$AS$9,(INDIRECT(\"PriceLabour\" & \"FY15\")*ProportionStandardHours + INDIRECT(\"PriceLabourOvertime\" & \"FY15\")*ProportionOvertimeHours)*(1+RateOnCostAnnual),0)","v":74.590286524639396},{"$f":"BQ140","v":1.4200000000000001E-2},{"$f":"IF($D140=\"Lamp\",(NumberOfCrew+INDIRECT($E140)*TrafficController)*(TimeForPECellReplace),0)","v":0},{"$f":"IF($D140=$AS$9,(INDIRECT(\"PriceLabour\" & \"FY15\")*ProportionStandardHours + INDIRECT(\"PriceLabourOvertime\" & \"FY15\")*ProportionOvertimeHours)*(1+RateOnCostAnnual),0)","v":74.590286524639396},{"$f":"BS140","v":0.01},{"$f":"IF($D140=\"Lamp\",(NumberOfCrew+INDIRECT($E140)*TrafficController)*(TimeForOtherSpot),0)","v":0},{"$f":"BC140*BD140*BE140+BF140*BG140*BH140+BI140*BJ140*BK140","v":6.7727980164372559},null,105.07264975550122,{"$f":"IF($D140=\"Lamp\",INDIRECT(BO$10 & $B140),0)","v":0.04},10.998249999999999,{"$f":"IF($D140=\"Lamp\",INDIRECT(\"FailurePECell\" & \"Annual\"),0)","v":1.4200000000000001E-2},0,{"$f":"IF($D140=\"Lamp\",INDIRECT(\"FailureMisc\" & \"Annual\"),0)","v":0.01},{"$f":"BN140*BO140+BP140*BQ140+BR140*BS140","v":4.3590811402200487},null,30.473249999999997,{"$f":"BD140*BE140+BG140*BH140+BJ140*BK140","v":9.0799999999999978E-2},{"$f":"BV140*BW140","v":2.7669710999999992},null,{"$f":"IF($D140=\"Connection\",VLOOKUP(C140,'Input - General'!$F$62:$N$79,5,FALSE),0)","v":0},null,{"$f":"RateOverhead","v":0.1801212933606588},{"$f":"BX140+BL140+BT140+BA140+AQ140+BZ140","v":172.04754448435941},{"$f":"CC140*CB140","v":30.989426232048295},null,{"$f":"CorporateOverheads","v":8.6527813038891108E-2},203.03697071640769,{"$f":"CG140*CF140","v":17.568345042132133}]
[null,{"$f":"'Input - Inventory'!B138","v":130},{"$f":"'Input - Inventory'!C138","v":"SON1x100"},{"$f":"'Input - Inventory'!D138","v":"Lamp"},{"$f":"'Input - Inventory'!E138","v":"Traffic"},{"$f":"'Input - Inventory'!F138","v":"Minor < 130w"},{"$f":"'Input - Inventory'!G138","v":"1"},null,{"$f":"CONCATENATE(D141,\" - \",C141)","v":"Lamp - SON1x100"},null,{"$f":"AQ141+BA141+BL141+BT141+BX141+BZ141+CD141+CH141","v":84.241881066338763},{"$f":"INDIRECT(L$10&$B141&\"FY15\")","v":63},5307.2385071793424,null,{"$f":"IF(AND($D141=\"Lamp\", OR($F141=O$9, O$9=\"All\")),INDIRECT(\"PriceBulkTask1\" & \"FY15\"),0)","v":10.50726497555012},0.33333333333333331,{"$f":"IF(AND($D141=\"Lamp\", OR($F141=Q$9, Q$9=\"All\")),INDIRECT(\"PriceBulkTask2\" & \"FY15\"),0)","v":0},0,{"$f":"IF(AND($D141=\"Lamp\", OR($F141=S$9, S$9=\"All\")),INDIRECT(\"PriceBulkTask3\" & \"FY15\"),0)","v":10.50726497555012},1.8504811250925242E-2,{"$f":"IF(AND($D141=\"Lamp\", OR($F141=U$9, U$9=\"All\")),INDIRECT(\"PriceBulkTask4\" & \"FY15\"),0)","v":0},0,{"$f":"IF(AND($D141=\"Lamp\", OR($F141=W$9, W$9=\"All\")),INDIRECT(\"PriceBulkTask5\" & \"FY15\"),0)","v":10.50726497555012},0.16666666666666666,{"$f":"IF(AND($D141=\"Lamp\", OR($F141=Y$9, Y$9=\"All\")),INDIRECT(\"PriceBulkTask6\" & \"FY15\"),0)","v":10.50726497555012},4.590314436538903E-3,{"$f":"IF(AND($D141=\"Lamp\", OR($F141=AA$9, AA$9=\"All\")),INDIRECT(\"PriceBulkTask7\" & \"FY15\"),0)","v":10.50726497555012},4.0032025620496396E-2,{"$f":"IF(AND($D141=\"Lamp\", OR($F141=AC$9, AC$9=\"All\")),INDIRECT(\"PriceBulkTask8\" & \"FY15\"),0)","v":157.60897463325179},2.1598272138228944E-2,{"$f":"IF(AND($D141=\"Lamp\", OR($F141=AE$9, AE$9=\"All\")),INDIRECT(\"PriceBulkTask9\" & \"FY15\"),0)","v":262.68162438875305},1.2221950623319483E-2,{"$f":"IF(AND($D141=\"Lamp\", OR($F141=AG$9, AG$9=\"All\")),INDIRECT(\"PriceBulkTask10\" & \"FY15\"),0)","v":0},0,{"$f":"IF(AND($D141=\"Lamp\", OR($F141=AI$9, AI$9=\"All\")),INDIRECT(\"PriceBulkTask11\" & \"FY15\"),0)","v":12608.717970660146},1.1123470522803115E-4,{"$f":"IF(AND($D141=\"Lamp\", OR($F141=AK$9, AK$9=\"All\")),INDIRECT(\"PriceBulkTask12\" & \"FY15\"),0)","v":8931.1752292176025},2.4953586329427266E-4,{"$f":"IF(AND($D141=\"Lamp\", OR($F141=AM$9, AM$9=\"All\")),INDIRECT(\"PriceBulkTask13\" & \"FY15\"),0)","v":0},0,{"$f":"IF(AND($D141=\"Lamp\", OR($F141=AO$9, AO$9=\"All\")),INDIRECT(\"PriceBulkTask14\" & \"FY15\"),0)","v":0},0,16.162665110033334,null,{"$f":"IF($D141=\"Lamp\",$G141*INDIRECT(\"Price\" & $B141 & \"FY15\"),0)","v":31.521794926650362},0.33333333333333331,{"$f":"IF($D141=\"Lamp\",INDIRECT(\"PriceVisor\" & \"FY15\"),0)","v":40.528499999999994},1.8504811250925242E-2,{"$f":"IF($D141=\"Lamp\",INDIRECT(\"PricePECell\" & \"FY15\"),0)","v":10.998249999999999},0.16666666666666666,{"$f":"IF($D141=\"Lamp\",INDIRECT(\"PriceMisc\" & \"FY15\"),0)","v":0},0,13.090278884999909,null,74.590286524639396,0.13439999999999999,2.2699999999999996,74.590286524639396,1.4200000000000001E-2,0,74.590286524639396,0.01,0,22.756601335229178,null,{"$f":"IF($D141=\"Lamp\",INDIRECT(\"Price\" & $B141 & \"FY15\"),0)","v":31.521794926650362},0.13439999999999999,{"$f":"IF($D141=\"Lamp\",INDIRECT(\"pRICEpecELL\" & \"FY15\"),0)","v":10.998249999999999},1.4200000000000001E-2,{"$f":"IF($D141=\"Lamp\",INDIRECT(\"PriceMisc\" & \"FY15\"),0)","v":0},0.01,4.3927043881418086,null,{"$f":"IF(AND($D141=\"Lamp\"),INDIRECT(\"PriceEWP\"&\"FY15\"),0)","v":30.473249999999997},0.30508799999999991,9.2970228959999961,null,{"$f":"IF($D141=\"Connection\",VLOOKUP(C141,'Input - General'!$F$62:$N$79,5,FALSE),0)","v":0},null,0.1801212933606588,65.699272614404222,11.833837956161,null,8.6527813038891108E-2,{"$f":"AQ141+BA141+BL141+BT141+BX141+BZ141+CD141","v":77.533110570565228},6.7087704957735399]
[null,{"$f":"'Input - Inventory'!B139","v":131},{"$f":"'Input - Inventory'!C139","v":"SON1x100 (P09)"},{"$f":"'Input - Inventory'!D139","v":"Lamp"},{"$f":"'Input - Inventory'!E139","v":"Traffic"},{"$f":"'Input - Inventory'!F139","v":"Minor < 130w"},{"$f":"'Input - Inventory'!G139","v":1},null,"Lamp - SON1x100 (P09)",null,84.241881066338763,1383,116506.52151474651,null,10.50726497555012,0.33333333333333331,0,0,10.50726497555012,1.8504811250925242E-2,0,0,10.50726497555012,0.16666666666666666,10.50726497555012,4.590314436538903E-3,10.50726497555012,4.0032025620496396E-2,157.60897463325179,2.1598272138228944E-2,262.68162438875305,1.2221950623319483E-2,0,0,12608.717970660146,1.1123470522803115E-4,8931.1752292176025,2.4953586329427266E-4,0,0,0,0,16.162665110033334,null,31.521794926650362,0.33333333333333331,40.528499999999994,1.8504811250925242E-2,10.998249999999999,0.16666666666666666,0,0,13.090278884999909,null,74.590286524639396,0.13439999999999999,2.2699999999999996,74.590286524639396,1.4200000000000001E-2,0,74.590286524639396,0.01,0,22.756601335229178,null,31.521794926650362,0.13439999999999999,10.998249999999999,1.4200000000000001E-2,0,0.01,4.3927043881418086,null,30.473249999999997,0.30508799999999991,9.2970228959999961,null,{"$f":"IF($D142=\"Connection\",VLOOKUP(C142,'Input - General'!$F$62:$N$79,5,FALSE),0)","v":0},null,0.1801212933606588,65.699272614404222,11.833837956161,null,8.6527813038891108E-2,77.533110570565228,6.7087704957735399]
[null,{"$f":"'Input - Inventory'!B140","v":132},{"$f":"'Input - Inventory'!C140","v":"SON1x1000"},{"$f":"'Input - Inventory'!D140","v":"Lamp"},{"$f":"'Input - Inventory'!E140","v":"Traffic"},{"$f":"'Input - Inventory'!F140","v":"Major > 130w"},{"$f":"'Input - Inventory'!G140","v":"1"},null,"Lamp - SON1x1000",null,90.282861295265946,0,0,null,0,0,10.50726497555012,0.33333333333333331,0,0,10.50726497555012,4.9094211792429674E-3,10.50726497555012,0.16666666666666666,10.50726497555012,4.590314436538903E-3,10.50726497555012,4.0032025620496396E-2,157.60897463325179,2.1598272138228944E-2,262.68162438875305,1.2221950623319483E-2,0,0,12608.717970660146,1.1123470522803115E-4,8931.1752292176025,2.4953586329427266E-4,0,0,0,0,16.019814744104206,null,105.07264975550122,0.33333333333333331,40.528499999999994,4.9094211792429674E-3,10.998249999999999,0.16666666666666666,0,4.9094211792429674E-3,37.056229728096682,null,74.590286524639396,0.05,2.2699999999999996,74.590286524639396,1.4200000000000001E-2,0,74.590286524639396,0.01,0,8.4659975205465692,null,105.07264975550122,0.05,10.998249999999999,1.4200000000000001E-2,0,0.01,5.409807637775061,null,30.473249999999997,0.11349999999999999,3.4587138749999995,null,{"$f":"IF($D143=\"Connection\",VLOOKUP(C143,'Input - General'!$F$62:$N$79,5,FALSE),0)","v":0},null,0.1801212933606588,70.410563505522518,12.682441764867518,null,8.6527813038891108E-2,83.093005270390037,7.1898560248759029]
[null,{"$f":"'Input - Inventory'!B141","v":133},{"$f":"'Input - Inventory'!C141","v":"SON1x1000 (P09)"},{"$f":"'Input - Inventory'!D141","v":"Lamp"},{"$f":"'Input - Inventory'!E141","v":"Traffic"},{"$f":"'Input - Inventory'!F141","v":"Major > 130w"},{"$f":"'Input - Inventory'!G141","v":1},null,"Lamp - SON1x1000 (P09)",null,90.282861295265946,49,4423.8602034680316,null,0,0,10.50726497555012,0.33333333333333331,0,0,10.50726497555012,4.9094211792429674E-3,10.50726497555012,0.16666666666666666,10.50726497555012,4.590314436538903E-3,10.50726497555012,4.0032025620496396E-2,157.60897463325179,2.1598272138228944E-2,262.68162438875305,1.2221950623319483E-2,0,0,12608.717970660146,1.1123470522803115E-4,8931.1752292176025,2.4953586329427266E-4,0,0,0,0,16.019814744104206,null,105.07264975550122,0.33333333333333331,40.528499999999994,4.9094211792429674E-3,10.998249999999999,0.16666666666666666,0,4.9094211792429674E-3,37.056229728096682,null,74.590286524639396,0.05,2.2699999999999996,74.590286524639396,1.4200000000000001E-2,0,74.590286524639396,0.01,0,8.4659975205465692,null,105.07264975550122,0.05,10.998249999999999,1.4200000000000001E-2,0,0.01,5.409807637775061,null,30.473249999999997,0.11349999999999999,3.4587138749999995,null,{"$f":"IF($D144=\"Connection\",VLOOKUP(C144,'Input - General'!$F$62:$N$79,5,FALSE),0)","v":0},null,0.1801212933606588,70.410563505522518,12.682441764867518,null,8.6527813038891108E-2,83.093005270390037,7.1898560248759029]
[null,{"$f":"'Input - Inventory'!B142","v":134},{"$f":"'Input - Inventory'!C142","v":"SON1x120"},{"$f":"'Input - Inventory'!D142","v":"Lamp"},{"$f":"'Input - Inventory'!E142","v":"Traffic"},{"$f":"'Input - Inventory'!F142","v":"Minor < 130w"},{"$f":"'Input - Inventory'!G142","v":"1"},null,"Lamp - SON1x120",null,55.020584818219376,0,0,null,10.50726497555012,0.33333333333333331,0,0,10.50726497555012,1.8504811250925242E-2,0,0,10.50726497555012,0.16666666666666666,10.50726497555012,4.590314436538903E-3,10.50726497555012,4.0032025620496396E-2,157.60897463325179,2.1598272138228944E-2,262.68162438875305,1.2221950623319483E-2,0,0,12608.717970660146,1.1123470522803115E-4,8931.1752292176025,2.4953586329427266E-4,0,0,0,0,16.162665110033334,null,31.521794926650362,0.33333333333333331,40.528499999999994,1.8504811250925242E-2,10.998249999999999,0.16666666666666666,0,0,13.090278884999909,null,74.590286524639396,0.05,2.2699999999999996,74.590286524639396,1.4200000000000001E-2,0,74.590286524639396,0.01,0,8.4659975205465692,null,31.521794926650362,0.05,10.998249999999999,1.4200000000000001E-2,0,0.01,1.732264896332518,null,30.473249999999997,0.11349999999999999,3.4587138749999995,null,{"$f":"IF($D145=\"Connection\",VLOOKUP(C145,'Input - General'!$F$62:$N$79,5,FALSE),0)","v":0},null,0.1801212933606588,42.909920286912325,7.7289903400814195,null,8.6527813038891108E-2,50.638910626993749,4.3816741912256312]
[null,{"$f":"'Input - Inventory'!B143","v":135},{"$f":"'Input - Inventory'!C143","v":"SON1x150"},{"$f":"'Input - Inventory'!D143","v":"Lamp"},{"$f":"'Input - Inventory'!E143","v":"Traffic"},{"$f":"'Input - Inventory'!F143","v":"Major > 130w"},{"$f":"'Input - Inventory'!G143","v":"1"},null,"Lamp - SON1x150",null,85.521870837141762,714,61062.61577771922,null,0,0,10.50726497555012,0.33333333333333331,0,0,10.50726497555012,4.9094211792429674E-3,10.50726497555012,0.16666666666666666,10.50726497555012,4.590314436538903E-3,10.50726497555012,4.0032025620496396E-2,157.60897463325179,2.1598272138228944E-2,262.68162438875305,1.2221950623319483E-2,0,0,12608.717970660146,1.1123470522803115E-4,8931.1752292176025,2.4953586329427266E-4,0,0,0,0,16.019814744104206,null,31.521794926650362,0.33333333333333331,40.528499999999994,4.9094211792429674E-3,10.998249999999999,0.16666666666666666,0,4.9094211792429674E-3,12.539278118479736,null,74.590286524639396,0.14066666666666669,2.2699999999999996,74.590286524639396,1.4200000000000001E-2,0,74.590286524639396,0.01,0,23.81767302447102,null,31.521794926650362,0.14066666666666669,10.998249999999999,1.4200000000000001E-2,0,0.01,4.590240969682152,null,30.473249999999997,0.31931333333333334,9.7305150349999998,null,{"$f":"IF($D146=\"Connection\",VLOOKUP(C146,'Input - General'!$F$62:$N$79,5,FALSE),0)","v":0},null,0.1801212933606588,66.697521891737111,12.013643907090543,null,8.6527813038891108E-2,78.711165798827651,6.8107050383141186]
[null,{"$f":"'Input - Inventory'!B144","v":136},{"$f":"'Input - Inventory'!C144","v":"SON1x150 (P09)"},{"$f":"'Input - Inventory'!D144","v":"Lamp"},{"$f":"'Input - Inventory'!E144","v":"Traffic"},{"$f":"'Input - Inventory'!F144","v":"Major > 130w"},{"$f":"'Input - Inventory'!G144","v":1},null,"Lamp - SON1x150 (P09)",null,85.521870837141762,19351.5,1654976.4835049489,null,0,0,10.50726497555012,0.33333333333333331,0,0,10.50726497555012,4.9094211792429674E-3,10.50726497555012,0.16666666666666666,10.50726497555012,4.590314436538903E-3,10.50726497555012,4.0032025620496396E-2,157.60897463325179,2.1598272138228944E-2,262.68162438875305,1.2221950623319483E-2,0,0,12608.717970660146,1.1123470522803115E-4,8931.1752292176025,2.4953586329427266E-4,0,0,0,0,16.019814744104206,null,31.521794926650362,0.33333333333333331,40.528499999999994,4.9094211792429674E-3,10.998249999999999,0.16666666666666666,0,4.9094211792429674E-3,12.539278118479736,null,74.590286524639396,0.14066666666666669,2.2699999999999996,74.590286524639396,1.4200000000000001E-2,0,74.590286524639396,0.01,0,23.81767302447102,null,31.521794926650362,0.14066666666666669,10.998249999999999,1.4200000000000001E-2,0,0.01,4.590240969682152,null,30.473249999999997,0.31931333333333334,9.7305150349999998,null,{"$f":"IF($D147=\"Connection\",VLOOKUP(C147,'Input - General'!$F$62:$N$79,5,FALSE),0)","v":0},null,0.1801212933606588,66.697521891737111,12.013643907090543,null,8.6527813038891108E-2,78.711165798827651,6.8107050383141186]
[null,{"$f":"'Input - Inventory'!B145","v":137},{"$f":"'Input - Inventory'!C145","v":"SON1x150 AR"},{"$f":"'Input - Inventory'!D145","v":"Lamp"},{"$f":"'Input - Inventory'!E145","v":"Traffic"},{"$f":"'Input - Inventory'!F145","v":"Major > 130w"},{"$f":"'Input - Inventory'!G145","v":1},null,"Lamp - SON1x150 AR",null,62.965919081569709,194,12215.388301824523,null,0,0,10.50726497555012,0.33333333333333331,0,0,10.50726497555012,4.9094211792429674E-3,10.50726497555012,0.16666666666666666,10.50726497555012,4.590314436538903E-3,10.50726497555012,4.0032025620496396E-2,157.60897463325179,2.1598272138228944E-2,262.68162438875305,1.2221950623319483E-2,0,0,12608.717970660146,1.1123470522803115E-4,8931.1752292176025,2.4953586329427266E-4,0,0,0,0,16.019814744104206,null,31.521794926650362,0.33333333333333331,40.528499999999994,4.9094211792429674E-3,10.998249999999999,0.16666666666666666,0,4.9094211792429674E-3,12.539278118479736,null,74.590286524639396,7.0333333333333345E-2,2.2699999999999996,74.590286524639396,1.4200000000000001E-2,0,74.590286524639396,0.01,0,11.90883651223551,null,31.521794926650362,7.0333333333333345E-2,10.998249999999999,1.4200000000000001E-2,140,0.01,3.7732080598410764,null,30.473249999999997,0.15965666666666667,4.8652575174999999,null,{"$f":"IF($D148=\"Connection\",VLOOKUP(C148,'Input - General'!$F$62:$N$79,5,FALSE),0)","v":0},null,0.1801212933606588,49.106394952160528,8.8451073710624808,null,8.6527813038891108E-2,57.951502323223004,5.0144167583467034]
[null,{"$f":"'Input - Inventory'!B146","v":138},{"$f":"'Input - Inventory'!C146","v":"SON1x220"},{"$f":"'Input - Inventory'!D146","v":"Lamp"},{"$f":"'Input - Inventory'!E146","v":"Traffic"},{"$f":"'Input - Inventory'!F146","v":"Major > 130w"},{"$f":"'Input - Inventory'!G146","v":"1"},null,"Lamp - SON1x220",null,54.130904883395822,0,0,null,0,0,10.50726497555012,0.33333333333333331,0,0,10.50726497555012,4.9094211792429674E-3,10.50726497555012,0.16666666666666666,10.50726497555012,4.590314436538903E-3,10.50726497555012,4.0032025620496396E-2,157.60897463325179,2.1598272138228944E-2,262.68162438875305,1.2221950623319483E-2,0,0,12608.717970660146,1.1123470522803115E-4,8931.1752292176025,2.4953586329427266E-4,0,0,0,0,16.019814744104206,null,31.521794926650362,0.33333333333333331,40.528499999999994,4.9094211792429674E-3,10.998249999999999,0.16666666666666666,0,4.9094211792429674E-3,12.539278118479736,null,74.590286524639396,0.05,2.2699999999999996,74.590286524639396,1.4200000000000001E-2,0,74.590286524639396,0.01,0,8.4659975205465692,null,31.521794926650362,0.05,10.998249999999999,1.4200000000000001E-2,0,0.01,1.732264896332518,null,30.473249999999997,0.11349999999999999,3.4587138749999995,null,{"$f":"IF($D149=\"Connection\",VLOOKUP(C149,'Input - General'!$F$62:$N$79,5,FALSE),0)","v":0},null,0.1801212933606588,42.216069154463028,7.6040129767048938,null,8.6527813038891108E-2,49.820082131167922,4.3108227522278977]
[null,{"$f":"'Input - Inventory'!B147","v":139},{"$f":"'Input - Inventory'!C147","v":"SON1x250"},{"$f":"'Input - Inventory'!D147","v":"Lamp"},{"$f":"'Input - Inventory'!E147","v":"Traffic"},{"$f":"'Input - Inventory'!F147","v":"Major > 130w"},{"$f":"'Input - Inventory'!G147","v":"1"},null,"Lamp - SON1x250",null,87.64537735754223,761,66698.132169089644,null,0,0,10.50726497555012,0.33333333333333331,0,0,10.50726497555012,4.9094211792429674E-3,10.50726497555012,0.16666666666666666,10.50726497555012,4.590314436538903E-3,10.50726497555012,4.0032025620496396E-2,157.60897463325179,2.1598272138228944E-2,262.68162438875305,1.2221950623319483E-2,0,0,12608.717970660146,1.1123470522803115E-4,8931.1752292176025,2.4953586329427266E-4,0,0,0,0,16.019814744104206,null,31.521794926650362,0.33333333333333331,40.528499999999994,4.9094211792429674E-3,10.998249999999999,0.16666666666666666,0,4.9094211792429674E-3,12.539278118479736,null,74.590286524639396,0.14680000000000001,2.2699999999999996,74.590286524639396,1.4200000000000001E-2,0,74.590286524639396,0.01,0,24.856168720324728,null,31.521794926650362,0.14680000000000001,10.998249999999999,1.4200000000000001E-2,0,0.01,4.7835746452322736,null,30.473249999999997,0.33323599999999998,10.154783936999998,null,{"$f":"IF($D150=\"Connection\",VLOOKUP(C150,'Input - General'!$F$62:$N$79,5,FALSE),0)","v":0},null,0.1801212933606588,68.353620165140939,12.311942470028393,null,8.6527813038891108E-2,80.665562635169337,6.9798147223728924]
[null,{"$f":"'Input - Inventory'!B148","v":140},{"$f":"'Input - Inventory'!C148","v":"SON1x250 (P09)"},{"$f":"'Input - Inventory'!D148","v":"Lamp"},{"$f":"'Input - Inventory'!E148","v":"Traffic"},{"$f":"'Input - Inventory'!F148","v":"Major > 130w"},{"$f":"'Input - Inventory'!G148","v":1},null,"Lamp - SON1x250 (P09)",null,87.64537735754223,24623,2158092.1266747625,null,0,0,10.50726497555012,0.33333333333333331,0,0,10.50726497555012,4.9094211792429674E-3,10.50726497555012,0.16666666666666666,10.50726497555012,4.590314436538903E-3,10.50726497555012,4.0032025620496396E-2,157.60897463325179,2.1598272138228944E-2,262.68162438875305,1.2221950623319483E-2,0,0,12608.717970660146,1.1123470522803115E-4,8931.1752292176025,2.4953586329427266E-4,0,0,0,0,16.019814744104206,null,31.521794926650362,0.33333333333333331,40.528499999999994,4.9094211792429674E-3,10.998249999999999,0.16666666666666666,0,4.9094211792429674E-3,12.539278118479736,null,74.590286524639396,0.14680000000000001,2.2699999999999996,74.590286524639396,1.4200000000000001E-2,0,74.590286524639396,0.01,0,24.856168720324728,null,31.521794926650362,0.14680000000000001,10.998249999999999,1.4200000000000001E-2,0,0.01,4.7835746452322736,null,30.473249999999997,0.33323599999999998,10.154783936999998,null,{"$f":"IF($D151=\"Connection\",VLOOKUP(C151,'Input - General'!$F$62:$N$79,5,FALSE),0)","v":0},null,0.1801212933606588,68.353620165140939,12.311942470028393,null,8.6527813038891108E-2,80.665562635169337,6.9798147223728924]
[null,{"$f":"'Input - Inventory'!B149","v":141},{"$f":"'Input - Inventory'!C149","v":"SON1x250 AR"},{"$f":"'Input - Inventory'!D149","v":"Lamp"},{"$f":"'Input - Inventory'!E149","v":"Traffic"},{"$f":"'Input - Inventory'!F149","v":"Major > 130w"},{"$f":"'Input - Inventory'!G149","v":1},null,"Lamp - SON1x250 AR",null,64.027672341769929,219,14022.060242847614,null,0,0,10.50726497555012,0.33333333333333331,0,0,10.50726497555012,4.9094211792429674E-3,10.50726497555012,0.16666666666666666,10.50726497555012,4.590314436538903E-3,10.50726497555012,4.0032025620496396E-2,157.60897463325179,2.1598272138228944E-2,262.68162438875305,1.2221950623319483E-2,0,0,12608.717970660146,1.1123470522803115E-4,8931.1752292176025,2.4953586329427266E-4,0,0,0,0,16.019814744104206,null,31.521794926650362,0.33333333333333331,40.528499999999994,4.9094211792429674E-3,10.998249999999999,0.16666666666666666,0,4.9094211792429674E-3,12.539278118479736,null,74.590286524639396,7.3400000000000007E-2,2.2699999999999996,74.590286524639396,1.4200000000000001E-2,0,74.590286524639396,0.01,0,12.428084360162364,null,31.521794926650362,7.3400000000000007E-2,10.998249999999999,1.4200000000000001E-2,140,0.01,3.8698748976161372,null,30.473249999999997,0.16661799999999999,5.0773919684999989,null,{"$f":"IF($D152=\"Connection\",VLOOKUP(C152,'Input - General'!$F$62:$N$79,5,FALSE),0)","v":0},null,0.1801212933606588,49.934444088862435,8.9942566525314049,null,8.6527813038891108E-2,58.92870074139384,5.0989716003760899]
[null,{"$f":"'Input - Inventory'!B150","v":142},{"$f":"'Input - Inventory'!C150","v":"SON1x310"},{"$f":"'Input - Inventory'!D150","v":"Lamp"},{"$f":"'Input - Inventory'!E150","v":"Traffic"},{"$f":"'Input - Inventory'!F150","v":"Major > 130w"},{"$f":"'Input - Inventory'!G150","v":"1"},null,"Lamp - SON1x310",null,54.130904883395822,0,0,null,0,0,10.50726497555012,0.33333333333333331,0,0,10.50726497555012,4.9094211792429674E-3,10.50726497555012,0.16666666666666666,10.50726497555012,4.590314436538903E-3,10.50726497555012,4.0032025620496396E-2,157.60897463325179,2.1598272138228944E-2,262.68162438875305,1.2221950623319483E-2,0,0,12608.717970660146,1.1123470522803115E-4,8931.1752292176025,2.4953586329427266E-4,0,0,0,0,16.019814744104206,null,31.521794926650362,0.33333333333333331,40.528499999999994,4.9094211792429674E-3,10.998249999999999,0.16666666666666666,0,4.9094211792429674E-3,12.539278118479736,null,74.590286524639396,0.05,2.2699999999999996,74.590286524639396,1.4200000000000001E-2,0,74.590286524639396,0.01,0,8.4659975205465692,null,31.521794926650362,0.05,10.998249999999999,1.4200000000000001E-2,0,0.01,1.732264896332518,null,30.473249999999997,0.11349999999999999,3.4587138749999995,null,{"$f":"IF($D153=\"Connection\",VLOOKUP(C153,'Input - General'!$F$62:$N$79,5,FALSE),0)","v":0},null,0.1801212933606588,42.216069154463028,7.6040129767048938,null,8.6527813038891108E-2,49.820082131167922,4.3108227522278977]
[null,{"$f":"'Input - Inventory'!B151","v":143},{"$f":"'Input - Inventory'!C151","v":"SON1x360"},{"$f":"'Input - Inventory'!D151","v":"Lamp"},{"$f":"'Input - Inventory'!E151","v":"Traffic"},{"$f":"'Input - Inventory'!F151","v":"Major > 130w"},{"$f":"'Input - Inventory'!G151","v":"1"},null,"Lamp - SON1x360",null,54.130904883395822,0,0,null,0,0,10.50726497555012,0.33333333333333331,0,0,10.50726497555012,4.9094211792429674E-3,10.50726497555012,0.16666666666666666,10.50726497555012,4.590314436538903E-3,10.50726497555012,4.0032025620496396E-2,157.60897463325179,2.1598272138228944E-2,262.68162438875305,1.2221950623319483E-2,0,0,12608.717970660146,1.1123470522803115E-4,8931.1752292176025,2.4953586329427266E-4,0,0,0,0,16.019814744104206,null,31.521794926650362,0.33333333333333331,40.528499999999994,4.9094211792429674E-3,10.998249999999999,0.16666666666666666,0,4.9094211792429674E-3,12.539278118479736,null,74.590286524639396,0.05,2.2699999999999996,74.590286524639396,1.4200000000000001E-2,0,74.590286524639396,0.01,0,8.4659975205465692,null,31.521794926650362,0.05,10.998249999999999,1.4200000000000001E-2,0,0.01,1.732264896332518,null,30.473249999999997,0.11349999999999999,3.4587138749999995,null,{"$f":"IF($D154=\"Connection\",VLOOKUP(C154,'Input - General'!$F$62:$N$79,5,FALSE),0)","v":0},null,0.1801212933606588,42.216069154463028,7.6040129767048938,null,8.6527813038891108E-2,49.820082131167922,4.3108227522278977]
[null,{"$f":"'Input - Inventory'!B152","v":144},{"$f":"'Input - Inventory'!C152","v":"SON1x400"},{"$f":"'Input - Inventory'!D152","v":"Lamp"},{"$f":"'Input - Inventory'!E152","v":"Traffic"},{"$f":"'Input - Inventory'!F152","v":"Major > 130w"},{"$f":"'Input - Inventory'!G152","v":"1"},null,"Lamp - SON1x400",null,93.404234714497832,60,5604.2540828698702,null,0,0,10.50726497555012,0.33333333333333331,0,0,10.50726497555012,4.9094211792429674E-3,10.50726497555012,0.16666666666666666,10.50726497555012,4.590314436538903E-3,10.50726497555012,4.0032025620496396E-2,157.60897463325179,2.1598272138228944E-2,262.68162438875305,1.2221950623319483E-2,0,0,12608.717970660146,1.1123470522803115E-4,8931.1752292176025,2.4953586329427266E-4,0,0,0,0,16.019814744104206,null,31.521794926650362,0.33333333333333331,40.528499999999994,4.9094211792429674E-3,10.998249999999999,0.16666666666666666,0,4.9094211792429674E-3,12.539278118479736,null,74.590286524639396,0.16343333333333335,2.2699999999999996,74.590286524639396,1.4200000000000001E-2,0,74.590286524639396,0.01,0,27.672523895493224,null,31.521794926650362,0.16343333333333335,10.998249999999999,1.4200000000000001E-2,0,0.01,5.3078871675122246,null,30.473249999999997,0.37099366666666661,11.305382752749997,null,{"$f":"IF($D155=\"Connection\",VLOOKUP(C155,'Input - General'!$F$62:$N$79,5,FALSE),0)","v":0},null,0.1801212933606588,72.844886678339392,13.120915203213116,null,8.6527813038891108E-2,85.965801881552508,7.4384328329453284]
[null,{"$f":"'Input - Inventory'!B153","v":145},{"$f":"'Input - Inventory'!C153","v":"SON1x400 (P09)"},{"$f":"'Input - Inventory'!D153","v":"Lamp"},{"$f":"'Input - Inventory'!E153","v":"Traffic"},{"$f":"'Input - Inventory'!F153","v":"Major > 130w"},{"$f":"'Input - Inventory'!G153","v":1},null,"Lamp - SON1x400 (P09)",null,93.404234714497832,2149,200725.70040145583,null,0,0,10.50726497555012,0.33333333333333331,0,0,10.50726497555012,4.9094211792429674E-3,10.50726497555012,0.16666666666666666,10.50726497555012,4.590314436538903E-3,10.50726497555012,4.0032025620496396E-2,157.60897463325179,2.1598272138228944E-2,262.68162438875305,1.2221950623319483E-2,0,0,12608.717970660146,1.1123470522803115E-4,8931.1752292176025,2.4953586329427266E-4,0,0,0,0,16.019814744104206,null,31.521794926650362,0.33333333333333331,40.528499999999994,4.9094211792429674E-3,10.998249999999999,0.16666666666666666,0,4.9094211792429674E-3,12.539278118479736,null,74.590286524639396,0.16343333333333335,2.2699999999999996,74.590286524639396,1.4200000000000001E-2,0,74.590286524639396,0.01,0,27.672523895493224,null,31.521794926650362,0.16343333333333335,10.998249999999999,1.4200000000000001E-2,0,0.01,5.3078871675122246,null,30.473249999999997,0.37099366666666661,11.305382752749997,null,{"$f":"IF($D156=\"Connection\",VLOOKUP(C156,'Input - General'!$F$62:$N$79,5,FALSE),0)","v":0},null,0.1801212933606588,72.844886678339392,13.120915203213116,null,8.6527813038891108E-2,85.965801881552508,7.4384328329453284]
[null,{"$f":"'Input - Inventory'!B154","v":146},{"$f":"'Input - Inventory'!C154","v":"SON1x400 AR"},{"$f":"'Input - Inventory'!D154","v":"Lamp"},{"$f":"'Input - Inventory'!E154","v":"Traffic"},{"$f":"'Input - Inventory'!F154","v":"Major > 130w"},{"$f":"'Input - Inventory'!G154","v":1},null,"Lamp - SON1x400 AR",null,89.346206660173976,110,9828.0827326191375,null,0,0,10.50726497555012,0.33333333333333331,0,0,10.50726497555012,4.9094211792429674E-3,10.50726497555012,0.16666666666666666,10.50726497555012,4.590314436538903E-3,10.50726497555012,4.0032025620496396E-2,157.60897463325179,2.1598272138228944E-2,262.68162438875305,1.2221950623319483E-2,0,0,12608.717970660146,1.1123470522803115E-4,8931.1752292176025,2.4953586329427266E-4,0,0,0,0,16.019814744104206,null,31.521794926650362,0.33333333333333331,40.528499999999994,4.9094211792429674E-3,10.998249999999999,0.16666666666666666,140,0.125,30.039278118479736,null,74.590286524639396,8.1716666666666674E-2,2.2699999999999996,74.590286524639396,1.4200000000000001E-2,0,74.590286524639396,0.01,0,13.836261947746612,null,31.521794926650362,8.1716666666666674E-2,10.998249999999999,1.4200000000000001E-2,140,0.01,4.1320311587561127,null,30.473249999999997,0.18549683333333331,5.6526913763749986,null,{"$f":"IF($D157=\"Connection\",VLOOKUP(C157,'Input - General'!$F$62:$N$79,5,FALSE),0)","v":0},null,0.1801212933606588,69.680077345461669,12.550865652935297,null,8.6527813038891108E-2,82.230942998396969,7.1152636617770044]
[null,{"$f":"'Input - Inventory'!B155","v":147},{"$f":"'Input - Inventory'!C155","v":"SON1x50"},{"$f":"'Input - Inventory'!D155","v":"Lamp"},{"$f":"'Input - Inventory'!E155","v":"NonTraffic"},{"$f":"'Input - Inventory'!F155","v":"Minor < 130w"},{"$f":"'Input - Inventory'!G155","v":"1"},null,"Lamp - SON1x50",null,49.923825604308881,16,798.7812096689421,null,10.50726497555012,0.33333333333333331,0,0,10.50726497555012,1.8504811250925242E-2,0,0,10.50726497555012,0.16666666666666666,10.50726497555012,4.590314436538903E-3,10.50726497555012,4.0032025620496396E-2,157.60897463325179,2.1598272138228944E-2,262.68162438875305,1.2221950623319483E-2,0,0,12608.717970660146,1.1123470522803115E-4,8931.1752292176025,2.4953586329427266E-4,0,0,0,0,16.162665110033334,null,31.521794926650362,0.33333333333333331,40.528499999999994,1.8504811250925242E-2,10.998249999999999,0.16666666666666666,0,1.8504811250925242E-2,13.090278884999909,null,74.590286524639396,0.05,1.5133333333333332,74.590286524639396,1.4200000000000001E-2,0,74.590286524639396,0.01,0,5.6439983470310473,null,31.521794926650362,0.05,10.998249999999999,1.4200000000000001E-2,0,0.01,1.732264896332518,null,30.473249999999997,7.566666666666666E-2,2.3058092499999994,null,{"$f":"IF($D158=\"Connection\",VLOOKUP(C158,'Input - General'!$F$62:$N$79,5,FALSE),0)","v":0},null,0.1801212933606588,38.935016488396812,7.013025526908609,null,8.6527813038891108E-2,45.948042015305418,3.9757835890034605]
[null,{"$f":"'Input - Inventory'!B156","v":148},{"$f":"'Input - Inventory'!C156","v":"SON1x50 (P09)"},{"$f":"'Input - Inventory'!D156","v":"Lamp"},{"$f":"'Input - Inventory'!E156","v":"NonTraffic"},{"$f":"'Input - Inventory'!F156","v":"Minor < 130w"},{"$f":"'Input - Inventory'!G156","v":1},null,"Lamp - SON1x50 (P09)",null,49.923825604308881,597,29804.523885772403,null,10.50726497555012,0.33333333333333331,0,0,10.50726497555012,1.8504811250925242E-2,0,0,10.50726497555012,0.16666666666666666,10.50726497555012,4.590314436538903E-3,10.50726497555012,4.0032025620496396E-2,157.60897463325179,2.1598272138228944E-2,262.68162438875305,1.2221950623319483E-2,0,0,12608.717970660146,1.1123470522803115E-4,8931.1752292176025,2.4953586329427266E-4,0,0,0,0,16.162665110033334,null,31.521794926650362,0.33333333333333331,40.528499999999994,1.8504811250925242E-2,10.998249999999999,0.16666666666666666,0,1.8504811250925242E-2,13.090278884999909,null,74.590286524639396,0.05,1.5133333333333332,74.590286524639396,1.4200000000000001E-2,0,74.590286524639396,0.01,0,5.6439983470310473,null,31.521794926650362,0.05,10.998249999999999,1.4200000000000001E-2,0,0.01,1.732264896332518,null,30.473249999999997,7.566666666666666E-2,2.3058092499999994,null,{"$f":"IF($D159=\"Connection\",VLOOKUP(C159,'Input - General'!$F$62:$N$79,5,FALSE),0)","v":0},null,0.1801212933606588,38.935016488396812,7.013025526908609,null,8.6527813038891108E-2,45.948042015305418,3.9757835890034605]
[null,{"$f":"'Input - Inventory'!B157","v":149},{"$f":"'Input - Inventory'!C157","v":"SON1x70"},{"$f":"'Input - Inventory'!D157","v":"Lamp"},{"$f":"'Input - Inventory'!E157","v":"NonTraffic"},{"$f":"'Input - Inventory'!F157","v":"Minor < 130w"},{"$f":"'Input - Inventory'!G157","v":"1"},null,"Lamp - SON1x70",null,65.20001261848428,105,6846.0013249408494,null,10.50726497555012,0.33333333333333331,0,0,10.50726497555012,1.8504811250925242E-2,0,0,10.50726497555012,0.16666666666666666,10.50726497555012,4.590314436538903E-3,10.50726497555012,4.0032025620496396E-2,157.60897463325179,2.1598272138228944E-2,262.68162438875305,1.2221950623319483E-2,0,0,12608.717970660146,1.1123470522803115E-4,8931.1752292176025,2.4953586329427266E-4,0,0,0,0,16.162665110033334,null,31.521794926650362,0.33333333333333331,40.528499999999994,1.8504811250925242E-2,10.998249999999999,0.16666666666666666,0,1.8504811250925242E-2,13.090278884999909,null,74.590286524639396,0.11253333333333332,1.5133333333333332,74.590286524639396,1.4200000000000001E-2,0,74.590286524639396,0.01,0,12.702758946384542,null,31.521794926650362,0.11253333333333332,10.998249999999999,1.4200000000000001E-2,0,0.01,3.7034278057457204,null,30.473249999999997,0.17030044444444439,5.1896080186666644,null,{"$f":"IF($D160=\"Connection\",VLOOKUP(C160,'Input - General'!$F$62:$N$79,5,FALSE),0)","v":0},null,0.1801212933606588,50.848738765830177,9.1589405922596008,null,8.6527813038891108E-2,60.00767935808976,5.1923332603945163]
[null,{"$f":"'Input - Inventory'!B158","v":150},{"$f":"'Input - Inventory'!C158","v":"SON1x70 (P09)"},{"$f":"'Input - Inventory'!D158","v":"Lamp"},{"$f":"'Input - Inventory'!E158","v":"NonTraffic"},{"$f":"'Input - Inventory'!F158","v":"Minor < 130w"},{"$f":"'Input - Inventory'!G158","v":1},null,"Lamp - SON1x70 (P09)",null,65.20001261848428,2045,133334.02580480036,null,10.50726497555012,0.33333333333333331,0,0,10.50726497555012,1.8504811250925242E-2,0,0,10.50726497555012,0.16666666666666666,10.50726497555012,4.590314436538903E-3,10.50726497555012,4.0032025620496396E-2,157.60897463325179,2.1598272138228944E-2,262.68162438875305,1.2221950623319483E-2,0,0,12608.717970660146,1.1123470522803115E-4,8931.1752292176025,2.4953586329427266E-4,0,0,0,0,16.162665110033334,null,31.521794926650362,0.33333333333333331,40.528499999999994,1.8504811250925242E-2,10.998249999999999,0.16666666666666666,0,1.8504811250925242E-2,13.090278884999909,null,74.590286524639396,0.11253333333333332,1.5133333333333332,74.590286524639396,1.4200000000000001E-2,0,74.590286524639396,0.01,0,12.702758946384542,null,31.521794926650362,0.11253333333333332,10.998249999999999,1.4200000000000001E-2,0,0.01,3.7034278057457204,null,30.473249999999997,0.17030044444444439,5.1896080186666644,null,{"$f":"IF($D161=\"Connection\",VLOOKUP(C161,'Input - General'!$F$62:$N$79,5,FALSE),0)","v":0},null,0.1801212933606588,50.848738765830177,9.1589405922596008,null,8.6527813038891108E-2,60.00767935808976,5.1923332603945163]
[null,{"$f":"'Input - Inventory'!B159","v":151},{"$f":"'Input - Inventory'!C159","v":"SON2x250"},{"$f":"'Input - Inventory'!D159","v":"Lamp"},{"$f":"'Input - Inventory'!E159","v":"Traffic"},{"$f":"'Input - Inventory'!F159","v":"Major > 130w"},{"$f":"'Input - Inventory'!G159","v":"2"},null,"Lamp - SON2x250",null,144.48261517260602,0,0,null,0,0,10.50726497555012,0.33333333333333331,0,0,10.50726497555012,4.9094211792429674E-3,10.50726497555012,0.16666666666666666,10.50726497555012,4.590314436538903E-3,10.50726497555012,4.0032025620496396E-2,157.60897463325179,2.1598272138228944E-2,262.68162438875305,1.2221950623319483E-2,0,0,12608.717970660146,1.1123470522803115E-4,8931.1752292176025,2.4953586329427266E-4,0,0,0,0,16.019814744104206,null,63.043589853300723,0.33333333333333331,40.528499999999994,4.9094211792429674E-3,10.998249999999999,0.16666666666666666,0,4.9094211792429674E-3,23.046543094029854,null,74.590286524639396,0.27204976000000003,2.2699999999999996,74.590286524639396,1.4200000000000001E-2,0,74.590286524639396,0.01,0,46.063451872505794,null,31.521794926650362,0.27204976000000003,10.998249999999999,1.4200000000000001E-2,0,0.01,8.7316718945644478,null,30.473249999999997,0.61755295519999998,18.818845592048397,null,{"$f":"IF($D162=\"Connection\",VLOOKUP(C162,'Input - General'!$F$62:$N$79,5,FALSE),0)","v":0},null,0.1801212933606588,112.68032719725271,20.296126271071376,null,8.6527813038891108E-2,132.97645346832408,11.506161704281949]
[null,{"$f":"'Input - Inventory'!B160","v":152},{"$f":"'Input - Inventory'!C160","v":"SON2x250 (P09)"},{"$f":"'Input - Inventory'!D160","v":"Lamp"},{"$f":"'Input - Inventory'!E160","v":"Traffic"},{"$f":"'Input - Inventory'!F160","v":"Major > 130w"},{"$f":"'Input - Inventory'!G160","v":2},null,"Lamp - SON2x250 (P09)",null,144.48261517260602,29,4189.9958400055748,null,0,0,10.50726497555012,0.33333333333333331,0,0,10.50726497555012,4.9094211792429674E-3,10.50726497555012,0.16666666666666666,10.50726497555012,4.590314436538903E-3,10.50726497555012,4.0032025620496396E-2,157.60897463325179,2.1598272138228944E-2,262.68162438875305,1.2221950623319483E-2,0,0,12608.717970660146,1.1123470522803115E-4,8931.1752292176025,2.4953586329427266E-4,0,0,0,0,16.019814744104206,null,63.043589853300723,0.33333333333333331,40.528499999999994,4.9094211792429674E-3,10.998249999999999,0.16666666666666666,0,4.9094211792429674E-3,23.046543094029854,null,74.590286524639396,0.27204976000000003,2.2699999999999996,74.590286524639396,1.4200000000000001E-2,0,74.590286524639396,0.01,0,46.063451872505794,null,31.521794926650362,0.27204976000000003,10.998249999999999,1.4200000000000001E-2,0,0.01,8.7316718945644478,null,30.473249999999997,0.61755295519999998,18.818845592048397,null,{"$f":"IF($D163=\"Connection\",VLOOKUP(C163,'Input - General'!$F$62:$N$79,5,FALSE),0)","v":0},null,0.1801212933606588,112.68032719725271,20.296126271071376,null,8.6527813038891108E-2,132.97645346832408,11.506161704281949]
[null,{"$f":"'Input - Inventory'!B161","v":153},{"$f":"'Input - Inventory'!C161","v":"SON2x400"},{"$f":"'Input - Inventory'!D161","v":"Lamp"},{"$f":"'Input - Inventory'!E161","v":"Traffic"},{"$f":"'Input - Inventory'!F161","v":"Major > 130w"},{"$f":"'Input - Inventory'!G161","v":"2"},null,"Lamp - SON2x400",null,154.2137403724777,0,0,null,0,0,10.50726497555012,0.33333333333333331,0,0,10.50726497555012,4.9094211792429674E-3,10.50726497555012,0.16666666666666666,10.50726497555012,4.590314436538903E-3,10.50726497555012,4.0032025620496396E-2,157.60897463325179,2.1598272138228944E-2,262.68162438875305,1.2221950623319483E-2,0,0,12608.717970660146,1.1123470522803115E-4,8931.1752292176025,2.4953586329427266E-4,0,0,0,0,16.019814744104206,null,63.043589853300723,0.33333333333333331,40.528499999999994,4.9094211792429674E-3,10.998249999999999,0.16666666666666666,0,4.9094211792429674E-3,23.046543094029854,null,74.590286524639396,0.30015621222222222,2.2699999999999996,74.590286524639396,1.4200000000000001E-2,0,74.590286524639396,0.01,0,50.822434968999666,null,31.521794926650362,0.30015621222222222,10.998249999999999,1.4200000000000001E-2,0,0.01,9.6176377176290337,null,30.473249999999997,0.68135460174444429,20.763089117608885,null,{"$f":"IF($D164=\"Connection\",VLOOKUP(C164,'Input - General'!$F$62:$N$79,5,FALSE),0)","v":0},null,0.1801212933606588,120.26951964237166,21.663101429849142,null,8.6527813038891108E-2,141.9326210722208,12.281119300256897]
[null,{"$f":"'Input - Inventory'!B162","v":154},{"$f":"'Input - Inventory'!C162","v":"SON2x70"},{"$f":"'Input - Inventory'!D162","v":"Lamp"},{"$f":"'Input - Inventory'!E162","v":"NonTraffic"},{"$f":"'Input - Inventory'!F162","v":"Minor < 130w"},{"$f":"'Input - Inventory'!G162","v":"2"},null,"Lamp - SON2x70",null,103.06980230723684,0,0,null,10.50726497555012,0.33333333333333331,0,0,10.50726497555012,1.8504811250925242E-2,0,0,10.50726497555012,0.16666666666666666,10.50726497555012,4.590314436538903E-3,10.50726497555012,4.0032025620496396E-2,157.60897463325179,2.1598272138228944E-2,262.68162438875305,1.2221950623319483E-2,0,0,12608.717970660146,1.1123470522803115E-4,8931.1752292176025,2.4953586329427266E-4,0,0,0,0,16.162665110033334,null,63.043589853300723,0.33333333333333331,40.528499999999994,1.8504811250925242E-2,10.998249999999999,0.16666666666666666,0,1.8504811250925242E-2,23.597543860550029,null,74.590286524639396,0.21240291555555568,1.5133333333333332,74.590286524639396,1.4200000000000001E-2,0,74.590286524639396,0.01,0,23.976034086002628,null,31.521794926650362,0.21240291555555568,10.998249999999999,1.4200000000000001E-2,0,0.01,6.8514962959648606,null,30.473249999999997,0.3214364122074076,9.7952121482993828,null,{"$f":"IF($D165=\"Connection\",VLOOKUP(C165,'Input - General'!$F$62:$N$79,5,FALSE),0)","v":0},null,0.1801212933606588,80.38295150085024,14.478681188480254,null,8.6527813038891108E-2,94.861632689330492,8.2081696179063499]
[null,{"$f":"'Input - Inventory'!B163","v":155},{"$f":"'Input - Inventory'!C163","v":"SON3x70"},{"$f":"'Input - Inventory'!D163","v":"Lamp"},{"$f":"'Input - Inventory'!E163","v":"NonTraffic"},{"$f":"'Input - Inventory'!F163","v":"Minor < 130w"},{"$f":"'Input - Inventory'!G163","v":"3"},null,"Lamp - SON3x70",null,138.19411503584911,0,0,null,10.50726497555012,0.33333333333333331,0,0,10.50726497555012,1.8504811250925242E-2,0,0,10.50726497555012,0.16666666666666666,10.50726497555012,4.590314436538903E-3,10.50726497555012,4.0032025620496396E-2,157.60897463325179,2.1598272138228944E-2,262.68162438875305,1.2221950623319483E-2,0,0,12608.717970660146,1.1123470522803115E-4,8931.1752292176025,2.4953586329427266E-4,0,0,0,0,16.162665110033334,null,94.565384779951088,0.33333333333333331,40.528499999999994,1.8504811250925242E-2,10.998249999999999,0.16666666666666666,0,1.8504811250925242E-2,34.104808836100155,null,74.590286524639396,0.30103384079170381,1.5133333333333332,74.590286524639396,1.4200000000000001E-2,0,74.590286524639396,0.01,0,33.98068999657567,null,31.521794926650362,0.30103384079170381,10.998249999999999,1.4200000000000001E-2,0,0.01,9.6453021454180004,null,30.473249999999997,0.45556454573144506,13.882532293210756,null,{"$f":"IF($D166=\"Connection\",VLOOKUP(C166,'Input - General'!$F$62:$N$79,5,FALSE),0)","v":0},null,0.1801212933606588,107.77599838133791,19.412752221682855,null,8.6527813038891108E-2,127.18875060302078,11.00536443282833]
[null,{"$f":"'Input - Inventory'!B164","v":156},{"$f":"'Input - Inventory'!C164","v":"SON4x250"},{"$f":"'Input - Inventory'!D164","v":"Lamp"},{"$f":"'Input - Inventory'!E164","v":"Traffic"},{"$f":"'Input - Inventory'!F164","v":"Major > 130w"},{"$f":"'Input - Inventory'!G164","v":"4"},null,"Lamp - SON4x250",null,239.99389754631278,0,0,null,0,0,10.50726497555012,0.33333333333333331,0,0,10.50726497555012,4.9094211792429674E-3,10.50726497555012,0.16666666666666666,10.50726497555012,4.590314436538903E-3,10.50726497555012,4.0032025620496396E-2,157.60897463325179,2.1598272138228944E-2,262.68162438875305,1.2221950623319483E-2,0,0,12608.717970660146,1.1123470522803115E-4,8931.1752292176025,2.4953586329427266E-4,0,0,0,0,16.019814744104206,null,126.08717970660145,0.33333333333333331,40.528499999999994,4.9094211792429674E-3,10.998249999999999,0.16666666666666666,0,4.9094211792429674E-3,44.061073045130094,null,74.590286524639396,0.47008844808394246,2.2699999999999996,74.590286524639396,1.4200000000000001E-2,0,74.590286524639396,0.01,0,79.595352718324833,null,31.521794926650362,0.47008844808394246,10.998249999999999,1.4200000000000001E-2,0,0.01,14.974206807889358,null,30.473249999999997,1.0671007771505492,32.518028757302972,null,{"$f":"IF($D167=\"Connection\",VLOOKUP(C167,'Input - General'!$F$62:$N$79,5,FALSE),0)","v":0},null,0.1801212933606588,187.16847607275145,33.713027986567511,null,8.6527813038891108E-2,220.88150405931896,19.112393486993817]
[null,{"$f":"'Input - Inventory'!B165","v":157},{"$f":"'Input - Inventory'!C165","v":"SON4x600"},{"$f":"'Input - Inventory'!D165","v":"Lamp"},{"$f":"'Input - Inventory'!E165","v":"Traffic"},{"$f":"'Input - Inventory'!F165","v":"Major > 130w"},{"$f":"'Input - Inventory'!G165","v":"4"},null,"Lamp - SON4x600",null,253.88793999024739,0,0,null,0,0,10.50726497555012,0.33333333333333331,0,0,10.50726497555012,4.9094211792429674E-3,10.50726497555012,0.16666666666666666,10.50726497555012,4.590314436538903E-3,10.50726497555012,4.0032025620496396E-2,157.60897463325179,2.1598272138228944E-2,262.68162438875305,1.2221950623319483E-2,0,0,12608.717970660146,1.1123470522803115E-4,8931.1752292176025,2.4953586329427266E-4,0,0,0,0,16.019814744104206,null,126.08717970660145,0.33333333333333331,40.528499999999994,4.9094211792429674E-3,10.998249999999999,0.16666666666666666,0,4.9094211792429674E-3,44.061073045130094,null,74.590286524639396,0.51021867270885268,2.2699999999999996,74.590286524639396,1.4200000000000001E-2,0,74.590286524639396,0.01,0,86.390200361794172,null,31.521794926650362,0.51021867270885268,10.998249999999999,1.4200000000000001E-2,0,0.01,16.239183518876192,null,30.473249999999997,1.1581963870490954,35.294008051643843,null,{"$f":"IF($D168=\"Connection\",VLOOKUP(C168,'Input - General'!$F$62:$N$79,5,FALSE),0)","v":0},null,0.1801212933606588,198.0042797215485,35.664786954390983,null,8.6527813038891108E-2,233.66906667593952,20.218873314307874]
[null,{"$f":"'Input - Inventory'!B166","v":158},{"$f":"'Input - Inventory'!C166","v":"SON4x70"},{"$f":"'Input - Inventory'!D166","v":"Lamp"},{"$f":"'Input - Inventory'!E166","v":"NonTraffic"},{"$f":"'Input - Inventory'!F166","v":"Minor < 130w"},{"$f":"'Input - Inventory'!G166","v":"4"},null,"Lamp - SON4x70",null,170.8819084782356,0,0,null,10.50726497555012,0.33333333333333331,0,0,10.50726497555012,1.8504811250925242E-2,0,0,10.50726497555012,0.16666666666666666,10.50726497555012,4.590314436538903E-3,10.50726497555012,4.0032025620496396E-2,157.60897463325179,2.1598272138228944E-2,262.68162438875305,1.2221950623319483E-2,0,0,12608.717970660146,1.1123470522803115E-4,8931.1752292176025,2.4953586329427266E-4,0,0,0,0,16.162665110033334,null,126.08717970660145,0.33333333333333331,40.528499999999994,1.8504811250925242E-2,10.998249999999999,0.16666666666666666,0,1.8504811250925242E-2,44.612073811650269,null,74.590286524639396,0.37969083257461089,1.5133333333333332,74.590286524639396,1.4200000000000001E-2,0,74.590286524639396,0.01,0,42.859488628678918,null,31.521794926650362,0.37969083257461089,10.998249999999999,1.4200000000000001E-2,0,0.01,12.124711709946022,null,30.473249999999997,0.57459879329624441,17.509892677814779,null,{"$f":"IF($D169=\"Connection\",VLOOKUP(C169,'Input - General'!$F$62:$N$79,5,FALSE),0)","v":0},null,0.1801212933606588,133.26883193812333,24.004554373359046,null,8.6527813038891108E-2,157.27338631148237,13.608522166753243]
[null,{"$f":"'Input - Inventory'!B167","v":159},{"$f":"'Input - Inventory'!C167","v":"SON8x70"},{"$f":"'Input - Inventory'!D167","v":"Lamp"},{"$f":"'Input - Inventory'!E167","v":"NonTraffic"},{"$f":"'Input - Inventory'!F167","v":"Minor < 130w"},{"$f":"'Input - Inventory'!G167","v":"8"},null,"Lamp - SON8x70",null,282.30929288833084,0,0,null,10.50726497555012,0.33333333333333331,0,0,10.50726497555012,1.8504811250925242E-2,0,0,10.50726497555012,0.16666666666666666,10.50726497555012,4.590314436538903E-3,10.50726497555012,4.0032025620496396E-2,157.60897463325179,2.1598272138228944E-2,262.68162438875305,1.2221950623319483E-2,0,0,12608.717970660146,1.1123470522803115E-4,8931.1752292176025,2.4953586329427266E-4,0,0,0,0,16.162665110033334,null,252.17435941320289,0.33333333333333331,40.528499999999994,1.8504811250925242E-2,10.998249999999999,0.16666666666666666,0,1.8504811250925242E-2,86.641133713850763,null,74.590286524639396,0.61521653680802058,1.5133333333333332,74.590286524639396,1.4200000000000001E-2,0,74.590286524639396,0.01,0,69.445622336212679,null,31.521794926650362,0.61521653680802058,10.998249999999999,1.4200000000000001E-2,0,0.01,19.548904658746469,null,30.473249999999997,0.93102769236947103,28.371439626497981,null,{"$f":"IF($D170=\"Connection\",VLOOKUP(C170,'Input - General'!$F$62:$N$79,5,FALSE),0)","v":0},null,0.1801212933606588,220.16976544534123,39.657262910927749,null,8.6527813038891108E-2,259.82702835626895,22.482264532061897]
[null,{"$f":"'Input - Inventory'!B168","v":160},{"$f":"'Input - Inventory'!C168","v":"SOX1x135"},{"$f":"'Input - Inventory'!D168","v":"Lamp"},{"$f":"'Input - Inventory'!E168","v":"Traffic"},{"$f":"'Input - Inventory'!F168","v":"Major > 130w"},{"$f":"'Input - Inventory'!G168","v":"1"},null,"Lamp - SOX1x135",null,54.130904883395822,2,108.26180976679164,null,0,0,10.50726497555012,0.33333333333333331,0,0,10.50726497555012,4.9094211792429674E-3,10.50726497555012,0.16666666666666666,10.50726497555012,4.590314436538903E-3,10.50726497555012,4.0032025620496396E-2,157.60897463325179,2.1598272138228944E-2,262.68162438875305,1.2221950623319483E-2,0,0,12608.717970660146,1.1123470522803115E-4,8931.1752292176025,2.4953586329427266E-4,0,0,0,0,16.019814744104206,null,31.521794926650362,0.33333333333333331,40.528499999999994,4.9094211792429674E-3,10.998249999999999,0.16666666666666666,0,4.9094211792429674E-3,12.539278118479736,null,74.590286524639396,0.05,2.2699999999999996,74.590286524639396,1.4200000000000001E-2,0,74.590286524639396,0.01,0,8.4659975205465692,null,31.521794926650362,0.05,10.998249999999999,1.4200000000000001E-2,0,0.01,1.732264896332518,null,30.473249999999997,0.11349999999999999,3.4587138749999995,null,{"$f":"IF($D171=\"Connection\",VLOOKUP(C171,'Input - General'!$F$62:$N$79,5,FALSE),0)","v":0},null,0.1801212933606588,42.216069154463028,7.6040129767048938,null,8.6527813038891108E-2,49.820082131167922,4.3108227522278977]
[null,{"$f":"'Input - Inventory'!B169","v":161},{"$f":"'Input - Inventory'!C169","v":"SOX1x150"},{"$f":"'Input - Inventory'!D169","v":"Lamp"},{"$f":"'Input - Inventory'!E169","v":"Traffic"},{"$f":"'Input - Inventory'!F169","v":"Major > 130w"},{"$f":"'Input - Inventory'!G169","v":"1"},null,"Lamp - SOX1x150",null,54.130904883395822,0,0,null,0,0,10.50726497555012,0.33333333333333331,0,0,10.50726497555012,4.9094211792429674E-3,10.50726497555012,0.16666666666666666,10.50726497555012,4.590314436538903E-3,10.50726497555012,4.0032025620496396E-2,157.60897463325179,2.1598272138228944E-2,262.68162438875305,1.2221950623319483E-2,0,0,12608.717970660146,1.1123470522803115E-4,8931.1752292176025,2.4953586329427266E-4,0,0,0,0,16.019814744104206,null,31.521794926650362,0.33333333333333331,40.528499999999994,4.9094211792429674E-3,10.998249999999999,0.16666666666666666,0,4.9094211792429674E-3,12.539278118479736,null,74.590286524639396,0.05,2.2699999999999996,74.590286524639396,1.4200000000000001E-2,0,74.590286524639396,0.01,0,8.4659975205465692,null,31.521794926650362,0.05,10.998249999999999,1.4200000000000001E-2,0,0.01,1.732264896332518,null,30.473249999999997,0.11349999999999999,3.4587138749999995,null,{"$f":"IF($D172=\"Connection\",VLOOKUP(C172,'Input - General'!$F$62:$N$79,5,FALSE),0)","v":0},null,0.1801212933606588,42.216069154463028,7.6040129767048938,null,8.6527813038891108E-2,49.820082131167922,4.3108227522278977]
[null,{"$f":"'Input - Inventory'!B170","v":162},{"$f":"'Input - Inventory'!C170","v":"SOX1x180"},{"$f":"'Input - Inventory'!D170","v":"Lamp"},{"$f":"'Input - Inventory'!E170","v":"Traffic"},{"$f":"'Input - Inventory'!F170","v":"Major > 130w"},{"$f":"'Input - Inventory'!G170","v":"1"},null,"Lamp - SOX1x180",null,90.282861295265946,0,0,null,0,0,10.50726497555012,0.33333333333333331,0,0,10.50726497555012,4.9094211792429674E-3,10.50726497555012,0.16666666666666666,10.50726497555012,4.590314436538903E-3,10.50726497555012,4.0032025620496396E-2,157.60897463325179,2.1598272138228944E-2,262.68162438875305,1.2221950623319483E-2,0,0,12608.717970660146,1.1123470522803115E-4,8931.1752292176025,2.4953586329427266E-4,0,0,0,0,16.019814744104206,null,105.07264975550122,0.33333333333333331,40.528499999999994,4.9094211792429674E-3,10.998249999999999,0.16666666666666666,0,4.9094211792429674E-3,37.056229728096682,null,74.590286524639396,0.05,2.2699999999999996,74.590286524639396,1.4200000000000001E-2,0,74.590286524639396,0.01,0,8.4659975205465692,null,105.07264975550122,0.05,10.998249999999999,1.4200000000000001E-2,0,0.01,5.409807637775061,null,30.473249999999997,0.11349999999999999,3.4587138749999995,null,{"$f":"IF($D173=\"Connection\",VLOOKUP(C173,'Input - General'!$F$62:$N$79,5,FALSE),0)","v":0},null,0.1801212933606588,70.410563505522518,12.682441764867518,null,8.6527813038891108E-2,83.093005270390037,7.1898560248759029]
[null,{"$f":"'Input - Inventory'!B171","v":163},{"$f":"'Input - Inventory'!C171","v":"SOX1x90"},{"$f":"'Input - Inventory'!D171","v":"Lamp"},{"$f":"'Input - Inventory'!E171","v":"NonTraffic"},{"$f":"'Input - Inventory'!F171","v":"Minor < 130w"},{"$f":"'Input - Inventory'!G171","v":"1"},null,"Lamp - SOX1x90",null,49.923825604308881,0,0,null,10.50726497555012,0.33333333333333331,0,0,10.50726497555012,1.8504811250925242E-2,0,0,10.50726497555012,0.16666666666666666,10.50726497555012,4.590314436538903E-3,10.50726497555012,4.0032025620496396E-2,157.60897463325179,2.1598272138228944E-2,262.68162438875305,1.2221950623319483E-2,0,0,12608.717970660146,1.1123470522803115E-4,8931.1752292176025,2.4953586329427266E-4,0,0,0,0,16.162665110033334,null,31.521794926650362,0.33333333333333331,40.528499999999994,1.8504811250925242E-2,10.998249999999999,0.16666666666666666,0,1.8504811250925242E-2,13.090278884999909,null,74.590286524639396,0.05,1.5133333333333332,74.590286524639396,1.4200000000000001E-2,0,74.590286524639396,0.01,0,5.6439983470310473,null,31.521794926650362,0.05,10.998249999999999,1.4200000000000001E-2,0,0.01,1.732264896332518,null,30.473249999999997,7.566666666666666E-2,2.3058092499999994,null,{"$f":"IF($D174=\"Connection\",VLOOKUP(C174,'Input - General'!$F$62:$N$79,5,FALSE),0)","v":0},null,0.1801212933606588,38.935016488396812,7.013025526908609,null,8.6527813038891108E-2,45.948042015305418,3.9757835890034605]
[null,{"$f":"'Input - Inventory'!B172","v":164},{"$f":"'Input - Inventory'!C172","v":"TF1x16"},{"$f":"'Input - Inventory'!D172","v":"Lamp"},{"$f":"'Input - Inventory'!E172","v":"NonTraffic"},{"$f":"'Input - Inventory'!F172","v":"Minor < 130w"},{"$f":"'Input - Inventory'!G172","v":"1"},null,"Lamp - TF1x16",null,41.76812667435194,1,41.76812667435194,null,10.50726497555012,0.33333333333333331,0,0,10.50726497555012,1.8504811250925242E-2,0,0,10.50726497555012,0.16666666666666666,10.50726497555012,4.590314436538903E-3,10.50726497555012,4.0032025620496396E-2,157.60897463325179,2.1598272138228944E-2,262.68162438875305,1.2221950623319483E-2,0,0,12608.717970660146,1.1123470522803115E-4,8931.1752292176025,2.4953586329427266E-4,0,0,0,0,16.162665110033334,null,10.50726497555012,0.33333333333333331,40.528499999999994,1.8504811250925242E-2,10.998249999999999,0.16666666666666666,0,1.8504811250925242E-2,6.0854355679664964,null,74.590286524639396,0.06,1.5133333333333332,74.590286524639396,1.4200000000000001E-2,0,74.590286524639396,0.01,0,6.7727980164372559,null,10.50726497555012,0.06,10.998249999999999,1.4200000000000001E-2,0,0.01,0.78661104853300712,null,30.473249999999997,9.0799999999999992E-2,2.7669710999999992,null,{"$f":"IF($D175=\"Connection\",VLOOKUP(C175,'Input - General'!$F$62:$N$79,5,FALSE),0)","v":0},null,0.1801212933606588,32.57448084297009,5.8673576199877759,null,8.6527813038891108E-2,38.441838462957868,3.3262882113940715]
[null,{"$f":"'Input - Inventory'!B173","v":165},{"$f":"'Input - Inventory'!C173","v":"TF1x176"},{"$f":"'Input - Inventory'!D173","v":"Lamp"},{"$f":"'Input - Inventory'!E173","v":"Traffic"},{"$f":"'Input - Inventory'!F173","v":"Major > 130w"},{"$f":"'Input - Inventory'!G173","v":"1"},null,"Lamp - TF1x176",null,46.994557796220974,0,0,null,0,0,10.50726497555012,0.33333333333333331,0,0,10.50726497555012,4.9094211792429674E-3,10.50726497555012,0.16666666666666666,10.50726497555012,4.590314436538903E-3,10.50726497555012,4.0032025620496396E-2,157.60897463325179,2.1598272138228944E-2,262.68162438875305,1.2221950623319483E-2,0,0,12608.717970660146,1.1123470522803115E-4,8931.1752292176025,2.4953586329427266E-4,0,0,0,0,16.019814744104206,null,10.50726497555012,0.33333333333333331,40.528499999999994,4.9094211792429674E-3,10.998249999999999,0.16666666666666666,0,4.9094211792429674E-3,5.5344348014463218,null,74.590286524639396,0.06,2.2699999999999996,74.590286524639396,1.4200000000000001E-2,0,74.590286524639396,0.01,0,10.159197024655882,null,10.50726497555012,0.06,10.998249999999999,1.4200000000000001E-2,0,0.01,0.78661104853300712,null,30.473249999999997,0.13619999999999996,4.150456649999998,null,{"$f":"IF($D176=\"Connection\",VLOOKUP(C176,'Input - General'!$F$62:$N$79,5,FALSE),0)","v":0},null,0.1801212933606588,36.650514268739414,6.601538032418623,null,8.6527813038891108E-2,43.252052301158031,3.7425054950629422]
[null,{"$f":"'Input - Inventory'!B174","v":166},{"$f":"'Input - Inventory'!C174","v":"TF1x20"},{"$f":"'Input - Inventory'!D174","v":"Lamp"},{"$f":"'Input - Inventory'!E174","v":"NonTraffic"},{"$f":"'Input - Inventory'!F174","v":"Minor < 130w"},{"$f":"'Input - Inventory'!G174","v":"1"},null,"Lamp - TF1x20",null,41.76812667435194,0,0,null,10.50726497555012,0.33333333333333331,0,0,10.50726497555012,1.8504811250925242E-2,0,0,10.50726497555012,0.16666666666666666,10.50726497555012,4.590314436538903E-3,10.50726497555012,4.0032025620496396E-2,157.60897463325179,2.1598272138228944E-2,262.68162438875305,1.2221950623319483E-2,0,0,12608.717970660146,1.1123470522803115E-4,8931.1752292176025,2.4953586329427266E-4,0,0,0,0,16.162665110033334,null,10.50726497555012,0.33333333333333331,40.528499999999994,1.8504811250925242E-2,10.998249999999999,0.16666666666666666,0,1.8504811250925242E-2,6.0854355679664964,null,74.590286524639396,0.06,1.5133333333333332,74.590286524639396,1.4200000000000001E-2,0,74.590286524639396,0.01,0,6.7727980164372559,null,10.50726497555012,0.06,10.998249999999999,1.4200000000000001E-2,0,0.01,0.78661104853300712,null,30.473249999999997,9.0799999999999992E-2,2.7669710999999992,null,{"$f":"IF($D177=\"Connection\",VLOOKUP(C177,'Input - General'!$F$62:$N$79,5,FALSE),0)","v":0},null,0.1801212933606588,32.57448084297009,5.8673576199877759,null,8.6527813038891108E-2,38.441838462957868,3.3262882113940715]
[null,{"$f":"'Input - Inventory'!B175","v":167},{"$f":"'Input - Inventory'!C175","v":"TF1x236"},{"$f":"'Input - Inventory'!D175","v":"Lamp"},{"$f":"'Input - Inventory'!E175","v":"Traffic"},{"$f":"'Input - Inventory'!F175","v":"Major > 130w"},{"$f":"'Input - Inventory'!G175","v":"1"},null,"Lamp - TF1x236",null,46.994557796220974,0,0,null,0,0,10.50726497555012,0.33333333333333331,0,0,10.50726497555012,4.9094211792429674E-3,10.50726497555012,0.16666666666666666,10.50726497555012,4.590314436538903E-3,10.50726497555012,4.0032025620496396E-2,157.60897463325179,2.1598272138228944E-2,262.68162438875305,1.2221950623319483E-2,0,0,12608.717970660146,1.1123470522803115E-4,8931.1752292176025,2.4953586329427266E-4,0,0,0,0,16.019814744104206,null,10.50726497555012,0.33333333333333331,40.528499999999994,4.9094211792429674E-3,10.998249999999999,0.16666666666666666,0,4.9094211792429674E-3,5.5344348014463218,null,74.590286524639396,0.06,2.2699999999999996,74.590286524639396,1.4200000000000001E-2,0,74.590286524639396,0.01,0,10.159197024655882,null,10.50726497555012,0.06,10.998249999999999,1.4200000000000001E-2,0,0.01,0.78661104853300712,null,30.473249999999997,0.13619999999999996,4.150456649999998,null,{"$f":"IF($D178=\"Connection\",VLOOKUP(C178,'Input - General'!$F$62:$N$79,5,FALSE),0)","v":0},null,0.1801212933606588,36.650514268739414,6.601538032418623,null,8.6527813038891108E-2,43.252052301158031,3.7425054950629422]
[null,{"$f":"'Input - Inventory'!B176","v":168},{"$f":"'Input - Inventory'!C176","v":"TF1x26"},{"$f":"'Input - Inventory'!D176","v":"Lamp"},{"$f":"'Input - Inventory'!E176","v":"NonTraffic"},{"$f":"'Input - Inventory'!F176","v":"Minor < 130w"},{"$f":"'Input - Inventory'!G176","v":"1"},null,"Lamp - TF1x26",null,41.76812667435194,0,0,null,10.50726497555012,0.33333333333333331,0,0,10.50726497555012,1.8504811250925242E-2,0,0,10.50726497555012,0.16666666666666666,10.50726497555012,4.590314436538903E-3,10.50726497555012,4.0032025620496396E-2,157.60897463325179,2.1598272138228944E-2,262.68162438875305,1.2221950623319483E-2,0,0,12608.717970660146,1.1123470522803115E-4,8931.1752292176025,2.4953586329427266E-4,0,0,0,0,16.162665110033334,null,10.50726497555012,0.33333333333333331,40.528499999999994,1.8504811250925242E-2,10.998249999999999,0.16666666666666666,0,1.8504811250925242E-2,6.0854355679664964,null,74.590286524639396,0.06,1.5133333333333332,74.590286524639396,1.4200000000000001E-2,0,74.590286524639396,0.01,0,6.7727980164372559,null,10.50726497555012,0.06,10.998249999999999,1.4200000000000001E-2,0,0.01,0.78661104853300712,null,30.473249999999997,9.0799999999999992E-2,2.7669710999999992,null,{"$f":"IF($D179=\"Connection\",VLOOKUP(C179,'Input - General'!$F$62:$N$79,5,FALSE),0)","v":0},null,0.1801212933606588,32.57448084297009,5.8673576199877759,null,8.6527813038891108E-2,38.441838462957868,3.3262882113940715]
[null,{"$f":"'Input - Inventory'!B177","v":169},{"$f":"'Input - Inventory'!C177","v":"TF1x40"},{"$f":"'Input - Inventory'!D177","v":"Lamp"},{"$f":"'Input - Inventory'!E177","v":"NonTraffic"},{"$f":"'Input - Inventory'!F177","v":"Minor < 130w"},{"$f":"'Input - Inventory'!G177","v":"1"},null,"Lamp - TF1x40",null,63.067755114010296,86,5423.8269398048851,null,10.50726497555012,0.33333333333333331,0,0,10.50726497555012,1.8504811250925242E-2,0,0,10.50726497555012,0.16666666666666666,10.50726497555012,4.590314436538903E-3,10.50726497555012,4.0032025620496396E-2,157.60897463325179,2.1598272138228944E-2,262.68162438875305,1.2221950623319483E-2,0,0,12608.717970660146,1.1123470522803115E-4,8931.1752292176025,2.4953586329427266E-4,0,0,0,0,16.162665110033334,null,10.50726497555012,0.33333333333333331,40.528499999999994,1.8504811250925242E-2,10.998249999999999,0.16666666666666666,0,1.8504811250925242E-2,6.0854355679664964,null,74.590286524639396,0.158,1.5133333333333332,74.590286524639396,1.4200000000000001E-2,0,74.590286524639396,0.01,0,17.835034776618109,null,10.50726497555012,0.158,10.998249999999999,1.4200000000000001E-2,0,0.01,1.8163230161369188,null,30.473249999999997,0.23910666666666663,7.2863572299999984,null,{"$f":"IF($D180=\"Connection\",VLOOKUP(C180,'Input - General'!$F$62:$N$79,5,FALSE),0)","v":0},null,0.1801212933606588,49.185815700754858,8.8594127390189641,null,8.6527813038891108E-2,58.045228439773823,5.0225266742364747]
[null,{"$f":"'Input - Inventory'!B178","v":170},{"$f":"'Input - Inventory'!C178","v":"TF1x40 (P09)"},{"$f":"'Input - Inventory'!D178","v":"Lamp"},{"$f":"'Input - Inventory'!E178","v":"NonTraffic"},{"$f":"'Input - Inventory'!F178","v":"Minor < 130w"},{"$f":"'Input - Inventory'!G178","v":1},null,"Lamp - TF1x40 (P09)",null,63.067755114010296,508,32038.419597917229,null,10.50726497555012,0.33333333333333331,0,0,10.50726497555012,1.8504811250925242E-2,0,0,10.50726497555012,0.16666666666666666,10.50726497555012,4.590314436538903E-3,10.50726497555012,4.0032025620496396E-2,157.60897463325179,2.1598272138228944E-2,262.68162438875305,1.2221950623319483E-2,0,0,12608.717970660146,1.1123470522803115E-4,8931.1752292176025,2.4953586329427266E-4,0,0,0,0,16.162665110033334,null,10.50726497555012,0.33333333333333331,40.528499999999994,1.8504811250925242E-2,10.998249999999999,0.16666666666666666,0,1.8504811250925242E-2,6.0854355679664964,null,74.590286524639396,0.158,1.5133333333333332,74.590286524639396,1.4200000000000001E-2,0,74.590286524639396,0.01,0,17.835034776618109,null,10.50726497555012,0.158,10.998249999999999,1.4200000000000001E-2,0,0.01,1.8163230161369188,null,30.473249999999997,0.23910666666666663,7.2863572299999984,null,{"$f":"IF($D181=\"Connection\",VLOOKUP(C181,'Input - General'!$F$62:$N$79,5,FALSE),0)","v":0},null,0.1801212933606588,49.185815700754858,8.8594127390189641,null,8.6527813038891108E-2,58.045228439773823,5.0225266742364747]
[null,{"$f":"'Input - Inventory'!B179","v":171},{"$f":"'Input - Inventory'!C179","v":"TF1x60"},{"$f":"'Input - Inventory'!D179","v":"Lamp"},{"$f":"'Input - Inventory'!E179","v":"NonTraffic"},{"$f":"'Input - Inventory'!F179","v":"Minor < 130w"},{"$f":"'Input - Inventory'!G179","v":"1"},null,"Lamp - TF1x60",null,41.76812667435194,0,0,null,10.50726497555012,0.33333333333333331,0,0,10.50726497555012,1.8504811250925242E-2,0,0,10.50726497555012,0.16666666666666666,10.50726497555012,4.590314436538903E-3,10.50726497555012,4.0032025620496396E-2,157.60897463325179,2.1598272138228944E-2,262.68162438875305,1.2221950623319483E-2,0,0,12608.717970660146,1.1123470522803115E-4,8931.1752292176025,2.4953586329427266E-4,0,0,0,0,16.162665110033334,null,10.50726497555012,0.33333333333333331,40.528499999999994,1.8504811250925242E-2,10.998249999999999,0.16666666666666666,0,1.8504811250925242E-2,6.0854355679664964,null,74.590286524639396,0.06,1.5133333333333332,74.590286524639396,1.4200000000000001E-2,0,74.590286524639396,0.01,0,6.7727980164372559,null,10.50726497555012,0.06,10.998249999999999,1.4200000000000001E-2,0,0.01,0.78661104853300712,null,30.473249999999997,9.0799999999999992E-2,2.7669710999999992,null,{"$f":"IF($D182=\"Connection\",VLOOKUP(C182,'Input - General'!$F$62:$N$79,5,FALSE),0)","v":0},null,0.1801212933606588,32.57448084297009,5.8673576199877759,null,8.6527813038891108E-2,38.441838462957868,3.3262882113940715]
[null,{"$f":"'Input - Inventory'!B180","v":172},{"$f":"'Input - Inventory'!C180","v":"TF1x80"},{"$f":"'Input - Inventory'!D180","v":"Lamp"},{"$f":"'Input - Inventory'!E180","v":"NonTraffic"},{"$f":"'Input - Inventory'!F180","v":"Minor < 130w"},{"$f":"'Input - Inventory'!G180","v":"1"},null,"Lamp - TF1x80",null,41.76812667435194,14,584.75377344092715,null,10.50726497555012,0.33333333333333331,0,0,10.50726497555012,1.8504811250925242E-2,0,0,10.50726497555012,0.16666666666666666,10.50726497555012,4.590314436538903E-3,10.50726497555012,4.0032025620496396E-2,157.60897463325179,2.1598272138228944E-2,262.68162438875305,1.2221950623319483E-2,0,0,12608.717970660146,1.1123470522803115E-4,8931.1752292176025,2.4953586329427266E-4,0,0,0,0,16.162665110033334,null,10.50726497555012,0.33333333333333331,40.528499999999994,1.8504811250925242E-2,10.998249999999999,0.16666666666666666,0,1.8504811250925242E-2,6.0854355679664964,null,74.590286524639396,0.06,1.5133333333333332,74.590286524639396,1.4200000000000001E-2,0,74.590286524639396,0.01,0,6.7727980164372559,null,10.50726497555012,0.06,10.998249999999999,1.4200000000000001E-2,0,0.01,0.78661104853300712,null,30.473249999999997,9.0799999999999992E-2,2.7669710999999992,null,{"$f":"IF($D183=\"Connection\",VLOOKUP(C183,'Input - General'!$F$62:$N$79,5,FALSE),0)","v":0},null,0.1801212933606588,32.57448084297009,5.8673576199877759,null,8.6527813038891108E-2,38.441838462957868,3.3262882113940715]
[null,{"$f":"'Input - Inventory'!B181","v":173},{"$f":"'Input - Inventory'!C181","v":"TF2x14 T5"},{"$f":"'Input - Inventory'!D181","v":"Lamp"},{"$f":"'Input - Inventory'!E181","v":"NonTraffic"},{"$f":"'Input - Inventory'!F181","v":"Minor < 130w"},{"$f":"'Input - Inventory'!G181","v":"2"},null,"Lamp - TF2x14 T5",null,46.259052936696051,4,185.0362117467842,null,10.50726497555012,0.33333333333333331,0,0,10.50726497555012,1.8504811250925242E-2,0,0,10.50726497555012,0.16666666666666666,10.50726497555012,4.590314436538903E-3,10.50726497555012,4.0032025620496396E-2,157.60897463325179,2.1598272138228944E-2,262.68162438875305,1.2221950623319483E-2,0,0,12608.717970660146,1.1123470522803115E-4,8931.1752292176025,2.4953586329427266E-4,0,0,0,0,16.162665110033334,null,21.01452995110024,0.33333333333333331,40.528499999999994,1.8504811250925242E-2,10.998249999999999,0.16666666666666666,0,1.8504811250925242E-2,9.5878572264832034,null,74.590286524639396,0.06,1.5133333333333332,74.590286524639396,1.4200000000000001E-2,0,74.590286524639396,0.01,0,6.7727980164372559,null,10.50726497555012,0.06,10.998249999999999,1.4200000000000001E-2,0,0.01,0.78661104853300712,null,30.473249999999997,9.0799999999999992E-2,2.7669710999999992,null,{"$f":"IF($D184=\"Connection\",VLOOKUP(C184,'Input - General'!$F$62:$N$79,5,FALSE),0)","v":0},null,0.1801212933606588,36.076902501486799,6.4982183390141888,null,8.6527813038891108E-2,42.575120840500986,3.6839320961950657]
[null,{"$f":"'Input - Inventory'!B182","v":174},{"$f":"'Input - Inventory'!C182","v":"TF2x14 T5 (P09)"},{"$f":"'Input - Inventory'!D182","v":"Lamp"},{"$f":"'Input - Inventory'!E182","v":"NonTraffic"},{"$f":"'Input - Inventory'!F182","v":"Minor < 130w"},{"$f":"'Input - Inventory'!G182","v":2},null,"Lamp - TF2x14 T5 (P09)",null,46.259052936696051,310,14340.306410375775,null,10.50726497555012,0.33333333333333331,0,0,10.50726497555012,1.8504811250925242E-2,0,0,10.50726497555012,0.16666666666666666,10.50726497555012,4.590314436538903E-3,10.50726497555012,4.0032025620496396E-2,157.60897463325179,2.1598272138228944E-2,262.68162438875305,1.2221950623319483E-2,0,0,12608.717970660146,1.1123470522803115E-4,8931.1752292176025,2.4953586329427266E-4,0,0,0,0,16.162665110033334,null,21.01452995110024,0.33333333333333331,40.528499999999994,1.8504811250925242E-2,10.998249999999999,0.16666666666666666,0,1.8504811250925242E-2,9.5878572264832034,null,74.590286524639396,0.06,1.5133333333333332,74.590286524639396,1.4200000000000001E-2,0,74.590286524639396,0.01,0,6.7727980164372559,null,10.50726497555012,0.06,10.998249999999999,1.4200000000000001E-2,0,0.01,0.78661104853300712,null,30.473249999999997,9.0799999999999992E-2,2.7669710999999992,null,{"$f":"IF($D185=\"Connection\",VLOOKUP(C185,'Input - General'!$F$62:$N$79,5,FALSE),0)","v":0},null,0.1801212933606588,36.076902501486799,6.4982183390141888,null,8.6527813038891108E-2,42.575120840500986,3.6839320961950657]
[null,{"$f":"'Input - Inventory'!B183","v":175},{"$f":"'Input - Inventory'!C183","v":"TF2x20"},{"$f":"'Input - Inventory'!D183","v":"Lamp"},{"$f":"'Input - Inventory'!E183","v":"NonTraffic"},{"$f":"'Input - Inventory'!F183","v":"Minor < 130w"},{"$f":"'Input - Inventory'!G183","v":"2"},null,"Lamp - TF2x20",null,55.583073957730178,378,21010.401956022008,null,10.50726497555012,0.33333333333333331,0,0,10.50726497555012,1.8504811250925242E-2,0,0,10.50726497555012,0.16666666666666666,10.50726497555012,4.590314436538903E-3,10.50726497555012,4.0032025620496396E-2,157.60897463325179,2.1598272138228944E-2,262.68162438875305,1.2221950623319483E-2,0,0,12608.717970660146,1.1123470522803115E-4,8931.1752292176025,2.4953586329427266E-4,0,0,0,0,16.162665110033334,null,21.01452995110024,0.33333333333333331,40.528499999999994,1.8504811250925242E-2,10.998249999999999,0.16666666666666666,0,1.8504811250925242E-2,9.5878572264832034,null,74.590286524639396,0.10290000000000001,1.5133333333333332,74.590286524639396,1.4200000000000001E-2,0,74.590286524639396,0.01,0,11.615348598189895,null,10.50726497555012,0.10290000000000001,10.998249999999999,1.4200000000000001E-2,0,0.01,1.2373727159841073,null,30.473249999999997,0.155722,4.7453554364999997,null,{"$f":"IF($D186=\"Connection\",VLOOKUP(C186,'Input - General'!$F$62:$N$79,5,FALSE),0)","v":0},null,0.1801212933606588,43.348599087190536,7.8080057329574322,null,8.6527813038891108E-2,51.156604820147976,4.4264691375821998]
[null,{"$f":"'Input - Inventory'!B184","v":176},{"$f":"'Input - Inventory'!C184","v":"TF2x20 (P09)"},{"$f":"'Input - Inventory'!D184","v":"Lamp"},{"$f":"'Input - Inventory'!E184","v":"NonTraffic"},{"$f":"'Input - Inventory'!F184","v":"Minor < 130w"},{"$f":"'Input - Inventory'!G184","v":2},null,"Lamp - TF2x20 (P09)",null,55.583073957730178,18453,1025674.4637419949,null,10.50726497555012,0.33333333333333331,0,0,10.50726497555012,1.8504811250925242E-2,0,0,10.50726497555012,0.16666666666666666,10.50726497555012,4.590314436538903E-3,10.50726497555012,4.0032025620496396E-2,157.60897463325179,2.1598272138228944E-2,262.68162438875305,1.2221950623319483E-2,0,0,12608.717970660146,1.1123470522803115E-4,8931.1752292176025,2.4953586329427266E-4,0,0,0,0,16.162665110033334,null,21.01452995110024,0.33333333333333331,40.528499999999994,1.8504811250925242E-2,10.998249999999999,0.16666666666666666,0,1.8504811250925242E-2,9.5878572264832034,null,74.590286524639396,0.10290000000000001,1.5133333333333332,74.590286524639396,1.4200000000000001E-2,0,74.590286524639396,0.01,0,11.615348598189895,null,10.50726497555012,0.10290000000000001,10.998249999999999,1.4200000000000001E-2,0,0.01,1.2373727159841073,null,30.473249999999997,0.155722,4.7453554364999997,null,{"$f":"IF($D187=\"Connection\",VLOOKUP(C187,'Input - General'!$F$62:$N$79,5,FALSE),0)","v":0},null,0.1801212933606588,43.348599087190536,7.8080057329574322,null,8.6527813038891108E-2,51.156604820147976,4.4264691375821998]
[null,{"$f":"'Input - Inventory'!B185","v":177},{"$f":"'Input - Inventory'!C185","v":"TF2x26"},{"$f":"'Input - Inventory'!D185","v":"Lamp"},{"$f":"'Input - Inventory'!E185","v":"NonTraffic"},{"$f":"'Input - Inventory'!F185","v":"Minor < 130w"},{"$f":"'Input - Inventory'!G185","v":"2"},null,"Lamp - TF2x26",null,46.259052936696051,0,0,null,10.50726497555012,0.33333333333333331,0,0,10.50726497555012,1.8504811250925242E-2,0,0,10.50726497555012,0.16666666666666666,10.50726497555012,4.590314436538903E-3,10.50726497555012,4.0032025620496396E-2,157.60897463325179,2.1598272138228944E-2,262.68162438875305,1.2221950623319483E-2,0,0,12608.717970660146,1.1123470522803115E-4,8931.1752292176025,2.4953586329427266E-4,0,0,0,0,16.162665110033334,null,21.01452995110024,0.33333333333333331,40.528499999999994,1.8504811250925242E-2,10.998249999999999,0.16666666666666666,0,1.8504811250925242E-2,9.5878572264832034,null,74.590286524639396,0.06,1.5133333333333332,74.590286524639396,1.4200000000000001E-2,0,74.590286524639396,0.01,0,6.7727980164372559,null,10.50726497555012,0.06,10.998249999999999,1.4200000000000001E-2,0,0.01,0.78661104853300712,null,30.473249999999997,9.0799999999999992E-2,2.7669710999999992,null,{"$f":"IF($D188=\"Connection\",VLOOKUP(C188,'Input - General'!$F$62:$N$79,5,FALSE),0)","v":0},null,0.1801212933606588,36.076902501486799,6.4982183390141888,null,8.6527813038891108E-2,42.575120840500986,3.6839320961950657]
[null,{"$f":"'Input - Inventory'!B186","v":178},{"$f":"'Input - Inventory'!C186","v":"TF2x26 (P09)"},{"$f":"'Input - Inventory'!D186","v":"Lamp"},{"$f":"'Input - Inventory'!E186","v":"NonTraffic"},{"$f":"'Input - Inventory'!F186","v":"Minor < 130w"},{"$f":"'Input - Inventory'!G186","v":2},null,"Lamp - TF2x26 (P09)",null,46.259052936696051,28,1295.2534822274895,null,10.50726497555012,0.33333333333333331,0,0,10.50726497555012,1.8504811250925242E-2,0,0,10.50726497555012,0.16666666666666666,10.50726497555012,4.590314436538903E-3,10.50726497555012,4.0032025620496396E-2,157.60897463325179,2.1598272138228944E-2,262.68162438875305,1.2221950623319483E-2,0,0,12608.717970660146,1.1123470522803115E-4,8931.1752292176025,2.4953586329427266E-4,0,0,0,0,16.162665110033334,null,21.01452995110024,0.33333333333333331,40.528499999999994,1.8504811250925242E-2,10.998249999999999,0.16666666666666666,0,1.8504811250925242E-2,9.5878572264832034,null,74.590286524639396,0.06,1.5133333333333332,74.590286524639396,1.4200000000000001E-2,0,74.590286524639396,0.01,0,6.7727980164372559,null,10.50726497555012,0.06,10.998249999999999,1.4200000000000001E-2,0,0.01,0.78661104853300712,null,30.473249999999997,9.0799999999999992E-2,2.7669710999999992,null,{"$f":"IF($D189=\"Connection\",VLOOKUP(C189,'Input - General'!$F$62:$N$79,5,FALSE),0)","v":0},null,0.1801212933606588,36.076902501486799,6.4982183390141888,null,8.6527813038891108E-2,42.575120840500986,3.6839320961950657]
[null,{"$f":"'Input - Inventory'!B187","v":179},{"$f":"'Input - Inventory'!C187","v":"TF2x40"},{"$f":"'Input - Inventory'!D187","v":"Lamp"},{"$f":"'Input - Inventory'!E187","v":"NonTraffic"},{"$f":"'Input - Inventory'!F187","v":"Minor < 130w"},{"$f":"'Input - Inventory'!G187","v":"2"},null,"Lamp - TF2x40",null,46.259052936696051,1,46.259052936696051,null,10.50726497555012,0.33333333333333331,0,0,10.50726497555012,1.8504811250925242E-2,0,0,10.50726497555012,0.16666666666666666,10.50726497555012,4.590314436538903E-3,10.50726497555012,4.0032025620496396E-2,157.60897463325179,2.1598272138228944E-2,262.68162438875305,1.2221950623319483E-2,0,0,12608.717970660146,1.1123470522803115E-4,8931.1752292176025,2.4953586329427266E-4,0,0,0,0,16.162665110033334,null,21.01452995110024,0.33333333333333331,40.528499999999994,1.8504811250925242E-2,10.998249999999999,0.16666666666666666,0,1.8504811250925242E-2,9.5878572264832034,null,74.590286524639396,0.06,1.5133333333333332,74.590286524639396,1.4200000000000001E-2,0,74.590286524639396,0.01,0,6.7727980164372559,null,10.50726497555012,0.06,10.998249999999999,1.4200000000000001E-2,0,0.01,0.78661104853300712,null,30.473249999999997,9.0799999999999992E-2,2.7669710999999992,null,{"$f":"IF($D190=\"Connection\",VLOOKUP(C190,'Input - General'!$F$62:$N$79,5,FALSE),0)","v":0},null,0.1801212933606588,36.076902501486799,6.4982183390141888,null,8.6527813038891108E-2,42.575120840500986,3.6839320961950657]
[null,{"$f":"'Input - Inventory'!B188","v":180},{"$f":"'Input - Inventory'!C188","v":"TF2x58"},{"$f":"'Input - Inventory'!D188","v":"Lamp"},{"$f":"'Input - Inventory'!E188","v":"NonTraffic"},{"$f":"'Input - Inventory'!F188","v":"Minor < 130w"},{"$f":"'Input - Inventory'!G188","v":"2"},null,"Lamp - TF2x58",null,46.259052936696051,0,0,null,10.50726497555012,0.33333333333333331,0,0,10.50726497555012,1.8504811250925242E-2,0,0,10.50726497555012,0.16666666666666666,10.50726497555012,4.590314436538903E-3,10.50726497555012,4.0032025620496396E-2,157.60897463325179,2.1598272138228944E-2,262.68162438875305,1.2221950623319483E-2,0,0,12608.717970660146,1.1123470522803115E-4,8931.1752292176025,2.4953586329427266E-4,0,0,0,0,16.162665110033334,null,21.01452995110024,0.33333333333333331,40.528499999999994,1.8504811250925242E-2,10.998249999999999,0.16666666666666666,0,1.8504811250925242E-2,9.5878572264832034,null,74.590286524639396,0.06,1.5133333333333332,74.590286524639396,1.4200000000000001E-2,0,74.590286524639396,0.01,0,6.7727980164372559,null,10.50726497555012,0.06,10.998249999999999,1.4200000000000001E-2,0,0.01,0.78661104853300712,null,30.473249999999997,9.0799999999999992E-2,2.7669710999999992,null,{"$f":"IF($D191=\"Connection\",VLOOKUP(C191,'Input - General'!$F$62:$N$79,5,FALSE),0)","v":0},null,0.1801212933606588,36.076902501486799,6.4982183390141888,null,8.6527813038891108E-2,42.575120840500986,3.6839320961950657]
[null,{"$f":"'Input - Inventory'!B189","v":181},{"$f":"'Input - Inventory'!C189","v":"TF2x80"},{"$f":"'Input - Inventory'!D189","v":"Lamp"},{"$f":"'Input - Inventory'!E189","v":"NonTraffic"},{"$f":"'Input - Inventory'!F189","v":"Minor < 130w"},{"$f":"'Input - Inventory'!G189","v":"2"},null,"Lamp - TF2x80",null,46.259052936696051,0,0,null,10.50726497555012,0.33333333333333331,0,0,10.50726497555012,1.8504811250925242E-2,0,0,10.50726497555012,0.16666666666666666,10.50726497555012,4.590314436538903E-3,10.50726497555012,4.0032025620496396E-2,157.60897463325179,2.1598272138228944E-2,262.68162438875305,1.2221950623319483E-2,0,0,12608.717970660146,1.1123470522803115E-4,8931.1752292176025,2.4953586329427266E-4,0,0,0,0,16.162665110033334,null,21.01452995110024,0.33333333333333331,40.528499999999994,1.8504811250925242E-2,10.998249999999999,0.16666666666666666,0,1.8504811250925242E-2,9.5878572264832034,null,74.590286524639396,0.06,1.5133333333333332,74.590286524639396,1.4200000000000001E-2,0,74.590286524639396,0.01,0,6.7727980164372559,null,10.50726497555012,0.06,10.998249999999999,1.4200000000000001E-2,0,0.01,0.78661104853300712,null,30.473249999999997,9.0799999999999992E-2,2.7669710999999992,null,{"$f":"IF($D192=\"Connection\",VLOOKUP(C192,'Input - General'!$F$62:$N$79,5,FALSE),0)","v":0},null,0.1801212933606588,36.076902501486799,6.4982183390141888,null,8.6527813038891108E-2,42.575120840500986,3.6839320961950657]
[null,{"$f":"'Input - Inventory'!B190","v":182},{"$f":"'Input - Inventory'!C190","v":"TF3x20"},{"$f":"'Input - Inventory'!D190","v":"Lamp"},{"$f":"'Input - Inventory'!E190","v":"NonTraffic"},{"$f":"'Input - Inventory'!F190","v":"Minor < 130w"},{"$f":"'Input - Inventory'!G190","v":"3"},null,"Lamp - TF3x20",null,50.749979199040162,0,0,null,10.50726497555012,0.33333333333333331,0,0,10.50726497555012,1.8504811250925242E-2,0,0,10.50726497555012,0.16666666666666666,10.50726497555012,4.590314436538903E-3,10.50726497555012,4.0032025620496396E-2,157.60897463325179,2.1598272138228944E-2,262.68162438875305,1.2221950623319483E-2,0,0,12608.717970660146,1.1123470522803115E-4,8931.1752292176025,2.4953586329427266E-4,0,0,0,0,16.162665110033334,null,31.521794926650358,0.33333333333333331,40.528499999999994,1.8504811250925242E-2,10.998249999999999,0.16666666666666666,0,1.8504811250925242E-2,13.090278884999908,null,74.590286524639396,0.06,1.5133333333333332,74.590286524639396,1.4200000000000001E-2,0,74.590286524639396,0.01,0,6.7727980164372559,null,10.50726497555012,0.06,10.998249999999999,1.4200000000000001E-2,0,0.01,0.78661104853300712,null,30.473249999999997,9.0799999999999992E-2,2.7669710999999992,null,{"$f":"IF($D193=\"Connection\",VLOOKUP(C193,'Input - General'!$F$62:$N$79,5,FALSE),0)","v":0},null,0.1801212933606588,39.579324160003509,7.1290790580406025,null,8.6527813038891108E-2,46.708403218044104,4.0415759809960603]
[null,{"$f":"'Input - Inventory'!B191","v":183},{"$f":"'Input - Inventory'!C191","v":"TF3x40"},{"$f":"'Input - Inventory'!D191","v":"Lamp"},{"$f":"'Input - Inventory'!E191","v":"NonTraffic"},{"$f":"'Input - Inventory'!F191","v":"Minor < 130w"},{"$f":"'Input - Inventory'!G191","v":"3"},null,"Lamp - TF3x40",null,50.749979199040162,0,0,null,10.50726497555012,0.33333333333333331,0,0,10.50726497555012,1.8504811250925242E-2,0,0,10.50726497555012,0.16666666666666666,10.50726497555012,4.590314436538903E-3,10.50726497555012,4.0032025620496396E-2,157.60897463325179,2.1598272138228944E-2,262.68162438875305,1.2221950623319483E-2,0,0,12608.717970660146,1.1123470522803115E-4,8931.1752292176025,2.4953586329427266E-4,0,0,0,0,16.162665110033334,null,31.521794926650358,0.33333333333333331,40.528499999999994,1.8504811250925242E-2,10.998249999999999,0.16666666666666666,0,1.8504811250925242E-2,13.090278884999908,null,74.590286524639396,0.06,1.5133333333333332,74.590286524639396,1.4200000000000001E-2,0,74.590286524639396,0.01,0,6.7727980164372559,null,10.50726497555012,0.06,10.998249999999999,1.4200000000000001E-2,0,0.01,0.78661104853300712,null,30.473249999999997,9.0799999999999992E-2,2.7669710999999992,null,{"$f":"IF($D194=\"Connection\",VLOOKUP(C194,'Input - General'!$F$62:$N$79,5,FALSE),0)","v":0},null,0.1801212933606588,39.579324160003509,7.1290790580406025,null,8.6527813038891108E-2,46.708403218044104,4.0415759809960603]
[null,{"$f":"'Input - Inventory'!B192","v":184},{"$f":"'Input - Inventory'!C192","v":"TF3x80"},{"$f":"'Input - Inventory'!D192","v":"Lamp"},{"$f":"'Input - Inventory'!E192","v":"NonTraffic"},{"$f":"'Input - Inventory'!F192","v":"Minor < 130w"},{"$f":"'Input - Inventory'!G192","v":"3"},null,"Lamp - TF3x80",null,50.749979199040162,0,0,null,10.50726497555012,0.33333333333333331,0,0,10.50726497555012,1.8504811250925242E-2,0,0,10.50726497555012,0.16666666666666666,10.50726497555012,4.590314436538903E-3,10.50726497555012,4.0032025620496396E-2,157.60897463325179,2.1598272138228944E-2,262.68162438875305,1.2221950623319483E-2,0,0,12608.717970660146,1.1123470522803115E-4,8931.1752292176025,2.4953586329427266E-4,0,0,0,0,16.162665110033334,null,31.521794926650358,0.33333333333333331,40.528499999999994,1.8504811250925242E-2,10.998249999999999,0.16666666666666666,0,1.8504811250925242E-2,13.090278884999908,null,74.590286524639396,0.06,1.5133333333333332,74.590286524639396,1.4200000000000001E-2,0,74.590286524639396,0.01,0,6.7727980164372559,null,10.50726497555012,0.06,10.998249999999999,1.4200000000000001E-2,0,0.01,0.78661104853300712,null,30.473249999999997,9.0799999999999992E-2,2.7669710999999992,null,{"$f":"IF($D195=\"Connection\",VLOOKUP(C195,'Input - General'!$F$62:$N$79,5,FALSE),0)","v":0},null,0.1801212933606588,39.579324160003509,7.1290790580406025,null,8.6527813038891108E-2,46.708403218044104,4.0415759809960603]
[null,{"$f":"'Input - Inventory'!B193","v":185},{"$f":"'Input - Inventory'!C193","v":"TF4x20"},{"$f":"'Input - Inventory'!D193","v":"Lamp"},{"$f":"'Input - Inventory'!E193","v":"NonTraffic"},{"$f":"'Input - Inventory'!F193","v":"Minor < 130w"},{"$f":"'Input - Inventory'!G193","v":"4"},null,"Lamp - TF4x20",null,55.240905461384273,50,2762.0452730692136,null,10.50726497555012,0.33333333333333331,0,0,10.50726497555012,1.8504811250925242E-2,0,0,10.50726497555012,0.16666666666666666,10.50726497555012,4.590314436538903E-3,10.50726497555012,4.0032025620496396E-2,157.60897463325179,2.1598272138228944E-2,262.68162438875305,1.2221950623319483E-2,0,0,12608.717970660146,1.1123470522803115E-4,8931.1752292176025,2.4953586329427266E-4,0,0,0,0,16.162665110033334,null,42.02905990220048,0.33333333333333331,40.528499999999994,1.8504811250925242E-2,10.998249999999999,0.16666666666666666,0,1.8504811250925242E-2,16.592700543516614,null,74.590286524639396,0.06,1.5133333333333332,74.590286524639396,1.4200000000000001E-2,0,74.590286524639396,0.01,0,6.7727980164372559,null,10.50726497555012,0.06,10.998249999999999,1.4200000000000001E-2,0,0.01,0.78661104853300712,null,30.473249999999997,9.0799999999999992E-2,2.7669710999999992,null,{"$f":"IF($D196=\"Connection\",VLOOKUP(C196,'Input - General'!$F$62:$N$79,5,FALSE),0)","v":0},null,0.1801212933606588,43.081745818520211,7.7599397770670144,null,8.6527813038891108E-2,50.841685595587222,4.399219865797054]
[null,{"$f":"'Input - Inventory'!B194","v":186},{"$f":"'Input - Inventory'!C194","v":"TF4x40"},{"$f":"'Input - Inventory'!D194","v":"Lamp"},{"$f":"'Input - Inventory'!E194","v":"NonTraffic"},{"$f":"'Input - Inventory'!F194","v":"Minor < 130w"},{"$f":"'Input - Inventory'!G194","v":"4"},null,"Lamp - TF4x40",null,55.240905461384273,33,1822.949880225681,null,10.50726497555012,0.33333333333333331,0,0,10.50726497555012,1.8504811250925242E-2,0,0,10.50726497555012,0.16666666666666666,10.50726497555012,4.590314436538903E-3,10.50726497555012,4.0032025620496396E-2,157.60897463325179,2.1598272138228944E-2,262.68162438875305,1.2221950623319483E-2,0,0,12608.717970660146,1.1123470522803115E-4,8931.1752292176025,2.4953586329427266E-4,0,0,0,0,16.162665110033334,null,42.02905990220048,0.33333333333333331,40.528499999999994,1.8504811250925242E-2,10.998249999999999,0.16666666666666666,0,1.8504811250925242E-2,16.592700543516614,null,74.590286524639396,0.06,1.5133333333333332,74.590286524639396,1.4200000000000001E-2,0,74.590286524639396,0.01,0,6.7727980164372559,null,10.50726497555012,0.06,10.998249999999999,1.4200000000000001E-2,0,0.01,0.78661104853300712,null,30.473249999999997,9.0799999999999992E-2,2.7669710999999992,null,{"$f":"IF($D197=\"Connection\",VLOOKUP(C197,'Input - General'!$F$62:$N$79,5,FALSE),0)","v":0},null,0.1801212933606588,43.081745818520211,7.7599397770670144,null,8.6527813038891108E-2,50.841685595587222,4.399219865797054]
[null,{"$f":"'Input - Inventory'!B195","v":187},{"$f":"'Input - Inventory'!C195","v":"TF4x40 (P09)"},{"$f":"'Input - Inventory'!D195","v":"Lamp"},{"$f":"'Input - Inventory'!E195","v":"NonTraffic"},{"$f":"'Input - Inventory'!F195","v":"Minor < 130w"},{"$f":"'Input - Inventory'!G195","v":4},null,"Lamp - TF4x40 (P09)",null,55.240905461384273,10,552.40905461384273,null,10.50726497555012,0.33333333333333331,0,0,10.50726497555012,1.8504811250925242E-2,0,0,10.50726497555012,0.16666666666666666,10.50726497555012,4.590314436538903E-3,10.50726497555012,4.0032025620496396E-2,157.60897463325179,2.1598272138228944E-2,262.68162438875305,1.2221950623319483E-2,0,0,12608.717970660146,1.1123470522803115E-4,8931.1752292176025,2.4953586329427266E-4,0,0,0,0,16.162665110033334,null,42.02905990220048,0.33333333333333331,40.528499999999994,1.8504811250925242E-2,10.998249999999999,0.16666666666666666,0,1.8504811250925242E-2,16.592700543516614,null,74.590286524639396,0.06,1.5133333333333332,74.590286524639396,1.4200000000000001E-2,0,74.590286524639396,0.01,0,6.7727980164372559,null,10.50726497555012,0.06,10.998249999999999,1.4200000000000001E-2,0,0.01,0.78661104853300712,null,30.473249999999997,9.0799999999999992E-2,2.7669710999999992,null,{"$f":"IF($D198=\"Connection\",VLOOKUP(C198,'Input - General'!$F$62:$N$79,5,FALSE),0)","v":0},null,0.1801212933606588,43.081745818520211,7.7599397770670144,null,8.6527813038891108E-2,50.841685595587222,4.399219865797054]
[null,{"$f":"'Input - Inventory'!B196","v":188},{"$f":"'Input - Inventory'!C196","v":"TF4x80"},{"$f":"'Input - Inventory'!D196","v":"Lamp"},{"$f":"'Input - Inventory'!E196","v":"NonTraffic"},{"$f":"'Input - Inventory'!F196","v":"Minor < 130w"},{"$f":"'Input - Inventory'!G196","v":"4"},null,"Lamp - TF4x80",null,55.240905461384273,0,0,null,10.50726497555012,0.33333333333333331,0,0,10.50726497555012,1.8504811250925242E-2,0,0,10.50726497555012,0.16666666666666666,10.50726497555012,4.590314436538903E-3,10.50726497555012,4.0032025620496396E-2,157.60897463325179,2.1598272138228944E-2,262.68162438875305,1.2221950623319483E-2,0,0,12608.717970660146,1.1123470522803115E-4,8931.1752292176025,2.4953586329427266E-4,0,0,0,0,16.162665110033334,null,42.02905990220048,0.33333333333333331,40.528499999999994,1.8504811250925242E-2,10.998249999999999,0.16666666666666666,0,1.8504811250925242E-2,16.592700543516614,null,74.590286524639396,0.06,1.5133333333333332,74.590286524639396,1.4200000000000001E-2,0,74.590286524639396,0.01,0,6.7727980164372559,null,10.50726497555012,0.06,10.998249999999999,1.4200000000000001E-2,0,0.01,0.78661104853300712,null,30.473249999999997,9.0799999999999992E-2,2.7669710999999992,null,{"$f":"IF($D199=\"Connection\",VLOOKUP(C199,'Input - General'!$F$62:$N$79,5,FALSE),0)","v":0},null,0.1801212933606588,43.081745818520211,7.7599397770670144,null,8.6527813038891108E-2,50.841685595587222,4.399219865797054]
[null,{"$f":"'Input - Inventory'!B197","v":189},{"$f":"'Input - Inventory'!C197","v":"TF5x58"},{"$f":"'Input - Inventory'!D197","v":"Lamp"},{"$f":"'Input - Inventory'!E197","v":"NonTraffic"},{"$f":"'Input - Inventory'!F197","v":"Minor < 130w"},{"$f":"'Input - Inventory'!G197","v":"5"},null,"Lamp - TF5x58",null,59.731831723728391,0,0,null,10.50726497555012,0.33333333333333331,0,0,10.50726497555012,1.8504811250925242E-2,0,0,10.50726497555012,0.16666666666666666,10.50726497555012,4.590314436538903E-3,10.50726497555012,4.0032025620496396E-2,157.60897463325179,2.1598272138228944E-2,262.68162438875305,1.2221950623319483E-2,0,0,12608.717970660146,1.1123470522803115E-4,8931.1752292176025,2.4953586329427266E-4,0,0,0,0,16.162665110033334,null,52.536324877750602,0.33333333333333331,40.528499999999994,1.8504811250925242E-2,10.998249999999999,0.16666666666666666,0,1.8504811250925242E-2,20.095122202033323,null,74.590286524639396,0.06,1.5133333333333332,74.590286524639396,1.4200000000000001E-2,0,74.590286524639396,0.01,0,6.7727980164372559,null,10.50726497555012,0.06,10.998249999999999,1.4200000000000001E-2,0,0.01,0.78661104853300712,null,30.473249999999997,9.0799999999999992E-2,2.7669710999999992,null,{"$f":"IF($D200=\"Connection\",VLOOKUP(C200,'Input - General'!$F$62:$N$79,5,FALSE),0)","v":0},null,0.1801212933606588,46.584167477036921,8.3908004960934282,null,8.6527813038891108E-2,54.97496797313034,4.7568637505980487]
[null,{"$f":"'Input - Inventory'!B198","v":190},{"$f":"'Input - Inventory'!C198","v":"TF5x65"},{"$f":"'Input - Inventory'!D198","v":"Lamp"},{"$f":"'Input - Inventory'!E198","v":"NonTraffic"},{"$f":"'Input - Inventory'!F198","v":"Minor < 130w"},{"$f":"'Input - Inventory'!G198","v":"5"},null,"Lamp - TF5x65",null,59.731831723728391,0,0,null,10.50726497555012,0.33333333333333331,0,0,10.50726497555012,1.8504811250925242E-2,0,0,10.50726497555012,0.16666666666666666,10.50726497555012,4.590314436538903E-3,10.50726497555012,4.0032025620496396E-2,157.60897463325179,2.1598272138228944E-2,262.68162438875305,1.2221950623319483E-2,0,0,12608.717970660146,1.1123470522803115E-4,8931.1752292176025,2.4953586329427266E-4,0,0,0,0,16.162665110033334,null,52.536324877750602,0.33333333333333331,40.528499999999994,1.8504811250925242E-2,10.998249999999999,0.16666666666666666,0,1.8504811250925242E-2,20.095122202033323,null,74.590286524639396,0.06,1.5133333333333332,74.590286524639396,1.4200000000000001E-2,0,74.590286524639396,0.01,0,6.7727980164372559,null,10.50726497555012,0.06,10.998249999999999,1.4200000000000001E-2,0,0.01,0.78661104853300712,null,30.473249999999997,9.0799999999999992E-2,2.7669710999999992,null,{"$f":"IF($D201=\"Connection\",VLOOKUP(C201,'Input - General'!$F$62:$N$79,5,FALSE),0)","v":0},null,0.1801212933606588,46.584167477036921,8.3908004960934282,null,8.6527813038891108E-2,54.97496797313034,4.7568637505980487]
[null,{"$f":"'Input - Inventory'!B199","v":191},{"$f":"'Input - Inventory'!C199","v":"TF5x80"},{"$f":"'Input - Inventory'!D199","v":"Lamp"},{"$f":"'Input - Inventory'!E199","v":"NonTraffic"},{"$f":"'Input - Inventory'!F199","v":"Minor < 130w"},{"$f":"'Input - Inventory'!G199","v":"5"},null,"Lamp - TF5x80",null,59.731831723728391,0,0,null,10.50726497555012,0.33333333333333331,0,0,10.50726497555012,1.8504811250925242E-2,0,0,10.50726497555012,0.16666666666666666,10.50726497555012,4.590314436538903E-3,10.50726497555012,4.0032025620496396E-2,157.60897463325179,2.1598272138228944E-2,262.68162438875305,1.2221950623319483E-2,0,0,12608.717970660146,1.1123470522803115E-4,8931.1752292176025,2.4953586329427266E-4,0,0,0,0,16.162665110033334,null,52.536324877750602,0.33333333333333331,40.528499999999994,1.8504811250925242E-2,10.998249999999999,0.16666666666666666,0,1.8504811250925242E-2,20.095122202033323,null,74.590286524639396,0.06,1.5133333333333332,74.590286524639396,1.4200000000000001E-2,0,74.590286524639396,0.01,0,6.7727980164372559,null,10.50726497555012,0.06,10.998249999999999,1.4200000000000001E-2,0,0.01,0.78661104853300712,null,30.473249999999997,9.0799999999999992E-2,2.7669710999999992,null,{"$f":"IF($D202=\"Connection\",VLOOKUP(C202,'Input - General'!$F$62:$N$79,5,FALSE),0)","v":0},null,0.1801212933606588,46.584167477036921,8.3908004960934282,null,8.6527813038891108E-2,54.97496797313034,4.7568637505980487]
[null,{"$f":"'Input - Inventory'!B200","v":192},{"$f":"'Input - Inventory'!C200","v":"TF6x20"},{"$f":"'Input - Inventory'!D200","v":"Lamp"},{"$f":"'Input - Inventory'!E200","v":"NonTraffic"},{"$f":"'Input - Inventory'!F200","v":"Minor < 130w"},{"$f":"'Input - Inventory'!G200","v":"6"},null,"Lamp - TF6x20",null,64.222757986072509,0,0,null,10.50726497555012,0.33333333333333331,0,0,10.50726497555012,1.8504811250925242E-2,0,0,10.50726497555012,0.16666666666666666,10.50726497555012,4.590314436538903E-3,10.50726497555012,4.0032025620496396E-2,157.60897463325179,2.1598272138228944E-2,262.68162438875305,1.2221950623319483E-2,0,0,12608.717970660146,1.1123470522803115E-4,8931.1752292176025,2.4953586329427266E-4,0,0,0,0,16.162665110033334,null,63.043589853300716,0.33333333333333331,40.528499999999994,1.8504811250925242E-2,10.998249999999999,0.16666666666666666,0,1.8504811250925242E-2,23.597543860550026,null,74.590286524639396,0.06,1.5133333333333332,74.590286524639396,1.4200000000000001E-2,0,74.590286524639396,0.01,0,6.7727980164372559,null,10.50726497555012,0.06,10.998249999999999,1.4200000000000001E-2,0,0.01,0.78661104853300712,null,30.473249999999997,9.0799999999999992E-2,2.7669710999999992,null,{"$f":"IF($D203=\"Connection\",VLOOKUP(C203,'Input - General'!$F$62:$N$79,5,FALSE),0)","v":0},null,0.1801212933606588,50.086589135553623,9.0216612151198401,null,8.6527813038891108E-2,59.108250350673465,5.1145076353990433]
[null,{"$f":"'Input - Inventory'!B201","v":193},{"$f":"'Input - Inventory'!C201","v":"TF6x36"},{"$f":"'Input - Inventory'!D201","v":"Lamp"},{"$f":"'Input - Inventory'!E201","v":"NonTraffic"},{"$f":"'Input - Inventory'!F201","v":"Minor < 130w"},{"$f":"'Input - Inventory'!G201","v":"6"},null,"Lamp - TF6x36",null,64.222757986072509,0,{"$f":"L204*K204","v":0},null,10.50726497555012,{"$f":"IF(AND($D204=\"Lamp\",CycleBulkTask1<>0, OR($F204=O$9,O$9=\"All\")),1/CycleBulkTask1,0)","v":0.33333333333333331},0,{"$f":"IF(AND($D204=\"Lamp\",CycleBulkTask2<>0, OR($F204=Q$9,Q$9=\"All\")),1/CycleBulkTask2,0)","v":0},10.50726497555012,{"$f":"IF(AND($D204=\"Lamp\",CycleBulkTask3<>0, OR($F204=S$9,S$9=\"All\")),1/CycleBulkTask3,0)","v":1.8504811250925242E-2},0,{"$f":"IF(AND($D204=\"Lamp\",CycleBulkTask4<>0, OR($F204=U$9,U$9=\"All\")),1/CycleBulkTask4,0)","v":0},10.50726497555012,{"$f":"IF(AND($D204=\"Lamp\",CycleBulkTask5<>0, OR($F204=W$9,W$9=\"All\")),1/CycleBulkTask5,0)","v":0.16666666666666666},10.50726497555012,{"$f":"IF(AND($D204=\"Lamp\",CycleBulkTask6<>0, OR($F204=Y$9,Y$9=\"All\")),1/CycleBulkTask6,0)","v":4.590314436538903E-3},10.50726497555012,{"$f":"IF(AND($D204=\"Lamp\",CycleBulkTask7<>0, OR($F204=AA$9,AA$9=\"All\")),1/CycleBulkTask7,0)","v":4.0032025620496396E-2},157.60897463325179,{"$f":"IF(AND($D204=\"Lamp\",CycleBulkTask8<>0, OR($F204=AC$9,AC$9=\"All\")),1/CycleBulkTask8,0)","v":2.1598272138228944E-2},262.68162438875305,{"$f":"IF(AND($D204=\"Lamp\",CycleBulkTask9<>0, OR($F204=AE$9,AE$9=\"All\")),1/CycleBulkTask9,0)","v":1.2221950623319483E-2},0,{"$f":"IF(AND($D204=\"Lamp\",CycleBulkTask10<>0, OR($F204=AG$9,AG$9=\"All\")),1/CycleBulkTask10,0)","v":0},12608.717970660146,{"$f":"IF(AND($D204=\"Lamp\",CycleBulkTask11<>0, OR($F204=AI$9,AI$9=\"All\")),1/CycleBulkTask11,0)","v":1.1123470522803115E-4},8931.1752292176025,{"$f":"IF(AND($D204=\"Lamp\",CycleBulkTask12<>0, OR($F204=AK$9,AK$9=\"All\")),1/CycleBulkTask12,0)","v":2.4953586329427266E-4},0,{"$f":"IF(AND($D204=\"Lamp\",CycleBulkTask13<>0, OR($F204=AM$9,AM$9=\"All\")),1/CycleBulkTask13,0)","v":0},0,{"$f":"IF(AND($D204=\"Lamp\",CycleBulkTask14<>0, OR($F204=AO$9,AO$9=\"All\")),1/CycleBulkTask14,0)","v":0},{"$f":"O204*P204+Q204*R204+S204*T204+U204*V204+W204*X204+Y204*Z204+AA204*AB204+AC204*AD204+AE204*AF204+AG204*AH204+AI204*AJ204+AK204*AL204+AM204*AN204+AO204*AP204","v":16.162665110033334},null,63.043589853300716,{"$f":"MAX(P204,R204)","v":0.33333333333333331},40.528499999999994,{"$f":"MAX(T204,V204)","v":1.8504811250925242E-2},10.998249999999999,{"$f":"X204","v":0.16666666666666666},0,{"$f":"INDIRECT($E204)*$V204 +(1-INDIRECT($E204))*$T204","v":1.8504811250925242E-2},{"$f":"AS204*AT204+AU204*AV204+AW204*AX204+AY204*AZ204","v":23.597543860550026},null,{"$f":"IF($D204=$AS$9,(INDIRECT(\"PriceLabour\" & \"FY15\")*ProportionStandardHours + INDIRECT(\"PriceLabourOvertime\" & \"FY15\")*ProportionOvertimeHours)*(1+RateOnCostAnnual),0)","v":74.590286524639396},{"$f":"BO204","v":0.06},{"$f":"IF($D204=\"Lamp\",(NumberOfCrew+INDIRECT($E204)*TrafficController)*(TimeToReplaceLamp),0)","v":1.5133333333333332},{"$f":"IF($D204=$AS$9,(INDIRECT(\"PriceLabour\" & \"FY15\")*ProportionStandardHours + INDIRECT(\"PriceLabourOvertime\" & \"FY15\")*ProportionOvertimeHours)*(1+RateOnCostAnnual),0)","v":74.590286524639396},{"$f":"BQ204","v":1.4200000000000001E-2},{"$f":"IF($D204=\"Lamp\",(NumberOfCrew+INDIRECT($E204)*TrafficController)*(TimeForPECellReplace),0)","v":0},{"$f":"IF($D204=$AS$9,(INDIRECT(\"PriceLabour\" & \"FY15\")*ProportionStandardHours + INDIRECT(\"PriceLabourOvertime\" & \"FY15\")*ProportionOvertimeHours)*(1+RateOnCostAnnual),0)","v":74.590286524639396},{"$f":"BS204","v":0.01},{"$f":"IF($D204=\"Lamp\",(NumberOfCrew+INDIRECT($E204)*TrafficController)*(TimeForOtherSpot),0)","v":0},{"$f":"BC204*BD204*BE204+BF204*BG204*BH204+BI204*BJ204*BK204","v":6.7727980164372559},null,10.50726497555012,{"$f":"IF($D204=\"Lamp\",INDIRECT(BO$10 & $B204),0)","v":0.06},10.998249999999999,{"$f":"IF($D204=\"Lamp\",INDIRECT(\"FailurePECell\" & \"Annual\"),0)","v":1.4200000000000001E-2},0,{"$f":"IF($D204=\"Lamp\",INDIRECT(\"FailureMisc\" & \"Annual\"),0)","v":0.01},{"$f":"BN204*BO204+BP204*BQ204+BR204*BS204","v":0.78661104853300712},null,30.473249999999997,{"$f":"BD204*BE204+BG204*BH204+BJ204*BK204","v":9.0799999999999992E-2},{"$f":"BV204*BW204","v":2.7669710999999992},null,{"$f":"IF($D204=\"Connection\",VLOOKUP(C204,'Input - General'!$F$62:$N$79,5,FALSE),0)","v":0},null,{"$f":"RateOverhead","v":0.1801212933606588},{"$f":"BX204+BL204+BT204+BA204+AQ204+BZ204","v":50.086589135553623},{"$f":"CC204*CB204","v":9.0216612151198401},null,{"$f":"CorporateOverheads","v":8.6527813038891108E-2},59.108250350673465,{"$f":"CG204*CF204","v":5.1145076353990433}]
[null,{"$f":"'Input - Inventory'!B202","v":194},{"$f":"'Input - Inventory'!C202","v":"TF6x80"},{"$f":"'Input - Inventory'!D202","v":"Lamp"},{"$f":"'Input - Inventory'!E202","v":"NonTraffic"},{"$f":"'Input - Inventory'!F202","v":"Minor < 130w"},{"$f":"'Input - Inventory'!G202","v":"6"},null,{"$f":"CONCATENATE(D205,\" - \",C205)","v":"Lamp - TF6x80"},null,{"$f":"AQ205+BA205+BL205+BT205+BX205+BZ205+CD205+CH205","v":64.222757986072509},{"$f":"INDIRECT(L$10&$B205&\"FY15\")","v":0},0,null,{"$f":"IF(AND($D205=\"Lamp\", OR($F205=O$9, O$9=\"All\")),INDIRECT(\"PriceBulkTask1\" & \"FY15\"),0)","v":10.50726497555012},0.33333333333333331,{"$f":"IF(AND($D205=\"Lamp\", OR($F205=Q$9, Q$9=\"All\")),INDIRECT(\"PriceBulkTask2\" & \"FY15\"),0)","v":0},0,{"$f":"IF(AND($D205=\"Lamp\", OR($F205=S$9, S$9=\"All\")),INDIRECT(\"PriceBulkTask3\" & \"FY15\"),0)","v":10.50726497555012},1.8504811250925242E-2,{"$f":"IF(AND($D205=\"Lamp\", OR($F205=U$9, U$9=\"All\")),INDIRECT(\"PriceBulkTask4\" & \"FY15\"),0)","v":0},0,{"$f":"IF(AND($D205=\"Lamp\", OR($F205=W$9, W$9=\"All\")),INDIRECT(\"PriceBulkTask5\" & \"FY15\"),0)","v":10.50726497555012},0.16666666666666666,{"$f":"IF(AND($D205=\"Lamp\", OR($F205=Y$9, Y$9=\"All\")),INDIRECT(\"PriceBulkTask6\" & \"FY15\"),0)","v":10.50726497555012},4.590314436538903E-3,{"$f":"IF(AND($D205=\"Lamp\", OR($F205=AA$9, AA$9=\"All\")),INDIRECT(\"PriceBulkTask7\" & \"FY15\"),0)","v":10.50726497555012},4.0032025620496396E-2,{"$f":"IF(AND($D205=\"Lamp\", OR($F205=AC$9, AC$9=\"All\")),INDIRECT(\"PriceBulkTask8\" & \"FY15\"),0)","v":157.60897463325179},2.1598272138228944E-2,{"$f":"IF(AND($D205=\"Lamp\", OR($F205=AE$9, AE$9=\"All\")),INDIRECT(\"PriceBulkTask9\" & \"FY15\"),0)","v":262.68162438875305},1.2221950623319483E-2,{"$f":"IF(AND($D205=\"Lamp\", OR($F205=AG$9, AG$9=\"All\")),INDIRECT(\"PriceBulkTask10\" & \"FY15\"),0)","v":0},0,{"$f":"IF(AND($D205=\"Lamp\", OR($F205=AI$9, AI$9=\"All\")),INDIRECT(\"PriceBulkTask11\" & \"FY15\"),0)","v":12608.717970660146},1.1123470522803115E-4,{"$f":"IF(AND($D205=\"Lamp\", OR($F205=AK$9, AK$9=\"All\")),INDIRECT(\"PriceBulkTask12\" & \"FY15\"),0)","v":8931.1752292176025},2.4953586329427266E-4,{"$f":"IF(AND($D205=\"Lamp\", OR($F205=AM$9, AM$9=\"All\")),INDIRECT(\"PriceBulkTask13\" & \"FY15\"),0)","v":0},0,{"$f":"IF(AND($D205=\"Lamp\", OR($F205=AO$9, AO$9=\"All\")),INDIRECT(\"PriceBulkTask14\" & \"FY15\"),0)","v":0},0,16.162665110033334,null,{"$f":"IF($D205=\"Lamp\",$G205*INDIRECT(\"Price\" & $B205 & \"FY15\"),0)","v":63.043589853300716},0.33333333333333331,{"$f":"IF($D205=\"Lamp\",INDIRECT(\"PriceVisor\" & \"FY15\"),0)","v":40.528499999999994},1.8504811250925242E-2,{"$f":"IF($D205=\"Lamp\",INDIRECT(\"PricePECell\" & \"FY15\"),0)","v":10.998249999999999},0.16666666666666666,{"$f":"IF($D205=\"Lamp\",INDIRECT(\"PriceMisc\" & \"FY15\"),0)","v":0},1.8504811250925242E-2,23.597543860550026,null,74.590286524639396,0.06,1.5133333333333332,74.590286524639396,1.4200000000000001E-2,0,74.590286524639396,0.01,0,6.7727980164372559,null,{"$f":"IF($D205=\"Lamp\",INDIRECT(\"Price\" & $B205 & \"FY15\"),0)","v":10.50726497555012},0.06,{"$f":"IF($D205=\"Lamp\",INDIRECT(\"pRICEpecELL\" & \"FY15\"),0)","v":10.998249999999999},1.4200000000000001E-2,{"$f":"IF($D205=\"Lamp\",INDIRECT(\"PriceMisc\" & \"FY15\"),0)","v":0},0.01,0.78661104853300712,null,{"$f":"IF(AND($D205=\"Lamp\"),INDIRECT(\"PriceEWP\"&\"FY15\"),0)","v":30.473249999999997},9.0799999999999992E-2,2.7669710999999992,null,{"$f":"IF($D205=\"Connection\",VLOOKUP(C205,'Input - General'!$F$62:$N$79,5,FALSE),0)","v":0},null,0.1801212933606588,50.086589135553623,9.0216612151198401,null,8.6527813038891108E-2,{"$f":"AQ205+BA205+BL205+BT205+BX205+BZ205+CD205","v":59.108250350673465},5.1145076353990433]
[null,{"$f":"'Input - Inventory'!B203","v":195},{"$f":"'Input - Inventory'!C203","v":"TH1x1000"},{"$f":"'Input - Inventory'!D203","v":"Lamp"},{"$f":"'Input - Inventory'!E203","v":"Traffic"},{"$f":"'Input - Inventory'!F203","v":"Major > 130w"},{"$f":"'Input - Inventory'!G203","v":"1"},null,"Lamp - TH1x1000",null,57.593143775353084,0,0,null,0,0,10.50726497555012,0.33333333333333331,0,0,10.50726497555012,4.9094211792429674E-3,10.50726497555012,0.16666666666666666,10.50726497555012,4.590314436538903E-3,10.50726497555012,4.0032025620496396E-2,157.60897463325179,2.1598272138228944E-2,262.68162438875305,1.2221950623319483E-2,0,0,12608.717970660146,1.1123470522803115E-4,8931.1752292176025,2.4953586329427266E-4,0,0,0,0,16.019814744104206,null,31.521794926650362,0.33333333333333331,40.528499999999994,4.9094211792429674E-3,10.998249999999999,0.16666666666666666,0,4.9094211792429674E-3,12.539278118479736,null,74.590286524639396,0.06,2.2699999999999996,74.590286524639396,1.4200000000000001E-2,0,74.590286524639396,0.01,0,10.159197024655882,null,31.521794926650362,0.06,10.998249999999999,1.4200000000000001E-2,0,0.01,2.0474828455990215,null,30.473249999999997,0.13619999999999996,4.150456649999998,null,{"$f":"IF($D206=\"Connection\",VLOOKUP(C206,'Input - General'!$F$62:$N$79,5,FALSE),0)","v":0},null,0.1801212933606588,44.916229382838843,8.0903693293209571,null,8.6527813038891108E-2,53.006598712159793,4.5865450631932889]
[null,{"$f":"'Input - Inventory'!B204","v":196},{"$f":"'Input - Inventory'!C204","v":"TH1x1500"},{"$f":"'Input - Inventory'!D204","v":"Lamp"},{"$f":"'Input - Inventory'!E204","v":"Traffic"},{"$f":"'Input - Inventory'!F204","v":"Major > 130w"},{"$f":"'Input - Inventory'!G204","v":"1"},null,"Lamp - TH1x1500",null,57.593143775353084,2,115.18628755070617,null,0,0,10.50726497555012,0.33333333333333331,0,0,10.50726497555012,4.9094211792429674E-3,10.50726497555012,0.16666666666666666,10.50726497555012,4.590314436538903E-3,10.50726497555012,4.0032025620496396E-2,157.60897463325179,2.1598272138228944E-2,262.68162438875305,1.2221950623319483E-2,0,0,12608.717970660146,1.1123470522803115E-4,8931.1752292176025,2.4953586329427266E-4,0,0,0,0,16.019814744104206,null,31.521794926650362,0.33333333333333331,40.528499999999994,4.9094211792429674E-3,10.998249999999999,0.16666666666666666,0,4.9094211792429674E-3,12.539278118479736,null,74.590286524639396,0.06,2.2699999999999996,74.590286524639396,1.4200000000000001E-2,0,74.590286524639396,0.01,0,10.159197024655882,null,31.521794926650362,0.06,10.998249999999999,1.4200000000000001E-2,0,0.01,2.0474828455990215,null,30.473249999999997,0.13619999999999996,4.150456649999998,null,{"$f":"IF($D207=\"Connection\",VLOOKUP(C207,'Input - General'!$F$62:$N$79,5,FALSE),0)","v":0},null,0.1801212933606588,44.916229382838843,8.0903693293209571,null,8.6527813038891108E-2,53.006598712159793,4.5865450631932889]
[null,{"$f":"'Input - Inventory'!B205","v":197},{"$f":"'Input - Inventory'!C205","v":"TH1x400"},{"$f":"'Input - Inventory'!D205","v":"Lamp"},{"$f":"'Input - Inventory'!E205","v":"Traffic"},{"$f":"'Input - Inventory'!F205","v":"Major > 130w"},{"$f":"'Input - Inventory'!G205","v":"1"},null,"Lamp - TH1x400",null,57.593143775353084,1,57.593143775353084,null,0,0,10.50726497555012,0.33333333333333331,0,0,10.50726497555012,4.9094211792429674E-3,10.50726497555012,0.16666666666666666,10.50726497555012,4.590314436538903E-3,10.50726497555012,4.0032025620496396E-2,157.60897463325179,2.1598272138228944E-2,262.68162438875305,1.2221950623319483E-2,0,0,12608.717970660146,1.1123470522803115E-4,8931.1752292176025,2.4953586329427266E-4,0,0,0,0,16.019814744104206,null,31.521794926650362,0.33333333333333331,40.528499999999994,4.9094211792429674E-3,10.998249999999999,0.16666666666666666,0,4.9094211792429674E-3,12.539278118479736,null,74.590286524639396,0.06,2.2699999999999996,74.590286524639396,1.4200000000000001E-2,0,74.590286524639396,0.01,0,10.159197024655882,null,31.521794926650362,0.06,10.998249999999999,1.4200000000000001E-2,0,0.01,2.0474828455990215,null,30.473249999999997,0.13619999999999996,4.150456649999998,null,{"$f":"IF($D208=\"Connection\",VLOOKUP(C208,'Input - General'!$F$62:$N$79,5,FALSE),0)","v":0},null,0.1801212933606588,44.916229382838843,8.0903693293209571,null,8.6527813038891108E-2,53.006598712159793,4.5865450631932889]
[null,{"$f":"'Input - Inventory'!B206","v":198},{"$f":"'Input - Inventory'!C206","v":"TH1x500"},{"$f":"'Input - Inventory'!D206","v":"Lamp"},{"$f":"'Input - Inventory'!E206","v":"Traffic"},{"$f":"'Input - Inventory'!F206","v":"Major > 130w"},{"$f":"'Input - Inventory'!G206","v":"1"},null,"Lamp - TH1x500",null,46.994557796220974,3,140.98367338866291,null,0,0,10.50726497555012,0.33333333333333331,0,0,10.50726497555012,4.9094211792429674E-3,10.50726497555012,0.16666666666666666,10.50726497555012,4.590314436538903E-3,10.50726497555012,4.0032025620496396E-2,157.60897463325179,2.1598272138228944E-2,262.68162438875305,1.2221950623319483E-2,0,0,12608.717970660146,1.1123470522803115E-4,8931.1752292176025,2.4953586329427266E-4,0,0,0,0,16.019814744104206,null,10.50726497555012,0.33333333333333331,40.528499999999994,4.9094211792429674E-3,10.998249999999999,0.16666666666666666,0,4.9094211792429674E-3,5.5344348014463218,null,74.590286524639396,0.06,2.2699999999999996,74.590286524639396,1.4200000000000001E-2,0,74.590286524639396,0.01,0,10.159197024655882,null,10.50726497555012,0.06,10.998249999999999,1.4200000000000001E-2,0,0.01,0.78661104853300712,null,30.473249999999997,0.13619999999999996,4.150456649999998,null,{"$f":"IF($D209=\"Connection\",VLOOKUP(C209,'Input - General'!$F$62:$N$79,5,FALSE),0)","v":0},null,0.1801212933606588,36.650514268739414,6.601538032418623,null,8.6527813038891108E-2,43.252052301158031,3.7425054950629422]
[null,{"$f":"'Input - Inventory'!B207","v":199},{"$f":"'Input - Inventory'!C207","v":"TH1x500 (P09)"},{"$f":"'Input - Inventory'!D207","v":"Lamp"},{"$f":"'Input - Inventory'!E207","v":"Traffic"},{"$f":"'Input - Inventory'!F207","v":"Major > 130w"},{"$f":"'Input - Inventory'!G207","v":1},null,"Lamp - TH1x500 (P09)",null,46.994557796220974,10,469.94557796220977,null,0,0,10.50726497555012,0.33333333333333331,0,0,10.50726497555012,4.9094211792429674E-3,10.50726497555012,0.16666666666666666,10.50726497555012,4.590314436538903E-3,10.50726497555012,4.0032025620496396E-2,157.60897463325179,2.1598272138228944E-2,262.68162438875305,1.2221950623319483E-2,0,0,12608.717970660146,1.1123470522803115E-4,8931.1752292176025,2.4953586329427266E-4,0,0,0,0,16.019814744104206,null,10.50726497555012,0.33333333333333331,40.528499999999994,4.9094211792429674E-3,10.998249999999999,0.16666666666666666,0,4.9094211792429674E-3,5.5344348014463218,null,74.590286524639396,0.06,2.2699999999999996,74.590286524639396,1.4200000000000001E-2,0,74.590286524639396,0.01,0,10.159197024655882,null,10.50726497555012,0.06,10.998249999999999,1.4200000000000001E-2,0,0.01,0.78661104853300712,null,30.473249999999997,0.13619999999999996,4.150456649999998,null,{"$f":"IF($D210=\"Connection\",VLOOKUP(C210,'Input - General'!$F$62:$N$79,5,FALSE),0)","v":0},null,0.1801212933606588,36.650514268739414,6.601538032418623,null,8.6527813038891108E-2,43.252052301158031,3.7425054950629422]
[null,{"$f":"'Input - Inventory'!B208","v":200},{"$f":"'Input - Inventory'!C208","v":"TH1x750"},{"$f":"'Input - Inventory'!D208","v":"Lamp"},{"$f":"'Input - Inventory'!E208","v":"Traffic"},{"$f":"'Input - Inventory'!F208","v":"Major > 130w"},{"$f":"'Input - Inventory'!G208","v":"1"},null,"Lamp - TH1x750",null,57.593143775353084,4,230.37257510141234,null,0,0,10.50726497555012,0.33333333333333331,0,0,10.50726497555012,4.9094211792429674E-3,10.50726497555012,0.16666666666666666,10.50726497555012,4.590314436538903E-3,10.50726497555012,4.0032025620496396E-2,157.60897463325179,2.1598272138228944E-2,262.68162438875305,1.2221950623319483E-2,0,0,12608.717970660146,1.1123470522803115E-4,8931.1752292176025,2.4953586329427266E-4,0,0,0,0,16.019814744104206,null,31.521794926650362,0.33333333333333331,40.528499999999994,4.9094211792429674E-3,10.998249999999999,0.16666666666666666,0,4.9094211792429674E-3,12.539278118479736,null,74.590286524639396,0.06,2.2699999999999996,74.590286524639396,1.4200000000000001E-2,0,74.590286524639396,0.01,0,10.159197024655882,null,31.521794926650362,0.06,10.998249999999999,1.4200000000000001E-2,0,0.01,2.0474828455990215,null,30.473249999999997,0.13619999999999996,4.150456649999998,null,{"$f":"IF($D211=\"Connection\",VLOOKUP(C211,'Input - General'!$F$62:$N$79,5,FALSE),0)","v":0},null,0.1801212933606588,44.916229382838843,8.0903693293209571,null,8.6527813038891108E-2,53.006598712159793,4.5865450631932889]
[null,{"$f":"'Input - Inventory'!B209","v":201},{"$f":"'Input - Inventory'!C209","v":"1000W MBF"},{"$f":"'Input - Inventory'!D209","v":"Luminaire"},{"$f":"'Input - Inventory'!E209","v":"Traffic"},{"$f":"'Input - Inventory'!F209","v":"Major > 130w"},{"$f":"'Input - Inventory'!G209","v":0},null,"Luminaire - 1000W MBF",null,0,13,0,null,0,0,0,0,0,0,0,0,0,0,0,0,0,0,0,0,0,0,0,0,0,0,0,0,0,0,0,0,0,null,0,0,0,0,0,0,0,0,0,null,0,0,0,0,0,0,0,0,0,0,null,0,0,0,0,0,0,0,null,0,0,0,null,{"$f":"IF($D212=\"Connection\",VLOOKUP(C212,'Input - General'!$F$62:$N$79,5,FALSE),0)","v":0},null,0.1801212933606588,0,0,null,8.6527813038891108E-2,0,0]
[null,{"$f":"'Input - Inventory'!B210","v":202},{"$f":"'Input - Inventory'!C210","v":"1000W SON"},{"$f":"'Input - Inventory'!D210","v":"Luminaire"},{"$f":"'Input - Inventory'!E210","v":"Traffic"},{"$f":"'Input - Inventory'!F210","v":"Major > 130w"},{"$f":"'Input - Inventory'!G210","v":0},null,"Luminaire - 1000W SON",null,0,25,0,null,0,0,0,0,0,0,0,0,0,0,0,0,0,0,0,0,0,0,0,0,0,0,0,0,0,0,0,0,0,null,0,0,0,0,0,0,0,0,0,null,0,0,0,0,0,0,0,0,0,0,null,0,0,0,0,0,0,0,null,0,0,0,null,{"$f":"IF($D213=\"Connection\",VLOOKUP(C213,'Input - General'!$F$62:$N$79,5,FALSE),0)","v":0},null,0.1801212933606588,0,0,null,8.6527813038891108E-2,0,0]
[null,{"$f":"'Input - Inventory'!B211","v":203},{"$f":"'Input - Inventory'!C211","v":"1000W SON (P09)"},{"$f":"'Input - Inventory'!D211","v":"Luminaire"},{"$f":"'Input - Inventory'!E211","v":"Traffic"},{"$f":"'Input - Inventory'!F211","v":"Major > 130w"},{"$f":"'Input - Inventory'!G211","v":0},null,"Luminaire - 1000W SON (P09)",null,0,15,0,null,0,0,0,0,0,0,0,0,0,0,0,0,0,0,0,0,0,0,0,0,0,0,0,0,0,0,0,0,0,null,0,0,0,0,0,0,0,0,0,null,0,0,0,0,0,0,0,0,0,0,null,0,0,0,0,0,0,0,null,0,0,0,null,{"$f":"IF($D214=\"Connection\",VLOOKUP(C214,'Input - General'!$F$62:$N$79,5,FALSE),0)","v":0},null,0.1801212933606588,0,0,null,8.6527813038891108E-2,0,0]
[null,{"$f":"'Input - Inventory'!B212","v":204},{"$f":"'Input - Inventory'!C212","v":"1000W SON FLOODLIGHT"},{"$f":"'Input - Inventory'!D212","v":"Luminaire"},{"$f":"'Input - Inventory'!E212","v":"Traffic"},{"$f":"'Input - Inventory'!F212","v":"Major > 130w"},{"$f":"'Input - Inventory'!G212","v":0},null,"Luminaire - 1000W SON FLOODLIGHT",null,0,5,0,null,0,0,0,0,0,0,0,0,0,0,0,0,0,0,0,0,0,0,0,0,0,0,0,0,0,0,0,0,0,null,0,0,0,0,0,0,0,0,0,null,0,0,0,0,0,0,0,0,0,0,null,0,0,0,0,0,0,0,null,0,0,0,null,{"$f":"IF($D215=\"Connection\",VLOOKUP(C215,'Input - General'!$F$62:$N$79,5,FALSE),0)","v":0},null,0.1801212933606588,0,0,null,8.6527813038891108E-2,0,0]
[null,{"$f":"'Input - Inventory'!B213","v":205},{"$f":"'Input - Inventory'!C213","v":"1000W/1500W MBI FLOODLIG"},{"$f":"'Input - Inventory'!D213","v":"Luminaire"},{"$f":"'Input - Inventory'!E213","v":"Traffic"},{"$f":"'Input - Inventory'!F213","v":"Major > 130w"},{"$f":"'Input - Inventory'!G213","v":0},null,"Luminaire - 1000W/1500W MBI FLOODLIG",null,0,0,0,null,0,0,0,0,0,0,0,0,0,0,0,0,0,0,0,0,0,0,0,0,0,0,0,0,0,0,0,0,0,null,0,0,0,0,0,0,0,0,0,null,0,0,0,0,0,0,0,0,0,0,null,0,0,0,0,0,0,0,null,0,0,0,null,{"$f":"IF($D216=\"Connection\",VLOOKUP(C216,'Input - General'!$F$62:$N$79,5,FALSE),0)","v":0},null,0.1801212933606588,0,0,null,8.6527813038891108E-2,0,0]
[null,{"$f":"'Input - Inventory'!B214","v":206},{"$f":"'Input - Inventory'!C214","v":"100W MBI"},{"$f":"'Input - Inventory'!D214","v":"Luminaire"},{"$f":"'Input - Inventory'!E214","v":"Traffic"},{"$f":"'Input - Inventory'!F214","v":"Minor < 130w"},{"$f":"'Input - Inventory'!G214","v":0},null,"Luminaire - 100W MBI",null,0,18,0,null,0,0,0,0,0,0,0,0,0,0,0,0,0,0,0,0,0,0,0,0,0,0,0,0,0,0,0,0,0,null,0,0,0,0,0,0,0,0,0,null,0,0,0,0,0,0,0,0,0,0,null,0,0,0,0,0,0,0,null,0,0,0,null,{"$f":"IF($D217=\"Connection\",VLOOKUP(C217,'Input - General'!$F$62:$N$79,5,FALSE),0)","v":0},null,0.1801212933606588,0,0,null,8.6527813038891108E-2,0,0]
[null,{"$f":"'Input - Inventory'!B215","v":207},{"$f":"'Input - Inventory'!C215","v":"100W MBI FLOODLIGHT"},{"$f":"'Input - Inventory'!D215","v":"Luminaire"},{"$f":"'Input - Inventory'!E215","v":"Traffic"},{"$f":"'Input - Inventory'!F215","v":"Minor < 130w"},{"$f":"'Input - Inventory'!G215","v":0},null,"Luminaire - 100W MBI FLOODLIGHT",null,0,17,0,null,0,0,0,0,0,0,0,0,0,0,0,0,0,0,0,0,0,0,0,0,0,0,0,0,0,0,0,0,0,null,0,0,0,0,0,0,0,0,0,null,0,0,0,0,0,0,0,0,0,0,null,0,0,0,0,0,0,0,null,0,0,0,null,{"$f":"IF($D218=\"Connection\",VLOOKUP(C218,'Input - General'!$F$62:$N$79,5,FALSE),0)","v":0},null,0.1801212933606588,0,0,null,8.6527813038891108E-2,0,0]
[null,{"$f":"'Input - Inventory'!B216","v":208},{"$f":"'Input - Inventory'!C216","v":"100W SON"},{"$f":"'Input - Inventory'!D216","v":"Luminaire"},{"$f":"'Input - Inventory'!E216","v":"Traffic"},{"$f":"'Input - Inventory'!F216","v":"Minor < 130w"},{"$f":"'Input - Inventory'!G216","v":0},null,"Luminaire - 100W SON",null,0,542,0,null,0,0,0,0,0,0,0,0,0,0,0,0,0,0,0,0,0,0,0,0,0,0,0,0,0,0,0,0,0,null,0,0,0,0,0,0,0,0,0,null,0,0,0,0,0,0,0,0,0,0,null,0,0,0,0,0,0,0,null,0,0,0,null,{"$f":"IF($D219=\"Connection\",VLOOKUP(C219,'Input - General'!$F$62:$N$79,5,FALSE),0)","v":0},null,0.1801212933606588,0,0,null,8.6527813038891108E-2,0,0]
[null,{"$f":"'Input - Inventory'!B217","v":209},{"$f":"'Input - Inventory'!C217","v":"100W SON - PARKVILLE"},{"$f":"'Input - Inventory'!D217","v":"Luminaire"},{"$f":"'Input - Inventory'!E217","v":"Traffic"},{"$f":"'Input - Inventory'!F217","v":"Minor < 130w"},{"$f":"'Input - Inventory'!G217","v":0},null,"Luminaire - 100W SON - PARKVILLE",null,0,15,0,null,0,0,0,0,0,0,0,0,0,0,0,0,0,0,0,0,0,0,0,0,0,0,0,0,0,0,0,0,0,null,0,0,0,0,0,0,0,0,0,null,0,0,0,0,0,0,0,0,0,0,null,0,0,0,0,0,0,0,null,0,0,0,null,{"$f":"IF($D220=\"Connection\",VLOOKUP(C220,'Input - General'!$F$62:$N$79,5,FALSE),0)","v":0},null,0.1801212933606588,0,0,null,8.6527813038891108E-2,0,0]
[null,{"$f":"'Input - Inventory'!B218","v":210},{"$f":"'Input - Inventory'!C218","v":"100W SON (P09)"},{"$f":"'Input - Inventory'!D218","v":"Luminaire"},{"$f":"'Input - Inventory'!E218","v":"Traffic"},{"$f":"'Input - Inventory'!F218","v":"Minor < 130w"},{"$f":"'Input - Inventory'!G218","v":0},null,"Luminaire - 100W SON (P09)",null,0,340,0,null,0,0,0,0,0,0,0,0,0,0,0,0,0,0,0,0,0,0,0,0,0,0,0,0,0,0,0,0,0,null,0,0,0,0,0,0,0,0,0,null,0,0,0,0,0,0,0,0,0,0,null,0,0,0,0,0,0,0,null,0,0,0,null,{"$f":"IF($D221=\"Connection\",VLOOKUP(C221,'Input - General'!$F$62:$N$79,5,FALSE),0)","v":0},null,0.1801212933606588,0,0,null,8.6527813038891108E-2,0,0]
[null,{"$f":"'Input - Inventory'!B219","v":211},{"$f":"'Input - Inventory'!C219","v":"100W SON FLOODLIGHT"},{"$f":"'Input - Inventory'!D219","v":"Luminaire"},{"$f":"'Input - Inventory'!E219","v":"Traffic"},{"$f":"'Input - Inventory'!F219","v":"Minor < 130w"},{"$f":"'Input - Inventory'!G219","v":0},null,"Luminaire - 100W SON FLOODLIGHT",null,0,6,0,null,0,0,0,0,0,0,0,0,0,0,0,0,0,0,0,0,0,0,0,0,0,0,0,0,0,0,0,0,0,null,0,0,0,0,0,0,0,0,0,null,0,0,0,0,0,0,0,0,0,0,null,0,0,0,0,0,0,0,null,0,0,0,null,{"$f":"IF($D222=\"Connection\",VLOOKUP(C222,'Input - General'!$F$62:$N$79,5,FALSE),0)","v":0},null,0.1801212933606588,0,0,null,8.6527813038891108E-2,0,0]
[null,{"$f":"'Input - Inventory'!B220","v":212},{"$f":"'Input - Inventory'!C220","v":"100W SON Floodlight (P09)"},{"$f":"'Input - Inventory'!D220","v":"Luminaire"},{"$f":"'Input - Inventory'!E220","v":"Traffic"},{"$f":"'Input - Inventory'!F220","v":"Minor < 130w"},{"$f":"'Input - Inventory'!G220","v":0},null,"Luminaire - 100W SON Floodlight (P09)",null,0,4,0,null,0,0,0,0,0,0,0,0,0,0,0,0,0,0,0,0,0,0,0,0,0,0,0,0,0,0,0,0,0,null,0,0,0,0,0,0,0,0,0,null,0,0,0,0,0,0,0,0,0,0,null,0,0,0,0,0,0,0,null,0,0,0,null,{"$f":"IF($D223=\"Connection\",VLOOKUP(C223,'Input - General'!$F$62:$N$79,5,FALSE),0)","v":0},null,0.1801212933606588,0,0,null,8.6527813038891108E-2,0,0]
[null,{"$f":"'Input - Inventory'!B221","v":213},{"$f":"'Input - Inventory'!C221","v":"100W SON -PLAIN"},{"$f":"'Input - Inventory'!D221","v":"Luminaire"},{"$f":"'Input - Inventory'!E221","v":"Traffic"},{"$f":"'Input - Inventory'!F221","v":"Minor < 130w"},{"$f":"'Input - Inventory'!G221","v":0},null,"Luminaire - 100W SON -PLAIN",null,0,439,0,null,0,0,0,0,0,0,0,0,0,0,0,0,0,0,0,0,0,0,0,0,0,0,0,0,0,0,0,0,0,null,0,0,0,0,0,0,0,0,0,null,0,0,0,0,0,0,0,0,0,0,null,0,0,0,0,0,0,0,null,0,0,0,null,{"$f":"IF($D224=\"Connection\",VLOOKUP(C224,'Input - General'!$F$62:$N$79,5,FALSE),0)","v":0},null,0.1801212933606588,0,0,null,8.6527813038891108E-2,0,0]
[null,{"$f":"'Input - Inventory'!B222","v":214},{"$f":"'Input - Inventory'!C222","v":"100W SON -PLAIN (P09)"},{"$f":"'Input - Inventory'!D222","v":"Luminaire"},{"$f":"'Input - Inventory'!E222","v":"Traffic"},{"$f":"'Input - Inventory'!F222","v":"Minor < 130w"},{"$f":"'Input - Inventory'!G222","v":0},null,"Luminaire - 100W SON -PLAIN (P09)",null,0,107,0,null,0,0,0,0,0,0,0,0,0,0,0,0,0,0,0,0,0,0,0,0,0,0,0,0,0,0,0,0,0,null,0,0,0,0,0,0,0,0,0,null,0,0,0,0,0,0,0,0,0,0,null,0,0,0,0,0,0,0,null,0,0,0,null,{"$f":"IF($D225=\"Connection\",VLOOKUP(C225,'Input - General'!$F$62:$N$79,5,FALSE),0)","v":0},null,0.1801212933606588,0,0,null,8.6527813038891108E-2,0,0]
[null,{"$f":"'Input - Inventory'!B223","v":215},{"$f":"'Input - Inventory'!C223","v":"125W MBF"},{"$f":"'Input - Inventory'!D223","v":"Luminaire"},{"$f":"'Input - Inventory'!E223","v":"Traffic"},{"$f":"'Input - Inventory'!F223","v":"Minor < 130w"},{"$f":"'Input - Inventory'!G223","v":0},null,"Luminaire - 125W MBF",null,0,3283,0,null,0,0,0,0,0,0,0,0,0,0,0,0,0,0,0,0,0,0,0,0,0,0,0,0,0,0,0,0,0,null,0,0,0,0,0,0,0,0,0,null,0,0,0,0,0,0,0,0,0,0,null,0,0,0,0,0,0,0,null,0,0,0,null,{"$f":"IF($D226=\"Connection\",VLOOKUP(C226,'Input - General'!$F$62:$N$79,5,FALSE),0)","v":0},null,0.1801212933606588,0,0,null,8.6527813038891108E-2,0,0]
[null,{"$f":"'Input - Inventory'!B224","v":216},{"$f":"'Input - Inventory'!C224","v":"125W MBF - BOURKE HILL"},{"$f":"'Input - Inventory'!D224","v":"Luminaire"},{"$f":"'Input - Inventory'!E224","v":"Traffic"},{"$f":"'Input - Inventory'!F224","v":"Minor < 130w"},{"$f":"'Input - Inventory'!G224","v":0},null,"Luminaire - 125W MBF - BOURKE HILL",null,0,9,0,null,0,0,0,0,0,0,0,0,0,0,0,0,0,0,0,0,0,0,0,0,0,0,0,0,0,0,0,0,0,null,0,0,0,0,0,0,0,0,0,null,0,0,0,0,0,0,0,0,0,0,null,0,0,0,0,0,0,0,null,0,0,0,null,{"$f":"IF($D227=\"Connection\",VLOOKUP(C227,'Input - General'!$F$62:$N$79,5,FALSE),0)","v":0},null,0.1801212933606588,0,0,null,8.6527813038891108E-2,0,0]
[null,{"$f":"'Input - Inventory'!B225","v":217},{"$f":"'Input - Inventory'!C225","v":"125W MBF - HYDE PARK"},{"$f":"'Input - Inventory'!D225","v":"Luminaire"},{"$f":"'Input - Inventory'!E225","v":"Traffic"},{"$f":"'Input - Inventory'!F225","v":"Minor < 130w"},{"$f":"'Input - Inventory'!G225","v":0},null,"Luminaire - 125W MBF - HYDE PARK",null,0,168,0,null,0,0,0,0,0,0,0,0,0,0,0,0,0,0,0,0,0,0,0,0,0,0,0,0,0,0,0,0,0,null,0,0,0,0,0,0,0,0,0,null,0,0,0,0,0,0,0,0,0,0,null,0,0,0,0,0,0,0,null,0,0,0,null,{"$f":"IF($D228=\"Connection\",VLOOKUP(C228,'Input - General'!$F$62:$N$79,5,FALSE),0)","v":0},null,0.1801212933606588,0,0,null,8.6527813038891108E-2,0,0]
[null,{"$f":"'Input - Inventory'!B226","v":218},{"$f":"'Input - Inventory'!C226","v":"125W MBF - NOSTALGIA"},{"$f":"'Input - Inventory'!D226","v":"Luminaire"},{"$f":"'Input - Inventory'!E226","v":"Traffic"},{"$f":"'Input - Inventory'!F226","v":"Minor < 130w"},{"$f":"'Input - Inventory'!G226","v":0},null,"Luminaire - 125W MBF - NOSTALGIA",null,0,0,0,null,0,0,0,0,0,0,0,0,0,0,0,0,0,0,0,0,0,0,0,0,0,0,0,0,0,0,0,0,0,null,0,0,0,0,0,0,0,0,0,null,0,0,0,0,0,0,0,0,0,0,null,0,0,0,0,0,0,0,null,0,0,0,null,{"$f":"IF($D229=\"Connection\",VLOOKUP(C229,'Input - General'!$F$62:$N$79,5,FALSE),0)","v":0},null,0.1801212933606588,0,0,null,8.6527813038891108E-2,0,0]
[null,{"$f":"'Input - Inventory'!B227","v":219},{"$f":"'Input - Inventory'!C227","v":"125W MBF - PARKVILLE"},{"$f":"'Input - Inventory'!D227","v":"Luminaire"},{"$f":"'Input - Inventory'!E227","v":"Traffic"},{"$f":"'Input - Inventory'!F227","v":"Minor < 130w"},{"$f":"'Input - Inventory'!G227","v":0},null,"Luminaire - 125W MBF - PARKVILLE",null,0,6,0,null,0,0,0,0,0,0,0,0,0,0,0,0,0,0,0,0,0,0,0,0,0,0,0,0,0,0,0,0,0,null,0,0,0,0,0,0,0,0,0,null,0,0,0,0,0,0,0,0,0,0,null,0,0,0,0,0,0,0,null,0,0,0,null,{"$f":"IF($D230=\"Connection\",VLOOKUP(C230,'Input - General'!$F$62:$N$79,5,FALSE),0)","v":0},null,0.1801212933606588,0,0,null,8.6527813038891108E-2,0,0]
[null,{"$f":"'Input - Inventory'!B228","v":220},{"$f":"'Input - Inventory'!C228","v":"125W MBF (P09)"},{"$f":"'Input - Inventory'!D228","v":"Luminaire"},{"$f":"'Input - Inventory'!E228","v":"Traffic"},{"$f":"'Input - Inventory'!F228","v":"Minor < 130w"},{"$f":"'Input - Inventory'!G228","v":0},null,"Luminaire - 125W MBF (P09)",null,0,1244,0,null,0,0,0,0,0,0,0,0,0,0,0,0,0,0,0,0,0,0,0,0,0,0,0,0,0,0,0,0,0,null,0,0,0,0,0,0,0,0,0,null,0,0,0,0,0,0,0,0,0,0,null,0,0,0,0,0,0,0,null,0,0,0,null,{"$f":"IF($D231=\"Connection\",VLOOKUP(C231,'Input - General'!$F$62:$N$79,5,FALSE),0)","v":0},null,0.1801212933606588,0,0,null,8.6527813038891108E-2,0,0]
[null,{"$f":"'Input - Inventory'!B229","v":221},{"$f":"'Input - Inventory'!C229","v":"125W MBF BOLLARD"},{"$f":"'Input - Inventory'!D229","v":"Luminaire"},{"$f":"'Input - Inventory'!E229","v":"Traffic"},{"$f":"'Input - Inventory'!F229","v":"Minor < 130w"},{"$f":"'Input - Inventory'!G229","v":0},null,"Luminaire - 125W MBF BOLLARD",null,0,0,0,null,0,0,0,0,0,0,0,0,0,0,0,0,0,0,0,0,0,0,0,0,0,0,0,0,0,0,0,0,0,null,0,0,0,0,0,0,0,0,0,null,0,0,0,0,0,0,0,0,0,0,null,0,0,0,0,0,0,0,null,0,0,0,null,{"$f":"IF($D232=\"Connection\",VLOOKUP(C232,'Input - General'!$F$62:$N$79,5,FALSE),0)","v":0},null,0.1801212933606588,0,0,null,8.6527813038891108E-2,0,0]
[null,{"$f":"'Input - Inventory'!B230","v":222},{"$f":"'Input - Inventory'!C230","v":"125W MBF -PLAIN"},{"$f":"'Input - Inventory'!D230","v":"Luminaire"},{"$f":"'Input - Inventory'!E230","v":"Traffic"},{"$f":"'Input - Inventory'!F230","v":"Minor < 130w"},{"$f":"'Input - Inventory'!G230","v":0},null,"Luminaire - 125W MBF -PLAIN",null,0,794,0,null,0,0,0,0,0,0,0,0,0,0,0,0,0,0,0,0,0,0,0,0,0,0,0,0,0,0,0,0,0,null,0,0,0,0,0,0,0,0,0,null,0,0,0,0,0,0,0,0,0,0,null,0,0,0,0,0,0,0,null,0,0,0,null,{"$f":"IF($D233=\"Connection\",VLOOKUP(C233,'Input - General'!$F$62:$N$79,5,FALSE),0)","v":0},null,0.1801212933606588,0,0,null,8.6527813038891108E-2,0,0]
[null,{"$f":"'Input - Inventory'!B231","v":223},{"$f":"'Input - Inventory'!C231","v":"125W MBF -PLAIN (P09)"},{"$f":"'Input - Inventory'!D231","v":"Luminaire"},{"$f":"'Input - Inventory'!E231","v":"Traffic"},{"$f":"'Input - Inventory'!F231","v":"Minor < 130w"},{"$f":"'Input - Inventory'!G231","v":0},null,"Luminaire - 125W MBF -PLAIN (P09)",null,0,151,0,null,0,0,0,0,0,0,0,0,0,0,0,0,0,0,0,0,0,0,0,0,0,0,0,0,0,0,0,0,0,null,0,0,0,0,0,0,0,0,0,null,0,0,0,0,0,0,0,0,0,0,null,0,0,0,0,0,0,0,null,0,0,0,null,{"$f":"IF($D234=\"Connection\",VLOOKUP(C234,'Input - General'!$F$62:$N$79,5,FALSE),0)","v":0},null,0.1801212933606588,0,0,null,8.6527813038891108E-2,0,0]
[null,{"$f":"'Input - Inventory'!B232","v":224},{"$f":"'Input - Inventory'!C232","v":"125W/250W MBF FLOODLIGHT"},{"$f":"'Input - Inventory'!D232","v":"Luminaire"},{"$f":"'Input - Inventory'!E232","v":"Traffic"},{"$f":"'Input - Inventory'!F232","v":"Major > 130w"},{"$f":"'Input - Inventory'!G232","v":0},null,"Luminaire - 125W/250W MBF FLOODLIGHT",null,0,54,0,null,0,0,0,0,0,0,0,0,0,0,0,0,0,0,0,0,0,0,0,0,0,0,0,0,0,0,0,0,0,null,0,0,0,0,0,0,0,0,0,null,0,0,0,0,0,0,0,0,0,0,null,0,0,0,0,0,0,0,null,0,0,0,null,{"$f":"IF($D235=\"Connection\",VLOOKUP(C235,'Input - General'!$F$62:$N$79,5,FALSE),0)","v":0},null,0.1801212933606588,0,0,null,8.6527813038891108E-2,0,0]
[null,{"$f":"'Input - Inventory'!B233","v":225},{"$f":"'Input - Inventory'!C233","v":"135W SOX"},{"$f":"'Input - Inventory'!D233","v":"Luminaire"},{"$f":"'Input - Inventory'!E233","v":"Traffic"},{"$f":"'Input - Inventory'!F233","v":"Major > 130w"},{"$f":"'Input - Inventory'!G233","v":0},null,"Luminaire - 135W SOX",null,0,32,0,null,0,0,0,0,0,0,0,0,0,0,0,0,0,0,0,0,0,0,0,0,0,0,0,0,0,0,0,0,0,null,0,0,0,0,0,0,0,0,0,null,0,0,0,0,0,0,0,0,0,0,null,0,0,0,0,0,0,0,null,0,0,0,null,{"$f":"IF($D236=\"Connection\",VLOOKUP(C236,'Input - General'!$F$62:$N$79,5,FALSE),0)","v":0},null,0.1801212933606588,0,0,null,8.6527813038891108E-2,0,0]
[null,{"$f":"'Input - Inventory'!B234","v":226},{"$f":"'Input - Inventory'!C234","v":"150W SON"},{"$f":"'Input - Inventory'!D234","v":"Luminaire"},{"$f":"'Input - Inventory'!E234","v":"Traffic"},{"$f":"'Input - Inventory'!F234","v":"Major > 130w"},{"$f":"'Input - Inventory'!G234","v":0},null,"Luminaire - 150W SON",null,0,11707.5,0,null,0,0,0,0,0,0,0,0,0,0,0,0,0,0,0,0,0,0,0,0,0,0,0,0,0,0,0,0,0,null,0,0,0,0,0,0,0,0,0,null,0,0,0,0,0,0,0,0,0,0,null,0,0,0,0,0,0,0,null,0,0,0,null,{"$f":"IF($D237=\"Connection\",VLOOKUP(C237,'Input - General'!$F$62:$N$79,5,FALSE),0)","v":0},null,0.1801212933606588,0,0,null,8.6527813038891108E-2,0,0]
[null,{"$f":"'Input - Inventory'!B235","v":227},{"$f":"'Input - Inventory'!C235","v":"150W SON - HYDE PARK"},{"$f":"'Input - Inventory'!D235","v":"Luminaire"},{"$f":"'Input - Inventory'!E235","v":"Traffic"},{"$f":"'Input - Inventory'!F235","v":"Major > 130w"},{"$f":"'Input - Inventory'!G235","v":0},null,"Luminaire - 150W SON - HYDE PARK",null,0,16,0,null,0,0,0,0,0,0,0,0,0,0,0,0,0,0,0,0,0,0,0,0,0,0,0,0,0,0,0,0,0,null,0,0,0,0,0,0,0,0,0,null,0,0,0,0,0,0,0,0,0,0,null,0,0,0,0,0,0,0,null,0,0,0,null,{"$f":"IF($D238=\"Connection\",VLOOKUP(C238,'Input - General'!$F$62:$N$79,5,FALSE),0)","v":0},null,0.1801212933606588,0,0,null,8.6527813038891108E-2,0,0]
[null,{"$f":"'Input - Inventory'!B236","v":228},{"$f":"'Input - Inventory'!C236","v":"150W SON - PARKVILLE"},{"$f":"'Input - Inventory'!D236","v":"Luminaire"},{"$f":"'Input - Inventory'!E236","v":"Traffic"},{"$f":"'Input - Inventory'!F236","v":"Major > 130w"},{"$f":"'Input - Inventory'!G236","v":0},null,"Luminaire - 150W SON - PARKVILLE",null,0,21,0,null,0,0,0,0,0,0,0,0,0,0,0,0,0,0,0,0,0,0,0,0,0,0,0,0,0,0,0,0,0,null,0,0,0,0,0,0,0,0,0,null,0,0,0,0,0,0,0,0,0,0,null,0,0,0,0,0,0,0,null,0,0,0,null,{"$f":"IF($D239=\"Connection\",VLOOKUP(C239,'Input - General'!$F$62:$N$79,5,FALSE),0)","v":0},null,0.1801212933606588,0,0,null,8.6527813038891108E-2,0,0]
[null,{"$f":"'Input - Inventory'!B237","v":229},{"$f":"'Input - Inventory'!C237","v":"150W SON - PARKWAY 1"},{"$f":"'Input - Inventory'!D237","v":"Luminaire"},{"$f":"'Input - Inventory'!E237","v":"Traffic"},{"$f":"'Input - Inventory'!F237","v":"Major > 130w"},{"$f":"'Input - Inventory'!G237","v":0},null,"Luminaire - 150W SON - PARKWAY 1",null,0,209,0,null,0,0,0,0,0,0,0,0,0,0,0,0,0,0,0,0,0,0,0,0,0,0,0,0,0,0,0,0,0,null,0,0,0,0,0,0,0,0,0,null,0,0,0,0,0,0,0,0,0,0,null,0,0,0,0,0,0,0,null,0,0,0,null,{"$f":"IF($D240=\"Connection\",VLOOKUP(C240,'Input - General'!$F$62:$N$79,5,FALSE),0)","v":0},null,0.1801212933606588,0,0,null,8.6527813038891108E-2,0,0]
[null,{"$f":"'Input - Inventory'!B238","v":230},{"$f":"'Input - Inventory'!C238","v":"150W SON - Parkway 1 (P09)"},{"$f":"'Input - Inventory'!D238","v":"Luminaire"},{"$f":"'Input - Inventory'!E238","v":"Traffic"},{"$f":"'Input - Inventory'!F238","v":"Major > 130w"},{"$f":"'Input - Inventory'!G238","v":0},null,"Luminaire - 150W SON - Parkway 1 (P09)",null,0,32,0,null,0,0,0,0,0,0,0,0,0,0,0,0,0,0,0,0,0,0,0,0,0,0,0,0,0,0,0,0,0,null,0,0,0,0,0,0,0,0,0,null,0,0,0,0,0,0,0,0,0,0,null,0,0,0,0,0,0,0,null,0,0,0,null,{"$f":"IF($D241=\"Connection\",VLOOKUP(C241,'Input - General'!$F$62:$N$79,5,FALSE),0)","v":0},null,0.1801212933606588,0,0,null,8.6527813038891108E-2,0,0]
[null,{"$f":"'Input - Inventory'!B239","v":231},{"$f":"'Input - Inventory'!C239","v":"150W SON (P09)"},{"$f":"'Input - Inventory'!D239","v":"Luminaire"},{"$f":"'Input - Inventory'!E239","v":"Traffic"},{"$f":"'Input - Inventory'!F239","v":"Major > 130w"},{"$f":"'Input - Inventory'!G239","v":0},null,"Luminaire - 150W SON (P09)",null,0,7966,0,null,0,0,0,0,0,0,0,0,0,0,0,0,0,0,0,0,0,0,0,0,0,0,0,0,0,0,0,0,0,null,0,0,0,0,0,0,0,0,0,null,0,0,0,0,0,0,0,0,0,0,null,0,0,0,0,0,0,0,null,0,0,0,null,{"$f":"IF($D242=\"Connection\",VLOOKUP(C242,'Input - General'!$F$62:$N$79,5,FALSE),0)","v":0},null,0.1801212933606588,0,0,null,8.6527813038891108E-2,0,0]
[null,{"$f":"'Input - Inventory'!B240","v":232},{"$f":"'Input - Inventory'!C240","v":"150W SON Active Reactor"},{"$f":"'Input - Inventory'!D240","v":"Luminaire"},{"$f":"'Input - Inventory'!E240","v":"Traffic"},{"$f":"'Input - Inventory'!F240","v":"Major > 130w"},{"$f":"'Input - Inventory'!G240","v":0},null,"Luminaire - 150W SON Active Reactor",null,0,187,0,null,0,0,0,0,0,0,0,0,0,0,0,0,0,0,0,0,0,0,0,0,0,0,0,0,0,0,0,0,0,null,0,0,0,0,0,0,0,0,0,null,0,0,0,0,0,0,0,0,0,0,null,0,0,0,0,0,0,0,null,0,0,0,null,{"$f":"IF($D243=\"Connection\",VLOOKUP(C243,'Input - General'!$F$62:$N$79,5,FALSE),0)","v":0},null,0.1801212933606588,0,0,null,8.6527813038891108E-2,0,0]
[null,{"$f":"'Input - Inventory'!B241","v":233},{"$f":"'Input - Inventory'!C241","v":"150W SON FLOODLIGHT"},{"$f":"'Input - Inventory'!D241","v":"Luminaire"},{"$f":"'Input - Inventory'!E241","v":"Traffic"},{"$f":"'Input - Inventory'!F241","v":"Major > 130w"},{"$f":"'Input - Inventory'!G241","v":0},null,"Luminaire - 150W SON FLOODLIGHT",null,0,71,0,null,0,0,0,0,0,0,0,0,0,0,0,0,0,0,0,0,0,0,0,0,0,0,0,0,0,0,0,0,0,null,0,0,0,0,0,0,0,0,0,null,0,0,0,0,0,0,0,0,0,0,null,0,0,0,0,0,0,0,null,0,0,0,null,{"$f":"IF($D244=\"Connection\",VLOOKUP(C244,'Input - General'!$F$62:$N$79,5,FALSE),0)","v":0},null,0.1801212933606588,0,0,null,8.6527813038891108E-2,0,0]
[null,{"$f":"'Input - Inventory'!B242","v":234},{"$f":"'Input - Inventory'!C242","v":"150W SON Floodlight (P09)"},{"$f":"'Input - Inventory'!D242","v":"Luminaire"},{"$f":"'Input - Inventory'!E242","v":"Traffic"},{"$f":"'Input - Inventory'!F242","v":"Major > 130w"},{"$f":"'Input - Inventory'!G242","v":0},null,"Luminaire - 150W SON Floodlight (P09)",null,0,46,0,null,0,0,0,0,0,0,0,0,0,0,0,0,0,0,0,0,0,0,0,0,0,0,0,0,0,0,0,0,0,null,0,0,0,0,0,0,0,0,0,null,0,0,0,0,0,0,0,0,0,0,null,0,0,0,0,0,0,0,null,0,0,0,null,{"$f":"IF($D245=\"Connection\",VLOOKUP(C245,'Input - General'!$F$62:$N$79,5,FALSE),0)","v":0},null,0.1801212933606588,0,0,null,8.6527813038891108E-2,0,0]
[null,{"$f":"'Input - Inventory'!B243","v":235},{"$f":"'Input - Inventory'!C243","v":"150W SON GEC 'BOSTON 3'"},{"$f":"'Input - Inventory'!D243","v":"Luminaire"},{"$f":"'Input - Inventory'!E243","v":"Traffic"},{"$f":"'Input - Inventory'!F243","v":"Major > 130w"},{"$f":"'Input - Inventory'!G243","v":0},null,"Luminaire - 150W SON GEC 'BOSTON 3'",null,0,45,0,null,0,0,0,0,0,0,0,0,0,0,0,0,0,0,0,0,0,0,0,0,0,0,0,0,0,0,0,0,0,null,0,0,0,0,0,0,0,0,0,null,0,0,0,0,0,0,0,0,0,0,null,0,0,0,0,0,0,0,null,0,0,0,null,{"$f":"IF($D246=\"Connection\",VLOOKUP(C246,'Input - General'!$F$62:$N$79,5,FALSE),0)","v":0},null,0.1801212933606588,0,0,null,8.6527813038891108E-2,0,0]
[null,{"$f":"'Input - Inventory'!B244","v":236},{"$f":"'Input - Inventory'!C244","v":"150W/250W MBI FLOODLIGHT"},{"$f":"'Input - Inventory'!D244","v":"Luminaire"},{"$f":"'Input - Inventory'!E244","v":"Traffic"},{"$f":"'Input - Inventory'!F244","v":"Major > 130w"},{"$f":"'Input - Inventory'!G244","v":0},null,"Luminaire - 150W/250W MBI FLOODLIGHT",null,0,47,0,null,0,0,0,0,0,0,0,0,0,0,0,0,0,0,0,0,0,0,0,0,0,0,0,0,0,0,0,0,0,null,0,0,0,0,0,0,0,0,0,null,0,0,0,0,0,0,0,0,0,0,null,0,0,0,0,0,0,0,null,0,0,0,null,{"$f":"IF($D247=\"Connection\",VLOOKUP(C247,'Input - General'!$F$62:$N$79,5,FALSE),0)","v":0},null,0.1801212933606588,0,0,null,8.6527813038891108E-2,0,0]
[null,{"$f":"'Input - Inventory'!B245","v":237},{"$f":"'Input - Inventory'!C245","v":"180W SOX"},{"$f":"'Input - Inventory'!D245","v":"Luminaire"},{"$f":"'Input - Inventory'!E245","v":"Traffic"},{"$f":"'Input - Inventory'!F245","v":"Major > 130w"},{"$f":"'Input - Inventory'!G245","v":0},null,"Luminaire - 180W SOX",null,0,0,0,null,0,0,0,0,0,0,0,0,0,0,0,0,0,0,0,0,0,0,0,0,0,0,0,0,0,0,0,0,0,null,0,0,0,0,0,0,0,0,0,null,0,0,0,0,0,0,0,0,0,0,null,0,0,0,0,0,0,0,null,0,0,0,null,{"$f":"IF($D248=\"Connection\",VLOOKUP(C248,'Input - General'!$F$62:$N$79,5,FALSE),0)","v":0},null,0.1801212933606588,0,0,null,8.6527813038891108E-2,0,0]
[null,{"$f":"'Input - Inventory'!B246","v":238},{"$f":"'Input - Inventory'!C246","v":"1x29W LED"},{"$f":"'Input - Inventory'!D246","v":"Luminaire"},{"$f":"'Input - Inventory'!E246","v":"NonTraffic"},{"$f":"'Input - Inventory'!F246","v":"Minor < 130w"},{"$f":"'Input - Inventory'!G246","v":0},null,"Luminaire - 1x29W LED",null,0,1392,0,null,0,0,0,0,0,0,0,0,0,0,0,0,0,0,0,0,0,0,0,0,0,0,0,0,0,0,0,0,0,null,0,0,0,0,0,0,0,0,0,null,0,0,0,0,0,0,0,0,0,0,null,0,0,0,0,0,0,0,null,0,0,0,null,{"$f":"IF($D249=\"Connection\",VLOOKUP(C249,'Input - General'!$F$62:$N$79,5,FALSE),0)","v":0},null,0.1801212933606588,0,0,null,8.6527813038891108E-2,0,0]
[null,{"$f":"'Input - Inventory'!B247","v":239},{"$f":"'Input - Inventory'!C247","v":"1x40W TF"},{"$f":"'Input - Inventory'!D247","v":"Luminaire"},{"$f":"'Input - Inventory'!E247","v":"NonTraffic"},{"$f":"'Input - Inventory'!F247","v":"Minor < 130w"},{"$f":"'Input - Inventory'!G247","v":0},null,"Luminaire - 1x40W TF",null,0,594,0,null,0,0,0,0,0,0,0,0,0,0,0,0,0,0,0,0,0,0,0,0,0,0,0,0,0,0,0,0,0,null,0,0,0,0,0,0,0,0,0,null,0,0,0,0,0,0,0,0,0,0,null,0,0,0,0,0,0,0,null,0,0,0,null,{"$f":"IF($D250=\"Connection\",VLOOKUP(C250,'Input - General'!$F$62:$N$79,5,FALSE),0)","v":0},null,0.1801212933606588,0,0,null,8.6527813038891108E-2,0,0]
[null,{"$f":"'Input - Inventory'!B248","v":240},{"$f":"'Input - Inventory'!C248","v":"1x80W TF"},{"$f":"'Input - Inventory'!D248","v":"Luminaire"},{"$f":"'Input - Inventory'!E248","v":"NonTraffic"},{"$f":"'Input - Inventory'!F248","v":"Minor < 130w"},{"$f":"'Input - Inventory'!G248","v":0},null,"Luminaire - 1x80W TF",null,0,119,0,null,0,0,0,0,0,0,0,0,0,0,0,0,0,0,0,0,0,0,0,0,0,0,0,0,0,0,0,0,0,null,0,0,0,0,0,0,0,0,0,null,0,0,0,0,0,0,0,0,0,0,null,0,0,0,0,0,0,0,null,0,0,0,null,{"$f":"IF($D251=\"Connection\",VLOOKUP(C251,'Input - General'!$F$62:$N$79,5,FALSE),0)","v":0},null,0.1801212933606588,0,0,null,8.6527813038891108E-2,0,0]
[null,{"$f":"'Input - Inventory'!B249","v":241},{"$f":"'Input - Inventory'!C249","v":"250W MBF"},{"$f":"'Input - Inventory'!D249","v":"Luminaire"},{"$f":"'Input - Inventory'!E249","v":"Traffic"},{"$f":"'Input - Inventory'!F249","v":"Major > 130w"},{"$f":"'Input - Inventory'!G249","v":0},null,"Luminaire - 250W MBF",null,0,17196,0,null,0,0,0,0,0,0,0,0,0,0,0,0,0,0,0,0,0,0,0,0,0,0,0,0,0,0,0,0,0,null,0,0,0,0,0,0,0,0,0,null,0,0,0,0,0,0,0,0,0,0,null,0,0,0,0,0,0,0,null,0,0,0,null,{"$f":"IF($D252=\"Connection\",VLOOKUP(C252,'Input - General'!$F$62:$N$79,5,FALSE),0)","v":0},null,0.1801212933606588,0,0,null,8.6527813038891108E-2,0,0]
[null,{"$f":"'Input - Inventory'!B250","v":242},{"$f":"'Input - Inventory'!C250","v":"250W MBF - PARKVILLE"},{"$f":"'Input - Inventory'!D250","v":"Luminaire"},{"$f":"'Input - Inventory'!E250","v":"Traffic"},{"$f":"'Input - Inventory'!F250","v":"Major > 130w"},{"$f":"'Input - Inventory'!G250","v":0},null,"Luminaire - 250W MBF - PARKVILLE",null,0,0,0,null,0,0,0,0,0,0,0,0,0,0,0,0,0,0,0,0,0,0,0,0,0,0,0,0,0,0,0,0,0,null,0,0,0,0,0,0,0,0,0,null,0,0,0,0,0,0,0,0,0,0,null,0,0,0,0,0,0,0,null,0,0,0,null,{"$f":"IF($D253=\"Connection\",VLOOKUP(C253,'Input - General'!$F$62:$N$79,5,FALSE),0)","v":0},null,0.1801212933606588,0,0,null,8.6527813038891108E-2,0,0]
[null,{"$f":"'Input - Inventory'!B251","v":243},{"$f":"'Input - Inventory'!C251","v":"250W MBF - PARKWAY 1"},{"$f":"'Input - Inventory'!D251","v":"Luminaire"},{"$f":"'Input - Inventory'!E251","v":"Traffic"},{"$f":"'Input - Inventory'!F251","v":"Major > 130w"},{"$f":"'Input - Inventory'!G251","v":0},null,"Luminaire - 250W MBF - PARKWAY 1",null,0,782,0,null,0,0,0,0,0,0,0,0,0,0,0,0,0,0,0,0,0,0,0,0,0,0,0,0,0,0,0,0,0,null,0,0,0,0,0,0,0,0,0,null,0,0,0,0,0,0,0,0,0,0,null,0,0,0,0,0,0,0,null,0,0,0,null,{"$f":"IF($D254=\"Connection\",VLOOKUP(C254,'Input - General'!$F$62:$N$79,5,FALSE),0)","v":0},null,0.1801212933606588,0,0,null,8.6527813038891108E-2,0,0]
[null,{"$f":"'Input - Inventory'!B252","v":244},{"$f":"'Input - Inventory'!C252","v":"250W MBI - SMARTPOLE"},{"$f":"'Input - Inventory'!D252","v":"Luminaire"},{"$f":"'Input - Inventory'!E252","v":"Traffic"},{"$f":"'Input - Inventory'!F252","v":"Major > 130w"},{"$f":"'Input - Inventory'!G252","v":0},null,"Luminaire - 250W MBI - SMARTPOLE",null,0,21,0,null,0,0,0,0,0,0,0,0,0,0,0,0,0,0,0,0,0,0,0,0,0,0,0,0,0,0,0,0,0,null,0,0,0,0,0,0,0,0,0,null,0,0,0,0,0,0,0,0,0,0,null,0,0,0,0,0,0,0,null,0,0,0,null,{"$f":"IF($D255=\"Connection\",VLOOKUP(C255,'Input - General'!$F$62:$N$79,5,FALSE),0)","v":0},null,0.1801212933606588,0,0,null,8.6527813038891108E-2,0,0]
[null,{"$f":"'Input - Inventory'!B253","v":245},{"$f":"'Input - Inventory'!C253","v":"250W SON"},{"$f":"'Input - Inventory'!D253","v":"Luminaire"},{"$f":"'Input - Inventory'!E253","v":"Traffic"},{"$f":"'Input - Inventory'!F253","v":"Major > 130w"},{"$f":"'Input - Inventory'!G253","v":0},null,"Luminaire - 250W SON",null,0,14498,0,null,0,0,0,0,0,0,0,0,0,0,0,0,0,0,0,0,0,0,0,0,0,0,0,0,0,0,0,0,0,null,0,0,0,0,0,0,0,0,0,null,0,0,0,0,0,0,0,0,0,0,null,0,0,0,0,0,0,0,null,0,0,0,null,{"$f":"IF($D256=\"Connection\",VLOOKUP(C256,'Input - General'!$F$62:$N$79,5,FALSE),0)","v":0},null,0.1801212933606588,0,0,null,8.6527813038891108E-2,0,0]
[null,{"$f":"'Input - Inventory'!B254","v":246},{"$f":"'Input - Inventory'!C254","v":"250W SON - PARKVILLE"},{"$f":"'Input - Inventory'!D254","v":"Luminaire"},{"$f":"'Input - Inventory'!E254","v":"Traffic"},{"$f":"'Input - Inventory'!F254","v":"Major > 130w"},{"$f":"'Input - Inventory'!G254","v":0},null,"Luminaire - 250W SON - PARKVILLE",null,0,2,0,null,0,0,0,0,0,0,0,0,0,0,0,0,0,0,0,0,0,0,0,0,0,0,0,0,0,0,0,0,0,null,0,0,0,0,0,0,0,0,0,null,0,0,0,0,0,0,0,0,0,0,null,0,0,0,0,0,0,0,null,0,0,0,null,{"$f":"IF($D257=\"Connection\",VLOOKUP(C257,'Input - General'!$F$62:$N$79,5,FALSE),0)","v":0},null,0.1801212933606588,0,0,null,8.6527813038891108E-2,0,0]
[null,{"$f":"'Input - Inventory'!B255","v":247},{"$f":"'Input - Inventory'!C255","v":"250W SON - PARKWAY 1"},{"$f":"'Input - Inventory'!D255","v":"Luminaire"},{"$f":"'Input - Inventory'!E255","v":"Traffic"},{"$f":"'Input - Inventory'!F255","v":"Major > 130w"},{"$f":"'Input - Inventory'!G255","v":0},null,"Luminaire - 250W SON - PARKWAY 1",null,0,28,0,null,0,0,0,0,0,0,0,0,0,0,0,0,0,0,0,0,0,0,0,0,0,0,0,0,0,0,0,0,0,null,0,0,0,0,0,0,0,0,0,null,0,0,0,0,0,0,0,0,0,0,null,0,0,0,0,0,0,0,null,0,0,0,null,{"$f":"IF($D258=\"Connection\",VLOOKUP(C258,'Input - General'!$F$62:$N$79,5,FALSE),0)","v":0},null,0.1801212933606588,0,0,null,8.6527813038891108E-2,0,0]
[null,{"$f":"'Input - Inventory'!B256","v":248},{"$f":"'Input - Inventory'!C256","v":"250W SON - Parkway 1(P09)"},{"$f":"'Input - Inventory'!D256","v":"Luminaire"},{"$f":"'Input - Inventory'!E256","v":"Traffic"},{"$f":"'Input - Inventory'!F256","v":"Major > 130w"},{"$f":"'Input - Inventory'!G256","v":0},null,"Luminaire - 250W SON - Parkway 1(P09)",null,0,21,0,null,0,0,0,0,0,0,0,0,0,0,0,0,0,0,0,0,0,0,0,0,0,0,0,0,0,0,0,0,0,null,0,0,0,0,0,0,0,0,0,null,0,0,0,0,0,0,0,0,0,0,null,0,0,0,0,0,0,0,null,0,0,0,null,{"$f":"IF($D259=\"Connection\",VLOOKUP(C259,'Input - General'!$F$62:$N$79,5,FALSE),0)","v":0},null,0.1801212933606588,0,0,null,8.6527813038891108E-2,0,0]
[null,{"$f":"'Input - Inventory'!B257","v":249},{"$f":"'Input - Inventory'!C257","v":"250W SON (P09)"},{"$f":"'Input - Inventory'!D257","v":"Luminaire"},{"$f":"'Input - Inventory'!E257","v":"Traffic"},{"$f":"'Input - Inventory'!F257","v":"Major > 130w"},{"$f":"'Input - Inventory'!G257","v":0},null,"Luminaire - 250W SON (P09)",null,0,9417,0,null,0,0,0,0,0,0,0,0,0,0,0,0,0,0,0,0,0,0,0,0,0,0,0,0,0,0,0,0,0,null,0,0,0,0,0,0,0,0,0,null,0,0,0,0,0,0,0,0,0,0,null,0,0,0,0,0,0,0,null,0,0,0,null,{"$f":"IF($D260=\"Connection\",VLOOKUP(C260,'Input - General'!$F$62:$N$79,5,FALSE),0)","v":0},null,0.1801212933606588,0,0,null,8.6527813038891108E-2,0,0]
[null,{"$f":"'Input - Inventory'!B258","v":250},{"$f":"'Input - Inventory'!C258","v":"250W SON Active Reactor"},{"$f":"'Input - Inventory'!D258","v":"Luminaire"},{"$f":"'Input - Inventory'!E258","v":"Traffic"},{"$f":"'Input - Inventory'!F258","v":"Major > 130w"},{"$f":"'Input - Inventory'!G258","v":0},null,"Luminaire - 250W SON Active Reactor",null,0,220,0,null,0,0,0,0,0,0,0,0,0,0,0,0,0,0,0,0,0,0,0,0,0,0,0,0,0,0,0,0,0,null,0,0,0,0,0,0,0,0,0,null,0,0,0,0,0,0,0,0,0,0,null,0,0,0,0,0,0,0,null,0,0,0,null,{"$f":"IF($D261=\"Connection\",VLOOKUP(C261,'Input - General'!$F$62:$N$79,5,FALSE),0)","v":0},null,0.1801212933606588,0,0,null,8.6527813038891108E-2,0,0]
[null,{"$f":"'Input - Inventory'!B259","v":251},{"$f":"'Input - Inventory'!C259","v":"250W SON FLOODLIGHT"},{"$f":"'Input - Inventory'!D259","v":"Luminaire"},{"$f":"'Input - Inventory'!E259","v":"Traffic"},{"$f":"'Input - Inventory'!F259","v":"Major > 130w"},{"$f":"'Input - Inventory'!G259","v":0},null,"Luminaire - 250W SON FLOODLIGHT",null,0,929,0,null,0,0,0,0,0,0,0,0,0,0,0,0,0,0,0,0,0,0,0,0,0,0,0,0,0,0,0,0,0,null,0,0,0,0,0,0,0,0,0,null,0,0,0,0,0,0,0,0,0,0,null,0,0,0,0,0,0,0,null,0,0,0,null,{"$f":"IF($D262=\"Connection\",VLOOKUP(C262,'Input - General'!$F$62:$N$79,5,FALSE),0)","v":0},null,0.1801212933606588,0,0,null,8.6527813038891108E-2,0,0]
[null,{"$f":"'Input - Inventory'!B260","v":252},{"$f":"'Input - Inventory'!C260","v":"250W SON Floodlight (P09)"},{"$f":"'Input - Inventory'!D260","v":"Luminaire"},{"$f":"'Input - Inventory'!E260","v":"Traffic"},{"$f":"'Input - Inventory'!F260","v":"Major > 130w"},{"$f":"'Input - Inventory'!G260","v":0},null,"Luminaire - 250W SON Floodlight (P09)",null,0,423,0,null,0,0,0,0,0,0,0,0,0,0,0,0,0,0,0,0,0,0,0,0,0,0,0,0,0,0,0,0,0,null,0,0,0,0,0,0,0,0,0,null,0,0,0,0,0,0,0,0,0,0,null,0,0,0,0,0,0,0,null,0,0,0,null,{"$f":"IF($D263=\"Connection\",VLOOKUP(C263,'Input - General'!$F$62:$N$79,5,FALSE),0)","v":0},null,0.1801212933606588,0,0,null,8.6527813038891108E-2,0,0]
[null,{"$f":"'Input - Inventory'!B261","v":253},{"$f":"'Input - Inventory'!C261","v":"250W SON GEC 'BOSTON 3'"},{"$f":"'Input - Inventory'!D261","v":"Luminaire"},{"$f":"'Input - Inventory'!E261","v":"Traffic"},{"$f":"'Input - Inventory'!F261","v":"Major > 130w"},{"$f":"'Input - Inventory'!G261","v":0},null,"Luminaire - 250W SON GEC 'BOSTON 3'",null,0,103,0,null,0,0,0,0,0,0,0,0,0,0,0,0,0,0,0,0,0,0,0,0,0,0,0,0,0,0,0,0,0,null,0,0,0,0,0,0,0,0,0,null,0,0,0,0,0,0,0,0,0,0,null,0,0,0,0,0,0,0,null,0,0,0,null,{"$f":"IF($D264=\"Connection\",VLOOKUP(C264,'Input - General'!$F$62:$N$79,5,FALSE),0)","v":0},null,0.1801212933606588,0,0,null,8.6527813038891108E-2,0,0]
[null,{"$f":"'Input - Inventory'!B262","v":254},{"$f":"'Input - Inventory'!C262","v":"2X14W TF - T5 PIERLIGHT"},{"$f":"'Input - Inventory'!D262","v":"Luminaire"},{"$f":"'Input - Inventory'!E262","v":"NonTraffic"},{"$f":"'Input - Inventory'!F262","v":"Minor < 130w"},{"$f":"'Input - Inventory'!G262","v":0},null,"Luminaire - 2X14W TF - T5 PIERLIGHT",null,0,145,0,null,0,0,0,0,0,0,0,0,0,0,0,0,0,0,0,0,0,0,0,0,0,0,0,0,0,0,0,0,0,null,0,0,0,0,0,0,0,0,0,null,0,0,0,0,0,0,0,0,0,0,null,0,0,0,0,0,0,0,null,0,0,0,null,{"$f":"IF($D265=\"Connection\",VLOOKUP(C265,'Input - General'!$F$62:$N$79,5,FALSE),0)","v":0},null,0.1801212933606588,0,0,null,8.6527813038891108E-2,0,0]
[null,{"$f":"'Input - Inventory'!B263","v":255},{"$f":"'Input - Inventory'!C263","v":"2x14W TF - T5 Pierlight (P09)"},{"$f":"'Input - Inventory'!D263","v":"Luminaire"},{"$f":"'Input - Inventory'!E263","v":"NonTraffic"},{"$f":"'Input - Inventory'!F263","v":"Minor < 130w"},{"$f":"'Input - Inventory'!G263","v":0},null,"Luminaire - 2x14W TF - T5 Pierlight (P09)",null,0,13,0,null,0,0,0,0,0,0,0,0,0,0,0,0,0,0,0,0,0,0,0,0,0,0,0,0,0,0,0,0,0,null,0,0,0,0,0,0,0,0,0,null,0,0,0,0,0,0,0,0,0,0,null,0,0,0,0,0,0,0,null,0,0,0,null,{"$f":"IF($D266=\"Connection\",VLOOKUP(C266,'Input - General'!$F$62:$N$79,5,FALSE),0)","v":0},null,0.1801212933606588,0,0,null,8.6527813038891108E-2,0,0]
[null,{"$f":"'Input - Inventory'!B264","v":256},{"$f":"'Input - Inventory'!C264","v":"2x14W TF - T5 PIERLITE M"},{"$f":"'Input - Inventory'!D264","v":"Luminaire"},{"$f":"'Input - Inventory'!E264","v":"NonTraffic"},{"$f":"'Input - Inventory'!F264","v":"Minor < 130w"},{"$f":"'Input - Inventory'!G264","v":0},null,"Luminaire - 2x14W TF - T5 PIERLITE M",null,0,0,0,null,0,0,0,0,0,0,0,0,0,0,0,0,0,0,0,0,0,0,0,0,0,0,0,0,0,0,0,0,0,null,0,0,0,0,0,0,0,0,0,null,0,0,0,0,0,0,0,0,0,0,null,0,0,0,0,0,0,0,null,0,0,0,null,{"$f":"IF($D267=\"Connection\",VLOOKUP(C267,'Input - General'!$F$62:$N$79,5,FALSE),0)","v":0},null,0.1801212933606588,0,0,null,8.6527813038891108E-2,0,0]
[null,{"$f":"'Input - Inventory'!B265","v":257},{"$f":"'Input - Inventory'!C265","v":"2x175W MBF - PARKWAY 2"},{"$f":"'Input - Inventory'!D265","v":"Luminaire"},{"$f":"'Input - Inventory'!E265","v":"Traffic"},{"$f":"'Input - Inventory'!F265","v":"Major > 130w"},{"$f":"'Input - Inventory'!G265","v":0},null,"Luminaire - 2x175W MBF - PARKWAY 2",null,0,0,{"$f":"L268*K268","v":0},null,0,{"$f":"IF(AND($D268=\"Lamp\",CycleBulkTask1<>0, OR($F268=O$9,O$9=\"All\")),1/CycleBulkTask1,0)","v":0},0,{"$f":"IF(AND($D268=\"Lamp\",CycleBulkTask2<>0, OR($F268=Q$9,Q$9=\"All\")),1/CycleBulkTask2,0)","v":0},0,{"$f":"IF(AND($D268=\"Lamp\",CycleBulkTask3<>0, OR($F268=S$9,S$9=\"All\")),1/CycleBulkTask3,0)","v":0},0,{"$f":"IF(AND($D268=\"Lamp\",CycleBulkTask4<>0, OR($F268=U$9,U$9=\"All\")),1/CycleBulkTask4,0)","v":0},0,{"$f":"IF(AND($D268=\"Lamp\",CycleBulkTask5<>0, OR($F268=W$9,W$9=\"All\")),1/CycleBulkTask5,0)","v":0},0,{"$f":"IF(AND($D268=\"Lamp\",CycleBulkTask6<>0, OR($F268=Y$9,Y$9=\"All\")),1/CycleBulkTask6,0)","v":0},0,{"$f":"IF(AND($D268=\"Lamp\",CycleBulkTask7<>0, OR($F268=AA$9,AA$9=\"All\")),1/CycleBulkTask7,0)","v":0},0,{"$f":"IF(AND($D268=\"Lamp\",CycleBulkTask8<>0, OR($F268=AC$9,AC$9=\"All\")),1/CycleBulkTask8,0)","v":0},0,{"$f":"IF(AND($D268=\"Lamp\",CycleBulkTask9<>0, OR($F268=AE$9,AE$9=\"All\")),1/CycleBulkTask9,0)","v":0},0,{"$f":"IF(AND($D268=\"Lamp\",CycleBulkTask10<>0, OR($F268=AG$9,AG$9=\"All\")),1/CycleBulkTask10,0)","v":0},0,{"$f":"IF(AND($D268=\"Lamp\",CycleBulkTask11<>0, OR($F268=AI$9,AI$9=\"All\")),1/CycleBulkTask11,0)","v":0},0,{"$f":"IF(AND($D268=\"Lamp\",CycleBulkTask12<>0, OR($F268=AK$9,AK$9=\"All\")),1/CycleBulkTask12,0)","v":0},0,{"$f":"IF(AND($D268=\"Lamp\",CycleBulkTask13<>0, OR($F268=AM$9,AM$9=\"All\")),1/CycleBulkTask13,0)","v":0},0,{"$f":"IF(AND($D268=\"Lamp\",CycleBulkTask14<>0, OR($F268=AO$9,AO$9=\"All\")),1/CycleBulkTask14,0)","v":0},{"$f":"O268*P268+Q268*R268+S268*T268+U268*V268+W268*X268+Y268*Z268+AA268*AB268+AC268*AD268+AE268*AF268+AG268*AH268+AI268*AJ268+AK268*AL268+AM268*AN268+AO268*AP268","v":0},null,0,{"$f":"MAX(P268,R268)","v":0},0,{"$f":"MAX(T268,V268)","v":0},0,{"$f":"X268","v":0},0,{"$f":"INDIRECT($E268)*$V268 +(1-INDIRECT($E268))*$T268","v":0},{"$f":"AS268*AT268+AU268*AV268+AW268*AX268+AY268*AZ268","v":0},null,{"$f":"IF($D268=$AS$9,(INDIRECT(\"PriceLabour\" & \"FY15\")*ProportionStandardHours + INDIRECT(\"PriceLabourOvertime\" & \"FY15\")*ProportionOvertimeHours)*(1+RateOnCostAnnual),0)","v":0},{"$f":"BO268","v":0},{"$f":"IF($D268=\"Lamp\",(NumberOfCrew+INDIRECT($E268)*TrafficController)*(TimeToReplaceLamp),0)","v":0},{"$f":"IF($D268=$AS$9,(INDIRECT(\"PriceLabour\" & \"FY15\")*ProportionStandardHours + INDIRECT(\"PriceLabourOvertime\" & \"FY15\")*ProportionOvertimeHours)*(1+RateOnCostAnnual),0)","v":0},{"$f":"BQ268","v":0},{"$f":"IF($D268=\"Lamp\",(NumberOfCrew+INDIRECT($E268)*TrafficController)*(TimeForPECellReplace),0)","v":0},{"$f":"IF($D268=$AS$9,(INDIRECT(\"PriceLabour\" & \"FY15\")*ProportionStandardHours + INDIRECT(\"PriceLabourOvertime\" & \"FY15\")*ProportionOvertimeHours)*(1+RateOnCostAnnual),0)","v":0},{"$f":"BS268","v":0},{"$f":"IF($D268=\"Lamp\",(NumberOfCrew+INDIRECT($E268)*TrafficController)*(TimeForOtherSpot),0)","v":0},{"$f":"BC268*BD268*BE268+BF268*BG268*BH268+BI268*BJ268*BK268","v":0},null,0,{"$f":"IF($D268=\"Lamp\",INDIRECT(BO$10 & $B268),0)","v":0},0,{"$f":"IF($D268=\"Lamp\",INDIRECT(\"FailurePECell\" & \"Annual\"),0)","v":0},0,{"$f":"IF($D268=\"Lamp\",INDIRECT(\"FailureMisc\" & \"Annual\"),0)","v":0},{"$f":"BN268*BO268+BP268*BQ268+BR268*BS268","v":0},null,0,{"$f":"BD268*BE268+BG268*BH268+BJ268*BK268","v":0},{"$f":"BV268*BW268","v":0},null,{"$f":"IF($D268=\"Connection\",VLOOKUP(C268,'Input - General'!$F$62:$N$79,5,FALSE),0)","v":0},null,{"$f":"RateOverhead","v":0.1801212933606588},{"$f":"BX268+BL268+BT268+BA268+AQ268+BZ268","v":0},{"$f":"CC268*CB268","v":0},null,{"$f":"CorporateOverheads","v":8.6527813038891108E-2},0,{"$f":"CG268*CF268","v":0}]
[null,{"$f":"'Input - Inventory'!B266","v":258},{"$f":"'Input - Inventory'!C266","v":"2x20W TF"},{"$f":"'Input - Inventory'!D266","v":"Luminaire"},{"$f":"'Input - Inventory'!E266","v":"NonTraffic"},{"$f":"'Input - Inventory'!F266","v":"Minor < 130w"},{"$f":"'Input - Inventory'!G266","v":0},null,{"$f":"CONCATENATE(D269,\" - \",C269)","v":"Luminaire - 2x20W TF"},null,{"$f":"AQ269+BA269+BL269+BT269+BX269+BZ269+CD269+CH269","v":0},{"$f":"INDIRECT(L$10&$B269&\"FY15\")","v":18824},0,null,{"$f":"IF(AND($D269=\"Lamp\", OR($F269=O$9, O$9=\"All\")),INDIRECT(\"PriceBulkTask1\" & \"FY15\"),0)","v":0},0,{"$f":"IF(AND($D269=\"Lamp\", OR($F269=Q$9, Q$9=\"All\")),INDIRECT(\"PriceBulkTask2\" & \"FY15\"),0)","v":0},0,{"$f":"IF(AND($D269=\"Lamp\", OR($F269=S$9, S$9=\"All\")),INDIRECT(\"PriceBulkTask3\" & \"FY15\"),0)","v":0},0,{"$f":"IF(AND($D269=\"Lamp\", OR($F269=U$9, U$9=\"All\")),INDIRECT(\"PriceBulkTask4\" & \"FY15\"),0)","v":0},0,{"$f":"IF(AND($D269=\"Lamp\", OR($F269=W$9, W$9=\"All\")),INDIRECT(\"PriceBulkTask5\" & \"FY15\"),0)","v":0},0,{"$f":"IF(AND($D269=\"Lamp\", OR($F269=Y$9, Y$9=\"All\")),INDIRECT(\"PriceBulkTask6\" & \"FY15\"),0)","v":0},0,{"$f":"IF(AND($D269=\"Lamp\", OR($F269=AA$9, AA$9=\"All\")),INDIRECT(\"PriceBulkTask7\" & \"FY15\"),0)","v":0},0,{"$f":"IF(AND($D269=\"Lamp\", OR($F269=AC$9, AC$9=\"All\")),INDIRECT(\"PriceBulkTask8\" & \"FY15\"),0)","v":0},0,{"$f":"IF(AND($D269=\"Lamp\", OR($F269=AE$9, AE$9=\"All\")),INDIRECT(\"PriceBulkTask9\" & \"FY15\"),0)","v":0},0,{"$f":"IF(AND($D269=\"Lamp\", OR($F269=AG$9, AG$9=\"All\")),INDIRECT(\"PriceBulkTask10\" & \"FY15\"),0)","v":0},0,{"$f":"IF(AND($D269=\"Lamp\", OR($F269=AI$9, AI$9=\"All\")),INDIRECT(\"PriceBulkTask11\" & \"FY15\"),0)","v":0},0,{"$f":"IF(AND($D269=\"Lamp\", OR($F269=AK$9, AK$9=\"All\")),INDIRECT(\"PriceBulkTask12\" & \"FY15\"),0)","v":0},0,{"$f":"IF(AND($D269=\"Lamp\", OR($F269=AM$9, AM$9=\"All\")),INDIRECT(\"PriceBulkTask13\" & \"FY15\"),0)","v":0},0,{"$f":"IF(AND($D269=\"Lamp\", OR($F269=AO$9, AO$9=\"All\")),INDIRECT(\"PriceBulkTask14\" & \"FY15\"),0)","v":0},0,0,null,{"$f":"IF($D269=\"Lamp\",$G269*INDIRECT(\"Price\" & $B269 & \"FY15\"),0)","v":0},0,{"$f":"IF($D269=\"Lamp\",INDIRECT(\"PriceVisor\" & \"FY15\"),0)","v":0},0,{"$f":"IF($D269=\"Lamp\",INDIRECT(\"PricePECell\" & \"FY15\"),0)","v":0},0,{"$f":"IF($D269=\"Lamp\",INDIRECT(\"PriceMisc\" & \"FY15\"),0)","v":0},0,0,null,0,0,0,0,0,0,0,0,0,0,null,{"$f":"IF($D269=\"Lamp\",INDIRECT(\"Price\" & $B269 & \"FY15\"),0)","v":0},0,{"$f":"IF($D269=\"Lamp\",INDIRECT(\"pRICEpecELL\" & \"FY15\"),0)","v":0},0,{"$f":"IF($D269=\"Lamp\",INDIRECT(\"PriceMisc\" & \"FY15\"),0)","v":0},0,0,null,{"$f":"IF(AND($D269=\"Lamp\"),INDIRECT(\"PriceEWP\"&\"FY15\"),0)","v":0},0,0,null,{"$f":"IF($D269=\"Connection\",VLOOKUP(C269,'Input - General'!$F$62:$N$79,5,FALSE),0)","v":0},null,0.1801212933606588,0,0,null,8.6527813038891108E-2,{"$f":"AQ269+BA269+BL269+BT269+BX269+BZ269+CD269","v":0},0]
[null,{"$f":"'Input - Inventory'!B267","v":259},{"$f":"'Input - Inventory'!C267","v":"2x20W TF - WAVERLEY"},{"$f":"'Input - Inventory'!D267","v":"Luminaire"},{"$f":"'Input - Inventory'!E267","v":"NonTraffic"},{"$f":"'Input - Inventory'!F267","v":"Minor < 130w"},{"$f":"'Input - Inventory'!G267","v":0},null,"Luminaire - 2x20W TF - WAVERLEY",null,0,0,0,null,0,0,0,0,0,0,0,0,0,0,0,0,0,0,0,0,0,0,0,0,0,0,0,0,0,0,0,0,0,null,0,0,0,0,0,0,0,0,0,null,0,0,0,0,0,0,0,0,0,0,null,0,0,0,0,0,0,0,null,0,0,0,null,{"$f":"IF($D270=\"Connection\",VLOOKUP(C270,'Input - General'!$F$62:$N$79,5,FALSE),0)","v":0},null,0.1801212933606588,0,0,null,8.6527813038891108E-2,0,0]
[null,{"$f":"'Input - Inventory'!B268","v":260},{"$f":"'Input - Inventory'!C268","v":"2x250W SON FLOODLIGHT"},{"$f":"'Input - Inventory'!D268","v":"Luminaire"},{"$f":"'Input - Inventory'!E268","v":"Traffic"},{"$f":"'Input - Inventory'!F268","v":"Major > 130w"},{"$f":"'Input - Inventory'!G268","v":0},null,"Luminaire - 2x250W SON FLOODLIGHT",null,0,2,0,null,0,0,0,0,0,0,0,0,0,0,0,0,0,0,0,0,0,0,0,0,0,0,0,0,0,0,0,0,0,null,0,0,0,0,0,0,0,0,0,null,0,0,0,0,0,0,0,0,0,0,null,0,0,0,0,0,0,0,null,0,0,0,null,{"$f":"IF($D271=\"Connection\",VLOOKUP(C271,'Input - General'!$F$62:$N$79,5,FALSE),0)","v":0},null,0.1801212933606588,0,0,null,8.6527813038891108E-2,0,0]
[null,{"$f":"'Input - Inventory'!B269","v":261},{"$f":"'Input - Inventory'!C269","v":"2x26W TF MACQUARIE DEC."},{"$f":"'Input - Inventory'!D269","v":"Luminaire"},{"$f":"'Input - Inventory'!E269","v":"NonTraffic"},{"$f":"'Input - Inventory'!F269","v":"Minor < 130w"},{"$f":"'Input - Inventory'!G269","v":0},null,"Luminaire - 2x26W TF MACQUARIE DEC.",null,0,0,0,null,0,0,0,0,0,0,0,0,0,0,0,0,0,0,0,0,0,0,0,0,0,0,0,0,0,0,0,0,0,null,0,0,0,0,0,0,0,0,0,null,0,0,0,0,0,0,0,0,0,0,null,0,0,0,0,0,0,0,null,0,0,0,null,{"$f":"IF($D272=\"Connection\",VLOOKUP(C272,'Input - General'!$F$62:$N$79,5,FALSE),0)","v":0},null,0.1801212933606588,0,0,null,8.6527813038891108E-2,0,0]
[null,{"$f":"'Input - Inventory'!B270","v":262},{"$f":"'Input - Inventory'!C270","v":"2x400W MBF - PARKWAY 2"},{"$f":"'Input - Inventory'!D270","v":"Luminaire"},{"$f":"'Input - Inventory'!E270","v":"Traffic"},{"$f":"'Input - Inventory'!F270","v":"Major > 130w"},{"$f":"'Input - Inventory'!G270","v":0},null,"Luminaire - 2x400W MBF - PARKWAY 2",null,0,0,0,null,0,0,0,0,0,0,0,0,0,0,0,0,0,0,0,0,0,0,0,0,0,0,0,0,0,0,0,0,0,null,0,0,0,0,0,0,0,0,0,null,0,0,0,0,0,0,0,0,0,0,null,0,0,0,0,0,0,0,null,0,0,0,null,{"$f":"IF($D273=\"Connection\",VLOOKUP(C273,'Input - General'!$F$62:$N$79,5,FALSE),0)","v":0},null,0.1801212933606588,0,0,null,8.6527813038891108E-2,0,0]
[null,{"$f":"'Input - Inventory'!B271","v":263},{"$f":"'Input - Inventory'!C271","v":"2x400W MBI FLOODLIGHT"},{"$f":"'Input - Inventory'!D271","v":"Luminaire"},{"$f":"'Input - Inventory'!E271","v":"Traffic"},{"$f":"'Input - Inventory'!F271","v":"Major > 130w"},{"$f":"'Input - Inventory'!G271","v":0},null,"Luminaire - 2x400W MBI FLOODLIGHT",null,0,0,0,null,0,0,0,0,0,0,0,0,0,0,0,0,0,0,0,0,0,0,0,0,0,0,0,0,0,0,0,0,0,null,0,0,0,0,0,0,0,0,0,null,0,0,0,0,0,0,0,0,0,0,null,0,0,0,0,0,0,0,null,0,0,0,null,{"$f":"IF($D274=\"Connection\",VLOOKUP(C274,'Input - General'!$F$62:$N$79,5,FALSE),0)","v":0},null,0.1801212933606588,0,0,null,8.6527813038891108E-2,0,0]
[null,{"$f":"'Input - Inventory'!B272","v":264},{"$f":"'Input - Inventory'!C272","v":"2x400W SON FLOODLIGHT"},{"$f":"'Input - Inventory'!D272","v":"Luminaire"},{"$f":"'Input - Inventory'!E272","v":"Traffic"},{"$f":"'Input - Inventory'!F272","v":"Major > 130w"},{"$f":"'Input - Inventory'!G272","v":0},null,"Luminaire - 2x400W SON FLOODLIGHT",null,0,1,0,null,0,0,0,0,0,0,0,0,0,0,0,0,0,0,0,0,0,0,0,0,0,0,0,0,0,0,0,0,0,null,0,0,0,0,0,0,0,0,0,null,0,0,0,0,0,0,0,0,0,0,null,0,0,0,0,0,0,0,null,0,0,0,null,{"$f":"IF($D275=\"Connection\",VLOOKUP(C275,'Input - General'!$F$62:$N$79,5,FALSE),0)","v":0},null,0.1801212933606588,0,0,null,8.6527813038891108E-2,0,0]
[null,{"$f":"'Input - Inventory'!B273","v":265},{"$f":"'Input - Inventory'!C273","v":"2x40W TF"},{"$f":"'Input - Inventory'!D273","v":"Luminaire"},{"$f":"'Input - Inventory'!E273","v":"NonTraffic"},{"$f":"'Input - Inventory'!F273","v":"Minor < 130w"},{"$f":"'Input - Inventory'!G273","v":0},null,"Luminaire - 2x40W TF",null,0,14,0,null,0,0,0,0,0,0,0,0,0,0,0,0,0,0,0,0,0,0,0,0,0,0,0,0,0,0,0,0,0,null,0,0,0,0,0,0,0,0,0,null,0,0,0,0,0,0,0,0,0,0,null,0,0,0,0,0,0,0,null,0,0,0,null,{"$f":"IF($D276=\"Connection\",VLOOKUP(C276,'Input - General'!$F$62:$N$79,5,FALSE),0)","v":0},null,0.1801212933606588,0,0,null,8.6527813038891108E-2,0,0]
[null,{"$f":"'Input - Inventory'!B274","v":266},{"$f":"'Input - Inventory'!C274","v":"2x70W SON - BOURKE HILL"},{"$f":"'Input - Inventory'!D274","v":"Luminaire"},{"$f":"'Input - Inventory'!E274","v":"NonTraffic"},{"$f":"'Input - Inventory'!F274","v":"Minor < 130w"},{"$f":"'Input - Inventory'!G274","v":0},null,"Luminaire - 2x70W SON - BOURKE HILL",null,0,0,0,null,0,0,0,0,0,0,0,0,0,0,0,0,0,0,0,0,0,0,0,0,0,0,0,0,0,0,0,0,0,null,0,0,0,0,0,0,0,0,0,null,0,0,0,0,0,0,0,0,0,0,null,0,0,0,0,0,0,0,null,0,0,0,null,{"$f":"IF($D277=\"Connection\",VLOOKUP(C277,'Input - General'!$F$62:$N$79,5,FALSE),0)","v":0},null,0.1801212933606588,0,0,null,8.6527813038891108E-2,0,0]
[null,{"$f":"'Input - Inventory'!B275","v":267},{"$f":"'Input - Inventory'!C275","v":"2x80W MBF - BOURKE HILL"},{"$f":"'Input - Inventory'!D275","v":"Luminaire"},{"$f":"'Input - Inventory'!E275","v":"NonTraffic"},{"$f":"'Input - Inventory'!F275","v":"Minor < 130w"},{"$f":"'Input - Inventory'!G275","v":0},null,"Luminaire - 2x80W MBF - BOURKE HILL",null,0,53,0,null,0,0,0,0,0,0,0,0,0,0,0,0,0,0,0,0,0,0,0,0,0,0,0,0,0,0,0,0,0,null,0,0,0,0,0,0,0,0,0,null,0,0,0,0,0,0,0,0,0,0,null,0,0,0,0,0,0,0,null,0,0,0,null,{"$f":"IF($D278=\"Connection\",VLOOKUP(C278,'Input - General'!$F$62:$N$79,5,FALSE),0)","v":0},null,0.1801212933606588,0,0,null,8.6527813038891108E-2,0,0]
[null,{"$f":"'Input - Inventory'!B276","v":268},{"$f":"'Input - Inventory'!C276","v":"3x400W MBF - PARKWAY 3"},{"$f":"'Input - Inventory'!D276","v":"Luminaire"},{"$f":"'Input - Inventory'!E276","v":"Traffic"},{"$f":"'Input - Inventory'!F276","v":"Major > 130w"},{"$f":"'Input - Inventory'!G276","v":0},null,"Luminaire - 3x400W MBF - PARKWAY 3",null,0,0,0,null,0,0,0,0,0,0,0,0,0,0,0,0,0,0,0,0,0,0,0,0,0,0,0,0,0,0,0,0,0,null,0,0,0,0,0,0,0,0,0,null,0,0,0,0,0,0,0,0,0,0,null,0,0,0,0,0,0,0,null,0,0,0,null,{"$f":"IF($D279=\"Connection\",VLOOKUP(C279,'Input - General'!$F$62:$N$79,5,FALSE),0)","v":0},null,0.1801212933606588,0,0,null,8.6527813038891108E-2,0,0]
[null,{"$f":"'Input - Inventory'!B277","v":269},{"$f":"'Input - Inventory'!C277","v":"400W MBF"},{"$f":"'Input - Inventory'!D277","v":"Luminaire"},{"$f":"'Input - Inventory'!E277","v":"Traffic"},{"$f":"'Input - Inventory'!F277","v":"Major > 130w"},{"$f":"'Input - Inventory'!G277","v":0},null,"Luminaire - 400W MBF",null,0,6514.5,0,null,0,0,0,0,0,0,0,0,0,0,0,0,0,0,0,0,0,0,0,0,0,0,0,0,0,0,0,0,0,null,0,0,0,0,0,0,0,0,0,null,0,0,0,0,0,0,0,0,0,0,null,0,0,0,0,0,0,0,null,0,0,0,null,{"$f":"IF($D280=\"Connection\",VLOOKUP(C280,'Input - General'!$F$62:$N$79,5,FALSE),0)","v":0},null,0.1801212933606588,0,0,null,8.6527813038891108E-2,0,0]
[null,{"$f":"'Input - Inventory'!B278","v":270},{"$f":"'Input - Inventory'!C278","v":"400W MBF - PARKWAY 1"},{"$f":"'Input - Inventory'!D278","v":"Luminaire"},{"$f":"'Input - Inventory'!E278","v":"Traffic"},{"$f":"'Input - Inventory'!F278","v":"Major > 130w"},{"$f":"'Input - Inventory'!G278","v":0},null,"Luminaire - 400W MBF - PARKWAY 1",null,0,252,0,null,0,0,0,0,0,0,0,0,0,0,0,0,0,0,0,0,0,0,0,0,0,0,0,0,0,0,0,0,0,null,0,0,0,0,0,0,0,0,0,null,0,0,0,0,0,0,0,0,0,0,null,0,0,0,0,0,0,0,null,0,0,0,null,{"$f":"IF($D281=\"Connection\",VLOOKUP(C281,'Input - General'!$F$62:$N$79,5,FALSE),0)","v":0},null,0.1801212933606588,0,0,null,8.6527813038891108E-2,0,0]
[null,{"$f":"'Input - Inventory'!B279","v":271},{"$f":"'Input - Inventory'!C279","v":"400W MBF FLOODLIGHT"},{"$f":"'Input - Inventory'!D279","v":"Luminaire"},{"$f":"'Input - Inventory'!E279","v":"Traffic"},{"$f":"'Input - Inventory'!F279","v":"Major > 130w"},{"$f":"'Input - Inventory'!G279","v":0},null,"Luminaire - 400W MBF FLOODLIGHT",null,0,96,0,null,0,0,0,0,0,0,0,0,0,0,0,0,0,0,0,0,0,0,0,0,0,0,0,0,0,0,0,0,0,null,0,0,0,0,0,0,0,0,0,null,0,0,0,0,0,0,0,0,0,0,null,0,0,0,0,0,0,0,null,0,0,0,null,{"$f":"IF($D282=\"Connection\",VLOOKUP(C282,'Input - General'!$F$62:$N$79,5,FALSE),0)","v":0},null,0.1801212933606588,0,0,null,8.6527813038891108E-2,0,0]
[null,{"$f":"'Input - Inventory'!B280","v":272},{"$f":"'Input - Inventory'!C280","v":"400W MBI - SMARTPOLE"},{"$f":"'Input - Inventory'!D280","v":"Luminaire"},{"$f":"'Input - Inventory'!E280","v":"Traffic"},{"$f":"'Input - Inventory'!F280","v":"Major > 130w"},{"$f":"'Input - Inventory'!G280","v":0},null,"Luminaire - 400W MBI - SMARTPOLE",null,0,0,0,null,0,0,0,0,0,0,0,0,0,0,0,0,0,0,0,0,0,0,0,0,0,0,0,0,0,0,0,0,0,null,0,0,0,0,0,0,0,0,0,null,0,0,0,0,0,0,0,0,0,0,null,0,0,0,0,0,0,0,null,0,0,0,null,{"$f":"IF($D283=\"Connection\",VLOOKUP(C283,'Input - General'!$F$62:$N$79,5,FALSE),0)","v":0},null,0.1801212933606588,0,0,null,8.6527813038891108E-2,0,0]
[null,{"$f":"'Input - Inventory'!B281","v":273},{"$f":"'Input - Inventory'!C281","v":"400W MBI FLOODLIGHT"},{"$f":"'Input - Inventory'!D281","v":"Luminaire"},{"$f":"'Input - Inventory'!E281","v":"Traffic"},{"$f":"'Input - Inventory'!F281","v":"Major > 130w"},{"$f":"'Input - Inventory'!G281","v":0},null,"Luminaire - 400W MBI FLOODLIGHT",null,0,117,0,null,0,0,0,0,0,0,0,0,0,0,0,0,0,0,0,0,0,0,0,0,0,0,0,0,0,0,0,0,0,null,0,0,0,0,0,0,0,0,0,null,0,0,0,0,0,0,0,0,0,0,null,0,0,0,0,0,0,0,null,0,0,0,null,{"$f":"IF($D284=\"Connection\",VLOOKUP(C284,'Input - General'!$F$62:$N$79,5,FALSE),0)","v":0},null,0.1801212933606588,0,0,null,8.6527813038891108E-2,0,0]
[null,{"$f":"'Input - Inventory'!B282","v":274},{"$f":"'Input - Inventory'!C282","v":"400W SON"},{"$f":"'Input - Inventory'!D282","v":"Luminaire"},{"$f":"'Input - Inventory'!E282","v":"Traffic"},{"$f":"'Input - Inventory'!F282","v":"Major > 130w"},{"$f":"'Input - Inventory'!G282","v":0},null,"Luminaire - 400W SON",null,0,1082,0,null,0,0,0,0,0,0,0,0,0,0,0,0,0,0,0,0,0,0,0,0,0,0,0,0,0,0,0,0,0,null,0,0,0,0,0,0,0,0,0,null,0,0,0,0,0,0,0,0,0,0,null,0,0,0,0,0,0,0,null,0,0,0,null,{"$f":"IF($D285=\"Connection\",VLOOKUP(C285,'Input - General'!$F$62:$N$79,5,FALSE),0)","v":0},null,0.1801212933606588,0,0,null,8.6527813038891108E-2,0,0]
[null,{"$f":"'Input - Inventory'!B283","v":275},{"$f":"'Input - Inventory'!C283","v":"400W SON - PARKWAY 1"},{"$f":"'Input - Inventory'!D283","v":"Luminaire"},{"$f":"'Input - Inventory'!E283","v":"Traffic"},{"$f":"'Input - Inventory'!F283","v":"Major > 130w"},{"$f":"'Input - Inventory'!G283","v":0},null,"Luminaire - 400W SON - PARKWAY 1",null,0,19,0,null,0,0,0,0,0,0,0,0,0,0,0,0,0,0,0,0,0,0,0,0,0,0,0,0,0,0,0,0,0,null,0,0,0,0,0,0,0,0,0,null,0,0,0,0,0,0,0,0,0,0,null,0,0,0,0,0,0,0,null,0,0,0,null,{"$f":"IF($D286=\"Connection\",VLOOKUP(C286,'Input - General'!$F$62:$N$79,5,FALSE),0)","v":0},null,0.1801212933606588,0,0,null,8.6527813038891108E-2,0,0]
[null,{"$f":"'Input - Inventory'!B284","v":276},{"$f":"'Input - Inventory'!C284","v":"400W SON - Parkway 1(P09)"},{"$f":"'Input - Inventory'!D284","v":"Luminaire"},{"$f":"'Input - Inventory'!E284","v":"Traffic"},{"$f":"'Input - Inventory'!F284","v":"Major > 130w"},{"$f":"'Input - Inventory'!G284","v":0},null,"Luminaire - 400W SON - Parkway 1(P09)",null,0,3,0,null,0,0,0,0,0,0,0,0,0,0,0,0,0,0,0,0,0,0,0,0,0,0,0,0,0,0,0,0,0,null,0,0,0,0,0,0,0,0,0,null,0,0,0,0,0,0,0,0,0,0,null,0,0,0,0,0,0,0,null,0,0,0,null,{"$f":"IF($D287=\"Connection\",VLOOKUP(C287,'Input - General'!$F$62:$N$79,5,FALSE),0)","v":0},null,0.1801212933606588,0,0,null,8.6527813038891108E-2,0,0]
[null,{"$f":"'Input - Inventory'!B285","v":277},{"$f":"'Input - Inventory'!C285","v":"400W SON (P09)"},{"$f":"'Input - Inventory'!D285","v":"Luminaire"},{"$f":"'Input - Inventory'!E285","v":"Traffic"},{"$f":"'Input - Inventory'!F285","v":"Major > 130w"},{"$f":"'Input - Inventory'!G285","v":0},null,"Luminaire - 400W SON (P09)",null,0,643.5,0,null,0,0,0,0,0,0,0,0,0,0,0,0,0,0,0,0,0,0,0,0,0,0,0,0,0,0,0,0,0,null,0,0,0,0,0,0,0,0,0,null,0,0,0,0,0,0,0,0,0,0,null,0,0,0,0,0,0,0,null,0,0,0,null,{"$f":"IF($D288=\"Connection\",VLOOKUP(C288,'Input - General'!$F$62:$N$79,5,FALSE),0)","v":0},null,0.1801212933606588,0,0,null,8.6527813038891108E-2,0,0]
[null,{"$f":"'Input - Inventory'!B286","v":278},{"$f":"'Input - Inventory'!C286","v":"400W SON Active Reactor"},{"$f":"'Input - Inventory'!D286","v":"Luminaire"},{"$f":"'Input - Inventory'!E286","v":"Traffic"},{"$f":"'Input - Inventory'!F286","v":"Major > 130w"},{"$f":"'Input - Inventory'!G286","v":0},null,"Luminaire - 400W SON Active Reactor",null,0,108,0,null,0,0,0,0,0,0,0,0,0,0,0,0,0,0,0,0,0,0,0,0,0,0,0,0,0,0,0,0,0,null,0,0,0,0,0,0,0,0,0,null,0,0,0,0,0,0,0,0,0,0,null,0,0,0,0,0,0,0,null,0,0,0,null,{"$f":"IF($D289=\"Connection\",VLOOKUP(C289,'Input - General'!$F$62:$N$79,5,FALSE),0)","v":0},null,0.1801212933606588,0,0,null,8.6527813038891108E-2,0,0]
[null,{"$f":"'Input - Inventory'!B287","v":279},{"$f":"'Input - Inventory'!C287","v":"400W SON FLOODLIGHT"},{"$f":"'Input - Inventory'!D287","v":"Luminaire"},{"$f":"'Input - Inventory'!E287","v":"Traffic"},{"$f":"'Input - Inventory'!F287","v":"Major > 130w"},{"$f":"'Input - Inventory'!G287","v":0},null,"Luminaire - 400W SON FLOODLIGHT",null,0,283,0,null,0,0,0,0,0,0,0,0,0,0,0,0,0,0,0,0,0,0,0,0,0,0,0,0,0,0,0,0,0,null,0,0,0,0,0,0,0,0,0,null,0,0,0,0,0,0,0,0,0,0,null,0,0,0,0,0,0,0,null,0,0,0,null,{"$f":"IF($D290=\"Connection\",VLOOKUP(C290,'Input - General'!$F$62:$N$79,5,FALSE),0)","v":0},null,0.1801212933606588,0,0,null,8.6527813038891108E-2,0,0]
[null,{"$f":"'Input - Inventory'!B288","v":280},{"$f":"'Input - Inventory'!C288","v":"400W SON Floodlight (P09)"},{"$f":"'Input - Inventory'!D288","v":"Luminaire"},{"$f":"'Input - Inventory'!E288","v":"Traffic"},{"$f":"'Input - Inventory'!F288","v":"Major > 130w"},{"$f":"'Input - Inventory'!G288","v":0},null,"Luminaire - 400W SON Floodlight (P09)",null,0,186,0,null,0,0,0,0,0,0,0,0,0,0,0,0,0,0,0,0,0,0,0,0,0,0,0,0,0,0,0,0,0,null,0,0,0,0,0,0,0,0,0,null,0,0,0,0,0,0,0,0,0,0,null,0,0,0,0,0,0,0,null,0,0,0,null,{"$f":"IF($D291=\"Connection\",VLOOKUP(C291,'Input - General'!$F$62:$N$79,5,FALSE),0)","v":0},null,0.1801212933606588,0,0,null,8.6527813038891108E-2,0,0]
[null,{"$f":"'Input - Inventory'!B289","v":281},{"$f":"'Input - Inventory'!C289","v":"40W SOX"},{"$f":"'Input - Inventory'!D289","v":"Luminaire"},{"$f":"'Input - Inventory'!E289","v":"NonTraffic"},{"$f":"'Input - Inventory'!F289","v":"Minor < 130w"},{"$f":"'Input - Inventory'!G289","v":0},null,"Luminaire - 40W SOX",null,0,0,0,null,0,0,0,0,0,0,0,0,0,0,0,0,0,0,0,0,0,0,0,0,0,0,0,0,0,0,0,0,0,null,0,0,0,0,0,0,0,0,0,null,0,0,0,0,0,0,0,0,0,0,null,0,0,0,0,0,0,0,null,0,0,0,null,{"$f":"IF($D292=\"Connection\",VLOOKUP(C292,'Input - General'!$F$62:$N$79,5,FALSE),0)","v":0},null,0.1801212933606588,0,0,null,8.6527813038891108E-2,0,0]
[null,{"$f":"'Input - Inventory'!B290","v":282},{"$f":"'Input - Inventory'!C290","v":"42W MBF - Sylvania Suburban Ec (P09)"},{"$f":"'Input - Inventory'!D290","v":"Luminaire"},{"$f":"'Input - Inventory'!E290","v":"NonTraffic"},{"$f":"'Input - Inventory'!F290","v":"Minor < 130w"},{"$f":"'Input - Inventory'!G290","v":0},null,"Luminaire - 42W MBF - Sylvania Suburban Ec (P09)",null,0,44381.5,0,null,0,0,0,0,0,0,0,0,0,0,0,0,0,0,0,0,0,0,0,0,0,0,0,0,0,0,0,0,0,null,0,0,0,0,0,0,0,0,0,null,0,0,0,0,0,0,0,0,0,0,null,0,0,0,0,0,0,0,null,0,0,0,null,{"$f":"IF($D293=\"Connection\",VLOOKUP(C293,'Input - General'!$F$62:$N$79,5,FALSE),0)","v":0},null,0.1801212933606588,0,0,null,8.6527813038891108E-2,0,0]
[null,{"$f":"'Input - Inventory'!B291","v":283},{"$f":"'Input - Inventory'!C291","v":"42W MBF SYLVANIA SUB ECO"},{"$f":"'Input - Inventory'!D291","v":"Luminaire"},{"$f":"'Input - Inventory'!E291","v":"NonTraffic"},{"$f":"'Input - Inventory'!F291","v":"Minor < 130w"},{"$f":"'Input - Inventory'!G291","v":0},null,"Luminaire - 42W MBF SYLVANIA SUB ECO",null,0,0,0,null,0,0,0,0,0,0,0,0,0,0,0,0,0,0,0,0,0,0,0,0,0,0,0,0,0,0,0,0,0,null,0,0,0,0,0,0,0,0,0,null,0,0,0,0,0,0,0,0,0,0,null,0,0,0,0,0,0,0,null,0,0,0,null,{"$f":"IF($D294=\"Connection\",VLOOKUP(C294,'Input - General'!$F$62:$N$79,5,FALSE),0)","v":0},null,0.1801212933606588,0,0,null,8.6527813038891108E-2,0,0]
[null,{"$f":"'Input - Inventory'!B292","v":284},{"$f":"'Input - Inventory'!C292","v":"4x1000W MBF"},{"$f":"'Input - Inventory'!D292","v":"Luminaire"},{"$f":"'Input - Inventory'!E292","v":"Traffic"},{"$f":"'Input - Inventory'!F292","v":"Major > 130w"},{"$f":"'Input - Inventory'!G292","v":0},null,{"$f":"CONCATENATE(D295,\" - \",C295)","v":"Luminaire - 4x1000W MBF"},null,0,0,{"$f":"L295*K295","v":0},null,0,{"$f":"IF(AND($D295=\"Lamp\",CycleBulkTask1<>0, OR($F295=O$9,O$9=\"All\")),1/CycleBulkTask1,0)","v":0},0,{"$f":"IF(AND($D295=\"Lamp\",CycleBulkTask2<>0, OR($F295=Q$9,Q$9=\"All\")),1/CycleBulkTask2,0)","v":0},0,{"$f":"IF(AND($D295=\"Lamp\",CycleBulkTask3<>0, OR($F295=S$9,S$9=\"All\")),1/CycleBulkTask3,0)","v":0},0,{"$f":"IF(AND($D295=\"Lamp\",CycleBulkTask4<>0, OR($F295=U$9,U$9=\"All\")),1/CycleBulkTask4,0)","v":0},0,{"$f":"IF(AND($D295=\"Lamp\",CycleBulkTask5<>0, OR($F295=W$9,W$9=\"All\")),1/CycleBulkTask5,0)","v":0},0,{"$f":"IF(AND($D295=\"Lamp\",CycleBulkTask6<>0, OR($F295=Y$9,Y$9=\"All\")),1/CycleBulkTask6,0)","v":0},0,{"$f":"IF(AND($D295=\"Lamp\",CycleBulkTask7<>0, OR($F295=AA$9,AA$9=\"All\")),1/CycleBulkTask7,0)","v":0},0,{"$f":"IF(AND($D295=\"Lamp\",CycleBulkTask8<>0, OR($F295=AC$9,AC$9=\"All\")),1/CycleBulkTask8,0)","v":0},0,{"$f":"IF(AND($D295=\"Lamp\",CycleBulkTask9<>0, OR($F295=AE$9,AE$9=\"All\")),1/CycleBulkTask9,0)","v":0},0,{"$f":"IF(AND($D295=\"Lamp\",CycleBulkTask10<>0, OR($F295=AG$9,AG$9=\"All\")),1/CycleBulkTask10,0)","v":0},0,{"$f":"IF(AND($D295=\"Lamp\",CycleBulkTask11<>0, OR($F295=AI$9,AI$9=\"All\")),1/CycleBulkTask11,0)","v":0},0,{"$f":"IF(AND($D295=\"Lamp\",CycleBulkTask12<>0, OR($F295=AK$9,AK$9=\"All\")),1/CycleBulkTask12,0)","v":0},0,{"$f":"IF(AND($D295=\"Lamp\",CycleBulkTask13<>0, OR($F295=AM$9,AM$9=\"All\")),1/CycleBulkTask13,0)","v":0},0,{"$f":"IF(AND($D295=\"Lamp\",CycleBulkTask14<>0, OR($F295=AO$9,AO$9=\"All\")),1/CycleBulkTask14,0)","v":0},{"$f":"O295*P295+Q295*R295+S295*T295+U295*V295+W295*X295+Y295*Z295+AA295*AB295+AC295*AD295+AE295*AF295+AG295*AH295+AI295*AJ295+AK295*AL295+AM295*AN295+AO295*AP295","v":0},null,0,{"$f":"MAX(P295,R295)","v":0},0,{"$f":"MAX(T295,V295)","v":0},0,{"$f":"X295","v":0},0,0,{"$f":"AS295*AT295+AU295*AV295+AW295*AX295+AY295*AZ295","v":0},null,0,{"$f":"BO295","v":0},0,0,{"$f":"BQ295","v":0},0,0,{"$f":"BS295","v":0},0,{"$f":"BC295*BD295*BE295+BF295*BG295*BH295+BI295*BJ295*BK295","v":0},null,0,0,0,0,0,0,{"$f":"BN295*BO295+BP295*BQ295+BR295*BS295","v":0},null,0,{"$f":"BD295*BE295+BG295*BH295+BJ295*BK295","v":0},{"$f":"BV295*BW295","v":0},null,{"$f":"IF($D295=\"Connection\",VLOOKUP(C295,'Input - General'!$F$62:$N$79,5,FALSE),0)","v":0},null,0.1801212933606588,{"$f":"BX295+BL295+BT295+BA295+AQ295+BZ295","v":0},{"$f":"CC295*CB295","v":0},null,8.6527813038891108E-2,0,0]
[null,{"$f":"'Input - Inventory'!B293","v":285},{"$f":"'Input - Inventory'!C293","v":"4x20W TF"},{"$f":"'Input - Inventory'!D293","v":"Luminaire"},{"$f":"'Input - Inventory'!E293","v":"NonTraffic"},{"$f":"'Input - Inventory'!F293","v":"Minor < 130w"},{"$f":"'Input - Inventory'!G293","v":0},null,"Luminaire - 4x20W TF",null,0,6,0,null,0,0,0,0,0,0,0,0,0,0,0,0,0,0,0,0,0,0,0,0,0,0,0,0,0,0,0,0,0,null,0,0,0,0,0,0,0,0,0,null,0,0,0,0,0,0,0,0,0,0,null,0,0,0,0,0,0,0,null,0,0,0,null,{"$f":"IF($D296=\"Connection\",VLOOKUP(C296,'Input - General'!$F$62:$N$79,5,FALSE),0)","v":0},null,0.1801212933606588,0,0,null,8.6527813038891108E-2,0,0]
[null,{"$f":"'Input - Inventory'!B294","v":286},{"$f":"'Input - Inventory'!C294","v":"4x20W TF - WAVERLEY"},{"$f":"'Input - Inventory'!D294","v":"Luminaire"},{"$f":"'Input - Inventory'!E294","v":"NonTraffic"},{"$f":"'Input - Inventory'!F294","v":"Minor < 130w"},{"$f":"'Input - Inventory'!G294","v":0},null,"Luminaire - 4x20W TF - WAVERLEY",null,0,47,0,null,0,0,0,0,0,0,0,0,0,0,0,0,0,0,0,0,0,0,0,0,0,0,0,0,0,0,0,0,0,null,0,0,0,0,0,0,0,0,0,null,0,0,0,0,0,0,0,0,0,0,null,0,0,0,0,0,0,0,null,0,0,0,null,{"$f":"IF($D297=\"Connection\",VLOOKUP(C297,'Input - General'!$F$62:$N$79,5,FALSE),0)","v":0},null,0.1801212933606588,0,0,null,8.6527813038891108E-2,0,0]
[null,{"$f":"'Input - Inventory'!B295","v":287},{"$f":"'Input - Inventory'!C295","v":"4x250W SON"},{"$f":"'Input - Inventory'!D295","v":"Luminaire"},{"$f":"'Input - Inventory'!E295","v":"Traffic"},{"$f":"'Input - Inventory'!F295","v":"Major > 130w"},{"$f":"'Input - Inventory'!G295","v":0},null,"Luminaire - 4x250W SON",null,0,7,0,null,0,0,0,0,0,0,0,0,0,0,0,0,0,0,0,0,0,0,0,0,0,0,0,0,0,0,0,0,0,null,0,0,0,0,0,0,0,0,0,null,0,0,0,0,0,0,0,0,0,0,null,0,0,0,0,0,0,0,null,0,0,0,null,{"$f":"IF($D298=\"Connection\",VLOOKUP(C298,'Input - General'!$F$62:$N$79,5,FALSE),0)","v":0},null,0.1801212933606588,0,0,null,8.6527813038891108E-2,0,0]
[null,{"$f":"'Input - Inventory'!B296","v":288},{"$f":"'Input - Inventory'!C296","v":"4x40W TF"},{"$f":"'Input - Inventory'!D296","v":"Luminaire"},{"$f":"'Input - Inventory'!E296","v":"NonTraffic"},{"$f":"'Input - Inventory'!F296","v":"Minor < 130w"},{"$f":"'Input - Inventory'!G296","v":0},null,"Luminaire - 4x40W TF",null,0,0,0,null,0,0,0,0,0,0,0,0,0,0,0,0,0,0,0,0,0,0,0,0,0,0,0,0,0,0,0,0,0,null,0,0,0,0,0,0,0,0,0,null,0,0,0,0,0,0,0,0,0,0,null,0,0,0,0,0,0,0,null,0,0,0,null,{"$f":"IF($D299=\"Connection\",VLOOKUP(C299,'Input - General'!$F$62:$N$79,5,FALSE),0)","v":0},null,0.1801212933606588,0,0,null,8.6527813038891108E-2,0,0]
[null,{"$f":"'Input - Inventory'!B297","v":289},{"$f":"'Input - Inventory'!C297","v":"4x40W TF - WAVERLEY"},{"$f":"'Input - Inventory'!D297","v":"Luminaire"},{"$f":"'Input - Inventory'!E297","v":"NonTraffic"},{"$f":"'Input - Inventory'!F297","v":"Minor < 130w"},{"$f":"'Input - Inventory'!G297","v":0},null,"Luminaire - 4x40W TF - WAVERLEY",null,0,43,0,null,0,0,0,0,0,0,0,0,0,0,0,0,0,0,0,0,0,0,0,0,0,0,0,0,0,0,0,0,0,null,0,0,0,0,0,0,0,0,0,null,0,0,0,0,0,0,0,0,0,0,null,0,0,0,0,0,0,0,null,0,0,0,null,{"$f":"IF($D300=\"Connection\",VLOOKUP(C300,'Input - General'!$F$62:$N$79,5,FALSE),0)","v":0},null,0.1801212933606588,0,0,null,8.6527813038891108E-2,0,0]
[null,{"$f":"'Input - Inventory'!B298","v":290},{"$f":"'Input - Inventory'!C298","v":"4x600W SON"},{"$f":"'Input - Inventory'!D298","v":"Luminaire"},{"$f":"'Input - Inventory'!E298","v":"Traffic"},{"$f":"'Input - Inventory'!F298","v":"Major > 130w"},{"$f":"'Input - Inventory'!G298","v":0},null,"Luminaire - 4x600W SON",null,0,2,0,null,0,0,0,0,0,0,0,0,0,0,0,0,0,0,0,0,0,0,0,0,0,0,0,0,0,0,0,0,0,null,0,0,0,0,0,0,0,0,0,null,0,0,0,0,0,0,0,0,0,0,null,0,0,0,0,0,0,0,null,0,0,0,null,{"$f":"IF($D301=\"Connection\",VLOOKUP(C301,'Input - General'!$F$62:$N$79,5,FALSE),0)","v":0},null,0.1801212933606588,0,0,null,8.6527813038891108E-2,0,0]
[null,{"$f":"'Input - Inventory'!B299","v":291},{"$f":"'Input - Inventory'!C299","v":"500W MBI FLOODLIGHT"},{"$f":"'Input - Inventory'!D299","v":"Luminaire"},{"$f":"'Input - Inventory'!E299","v":"Traffic"},{"$f":"'Input - Inventory'!F299","v":"Major > 130w"},{"$f":"'Input - Inventory'!G299","v":0},null,"Luminaire - 500W MBI FLOODLIGHT",null,0,2,0,null,0,0,0,0,0,0,0,0,0,0,0,0,0,0,0,0,0,0,0,0,0,0,0,0,0,0,0,0,0,null,0,0,0,0,0,0,0,0,0,null,0,0,0,0,0,0,0,0,0,0,null,0,0,0,0,0,0,0,null,0,0,0,null,{"$f":"IF($D302=\"Connection\",VLOOKUP(C302,'Input - General'!$F$62:$N$79,5,FALSE),0)","v":0},null,0.1801212933606588,0,0,null,8.6527813038891108E-2,0,0]
[null,{"$f":"'Input - Inventory'!B300","v":292},{"$f":"'Input - Inventory'!C300","v":"50W MBF"},{"$f":"'Input - Inventory'!D300","v":"Luminaire"},{"$f":"'Input - Inventory'!E300","v":"NonTraffic"},{"$f":"'Input - Inventory'!F300","v":"Minor < 130w"},{"$f":"'Input - Inventory'!G300","v":0},null,"Luminaire - 50W MBF",null,0,11811,0,null,0,0,0,0,0,0,0,0,0,0,0,0,0,0,0,0,0,0,0,0,0,0,0,0,0,0,0,0,0,null,0,0,0,0,0,0,0,0,0,null,0,0,0,0,0,0,0,0,0,0,null,0,0,0,0,0,0,0,null,0,0,0,null,{"$f":"IF($D303=\"Connection\",VLOOKUP(C303,'Input - General'!$F$62:$N$79,5,FALSE),0)","v":0},null,0.1801212933606588,0,0,null,8.6527813038891108E-2,0,0]
[null,{"$f":"'Input - Inventory'!B301","v":293},{"$f":"'Input - Inventory'!C301","v":"50W MBF - BOURKE HILL"},{"$f":"'Input - Inventory'!D301","v":"Luminaire"},{"$f":"'Input - Inventory'!E301","v":"NonTraffic"},{"$f":"'Input - Inventory'!F301","v":"Minor < 130w"},{"$f":"'Input - Inventory'!G301","v":0},null,"Luminaire - 50W MBF - BOURKE HILL",null,0,16,0,null,0,0,0,0,0,0,0,0,0,0,0,0,0,0,0,0,0,0,0,0,0,0,0,0,0,0,0,0,0,null,0,0,0,0,0,0,0,0,0,null,0,0,0,0,0,0,0,0,0,0,null,0,0,0,0,0,0,0,null,0,0,0,null,{"$f":"IF($D304=\"Connection\",VLOOKUP(C304,'Input - General'!$F$62:$N$79,5,FALSE),0)","v":0},null,0.1801212933606588,0,0,null,8.6527813038891108E-2,0,0]
[null,{"$f":"'Input - Inventory'!B302","v":294},{"$f":"'Input - Inventory'!C302","v":"50W MBF - NOSTALGIA"},{"$f":"'Input - Inventory'!D302","v":"Luminaire"},{"$f":"'Input - Inventory'!E302","v":"NonTraffic"},{"$f":"'Input - Inventory'!F302","v":"Minor < 130w"},{"$f":"'Input - Inventory'!G302","v":0},null,"Luminaire - 50W MBF - NOSTALGIA",null,0,139,0,null,0,0,0,0,0,0,0,0,0,0,0,0,0,0,0,0,0,0,0,0,0,0,0,0,0,0,0,0,0,null,0,0,0,0,0,0,0,0,0,null,0,0,0,0,0,0,0,0,0,0,null,0,0,0,0,0,0,0,null,0,0,0,null,{"$f":"IF($D305=\"Connection\",VLOOKUP(C305,'Input - General'!$F$62:$N$79,5,FALSE),0)","v":0},null,0.1801212933606588,0,0,null,8.6527813038891108E-2,0,0]
[null,{"$f":"'Input - Inventory'!B303","v":295},{"$f":"'Input - Inventory'!C303","v":"50W MBF - PLAIN"},{"$f":"'Input - Inventory'!D303","v":"Luminaire"},{"$f":"'Input - Inventory'!E303","v":"NonTraffic"},{"$f":"'Input - Inventory'!F303","v":"Minor < 130w"},{"$f":"'Input - Inventory'!G303","v":0},null,"Luminaire - 50W MBF - PLAIN",null,0,11,0,null,0,0,0,0,0,0,0,0,0,0,0,0,0,0,0,0,0,0,0,0,0,0,0,0,0,0,0,0,0,null,0,0,0,0,0,0,0,0,0,null,0,0,0,0,0,0,0,0,0,0,null,0,0,0,0,0,0,0,null,0,0,0,null,{"$f":"IF($D306=\"Connection\",VLOOKUP(C306,'Input - General'!$F$62:$N$79,5,FALSE),0)","v":0},null,0.1801212933606588,0,0,null,8.6527813038891108E-2,0,0]
[null,{"$f":"'Input - Inventory'!B304","v":296},{"$f":"'Input - Inventory'!C304","v":"50W MBF BOLLARD"},{"$f":"'Input - Inventory'!D304","v":"Luminaire"},{"$f":"'Input - Inventory'!E304","v":"NonTraffic"},{"$f":"'Input - Inventory'!F304","v":"Minor < 130w"},{"$f":"'Input - Inventory'!G304","v":0},null,"Luminaire - 50W MBF BOLLARD",null,0,0,0,null,0,0,0,0,0,0,0,0,0,0,0,0,0,0,0,0,0,0,0,0,0,0,0,0,0,0,0,0,0,null,0,0,0,0,0,0,0,0,0,null,0,0,0,0,0,0,0,0,0,0,null,0,0,0,0,0,0,0,null,0,0,0,null,{"$f":"IF($D307=\"Connection\",VLOOKUP(C307,'Input - General'!$F$62:$N$79,5,FALSE),0)","v":0},null,0.1801212933606588,0,0,null,8.6527813038891108E-2,0,0]
[null,{"$f":"'Input - Inventory'!B305","v":297},{"$f":"'Input - Inventory'!C305","v":"50W SON"},{"$f":"'Input - Inventory'!D305","v":"Luminaire"},{"$f":"'Input - Inventory'!E305","v":"NonTraffic"},{"$f":"'Input - Inventory'!F305","v":"Minor < 130w"},{"$f":"'Input - Inventory'!G305","v":0},null,"Luminaire - 50W SON",null,0,607,0,null,0,0,0,0,0,0,0,0,0,0,0,0,0,0,0,0,0,0,0,0,0,0,0,0,0,0,0,0,0,null,0,0,0,0,0,0,0,0,0,null,0,0,0,0,0,0,0,0,0,0,null,0,0,0,0,0,0,0,null,0,0,0,null,{"$f":"IF($D308=\"Connection\",VLOOKUP(C308,'Input - General'!$F$62:$N$79,5,FALSE),0)","v":0},null,0.1801212933606588,0,0,null,8.6527813038891108E-2,0,0]
[null,{"$f":"'Input - Inventory'!B306","v":298},{"$f":"'Input - Inventory'!C306","v":"50W SON - BOURKE HILL"},{"$f":"'Input - Inventory'!D306","v":"Luminaire"},{"$f":"'Input - Inventory'!E306","v":"NonTraffic"},{"$f":"'Input - Inventory'!F306","v":"Minor < 130w"},{"$f":"'Input - Inventory'!G306","v":0},null,"Luminaire - 50W SON - BOURKE HILL",null,0,0,0,null,0,0,0,0,0,0,0,0,0,0,0,0,0,0,0,0,0,0,0,0,0,0,0,0,0,0,0,0,0,null,0,0,0,0,0,0,0,0,0,null,0,0,0,0,0,0,0,0,0,0,null,0,0,0,0,0,0,0,null,0,0,0,null,{"$f":"IF($D309=\"Connection\",VLOOKUP(C309,'Input - General'!$F$62:$N$79,5,FALSE),0)","v":0},null,0.1801212933606588,0,0,null,8.6527813038891108E-2,0,0]
[null,{"$f":"'Input - Inventory'!B307","v":299},{"$f":"'Input - Inventory'!C307","v":"50W SON - NOSTALGIA"},{"$f":"'Input - Inventory'!D307","v":"Luminaire"},{"$f":"'Input - Inventory'!E307","v":"NonTraffic"},{"$f":"'Input - Inventory'!F307","v":"Minor < 130w"},{"$f":"'Input - Inventory'!G307","v":0},null,"Luminaire - 50W SON - NOSTALGIA",null,0,10,0,null,0,0,0,0,0,0,0,0,0,0,0,0,0,0,0,0,0,0,0,0,0,0,0,0,0,0,0,0,0,null,0,0,0,0,0,0,0,0,0,null,0,0,0,0,0,0,0,0,0,0,null,0,0,0,0,0,0,0,null,0,0,0,null,{"$f":"IF($D310=\"Connection\",VLOOKUP(C310,'Input - General'!$F$62:$N$79,5,FALSE),0)","v":0},null,0.1801212933606588,0,0,null,8.6527813038891108E-2,0,0]
[null,{"$f":"'Input - Inventory'!B308","v":300},{"$f":"'Input - Inventory'!C308","v":"60W SOX"},{"$f":"'Input - Inventory'!D308","v":"Luminaire"},{"$f":"'Input - Inventory'!E308","v":"NonTraffic"},{"$f":"'Input - Inventory'!F308","v":"Minor < 130w"},{"$f":"'Input - Inventory'!G308","v":0},null,"Luminaire - 60W SOX",null,0,0,0,null,0,0,0,0,0,0,0,0,0,0,0,0,0,0,0,0,0,0,0,0,0,0,0,0,0,0,0,0,0,null,0,0,0,0,0,0,0,0,0,null,0,0,0,0,0,0,0,0,0,0,null,0,0,0,0,0,0,0,null,0,0,0,null,{"$f":"IF($D311=\"Connection\",VLOOKUP(C311,'Input - General'!$F$62:$N$79,5,FALSE),0)","v":0},null,0.1801212933606588,0,0,null,8.6527813038891108E-2,0,0]
[null,{"$f":"'Input - Inventory'!B309","v":301},{"$f":"'Input - Inventory'!C309","v":"700W MBF"},{"$f":"'Input - Inventory'!D309","v":"Luminaire"},{"$f":"'Input - Inventory'!E309","v":"Traffic"},{"$f":"'Input - Inventory'!F309","v":"Major > 130w"},{"$f":"'Input - Inventory'!G309","v":0},null,"Luminaire - 700W MBF",null,0,34,0,null,0,0,0,0,0,0,0,0,0,0,0,0,0,0,0,0,0,0,0,0,0,0,0,0,0,0,0,0,0,null,0,0,0,0,0,0,0,0,0,null,0,0,0,0,0,0,0,0,0,0,null,0,0,0,0,0,0,0,null,0,0,0,null,{"$f":"IF($D312=\"Connection\",VLOOKUP(C312,'Input - General'!$F$62:$N$79,5,FALSE),0)","v":0},null,0.1801212933606588,0,0,null,8.6527813038891108E-2,0,0]
[null,{"$f":"'Input - Inventory'!B310","v":302},{"$f":"'Input - Inventory'!C310","v":"70W MBI"},{"$f":"'Input - Inventory'!D310","v":"Luminaire"},{"$f":"'Input - Inventory'!E310","v":"NonTraffic"},{"$f":"'Input - Inventory'!F310","v":"Minor < 130w"},{"$f":"'Input - Inventory'!G310","v":0},null,"Luminaire - 70W MBI",null,0,59,0,null,0,0,0,0,0,0,0,0,0,0,0,0,0,0,0,0,0,0,0,0,0,0,0,0,0,0,0,0,0,null,0,0,0,0,0,0,0,0,0,null,0,0,0,0,0,0,0,0,0,0,null,0,0,0,0,0,0,0,null,0,0,0,null,{"$f":"IF($D313=\"Connection\",VLOOKUP(C313,'Input - General'!$F$62:$N$79,5,FALSE),0)","v":0},null,0.1801212933606588,0,0,null,8.6527813038891108E-2,0,0]
[null,{"$f":"'Input - Inventory'!B311","v":303},{"$f":"'Input - Inventory'!C311","v":"70W MBI - MACQUARIE DEC."},{"$f":"'Input - Inventory'!D311","v":"Luminaire"},{"$f":"'Input - Inventory'!E311","v":"NonTraffic"},{"$f":"'Input - Inventory'!F311","v":"Minor < 130w"},{"$f":"'Input - Inventory'!G311","v":0},null,"Luminaire - 70W MBI - MACQUARIE DEC.",null,0,0,0,null,0,0,0,0,0,0,0,0,0,0,0,0,0,0,0,0,0,0,0,0,0,0,0,0,0,0,0,0,0,null,0,0,0,0,0,0,0,0,0,null,0,0,0,0,0,0,0,0,0,0,null,0,0,0,0,0,0,0,null,0,0,0,null,{"$f":"IF($D314=\"Connection\",VLOOKUP(C314,'Input - General'!$F$62:$N$79,5,FALSE),0)","v":0},null,0.1801212933606588,0,0,null,8.6527813038891108E-2,0,0]
[null,{"$f":"'Input - Inventory'!B312","v":304},{"$f":"'Input - Inventory'!C312","v":"70W MBI II"},{"$f":"'Input - Inventory'!D312","v":"Luminaire"},{"$f":"'Input - Inventory'!E312","v":"Traffic"},{"$f":"'Input - Inventory'!F312","v":"Minor < 130w"},{"$f":"'Input - Inventory'!G312","v":0},null,"Luminaire - 70W MBI II",null,0,72,0,null,0,0,0,0,0,0,0,0,0,0,0,0,0,0,0,0,0,0,0,0,0,0,0,0,0,0,0,0,0,null,0,0,0,0,0,0,0,0,0,null,0,0,0,0,0,0,0,0,0,0,null,0,0,0,0,0,0,0,null,0,0,0,null,{"$f":"IF($D315=\"Connection\",VLOOKUP(C315,'Input - General'!$F$62:$N$79,5,FALSE),0)","v":0},null,0.1801212933606588,0,0,null,8.6527813038891108E-2,0,0]
[null,{"$f":"'Input - Inventory'!B313","v":305},{"$f":"'Input - Inventory'!C313","v":"70W MBI II AERO"},{"$f":"'Input - Inventory'!D313","v":"Luminaire"},{"$f":"'Input - Inventory'!E313","v":"Traffic"},{"$f":"'Input - Inventory'!F313","v":"Minor < 130w"},{"$f":"'Input - Inventory'!G313","v":0},null,"Luminaire - 70W MBI II AERO",null,0,8,0,null,0,0,0,0,0,0,0,0,0,0,0,0,0,0,0,0,0,0,0,0,0,0,0,0,0,0,0,0,0,null,0,0,0,0,0,0,0,0,0,null,0,0,0,0,0,0,0,0,0,0,null,0,0,0,0,0,0,0,null,0,0,0,null,{"$f":"IF($D316=\"Connection\",VLOOKUP(C316,'Input - General'!$F$62:$N$79,5,FALSE),0)","v":0},null,0.1801212933606588,0,0,null,8.6527813038891108E-2,0,0]
[null,{"$f":"'Input - Inventory'!B314","v":306},{"$f":"'Input - Inventory'!C314","v":"70W SON"},{"$f":"'Input - Inventory'!D314","v":"Luminaire"},{"$f":"'Input - Inventory'!E314","v":"NonTraffic"},{"$f":"'Input - Inventory'!F314","v":"Minor < 130w"},{"$f":"'Input - Inventory'!G314","v":0},null,"Luminaire - 70W SON",null,0,1361,0,null,0,0,0,0,0,0,0,0,0,0,0,0,0,0,0,0,0,0,0,0,0,0,0,0,0,0,0,0,0,null,0,0,0,0,0,0,0,0,0,null,0,0,0,0,0,0,0,0,0,0,null,0,0,0,0,0,0,0,null,0,0,0,null,{"$f":"IF($D317=\"Connection\",VLOOKUP(C317,'Input - General'!$F$62:$N$79,5,FALSE),0)","v":0},null,0.1801212933606588,0,0,null,8.6527813038891108E-2,0,0]
[null,{"$f":"'Input - Inventory'!B315","v":307},{"$f":"'Input - Inventory'!C315","v":"70W SON - BOURKE HILL"},{"$f":"'Input - Inventory'!D315","v":"Luminaire"},{"$f":"'Input - Inventory'!E315","v":"NonTraffic"},{"$f":"'Input - Inventory'!F315","v":"Minor < 130w"},{"$f":"'Input - Inventory'!G315","v":0},null,"Luminaire - 70W SON - BOURKE HILL",null,0,12,0,null,0,0,0,0,0,0,0,0,0,0,0,0,0,0,0,0,0,0,0,0,0,0,0,0,0,0,0,0,0,null,0,0,0,0,0,0,0,0,0,null,0,0,0,0,0,0,0,0,0,0,null,0,0,0,0,0,0,0,null,0,0,0,null,{"$f":"IF($D318=\"Connection\",VLOOKUP(C318,'Input - General'!$F$62:$N$79,5,FALSE),0)","v":0},null,0.1801212933606588,0,0,null,8.6527813038891108E-2,0,0]
[null,{"$f":"'Input - Inventory'!B316","v":308},{"$f":"'Input - Inventory'!C316","v":"70W SON - GEC BOSTON 2"},{"$f":"'Input - Inventory'!D316","v":"Luminaire"},{"$f":"'Input - Inventory'!E316","v":"NonTraffic"},{"$f":"'Input - Inventory'!F316","v":"Minor < 130w"},{"$f":"'Input - Inventory'!G316","v":0},null,"Luminaire - 70W SON - GEC BOSTON 2",null,0,6,0,null,0,0,0,0,0,0,0,0,0,0,0,0,0,0,0,0,0,0,0,0,0,0,0,0,0,0,0,0,0,null,0,0,0,0,0,0,0,0,0,null,0,0,0,0,0,0,0,0,0,0,null,0,0,0,0,0,0,0,null,0,0,0,null,{"$f":"IF($D319=\"Connection\",VLOOKUP(C319,'Input - General'!$F$62:$N$79,5,FALSE),0)","v":0},null,0.1801212933606588,0,0,null,8.6527813038891108E-2,0,0]
[null,{"$f":"'Input - Inventory'!B317","v":309},{"$f":"'Input - Inventory'!C317","v":"70W SON - NOSTALGIA"},{"$f":"'Input - Inventory'!D317","v":"Luminaire"},{"$f":"'Input - Inventory'!E317","v":"NonTraffic"},{"$f":"'Input - Inventory'!F317","v":"Minor < 130w"},{"$f":"'Input - Inventory'!G317","v":0},null,"Luminaire - 70W SON - NOSTALGIA",null,0,22,0,null,0,0,0,0,0,0,0,0,0,0,0,0,0,0,0,0,0,0,0,0,0,0,0,0,0,0,0,0,0,null,0,0,0,0,0,0,0,0,0,null,0,0,0,0,0,0,0,0,0,0,null,0,0,0,0,0,0,0,null,0,0,0,null,{"$f":"IF($D320=\"Connection\",VLOOKUP(C320,'Input - General'!$F$62:$N$79,5,FALSE),0)","v":0},null,0.1801212933606588,0,0,null,8.6527813038891108E-2,0,0]
[null,{"$f":"'Input - Inventory'!B318","v":310},{"$f":"'Input - Inventory'!C318","v":"70W SON - Nostalgia (P09)"},{"$f":"'Input - Inventory'!D318","v":"Luminaire"},{"$f":"'Input - Inventory'!E318","v":"Traffic"},{"$f":"'Input - Inventory'!F318","v":"Minor < 130w"},{"$f":"'Input - Inventory'!G318","v":0},null,"Luminaire - 70W SON - Nostalgia (P09)",null,0,50,0,null,0,0,0,0,0,0,0,0,0,0,0,0,0,0,0,0,0,0,0,0,0,0,0,0,0,0,0,0,0,null,0,0,0,0,0,0,0,0,0,null,0,0,0,0,0,0,0,0,0,0,null,0,0,0,0,0,0,0,null,0,0,0,null,{"$f":"IF($D321=\"Connection\",VLOOKUP(C321,'Input - General'!$F$62:$N$79,5,FALSE),0)","v":0},null,0.1801212933606588,0,0,null,8.6527813038891108E-2,0,0]
[null,{"$f":"'Input - Inventory'!B319","v":311},{"$f":"'Input - Inventory'!C319","v":"70W SON - PARKVILLE"},{"$f":"'Input - Inventory'!D319","v":"Luminaire"},{"$f":"'Input - Inventory'!E319","v":"NonTraffic"},{"$f":"'Input - Inventory'!F319","v":"Minor < 130w"},{"$f":"'Input - Inventory'!G319","v":0},null,"Luminaire - 70W SON - PARKVILLE",null,0,6,0,null,0,0,0,0,0,0,0,0,0,0,0,0,0,0,0,0,0,0,0,0,0,0,0,0,0,0,0,0,0,null,0,0,0,0,0,0,0,0,0,null,0,0,0,0,0,0,0,0,0,0,null,0,0,0,0,0,0,0,null,0,0,0,null,{"$f":"IF($D322=\"Connection\",VLOOKUP(C322,'Input - General'!$F$62:$N$79,5,FALSE),0)","v":0},null,0.1801212933606588,0,0,null,8.6527813038891108E-2,0,0]
[null,{"$f":"'Input - Inventory'!B320","v":312},{"$f":"'Input - Inventory'!C320","v":"70W SON - REGAL/FLINDERS"},{"$f":"'Input - Inventory'!D320","v":"Luminaire"},{"$f":"'Input - Inventory'!E320","v":"NonTraffic"},{"$f":"'Input - Inventory'!F320","v":"Minor < 130w"},{"$f":"'Input - Inventory'!G320","v":0},null,"Luminaire - 70W SON - REGAL/FLINDERS",null,0,0,0,null,0,0,0,0,0,0,0,0,0,0,0,0,0,0,0,0,0,0,0,0,0,0,0,0,0,0,0,0,0,null,0,0,0,0,0,0,0,0,0,null,0,0,0,0,0,0,0,0,0,0,null,0,0,0,0,0,0,0,null,0,0,0,null,{"$f":"IF($D323=\"Connection\",VLOOKUP(C323,'Input - General'!$F$62:$N$79,5,FALSE),0)","v":0},null,0.1801212933606588,0,0,null,8.6527813038891108E-2,0,0]
[null,{"$f":"'Input - Inventory'!B321","v":313},{"$f":"'Input - Inventory'!C321","v":"70W SON (P09)"},{"$f":"'Input - Inventory'!D321","v":"Luminaire"},{"$f":"'Input - Inventory'!E321","v":"NonTraffic"},{"$f":"'Input - Inventory'!F321","v":"Minor < 130w"},{"$f":"'Input - Inventory'!G321","v":0},null,"Luminaire - 70W SON (P09)",null,0,419,0,null,0,0,0,0,0,0,0,0,0,0,0,0,0,0,0,0,0,0,0,0,0,0,0,0,0,0,0,0,0,null,0,0,0,0,0,0,0,0,0,null,0,0,0,0,0,0,0,0,0,0,null,0,0,0,0,0,0,0,null,0,0,0,null,{"$f":"IF($D324=\"Connection\",VLOOKUP(C324,'Input - General'!$F$62:$N$79,5,FALSE),0)","v":0},null,0.1801212933606588,0,0,null,8.6527813038891108E-2,0,0]
[null,{"$f":"'Input - Inventory'!B322","v":314},{"$f":"'Input - Inventory'!C322","v":"70W SON BOLLARD"},{"$f":"'Input - Inventory'!D322","v":"Luminaire"},{"$f":"'Input - Inventory'!E322","v":"NonTraffic"},{"$f":"'Input - Inventory'!F322","v":"Minor < 130w"},{"$f":"'Input - Inventory'!G322","v":0},null,"Luminaire - 70W SON BOLLARD",null,0,9,0,null,0,0,0,0,0,0,0,0,0,0,0,0,0,0,0,0,0,0,0,0,0,0,0,0,0,0,0,0,0,null,0,0,0,0,0,0,0,0,0,null,0,0,0,0,0,0,0,0,0,0,null,0,0,0,0,0,0,0,null,0,0,0,null,{"$f":"IF($D325=\"Connection\",VLOOKUP(C325,'Input - General'!$F$62:$N$79,5,FALSE),0)","v":0},null,0.1801212933606588,0,0,null,8.6527813038891108E-2,0,0]
[null,{"$f":"'Input - Inventory'!B323","v":315},{"$f":"'Input - Inventory'!C323","v":"70W SON FLOODLIGHT"},{"$f":"'Input - Inventory'!D323","v":"Luminaire"},{"$f":"'Input - Inventory'!E323","v":"NonTraffic"},{"$f":"'Input - Inventory'!F323","v":"Minor < 130w"},{"$f":"'Input - Inventory'!G323","v":0},null,"Luminaire - 70W SON FLOODLIGHT",null,0,16,0,null,0,0,0,0,0,0,0,0,0,0,0,0,0,0,0,0,0,0,0,0,0,0,0,0,0,0,0,0,0,null,0,0,0,0,0,0,0,0,0,null,0,0,0,0,0,0,0,0,0,0,null,0,0,0,0,0,0,0,null,0,0,0,null,{"$f":"IF($D326=\"Connection\",VLOOKUP(C326,'Input - General'!$F$62:$N$79,5,FALSE),0)","v":0},null,0.1801212933606588,0,0,null,8.6527813038891108E-2,0,0]
[null,{"$f":"'Input - Inventory'!B324","v":316},{"$f":"'Input - Inventory'!C324","v":"70W SON Floodlight (P09)"},{"$f":"'Input - Inventory'!D324","v":"Luminaire"},{"$f":"'Input - Inventory'!E324","v":"NonTraffic"},{"$f":"'Input - Inventory'!F324","v":"Minor < 130w"},{"$f":"'Input - Inventory'!G324","v":0},null,"Luminaire - 70W SON Floodlight (P09)",null,0,12,0,null,0,0,0,0,0,0,0,0,0,0,0,0,0,0,0,0,0,0,0,0,0,0,0,0,0,0,0,0,0,null,0,0,0,0,0,0,0,0,0,null,0,0,0,0,0,0,0,0,0,0,null,0,0,0,0,0,0,0,null,0,0,0,null,{"$f":"IF($D327=\"Connection\",VLOOKUP(C327,'Input - General'!$F$62:$N$79,5,FALSE),0)","v":0},null,0.1801212933606588,0,0,null,8.6527813038891108E-2,0,0]
[null,{"$f":"'Input - Inventory'!B325","v":317},{"$f":"'Input - Inventory'!C325","v":"70W SON -PLAIN"},{"$f":"'Input - Inventory'!D325","v":"Luminaire"},{"$f":"'Input - Inventory'!E325","v":"NonTraffic"},{"$f":"'Input - Inventory'!F325","v":"Minor < 130w"},{"$f":"'Input - Inventory'!G325","v":0},null,"Luminaire - 70W SON -PLAIN",null,0,202,0,null,0,0,0,0,0,0,0,0,0,0,0,0,0,0,0,0,0,0,0,0,0,0,0,0,0,0,0,0,0,null,0,0,0,0,0,0,0,0,0,null,0,0,0,0,0,0,0,0,0,0,null,0,0,0,0,0,0,0,null,0,0,0,null,{"$f":"IF($D328=\"Connection\",VLOOKUP(C328,'Input - General'!$F$62:$N$79,5,FALSE),0)","v":0},null,0.1801212933606588,0,0,null,8.6527813038891108E-2,0,0]
[null,{"$f":"'Input - Inventory'!B326","v":318},{"$f":"'Input - Inventory'!C326","v":"70W SON -PLAIN (P09)"},{"$f":"'Input - Inventory'!D326","v":"Luminaire"},{"$f":"'Input - Inventory'!E326","v":"NonTraffic"},{"$f":"'Input - Inventory'!F326","v":"Minor < 130w"},{"$f":"'Input - Inventory'!G326","v":0},null,"Luminaire - 70W SON -PLAIN (P09)",null,0,20,0,null,0,0,0,0,0,0,0,0,0,0,0,0,0,0,0,0,0,0,0,0,0,0,0,0,0,0,0,0,0,null,0,0,0,0,0,0,0,0,0,null,0,0,0,0,0,0,0,0,0,0,null,0,0,0,0,0,0,0,null,0,0,0,null,{"$f":"IF($D329=\"Connection\",VLOOKUP(C329,'Input - General'!$F$62:$N$79,5,FALSE),0)","v":0},null,0.1801212933606588,0,0,null,8.6527813038891108E-2,0,0]
[null,{"$f":"'Input - Inventory'!B327","v":319},{"$f":"'Input - Inventory'!C327","v":"750W MBI FLOODLIGHT"},{"$f":"'Input - Inventory'!D327","v":"Luminaire"},{"$f":"'Input - Inventory'!E327","v":"Traffic"},{"$f":"'Input - Inventory'!F327","v":"Major > 130w"},{"$f":"'Input - Inventory'!G327","v":0},null,"Luminaire - 750W MBI FLOODLIGHT",null,0,0,0,null,0,0,0,0,0,0,0,0,0,0,0,0,0,0,0,0,0,0,0,0,0,0,0,0,0,0,0,0,0,null,0,0,0,0,0,0,0,0,0,null,0,0,0,0,0,0,0,0,0,0,null,0,0,0,0,0,0,0,null,0,0,0,null,{"$f":"IF($D330=\"Connection\",VLOOKUP(C330,'Input - General'!$F$62:$N$79,5,FALSE),0)","v":0},null,0.1801212933606588,0,0,null,8.6527813038891108E-2,0,0]
[null,{"$f":"'Input - Inventory'!B328","v":320},{"$f":"'Input - Inventory'!C328","v":"80W MBF"},{"$f":"'Input - Inventory'!D328","v":"Luminaire"},{"$f":"'Input - Inventory'!E328","v":"NonTraffic"},{"$f":"'Input - Inventory'!F328","v":"Minor < 130w"},{"$f":"'Input - Inventory'!G328","v":0},null,"Luminaire - 80W MBF",null,0,22785,0,null,0,0,0,0,0,0,0,0,0,0,0,0,0,0,0,0,0,0,0,0,0,0,0,0,0,0,0,0,0,null,0,0,0,0,0,0,0,0,0,null,0,0,0,0,0,0,0,0,0,0,null,0,0,0,0,0,0,0,null,0,0,0,null,{"$f":"IF($D331=\"Connection\",VLOOKUP(C331,'Input - General'!$F$62:$N$79,5,FALSE),0)","v":0},null,0.1801212933606588,0,0,null,8.6527813038891108E-2,0,0]
[null,{"$f":"'Input - Inventory'!B329","v":321},{"$f":"'Input - Inventory'!C329","v":"80W MBF - BEGA+CURVE BRA"},{"$f":"'Input - Inventory'!D329","v":"Luminaire"},{"$f":"'Input - Inventory'!E329","v":"NonTraffic"},{"$f":"'Input - Inventory'!F329","v":"Minor < 130w"},{"$f":"'Input - Inventory'!G329","v":0},null,"Luminaire - 80W MBF - BEGA+CURVE BRA",null,0,0,0,null,0,0,0,0,0,0,0,0,0,0,0,0,0,0,0,0,0,0,0,0,0,0,0,0,0,0,0,0,0,null,0,0,0,0,0,0,0,{"$f":"INDIRECT($E332)*$V332 +(1-INDIRECT($E332))*$T332","v":0},0,null,{"$f":"IF($D332=$AS$9,(INDIRECT(\"PriceLabour\" & \"FY15\")*ProportionStandardHours + INDIRECT(\"PriceLabourOvertime\" & \"FY15\")*ProportionOvertimeHours)*(1+RateOnCostAnnual),0)","v":0},0,{"$f":"IF($D332=\"Lamp\",(NumberOfCrew+INDIRECT($E332)*TrafficController)*(TimeToReplaceLamp),0)","v":0},{"$f":"IF($D332=$AS$9,(INDIRECT(\"PriceLabour\" & \"FY15\")*ProportionStandardHours + INDIRECT(\"PriceLabourOvertime\" & \"FY15\")*ProportionOvertimeHours)*(1+RateOnCostAnnual),0)","v":0},0,{"$f":"IF($D332=\"Lamp\",(NumberOfCrew+INDIRECT($E332)*TrafficController)*(TimeForPECellReplace),0)","v":0},{"$f":"IF($D332=$AS$9,(INDIRECT(\"PriceLabour\" & \"FY15\")*ProportionStandardHours + INDIRECT(\"PriceLabourOvertime\" & \"FY15\")*ProportionOvertimeHours)*(1+RateOnCostAnnual),0)","v":0},0,{"$f":"IF($D332=\"Lamp\",(NumberOfCrew+INDIRECT($E332)*TrafficController)*(TimeForOtherSpot),0)","v":0},0,null,0,{"$f":"IF($D332=\"Lamp\",INDIRECT(BO$10 & $B332),0)","v":0},0,{"$f":"IF($D332=\"Lamp\",INDIRECT(\"FailurePECell\" & \"Annual\"),0)","v":0},0,{"$f":"IF($D332=\"Lamp\",INDIRECT(\"FailureMisc\" & \"Annual\"),0)","v":0},0,null,0,0,0,null,{"$f":"IF($D332=\"Connection\",VLOOKUP(C332,'Input - General'!$F$62:$N$79,5,FALSE),0)","v":0},null,{"$f":"RateOverhead","v":0.1801212933606588},0,0,null,{"$f":"CorporateOverheads","v":8.6527813038891108E-2},0,{"$f":"CG332*CF332","v":0}]
[null,{"$f":"'Input - Inventory'!B330","v":322},{"$f":"'Input - Inventory'!C330","v":"80W MBF - BOURKE HILL"},{"$f":"'Input - Inventory'!D330","v":"Luminaire"},{"$f":"'Input - Inventory'!E330","v":"NonTraffic"},{"$f":"'Input - Inventory'!F330","v":"Minor < 130w"},{"$f":"'Input - Inventory'!G330","v":0},null,"Luminaire - 80W MBF - BOURKE HILL",null,{"$f":"AQ333+BA333+BL333+BT333+BX333+BZ333+CD333+CH333","v":0},{"$f":"INDIRECT(L$10&$B333&\"FY15\")","v":714},0,null,{"$f":"IF(AND($D333=\"Lamp\", OR($F333=O$9, O$9=\"All\")),INDIRECT(\"PriceBulkTask1\" & \"FY15\"),0)","v":0},0,{"$f":"IF(AND($D333=\"Lamp\", OR($F333=Q$9, Q$9=\"All\")),INDIRECT(\"PriceBulkTask2\" & \"FY15\"),0)","v":0},0,{"$f":"IF(AND($D333=\"Lamp\", OR($F333=S$9, S$9=\"All\")),INDIRECT(\"PriceBulkTask3\" & \"FY15\"),0)","v":0},0,{"$f":"IF(AND($D333=\"Lamp\", OR($F333=U$9, U$9=\"All\")),INDIRECT(\"PriceBulkTask4\" & \"FY15\"),0)","v":0},0,{"$f":"IF(AND($D333=\"Lamp\", OR($F333=W$9, W$9=\"All\")),INDIRECT(\"PriceBulkTask5\" & \"FY15\"),0)","v":0},0,{"$f":"IF(AND($D333=\"Lamp\", OR($F333=Y$9, Y$9=\"All\")),INDIRECT(\"PriceBulkTask6\" & \"FY15\"),0)","v":0},0,{"$f":"IF(AND($D333=\"Lamp\", OR($F333=AA$9, AA$9=\"All\")),INDIRECT(\"PriceBulkTask7\" & \"FY15\"),0)","v":0},0,{"$f":"IF(AND($D333=\"Lamp\", OR($F333=AC$9, AC$9=\"All\")),INDIRECT(\"PriceBulkTask8\" & \"FY15\"),0)","v":0},0,{"$f":"IF(AND($D333=\"Lamp\", OR($F333=AE$9, AE$9=\"All\")),INDIRECT(\"PriceBulkTask9\" & \"FY15\"),0)","v":0},0,{"$f":"IF(AND($D333=\"Lamp\", OR($F333=AG$9, AG$9=\"All\")),INDIRECT(\"PriceBulkTask10\" & \"FY15\"),0)","v":0},0,{"$f":"IF(AND($D333=\"Lamp\", OR($F333=AI$9, AI$9=\"All\")),INDIRECT(\"PriceBulkTask11\" & \"FY15\"),0)","v":0},0,{"$f":"IF(AND($D333=\"Lamp\", OR($F333=AK$9, AK$9=\"All\")),INDIRECT(\"PriceBulkTask12\" & \"FY15\"),0)","v":0},0,{"$f":"IF(AND($D333=\"Lamp\", OR($F333=AM$9, AM$9=\"All\")),INDIRECT(\"PriceBulkTask13\" & \"FY15\"),0)","v":0},0,{"$f":"IF(AND($D333=\"Lamp\", OR($F333=AO$9, AO$9=\"All\")),INDIRECT(\"PriceBulkTask14\" & \"FY15\"),0)","v":0},0,0,null,{"$f":"IF($D333=\"Lamp\",$G333*INDIRECT(\"Price\" & $B333 & \"FY15\"),0)","v":0},0,{"$f":"IF($D333=\"Lamp\",INDIRECT(\"PriceVisor\" & \"FY15\"),0)","v":0},0,{"$f":"IF($D333=\"Lamp\",INDIRECT(\"PricePECell\" & \"FY15\"),0)","v":0},0,{"$f":"IF($D333=\"Lamp\",INDIRECT(\"PriceMisc\" & \"FY15\"),0)","v":0},0,0,null,0,0,0,0,0,0,0,0,0,0,null,{"$f":"IF($D333=\"Lamp\",INDIRECT(\"Price\" & $B333 & \"FY15\"),0)","v":0},0,{"$f":"IF($D333=\"Lamp\",INDIRECT(\"pRICEpecELL\" & \"FY15\"),0)","v":0},0,{"$f":"IF($D333=\"Lamp\",INDIRECT(\"PriceMisc\" & \"FY15\"),0)","v":0},0,0,null,{"$f":"IF(AND($D333=\"Lamp\"),INDIRECT(\"PriceEWP\"&\"FY15\"),0)","v":0},0,0,null,{"$f":"IF($D333=\"Connection\",VLOOKUP(C333,'Input - General'!$F$62:$N$79,5,FALSE),0)","v":0},null,0.1801212933606588,0,0,null,8.6527813038891108E-2,{"$f":"AQ333+BA333+BL333+BT333+BX333+BZ333+CD333","v":0},0]
[null,{"$f":"'Input - Inventory'!B331","v":323},{"$f":"'Input - Inventory'!C331","v":"80W MBF - Bourke Hill (P09)"},{"$f":"'Input - Inventory'!D331","v":"Luminaire"},{"$f":"'Input - Inventory'!E331","v":"NonTraffic"},{"$f":"'Input - Inventory'!F331","v":"Minor < 130w"},{"$f":"'Input - Inventory'!G331","v":0},null,"Luminaire - 80W MBF - Bourke Hill (P09)",null,0,175,0,null,0,0,0,0,0,0,0,0,0,0,0,0,0,0,0,0,0,0,0,0,0,0,0,0,0,0,0,0,0,null,0,0,0,0,0,0,0,0,0,null,0,0,0,0,0,0,0,0,0,0,null,0,0,0,0,0,0,0,null,0,0,0,null,{"$f":"IF($D334=\"Connection\",VLOOKUP(C334,'Input - General'!$F$62:$N$79,5,FALSE),0)","v":0},null,0.1801212933606588,0,0,null,8.6527813038891108E-2,0,0]
[null,{"$f":"'Input - Inventory'!B332","v":324},{"$f":"'Input - Inventory'!C332","v":"80W MBF - GEC BOSTON 2"},{"$f":"'Input - Inventory'!D332","v":"Luminaire"},{"$f":"'Input - Inventory'!E332","v":"NonTraffic"},{"$f":"'Input - Inventory'!F332","v":"Minor < 130w"},{"$f":"'Input - Inventory'!G332","v":0},null,"Luminaire - 80W MBF - GEC BOSTON 2",null,0,12,0,null,0,0,0,0,0,0,0,0,0,0,0,0,0,0,0,0,0,0,0,0,0,0,0,0,0,0,0,0,0,null,0,0,0,0,0,0,0,0,0,null,0,0,0,0,0,0,0,0,0,0,null,0,0,0,0,0,0,0,null,0,0,0,null,{"$f":"IF($D335=\"Connection\",VLOOKUP(C335,'Input - General'!$F$62:$N$79,5,FALSE),0)","v":0},null,0.1801212933606588,0,0,null,8.6527813038891108E-2,0,0]
[null,{"$f":"'Input - Inventory'!B333","v":325},{"$f":"'Input - Inventory'!C333","v":"80W MBF - NOSTALGIA"},{"$f":"'Input - Inventory'!D333","v":"Luminaire"},{"$f":"'Input - Inventory'!E333","v":"NonTraffic"},{"$f":"'Input - Inventory'!F333","v":"Minor < 130w"},{"$f":"'Input - Inventory'!G333","v":0},null,"Luminaire - 80W MBF - NOSTALGIA",null,0,562,0,null,0,0,0,0,0,0,0,0,0,0,0,0,0,0,0,0,0,0,0,0,0,0,0,0,0,0,0,0,0,null,0,0,0,0,0,0,0,0,0,null,0,0,0,0,0,0,0,0,0,0,null,0,0,0,0,0,0,0,null,0,0,0,null,{"$f":"IF($D336=\"Connection\",VLOOKUP(C336,'Input - General'!$F$62:$N$79,5,FALSE),0)","v":0},null,0.1801212933606588,0,0,null,8.6527813038891108E-2,0,0]
[null,{"$f":"'Input - Inventory'!B334","v":326},{"$f":"'Input - Inventory'!C334","v":"80W MBF - PLAIN"},{"$f":"'Input - Inventory'!D334","v":"Luminaire"},{"$f":"'Input - Inventory'!E334","v":"NonTraffic"},{"$f":"'Input - Inventory'!F334","v":"Minor < 130w"},{"$f":"'Input - Inventory'!G334","v":0},null,"Luminaire - 80W MBF - PLAIN",null,0,318,0,null,0,0,0,0,0,0,0,0,0,0,0,0,0,0,0,0,0,0,0,0,0,0,0,0,0,0,0,0,0,null,0,0,0,0,0,0,0,0,0,null,0,0,0,0,0,0,0,0,0,0,null,0,0,0,0,0,0,0,null,0,0,0,null,{"$f":"IF($D337=\"Connection\",VLOOKUP(C337,'Input - General'!$F$62:$N$79,5,FALSE),0)","v":0},null,0.1801212933606588,0,0,null,8.6527813038891108E-2,0,0]
[null,{"$f":"'Input - Inventory'!B335","v":327},{"$f":"'Input - Inventory'!C335","v":"80W MBF - PLAIN (P09)"},{"$f":"'Input - Inventory'!D335","v":"Luminaire"},{"$f":"'Input - Inventory'!E335","v":"NonTraffic"},{"$f":"'Input - Inventory'!F335","v":"Minor < 130w"},{"$f":"'Input - Inventory'!G335","v":0},null,"Luminaire - 80W MBF - PLAIN (P09)",null,0,285,0,null,0,0,0,0,0,0,0,0,0,0,0,0,0,0,0,0,0,0,0,0,0,0,0,0,0,0,0,0,0,null,0,0,0,0,0,0,0,0,0,null,0,0,0,0,0,0,0,0,0,0,null,0,0,0,0,0,0,0,null,0,0,0,null,{"$f":"IF($D338=\"Connection\",VLOOKUP(C338,'Input - General'!$F$62:$N$79,5,FALSE),0)","v":0},null,0.1801212933606588,0,0,null,8.6527813038891108E-2,0,0]
[null,{"$f":"'Input - Inventory'!B336","v":328},{"$f":"'Input - Inventory'!C336","v":"80W MBF - REGAL/FLINDERS"},{"$f":"'Input - Inventory'!D336","v":"Luminaire"},{"$f":"'Input - Inventory'!E336","v":"NonTraffic"},{"$f":"'Input - Inventory'!F336","v":"Minor < 130w"},{"$f":"'Input - Inventory'!G336","v":0},null,{"$f":"CONCATENATE(D339,\" - \",C339)","v":"Luminaire - 80W MBF - REGAL/FLINDERS"},null,0,0,{"$f":"L339*K339","v":0},null,0,{"$f":"IF(AND($D339=\"Lamp\",CycleBulkTask1<>0, OR($F339=O$9,O$9=\"All\")),1/CycleBulkTask1,0)","v":0},0,{"$f":"IF(AND($D339=\"Lamp\",CycleBulkTask2<>0, OR($F339=Q$9,Q$9=\"All\")),1/CycleBulkTask2,0)","v":0},0,{"$f":"IF(AND($D339=\"Lamp\",CycleBulkTask3<>0, OR($F339=S$9,S$9=\"All\")),1/CycleBulkTask3,0)","v":0},0,{"$f":"IF(AND($D339=\"Lamp\",CycleBulkTask4<>0, OR($F339=U$9,U$9=\"All\")),1/CycleBulkTask4,0)","v":0},0,{"$f":"IF(AND($D339=\"Lamp\",CycleBulkTask5<>0, OR($F339=W$9,W$9=\"All\")),1/CycleBulkTask5,0)","v":0},0,{"$f":"IF(AND($D339=\"Lamp\",CycleBulkTask6<>0, OR($F339=Y$9,Y$9=\"All\")),1/CycleBulkTask6,0)","v":0},0,{"$f":"IF(AND($D339=\"Lamp\",CycleBulkTask7<>0, OR($F339=AA$9,AA$9=\"All\")),1/CycleBulkTask7,0)","v":0},0,{"$f":"IF(AND($D339=\"Lamp\",CycleBulkTask8<>0, OR($F339=AC$9,AC$9=\"All\")),1/CycleBulkTask8,0)","v":0},0,{"$f":"IF(AND($D339=\"Lamp\",CycleBulkTask9<>0, OR($F339=AE$9,AE$9=\"All\")),1/CycleBulkTask9,0)","v":0},0,{"$f":"IF(AND($D339=\"Lamp\",CycleBulkTask10<>0, OR($F339=AG$9,AG$9=\"All\")),1/CycleBulkTask10,0)","v":0},0,{"$f":"IF(AND($D339=\"Lamp\",CycleBulkTask11<>0, OR($F339=AI$9,AI$9=\"All\")),1/CycleBulkTask11,0)","v":0},0,{"$f":"IF(AND($D339=\"Lamp\",CycleBulkTask12<>0, OR($F339=AK$9,AK$9=\"All\")),1/CycleBulkTask12,0)","v":0},0,{"$f":"IF(AND($D339=\"Lamp\",CycleBulkTask13<>0, OR($F339=AM$9,AM$9=\"All\")),1/CycleBulkTask13,0)","v":0},0,{"$f":"IF(AND($D339=\"Lamp\",CycleBulkTask14<>0, OR($F339=AO$9,AO$9=\"All\")),1/CycleBulkTask14,0)","v":0},{"$f":"O339*P339+Q339*R339+S339*T339+U339*V339+W339*X339+Y339*Z339+AA339*AB339+AC339*AD339+AE339*AF339+AG339*AH339+AI339*AJ339+AK339*AL339+AM339*AN339+AO339*AP339","v":0},null,0,{"$f":"MAX(P339,R339)","v":0},0,{"$f":"MAX(T339,V339)","v":0},0,{"$f":"X339","v":0},0,0,{"$f":"AS339*AT339+AU339*AV339+AW339*AX339+AY339*AZ339","v":0},null,0,{"$f":"BO339","v":0},0,0,{"$f":"BQ339","v":0},0,0,{"$f":"BS339","v":0},0,{"$f":"BC339*BD339*BE339+BF339*BG339*BH339+BI339*BJ339*BK339","v":0},null,0,0,0,0,0,0,{"$f":"BN339*BO339+BP339*BQ339+BR339*BS339","v":0},null,0,{"$f":"BD339*BE339+BG339*BH339+BJ339*BK339","v":0},{"$f":"BV339*BW339","v":0},null,{"$f":"IF($D339=\"Connection\",VLOOKUP(C339,'Input - General'!$F$62:$N$79,5,FALSE),0)","v":0},null,0.1801212933606588,{"$f":"BX339+BL339+BT339+BA339+AQ339+BZ339","v":0},{"$f":"CC339*CB339","v":0},null,8.6527813038891108E-2,0,0]
[null,{"$f":"'Input - Inventory'!B337","v":329},{"$f":"'Input - Inventory'!C337","v":"80W MBF - SYLVANIA SUBUR"},{"$f":"'Input - Inventory'!D337","v":"Luminaire"},{"$f":"'Input - Inventory'!E337","v":"NonTraffic"},{"$f":"'Input - Inventory'!F337","v":"Minor < 130w"},{"$f":"'Input - Inventory'!G337","v":0},null,"Luminaire - 80W MBF - SYLVANIA SUBUR",null,0,0,0,null,0,0,0,0,0,0,0,0,0,0,0,0,0,0,0,0,0,0,0,0,0,0,0,0,0,0,0,0,0,null,0,0,0,0,0,0,0,0,0,null,0,0,0,0,0,0,0,0,0,0,null,0,0,0,0,0,0,0,null,0,0,0,null,{"$f":"IF($D340=\"Connection\",VLOOKUP(C340,'Input - General'!$F$62:$N$79,5,FALSE),0)","v":0},null,0.1801212933606588,0,0,null,8.6527813038891108E-2,0,0]
[null,{"$f":"'Input - Inventory'!B338","v":330},{"$f":"'Input - Inventory'!C338","v":"80W MBF - Sylvania Suburban (P09)"},{"$f":"'Input - Inventory'!D338","v":"Luminaire"},{"$f":"'Input - Inventory'!E338","v":"NonTraffic"},{"$f":"'Input - Inventory'!F338","v":"Minor < 130w"},{"$f":"'Input - Inventory'!G338","v":0},null,"Luminaire - 80W MBF - Sylvania Suburban (P09)",null,0,8214.5,0,null,0,0,0,0,0,0,0,0,0,0,0,0,0,0,0,0,0,0,0,0,0,0,0,0,0,0,0,0,0,null,0,0,0,0,0,0,0,0,0,null,0,0,0,0,0,0,0,0,0,0,null,0,0,0,0,0,0,0,null,0,0,0,null,{"$f":"IF($D341=\"Connection\",VLOOKUP(C341,'Input - General'!$F$62:$N$79,5,FALSE),0)","v":0},null,0.1801212933606588,0,0,null,8.6527813038891108E-2,0,0]
[null,{"$f":"'Input - Inventory'!B339","v":331},{"$f":"'Input - Inventory'!C339","v":"80W MBF BOLLARD"},{"$f":"'Input - Inventory'!D339","v":"Luminaire"},{"$f":"'Input - Inventory'!E339","v":"NonTraffic"},{"$f":"'Input - Inventory'!F339","v":"Minor < 130w"},{"$f":"'Input - Inventory'!G339","v":0},null,"Luminaire - 80W MBF BOLLARD",null,0,68,0,null,0,0,0,0,0,0,0,0,0,0,0,0,0,0,0,0,0,0,0,0,0,0,0,0,0,0,0,0,0,null,0,0,0,0,0,0,0,0,0,null,0,0,0,0,0,0,0,0,0,0,null,0,0,0,0,0,0,0,null,0,0,0,null,{"$f":"IF($D342=\"Connection\",VLOOKUP(C342,'Input - General'!$F$62:$N$79,5,FALSE),0)","v":0},null,0.1801212933606588,0,0,null,8.6527813038891108E-2,0,0]
[null,{"$f":"'Input - Inventory'!B340","v":332},{"$f":"'Input - Inventory'!C340","v":"80W MBF TOORAK"},{"$f":"'Input - Inventory'!D340","v":"Luminaire"},{"$f":"'Input - Inventory'!E340","v":"NonTraffic"},{"$f":"'Input - Inventory'!F340","v":"Minor < 130w"},{"$f":"'Input - Inventory'!G340","v":0},null,"Luminaire - 80W MBF TOORAK",null,0,107,0,null,0,0,0,0,0,0,0,0,0,0,0,0,0,0,0,0,0,0,0,0,0,0,0,0,0,0,0,0,0,null,0,0,0,0,0,0,0,0,0,null,0,0,0,0,0,0,0,0,0,0,null,0,0,0,0,0,0,0,null,0,0,0,null,{"$f":"IF($D343=\"Connection\",VLOOKUP(C343,'Input - General'!$F$62:$N$79,5,FALSE),0)","v":0},null,0.1801212933606588,0,0,null,8.6527813038891108E-2,0,0]
[null,{"$f":"'Input - Inventory'!B341","v":333},{"$f":"'Input - Inventory'!C341","v":"90W SOX"},{"$f":"'Input - Inventory'!D341","v":"Luminaire"},{"$f":"'Input - Inventory'!E341","v":"Traffic"},{"$f":"'Input - Inventory'!F341","v":"Minor < 130w"},{"$f":"'Input - Inventory'!G341","v":0},null,"Luminaire - 90W SOX",null,0,1,0,null,0,0,0,0,0,0,0,0,0,0,0,0,0,0,0,0,0,0,0,0,0,0,0,0,0,0,0,0,0,null,0,0,0,0,0,0,0,0,0,null,0,0,0,0,0,0,0,0,0,0,null,0,0,0,0,0,0,0,null,0,0,0,null,{"$f":"IF($D344=\"Connection\",VLOOKUP(C344,'Input - General'!$F$62:$N$79,5,FALSE),0)","v":0},null,0.1801212933606588,0,0,null,8.6527813038891108E-2,0,0]
[null,{"$f":"'Input - Inventory'!B342","v":334},{"$f":"'Input - Inventory'!C342","v":"EMPTY"},{"$f":"'Input - Inventory'!D342","v":"Luminaire"},{"$f":"'Input - Inventory'!E342","v":"NonTraffic"},{"$f":"'Input - Inventory'!F342","v":"Minor < 130w"},{"$f":"'Input - Inventory'!G342","v":0},null,"Luminaire - EMPTY",null,0,0,0,null,0,0,0,0,0,0,0,0,0,0,0,0,0,0,0,0,0,0,0,0,0,0,0,0,0,0,0,0,0,null,0,0,0,0,0,0,0,0,0,null,0,0,0,0,0,0,0,0,0,0,null,0,0,0,0,0,0,0,null,0,0,0,null,{"$f":"IF($D345=\"Connection\",VLOOKUP(C345,'Input - General'!$F$62:$N$79,5,FALSE),0)","v":0},null,0.1801212933606588,0,0,null,8.6527813038891108E-2,0,0]
[null,{"$f":"'Input - Inventory'!B343","v":335},{"$f":"'Input - Inventory'!C343","v":"INCANDESCENT"},{"$f":"'Input - Inventory'!D343","v":"Luminaire"},{"$f":"'Input - Inventory'!E343","v":"NonTraffic"},{"$f":"'Input - Inventory'!F343","v":"Minor < 130w"},{"$f":"'Input - Inventory'!G343","v":0},null,"Luminaire - INCANDESCENT",null,0,12,0,null,0,0,0,0,0,0,0,0,0,0,0,0,0,0,0,0,0,0,0,0,0,0,0,0,0,0,0,0,0,null,0,0,0,0,0,0,0,0,0,null,0,0,0,0,0,0,0,0,0,0,null,0,0,0,0,0,0,0,null,0,0,0,null,{"$f":"IF($D346=\"Connection\",VLOOKUP(C346,'Input - General'!$F$62:$N$79,5,FALSE),0)","v":0},null,0.1801212933606588,0,0,null,8.6527813038891108E-2,0,0]
[null,{"$f":"'Input - Inventory'!B344","v":336},{"$f":"'Input - Inventory'!C344","v":"PRIVATE"},{"$f":"'Input - Inventory'!D344","v":"Luminaire"},{"$f":"'Input - Inventory'!E344","v":"NonTraffic"},{"$f":"'Input - Inventory'!F344","v":"Minor < 130w"},{"$f":"'Input - Inventory'!G344","v":0},null,"Luminaire - PRIVATE",null,0,113,0,null,0,0,0,0,0,0,0,0,0,0,0,0,0,0,0,0,0,0,0,0,0,0,0,0,0,0,0,0,0,null,0,0,0,0,0,0,0,0,0,null,0,0,0,0,0,0,0,0,0,0,null,0,0,0,0,0,0,0,null,0,0,0,null,{"$f":"IF($D347=\"Connection\",VLOOKUP(C347,'Input - General'!$F$62:$N$79,5,FALSE),0)","v":0},null,0.1801212933606588,0,0,null,8.6527813038891108E-2,0,0]
[null,{"$f":"'Input - Inventory'!B345","v":337},{"$f":"'Input - Inventory'!C345","v":"TH FLOODLIGHT"},{"$f":"'Input - Inventory'!D345","v":"Luminaire"},{"$f":"'Input - Inventory'!E345","v":"Traffic"},{"$f":"'Input - Inventory'!F345","v":"Major > 130w"},{"$f":"'Input - Inventory'!G345","v":0},null,"Luminaire - TH FLOODLIGHT",null,0,32,0,null,0,0,0,0,0,0,0,0,0,0,0,0,0,0,0,0,0,0,0,0,0,0,0,0,0,0,0,0,0,null,0,0,0,0,0,0,0,0,0,null,0,0,0,0,0,0,0,0,0,0,null,0,0,0,0,0,0,0,null,0,0,0,null,{"$f":"IF($D348=\"Connection\",VLOOKUP(C348,'Input - General'!$F$62:$N$79,5,FALSE),0)","v":0},null,0.1801212933606588,0,0,null,8.6527813038891108E-2,0,0]
[null,{"$f":"'Input - Inventory'!B346","v":338},{"$f":"'Input - Inventory'!C346","v":"2ND LIGHT NON-TRL"},{"$f":"'Input - Inventory'!D346","v":"Support"},{"$f":"'Input - Inventory'!E346","v":"NonTraffic"},{"$f":"'Input - Inventory'!F346","v":"n/a"},{"$f":"'Input - Inventory'!G346","v":0},null,"Support - 2ND LIGHT NON-TRL",null,0,427,0,null,0,0,0,0,0,0,0,0,0,0,0,0,0,0,0,0,0,0,0,0,0,0,0,0,0,0,0,0,0,null,0,0,0,0,0,0,0,0,0,null,0,0,0,0,0,0,0,0,0,0,null,0,0,0,0,0,0,0,null,0,0,0,null,{"$f":"IF($D349=\"Connection\",VLOOKUP(C349,'Input - General'!$F$62:$N$79,5,FALSE),0)","v":0},null,0.1801212933606588,0,0,null,8.6527813038891108E-2,0,0]
[null,{"$f":"'Input - Inventory'!B347","v":339},{"$f":"'Input - Inventory'!C347","v":"2nd Light non-TRL (P09)"},{"$f":"'Input - Inventory'!D347","v":"Support"},{"$f":"'Input - Inventory'!E347","v":"NonTraffic"},{"$f":"'Input - Inventory'!F347","v":"n/a"},{"$f":"'Input - Inventory'!G347","v":0},null,"Support - 2nd Light non-TRL (P09)",null,0,56,0,null,0,0,0,0,0,0,0,0,0,0,0,0,0,0,0,0,0,0,0,0,0,0,0,0,0,0,0,0,0,null,0,0,0,0,0,0,0,0,0,null,0,0,0,0,0,0,0,0,0,0,null,0,0,0,0,0,0,0,null,0,0,0,null,{"$f":"IF($D350=\"Connection\",VLOOKUP(C350,'Input - General'!$F$62:$N$79,5,FALSE),0)","v":0},null,0.1801212933606588,0,0,null,8.6527813038891108E-2,0,0]
[null,{"$f":"'Input - Inventory'!B348","v":340},{"$f":"'Input - Inventory'!C348","v":"2ND LIGHT TRL"},{"$f":"'Input - Inventory'!D348","v":"Support"},{"$f":"'Input - Inventory'!E348","v":"Traffic"},{"$f":"'Input - Inventory'!F348","v":"n/a"},{"$f":"'Input - Inventory'!G348","v":0},null,"Support - 2ND LIGHT TRL",null,0,367,0,null,0,0,0,0,0,0,0,0,0,0,0,0,0,0,0,0,0,0,0,0,0,0,0,0,0,0,0,0,0,null,0,0,0,0,0,0,0,0,0,null,0,0,0,0,0,0,0,0,0,0,null,0,0,0,0,0,0,0,null,0,0,0,null,{"$f":"IF($D351=\"Connection\",VLOOKUP(C351,'Input - General'!$F$62:$N$79,5,FALSE),0)","v":0},null,0.1801212933606588,0,0,null,8.6527813038891108E-2,0,0]
[null,{"$f":"'Input - Inventory'!B349","v":341},{"$f":"'Input - Inventory'!C349","v":"2nd Light TRL (P09)"},{"$f":"'Input - Inventory'!D349","v":"Support"},{"$f":"'Input - Inventory'!E349","v":"Traffic"},{"$f":"'Input - Inventory'!F349","v":"n/a"},{"$f":"'Input - Inventory'!G349","v":0},null,"Support - 2nd Light TRL (P09)",null,0,18,0,null,0,0,0,0,0,0,0,0,0,0,0,0,0,0,0,0,0,0,0,0,0,0,0,0,0,0,0,0,0,null,0,0,0,0,0,0,0,0,0,null,0,0,0,0,0,0,0,0,0,0,null,0,0,0,0,0,0,0,null,0,0,0,null,{"$f":"IF($D352=\"Connection\",VLOOKUP(C352,'Input - General'!$F$62:$N$79,5,FALSE),0)","v":0},null,0.1801212933606588,0,0,null,8.6527813038891108E-2,0,0]
[null,{"$f":"'Input - Inventory'!B350","v":342},{"$f":"'Input - Inventory'!C350","v":"BOLLARD"},{"$f":"'Input - Inventory'!D350","v":"Support"},{"$f":"'Input - Inventory'!E350","v":"NonTraffic"},{"$f":"'Input - Inventory'!F350","v":"n/a"},{"$f":"'Input - Inventory'!G350","v":0},null,"Support - BOLLARD",null,0,73,0,null,0,0,0,0,0,0,0,0,0,0,0,0,0,0,0,0,0,0,0,0,0,0,0,0,0,0,0,0,0,null,0,0,0,0,0,0,0,0,0,null,0,0,0,0,0,0,0,0,0,0,null,0,0,0,0,0,0,0,null,0,0,0,null,{"$f":"IF($D353=\"Connection\",VLOOKUP(C353,'Input - General'!$F$62:$N$79,5,FALSE),0)","v":0},null,0.1801212933606588,0,0,null,8.6527813038891108E-2,0,0]
[null,{"$f":"'Input - Inventory'!B351","v":343},{"$f":"'Input - Inventory'!C351","v":"COLUMN 10.5M-13.5M"},{"$f":"'Input - Inventory'!D351","v":"Support"},{"$f":"'Input - Inventory'!E351","v":"Traffic"},{"$f":"'Input - Inventory'!F351","v":"n/a"},{"$f":"'Input - Inventory'!G351","v":0},null,"Support - COLUMN 10.5M-13.5M",null,0,9205,0,null,0,0,0,0,0,0,0,0,0,0,0,0,0,0,0,0,0,0,0,0,0,0,0,0,0,0,0,0,0,null,0,0,0,0,0,0,0,0,0,null,0,0,0,0,0,0,0,0,0,0,null,0,0,0,0,0,0,0,null,0,0,0,null,{"$f":"IF($D354=\"Connection\",VLOOKUP(C354,'Input - General'!$F$62:$N$79,5,FALSE),0)","v":0},null,0.1801212933606588,0,0,null,8.6527813038891108E-2,0,0]
[null,{"$f":"'Input - Inventory'!B352","v":344},{"$f":"'Input - Inventory'!C352","v":"Column 10.5m-13.5m (P09)"},{"$f":"'Input - Inventory'!D352","v":"Support"},{"$f":"'Input - Inventory'!E352","v":"Traffic"},{"$f":"'Input - Inventory'!F352","v":"n/a"},{"$f":"'Input - Inventory'!G352","v":0},null,"Support - Column 10.5m-13.5m (P09)",null,0,850,0,null,0,0,0,0,0,0,0,0,0,0,0,0,0,0,0,0,0,0,0,0,0,0,0,0,0,0,0,0,0,null,0,0,0,0,0,0,0,0,0,null,0,0,0,0,0,0,0,0,0,0,null,0,0,0,0,0,0,0,null,0,0,0,null,{"$f":"IF($D355=\"Connection\",VLOOKUP(C355,'Input - General'!$F$62:$N$79,5,FALSE),0)","v":0},null,0.1801212933606588,0,0,null,8.6527813038891108E-2,0,0]
[null,{"$f":"'Input - Inventory'!B353","v":345},{"$f":"'Input - Inventory'!C353","v":"COLUMN 14M-15M"},{"$f":"'Input - Inventory'!D353","v":"Support"},{"$f":"'Input - Inventory'!E353","v":"Traffic"},{"$f":"'Input - Inventory'!F353","v":"n/a"},{"$f":"'Input - Inventory'!G353","v":0},null,"Support - COLUMN 14M-15M",null,0,34,0,null,0,0,0,0,0,0,0,0,0,0,0,0,0,0,0,0,0,0,0,0,0,0,0,0,0,0,0,0,0,null,0,0,0,0,0,0,0,0,0,null,0,0,0,0,0,0,0,0,0,0,null,0,0,0,0,0,0,0,null,0,0,0,null,{"$f":"IF($D356=\"Connection\",VLOOKUP(C356,'Input - General'!$F$62:$N$79,5,FALSE),0)","v":0},null,0.1801212933606588,0,0,null,8.6527813038891108E-2,0,0]
[null,{"$f":"'Input - Inventory'!B354","v":346},{"$f":"'Input - Inventory'!C354","v":"COLUMN 2.5M-3.5M"},{"$f":"'Input - Inventory'!D354","v":"Support"},{"$f":"'Input - Inventory'!E354","v":"NonTraffic"},{"$f":"'Input - Inventory'!F354","v":"n/a"},{"$f":"'Input - Inventory'!G354","v":0},null,"Support - COLUMN 2.5M-3.5M",null,0,223,0,null,0,0,0,0,0,0,0,0,0,0,0,0,0,0,0,0,0,0,0,0,0,0,0,0,0,0,0,0,0,null,0,0,0,0,0,0,0,0,0,null,0,0,0,0,0,0,0,0,0,0,null,0,0,0,0,0,0,0,null,0,0,0,null,{"$f":"IF($D357=\"Connection\",VLOOKUP(C357,'Input - General'!$F$62:$N$79,5,FALSE),0)","v":0},null,0.1801212933606588,0,0,null,8.6527813038891108E-2,0,0]
[null,{"$f":"'Input - Inventory'!B355","v":347},{"$f":"'Input - Inventory'!C355","v":"Column 2.5m-3.5m (P09)"},{"$f":"'Input - Inventory'!D355","v":"Support"},{"$f":"'Input - Inventory'!E355","v":"NonTraffic"},{"$f":"'Input - Inventory'!F355","v":"n/a"},{"$f":"'Input - Inventory'!G355","v":0},null,"Support - Column 2.5m-3.5m (P09)",null,0,75,0,null,0,0,0,0,0,0,0,0,0,0,0,0,0,0,0,0,0,0,0,0,0,0,0,0,0,0,0,0,0,null,0,0,0,0,0,0,0,0,0,null,0,0,0,0,0,0,0,0,0,0,null,0,0,0,0,0,0,0,null,0,0,0,null,{"$f":"IF($D358=\"Connection\",VLOOKUP(C358,'Input - General'!$F$62:$N$79,5,FALSE),0)","v":0},null,0.1801212933606588,0,0,null,8.6527813038891108E-2,0,0]
[null,{"$f":"'Input - Inventory'!B356","v":348},{"$f":"'Input - Inventory'!C356","v":"COLUMN 4-6.5M ORION WATE"},{"$f":"'Input - Inventory'!D356","v":"Support"},{"$f":"'Input - Inventory'!E356","v":"NonTraffic"},{"$f":"'Input - Inventory'!F356","v":"n/a"},{"$f":"'Input - Inventory'!G356","v":0},null,"Support - COLUMN 4-6.5M ORION WATE",null,0,0,0,null,0,0,0,0,0,0,0,0,0,0,0,0,0,0,0,0,0,0,0,0,0,0,0,0,0,0,0,0,0,null,0,0,0,0,0,0,0,0,0,null,0,0,0,0,0,0,0,0,0,0,null,0,0,0,0,0,0,0,null,0,0,0,null,{"$f":"IF($D359=\"Connection\",VLOOKUP(C359,'Input - General'!$F$62:$N$79,5,FALSE),0)","v":0},null,0.1801212933606588,0,0,null,8.6527813038891108E-2,0,0]
[null,{"$f":"'Input - Inventory'!B357","v":349},{"$f":"'Input - Inventory'!C357","v":"COLUMN 4M-6.5M"},{"$f":"'Input - Inventory'!D357","v":"Support"},{"$f":"'Input - Inventory'!E357","v":"NonTraffic"},{"$f":"'Input - Inventory'!F357","v":"n/a"},{"$f":"'Input - Inventory'!G357","v":0},null,"Support - COLUMN 4M-6.5M",null,0,17881,0,null,0,0,0,0,0,0,0,0,0,0,0,0,0,0,0,0,0,0,0,0,0,0,0,0,0,0,0,0,0,null,0,0,0,0,0,0,0,0,0,null,0,0,0,0,0,0,0,0,0,0,null,0,0,0,0,0,0,0,null,0,0,0,null,{"$f":"IF($D360=\"Connection\",VLOOKUP(C360,'Input - General'!$F$62:$N$79,5,FALSE),0)","v":0},null,0.1801212933606588,0,0,null,8.6527813038891108E-2,0,0]
[null,{"$f":"'Input - Inventory'!B358","v":350},{"$f":"'Input - Inventory'!C358","v":"Column 4m-6.5m (P09)"},{"$f":"'Input - Inventory'!D358","v":"Support"},{"$f":"'Input - Inventory'!E358","v":"NonTraffic"},{"$f":"'Input - Inventory'!F358","v":"n/a"},{"$f":"'Input - Inventory'!G358","v":0},null,"Support - Column 4m-6.5m (P09)",null,0,4025,0,null,0,0,0,0,0,0,0,0,0,0,0,0,0,0,0,0,0,0,0,0,0,0,0,0,0,0,0,0,0,null,0,0,0,0,0,0,0,0,0,null,0,0,0,0,0,0,0,0,0,0,null,0,0,0,0,0,0,0,null,0,0,0,null,{"$f":"IF($D361=\"Connection\",VLOOKUP(C361,'Input - General'!$F$62:$N$79,5,FALSE),0)","v":0},null,0.1801212933606588,0,0,null,8.6527813038891108E-2,0,0]
[null,{"$f":"'Input - Inventory'!B359","v":351},{"$f":"'Input - Inventory'!C359","v":"COLUMN 7M-10M"},{"$f":"'Input - Inventory'!D359","v":"Support"},{"$f":"'Input - Inventory'!E359","v":"Traffic"},{"$f":"'Input - Inventory'!F359","v":"n/a"},{"$f":"'Input - Inventory'!G359","v":0},null,"Support - COLUMN 7M-10M",null,0,5824,0,null,0,0,0,0,0,0,0,0,0,0,0,0,0,0,0,0,0,0,0,0,0,0,0,0,0,0,0,0,0,null,0,0,0,0,0,0,0,0,0,null,0,0,0,0,0,0,0,0,0,0,null,0,0,0,0,0,0,0,null,0,0,0,null,{"$f":"IF($D362=\"Connection\",VLOOKUP(C362,'Input - General'!$F$62:$N$79,5,FALSE),0)","v":0},null,0.1801212933606588,0,0,null,8.6527813038891108E-2,0,0]
[null,{"$f":"'Input - Inventory'!B360","v":352},{"$f":"'Input - Inventory'!C360","v":"Column 7m-10m (P09)"},{"$f":"'Input - Inventory'!D360","v":"Support"},{"$f":"'Input - Inventory'!E360","v":"Traffic"},{"$f":"'Input - Inventory'!F360","v":"n/a"},{"$f":"'Input - Inventory'!G360","v":0},null,"Support - Column 7m-10m (P09)",null,0,678,0,null,0,0,0,0,0,0,0,0,0,0,0,0,0,0,0,0,0,0,0,0,0,0,0,0,0,0,0,0,0,null,0,0,0,0,0,0,0,0,0,null,0,0,0,0,0,0,0,0,0,0,null,0,0,0,0,0,0,0,null,0,0,0,null,{"$f":"IF($D363=\"Connection\",VLOOKUP(C363,'Input - General'!$F$62:$N$79,5,FALSE),0)","v":0},null,0.1801212933606588,0,0,null,8.6527813038891108E-2,0,0]
[null,{"$f":"'Input - Inventory'!B361","v":353},{"$f":"'Input - Inventory'!C361","v":"DECORATIVE COLUMN"},{"$f":"'Input - Inventory'!D361","v":"Support"},{"$f":"'Input - Inventory'!E361","v":"NonTraffic"},{"$f":"'Input - Inventory'!F361","v":"n/a"},{"$f":"'Input - Inventory'!G361","v":0},null,"Support - DECORATIVE COLUMN",null,0,2093,0,null,0,0,0,0,0,0,0,0,0,0,0,0,0,0,0,0,0,0,0,0,0,0,0,0,0,0,0,0,0,null,0,0,0,0,0,0,0,0,0,null,0,0,0,0,0,0,0,0,0,0,null,0,0,0,0,0,0,0,null,0,0,0,null,{"$f":"IF($D364=\"Connection\",VLOOKUP(C364,'Input - General'!$F$62:$N$79,5,FALSE),0)","v":0},null,0.1801212933606588,0,0,null,8.6527813038891108E-2,0,0]
[null,{"$f":"'Input - Inventory'!B362","v":354},{"$f":"'Input - Inventory'!C362","v":"DEDICATED SUPPORT & COND"},{"$f":"'Input - Inventory'!D362","v":"Support"},{"$f":"'Input - Inventory'!E362","v":"NonTraffic"},{"$f":"'Input - Inventory'!F362","v":"n/a"},{"$f":"'Input - Inventory'!G362","v":0},null,"Support - DEDICATED SUPPORT & COND",null,0,0,0,null,0,0,0,0,0,0,0,0,0,0,0,0,0,0,0,0,0,0,0,0,0,0,0,0,0,0,0,0,0,null,0,0,0,0,0,0,0,0,0,null,0,0,0,0,0,0,0,0,0,0,null,0,0,0,0,0,0,0,null,0,0,0,null,{"$f":"IF($D365=\"Connection\",VLOOKUP(C365,'Input - General'!$F$62:$N$79,5,FALSE),0)","v":0},null,0.1801212933606588,0,0,null,8.6527813038891108E-2,0,0]
[null,{"$f":"'Input - Inventory'!B363","v":355},{"$f":"'Input - Inventory'!C363","v":"Dedicated Support & Conductor (P09)"},{"$f":"'Input - Inventory'!D363","v":"Support"},{"$f":"'Input - Inventory'!E363","v":"NonTraffic"},{"$f":"'Input - Inventory'!F363","v":"n/a"},{"$f":"'Input - Inventory'!G363","v":0},null,"Support - Dedicated Support & Conductor (P09)",null,0,48,0,null,0,0,0,0,0,0,0,0,0,0,0,0,0,0,0,0,0,0,0,0,0,0,0,0,0,0,0,0,0,null,0,0,0,0,0,0,0,0,0,null,0,0,0,0,0,0,0,0,0,0,null,0,0,0,0,0,0,0,null,0,0,0,null,{"$f":"IF($D366=\"Connection\",VLOOKUP(C366,'Input - General'!$F$62:$N$79,5,FALSE),0)","v":0},null,0.1801212933606588,0,0,null,8.6527813038891108E-2,0,0]
[null,{"$f":"'Input - Inventory'!B364","v":356},{"$f":"'Input - Inventory'!C364","v":"EMPTY"},{"$f":"'Input - Inventory'!D364","v":"Support"},{"$f":"'Input - Inventory'!E364","v":"NonTraffic"},{"$f":"'Input - Inventory'!F364","v":"n/a"},{"$f":"'Input - Inventory'!G364","v":0},null,"Support - EMPTY",null,0,0,0,null,0,0,0,0,0,0,0,0,0,0,0,0,0,0,0,0,0,0,0,0,0,0,0,0,0,0,0,0,0,null,0,0,0,0,0,0,0,0,0,null,0,0,0,0,0,0,0,0,0,0,null,0,0,0,0,0,0,0,null,0,0,0,null,{"$f":"IF($D367=\"Connection\",VLOOKUP(C367,'Input - General'!$F$62:$N$79,5,FALSE),0)","v":0},null,0.1801212933606588,0,0,null,8.6527813038891108E-2,0,0]
[null,{"$f":"'Input - Inventory'!B365","v":357},{"$f":"'Input - Inventory'!C365","v":"HYDE PARK STANDARD"},{"$f":"'Input - Inventory'!D365","v":"Support"},{"$f":"'Input - Inventory'!E365","v":"NonTraffic"},{"$f":"'Input - Inventory'!F365","v":"n/a"},{"$f":"'Input - Inventory'!G365","v":0},null,"Support - HYDE PARK STANDARD",null,0,184,0,null,0,0,0,0,0,0,0,0,0,0,0,0,0,0,0,0,0,0,0,0,0,0,0,0,0,0,0,0,0,null,0,0,0,0,0,0,0,0,0,null,0,0,0,0,0,0,0,0,0,0,null,0,0,0,0,0,0,0,null,0,0,0,null,{"$f":"IF($D368=\"Connection\",VLOOKUP(C368,'Input - General'!$F$62:$N$79,5,FALSE),0)","v":0},null,0.1801212933606588,0,0,null,8.6527813038891108E-2,0,0]
[null,{"$f":"'Input - Inventory'!B366","v":358},{"$f":"'Input - Inventory'!C366","v":"MACQUARIE STANDARD"},{"$f":"'Input - Inventory'!D366","v":"Support"},{"$f":"'Input - Inventory'!E366","v":"Traffic"},{"$f":"'Input - Inventory'!F366","v":"n/a"},{"$f":"'Input - Inventory'!G366","v":0},null,"Support - MACQUARIE STANDARD",null,0,28,0,null,0,0,0,0,0,0,0,0,0,0,0,0,0,0,0,0,0,0,0,0,0,0,0,0,0,0,0,0,0,null,0,0,0,0,0,0,0,0,0,null,0,0,0,0,0,0,0,0,0,0,null,0,0,0,0,0,0,0,null,0,0,0,null,{"$f":"IF($D369=\"Connection\",VLOOKUP(C369,'Input - General'!$F$62:$N$79,5,FALSE),0)","v":0},null,0.1801212933606588,0,0,null,8.6527813038891108E-2,0,0]
[null,{"$f":"'Input - Inventory'!B367","v":359},{"$f":"'Input - Inventory'!C367","v":"Macquarie Standard (P09)"},{"$f":"'Input - Inventory'!D367","v":"Support"},{"$f":"'Input - Inventory'!E367","v":"NonTraffic"},{"$f":"'Input - Inventory'!F367","v":"n/a"},{"$f":"'Input - Inventory'!G367","v":0},null,"Support - Macquarie Standard (P09)",null,0,7,0,null,0,0,0,0,0,0,0,0,0,0,0,0,0,0,0,0,0,0,0,0,0,0,0,0,0,0,0,0,0,null,0,0,0,0,0,0,0,0,0,null,0,0,0,0,0,0,0,0,0,0,null,0,0,0,0,0,0,0,null,0,0,0,null,{"$f":"IF($D370=\"Connection\",VLOOKUP(C370,'Input - General'!$F$62:$N$79,5,FALSE),0)","v":0},null,0.1801212933606588,0,0,null,8.6527813038891108E-2,0,0]
[null,{"$f":"'Input - Inventory'!B368","v":360},{"$f":"'Input - Inventory'!C368","v":"MAST 15.5M-30M"},{"$f":"'Input - Inventory'!D368","v":"Support"},{"$f":"'Input - Inventory'!E368","v":"Traffic"},{"$f":"'Input - Inventory'!F368","v":"n/a"},{"$f":"'Input - Inventory'!G368","v":0},null,"Support - MAST 15.5M-30M",null,0,15,0,null,0,0,0,0,0,0,0,0,0,0,0,0,0,0,0,0,0,0,0,0,0,0,0,0,0,0,0,0,0,null,0,0,0,0,0,0,0,0,0,null,0,0,0,0,0,0,0,0,0,0,null,0,0,0,0,0,0,0,null,0,0,0,null,{"$f":"IF($D371=\"Connection\",VLOOKUP(C371,'Input - General'!$F$62:$N$79,5,FALSE),0)","v":0},null,0.1801212933606588,0,0,null,8.6527813038891108E-2,0,0]
[null,{"$f":"'Input - Inventory'!B369","v":361},{"$f":"'Input - Inventory'!C369","v":"MAST 23M"},{"$f":"'Input - Inventory'!D369","v":"Support"},{"$f":"'Input - Inventory'!E369","v":"Traffic"},{"$f":"'Input - Inventory'!F369","v":"n/a"},{"$f":"'Input - Inventory'!G369","v":0},null,"Support - MAST 23M",null,0,3,0,null,0,0,0,0,0,0,0,0,0,0,0,0,0,0,0,0,0,0,0,0,0,0,0,0,0,0,0,0,0,null,0,0,0,0,0,0,0,0,0,null,0,0,0,0,0,0,0,0,0,0,null,0,0,0,0,0,0,0,null,0,0,0,null,{"$f":"IF($D372=\"Connection\",VLOOKUP(C372,'Input - General'!$F$62:$N$79,5,FALSE),0)","v":0},null,0.1801212933606588,0,0,null,8.6527813038891108E-2,0,0]
[null,{"$f":"'Input - Inventory'!B370","v":362},{"$f":"'Input - Inventory'!C370","v":"MAST 25M"},{"$f":"'Input - Inventory'!D370","v":"Support"},{"$f":"'Input - Inventory'!E370","v":"Traffic"},{"$f":"'Input - Inventory'!F370","v":"n/a"},{"$f":"'Input - Inventory'!G370","v":0},null,"Support - MAST 25M",null,0,4,0,null,0,0,0,0,0,0,0,0,0,0,0,0,0,0,0,0,0,0,0,0,0,0,0,0,0,0,0,0,0,null,0,0,0,0,0,0,0,0,0,null,0,0,0,0,0,0,0,0,0,0,null,0,0,0,0,0,0,0,null,0,0,0,null,{"$f":"IF($D373=\"Connection\",VLOOKUP(C373,'Input - General'!$F$62:$N$79,5,FALSE),0)","v":0},null,0.1801212933606588,0,0,null,8.6527813038891108E-2,0,0]
[null,{"$f":"'Input - Inventory'!B371","v":363},{"$f":"'Input - Inventory'!C371","v":"ORION DOUBLE ARM"},{"$f":"'Input - Inventory'!D371","v":"Support"},{"$f":"'Input - Inventory'!E371","v":"NonTraffic"},{"$f":"'Input - Inventory'!F371","v":"n/a"},{"$f":"'Input - Inventory'!G371","v":0},null,"Support - ORION DOUBLE ARM",null,0,6,0,null,0,0,0,0,0,0,0,0,0,0,0,0,0,0,0,0,0,0,0,0,0,0,0,0,0,0,0,0,0,null,0,0,0,0,0,0,0,0,0,null,0,0,0,0,0,0,0,0,0,0,null,0,0,0,0,0,0,0,null,0,0,0,null,{"$f":"IF($D374=\"Connection\",VLOOKUP(C374,'Input - General'!$F$62:$N$79,5,FALSE),0)","v":0},null,0.1801212933606588,0,0,null,8.6527813038891108E-2,0,0]
[null,{"$f":"'Input - Inventory'!B372","v":364},{"$f":"'Input - Inventory'!C372","v":"Orion Double Arm (P09)"},{"$f":"'Input - Inventory'!D372","v":"Support"},{"$f":"'Input - Inventory'!E372","v":"NonTraffic"},{"$f":"'Input - Inventory'!F372","v":"n/a"},{"$f":"'Input - Inventory'!G372","v":0},null,"Support - Orion Double Arm (P09)",null,0,1,0,null,0,0,0,0,0,0,0,0,0,0,0,0,0,0,0,0,0,0,0,0,0,0,0,0,0,0,0,0,0,null,0,0,0,0,0,0,0,0,0,null,0,0,0,0,0,0,0,0,0,0,null,0,0,0,0,0,0,0,null,0,0,0,null,{"$f":"IF($D375=\"Connection\",VLOOKUP(C375,'Input - General'!$F$62:$N$79,5,FALSE),0)","v":0},null,0.1801212933606588,0,0,null,8.6527813038891108E-2,0,0]
[null,{"$f":"'Input - Inventory'!B373","v":365},{"$f":"'Input - Inventory'!C373","v":"POLO 10.5M DECORATIVE 2M"},{"$f":"'Input - Inventory'!D373","v":"Support"},{"$f":"'Input - Inventory'!E373","v":"NonTraffic"},{"$f":"'Input - Inventory'!F373","v":"n/a"},{"$f":"'Input - Inventory'!G373","v":0},null,"Support - POLO 10.5M DECORATIVE 2M",null,0,0,0,null,0,0,0,0,0,0,0,0,0,0,0,0,0,0,0,0,0,0,0,0,0,0,0,0,0,0,0,0,0,null,0,0,0,0,0,0,0,0,0,null,0,0,0,0,0,0,0,0,0,0,null,0,0,0,0,0,0,0,null,0,0,0,null,{"$f":"IF($D376=\"Connection\",VLOOKUP(C376,'Input - General'!$F$62:$N$79,5,FALSE),0)","v":0},null,0.1801212933606588,0,0,null,8.6527813038891108E-2,0,0]
[null,{"$f":"'Input - Inventory'!B374","v":366},{"$f":"'Input - Inventory'!C374","v":"POLO 4.5M DECORATIVE 1.2"},{"$f":"'Input - Inventory'!D374","v":"Support"},{"$f":"'Input - Inventory'!E374","v":"NonTraffic"},{"$f":"'Input - Inventory'!F374","v":"n/a"},{"$f":"'Input - Inventory'!G374","v":0},null,"Support - POLO 4.5M DECORATIVE 1.2",null,0,0,0,null,0,0,0,0,0,0,0,0,0,0,0,0,0,0,0,0,0,0,0,0,0,0,0,0,0,0,0,0,0,null,0,0,0,0,0,0,0,0,0,null,0,0,0,0,0,0,0,0,0,0,null,0,0,0,0,0,0,0,null,0,0,0,null,{"$f":"IF($D377=\"Connection\",VLOOKUP(C377,'Input - General'!$F$62:$N$79,5,FALSE),0)","v":0},null,0.1801212933606588,0,0,null,8.6527813038891108E-2,0,0]
[null,{"$f":"'Input - Inventory'!B375","v":367},{"$f":"'Input - Inventory'!C375","v":"PRIVATE"},{"$f":"'Input - Inventory'!D375","v":"Support"},{"$f":"'Input - Inventory'!E375","v":"NonTraffic"},{"$f":"'Input - Inventory'!F375","v":"n/a"},{"$f":"'Input - Inventory'!G375","v":0},null,"Support - PRIVATE",null,0,113,0,null,0,0,0,0,0,0,0,0,0,0,0,0,0,0,0,0,0,0,0,0,0,0,0,0,0,0,0,0,0,null,0,0,0,0,0,0,0,0,0,null,0,0,0,0,0,0,0,0,0,0,null,0,0,0,0,0,0,0,null,0,0,0,null,{"$f":"IF($D378=\"Connection\",VLOOKUP(C378,'Input - General'!$F$62:$N$79,5,FALSE),0)","v":0},null,0.1801212933606588,0,0,null,8.6527813038891108E-2,0,0]
[null,{"$f":"'Input - Inventory'!B376","v":368},{"$f":"'Input - Inventory'!C376","v":"Private (P09)"},{"$f":"'Input - Inventory'!D376","v":"Support"},{"$f":"'Input - Inventory'!E376","v":"NonTraffic"},{"$f":"'Input - Inventory'!F376","v":"n/a"},{"$f":"'Input - Inventory'!G376","v":0},null,"Support - Private (P09)",null,0,10,0,null,0,0,0,0,0,0,0,0,0,0,0,0,0,0,0,0,0,0,0,0,0,0,0,0,0,0,0,0,0,null,0,0,0,0,0,0,0,0,0,null,0,0,0,0,0,0,0,0,0,0,null,0,0,0,0,0,0,0,null,0,0,0,null,{"$f":"IF($D379=\"Connection\",VLOOKUP(C379,'Input - General'!$F$62:$N$79,5,FALSE),0)","v":0},null,0.1801212933606588,0,0,null,8.6527813038891108E-2,0,0]
[null,{"$f":"'Input - Inventory'!B377","v":369},{"$f":"'Input - Inventory'!C377","v":"ROCKS STANDARD"},{"$f":"'Input - Inventory'!D377","v":"Support"},{"$f":"'Input - Inventory'!E377","v":"NonTraffic"},{"$f":"'Input - Inventory'!F377","v":"n/a"},{"$f":"'Input - Inventory'!G377","v":0},null,"Support - ROCKS STANDARD",null,0,1829,0,null,0,0,0,0,0,0,0,0,0,0,0,0,0,0,0,0,0,0,0,0,0,0,0,0,0,0,0,0,0,null,0,0,0,0,0,0,0,0,0,null,0,0,0,0,0,0,0,0,0,0,null,0,0,0,0,0,0,0,null,0,0,0,null,{"$f":"IF($D380=\"Connection\",VLOOKUP(C380,'Input - General'!$F$62:$N$79,5,FALSE),0)","v":0},null,0.1801212933606588,0,0,null,8.6527813038891108E-2,0,0]
[null,{"$f":"'Input - Inventory'!B378","v":370},{"$f":"'Input - Inventory'!C378","v":"SMARTPOLE A"},{"$f":"'Input - Inventory'!D378","v":"Support"},{"$f":"'Input - Inventory'!E378","v":"NonTraffic"},{"$f":"'Input - Inventory'!F378","v":"n/a"},{"$f":"'Input - Inventory'!G378","v":0},null,"Support - SMARTPOLE A",null,0,5,0,null,0,0,0,0,0,0,0,0,0,0,0,0,0,0,0,0,0,0,0,0,0,0,0,0,0,0,0,0,0,null,0,0,0,0,0,0,0,0,0,null,0,0,0,0,0,0,0,0,0,0,null,0,0,0,0,0,0,0,null,0,0,0,null,{"$f":"IF($D381=\"Connection\",VLOOKUP(C381,'Input - General'!$F$62:$N$79,5,FALSE),0)","v":0},null,0.1801212933606588,0,0,null,8.6527813038891108E-2,0,0]
[null,{"$f":"'Input - Inventory'!B379","v":371},{"$f":"'Input - Inventory'!C379","v":"SMARTPOLE AB"},{"$f":"'Input - Inventory'!D379","v":"Support"},{"$f":"'Input - Inventory'!E379","v":"NonTraffic"},{"$f":"'Input - Inventory'!F379","v":"n/a"},{"$f":"'Input - Inventory'!G379","v":0},null,"Support - SMARTPOLE AB",null,0,0,0,null,0,0,0,0,0,0,0,0,0,0,0,0,0,0,0,0,0,0,0,0,0,0,0,0,0,0,0,0,0,null,0,0,0,0,0,0,0,0,0,null,0,0,0,0,0,0,0,0,0,0,null,0,0,0,0,0,0,0,null,0,0,0,null,{"$f":"IF($D382=\"Connection\",VLOOKUP(C382,'Input - General'!$F$62:$N$79,5,FALSE),0)","v":0},null,0.1801212933606588,0,0,null,8.6527813038891108E-2,0,0]
[null,{"$f":"'Input - Inventory'!B380","v":372},{"$f":"'Input - Inventory'!C380","v":"SMARTPOLE B"},{"$f":"'Input - Inventory'!D380","v":"Support"},{"$f":"'Input - Inventory'!E380","v":"NonTraffic"},{"$f":"'Input - Inventory'!F380","v":"n/a"},{"$f":"'Input - Inventory'!G380","v":0},null,"Support - SMARTPOLE B",null,0,0,0,null,0,0,0,0,0,0,0,0,0,0,0,0,0,0,0,0,0,0,0,0,0,0,0,0,0,0,0,0,0,null,0,0,0,0,0,0,0,0,0,null,0,0,0,0,0,0,0,0,0,0,null,0,0,0,0,0,0,0,null,0,0,0,null,{"$f":"IF($D383=\"Connection\",VLOOKUP(C383,'Input - General'!$F$62:$N$79,5,FALSE),0)","v":0},null,0.1801212933606588,0,0,null,8.6527813038891108E-2,0,0]
[null,{"$f":"'Input - Inventory'!B381","v":373},{"$f":"'Input - Inventory'!C381","v":"SMARTPOLE C"},{"$f":"'Input - Inventory'!D381","v":"Support"},{"$f":"'Input - Inventory'!E381","v":"NonTraffic"},{"$f":"'Input - Inventory'!F381","v":"n/a"},{"$f":"'Input - Inventory'!G381","v":0},null,"Support - SMARTPOLE C",null,0,0,0,null,0,0,0,0,0,0,0,0,0,0,0,0,0,0,0,0,0,0,0,0,0,0,0,0,0,0,0,0,0,null,0,0,0,0,0,0,0,0,0,null,0,0,0,0,0,0,0,0,0,0,null,0,0,0,0,0,0,0,null,0,0,0,null,{"$f":"IF($D384=\"Connection\",VLOOKUP(C384,'Input - General'!$F$62:$N$79,5,FALSE),0)","v":0},null,0.1801212933606588,0,0,null,8.6527813038891108E-2,0,0]
[null,{"$f":"'Input - Inventory'!B382","v":374},{"$f":"'Input - Inventory'!C382","v":"SUSPENDED"},{"$f":"'Input - Inventory'!D382","v":"Support"},{"$f":"'Input - Inventory'!E382","v":"NonTraffic"},{"$f":"'Input - Inventory'!F382","v":"n/a"},{"$f":"'Input - Inventory'!G382","v":0},null,"Support - SUSPENDED",null,0,153,0,null,0,0,0,0,0,0,0,0,0,0,0,0,0,0,0,0,0,0,0,0,0,0,0,0,0,0,0,0,0,null,0,0,0,0,0,0,0,0,0,null,0,0,0,0,0,0,0,0,0,0,null,0,0,0,0,0,0,0,null,0,0,0,null,{"$f":"IF($D385=\"Connection\",VLOOKUP(C385,'Input - General'!$F$62:$N$79,5,FALSE),0)","v":0},null,0.1801212933606588,0,0,null,8.6527813038891108E-2,0,0]
[null,{"$f":"'Input - Inventory'!B383","v":375},{"$f":"'Input - Inventory'!C383","v":"Suspended (P09)"},{"$f":"'Input - Inventory'!D383","v":"Support"},{"$f":"'Input - Inventory'!E383","v":"NonTraffic"},{"$f":"'Input - Inventory'!F383","v":"n/a"},{"$f":"'Input - Inventory'!G383","v":0},null,"Support - Suspended (P09)",null,0,5,0,null,0,0,0,0,0,0,0,0,0,0,0,0,0,0,0,0,0,0,0,0,0,0,0,0,0,0,0,0,0,null,0,0,0,0,0,0,0,0,0,null,0,0,0,0,0,0,0,0,0,0,null,0,0,0,0,0,0,0,null,0,0,0,null,{"$f":"IF($D386=\"Connection\",VLOOKUP(C386,'Input - General'!$F$62:$N$79,5,FALSE),0)","v":0},null,0.1801212933606588,0,0,null,8.6527813038891108E-2,0,0]
[null,{"$f":"'Input - Inventory'!B384","v":376},{"$f":"'Input - Inventory'!C384","v":"UNKNOWN"},{"$f":"'Input - Inventory'!D384","v":"Support"},{"$f":"'Input - Inventory'!E384","v":"NonTraffic"},{"$f":"'Input - Inventory'!F384","v":"n/a"},{"$f":"'Input - Inventory'!G384","v":0},null,"Support - UNKNOWN",null,0,207,0,null,0,0,0,0,0,0,0,0,0,0,0,0,0,0,0,0,0,0,0,0,0,0,0,0,0,0,0,0,0,null,0,0,0,0,0,0,0,0,0,null,0,0,0,0,0,0,0,0,0,0,null,0,0,0,0,0,0,0,null,0,0,0,null,{"$f":"IF($D387=\"Connection\",VLOOKUP(C387,'Input - General'!$F$62:$N$79,5,FALSE),0)","v":0},null,0.1801212933606588,0,0,null,8.6527813038891108E-2,0,0]
[null,{"$f":"'Input - Inventory'!B385","v":377},{"$f":"'Input - Inventory'!C385","v":"WALL"},{"$f":"'Input - Inventory'!D385","v":"Support"},{"$f":"'Input - Inventory'!E385","v":"NonTraffic"},{"$f":"'Input - Inventory'!F385","v":"n/a"},{"$f":"'Input - Inventory'!G385","v":0},null,"Support - WALL",null,0,369,0,null,0,0,0,0,0,0,0,0,0,0,0,0,0,0,0,0,0,0,0,0,0,0,0,0,0,0,0,0,0,null,0,0,0,0,0,0,0,0,0,null,0,0,0,0,0,0,0,0,0,0,null,0,0,0,0,0,0,0,null,0,0,0,null,{"$f":"IF($D388=\"Connection\",VLOOKUP(C388,'Input - General'!$F$62:$N$79,5,FALSE),0)","v":0},null,0.1801212933606588,0,0,null,8.6527813038891108E-2,0,0]
[null,{"$f":"'Input - Inventory'!B386","v":378},{"$f":"'Input - Inventory'!C386","v":"Wall (P09)"},{"$f":"'Input - Inventory'!D386","v":"Support"},{"$f":"'Input - Inventory'!E386","v":"NonTraffic"},{"$f":"'Input - Inventory'!F386","v":"n/a"},{"$f":"'Input - Inventory'!G386","v":0},null,"Support - Wall (P09)",null,0,54,0,null,0,0,0,0,0,0,0,0,0,0,0,0,0,0,0,0,0,0,0,0,0,0,0,0,0,0,0,0,0,null,0,0,0,0,0,0,0,0,0,null,0,0,0,0,0,0,0,0,0,0,null,0,0,0,0,0,0,0,null,0,0,0,null,{"$f":"IF($D389=\"Connection\",VLOOKUP(C389,'Input - General'!$F$62:$N$79,5,FALSE),0)","v":0},null,0.1801212933606588,0,0,null,8.6527813038891108E-2,0,0]
[null,{"$f":"'Input - Inventory'!B387","v":379},{"$f":"'Input - Inventory'!C387","v":"WOOD POLE NON-TRL"},{"$f":"'Input - Inventory'!D387","v":"Support"},{"$f":"'Input - Inventory'!E387","v":"NonTraffic"},{"$f":"'Input - Inventory'!F387","v":"n/a"},{"$f":"'Input - Inventory'!G387","v":0},null,"Support - WOOD POLE NON-TRL",null,0,143400.5,0,null,0,0,0,0,0,0,0,0,0,0,0,0,0,0,0,0,0,0,0,0,0,0,0,0,0,0,0,0,0,null,0,0,0,0,0,0,0,0,0,null,0,0,0,0,0,0,0,0,0,0,null,0,0,0,0,0,0,0,null,0,0,0,null,{"$f":"IF($D390=\"Connection\",VLOOKUP(C390,'Input - General'!$F$62:$N$79,5,FALSE),0)","v":0},null,0.1801212933606588,0,0,null,8.6527813038891108E-2,0,0]
[null,{"$f":"'Input - Inventory'!B388","v":380},{"$f":"'Input - Inventory'!C388","v":"Wood Pole non-TRL (P09)"},{"$f":"'Input - Inventory'!D388","v":"Support"},{"$f":"'Input - Inventory'!E388","v":"NonTraffic"},{"$f":"'Input - Inventory'!F388","v":"n/a"},{"$f":"'Input - Inventory'!G388","v":0},null,"Support - Wood Pole non-TRL (P09)",null,0,4464.5,0,null,0,0,0,0,0,0,0,0,0,0,0,0,0,0,0,0,0,0,0,0,0,0,0,0,0,0,0,0,0,null,0,0,0,0,0,0,0,0,0,null,0,0,0,0,0,0,0,0,0,0,null,0,0,0,0,0,0,0,null,0,0,0,null,{"$f":"IF($D391=\"Connection\",VLOOKUP(C391,'Input - General'!$F$62:$N$79,5,FALSE),0)","v":0},null,0.1801212933606588,0,0,null,8.6527813038891108E-2,0,0]
[null,{"$f":"'Input - Inventory'!B389","v":381},{"$f":"'Input - Inventory'!C389","v":"WOOD POLE TRL"},{"$f":"'Input - Inventory'!D389","v":"Support"},{"$f":"'Input - Inventory'!E389","v":"NonTraffic"},{"$f":"'Input - Inventory'!F389","v":"n/a"},{"$f":"'Input - Inventory'!G389","v":0},null,"Support - WOOD POLE TRL",null,0,47735,0,null,0,0,0,0,0,0,0,0,0,0,0,0,0,0,0,0,0,0,0,0,0,0,0,0,0,0,0,0,0,null,0,0,0,0,0,0,0,0,0,null,0,0,0,0,0,0,0,0,0,0,null,0,0,0,0,0,0,0,null,0,0,0,null,{"$f":"IF($D392=\"Connection\",VLOOKUP(C392,'Input - General'!$F$62:$N$79,5,FALSE),0)","v":0},null,0.1801212933606588,0,0,null,8.6527813038891108E-2,0,0]
[null,{"$f":"'Input - Inventory'!B390","v":382},{"$f":"'Input - Inventory'!C390","v":"Wood Pole TRL (P09)"},{"$f":"'Input - Inventory'!D390","v":"Support"},{"$f":"'Input - Inventory'!E390","v":"Traffic"},{"$f":"'Input - Inventory'!F390","v":"n/a"},{"$f":"'Input - Inventory'!G390","v":0},null,"Support - Wood Pole TRL (P09)",null,0,1550.5,0,null,0,0,0,0,0,0,0,0,0,0,0,0,0,0,0,0,0,0,0,0,0,0,0,0,0,0,0,0,0,null,0,0,0,0,0,0,0,0,0,null,0,0,0,0,0,0,0,0,0,0,null,0,0,0,0,0,0,0,null,0,0,0,null,{"$f":"IF($D393=\"Connection\",VLOOKUP(C393,'Input - General'!$F$62:$N$79,5,FALSE),0)","v":0},null,0.1801212933606588,0,0,null,8.6527813038891108E-2,0,0]

{"sheet":"Calc - Opex FY16","index":4,"n_rows":393,"n_cols":86,"rows_kept":393,"cut":false,"hidden":false,"merged":[[7,38,7,39],[7,30,7,31],[7,26,7,27],[7,28,7,29],[7,40,7,41],[8,38,8,39],[8,40,8,41],[7,14,7,15],[7,12,9,12],[7,36,7,37],[7,34,7,35],[7,32,7,33],[7,16,7,17],[8,24,8,25],[8,26,8,27],[8,28,8,29],[7,18,7,19],[7,20,7,21],[7,22,7,23],[7,24,7,25],[8,30,8,31],[1,1,8,6],[8,65,8,66],[7,81,9,81],[8,14,8,15],[8,16,8,17],[8,18,8,19],[8,20,8,21],[8,22,8,23],[7,71,9,71],[7,75,9,75],[8,74,9,74],[8,73,9,73],[7,77,9,77],[8,32,8,33],[8,34,8,35],[8,36,8,37],[7,85,9,85],[8,67,8,68],[8,69,8,70],[7,42,9,42],[7,52,9,52],[7,63,9,63],[8,54,8,56],[8,57,8,59],[8,60,8,62],[8,50,8,51],[8,46,8,47],[8,44,8,45],[8,48,8,49]]}
[]
[null,{"$f":"CONCATENATE(\"This sheet contains no inputs and all values are calculated for \" & \"FY16\" )","v":"This sheet contains no inputs and all values are calculated for FY16"},null,null,null,null,null,null,null,null,null,null,null,null,null,null,null,null,null,null,null,null,null,null,null,null,null,null,null,null,null,null,null,null,null,null,null,null,null,null,null,null,"Bulk contract",null,null,null,null,null,null,null,null,null,"Bulk materials",null,null,null,null,null,null,null,null,null,null,"Spot labour",null,null,null,null,null,null,null,"Spot materials",null,null,null,"EWP costs",null,"Connections",null,null,null,"Overheads",null,null,null,"CAM"]
[]
[null,null,null,null,null,null,null,null,null,null,null,"Totals --->   ",{"$f":"SUM(M12:M475)","v":19075242.916428629},null,{"$f":"SUMPRODUCT(O12:O294,P12:P294,$L$12:$L$294)","v":625268.99476155092},null,{"$f":"SUMPRODUCT(Q12:Q294,R12:R294,$L$12:$L$294)","v":264032.42086190148},null,{"$f":"SUMPRODUCT(S12:S294,T12:T294,$L$12:$L$294)","v":34850.064436434324},null,{"$f":"SUMPRODUCT(U12:U294,V12:V294,$L$12:$L$294)","v":3888.7390769586359},null,{"$f":"SUMPRODUCT(W12:W294,X12:X294,$L$12:$L$294)","v":445899.1241217691},null,{"$f":"SUMPRODUCT(Y12:Y294,Z12:Z294,$L$12:$L$294)","v":12280.903120177263},null,{"$f":"SUMPRODUCT(AA12:AA294,AB12:AB294,$L$12:$L$294)","v":107101.47096599748},null,{"$f":"SUMPRODUCT(AC12:AC294,AD12:AD294,$L$12:$L$294)","v":866758.55660819053},null,{"$f":"SUMPRODUCT(AE12:AE294,AF12:AF294,$L$12:$L$294)","v":817463.56169965013},null,{"$f":"SUMPRODUCT(AG12:AG294,AH12:AH294,$L$12:$L$294)","v":0},null,{"$f":"SUMPRODUCT(AI12:AI294,AJ12:AJ294,$L$12:$L$294)","v":357116.09495848027},null,{"$f":"SUMPRODUCT(AK12:AK294,AL12:AL294,$L$12:$L$294)","v":567465.89668741694},null,{"$f":"SUMPRODUCT(AM12:AM294,AN12:AN294,$L$12:$L$294)","v":0},null,{"$f":"SUMPRODUCT(AO12:AO294,AP12:AP294,$L$12:$L$294)","v":0},null,{"$f":"SUMPRODUCT(AQ12:AQ475,$L$12:$L$475)","v":4102125.8272985299},null,{"$f":"SUMPRODUCT(AS12:AS294,AT12:AT294,$L$12:$L$294)","v":1342394.8640739804},null,{"$f":"SUMPRODUCT(AU12:AU294,AV12:AV294,$L$12:$L$294)","v":149422.86140550536},null,{"$f":"SUMPRODUCT(AW12:AW294,AX12:AX294,$L$12:$L$294)","v":466735.16403020814},null,{"$f":"SUMPRODUCT(AY12:AY294,AZ12:AZ294,$L$12:$L$294)","v":1925},null,{"$f":"SUMPRODUCT(BA12:BA475,$L$12:$L$475)","v":1960477.8895096937},null,{"$f":"SUMPRODUCT(BC12:BC294,BD12:BD294,BE12:BE294,$L$12:$L$294)","v":4117841.2567758397},null,null,{"$f":"SUMPRODUCT(BF12:BF294,BG12:BG294,BH12:BH294,$L$12:$L$294)","v":0},null,null,{"$f":"SUMPRODUCT(BI12:BI294,BJ12:BJ294,BK12:BK294,$L$12:$L$294)","v":0},null,null,{"$f":"SUMPRODUCT(BL12:BL475,$L$12:$L$475)","v":4117841.2567758397},null,{"$f":"SUMPRODUCT(BN12:BN294,BO12:BO294,$L$12:$L$294)","v":486100.86790113727},null,{"$f":"SUMPRODUCT(BP12:BP294,BQ12:BQ294,$L$12:$L$294)","v":39765.835975373746},null,{"$f":"SUMPRODUCT(BR12:BR294,BS12:BS294,$L$12:$L$294)","v":732.2},null,{"$f":"SUMPRODUCT(BT12:BT475,$L$12:$L$475)","v":526598.90387651103},null,null,null,{"$f":"SUMPRODUCT(BX12:BX475,$L$12:$L$475)","v":1667800.4199593978},null,{"$f":"SUMPRODUCT(BZ12:BZ475,$L$12:$L$475)","v":2501717.9147359473},null,null,null,{"$f":"SUMPRODUCT(CD12:CD475,$L$12:$L$475)","v":2679585.6264138278},null,null,null,{"$f":"SUMPRODUCT(CH12:CH475,$L$12:$L$475)","v":1519095.0778588955}]
[]
[null,null,null,null,null,null,null,null,null,null,null,"Percent --->   ",null,null,null,null,null,null,null,null,null,null,null,null,null,null,null,null,null,null,null,null,null,null,null,null,null,null,null,null,null,null,{"$f":"TotalOpexBulkContract/TotalOpex","v":0.21504972939377656},null,null,null,null,null,null,null,null,null,{"$f":"TotalOpexBulkMaterials/TotalOpex","v":0.10277603793035969},null,null,null,null,null,null,null,null,null,null,{"$f":"TotalOpexSpotLabour/TotalOpex","v":0.21587359462821479},null,null,null,null,null,null,null,{"$f":"TotalOpexSpotMaterials/TotalOpex","v":2.7606406177033561E-2},null,null,null,{"$f":"TotalOpexSpotOther/TotalOpex","v":8.7432722469971691E-2},null,{"$f":"BZ4/TotalOpex","v":0.13114998984266316},null,null,null,{"$f":"TotalOpexOverheads/TotalOpex","v":0.1404745217742954},null,null,null,{"$f":"CH4/TotalOpex","v":7.9636997783685826E-2}]
[]
[null,null,null,null,null,null,null,null,null,null,null,null,"Sub-total annual cost",null,"Task 1",null,"Task 2",null,"Task 3",null,"Task 4",null,"Task 5",null,"Task 6",null,"Task 7",null,"Task 8",null,"Task 9",null,"Task 10",null,"Task 11",null,"Task 12",null,"Task 13",null,"Task 14",null,"Sub-total annual cost per asset",null,null,null,null,null,null,null,null,null,"Sub-total annual cost per asset",null,null,null,null,null,null,null,null,null,null,"Sub-total annual cost per asset",null,null,null,null,null,null,null,"Sub-total annual cost per asset",null,null,null,"Sub-total annual cost per asset",null,"Sub-total annual cost per asset",null,null,null,"Sub-total annual cost per asset",null,null,null,"Sub-total annual cost per asset"]
[null,null,null,null,null,null,null,null,null,null,null,null,null,null,"Minor < 130w",null,"Major > 130w",null,"Minor < 130w",null,"Major > 130w",null,"All",null,"All",null,"All",null,"All",null,"All",null,"All",null,"All",null,"All",null,"All",null,"All",null,null,null,"Lamp",null,"Visors",null,"PE Cell",null,"Misc",null,null,null,"Lamp change",null,null,"PE Cell change",null,null,"Misc",null,null,null,null,"Lamp",null,"PE Cell",null,"Misc",null,null,null,"Price","Hours (weighted by failure)"]
[null,"#","Description","Type","Route","Category","Lamps (#)",null,null,null,"Price","Count",null,null,"Price","Cycle","Price","Cycle","Price","Cycle","Price","Cycle","Price","Cycle","Price","Cycle","Price","Cycle","Price","Cycle","Price","Cycle","Price","Cycle","Price","Cycle","Price","Cycle","Price","Cycle","Price","Cycle",null,null,"Price","Cycle","Price","Cycle","Price","Cycle","Price","Cycle",null,null,"Price","Failure","Hours","Price","Failure","Hours","Price","Failure","Hours",null,null,"Price","Failure","Price","Failure","Price","Failure",null,null,null,null,null,null,null,null,"Rate","Cost",null,null,"Rate","Cost"]
[]
[null,{"$f":"'Input - Inventory'!B9","v":1},{"$f":"'Input - Inventory'!C9","v":"0.5"},{"$f":"'Input - Inventory'!D9","v":"Bracket"},{"$f":"'Input - Inventory'!E9","v":"NonTraffic"},{"$f":"'Input - Inventory'!F9","v":"n/a"},{"$f":"'Input - Inventory'!G9","v":0},null,{"$f":"CONCATENATE(D12,\" - \",C12)","v":"Bracket - 0.5"},null,{"$f":"AQ12+BA12+BL12+BT12+BX12+BZ12+CD12+CH12","v":0},{"$f":"INDIRECT(L$10&$B12&\"FY16\")","v":33642},{"$f":"L12*K12","v":0},null,{"$f":"IF(AND($D12=\"Lamp\", OR($F12=O$9, O$9=\"All\")),INDIRECT(\"PriceBulkTask1\" & \"FY16\"),0)","v":0},{"$f":"IF(AND($D12=\"Lamp\",CycleBulkTask1<>0, OR($F12=O$9,O$9=\"All\")),1/CycleBulkTask1,0)","v":0},{"$f":"IF(AND($D12=\"Lamp\", OR($F12=Q$9, Q$9=\"All\")),INDIRECT(\"PriceBulkTask2\" & \"FY16\"),0)","v":0},{"$f":"IF(AND($D12=\"Lamp\",CycleBulkTask2<>0, OR($F12=Q$9,Q$9=\"All\")),1/CycleBulkTask2,0)","v":0},{"$f":"IF(AND($D12=\"Lamp\", OR($F12=S$9, S$9=\"All\")),INDIRECT(\"PriceBulkTask3\" & \"FY16\"),0)","v":0},{"$f":"IF(AND($D12=\"Lamp\",CycleBulkTask3<>0, OR($F12=S$9,S$9=\"All\")),1/CycleBulkTask3,0)","v":0},{"$f":"IF(AND($D12=\"Lamp\", OR($F12=U$9, U$9=\"All\")),INDIRECT(\"PriceBulkTask4\" & \"FY16\"),0)","v":0},{"$f":"IF(AND($D12=\"Lamp\",CycleBulkTask4<>0, OR($F12=U$9,U$9=\"All\")),1/CycleBulkTask4,0)","v":0},{"$f":"IF(AND($D12=\"Lamp\", OR($F12=W$9, W$9=\"All\")),INDIRECT(\"PriceBulkTask5\" & \"FY16\"),0)","v":0},{"$f":"IF(AND($D12=\"Lamp\",CycleBulkTask5<>0, OR($F12=W$9,W$9=\"All\")),1/CycleBulkTask5,0)","v":0},{"$f":"IF(AND($D12=\"Lamp\", OR($F12=Y$9, Y$9=\"All\")),INDIRECT(\"PriceBulkTask6\" & \"FY16\"),0)","v":0},{"$f":"IF(AND($D12=\"Lamp\",CycleBulkTask6<>0, OR($F12=Y$9,Y$9=\"All\")),1/CycleBulkTask6,0)","v":0},{"$f":"IF(AND($D12=\"Lamp\", OR($F12=AA$9, AA$9=\"All\")),INDIRECT(\"PriceBulkTask7\" & \"FY16\"),0)","v":0},{"$f":"IF(AND($D12=\"Lamp\",CycleBulkTask7<>0, OR($F12=AA$9,AA$9=\"All\")),1/CycleBulkTask7,0)","v":0},{"$f":"IF(AND($D12=\"Lamp\", OR($F12=AC$9, AC$9=\"All\")),INDIRECT(\"PriceBulkTask8\" & \"FY16\"),0)","v":0},{"$f":"IF(AND($D12=\"Lamp\",CycleBulkTask8<>0, OR($F12=AC$9,AC$9=\"All\")),1/CycleBulkTask8,0)","v":0},{"$f":"IF(AND($D12=\"Lamp\", OR($F12=AE$9, AE$9=\"All\")),INDIRECT(\"PriceBulkTask9\" & \"FY16\"),0)","v":0},{"$f":"IF(AND($D12=\"Lamp\",CycleBulkTask9<>0, OR($F12=AE$9,AE$9=\"All\")),1/CycleBulkTask9,0)","v":0},{"$f":"IF(AND($D12=\"Lamp\", OR($F12=AG$9, AG$9=\"All\")),INDIRECT(\"PriceBulkTask10\" & \"FY16\"),0)","v":0},{"$f":"IF(AND($D12=\"Lamp\",CycleBulkTask10<>0, OR($F12=AG$9,AG$9=\"All\")),1/CycleBulkTask10,0)","v":0},{"$f":"IF(AND($D12=\"Lamp\", OR($F12=AI$9, AI$9=\"All\")),INDIRECT(\"PriceBulkTask11\" & \"FY16\"),0)","v":0},{"$f":"IF(AND($D12=\"Lamp\",CycleBulkTask11<>0, OR($F12=AI$9,AI$9=\"All\")),1/CycleBulkTask11,0)","v":0},{"$f":"IF(AND($D12=\"Lamp\", OR($F12=AK$9, AK$9=\"All\")),INDIRECT(\"PriceBulkTask12\" & \"FY16\"),0)","v":0},{"$f":"IF(AND($D12=\"Lamp\",CycleBulkTask12<>0, OR($F12=AK$9,AK$9=\"All\")),1/CycleBulkTask12,0)","v":0},{"$f":"IF(AND($D12=\"Lamp\", OR($F12=AM$9, AM$9=\"All\")),INDIRECT(\"PriceBulkTask13\" & \"FY16\"),0)","v":0},{"$f":"IF(AND($D12=\"Lamp\",CycleBulkTask13<>0, OR($F12=AM$9,AM$9=\"All\")),1/CycleBulkTask13,0)","v":0},{"$f":"IF(AND($D12=\"Lamp\", OR($F12=AO$9, AO$9=\"All\")),INDIRECT(\"PriceBulkTask14\" & \"FY16\"),0)","v":0},{"$f":"IF(AND($D12=\"Lamp\",CycleBulkTask14<>0, OR($F12=AO$9,AO$9=\"All\")),1/CycleBulkTask14,0)","v":0},{"$f":"O12*P12+Q12*R12+S12*T12+U12*V12+W12*X12+Y12*Z12+AA12*AB12+AC12*AD12+AE12*AF12+AG12*AH12+AI12*AJ12+AK12*AL12+AM12*AN12+AO12*AP12","v":0},null,{"$f":"IF($D12=\"Lamp\",$G12*INDIRECT(\"Price\" & $B12 & \"FY16\"),0)","v":0},{"$f":"MAX(P12,R12)","v":0},{"$f":"IF($D12=\"Lamp\",INDIRECT(\"PriceVisor\" & \"FY16\"),0)","v":0},{"$f":"MAX(T12,V12)","v":0},{"$f":"IF($D12=\"Lamp\",INDIRECT(\"PricePECell\" & \"FY16\"),0)","v":0},{"$f":"X12","v":0},{"$f":"IF($D12=\"Lamp\",INDIRECT(\"PriceMisc\" & \"FY16\"),0)","v":0},{"$f":"INDIRECT($E12)*$V12 +(1-INDIRECT($E12))*$T12","v":0},{"$f":"AS12*AT12+AU12*AV12+AW12*AX12+AY12*AZ12","v":0},null,{"$f":"IF($D12=$AS$9,(INDIRECT(\"PriceLabour\" & \"FY16\")*ProportionStandardHours + INDIRECT(\"PriceLabourOvertime\" & \"FY16\")*ProportionOvertimeHours)*(1+RateOnCostAnnual),0)","v":0},{"$f":"BO12","v":0},{"$f":"IF($D12=\"Lamp\",(NumberOfCrew+INDIRECT($E12)*TrafficController)*(TimeToReplaceLamp),0)","v":0},{"$f":"IF($D12=$AS$9,(INDIRECT(\"PriceLabour\" & \"FY16\")*ProportionStandardHours + INDIRECT(\"PriceLabourOvertime\" & \"FY16\")*ProportionOvertimeHours)*(1+RateOnCostAnnual),0)","v":0},{"$f":"BQ12","v":0},{"$f":"IF($D12=\"Lamp\",(NumberOfCrew+INDIRECT($E12)*TrafficController)*(TimeForPECellReplace),0)","v":0},{"$f":"IF($D12=$AS$9,(INDIRECT(\"PriceLabour\" & \"FY16\")*ProportionStandardHours + INDIRECT(\"PriceLabourOvertime\" & \"FY16\")*ProportionOvertimeHours)*(1+RateOnCostAnnual),0)","v":0},{"$f":"BS12","v":0},{"$f":"IF($D12=\"Lamp\",(NumberOfCrew+INDIRECT($E12)*TrafficController)*(TimeForOtherSpot),0)","v":0},{"$f":"BC12*BD12*BE12+BF12*BG12*BH12+BI12*BJ12*BK12","v":0},null,{"$f":"IF($D12=\"Lamp\",INDIRECT(\"Price\" & $B12 & \"FY16\"),0)","v":0},{"$f":"IF($D12=\"Lamp\",INDIRECT(BO$10 & $B12),0)","v":0},{"$f":"IF($D12=\"Lamp\",INDIRECT(\"pRICEpecELL\" & \"FY16\"),0)","v":0},{"$f":"IF($D12=\"Lamp\",INDIRECT(\"FailurePECell\" & \"Annual\"),0)","v":0},{"$f":"IF($D12=\"Lamp\",INDIRECT(\"PriceMisc\" & \"FY16\"),0)","v":0},{"$f":"IF($D12=\"Lamp\",INDIRECT(\"FailureMisc\" & \"Annual\"),0)","v":0},{"$f":"BN12*BO12+BP12*BQ12+BR12*BS12","v":0},null,{"$f":"IF(AND($D12=\"Lamp\"),INDIRECT(\"PriceEWP\"&\"FY16\"),0)","v":0},{"$f":"BD12*BE12+BG12*BH12+BJ12*BK12","v":0},{"$f":"BV12*BW12","v":0},null,{"$f":"IF($D12=\"Connection\",VLOOKUP(C12,'Input - General'!$F$62:$N$79,6,FALSE),0)","v":0},null,{"$f":"RateOverhead","v":0.1801212933606588},{"$f":"BX12+BL12+BT12+BA12+AQ12+BZ12","v":0},{"$f":"CC12*CB12","v":0},null,{"$f":"CorporateOverheads","v":8.6527813038891108E-2},{"$f":"AQ12+BA12+BL12+BT12+BX12+BZ12+CD12","v":0},{"$f":"CG12*CF12","v":0}]
[null,{"$f":"'Input - Inventory'!B10","v":2},{"$f":"'Input - Inventory'!C10","v":"0.5 (P09)"},{"$f":"'Input - Inventory'!D10","v":"Bracket"},{"$f":"'Input - Inventory'!E10","v":"NonTraffic"},{"$f":"'Input - Inventory'!F10","v":"n/a"},{"$f":"'Input - Inventory'!G10","v":0},null,{"$f":"CONCATENATE(D13,\" - \",C13)","v":"Bracket - 0.5 (P09)"},null,{"$f":"AQ13+BA13+BL13+BT13+BX13+BZ13+CD13+CH13","v":0},{"$f":"INDIRECT(L$10&$B13&\"FY16\")","v":1150},0,null,{"$f":"IF(AND($D13=\"Lamp\", OR($F13=O$9, O$9=\"All\")),INDIRECT(\"PriceBulkTask1\" & \"FY16\"),0)","v":0},0,{"$f":"IF(AND($D13=\"Lamp\", OR($F13=Q$9, Q$9=\"All\")),INDIRECT(\"PriceBulkTask2\" & \"FY16\"),0)","v":0},0,{"$f":"IF(AND($D13=\"Lamp\", OR($F13=S$9, S$9=\"All\")),INDIRECT(\"PriceBulkTask3\" & \"FY16\"),0)","v":0},0,{"$f":"IF(AND($D13=\"Lamp\", OR($F13=U$9, U$9=\"All\")),INDIRECT(\"PriceBulkTask4\" & \"FY16\"),0)","v":0},0,{"$f":"IF(AND($D13=\"Lamp\", OR($F13=W$9, W$9=\"All\")),INDIRECT(\"PriceBulkTask5\" & \"FY16\"),0)","v":0},0,{"$f":"IF(AND($D13=\"Lamp\", OR($F13=Y$9, Y$9=\"All\")),INDIRECT(\"PriceBulkTask6\" & \"FY16\"),0)","v":0},0,{"$f":"IF(AND($D13=\"Lamp\", OR($F13=AA$9, AA$9=\"All\")),INDIRECT(\"PriceBulkTask7\" & \"FY16\"),0)","v":0},0,{"$f":"IF(AND($D13=\"Lamp\", OR($F13=AC$9, AC$9=\"All\")),INDIRECT(\"PriceBulkTask8\" & \"FY16\"),0)","v":0},0,{"$f":"IF(AND($D13=\"Lamp\", OR($F13=AE$9, AE$9=\"All\")),INDIRECT(\"PriceBulkTask9\" & \"FY16\"),0)","v":0},0,{"$f":"IF(AND($D13=\"Lamp\", OR($F13=AG$9, AG$9=\"All\")),INDIRECT(\"PriceBulkTask10\" & \"FY16\"),0)","v":0},0,{"$f":"IF(AND($D13=\"Lamp\", OR($F13=AI$9, AI$9=\"All\")),INDIRECT(\"PriceBulkTask11\" & \"FY16\"),0)","v":0},0,{"$f":"IF(AND($D13=\"Lamp\", OR($F13=AK$9, AK$9=\"All\")),INDIRECT(\"PriceBulkTask12\" & \"FY16\"),0)","v":0},0,{"$f":"IF(AND($D13=\"Lamp\", OR($F13=AM$9, AM$9=\"All\")),INDIRECT(\"PriceBulkTask13\" & \"FY16\"),0)","v":0},0,{"$f":"IF(AND($D13=\"Lamp\", OR($F13=AO$9, AO$9=\"All\")),INDIRECT(\"PriceBulkTask14\" & \"FY16\"),0)","v":0},0,0,null,{"$f":"IF($D13=\"Lamp\",$G13*INDIRECT(\"Price\" & $B13 & \"FY16\"),0)","v":0},0,{"$f":"IF($D13=\"Lamp\",INDIRECT(\"PriceVisor\" & \"FY16\"),0)","v":0},0,{"$f":"IF($D13=\"Lamp\",INDIRECT(\"PricePECell\" & \"FY16\"),0)","v":0},0,{"$f":"IF($D13=\"Lamp\",INDIRECT(\"PriceMisc\" & \"FY16\"),0)","v":0},0,0,null,0,0,0,0,0,0,0,0,0,0,null,{"$f":"IF($D13=\"Lamp\",INDIRECT(\"Price\" & $B13 & \"FY16\"),0)","v":0},0,{"$f":"IF($D13=\"Lamp\",INDIRECT(\"pRICEpecELL\" & \"FY16\"),0)","v":0},0,{"$f":"IF($D13=\"Lamp\",INDIRECT(\"PriceMisc\" & \"FY16\"),0)","v":0},0,0,null,{"$f":"IF(AND($D13=\"Lamp\"),INDIRECT(\"PriceEWP\"&\"FY16\"),0)","v":0},0,0,null,{"$f":"IF($D13=\"Connection\",VLOOKUP(C13,'Input - General'!$F$62:$N$79,6,FALSE),0)","v":0},null,0.1801212933606588,0,0,null,8.6527813038891108E-2,{"$f":"AQ13+BA13+BL13+BT13+BX13+BZ13+CD13","v":0},0]
[null,{"$f":"'Input - Inventory'!B11","v":3},{"$f":"'Input - Inventory'!C11","v":"0.6"},{"$f":"'Input - Inventory'!D11","v":"Bracket"},{"$f":"'Input - Inventory'!E11","v":"NonTraffic"},{"$f":"'Input - Inventory'!F11","v":"n/a"},{"$f":"'Input - Inventory'!G11","v":0},null,"Bracket - 0.6",null,0,149,0,null,0,0,0,0,0,0,0,0,0,0,0,0,0,0,0,0,0,0,0,0,0,0,0,0,0,0,0,0,0,null,0,0,0,0,0,0,0,0,0,null,0,0,0,0,0,0,0,0,0,0,null,0,0,0,0,0,0,0,null,0,0,0,null,{"$f":"IF($D14=\"Connection\",VLOOKUP(C14,'Input - General'!$F$62:$N$79,6,FALSE),0)","v":0},null,0.1801212933606588,0,0,null,8.6527813038891108E-2,0,0]
[null,{"$f":"'Input - Inventory'!B12","v":4},{"$f":"'Input - Inventory'!C12","v":"1.0"},{"$f":"'Input - Inventory'!D12","v":"Bracket"},{"$f":"'Input - Inventory'!E12","v":"NonTraffic"},{"$f":"'Input - Inventory'!F12","v":"n/a"},{"$f":"'Input - Inventory'!G12","v":0},null,"Bracket - 1.0",null,0,8607,0,null,0,0,0,0,0,0,0,0,0,0,0,0,0,0,0,0,0,0,0,0,0,0,0,0,0,0,0,0,0,null,0,0,0,0,0,0,0,0,0,null,0,0,0,0,0,0,0,0,0,0,null,0,0,0,0,0,0,0,null,0,0,0,null,{"$f":"IF($D15=\"Connection\",VLOOKUP(C15,'Input - General'!$F$62:$N$79,6,FALSE),0)","v":0},null,0.1801212933606588,0,0,null,8.6527813038891108E-2,0,0]
[null,{"$f":"'Input - Inventory'!B13","v":5},{"$f":"'Input - Inventory'!C13","v":"1.2"},{"$f":"'Input - Inventory'!D13","v":"Bracket"},{"$f":"'Input - Inventory'!E13","v":"NonTraffic"},{"$f":"'Input - Inventory'!F13","v":"n/a"},{"$f":"'Input - Inventory'!G13","v":0},null,"Bracket - 1.2",null,0,24937,0,null,0,0,0,0,0,0,0,0,0,0,0,0,0,0,0,0,0,0,0,0,0,0,0,0,0,0,0,0,0,null,0,0,0,0,0,0,0,0,0,null,0,0,0,0,0,0,0,0,0,0,null,0,0,0,0,0,0,0,null,0,0,0,null,{"$f":"IF($D16=\"Connection\",VLOOKUP(C16,'Input - General'!$F$62:$N$79,6,FALSE),0)","v":0},null,0.1801212933606588,0,0,null,8.6527813038891108E-2,0,0]
[null,{"$f":"'Input - Inventory'!B14","v":6},{"$f":"'Input - Inventory'!C14","v":"1.2 (P09)"},{"$f":"'Input - Inventory'!D14","v":"Bracket"},{"$f":"'Input - Inventory'!E14","v":"NonTraffic"},{"$f":"'Input - Inventory'!F14","v":"n/a"},{"$f":"'Input - Inventory'!G14","v":0},null,"Bracket - 1.2 (P09)",null,0,696,0,null,0,0,0,0,0,0,0,0,0,0,0,0,0,0,0,0,0,0,0,0,0,0,0,0,0,0,0,0,0,null,0,0,0,0,0,0,0,0,0,null,0,0,0,0,0,0,0,0,0,0,null,0,0,0,0,0,0,0,null,0,0,0,null,{"$f":"IF($D17=\"Connection\",VLOOKUP(C17,'Input - General'!$F$62:$N$79,6,FALSE),0)","v":0},null,0.1801212933606588,0,0,null,8.6527813038891108E-2,0,0]
[null,{"$f":"'Input - Inventory'!B15","v":7},{"$f":"'Input - Inventory'!C15","v":"1.5"},{"$f":"'Input - Inventory'!D15","v":"Bracket"},{"$f":"'Input - Inventory'!E15","v":"NonTraffic"},{"$f":"'Input - Inventory'!F15","v":"n/a"},{"$f":"'Input - Inventory'!G15","v":0},null,"Bracket - 1.5",null,0,3808,0,null,0,0,0,0,0,0,0,0,0,0,0,0,0,0,0,0,0,0,0,0,0,0,0,0,0,0,0,0,0,null,0,0,0,0,0,0,0,0,0,null,0,0,0,0,0,0,0,0,0,0,null,0,0,0,0,0,0,0,null,0,0,0,null,{"$f":"IF($D18=\"Connection\",VLOOKUP(C18,'Input - General'!$F$62:$N$79,6,FALSE),0)","v":0},null,0.1801212933606588,0,0,null,8.6527813038891108E-2,0,0]
[null,{"$f":"'Input - Inventory'!B16","v":8},{"$f":"'Input - Inventory'!C16","v":"2.0"},{"$f":"'Input - Inventory'!D16","v":"Bracket"},{"$f":"'Input - Inventory'!E16","v":"NonTraffic"},{"$f":"'Input - Inventory'!F16","v":"n/a"},{"$f":"'Input - Inventory'!G16","v":0},null,"Bracket - 2.0",null,0,70865,0,null,0,0,0,0,0,0,0,0,0,0,0,0,0,0,0,0,0,0,0,0,0,0,0,0,0,0,0,0,0,null,0,0,0,0,0,0,0,0,0,null,0,0,0,0,0,0,0,0,0,0,null,0,0,0,0,0,0,0,null,0,0,0,null,{"$f":"IF($D19=\"Connection\",VLOOKUP(C19,'Input - General'!$F$62:$N$79,6,FALSE),0)","v":0},null,0.1801212933606588,0,0,null,8.6527813038891108E-2,0,0]
[null,{"$f":"'Input - Inventory'!B17","v":9},{"$f":"'Input - Inventory'!C17","v":"2.0 (P09)"},{"$f":"'Input - Inventory'!D17","v":"Bracket"},{"$f":"'Input - Inventory'!E17","v":"NonTraffic"},{"$f":"'Input - Inventory'!F17","v":"n/a"},{"$f":"'Input - Inventory'!G17","v":0},null,"Bracket - 2.0 (P09)",null,0,17415.5,0,null,0,0,0,0,0,0,0,0,0,0,0,0,0,0,0,0,0,0,0,0,0,0,0,0,0,0,0,0,0,null,0,0,0,0,0,0,0,0,0,null,0,0,0,0,0,0,0,0,0,0,null,0,0,0,0,0,0,0,null,0,0,0,null,{"$f":"IF($D20=\"Connection\",VLOOKUP(C20,'Input - General'!$F$62:$N$79,6,FALSE),0)","v":0},null,0.1801212933606588,0,0,null,8.6527813038891108E-2,0,0]
[null,{"$f":"'Input - Inventory'!B18","v":10},{"$f":"'Input - Inventory'!C18","v":"2.5"},{"$f":"'Input - Inventory'!D18","v":"Bracket"},{"$f":"'Input - Inventory'!E18","v":"Traffic"},{"$f":"'Input - Inventory'!F18","v":"n/a"},{"$f":"'Input - Inventory'!G18","v":0},null,"Bracket - 2.5",null,0,518,0,null,0,0,0,0,0,0,0,0,0,0,0,0,0,0,0,0,0,0,0,0,0,0,0,0,0,0,0,0,0,null,0,0,0,0,0,0,0,0,0,null,0,0,0,0,0,0,0,0,0,0,null,0,0,0,0,0,0,0,null,0,0,0,null,{"$f":"IF($D21=\"Connection\",VLOOKUP(C21,'Input - General'!$F$62:$N$79,6,FALSE),0)","v":0},null,0.1801212933606588,0,0,null,8.6527813038891108E-2,0,0]
[null,{"$f":"'Input - Inventory'!B19","v":11},{"$f":"'Input - Inventory'!C19","v":"3.0"},{"$f":"'Input - Inventory'!D19","v":"Bracket"},{"$f":"'Input - Inventory'!E19","v":"Traffic"},{"$f":"'Input - Inventory'!F19","v":"n/a"},{"$f":"'Input - Inventory'!G19","v":0},null,"Bracket - 3.0",null,0,5928,0,null,0,0,0,0,0,0,0,0,0,0,0,0,0,0,0,0,0,0,0,0,0,0,0,0,0,0,0,0,0,null,0,0,0,0,0,0,0,0,0,null,0,0,0,0,0,0,0,0,0,0,null,0,0,0,0,0,0,0,null,0,0,0,null,{"$f":"IF($D22=\"Connection\",VLOOKUP(C22,'Input - General'!$F$62:$N$79,6,FALSE),0)","v":0},null,0.1801212933606588,0,0,null,8.6527813038891108E-2,0,0]
[null,{"$f":"'Input - Inventory'!B20","v":12},{"$f":"'Input - Inventory'!C20","v":"3.0 (P09)"},{"$f":"'Input - Inventory'!D20","v":"Bracket"},{"$f":"'Input - Inventory'!E20","v":"Traffic"},{"$f":"'Input - Inventory'!F20","v":"n/a"},{"$f":"'Input - Inventory'!G20","v":0},null,"Bracket - 3.0 (P09)",null,0,603,0,null,0,0,0,0,0,0,0,0,0,0,0,0,0,0,0,0,0,0,0,0,0,0,0,0,0,0,0,0,0,null,0,0,0,0,0,0,0,0,0,null,0,0,0,0,0,0,0,0,0,0,null,0,0,0,0,0,0,0,null,0,0,0,null,{"$f":"IF($D23=\"Connection\",VLOOKUP(C23,'Input - General'!$F$62:$N$79,6,FALSE),0)","v":0},null,0.1801212933606588,0,0,null,8.6527813038891108E-2,0,0]
[null,{"$f":"'Input - Inventory'!B21","v":13},{"$f":"'Input - Inventory'!C21","v":"3.5"},{"$f":"'Input - Inventory'!D21","v":"Bracket"},{"$f":"'Input - Inventory'!E21","v":"Traffic"},{"$f":"'Input - Inventory'!F21","v":"n/a"},{"$f":"'Input - Inventory'!G21","v":0},null,"Bracket - 3.5",null,0,7196,0,null,0,0,0,0,0,0,0,0,0,0,0,0,0,0,0,0,0,0,0,0,0,0,0,0,0,0,0,0,0,null,0,0,0,0,0,0,0,0,0,null,0,0,0,0,0,0,0,0,0,0,null,0,0,0,0,0,0,0,null,0,0,0,null,{"$f":"IF($D24=\"Connection\",VLOOKUP(C24,'Input - General'!$F$62:$N$79,6,FALSE),0)","v":0},null,0.1801212933606588,0,0,null,8.6527813038891108E-2,0,0]
[null,{"$f":"'Input - Inventory'!B22","v":14},{"$f":"'Input - Inventory'!C22","v":"3.5 (P09)"},{"$f":"'Input - Inventory'!D22","v":"Bracket"},{"$f":"'Input - Inventory'!E22","v":"Traffic"},{"$f":"'Input - Inventory'!F22","v":"n/a"},{"$f":"'Input - Inventory'!G22","v":0},null,"Bracket - 3.5 (P09)",null,0,787,0,null,0,0,0,0,0,0,0,0,0,0,0,0,0,0,0,0,0,0,0,0,0,0,0,0,0,0,0,0,0,null,0,0,0,0,0,0,0,0,0,null,0,0,0,0,0,0,0,0,0,0,null,0,0,0,0,0,0,0,null,0,0,0,null,{"$f":"IF($D25=\"Connection\",VLOOKUP(C25,'Input - General'!$F$62:$N$79,6,FALSE),0)","v":0},null,0.1801212933606588,0,0,null,8.6527813038891108E-2,0,0]
[null,{"$f":"'Input - Inventory'!B23","v":15},{"$f":"'Input - Inventory'!C23","v":"4.0"},{"$f":"'Input - Inventory'!D23","v":"Bracket"},{"$f":"'Input - Inventory'!E23","v":"Traffic"},{"$f":"'Input - Inventory'!F23","v":"n/a"},{"$f":"'Input - Inventory'!G23","v":0},null,"Bracket - 4.0",null,0,983,0,null,0,0,0,0,0,0,0,0,0,0,0,0,0,0,0,0,0,0,0,0,0,0,0,0,0,0,0,0,0,null,0,0,0,0,0,0,0,0,0,null,0,0,0,0,0,0,0,0,0,0,null,0,0,0,0,0,0,0,null,0,0,0,null,{"$f":"IF($D26=\"Connection\",VLOOKUP(C26,'Input - General'!$F$62:$N$79,6,FALSE),0)","v":0},null,0.1801212933606588,0,0,null,8.6527813038891108E-2,0,0]
[null,{"$f":"'Input - Inventory'!B24","v":16},{"$f":"'Input - Inventory'!C24","v":"4.0 (P09)"},{"$f":"'Input - Inventory'!D24","v":"Bracket"},{"$f":"'Input - Inventory'!E24","v":"Traffic"},{"$f":"'Input - Inventory'!F24","v":"n/a"},{"$f":"'Input - Inventory'!G24","v":0},null,"Bracket - 4.0 (P09)",null,0,466,0,null,0,0,0,0,0,0,0,0,0,0,0,0,0,0,0,0,0,0,0,0,0,0,0,0,0,0,0,0,0,null,0,0,0,0,0,0,0,0,0,null,0,0,0,0,0,0,0,0,0,0,null,0,0,0,0,0,0,0,null,0,0,0,null,{"$f":"IF($D27=\"Connection\",VLOOKUP(C27,'Input - General'!$F$62:$N$79,6,FALSE),0)","v":0},null,0.1801212933606588,0,0,null,8.6527813038891108E-2,0,0]
[null,{"$f":"'Input - Inventory'!B25","v":17},{"$f":"'Input - Inventory'!C25","v":"4.5"},{"$f":"'Input - Inventory'!D25","v":"Bracket"},{"$f":"'Input - Inventory'!E25","v":"Traffic"},{"$f":"'Input - Inventory'!F25","v":"n/a"},{"$f":"'Input - Inventory'!G25","v":0},null,"Bracket - 4.5",null,0,3037,0,null,0,0,0,0,0,0,0,0,0,0,0,0,0,0,0,0,0,0,0,0,0,0,0,0,0,0,0,0,0,null,0,0,0,0,0,0,0,0,0,null,0,0,0,0,0,0,0,0,0,0,null,0,0,0,0,0,0,0,null,0,0,0,null,{"$f":"IF($D28=\"Connection\",VLOOKUP(C28,'Input - General'!$F$62:$N$79,6,FALSE),0)","v":0},null,0.1801212933606588,0,0,null,8.6527813038891108E-2,0,0]
[null,{"$f":"'Input - Inventory'!B26","v":18},{"$f":"'Input - Inventory'!C26","v":"5.0"},{"$f":"'Input - Inventory'!D26","v":"Bracket"},{"$f":"'Input - Inventory'!E26","v":"Traffic"},{"$f":"'Input - Inventory'!F26","v":"n/a"},{"$f":"'Input - Inventory'!G26","v":0},null,"Bracket - 5.0",null,0,423,0,null,0,0,0,0,0,0,0,0,0,0,0,0,0,0,0,0,0,0,0,0,0,0,0,0,0,0,0,0,0,null,0,0,0,0,0,0,0,0,0,null,0,0,0,0,0,0,0,0,0,0,null,0,0,0,0,0,0,0,null,0,0,0,null,{"$f":"IF($D29=\"Connection\",VLOOKUP(C29,'Input - General'!$F$62:$N$79,6,FALSE),0)","v":0},null,0.1801212933606588,0,0,null,8.6527813038891108E-2,0,0]
[null,{"$f":"'Input - Inventory'!B27","v":19},{"$f":"'Input - Inventory'!C27","v":"6.0"},{"$f":"'Input - Inventory'!D27","v":"Bracket"},{"$f":"'Input - Inventory'!E27","v":"Traffic"},{"$f":"'Input - Inventory'!F27","v":"n/a"},{"$f":"'Input - Inventory'!G27","v":0},null,"Bracket - 6.0",null,0,1100.5,0,null,0,0,0,0,0,0,0,0,0,0,0,0,0,0,0,0,0,0,0,0,0,0,0,0,0,0,0,0,0,null,0,0,0,0,0,0,0,0,0,null,0,0,0,0,0,0,0,0,0,0,null,0,0,0,0,0,0,0,null,0,0,0,null,{"$f":"IF($D30=\"Connection\",VLOOKUP(C30,'Input - General'!$F$62:$N$79,6,FALSE),0)","v":0},null,0.1801212933606588,0,0,null,8.6527813038891108E-2,0,0]
[null,{"$f":"'Input - Inventory'!B28","v":20},{"$f":"'Input - Inventory'!C28","v":"6.5"},{"$f":"'Input - Inventory'!D28","v":"Bracket"},{"$f":"'Input - Inventory'!E28","v":"Traffic"},{"$f":"'Input - Inventory'!F28","v":"n/a"},{"$f":"'Input - Inventory'!G28","v":0},null,"Bracket - 6.5",null,0,60,0,null,0,0,0,0,0,0,0,0,0,0,0,0,0,0,0,0,0,0,0,0,0,0,0,0,0,0,0,0,0,null,0,0,0,0,0,0,0,0,0,null,0,0,0,0,0,0,0,0,0,0,null,0,0,0,0,0,0,0,null,0,0,0,null,{"$f":"IF($D31=\"Connection\",VLOOKUP(C31,'Input - General'!$F$62:$N$79,6,FALSE),0)","v":0},null,0.1801212933606588,0,0,null,8.6527813038891108E-2,0,0]
[null,{"$f":"'Input - Inventory'!B29","v":21},{"$f":"'Input - Inventory'!C29","v":"7.0"},{"$f":"'Input - Inventory'!D29","v":"Bracket"},{"$f":"'Input - Inventory'!E29","v":"Traffic"},{"$f":"'Input - Inventory'!F29","v":"n/a"},{"$f":"'Input - Inventory'!G29","v":0},null,"Bracket - 7.0",null,0,80,0,null,0,0,0,0,0,0,0,0,0,0,0,0,0,0,0,0,0,0,0,0,0,0,0,0,0,0,0,0,0,null,0,0,0,0,0,0,0,0,0,null,0,0,0,0,0,0,0,0,0,0,null,0,0,0,0,0,0,0,null,0,0,0,null,{"$f":"IF($D32=\"Connection\",VLOOKUP(C32,'Input - General'!$F$62:$N$79,6,FALSE),0)","v":0},null,0.1801212933606588,0,0,null,8.6527813038891108E-2,0,0]
[null,{"$f":"'Input - Inventory'!B30","v":22},{"$f":"'Input - Inventory'!C30","v":"8.0"},{"$f":"'Input - Inventory'!D30","v":"Bracket"},{"$f":"'Input - Inventory'!E30","v":"Traffic"},{"$f":"'Input - Inventory'!F30","v":"n/a"},{"$f":"'Input - Inventory'!G30","v":0},null,"Bracket - 8.0",null,0,27,0,null,0,0,0,0,0,0,0,0,0,0,0,0,0,0,0,0,0,0,0,0,0,0,0,0,0,0,0,0,0,null,0,0,0,0,0,0,0,0,0,null,0,0,0,0,0,0,0,0,0,0,null,0,0,0,0,0,0,0,null,0,0,0,null,{"$f":"IF($D33=\"Connection\",VLOOKUP(C33,'Input - General'!$F$62:$N$79,6,FALSE),0)","v":0},null,0.1801212933606588,0,0,null,8.6527813038891108E-2,0,0]
[null,{"$f":"'Input - Inventory'!B31","v":23},{"$f":"'Input - Inventory'!C31","v":"C4"},{"$f":"'Input - Inventory'!D31","v":"Bracket"},{"$f":"'Input - Inventory'!E31","v":"Traffic"},{"$f":"'Input - Inventory'!F31","v":"n/a"},{"$f":"'Input - Inventory'!G31","v":0},null,"Bracket - C4",null,0,87,0,null,0,0,0,0,0,0,0,0,0,0,0,0,0,0,0,0,0,0,0,0,0,0,0,0,0,0,0,0,0,null,0,0,0,0,0,0,0,0,0,null,0,0,0,0,0,0,0,0,0,0,null,0,0,0,0,0,0,0,null,0,0,0,null,{"$f":"IF($D34=\"Connection\",VLOOKUP(C34,'Input - General'!$F$62:$N$79,6,FALSE),0)","v":0},null,0.1801212933606588,0,0,null,8.6527813038891108E-2,0,0]
[null,{"$f":"'Input - Inventory'!B32","v":24},{"$f":"'Input - Inventory'!C32","v":"NIL"},{"$f":"'Input - Inventory'!D32","v":"Bracket"},{"$f":"'Input - Inventory'!E32","v":"NonTraffic"},{"$f":"'Input - Inventory'!F32","v":"n/a"},{"$f":"'Input - Inventory'!G32","v":0},null,"Bracket - NIL",null,0,12976,0,null,0,0,0,0,0,0,0,0,0,0,0,0,0,0,0,0,0,0,0,0,0,0,0,0,0,0,0,0,0,null,0,0,0,0,0,0,0,0,0,null,0,0,0,0,0,0,0,0,0,0,null,0,0,0,0,0,0,0,null,0,0,0,null,{"$f":"IF($D35=\"Connection\",VLOOKUP(C35,'Input - General'!$F$62:$N$79,6,FALSE),0)","v":0},null,0.1801212933606588,0,0,null,8.6527813038891108E-2,0,0]
[null,{"$f":"'Input - Inventory'!B33","v":25},{"$f":"'Input - Inventory'!C33","v":"PRIVATE"},{"$f":"'Input - Inventory'!D33","v":"Bracket"},{"$f":"'Input - Inventory'!E33","v":"NonTraffic"},{"$f":"'Input - Inventory'!F33","v":"n/a"},{"$f":"'Input - Inventory'!G33","v":0},null,"Bracket - PRIVATE",null,0,113,0,null,0,0,0,0,0,0,0,0,0,0,0,0,0,0,0,0,0,0,0,0,0,0,0,0,0,0,0,0,0,null,0,0,0,0,0,0,0,0,0,null,0,0,0,0,0,0,0,0,0,0,null,0,0,0,0,0,0,0,null,0,0,0,null,{"$f":"IF($D36=\"Connection\",VLOOKUP(C36,'Input - General'!$F$62:$N$79,6,FALSE),0)","v":0},null,0.1801212933606588,0,0,null,8.6527813038891108E-2,0,0]
[null,{"$f":"'Input - Inventory'!B34","v":26},{"$f":"'Input - Inventory'!C34","v":"SMARTPOLE DOUBLE"},{"$f":"'Input - Inventory'!D34","v":"Bracket"},{"$f":"'Input - Inventory'!E34","v":"NonTraffic"},{"$f":"'Input - Inventory'!F34","v":"n/a"},{"$f":"'Input - Inventory'!G34","v":0},null,"Bracket - SMARTPOLE DOUBLE",null,0,0,0,null,0,0,0,0,0,0,0,0,0,0,0,0,0,0,0,0,0,0,0,0,0,0,0,0,0,0,0,0,0,null,0,0,0,0,0,0,0,0,0,null,0,0,0,0,0,0,0,0,0,0,null,0,0,0,0,0,0,0,null,0,0,0,null,{"$f":"IF($D37=\"Connection\",VLOOKUP(C37,'Input - General'!$F$62:$N$79,6,FALSE),0)","v":0},null,0.1801212933606588,0,0,null,8.6527813038891108E-2,0,0]
[null,{"$f":"'Input - Inventory'!B35","v":27},{"$f":"'Input - Inventory'!C35","v":"SMARTPOLE SINGLE LONG"},{"$f":"'Input - Inventory'!D35","v":"Bracket"},{"$f":"'Input - Inventory'!E35","v":"NonTraffic"},{"$f":"'Input - Inventory'!F35","v":"n/a"},{"$f":"'Input - Inventory'!G35","v":0},null,"Bracket - SMARTPOLE SINGLE LONG",null,0,0,0,null,0,0,0,0,0,0,0,0,0,0,0,0,0,0,0,0,0,0,0,0,0,0,0,0,0,0,0,0,0,null,0,0,0,0,0,0,0,0,0,null,0,0,0,0,0,0,0,0,0,0,null,0,0,0,0,0,0,0,null,0,0,0,null,{"$f":"IF($D38=\"Connection\",VLOOKUP(C38,'Input - General'!$F$62:$N$79,6,FALSE),0)","v":0},null,0.1801212933606588,0,0,null,8.6527813038891108E-2,0,0]
[null,{"$f":"'Input - Inventory'!B36","v":28},{"$f":"'Input - Inventory'!C36","v":"SMARTPOLE SINGLE SHORT"},{"$f":"'Input - Inventory'!D36","v":"Bracket"},{"$f":"'Input - Inventory'!E36","v":"NonTraffic"},{"$f":"'Input - Inventory'!F36","v":"n/a"},{"$f":"'Input - Inventory'!G36","v":0},null,"Bracket - SMARTPOLE SINGLE SHORT",null,0,1,0,null,0,0,0,0,0,0,0,0,0,0,0,0,0,0,0,0,0,0,0,0,0,0,0,0,0,0,0,0,0,null,0,0,0,0,0,0,0,0,0,null,0,0,0,0,0,0,0,0,0,0,null,0,0,0,0,0,0,0,null,0,0,0,null,{"$f":"IF($D39=\"Connection\",VLOOKUP(C39,'Input - General'!$F$62:$N$79,6,FALSE),0)","v":0},null,0.1801212933606588,0,0,null,8.6527813038891108E-2,0,0]
[null,{"$f":"'Input - Inventory'!B37","v":29},{"$f":"'Input - Inventory'!C37","v":"SUSPENDED"},{"$f":"'Input - Inventory'!D37","v":"Bracket"},{"$f":"'Input - Inventory'!E37","v":"NonTraffic"},{"$f":"'Input - Inventory'!F37","v":"n/a"},{"$f":"'Input - Inventory'!G37","v":0},null,"Bracket - SUSPENDED",null,0,153,0,null,0,0,0,0,0,0,0,0,0,0,0,0,0,0,0,0,0,0,0,0,0,0,0,0,0,0,0,0,0,null,0,0,0,0,0,0,0,0,0,null,0,0,0,0,0,0,0,0,0,0,null,0,0,0,0,0,0,0,null,0,0,0,null,{"$f":"IF($D40=\"Connection\",VLOOKUP(C40,'Input - General'!$F$62:$N$79,6,FALSE),0)","v":0},null,0.1801212933606588,0,0,null,8.6527813038891108E-2,0,0]
[null,{"$f":"'Input - Inventory'!B38","v":30},{"$f":"'Input - Inventory'!C38","v":"T1"},{"$f":"'Input - Inventory'!D38","v":"Bracket"},{"$f":"'Input - Inventory'!E38","v":"NonTraffic"},{"$f":"'Input - Inventory'!F38","v":"n/a"},{"$f":"'Input - Inventory'!G38","v":0},null,"Bracket - T1",null,0,19762,0,null,0,0,0,0,0,0,0,0,0,0,0,0,0,0,0,0,0,0,0,0,0,0,0,0,0,0,0,0,0,null,0,0,0,0,0,0,0,0,0,null,0,0,0,0,0,0,0,0,0,0,null,0,0,0,0,0,0,0,null,0,0,0,null,{"$f":"IF($D41=\"Connection\",VLOOKUP(C41,'Input - General'!$F$62:$N$79,6,FALSE),0)","v":0},null,0.1801212933606588,0,0,null,8.6527813038891108E-2,0,0]
[null,{"$f":"'Input - Inventory'!B39","v":31},{"$f":"'Input - Inventory'!C39","v":"T1 (P09)"},{"$f":"'Input - Inventory'!D39","v":"Bracket"},{"$f":"'Input - Inventory'!E39","v":"NonTraffic"},{"$f":"'Input - Inventory'!F39","v":"n/a"},{"$f":"'Input - Inventory'!G39","v":0},null,"Bracket - T1 (P09)",null,0,1335,0,null,0,0,0,0,0,0,0,0,0,0,0,0,0,0,0,0,0,0,0,0,0,0,0,0,0,0,0,0,0,null,0,0,0,0,0,0,0,0,0,null,0,0,0,0,0,0,0,0,0,0,null,0,0,0,0,0,0,0,null,0,0,0,null,{"$f":"IF($D42=\"Connection\",VLOOKUP(C42,'Input - General'!$F$62:$N$79,6,FALSE),0)","v":0},null,0.1801212933606588,0,0,null,8.6527813038891108E-2,0,0]
[null,{"$f":"'Input - Inventory'!B40","v":32},{"$f":"'Input - Inventory'!C40","v":"T2"},{"$f":"'Input - Inventory'!D40","v":"Bracket"},{"$f":"'Input - Inventory'!E40","v":"Traffic"},{"$f":"'Input - Inventory'!F40","v":"n/a"},{"$f":"'Input - Inventory'!G40","v":0},null,"Bracket - T2",null,0,9830.5,0,null,0,0,0,0,0,0,0,0,0,0,0,0,0,0,0,0,0,0,0,0,0,0,0,0,0,0,0,0,0,null,0,0,0,0,0,0,0,0,0,null,0,0,0,0,0,0,0,0,0,0,null,0,0,0,0,0,0,0,null,0,0,0,null,{"$f":"IF($D43=\"Connection\",VLOOKUP(C43,'Input - General'!$F$62:$N$79,6,FALSE),0)","v":0},null,0.1801212933606588,0,0,null,8.6527813038891108E-2,0,0]
[null,{"$f":"'Input - Inventory'!B41","v":33},{"$f":"'Input - Inventory'!C41","v":"T2A"},{"$f":"'Input - Inventory'!D41","v":"Bracket"},{"$f":"'Input - Inventory'!E41","v":"Traffic"},{"$f":"'Input - Inventory'!F41","v":"n/a"},{"$f":"'Input - Inventory'!G41","v":0},null,"Bracket - T2A",null,0,1196,0,null,0,0,0,0,0,0,0,0,0,0,0,0,0,0,0,0,0,0,0,0,0,0,0,0,0,0,0,0,0,null,0,0,0,0,0,0,0,0,0,null,0,0,0,0,0,0,0,0,0,0,null,0,0,0,0,0,0,0,null,0,0,0,null,{"$f":"IF($D44=\"Connection\",VLOOKUP(C44,'Input - General'!$F$62:$N$79,6,FALSE),0)","v":0},null,0.1801212933606588,0,0,null,8.6527813038891108E-2,0,0]
[null,{"$f":"'Input - Inventory'!B42","v":34},{"$f":"'Input - Inventory'!C42","v":"T2A (P09)"},{"$f":"'Input - Inventory'!D42","v":"Bracket"},{"$f":"'Input - Inventory'!E42","v":"Traffic"},{"$f":"'Input - Inventory'!F42","v":"n/a"},{"$f":"'Input - Inventory'!G42","v":0},null,"Bracket - T2A (P09)",null,0,174,0,null,0,0,0,0,0,0,0,0,0,0,0,0,0,0,0,0,0,0,0,0,0,0,0,0,0,0,0,0,0,null,0,0,0,0,0,0,0,0,0,null,0,0,0,0,0,0,0,0,0,0,null,0,0,0,0,0,0,0,null,0,0,0,null,{"$f":"IF($D45=\"Connection\",VLOOKUP(C45,'Input - General'!$F$62:$N$79,6,FALSE),0)","v":0},null,0.1801212933606588,0,0,null,8.6527813038891108E-2,0,0]
[null,{"$f":"'Input - Inventory'!B43","v":35},{"$f":"'Input - Inventory'!C43","v":"T3"},{"$f":"'Input - Inventory'!D43","v":"Bracket"},{"$f":"'Input - Inventory'!E43","v":"Traffic"},{"$f":"'Input - Inventory'!F43","v":"n/a"},{"$f":"'Input - Inventory'!G43","v":0},null,"Bracket - T3",null,0,3628,0,null,0,0,0,0,0,0,0,0,0,0,0,0,0,0,0,0,0,0,0,0,0,0,0,0,0,0,0,0,0,null,0,0,0,0,0,0,0,0,0,null,0,0,0,0,0,0,0,0,0,0,null,0,0,0,0,0,0,0,null,0,0,0,null,{"$f":"IF($D46=\"Connection\",VLOOKUP(C46,'Input - General'!$F$62:$N$79,6,FALSE),0)","v":0},null,0.1801212933606588,0,0,null,8.6527813038891108E-2,0,0]
[null,{"$f":"'Input - Inventory'!B44","v":36},{"$f":"'Input - Inventory'!C44","v":"T3 (P09)"},{"$f":"'Input - Inventory'!D44","v":"Bracket"},{"$f":"'Input - Inventory'!E44","v":"Traffic"},{"$f":"'Input - Inventory'!F44","v":"n/a"},{"$f":"'Input - Inventory'!G44","v":0},null,"Bracket - T3 (P09)",null,0,649.5,0,null,0,0,0,0,0,0,0,0,0,0,0,0,0,0,0,0,0,0,0,0,0,0,0,0,0,0,0,0,0,null,0,0,0,0,0,0,0,0,0,null,0,0,0,0,0,0,0,0,0,0,null,0,0,0,0,0,0,0,null,0,0,0,null,{"$f":"IF($D47=\"Connection\",VLOOKUP(C47,'Input - General'!$F$62:$N$79,6,FALSE),0)","v":0},null,0.1801212933606588,0,0,null,8.6527813038891108E-2,0,0]
[null,{"$f":"'Input - Inventory'!B45","v":37},{"$f":"'Input - Inventory'!C45","v":"T3A"},{"$f":"'Input - Inventory'!D45","v":"Bracket"},{"$f":"'Input - Inventory'!E45","v":"Traffic"},{"$f":"'Input - Inventory'!F45","v":"n/a"},{"$f":"'Input - Inventory'!G45","v":0},null,"Bracket - T3A",null,0,1031,0,null,0,0,0,0,0,0,0,0,0,0,0,0,0,0,0,0,0,0,0,0,0,0,0,0,0,0,0,0,0,null,0,0,0,0,0,0,0,0,0,null,0,0,0,0,0,0,0,0,0,0,null,0,0,0,0,0,0,0,null,0,0,0,null,{"$f":"IF($D48=\"Connection\",VLOOKUP(C48,'Input - General'!$F$62:$N$79,6,FALSE),0)","v":0},null,0.1801212933606588,0,0,null,8.6527813038891108E-2,0,0]
[null,{"$f":"'Input - Inventory'!B46","v":38},{"$f":"'Input - Inventory'!C46","v":"T4"},{"$f":"'Input - Inventory'!D46","v":"Bracket"},{"$f":"'Input - Inventory'!E46","v":"Traffic"},{"$f":"'Input - Inventory'!F46","v":"n/a"},{"$f":"'Input - Inventory'!G46","v":0},null,"Bracket - T4",null,0,11045,0,null,0,0,0,0,0,0,0,0,0,0,0,0,0,0,0,0,0,0,0,0,0,0,0,0,0,0,0,0,0,null,0,0,0,0,0,0,0,0,0,null,0,0,0,0,0,0,0,0,0,0,null,0,0,0,0,0,0,0,null,0,0,0,null,{"$f":"IF($D49=\"Connection\",VLOOKUP(C49,'Input - General'!$F$62:$N$79,6,FALSE),0)","v":0},null,0.1801212933606588,0,0,null,8.6527813038891108E-2,0,0]
[null,{"$f":"'Input - Inventory'!B47","v":39},{"$f":"'Input - Inventory'!C47","v":"T4 (P09)"},{"$f":"'Input - Inventory'!D47","v":"Bracket"},{"$f":"'Input - Inventory'!E47","v":"Traffic"},{"$f":"'Input - Inventory'!F47","v":"n/a"},{"$f":"'Input - Inventory'!G47","v":0},null,"Bracket - T4 (P09)",null,0,500,0,null,0,0,0,0,0,0,0,0,0,0,0,0,0,0,0,0,0,0,0,0,0,0,0,0,0,0,0,0,0,null,0,0,0,0,0,0,0,0,0,null,0,0,0,0,0,0,0,0,0,0,null,0,0,0,0,0,0,0,null,0,0,0,null,{"$f":"IF($D50=\"Connection\",VLOOKUP(C50,'Input - General'!$F$62:$N$79,6,FALSE),0)","v":0},null,0.1801212933606588,0,0,null,8.6527813038891108E-2,0,0]
[null,{"$f":"'Input - Inventory'!B48","v":40},{"$f":"'Input - Inventory'!C48","v":"T5"},{"$f":"'Input - Inventory'!D48","v":"Bracket"},{"$f":"'Input - Inventory'!E48","v":"Traffic"},{"$f":"'Input - Inventory'!F48","v":"n/a"},{"$f":"'Input - Inventory'!G48","v":0},null,"Bracket - T5",null,0,515,0,null,0,0,0,0,0,0,0,0,0,0,0,0,0,0,0,0,0,0,0,0,0,0,0,0,0,0,0,0,0,null,0,0,0,0,0,0,0,0,0,null,0,0,0,0,0,0,0,0,0,0,null,0,0,0,0,0,0,0,null,0,0,0,null,{"$f":"IF($D51=\"Connection\",VLOOKUP(C51,'Input - General'!$F$62:$N$79,6,FALSE),0)","v":0},null,0.1801212933606588,0,0,null,8.6527813038891108E-2,0,0]
[null,{"$f":"'Input - Inventory'!B49","v":41},{"$f":"'Input - Inventory'!C49","v":"T5 (P09)"},{"$f":"'Input - Inventory'!D49","v":"Bracket"},{"$f":"'Input - Inventory'!E49","v":"Traffic"},{"$f":"'Input - Inventory'!F49","v":"n/a"},{"$f":"'Input - Inventory'!G49","v":0},null,"Bracket - T5 (P09)",null,0,80,0,null,0,0,0,0,0,0,0,0,0,0,0,0,0,0,0,0,0,0,0,0,0,0,0,0,0,0,0,0,0,null,0,0,0,0,0,0,0,0,0,null,0,0,0,0,0,0,0,0,0,0,null,0,0,0,0,0,0,0,null,0,0,0,null,{"$f":"IF($D52=\"Connection\",VLOOKUP(C52,'Input - General'!$F$62:$N$79,6,FALSE),0)","v":0},null,0.1801212933606588,0,0,null,8.6527813038891108E-2,0,0]
[null,{"$f":"'Input - Inventory'!B50","v":42},{"$f":"'Input - Inventory'!C50","v":"T6"},{"$f":"'Input - Inventory'!D50","v":"Bracket"},{"$f":"'Input - Inventory'!E50","v":"Traffic"},{"$f":"'Input - Inventory'!F50","v":"n/a"},{"$f":"'Input - Inventory'!G50","v":0},null,"Bracket - T6",null,0,2029,0,null,0,0,0,0,0,0,0,0,0,0,0,0,0,0,0,0,0,0,0,0,0,0,0,0,0,0,0,0,0,null,0,0,0,0,0,0,0,0,0,null,0,0,0,0,0,0,0,0,0,0,null,0,0,0,0,0,0,0,null,0,0,0,null,{"$f":"IF($D53=\"Connection\",VLOOKUP(C53,'Input - General'!$F$62:$N$79,6,FALSE),0)","v":0},null,0.1801212933606588,0,0,null,8.6527813038891108E-2,0,0]
[null,{"$f":"'Input - Inventory'!B51","v":43},{"$f":"'Input - Inventory'!C51","v":"T6 (P09)"},{"$f":"'Input - Inventory'!D51","v":"Bracket"},{"$f":"'Input - Inventory'!E51","v":"Traffic"},{"$f":"'Input - Inventory'!F51","v":"n/a"},{"$f":"'Input - Inventory'!G51","v":0},null,"Bracket - T6 (P09)",null,0,347,0,null,0,0,0,0,0,0,0,0,0,0,0,0,0,0,0,0,0,0,0,0,0,0,0,0,0,0,0,0,0,null,0,0,0,0,0,0,0,0,0,null,0,0,0,0,0,0,0,0,0,0,null,0,0,0,0,0,0,0,null,0,0,0,null,{"$f":"IF($D54=\"Connection\",VLOOKUP(C54,'Input - General'!$F$62:$N$79,6,FALSE),0)","v":0},null,0.1801212933606588,0,0,null,8.6527813038891108E-2,0,0]
[null,{"$f":"'Input - Inventory'!B52","v":44},{"$f":"'Input - Inventory'!C52","v":"T7"},{"$f":"'Input - Inventory'!D52","v":"Bracket"},{"$f":"'Input - Inventory'!E52","v":"Traffic"},{"$f":"'Input - Inventory'!F52","v":"n/a"},{"$f":"'Input - Inventory'!G52","v":0},null,"Bracket - T7",null,0,722,0,null,0,0,0,0,0,0,0,0,0,0,0,0,0,0,0,0,0,0,0,0,0,0,0,0,0,0,0,0,0,null,0,0,0,0,0,0,0,0,0,null,0,0,0,0,0,0,0,0,0,0,null,0,0,0,0,0,0,0,null,0,0,0,null,{"$f":"IF($D55=\"Connection\",VLOOKUP(C55,'Input - General'!$F$62:$N$79,6,FALSE),0)","v":0},null,0.1801212933606588,0,0,null,8.6527813038891108E-2,0,0]
[null,{"$f":"'Input - Inventory'!B53","v":45},{"$f":"'Input - Inventory'!C53","v":"T7 (P09)"},{"$f":"'Input - Inventory'!D53","v":"Bracket"},{"$f":"'Input - Inventory'!E53","v":"Traffic"},{"$f":"'Input - Inventory'!F53","v":"n/a"},{"$f":"'Input - Inventory'!G53","v":0},null,"Bracket - T7 (P09)",null,0,182.5,0,null,0,0,0,0,0,0,0,0,0,0,0,0,0,0,0,0,0,0,0,0,0,0,0,0,0,0,0,0,0,null,0,0,0,0,0,0,0,0,0,null,0,0,0,0,0,0,0,0,0,0,null,0,0,0,0,0,0,0,null,0,0,0,null,{"$f":"IF($D56=\"Connection\",VLOOKUP(C56,'Input - General'!$F$62:$N$79,6,FALSE),0)","v":0},null,0.1801212933606588,0,0,null,8.6527813038891108E-2,0,0]
[null,{"$f":"'Input - Inventory'!B54","v":46},{"$f":"'Input - Inventory'!C54","v":"EMPTY"},{"$f":"'Input - Inventory'!D54","v":"Connection"},{"$f":"'Input - Inventory'!E54","v":"NonTraffic"},{"$f":"'Input - Inventory'!F54","v":"n/a"},{"$f":"'Input - Inventory'!G54","v":0},null,"Connection - EMPTY",null,0,0,0,null,0,0,0,0,0,0,0,0,0,0,0,0,0,0,0,0,0,0,0,0,0,0,0,0,0,0,0,0,0,null,0,0,0,0,0,0,0,0,0,null,0,0,0,0,0,0,0,0,0,0,null,0,0,0,0,0,0,0,null,0,0,0,null,{"$f":"IF($D57=\"Connection\",VLOOKUP(C57,'Input - General'!$F$62:$N$79,6,FALSE),0)","v":0},null,0.1801212933606588,0,0,null,8.6527813038891108E-2,0,0]
[null,{"$f":"'Input - Inventory'!B55","v":47},{"$f":"'Input - Inventory'!C55","v":"O/U (P09)"},{"$f":"'Input - Inventory'!D55","v":"Connection"},{"$f":"'Input - Inventory'!E55","v":"NonTraffic"},{"$f":"'Input - Inventory'!F55","v":"n/a"},{"$f":"'Input - Inventory'!G55","v":0},null,"Connection - O/U (P09)",null,92.801706249999995,14,1299.2238874999998,null,0,0,0,0,0,0,0,0,0,0,0,0,0,0,0,0,0,0,0,0,0,0,0,0,0,0,0,0,0,null,0,0,0,0,0,0,0,0,0,null,0,0,0,0,0,0,0,0,0,0,null,0,0,0,0,0,0,0,null,0,0,0,null,{"$f":"IF($D58=\"Connection\",VLOOKUP(C58,'Input - General'!$F$62:$N$79,6,FALSE),0)","v":72.3749816697391},null,0.1801212933606588,72.3749816697391,13.036275305307379,null,8.6527813038891108E-2,85.411256975046484,7.3904492749535065]
[null,{"$f":"'Input - Inventory'!B56","v":48},{"$f":"'Input - Inventory'!C56","v":"OH"},{"$f":"'Input - Inventory'!D56","v":"Connection"},{"$f":"'Input - Inventory'!E56","v":"NonTraffic"},{"$f":"'Input - Inventory'!F56","v":"n/a"},{"$f":"'Input - Inventory'!G56","v":0},null,"Connection - OH",null,0,191303.5,0,null,0,0,0,0,0,0,0,0,0,0,0,0,0,0,0,0,0,0,0,0,0,0,0,0,0,0,0,0,0,null,0,0,0,0,0,0,0,0,0,null,0,0,0,0,0,0,0,0,0,0,null,0,0,0,0,0,0,0,null,0,0,0,null,{"$f":"IF($D59=\"Connection\",VLOOKUP(C59,'Input - General'!$F$62:$N$79,6,FALSE),0)","v":0},null,0.1801212933606588,0,0,null,8.6527813038891108E-2,0,0]
[null,{"$f":"'Input - Inventory'!B57","v":49},{"$f":"'Input - Inventory'!C57","v":"OH(P09)"},{"$f":"'Input - Inventory'!D57","v":"Connection"},{"$f":"'Input - Inventory'!E57","v":"NonTraffic"},{"$f":"'Input - Inventory'!F57","v":"n/a"},{"$f":"'Input - Inventory'!G57","v":0},null,"Connection - OH(P09)",null,0,5736,0,null,0,0,0,0,0,0,0,0,0,0,0,0,0,0,0,0,0,0,0,0,0,0,0,0,0,0,0,0,0,null,0,0,0,0,0,0,0,0,0,null,0,0,0,0,0,0,0,0,0,0,null,0,0,0,0,0,0,0,null,0,0,0,null,{"$f":"IF($D60=\"Connection\",VLOOKUP(C60,'Input - General'!$F$62:$N$79,6,FALSE),0)","v":0},null,0.1801212933606588,0,0,null,8.6527813038891108E-2,0,0]
[null,{"$f":"'Input - Inventory'!B58","v":50},{"$f":"'Input - Inventory'!C58","v":"OH2"},{"$f":"'Input - Inventory'!D58","v":"Connection"},{"$f":"'Input - Inventory'!E58","v":"NonTraffic"},{"$f":"'Input - Inventory'!F58","v":"n/a"},{"$f":"'Input - Inventory'!G58","v":0},null,"Connection - OH2",null,0,484,0,null,0,0,0,0,0,0,0,0,0,0,0,0,0,0,0,0,0,0,0,0,0,0,0,0,0,0,0,0,0,null,0,0,0,0,0,0,0,0,0,null,0,0,0,0,0,0,0,0,0,0,null,0,0,0,0,0,0,0,null,0,0,0,null,{"$f":"IF($D61=\"Connection\",VLOOKUP(C61,'Input - General'!$F$62:$N$79,6,FALSE),0)","v":0},null,0.1801212933606588,0,0,null,8.6527813038891108E-2,0,0]
[null,{"$f":"'Input - Inventory'!B59","v":51},{"$f":"'Input - Inventory'!C59","v":"OH2 (P09)"},{"$f":"'Input - Inventory'!D59","v":"Connection"},{"$f":"'Input - Inventory'!E59","v":"NonTraffic"},{"$f":"'Input - Inventory'!F59","v":"n/a"},{"$f":"'Input - Inventory'!G59","v":0},null,"Connection - OH2 (P09)",null,0,119,0,null,0,0,0,0,0,0,0,0,0,0,0,0,0,0,0,0,0,0,0,0,0,0,0,0,0,0,0,0,0,null,0,0,0,0,0,0,0,0,0,null,0,0,0,0,0,0,0,0,0,0,null,0,0,0,0,0,0,0,null,0,0,0,null,{"$f":"IF($D62=\"Connection\",VLOOKUP(C62,'Input - General'!$F$62:$N$79,6,FALSE),0)","v":0},null,0.1801212933606588,0,0,null,8.6527813038891108E-2,0,0]
[null,{"$f":"'Input - Inventory'!B60","v":52},{"$f":"'Input - Inventory'!C60","v":"OHS"},{"$f":"'Input - Inventory'!D60","v":"Connection"},{"$f":"'Input - Inventory'!E60","v":"NonTraffic"},{"$f":"'Input - Inventory'!F60","v":"n/a"},{"$f":"'Input - Inventory'!G60","v":0},null,"Connection - OHS",null,0,4,0,null,0,0,0,0,0,0,0,0,0,0,0,0,0,0,0,0,0,0,0,0,0,0,0,0,0,0,0,0,0,null,0,0,0,0,0,0,0,0,0,null,0,0,0,0,0,0,0,0,0,0,null,0,0,0,0,0,0,0,null,0,0,0,null,{"$f":"IF($D63=\"Connection\",VLOOKUP(C63,'Input - General'!$F$62:$N$79,6,FALSE),0)","v":0},null,0.1801212933606588,0,0,null,8.6527813038891108E-2,0,0]
[null,{"$f":"'Input - Inventory'!B61","v":53},{"$f":"'Input - Inventory'!C61","v":"O/U"},{"$f":"'Input - Inventory'!D61","v":"Connection"},{"$f":"'Input - Inventory'!E61","v":"NonTraffic"},{"$f":"'Input - Inventory'!F61","v":"n/a"},{"$f":"'Input - Inventory'!G61","v":0},null,"Connection - O/U",null,92.805007465911558,587,54476.539382490082,null,0,0,0,0,0,0,0,0,0,0,0,0,0,0,0,0,0,0,0,0,0,0,0,0,0,0,0,0,0,null,0,0,0,0,0,0,0,0,0,null,0,0,0,0,0,0,0,0,0,0,null,0,0,0,0,0,0,0,null,0,0,0,null,{"$f":"IF($D64=\"Connection\",VLOOKUP(C64,'Input - General'!$F$62:$N$79,6,FALSE),0)","v":72.377556249999984},null,0.1801212933606588,72.377556249999984,13.036739042033831,null,8.6527813038891108E-2,85.414295292033813,7.3907121738777386]
[null,{"$f":"'Input - Inventory'!B62","v":54},{"$f":"'Input - Inventory'!C62","v":"UG2"},{"$f":"'Input - Inventory'!D62","v":"Connection"},{"$f":"'Input - Inventory'!E62","v":"NonTraffic"},{"$f":"'Input - Inventory'!F62","v":"n/a"},{"$f":"'Input - Inventory'!G62","v":0},null,"Connection - UG2",null,0,1897,0,null,0,0,0,0,0,0,0,0,0,0,0,0,0,0,0,0,0,0,0,0,0,0,0,0,0,0,0,0,0,null,0,0,0,0,0,0,0,0,0,null,0,0,0,0,0,0,0,0,0,0,null,0,0,0,0,0,0,0,null,0,0,0,null,{"$f":"IF($D65=\"Connection\",VLOOKUP(C65,'Input - General'!$F$62:$N$79,6,FALSE),0)","v":0},null,0.1801212933606588,0,0,null,8.6527813038891108E-2,0,0]
[null,{"$f":"'Input - Inventory'!B63","v":55},{"$f":"'Input - Inventory'!C63","v":"UG2 (P09)"},{"$f":"'Input - Inventory'!D63","v":"Connection"},{"$f":"'Input - Inventory'!E63","v":"NonTraffic"},{"$f":"'Input - Inventory'!F63","v":"n/a"},{"$f":"'Input - Inventory'!G63","v":0},null,"Connection - UG2 (P09)",null,0,405,0,null,0,0,0,0,0,0,0,0,0,0,0,0,0,0,0,0,0,0,0,0,0,0,0,0,0,0,0,0,0,null,0,0,0,0,0,0,0,0,0,null,0,0,0,0,0,0,0,0,0,0,null,0,0,0,0,0,0,0,null,0,0,0,null,{"$f":"IF($D66=\"Connection\",VLOOKUP(C66,'Input - General'!$F$62:$N$79,6,FALSE),0)","v":0},null,0.1801212933606588,0,0,null,8.6527813038891108E-2,0,0]
[null,{"$f":"'Input - Inventory'!B64","v":56},{"$f":"'Input - Inventory'!C64","v":"UGORDA"},{"$f":"'Input - Inventory'!D64","v":"Connection"},{"$f":"'Input - Inventory'!E64","v":"NonTraffic"},{"$f":"'Input - Inventory'!F64","v":"n/a"},{"$f":"'Input - Inventory'!G64","v":0},null,"Connection - UGORDA",null,0,1,0,null,0,0,0,0,0,0,0,0,0,0,0,0,0,0,0,0,0,0,0,0,0,0,0,0,0,0,0,0,0,null,0,0,0,0,0,0,0,0,0,null,0,0,0,0,0,0,0,0,0,0,null,0,0,0,0,0,0,0,null,0,0,0,null,{"$f":"IF($D67=\"Connection\",VLOOKUP(C67,'Input - General'!$F$62:$N$79,6,FALSE),0)","v":0},null,0.1801212933606588,0,0,null,8.6527813038891108E-2,0,0]
[null,{"$f":"'Input - Inventory'!B65","v":57},{"$f":"'Input - Inventory'!C65","v":"UGR1"},{"$f":"'Input - Inventory'!D65","v":"Connection"},{"$f":"'Input - Inventory'!E65","v":"NonTraffic"},{"$f":"'Input - Inventory'!F65","v":"n/a"},{"$f":"'Input - Inventory'!G65","v":0},null,"Connection - UGR1",null,85.069106250000019,26497,2254076.1083062505,null,0,0,0,0,0,0,0,0,0,0,0,0,0,0,0,0,0,0,0,0,0,0,0,0,0,0,0,0,0,null,0,0,0,0,0,0,0,0,0,null,0,0,0,0,0,0,0,0,0,0,null,0,0,0,0,0,0,0,null,0,0,0,null,{"$f":"IF($D68=\"Connection\",VLOOKUP(C68,'Input - General'!$F$62:$N$79,6,FALSE),0)","v":66.344416005873171},null,0.1801212933606588,66.344416005873171,11.950042018235468,null,8.6527813038891108E-2,78.294458024108636,6.7746482258913794]
[null,{"$f":"'Input - Inventory'!B66","v":58},{"$f":"'Input - Inventory'!C66","v":"UGR1 (P09)"},{"$f":"'Input - Inventory'!D66","v":"Connection"},{"$f":"'Input - Inventory'!E66","v":"NonTraffic"},{"$f":"'Input - Inventory'!F66","v":"n/a"},{"$f":"'Input - Inventory'!G66","v":0},null,"Connection - UGR1 (P09)",null,85.072379466864788,4244,361047.17845737416,null,0,0,0,0,0,0,0,0,0,0,0,0,0,0,0,0,0,0,0,0,0,0,0,0,0,0,0,0,0,null,0,0,0,0,0,0,0,0,0,null,0,0,0,0,0,0,0,0,0,0,null,0,0,0,0,0,0,0,null,0,0,0,null,{"$f":"IF($D69=\"Connection\",VLOOKUP(C69,'Input - General'!$F$62:$N$79,6,FALSE),0)","v":66.346968749999988},null,0.1801212933606588,66.346968749999988,11.95050182180921,null,8.6527813038891108E-2,78.2974705718092,6.7749088950555851]
[null,{"$f":"'Input - Inventory'!B67","v":59},{"$f":"'Input - Inventory'!C67","v":"UGR2"},{"$f":"'Input - Inventory'!D67","v":"Connection"},{"$f":"'Input - Inventory'!E67","v":"NonTraffic"},{"$f":"'Input - Inventory'!F67","v":"n/a"},{"$f":"'Input - Inventory'!G67","v":0},null,"Connection - UGR2",null,30.930399999999985,14175,438438.41999999981,null,0,0,0,0,0,0,0,0,0,0,0,0,0,0,0,0,0,0,0,0,0,0,0,0,0,0,0,0,0,null,0,0,0,0,0,0,0,0,0,null,0,0,0,0,0,0,0,0,0,0,null,0,0,0,0,0,0,0,null,0,0,0,null,{"$f":"IF($D70=\"Connection\",VLOOKUP(C70,'Input - General'!$F$62:$N$79,6,FALSE),0)","v":24.12226265546381},null,0.1801212933606588,24.12226265546381,4.3449331482876614,null,8.6527813038891108E-2,28.467195803751473,2.4632041962485127]
[null,{"$f":"'Input - Inventory'!B68","v":60},{"$f":"'Input - Inventory'!C68","v":"UGR2 (P09)"},{"$f":"'Input - Inventory'!D68","v":"Connection"},{"$f":"'Input - Inventory'!E68","v":"NonTraffic"},{"$f":"'Input - Inventory'!F68","v":"n/a"},{"$f":"'Input - Inventory'!G68","v":0},null,"Connection - UGR2 (P09)",null,30.9305119961871,3183,98451.819683863534,null,0,0,0,0,0,0,0,0,0,0,0,0,0,0,0,0,0,0,0,0,0,0,0,0,0,0,0,0,0,null,0,0,0,0,0,0,0,0,0,null,0,0,0,0,0,0,0,0,0,0,null,0,0,0,0,0,0,0,null,0,0,0,null,{"$f":"IF($D71=\"Connection\",VLOOKUP(C71,'Input - General'!$F$62:$N$79,6,FALSE),0)","v":24.122349999999997},null,0.1801212933606588,24.122349999999997,4.3449488808984871,null,8.6527813038891108E-2,28.467298880898483,2.4632131152886179]
[null,{"$f":"'Input - Inventory'!B69","v":61},{"$f":"'Input - Inventory'!C69","v":"UGS"},{"$f":"'Input - Inventory'!D69","v":"Connection"},{"$f":"'Input - Inventory'!E69","v":"NonTraffic"},{"$f":"'Input - Inventory'!F69","v":"n/a"},{"$f":"'Input - Inventory'!G69","v":0},null,"Connection - UGS",null,0,43,0,null,0,0,0,0,0,0,0,0,0,0,0,0,0,0,0,0,0,0,0,0,0,0,0,0,0,0,0,0,0,null,0,0,0,0,0,0,0,0,0,null,0,0,0,0,0,0,0,0,0,0,null,0,0,0,0,0,0,0,null,0,0,0,null,{"$f":"IF($D72=\"Connection\",VLOOKUP(C72,'Input - General'!$F$62:$N$79,6,FALSE),0)","v":0},null,0.1801212933606588,0,0,null,8.6527813038891108E-2,0,0]
[null,{"$f":"'Input - Inventory'!B70","v":62},{"$f":"'Input - Inventory'!C70","v":"UG-SP"},{"$f":"'Input - Inventory'!D70","v":"Connection"},{"$f":"'Input - Inventory'!E70","v":"NonTraffic"},{"$f":"'Input - Inventory'!F70","v":"n/a"},{"$f":"'Input - Inventory'!G70","v":0},null,"Connection - UG-SP",null,0,1,0,null,0,0,0,0,0,0,0,0,0,0,0,0,0,0,0,0,0,0,0,0,0,0,0,0,0,0,0,0,0,null,0,0,0,0,0,0,0,0,0,null,0,0,0,0,0,0,0,0,0,0,null,0,0,0,0,0,0,0,null,0,0,0,null,{"$f":"IF($D73=\"Connection\",VLOOKUP(C73,'Input - General'!$F$62:$N$79,6,FALSE),0)","v":0},null,0.1801212933606588,0,0,null,8.6527813038891108E-2,0,0]
[null,{"$f":"'Input - Inventory'!B71","v":63},{"$f":"'Input - Inventory'!C71","v":"UG-SP (P09)"},{"$f":"'Input - Inventory'!D71","v":"Connection"},{"$f":"'Input - Inventory'!E71","v":"NonTraffic"},{"$f":"'Input - Inventory'!F71","v":"n/a"},{"$f":"'Input - Inventory'!G71","v":0},null,"Connection - UG-SP (P09)",null,0,15,0,null,0,0,0,0,0,0,0,0,0,0,0,0,0,0,0,0,0,0,0,0,0,0,0,0,0,0,0,0,0,null,0,0,0,0,0,0,0,0,0,null,0,0,0,0,0,0,0,0,0,0,null,0,0,0,0,0,0,0,null,0,0,0,null,{"$f":"IF($D74=\"Connection\",VLOOKUP(C74,'Input - General'!$F$62:$N$79,6,FALSE),0)","v":0},null,0.1801212933606588,0,0,null,8.6527813038891108E-2,0,0]
[null,{"$f":"'Input - Inventory'!B72","v":64},{"$f":"'Input - Inventory'!C72","v":"EMPTY"},{"$f":"'Input - Inventory'!D72","v":"Lamp"},{"$f":"'Input - Inventory'!E72","v":"NonTraffic"},{"$f":"'Input - Inventory'!F72","v":"Minor < 130w"},{"$f":"'Input - Inventory'!G72","v":1},null,"Lamp - EMPTY",null,24.842526860685691,0,0,null,10.769946599938873,0.33333333333333331,0,0,10.769946599938873,1.8504811250925242E-2,0,0,10.769946599938873,0.16666666666666666,10.769946599938873,4.590314436538903E-3,10.769946599938873,4.0032025620496396E-2,161.54919899908307,2.1598272138228944E-2,269.24866499847184,1.2221950623319483E-2,0,0,12923.935919926647,1.1123470522803115E-4,9154.4546099480413,2.4953586329427266E-4,0,0,0,0,16.566731737784167,null,0,0.33333333333333331,41.541712499999988,1.8504811250925242E-2,11.273206249999998,0.16666666666666666,0,1.8504811250925242E-2,2.6475892571860342,null,77.120202567838845,0,1.5133333333333332,77.120202567838845,1.4200000000000001E-2,0,77.120202567838845,0.01,0,0,null,0,0,11.273206249999998,1.4200000000000001E-2,0,0.01,0.16007952874999998,null,31.235081249999993,0,0,null,{"$f":"IF($D75=\"Connection\",VLOOKUP(C75,'Input - General'!$F$62:$N$79,6,FALSE),0)","v":0},null,0.1801212933606588,19.374400523720201,3.4897420804199077,null,8.6527813038891108E-2,22.86414260414011,1.9783842565455803]
[null,{"$f":"'Input - Inventory'!B73","v":65},{"$f":"'Input - Inventory'!C73","v":"INC1x100"},{"$f":"'Input - Inventory'!D73","v":"Lamp"},{"$f":"'Input - Inventory'!E73","v":"NonTraffic"},{"$f":"'Input - Inventory'!F73","v":"Minor < 130w"},{"$f":"'Input - Inventory'!G73","v":"1"},null,"Lamp - INC1x100",null,42.889772229226708,1,{"$f":"L76*K76","v":42.889772229226708},null,10.769946599938873,{"$f":"IF(AND($D76=\"Lamp\",CycleBulkTask1<>0, OR($F76=O$9,O$9=\"All\")),1/CycleBulkTask1,0)","v":0.33333333333333331},0,{"$f":"IF(AND($D76=\"Lamp\",CycleBulkTask2<>0, OR($F76=Q$9,Q$9=\"All\")),1/CycleBulkTask2,0)","v":0},10.769946599938873,{"$f":"IF(AND($D76=\"Lamp\",CycleBulkTask3<>0, OR($F76=S$9,S$9=\"All\")),1/CycleBulkTask3,0)","v":1.8504811250925242E-2},0,{"$f":"IF(AND($D76=\"Lamp\",CycleBulkTask4<>0, OR($F76=U$9,U$9=\"All\")),1/CycleBulkTask4,0)","v":0},10.769946599938873,{"$f":"IF(AND($D76=\"Lamp\",CycleBulkTask5<>0, OR($F76=W$9,W$9=\"All\")),1/CycleBulkTask5,0)","v":0.16666666666666666},10.769946599938873,{"$f":"IF(AND($D76=\"Lamp\",CycleBulkTask6<>0, OR($F76=Y$9,Y$9=\"All\")),1/CycleBulkTask6,0)","v":4.590314436538903E-3},10.769946599938873,{"$f":"IF(AND($D76=\"Lamp\",CycleBulkTask7<>0, OR($F76=AA$9,AA$9=\"All\")),1/CycleBulkTask7,0)","v":4.0032025620496396E-2},161.54919899908307,{"$f":"IF(AND($D76=\"Lamp\",CycleBulkTask8<>0, OR($F76=AC$9,AC$9=\"All\")),1/CycleBulkTask8,0)","v":2.1598272138228944E-2},269.24866499847184,{"$f":"IF(AND($D76=\"Lamp\",CycleBulkTask9<>0, OR($F76=AE$9,AE$9=\"All\")),1/CycleBulkTask9,0)","v":1.2221950623319483E-2},0,{"$f":"IF(AND($D76=\"Lamp\",CycleBulkTask10<>0, OR($F76=AG$9,AG$9=\"All\")),1/CycleBulkTask10,0)","v":0},12923.935919926647,{"$f":"IF(AND($D76=\"Lamp\",CycleBulkTask11<>0, OR($F76=AI$9,AI$9=\"All\")),1/CycleBulkTask11,0)","v":1.1123470522803115E-4},9154.4546099480413,{"$f":"IF(AND($D76=\"Lamp\",CycleBulkTask12<>0, OR($F76=AK$9,AK$9=\"All\")),1/CycleBulkTask12,0)","v":2.4953586329427266E-4},0,{"$f":"IF(AND($D76=\"Lamp\",CycleBulkTask13<>0, OR($F76=AM$9,AM$9=\"All\")),1/CycleBulkTask13,0)","v":0},0,{"$f":"IF(AND($D76=\"Lamp\",CycleBulkTask14<>0, OR($F76=AO$9,AO$9=\"All\")),1/CycleBulkTask14,0)","v":0},{"$f":"O76*P76+Q76*R76+S76*T76+U76*V76+W76*X76+Y76*Z76+AA76*AB76+AC76*AD76+AE76*AF76+AG76*AH76+AI76*AJ76+AK76*AL76+AM76*AN76+AO76*AP76","v":16.566731737784167},null,10.769946599938873,{"$f":"MAX(P76,R76)","v":0.33333333333333331},41.541712499999988,{"$f":"MAX(T76,V76)","v":1.8504811250925242E-2},11.273206249999998,{"$f":"X76","v":0.16666666666666666},0,{"$f":"INDIRECT($E76)*$V76 +(1-INDIRECT($E76))*$T76","v":1.8504811250925242E-2},{"$f":"AS76*AT76+AU76*AV76+AW76*AX76+AY76*AZ76","v":6.2375714571656582},null,{"$f":"IF($D76=$AS$9,(INDIRECT(\"PriceLabour\" & \"FY16\")*ProportionStandardHours + INDIRECT(\"PriceLabourOvertime\" & \"FY16\")*ProportionOvertimeHours)*(1+RateOnCostAnnual),0)","v":77.120202567838845},{"$f":"BO76","v":0.06},{"$f":"IF($D76=\"Lamp\",(NumberOfCrew+INDIRECT($E76)*TrafficController)*(TimeToReplaceLamp),0)","v":1.5133333333333332},{"$f":"IF($D76=$AS$9,(INDIRECT(\"PriceLabour\" & \"FY16\")*ProportionStandardHours + INDIRECT(\"PriceLabourOvertime\" & \"FY16\")*ProportionOvertimeHours)*(1+RateOnCostAnnual),0)","v":77.120202567838845},{"$f":"BQ76","v":1.4200000000000001E-2},{"$f":"IF($D76=\"Lamp\",(NumberOfCrew+INDIRECT($E76)*TrafficController)*(TimeForPECellReplace),0)","v":0},{"$f":"IF($D76=$AS$9,(INDIRECT(\"PriceLabour\" & \"FY16\")*ProportionStandardHours + INDIRECT(\"PriceLabourOvertime\" & \"FY16\")*ProportionOvertimeHours)*(1+RateOnCostAnnual),0)","v":77.120202567838845},{"$f":"BS76","v":0.01},{"$f":"IF($D76=\"Lamp\",(NumberOfCrew+INDIRECT($E76)*TrafficController)*(TimeForOtherSpot),0)","v":0},{"$f":"BC76*BD76*BE76+BF76*BG76*BH76+BI76*BJ76*BK76","v":7.0025143931597666},null,10.769946599938873,{"$f":"IF($D76=\"Lamp\",INDIRECT(BO$10 & $B76),0)","v":0.06},11.273206249999998,{"$f":"IF($D76=\"Lamp\",INDIRECT(\"FailurePECell\" & \"Annual\"),0)","v":1.4200000000000001E-2},0,{"$f":"IF($D76=\"Lamp\",INDIRECT(\"FailureMisc\" & \"Annual\"),0)","v":0.01},{"$f":"BN76*BO76+BP76*BQ76+BR76*BS76","v":0.80627632474633237},null,31.235081249999993,{"$f":"BD76*BE76+BG76*BH76+BJ76*BK76","v":9.0799999999999992E-2},{"$f":"BV76*BW76","v":2.836145377499999},null,{"$f":"IF($D76=\"Connection\",VLOOKUP(C76,'Input - General'!$F$62:$N$79,6,FALSE),0)","v":0},null,{"$f":"RateOverhead","v":0.1801212933606588},{"$f":"BX76+BL76+BT76+BA76+AQ76+BZ76","v":33.449239290355919},{"$f":"CC76*CB76","v":6.0249202429090731},null,{"$f":"CorporateOverheads","v":8.6527813038891108E-2},39.474159533264995,{"$f":"CG76*CF76","v":3.4156126959617144}]
[null,{"$f":"'Input - Inventory'!B74","v":66},{"$f":"'Input - Inventory'!C74","v":"INC1x1000"},{"$f":"'Input - Inventory'!D74","v":"Lamp"},{"$f":"'Input - Inventory'!E74","v":"Traffic"},{"$f":"'Input - Inventory'!F74","v":"Major > 130w"},{"$f":"'Input - Inventory'!G74","v":"1"},null,{"$f":"CONCATENATE(D77,\" - \",C77)","v":"Lamp - INC1x1000"},null,{"$f":"AQ77+BA77+BL77+BT77+BX77+BZ77+CD77+CH77","v":97.171563151897331},{"$f":"INDIRECT(L$10&$B77&\"FY16\")","v":0},0,null,{"$f":"IF(AND($D77=\"Lamp\", OR($F77=O$9, O$9=\"All\")),INDIRECT(\"PriceBulkTask1\" & \"FY16\"),0)","v":0},0,{"$f":"IF(AND($D77=\"Lamp\", OR($F77=Q$9, Q$9=\"All\")),INDIRECT(\"PriceBulkTask2\" & \"FY16\"),0)","v":10.769946599938873},0.33333333333333331,{"$f":"IF(AND($D77=\"Lamp\", OR($F77=S$9, S$9=\"All\")),INDIRECT(\"PriceBulkTask3\" & \"FY16\"),0)","v":0},0,{"$f":"IF(AND($D77=\"Lamp\", OR($F77=U$9, U$9=\"All\")),INDIRECT(\"PriceBulkTask4\" & \"FY16\"),0)","v":10.769946599938873},4.9094211792429674E-3,{"$f":"IF(AND($D77=\"Lamp\", OR($F77=W$9, W$9=\"All\")),INDIRECT(\"PriceBulkTask5\" & \"FY16\"),0)","v":10.769946599938873},0.16666666666666666,{"$f":"IF(AND($D77=\"Lamp\", OR($F77=Y$9, Y$9=\"All\")),INDIRECT(\"PriceBulkTask6\" & \"FY16\"),0)","v":10.769946599938873},4.590314436538903E-3,{"$f":"IF(AND($D77=\"Lamp\", OR($F77=AA$9, AA$9=\"All\")),INDIRECT(\"PriceBulkTask7\" & \"FY16\"),0)","v":10.769946599938873},4.0032025620496396E-2,{"$f":"IF(AND($D77=\"Lamp\", OR($F77=AC$9, AC$9=\"All\")),INDIRECT(\"PriceBulkTask8\" & \"FY16\"),0)","v":161.54919899908307},2.1598272138228944E-2,{"$f":"IF(AND($D77=\"Lamp\", OR($F77=AE$9, AE$9=\"All\")),INDIRECT(\"PriceBulkTask9\" & \"FY16\"),0)","v":269.24866499847184},1.2221950623319483E-2,{"$f":"IF(AND($D77=\"Lamp\", OR($F77=AG$9, AG$9=\"All\")),INDIRECT(\"PriceBulkTask10\" & \"FY16\"),0)","v":0},0,{"$f":"IF(AND($D77=\"Lamp\", OR($F77=AI$9, AI$9=\"All\")),INDIRECT(\"PriceBulkTask11\" & \"FY16\"),0)","v":12923.935919926647},1.1123470522803115E-4,{"$f":"IF(AND($D77=\"Lamp\", OR($F77=AK$9, AK$9=\"All\")),INDIRECT(\"PriceBulkTask12\" & \"FY16\"),0)","v":9154.4546099480413},2.4953586329427266E-4,{"$f":"IF(AND($D77=\"Lamp\", OR($F77=AM$9, AM$9=\"All\")),INDIRECT(\"PriceBulkTask13\" & \"FY16\"),0)","v":0},0,{"$f":"IF(AND($D77=\"Lamp\", OR($F77=AO$9, AO$9=\"All\")),INDIRECT(\"PriceBulkTask14\" & \"FY16\"),0)","v":0},0,16.420310112706808,null,{"$f":"IF($D77=\"Lamp\",$G77*INDIRECT(\"Price\" & $B77 & \"FY16\"),0)","v":107.69946599938874},0.33333333333333331,{"$f":"IF($D77=\"Lamp\",INDIRECT(\"PriceVisor\" & \"FY16\"),0)","v":41.541712499999988},4.9094211792429674E-3,{"$f":"IF($D77=\"Lamp\",INDIRECT(\"PricePECell\" & \"FY16\"),0)","v":11.273206249999998},0.16666666666666666,{"$f":"IF($D77=\"Lamp\",INDIRECT(\"PriceMisc\" & \"FY16\"),0)","v":0},4.9094211792429674E-3,37.982635471299098,null,77.120202567838845,0.06,2.2699999999999996,77.120202567838845,1.4200000000000001E-2,0,77.120202567838845,0.01,0,10.50377158973965,null,{"$f":"IF($D77=\"Lamp\",INDIRECT(\"Price\" & $B77 & \"FY16\"),0)","v":107.69946599938874},0.06,{"$f":"IF($D77=\"Lamp\",INDIRECT(\"pRICEpecELL\" & \"FY16\"),0)","v":11.273206249999998},1.4200000000000001E-2,{"$f":"IF($D77=\"Lamp\",INDIRECT(\"PriceMisc\" & \"FY16\"),0)","v":0},0.01,6.6220474887133234,null,{"$f":"IF(AND($D77=\"Lamp\"),INDIRECT(\"PriceEWP\"&\"FY16\"),0)","v":31.235081249999993},0.13619999999999996,4.2542180662499982,null,{"$f":"IF($D77=\"Connection\",VLOOKUP(C77,'Input - General'!$F$62:$N$79,6,FALSE),0)","v":0},null,0.1801212933606588,75.782982728708873,13.650128863823509,null,8.6527813038891108E-2,{"$f":"AQ77+BA77+BL77+BT77+BX77+BZ77+CD77","v":89.433111592532399},7.7384515593649281]
[null,{"$f":"'Input - Inventory'!B75","v":67},{"$f":"'Input - Inventory'!C75","v":"INC1x1440"},{"$f":"'Input - Inventory'!D75","v":"Lamp"},{"$f":"'Input - Inventory'!E75","v":"NonTraffic"},{"$f":"'Input - Inventory'!F75","v":"Major > 130w"},{"$f":"'Input - Inventory'!G75","v":"1"},null,"Lamp - INC1x1440",null,36.546074981727358,0,0,null,0,0,10.769946599938873,0.33333333333333331,0,0,10.769946599938873,4.9094211792429674E-3,10.769946599938873,0.16666666666666666,10.769946599938873,4.590314436538903E-3,10.769946599938873,4.0032025620496396E-2,161.54919899908307,2.1598272138228944E-2,269.24866499847184,1.2221950623319483E-2,0,0,12923.935919926647,1.1123470522803115E-4,9154.4546099480413,2.4953586329427266E-4,0,0,0,0,16.420310112706808,null,0,0.33333333333333331,41.541712499999988,4.9094211792429674E-3,11.273206249999998,0.16666666666666666,0,0,2.0828134715028552,null,77.120202567838845,0.06,1.5133333333333332,77.120202567838845,1.4200000000000001E-2,0,77.120202567838845,0.01,0,7.0025143931597666,null,0,0.06,11.273206249999998,1.4200000000000001E-2,0,0.01,0.16007952874999998,null,31.235081249999993,9.0799999999999992E-2,2.836145377499999,null,{"$f":"IF($D78=\"Connection\",VLOOKUP(C78,'Input - General'!$F$62:$N$79,6,FALSE),0)","v":0},null,0.1801212933606588,28.501862883619427,5.1337924057856874,null,8.6527813038891108E-2,33.635655289405122,2.9104196923222352]
[null,{"$f":"'Input - Inventory'!B76","v":68},{"$f":"'Input - Inventory'!C76","v":"INC1x150"},{"$f":"'Input - Inventory'!D76","v":"Lamp"},{"$f":"'Input - Inventory'!E76","v":"NonTraffic"},{"$f":"'Input - Inventory'!F76","v":"Major > 130w"},{"$f":"'Input - Inventory'!G76","v":"1"},null,"Lamp - INC1x150",null,41.977850296032557,0,0,null,0,0,10.769946599938873,0.33333333333333331,0,0,10.769946599938873,4.9094211792429674E-3,10.769946599938873,0.16666666666666666,10.769946599938873,4.590314436538903E-3,10.769946599938873,4.0032025620496396E-2,161.54919899908307,2.1598272138228944E-2,269.24866499847184,1.2221950623319483E-2,0,0,12923.935919926647,1.1123470522803115E-4,9154.4546099480413,2.4953586329427266E-4,0,0,0,0,16.420310112706808,null,10.769946599938873,0.33333333333333331,41.541712499999988,4.9094211792429674E-3,11.273206249999998,0.16666666666666666,0,0,5.6727956714824792,null,77.120202567838845,0.06,1.5133333333333332,77.120202567838845,1.4200000000000001E-2,0,77.120202567838845,0.01,0,7.0025143931597666,null,10.769946599938873,0.06,11.273206249999998,1.4200000000000001E-2,0,0.01,0.80627632474633237,null,31.235081249999993,9.0799999999999992E-2,2.836145377499999,null,{"$f":"IF($D79=\"Connection\",VLOOKUP(C79,'Input - General'!$F$62:$N$79,6,FALSE),0)","v":0},null,0.1801212933606588,32.738041879595386,5.896818445448134,null,8.6527813038891108E-2,38.634860325043519,3.3429899709890374]
[null,{"$f":"'Input - Inventory'!B77","v":69},{"$f":"'Input - Inventory'!C77","v":"INC1x150 (P09)"},{"$f":"'Input - Inventory'!D77","v":"Lamp"},{"$f":"'Input - Inventory'!E77","v":"NonTraffic"},{"$f":"'Input - Inventory'!F77","v":"Major > 130w"},{"$f":"'Input - Inventory'!G77","v":1},null,"Lamp - INC1x150 (P09)",null,41.977850296032557,13,545.71205384842324,null,0,0,10.769946599938873,0.33333333333333331,0,0,10.769946599938873,4.9094211792429674E-3,10.769946599938873,0.16666666666666666,10.769946599938873,4.590314436538903E-3,10.769946599938873,4.0032025620496396E-2,161.54919899908307,2.1598272138228944E-2,269.24866499847184,1.2221950623319483E-2,0,0,12923.935919926647,1.1123470522803115E-4,9154.4546099480413,2.4953586329427266E-4,0,0,0,0,16.420310112706808,null,10.769946599938873,0.33333333333333331,41.541712499999988,4.9094211792429674E-3,11.273206249999998,0.16666666666666666,0,0,5.6727956714824792,null,77.120202567838845,0.06,1.5133333333333332,77.120202567838845,1.4200000000000001E-2,0,77.120202567838845,0.01,0,7.0025143931597666,null,10.769946599938873,0.06,11.273206249999998,1.4200000000000001E-2,0,0.01,0.80627632474633237,null,31.235081249999993,9.0799999999999992E-2,2.836145377499999,null,{"$f":"IF($D80=\"Connection\",VLOOKUP(C80,'Input - General'!$F$62:$N$79,6,FALSE),0)","v":0},null,0.1801212933606588,32.738041879595386,5.896818445448134,null,8.6527813038891108E-2,38.634860325043519,3.3429899709890374]
[null,{"$f":"'Input - Inventory'!B78","v":70},{"$f":"'Input - Inventory'!C78","v":"INC1x200"},{"$f":"'Input - Inventory'!D78","v":"Lamp"},{"$f":"'Input - Inventory'!E78","v":"NonTraffic"},{"$f":"'Input - Inventory'!F78","v":"Major > 130w"},{"$f":"'Input - Inventory'!G78","v":"1"},null,"Lamp - INC1x200",null,41.977850296032557,0,0,null,0,0,10.769946599938873,0.33333333333333331,0,0,10.769946599938873,4.9094211792429674E-3,10.769946599938873,0.16666666666666666,10.769946599938873,4.590314436538903E-3,10.769946599938873,4.0032025620496396E-2,161.54919899908307,2.1598272138228944E-2,269.24866499847184,1.2221950623319483E-2,0,0,12923.935919926647,1.1123470522803115E-4,9154.4546099480413,2.4953586329427266E-4,0,0,0,0,16.420310112706808,null,10.769946599938873,0.33333333333333331,41.541712499999988,4.9094211792429674E-3,11.273206249999998,0.16666666666666666,0,0,5.6727956714824792,null,77.120202567838845,0.06,1.5133333333333332,77.120202567838845,1.4200000000000001E-2,0,77.120202567838845,0.01,0,7.0025143931597666,null,10.769946599938873,0.06,11.273206249999998,1.4200000000000001E-2,0,0.01,0.80627632474633237,null,31.235081249999993,9.0799999999999992E-2,2.836145377499999,null,{"$f":"IF($D81=\"Connection\",VLOOKUP(C81,'Input - General'!$F$62:$N$79,6,FALSE),0)","v":0},null,0.1801212933606588,32.738041879595386,5.896818445448134,null,8.6527813038891108E-2,38.634860325043519,3.3429899709890374]
[null,{"$f":"'Input - Inventory'!B79","v":71},{"$f":"'Input - Inventory'!C79","v":"INC1x300"},{"$f":"'Input - Inventory'!D79","v":"Lamp"},{"$f":"'Input - Inventory'!E79","v":"NonTraffic"},{"$f":"'Input - Inventory'!F79","v":"Major > 130w"},{"$f":"'Input - Inventory'!G79","v":"1"},null,"Lamp - INC1x300",null,52.841400924642961,0,0,null,0,0,10.769946599938873,0.33333333333333331,0,0,10.769946599938873,4.9094211792429674E-3,10.769946599938873,0.16666666666666666,10.769946599938873,4.590314436538903E-3,10.769946599938873,4.0032025620496396E-2,161.54919899908307,2.1598272138228944E-2,269.24866499847184,1.2221950623319483E-2,0,0,12923.935919926647,1.1123470522803115E-4,9154.4546099480413,2.4953586329427266E-4,0,0,0,0,16.420310112706808,null,32.309839799816615,0.33333333333333331,41.541712499999988,4.9094211792429674E-3,11.273206249999998,0.16666666666666666,0,0,12.852760071441725,null,77.120202567838845,0.06,1.5133333333333332,77.120202567838845,1.4200000000000001E-2,0,77.120202567838845,0.01,0,7.0025143931597666,null,32.309839799816615,0.06,11.273206249999998,1.4200000000000001E-2,0,0.01,2.0986699167389968,null,31.235081249999993,9.0799999999999992E-2,2.836145377499999,null,{"$f":"IF($D82=\"Connection\",VLOOKUP(C82,'Input - General'!$F$62:$N$79,6,FALSE),0)","v":0},null,0.1801212933606588,41.210399871547295,7.4228705247730256,null,8.6527813038891108E-2,48.63327039632032,4.2081305283226422]
[null,{"$f":"'Input - Inventory'!B80","v":72},{"$f":"'Input - Inventory'!C80","v":"INC1x40"},{"$f":"'Input - Inventory'!D80","v":"Lamp"},{"$f":"'Input - Inventory'!E80","v":"NonTraffic"},{"$f":"'Input - Inventory'!F80","v":"Minor < 130w"},{"$f":"'Input - Inventory'!G80","v":"1"},null,"Lamp - INC1x40",null,42.889772229226708,0,0,null,10.769946599938873,0.33333333333333331,0,0,10.769946599938873,1.8504811250925242E-2,0,0,10.769946599938873,0.16666666666666666,10.769946599938873,4.590314436538903E-3,10.769946599938873,4.0032025620496396E-2,161.54919899908307,2.1598272138228944E-2,269.24866499847184,1.2221950623319483E-2,0,0,12923.935919926647,1.1123470522803115E-4,9154.4546099480413,2.4953586329427266E-4,0,0,0,0,16.566731737784167,null,10.769946599938873,0.33333333333333331,41.541712499999988,1.8504811250925242E-2,11.273206249999998,0.16666666666666666,0,1.8504811250925242E-2,6.2375714571656582,null,77.120202567838845,0.06,1.5133333333333332,77.120202567838845,1.4200000000000001E-2,0,77.120202567838845,0.01,0,7.0025143931597666,null,10.769946599938873,0.06,11.273206249999998,1.4200000000000001E-2,0,0.01,0.80627632474633237,null,31.235081249999993,9.0799999999999992E-2,2.836145377499999,null,{"$f":"IF($D83=\"Connection\",VLOOKUP(C83,'Input - General'!$F$62:$N$79,6,FALSE),0)","v":0},null,0.1801212933606588,33.449239290355919,6.0249202429090731,null,8.6527813038891108E-2,39.474159533264995,3.4156126959617144]
[null,{"$f":"'Input - Inventory'!B81","v":73},{"$f":"'Input - Inventory'!C81","v":"INC1x500"},{"$f":"'Input - Inventory'!D81","v":"Lamp"},{"$f":"'Input - Inventory'!E81","v":"NonTraffic"},{"$f":"'Input - Inventory'!F81","v":"Major > 130w"},{"$f":"'Input - Inventory'!G81","v":"1"},null,"Lamp - INC1x500",null,52.841400924642961,0,0,null,0,0,10.769946599938873,0.33333333333333331,0,0,10.769946599938873,4.9094211792429674E-3,10.769946599938873,0.16666666666666666,10.769946599938873,4.590314436538903E-3,10.769946599938873,4.0032025620496396E-2,161.54919899908307,2.1598272138228944E-2,269.24866499847184,1.2221950623319483E-2,0,0,12923.935919926647,1.1123470522803115E-4,9154.4546099480413,2.4953586329427266E-4,0,0,0,0,16.420310112706808,null,32.309839799816615,0.33333333333333331,41.541712499999988,4.9094211792429674E-3,11.273206249999998,0.16666666666666666,0,0,12.852760071441725,null,77.120202567838845,0.06,1.5133333333333332,77.120202567838845,1.4200000000000001E-2,0,77.120202567838845,0.01,0,7.0025143931597666,null,32.309839799816615,0.06,11.273206249999998,1.4200000000000001E-2,0,0.01,2.0986699167389968,null,31.235081249999993,9.0799999999999992E-2,2.836145377499999,null,{"$f":"IF($D84=\"Connection\",VLOOKUP(C84,'Input - General'!$F$62:$N$79,6,FALSE),0)","v":0},null,0.1801212933606588,41.210399871547295,7.4228705247730256,null,8.6527813038891108E-2,48.63327039632032,4.2081305283226422]
[null,{"$f":"'Input - Inventory'!B82","v":74},{"$f":"'Input - Inventory'!C82","v":"INC1x60"},{"$f":"'Input - Inventory'!D82","v":"Lamp"},{"$f":"'Input - Inventory'!E82","v":"NonTraffic"},{"$f":"'Input - Inventory'!F82","v":"Minor < 130w"},{"$f":"'Input - Inventory'!G82","v":"1"},null,"Lamp - INC1x60",null,42.889772229226708,0,0,null,10.769946599938873,0.33333333333333331,0,0,10.769946599938873,1.8504811250925242E-2,0,0,10.769946599938873,0.16666666666666666,10.769946599938873,4.590314436538903E-3,10.769946599938873,4.0032025620496396E-2,161.54919899908307,2.1598272138228944E-2,269.24866499847184,1.2221950623319483E-2,0,0,12923.935919926647,1.1123470522803115E-4,9154.4546099480413,2.4953586329427266E-4,0,0,0,0,16.566731737784167,null,10.769946599938873,0.33333333333333331,41.541712499999988,1.8504811250925242E-2,11.273206249999998,0.16666666666666666,0,1.8504811250925242E-2,6.2375714571656582,null,77.120202567838845,0.06,1.5133333333333332,77.120202567838845,1.4200000000000001E-2,0,77.120202567838845,0.01,0,7.0025143931597666,null,10.769946599938873,0.06,11.273206249999998,1.4200000000000001E-2,0,0.01,0.80627632474633237,null,31.235081249999993,9.0799999999999992E-2,2.836145377499999,null,{"$f":"IF($D85=\"Connection\",VLOOKUP(C85,'Input - General'!$F$62:$N$79,6,FALSE),0)","v":0},null,0.1801212933606588,33.449239290355919,6.0249202429090731,null,8.6527813038891108E-2,39.474159533264995,3.4156126959617144]
[null,{"$f":"'Input - Inventory'!B83","v":75},{"$f":"'Input - Inventory'!C83","v":"INC1x75"},{"$f":"'Input - Inventory'!D83","v":"Lamp"},{"$f":"'Input - Inventory'!E83","v":"NonTraffic"},{"$f":"'Input - Inventory'!F83","v":"Minor < 130w"},{"$f":"'Input - Inventory'!G83","v":"1"},null,"Lamp - INC1x75",null,42.889772229226708,0,0,null,10.769946599938873,0.33333333333333331,0,0,10.769946599938873,1.8504811250925242E-2,0,0,10.769946599938873,0.16666666666666666,10.769946599938873,4.590314436538903E-3,10.769946599938873,4.0032025620496396E-2,161.54919899908307,2.1598272138228944E-2,269.24866499847184,1.2221950623319483E-2,0,0,12923.935919926647,1.1123470522803115E-4,9154.4546099480413,2.4953586329427266E-4,0,0,0,0,16.566731737784167,null,10.769946599938873,0.33333333333333331,41.541712499999988,1.8504811250925242E-2,11.273206249999998,0.16666666666666666,0,1.8504811250925242E-2,6.2375714571656582,null,77.120202567838845,0.06,1.5133333333333332,77.120202567838845,1.4200000000000001E-2,0,77.120202567838845,0.01,0,7.0025143931597666,null,10.769946599938873,0.06,11.273206249999998,1.4200000000000001E-2,0,0.01,0.80627632474633237,null,31.235081249999993,9.0799999999999992E-2,2.836145377499999,null,{"$f":"IF($D86=\"Connection\",VLOOKUP(C86,'Input - General'!$F$62:$N$79,6,FALSE),0)","v":0},null,0.1801212933606588,33.449239290355919,6.0249202429090731,null,8.6527813038891108E-2,39.474159533264995,3.4156126959617144]
[null,{"$f":"'Input - Inventory'!B84","v":76},{"$f":"'Input - Inventory'!C84","v":"INC3x100"},{"$f":"'Input - Inventory'!D84","v":"Lamp"},{"$f":"'Input - Inventory'!E84","v":"NonTraffic"},{"$f":"'Input - Inventory'!F84","v":"Minor < 130w"},{"$f":"'Input - Inventory'!G84","v":"3"},null,"Lamp - INC3x100",null,52.096171067032138,0,0,null,10.769946599938873,0.33333333333333331,0,0,10.769946599938873,1.8504811250925242E-2,0,0,10.769946599938873,0.16666666666666666,10.769946599938873,4.590314436538903E-3,10.769946599938873,4.0032025620496396E-2,161.54919899908307,2.1598272138228944E-2,269.24866499847184,1.2221950623319483E-2,0,0,12923.935919926647,1.1123470522803115E-4,9154.4546099480413,2.4953586329427266E-4,0,0,0,0,16.566731737784167,null,32.309839799816615,0.33333333333333331,41.541712499999988,1.8504811250925242E-2,11.273206249999998,0.16666666666666666,0,1.8504811250925242E-2,13.417535857124905,null,77.120202567838845,0.06,1.5133333333333332,77.120202567838845,1.4200000000000001E-2,0,77.120202567838845,0.01,0,7.0025143931597666,null,10.769946599938873,0.06,11.273206249999998,1.4200000000000001E-2,0,0.01,0.80627632474633237,null,31.235081249999993,9.0799999999999992E-2,2.836145377499999,null,{"$f":"IF($D87=\"Connection\",VLOOKUP(C87,'Input - General'!$F$62:$N$79,6,FALSE),0)","v":0},null,0.1801212933606588,40.629203690315165,7.318184716913219,null,8.6527813038891108E-2,47.947388407228388,4.1487826598037527]
[null,{"$f":"'Input - Inventory'!B85","v":77},{"$f":"'Input - Inventory'!C85","v":"LED1x237"},{"$f":"'Input - Inventory'!D85","v":"Lamp"},{"$f":"'Input - Inventory'!E85","v":"NonTraffic"},{"$f":"'Input - Inventory'!F85","v":"Major > 130w"},{"$f":"'Input - Inventory'!G85","v":1},null,"Lamp - LED1x237",null,26.033183269864171,1,26.033183269864171,null,0,0,10.769946599938873,0.33333333333333331,0,0,10.769946599938873,4.9094211792429674E-3,10.769946599938873,0.16666666666666666,10.769946599938873,4.590314436538903E-3,10.769946599938873,4.0032025620496396E-2,161.54919899908307,2.1598272138228944E-2,269.24866499847184,1.2221950623319483E-2,0,0,12923.935919926647,1.1123470522803115E-4,9154.4546099480413,2.4953586329427266E-4,0,0,0,0,16.420310112706808,null,0,0.33333333333333331,41.541712499999988,4.9094211792429674E-3,11.273206249999998,0.16666666666666666,0,0,2.0828134715028552,null,77.120202567838845,0.01,1.5133333333333332,77.120202567838845,1.4200000000000001E-2,0,77.120202567838845,0.01,0,1.1670857321932944,null,0,0.01,11.273206249999998,1.4200000000000001E-2,0,0.01,0.16007952874999998,null,31.235081249999993,1.5133333333333332E-2,0.47269089624999988,null,{"$f":"IF($D88=\"Connection\",VLOOKUP(C88,'Input - General'!$F$62:$N$79,6,FALSE),0)","v":0},null,0.1801212933606588,20.302979741402957,3.6569989700967547,null,8.6527813038891108E-2,23.959978711499712,2.0732045583644583]
[null,{"$f":"'Input - Inventory'!B86","v":78},{"$f":"'Input - Inventory'!C86","v":"LED1x29"},{"$f":"'Input - Inventory'!D86","v":"Lamp"},{"$f":"'Input - Inventory'!E86","v":"NonTraffic"},{"$f":"'Input - Inventory'!F86","v":"Minor < 130w"},{"$f":"'Input - Inventory'!G86","v":1},null,"Lamp - LED1x29",null,24.643505493606963,1391,34279.116141607286,null,10.769946599938873,{"$f":"1/6","v":0.16666666666666666},0,0,10.769946599938873,1.8504811250925242E-2,0,0,10.769946599938873,0.16666666666666666,10.769946599938873,4.590314436538903E-3,10.769946599938873,4.0032025620496396E-2,161.54919899908307,2.1598272138228944E-2,269.24866499847184,1.2221950623319483E-2,0,0,12923.935919926647,1.1123470522803115E-4,9154.4546099480413,2.4953586329427266E-4,0,0,0,0,14.771740637794354,null,0,0.16666666666666666,41.541712499999988,1.8504811250925242E-2,11.273206249999998,0.16666666666666666,0,1.8504811250925242E-2,2.6475892571860342,null,77.120202567838845,0.01,1.5133333333333332,77.120202567838845,1.4200000000000001E-2,0,77.120202567838845,0.01,0,1.1670857321932944,null,0,0.01,11.273206249999998,1.4200000000000001E-2,0,0.01,0.16007952874999998,null,31.235081249999993,1.5133333333333332E-2,0.47269089624999988,null,{"$f":"IF($D89=\"Connection\",VLOOKUP(C89,'Input - General'!$F$62:$N$79,6,FALSE),0)","v":0},null,0.1801212933606588,19.219186052173683,3.4617846490566575,null,8.6527813038891108E-2,22.680970701230336,1.9625347923766254]
[null,{"$f":"'Input - Inventory'!B87","v":79},{"$f":"'Input - Inventory'!C87","v":"MBF1x1000"},{"$f":"'Input - Inventory'!D87","v":"Lamp"},{"$f":"'Input - Inventory'!E87","v":"Traffic"},{"$f":"'Input - Inventory'!F87","v":"Major > 130w"},{"$f":"'Input - Inventory'!G87","v":"1"},null,"Lamp - MBF1x1000",null,106.24121783035685,1,106.24121783035685,null,0,0,10.769946599938873,0.33333333333333331,0,0,10.769946599938873,4.9094211792429674E-3,10.769946599938873,0.16666666666666666,10.769946599938873,4.590314436538903E-3,10.769946599938873,4.0032025620496396E-2,161.54919899908307,2.1598272138228944E-2,269.24866499847184,1.2221950623319483E-2,0,0,12923.935919926647,1.1123470522803115E-4,9154.4546099480413,2.4953586329427266E-4,0,0,0,0,16.420310112706808,null,107.69946599938874,0.33333333333333331,41.541712499999988,4.9094211792429674E-3,11.273206249999998,0.16666666666666666,0,4.9094211792429674E-3,37.982635471299098,null,77.120202567838845,0.08,2.2699999999999996,77.120202567838845,1.4200000000000001E-2,0,77.120202567838845,0.01,0,14.005028786319532,null,107.69946599938874,0.08,11.273206249999998,1.4200000000000001E-2,0,0.01,8.7760368087010985,null,31.235081249999993,0.18159999999999996,5.672290754999997,null,{"$f":"IF($D90=\"Connection\",VLOOKUP(C90,'Input - General'!$F$62:$N$79,6,FALSE),0)","v":0},null,0.1801212933606588,82.856301934026533,14.924184267438115,null,8.6527813038891108E-2,97.78048620146464,8.460731628892205]
[null,{"$f":"'Input - Inventory'!B88","v":80},{"$f":"'Input - Inventory'!C88","v":"MBF1x1000 (P09)"},{"$f":"'Input - Inventory'!D88","v":"Lamp"},{"$f":"'Input - Inventory'!E88","v":"Traffic"},{"$f":"'Input - Inventory'!F88","v":"Major > 130w"},{"$f":"'Input - Inventory'!G88","v":1},null,"Lamp - MBF1x1000 (P09)",null,106.24121783035685,13,1381.135831794639,null,0,0,10.769946599938873,0.33333333333333331,0,0,10.769946599938873,4.9094211792429674E-3,10.769946599938873,0.16666666666666666,10.769946599938873,4.590314436538903E-3,10.769946599938873,4.0032025620496396E-2,161.54919899908307,2.1598272138228944E-2,269.24866499847184,1.2221950623319483E-2,0,0,12923.935919926647,1.1123470522803115E-4,9154.4546099480413,2.4953586329427266E-4,0,0,0,0,16.420310112706808,null,107.69946599938874,0.33333333333333331,41.541712499999988,4.9094211792429674E-3,11.273206249999998,0.16666666666666666,0,4.9094211792429674E-3,37.982635471299098,null,77.120202567838845,0.08,2.2699999999999996,77.120202567838845,1.4200000000000001E-2,0,77.120202567838845,0.01,0,14.005028786319532,null,107.69946599938874,0.08,11.273206249999998,1.4200000000000001E-2,0,0.01,8.7760368087010985,null,31.235081249999993,0.18159999999999996,5.672290754999997,null,{"$f":"IF($D91=\"Connection\",VLOOKUP(C91,'Input - General'!$F$62:$N$79,6,FALSE),0)","v":0},null,0.1801212933606588,82.856301934026533,14.924184267438115,null,8.6527813038891108E-2,97.78048620146464,8.460731628892205]
[null,{"$f":"'Input - Inventory'!B89","v":81},{"$f":"'Input - Inventory'!C89","v":"MBF1x125"},{"$f":"'Input - Inventory'!D89","v":"Lamp"},{"$f":"'Input - Inventory'!E89","v":"NonTraffic"},{"$f":"'Input - Inventory'!F89","v":"Minor < 130w"},{"$f":"'Input - Inventory'!G89","v":"1"},null,"Lamp - MBF1x125",null,59.85167686902038,338,20229.866781728888,null,10.769946599938873,0.33333333333333331,0,0,10.769946599938873,1.8504811250925242E-2,0,0,10.769946599938873,0.16666666666666666,10.769946599938873,4.590314436538903E-3,10.769946599938873,4.0032025620496396E-2,161.54919899908307,2.1598272138228944E-2,269.24866499847184,1.2221950623319483E-2,0,0,12923.935919926647,1.1123470522803115E-4,9154.4546099480413,2.4953586329427266E-4,0,0,0,0,16.566731737784167,null,10.769946599938873,0.33333333333333331,41.541712499999988,1.8504811250925242E-2,11.273206249999998,0.16666666666666666,0,1.8504811250925242E-2,6.2375714571656582,null,77.120202567838845,0.13570000000000002,1.5133333333333332,77.120202567838845,1.4200000000000001E-2,0,77.120202567838845,0.01,0,15.837353385863008,null,10.769946599938873,0.13570000000000002,11.273206249999998,1.4200000000000001E-2,0,0.01,1.6215612823617054,null,31.235081249999993,0.20535933333333334,6.4144154621124985,null,{"$f":"IF($D92=\"Connection\",VLOOKUP(C92,'Input - General'!$F$62:$N$79,6,FALSE),0)","v":0},null,0.1801212933606588,46.677633325287033,8.407635685565289,null,8.6527813038891108E-2,55.085269010852329,4.7664078581680522]
[null,{"$f":"'Input - Inventory'!B90","v":82},{"$f":"'Input - Inventory'!C90","v":"MBF1x125 (P09)"},{"$f":"'Input - Inventory'!D90","v":"Lamp"},{"$f":"'Input - Inventory'!E90","v":"NonTraffic"},{"$f":"'Input - Inventory'!F90","v":"Minor < 130w"},{"$f":"'Input - Inventory'!G90","v":1},null,"Lamp - MBF1x125 (P09)",null,59.85167686902038,5341,319667.80615743785,null,10.769946599938873,0.33333333333333331,0,0,10.769946599938873,1.8504811250925242E-2,0,0,10.769946599938873,0.16666666666666666,10.769946599938873,4.590314436538903E-3,10.769946599938873,4.0032025620496396E-2,161.54919899908307,2.1598272138228944E-2,269.24866499847184,1.2221950623319483E-2,0,0,12923.935919926647,1.1123470522803115E-4,9154.4546099480413,2.4953586329427266E-4,0,0,0,0,16.566731737784167,null,10.769946599938873,0.33333333333333331,41.541712499999988,1.8504811250925242E-2,11.273206249999998,0.16666666666666666,0,1.8504811250925242E-2,6.2375714571656582,null,77.120202567838845,0.13570000000000002,1.5133333333333332,77.120202567838845,1.4200000000000001E-2,0,77.120202567838845,0.01,0,15.837353385863008,null,10.769946599938873,0.13570000000000002,11.273206249999998,1.4200000000000001E-2,0,0.01,1.6215612823617054,null,31.235081249999993,0.20535933333333334,6.4144154621124985,null,{"$f":"IF($D93=\"Connection\",VLOOKUP(C93,'Input - General'!$F$62:$N$79,6,FALSE),0)","v":0},null,0.1801212933606588,46.677633325287033,8.407635685565289,null,8.6527813038891108E-2,55.085269010852329,4.7664078581680522]
[null,{"$f":"'Input - Inventory'!B91","v":83},{"$f":"'Input - Inventory'!C91","v":"MBF1x160"},{"$f":"'Input - Inventory'!D91","v":"Lamp"},{"$f":"'Input - Inventory'!E91","v":"NonTraffic"},{"$f":"'Input - Inventory'!F91","v":"Major > 130w"},{"$f":"'Input - Inventory'!G91","v":"1"},null,"Lamp - MBF1x160",null,37.496501646153121,1,37.496501646153121,null,0,0,10.769946599938873,0.33333333333333331,0,0,10.769946599938873,4.9094211792429674E-3,10.769946599938873,0.16666666666666666,10.769946599938873,4.590314436538903E-3,10.769946599938873,4.0032025620496396E-2,161.54919899908307,2.1598272138228944E-2,269.24866499847184,1.2221950623319483E-2,0,0,12923.935919926647,1.1123470522803115E-4,9154.4546099480413,2.4953586329427266E-4,0,0,0,0,16.420310112706808,null,10.769946599938873,0.33333333333333331,41.541712499999988,4.9094211792429674E-3,11.273206249999998,0.16666666666666666,0,0,5.6727956714824792,null,77.120202567838845,0.04,1.5133333333333332,77.120202567838845,1.4200000000000001E-2,0,77.120202567838845,0.01,0,4.6683429287731775,null,10.769946599938873,0.04,11.273206249999998,1.4200000000000001E-2,0,0.01,0.59087739274755491,null,31.235081249999993,6.0533333333333328E-2,1.8907635849999995,null,{"$f":"IF($D94=\"Connection\",VLOOKUP(C94,'Input - General'!$F$62:$N$79,6,FALSE),0)","v":0},null,0.1801212933606588,29.243089690710018,5.2673031369524361,null,8.6527813038891108E-2,34.510392827662457,2.9861088184906657]
[null,{"$f":"'Input - Inventory'!B92","v":84},{"$f":"'Input - Inventory'!C92","v":"MBF1x250"},{"$f":"'Input - Inventory'!D92","v":"Lamp"},{"$f":"'Input - Inventory'!E92","v":"Traffic"},{"$f":"'Input - Inventory'!F92","v":"Major > 130w"},{"$f":"'Input - Inventory'!G92","v":"1"},null,"Lamp - MBF1x250",null,67.46675929391148,1153,77789.17346587994,null,0,0,10.769946599938873,0.33333333333333331,0,0,10.769946599938873,4.9094211792429674E-3,10.769946599938873,0.16666666666666666,10.769946599938873,4.590314436538903E-3,10.769946599938873,4.0032025620496396E-2,161.54919899908307,2.1598272138228944E-2,269.24866499847184,1.2221950623319483E-2,0,0,12923.935919926647,1.1123470522803115E-4,9154.4546099480413,2.4953586329427266E-4,0,0,0,0,16.420310112706808,null,10.769946599938873,0.33333333333333331,41.541712499999988,4.9094211792429674E-3,11.273206249999998,0.16666666666666666,0,4.9094211792429674E-3,5.6727956714824792,null,77.120202567838845,0.11826666666666664,2.2699999999999996,77.120202567838845,1.4200000000000001E-2,0,77.120202567838845,0.01,0,20.704100889109036,null,10.769946599938873,0.11826666666666664,11.273206249999998,1.4200000000000001E-2,0,0.01,1.4338052133027706,null,31.235081249999993,0.26846533333333322,8.3855364994749948,null,{"$f":"IF($D95=\"Connection\",VLOOKUP(C95,'Input - General'!$F$62:$N$79,6,FALSE),0)","v":0},null,0.1801212933606588,52.616548386076083,9.4773607474737087,null,8.6527813038891108E-2,62.093909133549793,5.3728501603616898]
[null,{"$f":"'Input - Inventory'!B93","v":85},{"$f":"'Input - Inventory'!C93","v":"MBF1x250 (P09)"},{"$f":"'Input - Inventory'!D93","v":"Lamp"},{"$f":"'Input - Inventory'!E93","v":"Traffic"},{"$f":"'Input - Inventory'!F93","v":"Major > 130w"},{"$f":"'Input - Inventory'!G93","v":1},null,"Lamp - MBF1x250 (P09)",null,67.46675929391148,16912,1140997.833178631,null,0,0,10.769946599938873,0.33333333333333331,0,0,10.769946599938873,4.9094211792429674E-3,10.769946599938873,0.16666666666666666,10.769946599938873,4.590314436538903E-3,10.769946599938873,4.0032025620496396E-2,161.54919899908307,2.1598272138228944E-2,269.24866499847184,1.2221950623319483E-2,0,0,12923.935919926647,1.1123470522803115E-4,9154.4546099480413,2.4953586329427266E-4,0,0,0,0,16.420310112706808,null,10.769946599938873,0.33333333333333331,41.541712499999988,4.9094211792429674E-3,11.273206249999998,0.16666666666666666,0,4.9094211792429674E-3,5.6727956714824792,null,77.120202567838845,0.11826666666666664,2.2699999999999996,77.120202567838845,1.4200000000000001E-2,0,77.120202567838845,0.01,0,20.704100889109036,null,10.769946599938873,0.11826666666666664,11.273206249999998,1.4200000000000001E-2,0,0.01,1.4338052133027706,null,31.235081249999993,0.26846533333333322,8.3855364994749948,null,{"$f":"IF($D96=\"Connection\",VLOOKUP(C96,'Input - General'!$F$62:$N$79,6,FALSE),0)","v":0},null,0.1801212933606588,52.616548386076083,9.4773607474737087,null,8.6527813038891108E-2,62.093909133549793,5.3728501603616898]
[null,{"$f":"'Input - Inventory'!B94","v":86},{"$f":"'Input - Inventory'!C94","v":"MBF1x400"},{"$f":"'Input - Inventory'!D94","v":"Lamp"},{"$f":"'Input - Inventory'!E94","v":"Traffic"},{"$f":"'Input - Inventory'!F94","v":"Major > 130w"},{"$f":"'Input - Inventory'!G94","v":"1"},null,"Lamp - MBF1x400",null,69.793080164507217,343,23939.026496425977,null,0,0,10.769946599938873,0.33333333333333331,0,0,10.769946599938873,4.9094211792429674E-3,10.769946599938873,0.16666666666666666,10.769946599938873,4.590314436538903E-3,10.769946599938873,4.0032025620496396E-2,161.54919899908307,2.1598272138228944E-2,269.24866499847184,1.2221950623319483E-2,0,0,12923.935919926647,1.1123470522803115E-4,9154.4546099480413,2.4953586329427266E-4,0,0,0,0,16.420310112706808,null,10.769946599938873,0.33333333333333331,41.541712499999988,4.9094211792429674E-3,11.273206249999998,0.16666666666666666,0,4.9094211792429674E-3,5.6727956714824792,null,77.120202567838845,0.12533333333333332,2.2699999999999996,77.120202567838845,1.4200000000000001E-2,0,77.120202567838845,0.01,0,21.941211765233934,null,10.769946599938873,0.12533333333333332,11.273206249999998,1.4200000000000001E-2,0,0.01,1.5099128359423388,null,31.235081249999993,0.28450666666666657,8.8865888494999954,null,{"$f":"IF($D97=\"Connection\",VLOOKUP(C97,'Input - General'!$F$62:$N$79,6,FALSE),0)","v":0},null,0.1801212933606588,54.43081923486556,9.8041495592642089,null,8.6527813038891108E-2,64.234968794129756,5.5581113703774641]
[null,{"$f":"'Input - Inventory'!B95","v":87},{"$f":"'Input - Inventory'!C95","v":"MBF1x400 (P09)"},{"$f":"'Input - Inventory'!D95","v":"Lamp"},{"$f":"'Input - Inventory'!E95","v":"Traffic"},{"$f":"'Input - Inventory'!F95","v":"Major > 130w"},{"$f":"'Input - Inventory'!G95","v":1},null,"Lamp - MBF1x400 (P09)",null,69.793080164507217,6550.5,457179.57161760452,null,0,0,10.769946599938873,0.33333333333333331,0,0,10.769946599938873,4.9094211792429674E-3,10.769946599938873,0.16666666666666666,10.769946599938873,4.590314436538903E-3,10.769946599938873,4.0032025620496396E-2,161.54919899908307,2.1598272138228944E-2,269.24866499847184,1.2221950623319483E-2,0,0,12923.935919926647,1.1123470522803115E-4,9154.4546099480413,2.4953586329427266E-4,0,0,0,0,16.420310112706808,null,10.769946599938873,0.33333333333333331,41.541712499999988,4.9094211792429674E-3,11.273206249999998,0.16666666666666666,0,4.9094211792429674E-3,5.6727956714824792,null,77.120202567838845,0.12533333333333332,2.2699999999999996,77.120202567838845,1.4200000000000001E-2,0,77.120202567838845,0.01,0,21.941211765233934,null,10.769946599938873,0.12533333333333332,11.273206249999998,1.4200000000000001E-2,0,0.01,1.5099128359423388,null,31.235081249999993,0.28450666666666657,8.8865888494999954,null,{"$f":"IF($D98=\"Connection\",VLOOKUP(C98,'Input - General'!$F$62:$N$79,6,FALSE),0)","v":0},null,0.1801212933606588,54.43081923486556,9.8041495592642089,null,8.6527813038891108E-2,64.234968794129756,5.5581113703774641]
[null,{"$f":"'Input - Inventory'!B96","v":88},{"$f":"'Input - Inventory'!C96","v":"MBF1x42"},{"$f":"'Input - Inventory'!D96","v":"Lamp"},{"$f":"'Input - Inventory'!E96","v":"NonTraffic"},{"$f":"'Input - Inventory'!F96","v":"Minor < 130w"},{"$f":"'Input - Inventory'!G96","v":"1"},null,"Lamp - MBF1x42",null,63.97451762690946,197,12602.979972501164,null,10.769946599938873,0.33333333333333331,0,0,10.769946599938873,1.8504811250925242E-2,0,0,10.769946599938873,0.16666666666666666,10.769946599938873,4.590314436538903E-3,10.769946599938873,4.0032025620496396E-2,161.54919899908307,2.1598272138228944E-2,269.24866499847184,1.2221950623319483E-2,0,0,12923.935919926647,1.1123470522803115E-4,9154.4546099480413,2.4953586329427266E-4,0,0,0,0,16.566731737784167,null,10.769946599938873,0.33333333333333331,41.541712499999988,1.8504811250925242E-2,11.273206249999998,0.16666666666666666,0,1.8504811250925242E-2,6.2375714571656582,null,77.120202567838845,0.15409999999999999,1.5133333333333332,77.120202567838845,1.4200000000000001E-2,0,77.120202567838845,0.01,0,17.984791133098668,null,10.769946599938873,0.15409999999999999,11.273206249999998,1.4200000000000001E-2,0,0.01,1.8197282998005799,null,31.235081249999993,0.23320466666666662,7.2841667112124968,null,{"$f":"IF($D99=\"Connection\",VLOOKUP(C99,'Input - General'!$F$62:$N$79,6,FALSE),0)","v":0},null,0.1801212933606588,49.892989339061572,8.9867897693813319,null,8.6527813038891108E-2,58.879779108442904,5.0947385184665537]
[null,{"$f":"'Input - Inventory'!B97","v":89},{"$f":"'Input - Inventory'!C97","v":"MBF1x42 (P09)"},{"$f":"'Input - Inventory'!D97","v":"Lamp"},{"$f":"'Input - Inventory'!E97","v":"NonTraffic"},{"$f":"'Input - Inventory'!F97","v":"Minor < 130w"},{"$f":"'Input - Inventory'!G97","v":1},null,"Lamp - MBF1x42 (P09)",null,63.97451762690946,52383.5,3351209.1441092119,null,10.769946599938873,0.33333333333333331,0,0,10.769946599938873,1.8504811250925242E-2,0,0,10.769946599938873,0.16666666666666666,10.769946599938873,4.590314436538903E-3,10.769946599938873,4.0032025620496396E-2,161.54919899908307,2.1598272138228944E-2,269.24866499847184,1.2221950623319483E-2,0,0,12923.935919926647,1.1123470522803115E-4,9154.4546099480413,2.4953586329427266E-4,0,0,0,0,16.566731737784167,null,10.769946599938873,0.33333333333333331,41.541712499999988,1.8504811250925242E-2,11.273206249999998,0.16666666666666666,0,1.8504811250925242E-2,6.2375714571656582,null,77.120202567838845,0.15409999999999999,1.5133333333333332,77.120202567838845,1.4200000000000001E-2,0,77.120202567838845,0.01,0,17.984791133098668,null,10.769946599938873,0.15409999999999999,11.273206249999998,1.4200000000000001E-2,0,0.01,1.8197282998005799,null,31.235081249999993,0.23320466666666662,7.2841667112124968,null,{"$f":"IF($D100=\"Connection\",VLOOKUP(C100,'Input - General'!$F$62:$N$79,6,FALSE),0)","v":0},null,0.1801212933606588,49.892989339061572,8.9867897693813319,null,8.6527813038891108E-2,58.879779108442904,5.0947385184665537]
[null,{"$f":"'Input - Inventory'!B98","v":90},{"$f":"'Input - Inventory'!C98","v":"MBF1x50"},{"$f":"'Input - Inventory'!D98","v":"Lamp"},{"$f":"'Input - Inventory'!E98","v":"NonTraffic"},{"$f":"'Input - Inventory'!F98","v":"Minor < 130w"},{"$f":"'Input - Inventory'!G98","v":"1"},null,"Lamp - MBF1x50",null,71.816877764198452,271,19462.373874097779,null,10.769946599938873,0.33333333333333331,0,0,10.769946599938873,1.8504811250925242E-2,0,0,10.769946599938873,0.16666666666666666,10.769946599938873,4.590314436538903E-3,10.769946599938873,4.0032025620496396E-2,161.54919899908307,2.1598272138228944E-2,269.24866499847184,1.2221950623319483E-2,0,0,12923.935919926647,1.1123470522803115E-4,9154.4546099480413,2.4953586329427266E-4,0,0,0,0,16.566731737784167,null,10.769946599938873,0.33333333333333331,41.541712499999988,1.8504811250925242E-2,11.273206249999998,0.16666666666666666,0,1.8504811250925242E-2,6.2375714571656582,null,77.120202567838845,0.18909999999999996,1.5133333333333332,77.120202567838845,1.4200000000000001E-2,0,77.120202567838845,0.01,0,22.069591195775192,null,10.769946599938873,0.18909999999999996,11.273206249999998,1.4200000000000001E-2,0,0.01,2.1966764307984401,null,31.235081249999993,0.28617133333333328,8.9385848480874959,null,{"$f":"IF($D101=\"Connection\",VLOOKUP(C101,'Input - General'!$F$62:$N$79,6,FALSE),0)","v":0},null,0.1801212933606588,56.009155669610955,10.088441559248801,null,8.6527813038891108E-2,66.097597228859755,5.7192805353387035]
[null,{"$f":"'Input - Inventory'!B99","v":91},{"$f":"'Input - Inventory'!C99","v":"MBF1x50 (P09)"},{"$f":"'Input - Inventory'!D99","v":"Lamp"},{"$f":"'Input - Inventory'!E99","v":"NonTraffic"},{"$f":"'Input - Inventory'!F99","v":"Minor < 130w"},{"$f":"'Input - Inventory'!G99","v":1},null,"Lamp - MBF1x50 (P09)",null,71.816877764198452,11869,852394.52218327147,null,10.769946599938873,0.33333333333333331,0,0,10.769946599938873,1.8504811250925242E-2,0,0,10.769946599938873,0.16666666666666666,10.769946599938873,4.590314436538903E-3,10.769946599938873,4.0032025620496396E-2,161.54919899908307,2.1598272138228944E-2,269.24866499847184,1.2221950623319483E-2,0,0,12923.935919926647,1.1123470522803115E-4,9154.4546099480413,2.4953586329427266E-4,0,0,0,0,16.566731737784167,null,10.769946599938873,0.33333333333333331,41.541712499999988,1.8504811250925242E-2,11.273206249999998,0.16666666666666666,0,1.8504811250925242E-2,6.2375714571656582,null,77.120202567838845,0.18909999999999996,1.5133333333333332,77.120202567838845,1.4200000000000001E-2,0,77.120202567838845,0.01,0,22.069591195775192,null,10.769946599938873,0.18909999999999996,11.273206249999998,1.4200000000000001E-2,0,0.01,2.1966764307984401,null,31.235081249999993,0.28617133333333328,8.9385848480874959,null,{"$f":"IF($D102=\"Connection\",VLOOKUP(C102,'Input - General'!$F$62:$N$79,6,FALSE),0)","v":0},null,0.1801212933606588,56.009155669610955,10.088441559248801,null,8.6527813038891108E-2,66.097597228859755,5.7192805353387035]
[null,{"$f":"'Input - Inventory'!B100","v":92},{"$f":"'Input - Inventory'!C100","v":"MBF1x500"},{"$f":"'Input - Inventory'!D100","v":"Lamp"},{"$f":"'Input - Inventory'!E100","v":"Traffic"},{"$f":"'Input - Inventory'!F100","v":"Major > 130w"},{"$f":"'Input - Inventory'!G100","v":"1"},null,"Lamp - MBF1x500",null,88.101908473437774,0,0,null,0,0,10.769946599938873,0.33333333333333331,0,0,10.769946599938873,4.9094211792429674E-3,10.769946599938873,0.16666666666666666,10.769946599938873,4.590314436538903E-3,10.769946599938873,4.0032025620496396E-2,161.54919899908307,2.1598272138228944E-2,269.24866499847184,1.2221950623319483E-2,0,0,12923.935919926647,1.1123470522803115E-4,9154.4546099480413,2.4953586329427266E-4,0,0,0,0,16.420310112706808,null,107.69946599938874,0.33333333333333331,41.541712499999988,4.9094211792429674E-3,11.273206249999998,0.16666666666666666,0,4.9094211792429674E-3,37.982635471299098,null,77.120202567838845,0.04,2.2699999999999996,77.120202567838845,1.4200000000000001E-2,0,77.120202567838845,0.01,0,7.0025143931597658,null,107.69946599938874,0.04,11.273206249999998,1.4200000000000001E-2,0,0.01,4.4680581687255492,null,31.235081249999993,9.0799999999999978E-2,2.8361453774999985,null,{"$f":"IF($D103=\"Connection\",VLOOKUP(C103,'Input - General'!$F$62:$N$79,6,FALSE),0)","v":0},null,0.1801212933606588,68.709663523391214,12.376073460208906,null,8.6527813038891108E-2,81.085736983600128,7.0161714898376504]
[null,{"$f":"'Input - Inventory'!B101","v":93},{"$f":"'Input - Inventory'!C101","v":"MBF1x700"},{"$f":"'Input - Inventory'!D101","v":"Lamp"},{"$f":"'Input - Inventory'!E101","v":"Traffic"},{"$f":"'Input - Inventory'!F101","v":"Major > 130w"},{"$f":"'Input - Inventory'!G101","v":"1"},null,"Lamp - MBF1x700",null,88.101908473437774,2,176.20381694687555,null,0,0,10.769946599938873,0.33333333333333331,0,0,10.769946599938873,4.9094211792429674E-3,10.769946599938873,0.16666666666666666,10.769946599938873,4.590314436538903E-3,10.769946599938873,4.0032025620496396E-2,161.54919899908307,2.1598272138228944E-2,269.24866499847184,1.2221950623319483E-2,0,0,12923.935919926647,1.1123470522803115E-4,9154.4546099480413,2.4953586329427266E-4,0,0,0,0,16.420310112706808,null,107.69946599938874,0.33333333333333331,41.541712499999988,4.9094211792429674E-3,11.273206249999998,0.16666666666666666,0,4.9094211792429674E-3,37.982635471299098,null,77.120202567838845,0.04,2.2699999999999996,77.120202567838845,1.4200000000000001E-2,0,77.120202567838845,0.01,0,7.0025143931597658,null,107.69946599938874,0.04,11.273206249999998,1.4200000000000001E-2,0,0.01,4.4680581687255492,null,31.235081249999993,9.0799999999999978E-2,2.8361453774999985,null,{"$f":"IF($D104=\"Connection\",VLOOKUP(C104,'Input - General'!$F$62:$N$79,6,FALSE),0)","v":0},null,0.1801212933606588,68.709663523391214,12.376073460208906,null,8.6527813038891108E-2,81.085736983600128,7.0161714898376504]
[null,{"$f":"'Input - Inventory'!B102","v":94},{"$f":"'Input - Inventory'!C102","v":"MBF1x80"},{"$f":"'Input - Inventory'!D102","v":"Lamp"},{"$f":"'Input - Inventory'!E102","v":"NonTraffic"},{"$f":"'Input - Inventory'!F102","v":"Minor < 130w"},{"$f":"'Input - Inventory'!G102","v":"1"},null,"Lamp - MBF1x80",null,47.961165118006939,1665,79855.339921481558,null,10.769946599938873,0.33333333333333331,0,0,10.769946599938873,1.8504811250925242E-2,0,0,10.769946599938873,0.16666666666666666,10.769946599938873,4.590314436538903E-3,10.769946599938873,4.0032025620496396E-2,161.54919899908307,2.1598272138228944E-2,269.24866499847184,1.2221950623319483E-2,0,0,12923.935919926647,1.1123470522803115E-4,9154.4546099480413,2.4953586329427266E-4,0,0,0,0,16.566731737784167,null,10.769946599938873,0.33333333333333331,41.541712499999988,1.8504811250925242E-2,11.273206249999998,0.16666666666666666,0,1.8504811250925242E-2,6.2375714571656582,null,77.120202567838845,8.2633333333333323E-2,1.5133333333333332,77.120202567838845,1.4200000000000001E-2,0,77.120202567838845,0.01,0,9.6440184336905883,null,10.769946599938873,8.2633333333333323E-2,11.273206249999998,1.4200000000000001E-2,0,0.01,1.0500361161249487,null,31.235081249999993,0.12505177777777776,3.9060024393458321,null,{"$f":"IF($D105=\"Connection\",VLOOKUP(C105,'Input - General'!$F$62:$N$79,6,FALSE),0)","v":0},null,0.1801212933606588,37.404360184111198,6.7373217336900382,null,8.6527813038891108E-2,44.141681917801236,3.8194832002057058]
[null,{"$f":"'Input - Inventory'!B103","v":95},{"$f":"'Input - Inventory'!C103","v":"MBF1x80 (P09)"},{"$f":"'Input - Inventory'!D103","v":"Lamp"},{"$f":"'Input - Inventory'!E103","v":"NonTraffic"},{"$f":"'Input - Inventory'!F103","v":"Minor < 130w"},{"$f":"'Input - Inventory'!G103","v":1},null,"Lamp - MBF1x80 (P09)",null,47.961165118006939,77027.5,3694328.6461272794,null,10.769946599938873,0.33333333333333331,0,0,10.769946599938873,1.8504811250925242E-2,0,0,10.769946599938873,0.16666666666666666,10.769946599938873,4.590314436538903E-3,10.769946599938873,4.0032025620496396E-2,161.54919899908307,2.1598272138228944E-2,269.24866499847184,1.2221950623319483E-2,0,0,12923.935919926647,1.1123470522803115E-4,9154.4546099480413,2.4953586329427266E-4,0,0,0,0,16.566731737784167,null,10.769946599938873,0.33333333333333331,41.541712499999988,1.8504811250925242E-2,11.273206249999998,0.16666666666666666,0,1.8504811250925242E-2,6.2375714571656582,null,77.120202567838845,8.2633333333333323E-2,1.5133333333333332,77.120202567838845,1.4200000000000001E-2,0,77.120202567838845,0.01,0,9.6440184336905883,null,10.769946599938873,8.2633333333333323E-2,11.273206249999998,1.4200000000000001E-2,0,0.01,1.0500361161249487,null,31.235081249999993,0.12505177777777776,3.9060024393458321,null,{"$f":"IF($D106=\"Connection\",VLOOKUP(C106,'Input - General'!$F$62:$N$79,6,FALSE),0)","v":0},null,0.1801212933606588,37.404360184111198,6.7373217336900382,null,8.6527813038891108E-2,44.141681917801236,3.8194832002057058]
[null,{"$f":"'Input - Inventory'!B104","v":96},{"$f":"'Input - Inventory'!C104","v":"MBF1x800"},{"$f":"'Input - Inventory'!D104","v":"Lamp"},{"$f":"'Input - Inventory'!E104","v":"Traffic"},{"$f":"'Input - Inventory'!F104","v":"Major > 130w"},{"$f":"'Input - Inventory'!G104","v":"1"},null,"Lamp - MBF1x800",null,88.101908473437774,0,0,null,0,0,10.769946599938873,0.33333333333333331,0,0,10.769946599938873,4.9094211792429674E-3,10.769946599938873,0.16666666666666666,10.769946599938873,4.590314436538903E-3,10.769946599938873,4.0032025620496396E-2,161.54919899908307,2.1598272138228944E-2,269.24866499847184,1.2221950623319483E-2,0,0,12923.935919926647,1.1123470522803115E-4,9154.4546099480413,2.4953586329427266E-4,0,0,0,0,16.420310112706808,null,107.69946599938874,0.33333333333333331,41.541712499999988,4.9094211792429674E-3,11.273206249999998,0.16666666666666666,0,4.9094211792429674E-3,37.982635471299098,null,77.120202567838845,0.04,2.2699999999999996,77.120202567838845,1.4200000000000001E-2,0,77.120202567838845,0.01,0,7.0025143931597658,null,107.69946599938874,0.04,11.273206249999998,1.4200000000000001E-2,0,0.01,4.4680581687255492,null,31.235081249999993,9.0799999999999978E-2,2.8361453774999985,null,{"$f":"IF($D107=\"Connection\",VLOOKUP(C107,'Input - General'!$F$62:$N$79,6,FALSE),0)","v":0},null,0.1801212933606588,68.709663523391214,12.376073460208906,null,8.6527813038891108E-2,81.085736983600128,7.0161714898376504]
[null,{"$f":"'Input - Inventory'!B105","v":97},{"$f":"'Input - Inventory'!C105","v":"MBF2x125"},{"$f":"'Input - Inventory'!D105","v":"Lamp"},{"$f":"'Input - Inventory'!E105","v":"Traffic"},{"$f":"'Input - Inventory'!F105","v":"Major > 130w"},{"$f":"'Input - Inventory'!G105","v":"2"},null,"Lamp - MBF2x125",null,116.41891016217978,0,0,null,0,0,10.769946599938873,0.33333333333333331,0,0,10.769946599938873,4.9094211792429674E-3,10.769946599938873,0.16666666666666666,10.769946599938873,4.590314436538903E-3,10.769946599938873,4.0032025620496396E-2,161.54919899908307,2.1598272138228944E-2,269.24866499847184,1.2221950623319483E-2,0,0,12923.935919926647,1.1123470522803115E-4,9154.4546099480413,2.4953586329427266E-4,0,0,0,0,16.420310112706808,null,21.539893199877746,0.33333333333333331,41.541712499999988,4.9094211792429674E-3,11.273206249999998,0.16666666666666666,0,4.9094211792429674E-3,9.2627778714621023,null,77.120202567838845,0.25298551000000002,2.2699999999999996,77.120202567838845,1.4200000000000001E-2,0,77.120202567838845,0.01,0,44.288366875896607,null,10.769946599938873,0.25298551000000002,11.273206249999998,1.4200000000000001E-2,0,0.01,2.8847199620083019,null,31.235081249999993,0.57427710769999996,17.937592119024494,null,{"$f":"IF($D108=\"Connection\",VLOOKUP(C108,'Input - General'!$F$62:$N$79,6,FALSE),0)","v":0},null,0.1801212933606588,90.793766941098312,16.353890730516852,null,8.6527813038891108E-2,107.14765767161516,9.2712524905646241]
[null,{"$f":"'Input - Inventory'!B106","v":98},{"$f":"'Input - Inventory'!C106","v":"MBF2x125 (P09)"},{"$f":"'Input - Inventory'!D106","v":"Lamp"},{"$f":"'Input - Inventory'!E106","v":"Traffic"},{"$f":"'Input - Inventory'!F106","v":"Major > 130w"},{"$f":"'Input - Inventory'!G106","v":2},null,"Lamp - MBF2x125 (P09)",null,116.41891016217978,1,116.41891016217978,null,0,0,10.769946599938873,0.33333333333333331,0,0,10.769946599938873,4.9094211792429674E-3,10.769946599938873,0.16666666666666666,10.769946599938873,4.590314436538903E-3,10.769946599938873,4.0032025620496396E-2,161.54919899908307,2.1598272138228944E-2,269.24866499847184,1.2221950623319483E-2,0,0,12923.935919926647,1.1123470522803115E-4,9154.4546099480413,2.4953586329427266E-4,0,0,0,0,16.420310112706808,null,21.539893199877746,0.33333333333333331,41.541712499999988,4.9094211792429674E-3,11.273206249999998,0.16666666666666666,0,4.9094211792429674E-3,9.2627778714621023,null,77.120202567838845,0.25298551000000002,2.2699999999999996,77.120202567838845,1.4200000000000001E-2,0,77.120202567838845,0.01,0,44.288366875896607,null,10.769946599938873,0.25298551000000002,11.273206249999998,1.4200000000000001E-2,0,0.01,2.8847199620083019,null,31.235081249999993,0.57427710769999996,17.937592119024494,null,{"$f":"IF($D109=\"Connection\",VLOOKUP(C109,'Input - General'!$F$62:$N$79,6,FALSE),0)","v":0},null,0.1801212933606588,90.793766941098312,16.353890730516852,null,8.6527813038891108E-2,107.14765767161516,9.2712524905646241]
[null,{"$f":"'Input - Inventory'!B107","v":99},{"$f":"'Input - Inventory'!C107","v":"MBF2x160"},{"$f":"'Input - Inventory'!D107","v":"Lamp"},{"$f":"'Input - Inventory'!E107","v":"Traffic"},{"$f":"'Input - Inventory'!F107","v":"Major > 130w"},{"$f":"'Input - Inventory'!G107","v":"2"},null,"Lamp - MBF2x160",null,46.304857749801108,0,0,null,0,0,10.769946599938873,0.33333333333333331,0,0,10.769946599938873,4.9094211792429674E-3,10.769946599938873,0.16666666666666666,10.769946599938873,4.590314436538903E-3,10.769946599938873,4.0032025620496396E-2,161.54919899908307,2.1598272138228944E-2,269.24866499847184,1.2221950623319483E-2,0,0,12923.935919926647,1.1123470522803115E-4,9154.4546099480413,2.4953586329427266E-4,0,0,0,0,16.420310112706808,null,21.539893199877746,0.33333333333333331,41.541712499999988,4.9094211792429674E-3,11.273206249999998,0.16666666666666666,0,4.9094211792429674E-3,9.2627778714621023,null,77.120202567838845,0.04,2.2699999999999996,77.120202567838845,1.4200000000000001E-2,0,77.120202567838845,0.01,0,7.0025143931597658,null,10.769946599938873,0.04,11.273206249999998,1.4200000000000001E-2,0,0.01,0.59087739274755491,null,31.235081249999993,9.0799999999999978E-2,2.8361453774999985,null,{"$f":"IF($D110=\"Connection\",VLOOKUP(C110,'Input - General'!$F$62:$N$79,6,FALSE),0)","v":0},null,0.1801212933606588,36.112625147576225,6.5046527482300815,null,8.6527813038891108E-2,42.617277895806311,3.6875798539947953]
[null,{"$f":"'Input - Inventory'!B108","v":100},{"$f":"'Input - Inventory'!C108","v":"MBF2x175"},{"$f":"'Input - Inventory'!D108","v":"Lamp"},{"$f":"'Input - Inventory'!E108","v":"Traffic"},{"$f":"'Input - Inventory'!F108","v":"Major > 130w"},{"$f":"'Input - Inventory'!G108","v":"2"},null,"Lamp - MBF2x175",null,46.304857749801108,0,0,null,0,0,10.769946599938873,0.33333333333333331,0,0,10.769946599938873,4.9094211792429674E-3,10.769946599938873,0.16666666666666666,10.769946599938873,4.590314436538903E-3,10.769946599938873,4.0032025620496396E-2,161.54919899908307,2.1598272138228944E-2,269.24866499847184,1.2221950623319483E-2,0,0,12923.935919926647,1.1123470522803115E-4,9154.4546099480413,2.4953586329427266E-4,0,0,0,0,16.420310112706808,null,21.539893199877746,0.33333333333333331,41.541712499999988,4.9094211792429674E-3,11.273206249999998,0.16666666666666666,0,4.9094211792429674E-3,9.2627778714621023,null,77.120202567838845,0.04,2.2699999999999996,77.120202567838845,1.4200000000000001E-2,0,77.120202567838845,0.01,0,7.0025143931597658,null,10.769946599938873,0.04,11.273206249999998,1.4200000000000001E-2,0,0.01,0.59087739274755491,null,31.235081249999993,9.0799999999999978E-2,2.8361453774999985,null,{"$f":"IF($D111=\"Connection\",VLOOKUP(C111,'Input - General'!$F$62:$N$79,6,FALSE),0)","v":0},null,0.1801212933606588,36.112625147576225,6.5046527482300815,null,8.6527813038891108E-2,42.617277895806311,3.6875798539947953]
[null,{"$f":"'Input - Inventory'!B109","v":101},{"$f":"'Input - Inventory'!C109","v":"MBF2x400"},{"$f":"'Input - Inventory'!D109","v":"Lamp"},{"$f":"'Input - Inventory'!E109","v":"Traffic"},{"$f":"'Input - Inventory'!F109","v":"Major > 130w"},{"$f":"'Input - Inventory'!G109","v":"2"},null,"Lamp - MBF2x400",null,106.39844285520505,0,0,null,0,0,10.769946599938873,0.33333333333333331,0,0,10.769946599938873,4.9094211792429674E-3,10.769946599938873,0.16666666666666666,10.769946599938873,4.590314436538903E-3,10.769946599938873,4.0032025620496396E-2,161.54919899908307,2.1598272138228944E-2,269.24866499847184,1.2221950623319483E-2,0,0,12923.935919926647,1.1123470522803115E-4,9154.4546099480413,2.4953586329427266E-4,0,0,0,0,16.420310112706808,null,21.539893199877746,0.33333333333333331,41.541712499999988,4.9094211792429674E-3,11.273206249999998,0.16666666666666666,0,4.9094211792429674E-3,9.2627778714621023,null,77.120202567838845,0.22254632888888881,2.2699999999999996,77.120202567838845,1.4200000000000001E-2,0,77.120202567838845,0.01,0,38.95959677973277,null,10.769946599938873,0.22254632888888881,11.273206249999998,1.4200000000000001E-2,0,0.01,2.5568916068957659,null,31.235081249999993,0.50518016657777753,15.779343548945413,null,{"$f":"IF($D112=\"Connection\",VLOOKUP(C112,'Input - General'!$F$62:$N$79,6,FALSE),0)","v":0},null,0.1801212933606588,82.97891991974285,14.946270377614615,null,8.6527813038891108E-2,97.92519029735746,8.4732525578475801]
[null,{"$f":"'Input - Inventory'!B110","v":102},{"$f":"'Input - Inventory'!C110","v":"MBF2x80"},{"$f":"'Input - Inventory'!D110","v":"Lamp"},{"$f":"'Input - Inventory'!E110","v":"NonTraffic"},{"$f":"'Input - Inventory'!F110","v":"Minor < 130w"},{"$f":"'Input - Inventory'!G110","v":"2"},null,"Lamp - MBF2x80",null,69.549810945980198,0,0,null,10.769946599938873,0.33333333333333331,0,0,10.769946599938873,1.8504811250925242E-2,0,0,10.769946599938873,0.16666666666666666,10.769946599938873,4.590314436538903E-3,10.769946599938873,4.0032025620496396E-2,161.54919899908307,2.1598272138228944E-2,269.24866499847184,1.2221950623319483E-2,0,0,12923.935919926647,1.1123470522803115E-4,9154.4546099480413,2.4953586329427266E-4,0,0,0,0,16.566731737784167,null,21.539893199877746,0.33333333333333331,41.541712499999988,1.8504811250925242E-2,11.273206249999998,0.16666666666666666,0,1.8504811250925242E-2,9.8275536571452822,null,77.120202567838845,0.15843839888888889,1.5133333333333332,77.120202567838845,1.4200000000000001E-2,0,77.120202567838845,0.01,0,18.491119477477213,null,10.769946599938873,0.15843839888888889,11.273206249999998,1.4200000000000001E-2,0,0.01,1.8664526241631476,null,31.235081249999993,0.2397701103185185,7.4892388771203873,null,{"$f":"IF($D113=\"Connection\",VLOOKUP(C113,'Input - General'!$F$62:$N$79,6,FALSE),0)","v":0},null,0.1801212933606588,54.241096373690198,9.7699764321292175,null,8.6527813038891108E-2,64.01107280581941,5.5387381401607891]
[null,{"$f":"'Input - Inventory'!B111","v":103},{"$f":"'Input - Inventory'!C111","v":"MBF3x160"},{"$f":"'Input - Inventory'!D111","v":"Lamp"},{"$f":"'Input - Inventory'!E111","v":"Traffic"},{"$f":"'Input - Inventory'!F111","v":"Major > 130w"},{"$f":"'Input - Inventory'!G111","v":"3"},null,"Lamp - MBF3x160",null,50.90805716870382,0,0,null,0,0,10.769946599938873,0.33333333333333331,0,0,10.769946599938873,4.9094211792429674E-3,10.769946599938873,0.16666666666666666,10.769946599938873,4.590314436538903E-3,10.769946599938873,4.0032025620496396E-2,161.54919899908307,2.1598272138228944E-2,269.24866499847184,1.2221950623319483E-2,0,0,12923.935919926647,1.1123470522803115E-4,9154.4546099480413,2.4953586329427266E-4,0,0,0,0,16.420310112706808,null,32.309839799816615,0.33333333333333331,41.541712499999988,4.9094211792429674E-3,11.273206249999998,0.16666666666666666,0,4.9094211792429674E-3,12.852760071441725,null,77.120202567838845,0.04,2.2699999999999996,77.120202567838845,1.4200000000000001E-2,0,77.120202567838845,0.01,0,7.0025143931597658,null,10.769946599938873,0.04,11.273206249999998,1.4200000000000001E-2,0,0.01,0.59087739274755491,null,31.235081249999993,9.0799999999999978E-2,2.8361453774999985,null,{"$f":"IF($D114=\"Connection\",VLOOKUP(C114,'Input - General'!$F$62:$N$79,6,FALSE),0)","v":0},null,0.1801212933606588,39.702607347555855,7.1512849852321558,null,8.6527813038891108E-2,46.853892332788007,4.054164835915814]
[null,{"$f":"'Input - Inventory'!B112","v":104},{"$f":"'Input - Inventory'!C112","v":"MBF3x250"},{"$f":"'Input - Inventory'!D112","v":"Lamp"},{"$f":"'Input - Inventory'!E112","v":"Traffic"},{"$f":"'Input - Inventory'!F112","v":"Major > 130w"},{"$f":"'Input - Inventory'!G112","v":"3"},null,"Lamp - MBF3x250",null,141.27021102525856,0,0,null,0,0,10.769946599938873,0.33333333333333331,0,0,10.769946599938873,4.9094211792429674E-3,10.769946599938873,0.16666666666666666,10.769946599938873,4.590314436538903E-3,10.769946599938873,4.0032025620496396E-2,161.54919899908307,2.1598272138228944E-2,269.24866499847184,1.2221950623319483E-2,0,0,12923.935919926647,1.1123470522803115E-4,9154.4546099480413,2.4953586329427266E-4,0,0,0,0,16.420310112706808,null,32.309839799816615,0.33333333333333331,41.541712499999988,4.9094211792429674E-3,11.273206249999998,0.16666666666666666,0,4.9094211792429674E-3,12.852760071441725,null,77.120202567838845,0.3144931830589629,2.2699999999999996,77.120202567838845,1.4200000000000001E-2,0,77.120202567838845,0.01,0,55.056076023025419,null,10.769946599938873,0.3144931830589629,11.273206249999998,1.4200000000000001E-2,0,0.01,3.5471543163398307,null,31.235081249999993,0.71389952554384561,22.298709684698462,null,{"$f":"IF($D115=\"Connection\",VLOOKUP(C115,'Input - General'!$F$62:$N$79,6,FALSE),0)","v":0},null,0.1801212933606588,110.17501020821223,19.844865334726972,null,8.6527813038891108E-2,130.01987554293922,11.250335482319334]
[null,{"$f":"'Input - Inventory'!B113","v":105},{"$f":"'Input - Inventory'!C113","v":"MBF3x400"},{"$f":"'Input - Inventory'!D113","v":"Lamp"},{"$f":"'Input - Inventory'!E113","v":"Traffic"},{"$f":"'Input - Inventory'!F113","v":"Major > 130w"},{"$f":"'Input - Inventory'!G113","v":"3"},null,"Lamp - MBF3x400",null,146.65266197293496,0,0,null,0,0,10.769946599938873,0.33333333333333331,0,0,10.769946599938873,4.9094211792429674E-3,10.769946599938873,0.16666666666666666,10.769946599938873,4.590314436538903E-3,10.769946599938873,4.0032025620496396E-2,161.54919899908307,2.1598272138228944E-2,269.24866499847184,1.2221950623319483E-2,0,0,12923.935919926647,1.1123470522803115E-4,9154.4546099480413,2.4953586329427266E-4,0,0,0,0,16.420310112706808,null,32.309839799816615,0.33333333333333331,41.541712499999988,4.9094211792429674E-3,11.273206249999998,0.16666666666666666,0,4.9094211792429674E-3,12.852760071441725,null,77.120202567838845,0.33084345837037032,2.2699999999999996,77.120202567838845,1.4200000000000001E-2,0,77.120202567838845,0.01,0,57.918401978031802,null,10.769946599938873,0.33084345837037032,11.273206249999998,1.4200000000000001E-2,0,0.01,3.7232459083379879,null,31.235081249999993,0.75101465050074045,23.458003628330975,null,{"$f":"IF($D116=\"Connection\",VLOOKUP(C116,'Input - General'!$F$62:$N$79,6,FALSE),0)","v":0},null,0.1801212933606588,114.37272169884929,20.600962557575418,null,8.6527813038891108E-2,134.97368425642472,11.678977716510238]
[null,{"$f":"'Input - Inventory'!B114","v":106},{"$f":"'Input - Inventory'!C114","v":"MBF3x80"},{"$f":"'Input - Inventory'!D114","v":"Lamp"},{"$f":"'Input - Inventory'!E114","v":"NonTraffic"},{"$f":"'Input - Inventory'!F114","v":"Minor < 130w"},{"$f":"'Input - Inventory'!G114","v":"3"},null,"Lamp - MBF3x80",null,89.734892719017282,0,0,null,10.769946599938873,0.33333333333333331,0,0,10.769946599938873,1.8504811250925242E-2,0,0,10.769946599938873,0.16666666666666666,10.769946599938873,4.590314436538903E-3,10.769946599938873,4.0032025620496396E-2,161.54919899908307,2.1598272138228944E-2,269.24866499847184,1.2221950623319483E-2,0,0,12923.935919926647,1.1123470522803115E-4,9154.4546099480413,2.4953586329427266E-4,0,0,0,0,16.566731737784167,null,32.309839799816615,0.33333333333333331,41.541712499999988,1.8504811250925242E-2,11.273206249999998,0.16666666666666666,0,1.8504811250925242E-2,13.417535857124905,null,77.120202567838845,0.22797943919403707,1.5133333333333332,77.120202567838845,1.4200000000000001E-2,0,77.120202567838845,0.01,0,26.607155071678939,null,10.769946599938873,0.22797943919403707,11.273206249999998,1.4200000000000001E-2,0,0.01,2.6154059147537905,null,31.235081249999993,0.34500888464697604,10.776380543920173,null,{"$f":"IF($D117=\"Connection\",VLOOKUP(C117,'Input - General'!$F$62:$N$79,6,FALSE),0)","v":0},null,0.1801212933606588,69.983209125261979,12.605466141171647,null,8.6527813038891108E-2,82.588675266433626,7.1462174525836586]
[null,{"$f":"'Input - Inventory'!B115","v":107},{"$f":"'Input - Inventory'!C115","v":"MBF4x1000"},{"$f":"'Input - Inventory'!D115","v":"Lamp"},{"$f":"'Input - Inventory'!E115","v":"Traffic"},{"$f":"'Input - Inventory'!F115","v":"Major > 130w"},{"$f":"'Input - Inventory'!G115","v":"4"},null,"Lamp - MBF4x1000",null,336.6694775426032,0,0,null,0,0,10.769946599938873,0.33333333333333331,0,0,10.769946599938873,4.9094211792429674E-3,10.769946599938873,0.16666666666666666,10.769946599938873,4.590314436538903E-3,10.769946599938873,4.0032025620496396E-2,161.54919899908307,2.1598272138228944E-2,269.24866499847184,1.2221950623319483E-2,0,0,12923.935919926647,1.1123470522803115E-4,9154.4546099480413,2.4953586329427266E-4,0,0,0,0,16.420310112706808,null,430.79786399755494,0.33333333333333331,41.541712499999988,4.9094211792429674E-3,11.273206249999998,0.16666666666666666,0,4.9094211792429674E-3,145.68210147068783,null,77.120202567838845,0.28360703999999992,2.2699999999999996,77.120202567838845,1.4200000000000001E-2,0,77.120202567838845,0.01,0,49.649059490035924,null,107.69946599938874,0.28360703999999992,11.273206249999998,1.4200000000000001E-2,0,0.01,30.704406290417271,null,31.235081249999993,0.64378798079999966,20.108769888061424,null,{"$f":"IF($D118=\"Connection\",VLOOKUP(C118,'Input - General'!$F$62:$N$79,6,FALSE),0)","v":0},null,0.1801212933606588,262.56464725190926,47.293483853799046,null,8.6527813038891108E-2,309.85813110570825,26.811346436894933]
[null,{"$f":"'Input - Inventory'!B116","v":108},{"$f":"'Input - Inventory'!C116","v":"MBF4x80"},{"$f":"'Input - Inventory'!D116","v":"Lamp"},{"$f":"'Input - Inventory'!E116","v":"NonTraffic"},{"$f":"'Input - Inventory'!F116","v":"Minor < 130w"},{"$f":"'Input - Inventory'!G116","v":"4"},null,"Lamp - MBF4x80",null,108.63239161352438,0,0,null,10.769946599938873,0.33333333333333331,0,0,10.769946599938873,1.8504811250925242E-2,0,0,10.769946599938873,0.16666666666666666,10.769946599938873,4.590314436538903E-3,10.769946599938873,4.0032025620496396E-2,161.54919899908307,2.1598272138228944E-2,269.24866499847184,1.2221950623319483E-2,0,0,12923.935919926647,1.1123470522803115E-4,9154.4546099480413,2.4953586329427266E-4,0,0,0,0,16.566731737784167,null,43.079786399755491,0.33333333333333331,41.541712499999988,1.8504811250925242E-2,11.273206249999998,0.16666666666666666,0,1.8504811250925242E-2,17.00751805710453,null,77.120202567838845,0.2917740715353031,1.5133333333333332,77.120202567838845,1.4200000000000001E-2,0,77.120202567838845,0.01,0,34.052535591279792,null,10.769946599938873,0.2917740715353031,11.273206249999998,1.4200000000000001E-2,0,0.01,3.302470698431959,null,31.235081249999993,0.44155142825675864,13.791894737653399,null,{"$f":"IF($D119=\"Connection\",VLOOKUP(C119,'Input - General'!$F$62:$N$79,6,FALSE),0)","v":0},null,0.1801212933606588,84.721150822253847,15.260083261107804,null,8.6527813038891108E-2,99.981234083361656,8.6511575301627239]
[null,{"$f":"'Input - Inventory'!B117","v":109},{"$f":"'Input - Inventory'!C117","v":"MBF6x125"},{"$f":"'Input - Inventory'!D117","v":"Lamp"},{"$f":"'Input - Inventory'!E117","v":"Traffic"},{"$f":"'Input - Inventory'!F117","v":"Major > 130w"},{"$f":"'Input - Inventory'!G117","v":"6"},null,"Lamp - MBF6x125",null,243.51835488689642,0,0,null,0,0,10.769946599938873,0.33333333333333331,0,0,10.769946599938873,4.9094211792429674E-3,10.769946599938873,0.16666666666666666,10.769946599938873,4.590314436538903E-3,10.769946599938873,4.0032025620496396E-2,161.54919899908307,2.1598272138228944E-2,269.24866499847184,1.2221950623319483E-2,0,0,12923.935919926647,1.1123470522803115E-4,9154.4546099480413,2.4953586329427266E-4,0,0,0,0,16.420310112706808,null,64.61967959963323,0.33333333333333331,41.541712499999988,4.9094211792429674E-3,11.273206249999998,0.16666666666666666,0,4.9094211792429674E-3,23.622706671380598,null,77.120202567838845,0.58314301987824635,2.2699999999999996,77.120202567838845,1.4200000000000001E-2,0,77.120202567838845,0.01,0,102.08668474920179,null,10.769946599938873,0.58314301987824635,11.273206249999998,1.4200000000000001E-2,0,0.01,6.4404987129658053,null,31.235081249999993,1.3237346551236189,41.346959506226952,null,{"$f":"IF($D120=\"Connection\",VLOOKUP(C120,'Input - General'!$F$62:$N$79,6,FALSE),0)","v":0},null,0.1801212933606588,189.91715975248195,34.2081244459999,null,8.6527813038891108E-2,224.12528419848184,19.393070688414571]
[null,{"$f":"'Input - Inventory'!B118","v":110},{"$f":"'Input - Inventory'!C118","v":"MBF6x160"},{"$f":"'Input - Inventory'!D118","v":"Lamp"},{"$f":"'Input - Inventory'!E118","v":"Traffic"},{"$f":"'Input - Inventory'!F118","v":"Major > 130w"},{"$f":"'Input - Inventory'!G118","v":"6"},null,"Lamp - MBF6x160",null,64.717655425411962,0,0,null,0,0,10.769946599938873,0.33333333333333331,0,0,10.769946599938873,4.9094211792429674E-3,10.769946599938873,0.16666666666666666,10.769946599938873,4.590314436538903E-3,10.769946599938873,4.0032025620496396E-2,161.54919899908307,2.1598272138228944E-2,269.24866499847184,1.2221950623319483E-2,0,0,12923.935919926647,1.1123470522803115E-4,9154.4546099480413,2.4953586329427266E-4,0,0,0,0,16.420310112706808,null,64.61967959963323,0.33333333333333331,41.541712499999988,4.9094211792429674E-3,11.273206249999998,0.16666666666666666,0,4.9094211792429674E-3,23.622706671380598,null,77.120202567838845,0.04,2.2699999999999996,77.120202567838845,1.4200000000000001E-2,0,77.120202567838845,0.01,0,7.0025143931597658,null,10.769946599938873,0.04,11.273206249999998,1.4200000000000001E-2,0,0.01,0.59087739274755491,null,31.235081249999993,9.0799999999999978E-2,2.8361453774999985,null,{"$f":"IF($D121=\"Connection\",VLOOKUP(C121,'Input - General'!$F$62:$N$79,6,FALSE),0)","v":0},null,0.1801212933606588,50.472553947494724,9.0911816962383742,null,8.6527813038891108E-2,59.563735643733096,5.153919781678872]
[null,{"$f":"'Input - Inventory'!B119","v":111},{"$f":"'Input - Inventory'!C119","v":"MBF9x160"},{"$f":"'Input - Inventory'!D119","v":"Lamp"},{"$f":"'Input - Inventory'!E119","v":"Traffic"},{"$f":"'Input - Inventory'!F119","v":"Major > 130w"},{"$f":"'Input - Inventory'!G119","v":"9"},null,"Lamp - MBF9x160",null,78.527253682120119,0,0,null,0,0,10.769946599938873,0.33333333333333331,0,0,10.769946599938873,4.9094211792429674E-3,10.769946599938873,0.16666666666666666,10.769946599938873,4.590314436538903E-3,10.769946599938873,4.0032025620496396E-2,161.54919899908307,2.1598272138228944E-2,269.24866499847184,1.2221950623319483E-2,0,0,12923.935919926647,1.1123470522803115E-4,9154.4546099480413,2.4953586329427266E-4,0,0,0,0,16.420310112706808,null,96.929519399449859,0.33333333333333331,41.541712499999988,4.9094211792429674E-3,11.273206249999998,0.16666666666666666,0,4.9094211792429674E-3,34.392653271319467,null,77.120202567838845,0.04,2.2699999999999996,77.120202567838845,1.4200000000000001E-2,0,77.120202567838845,0.01,0,7.0025143931597658,null,10.769946599938873,0.04,11.273206249999998,1.4200000000000001E-2,0,0.01,0.59087739274755491,null,31.235081249999993,9.0799999999999978E-2,2.8361453774999985,null,{"$f":"IF($D122=\"Connection\",VLOOKUP(C122,'Input - General'!$F$62:$N$79,6,FALSE),0)","v":0},null,0.1801212933606588,61.242500547433593,11.031078407244593,null,8.6527813038891108E-2,72.273578954678186,6.2536747274419291]
[null,{"$f":"'Input - Inventory'!B120","v":112},{"$f":"'Input - Inventory'!C120","v":"MBI1x100"},{"$f":"'Input - Inventory'!D120","v":"Lamp"},{"$f":"'Input - Inventory'!E120","v":"Traffic"},{"$f":"'Input - Inventory'!F120","v":"Minor < 130w"},{"$f":"'Input - Inventory'!G120","v":"1"},null,"Lamp - MBI1x100",null,52.924746962434625,1,52.924746962434625,null,10.769946599938873,0.33333333333333331,0,0,10.769946599938873,1.8504811250925242E-2,0,0,10.769946599938873,0.16666666666666666,10.769946599938873,4.590314436538903E-3,10.769946599938873,4.0032025620496396E-2,161.54919899908307,2.1598272138228944E-2,269.24866499847184,1.2221950623319483E-2,0,0,12923.935919926647,1.1123470522803115E-4,9154.4546099480413,2.4953586329427266E-4,0,0,0,0,16.566731737784167,null,32.309839799816615,0.33333333333333331,41.541712499999988,1.8504811250925242E-2,11.273206249999998,0.16666666666666666,0,0,13.417535857124905,null,77.120202567838845,0.04,2.2699999999999996,77.120202567838845,1.4200000000000001E-2,0,77.120202567838845,0.01,0,7.0025143931597658,null,32.309839799816615,0.04,11.273206249999998,1.4200000000000001E-2,0,0.01,1.4524731207426647,null,31.235081249999993,9.0799999999999978E-2,2.8361453774999985,null,{"$f":"IF($D123=\"Connection\",VLOOKUP(C123,'Input - General'!$F$62:$N$79,6,FALSE),0)","v":0},null,0.1801212933606588,41.275400486311497,7.4345785195735923,null,8.6527813038891108E-2,48.709979005885089,4.2147679565495357]
[null,{"$f":"'Input - Inventory'!B121","v":113},{"$f":"'Input - Inventory'!C121","v":"MBI1x100 (P09)"},{"$f":"'Input - Inventory'!D121","v":"Lamp"},{"$f":"'Input - Inventory'!E121","v":"Traffic"},{"$f":"'Input - Inventory'!F121","v":"Minor < 130w"},{"$f":"'Input - Inventory'!G121","v":1},null,"Lamp - MBI1x100 (P09)",null,52.924746962434625,34,1799.4413967227772,null,10.769946599938873,0.33333333333333331,0,0,10.769946599938873,1.8504811250925242E-2,0,0,10.769946599938873,0.16666666666666666,10.769946599938873,4.590314436538903E-3,10.769946599938873,4.0032025620496396E-2,161.54919899908307,2.1598272138228944E-2,269.24866499847184,1.2221950623319483E-2,0,0,12923.935919926647,1.1123470522803115E-4,9154.4546099480413,2.4953586329427266E-4,0,0,0,0,16.566731737784167,null,32.309839799816615,0.33333333333333331,41.541712499999988,1.8504811250925242E-2,11.273206249999998,0.16666666666666666,0,0,13.417535857124905,null,77.120202567838845,0.04,2.2699999999999996,77.120202567838845,1.4200000000000001E-2,0,77.120202567838845,0.01,0,7.0025143931597658,null,32.309839799816615,0.04,11.273206249999998,1.4200000000000001E-2,0,0.01,1.4524731207426647,null,31.235081249999993,9.0799999999999978E-2,2.8361453774999985,null,{"$f":"IF($D124=\"Connection\",VLOOKUP(C124,'Input - General'!$F$62:$N$79,6,FALSE),0)","v":0},null,0.1801212933606588,41.275400486311497,7.4345785195735923,null,8.6527813038891108E-2,48.709979005885089,4.2147679565495357]
[null,{"$f":"'Input - Inventory'!B122","v":114},{"$f":"'Input - Inventory'!C122","v":"MBI1x1000"},{"$f":"'Input - Inventory'!D122","v":"Lamp"},{"$f":"'Input - Inventory'!E122","v":"Traffic"},{"$f":"'Input - Inventory'!F122","v":"Major > 130w"},{"$f":"'Input - Inventory'!G122","v":"1"},null,"Lamp - MBI1x1000",null,88.101908473437774,1,88.101908473437774,null,0,0,10.769946599938873,0.33333333333333331,0,0,10.769946599938873,4.9094211792429674E-3,10.769946599938873,0.16666666666666666,10.769946599938873,4.590314436538903E-3,10.769946599938873,4.0032025620496396E-2,161.54919899908307,2.1598272138228944E-2,269.24866499847184,1.2221950623319483E-2,0,0,12923.935919926647,1.1123470522803115E-4,9154.4546099480413,2.4953586329427266E-4,0,0,0,0,16.420310112706808,null,107.69946599938874,0.33333333333333331,41.541712499999988,4.9094211792429674E-3,11.273206249999998,0.16666666666666666,0,4.9094211792429674E-3,37.982635471299098,null,77.120202567838845,0.04,2.2699999999999996,77.120202567838845,1.4200000000000001E-2,0,77.120202567838845,0.01,0,7.0025143931597658,null,107.69946599938874,0.04,11.273206249999998,1.4200000000000001E-2,0,0.01,4.4680581687255492,null,31.235081249999993,9.0799999999999978E-2,2.8361453774999985,null,{"$f":"IF($D125=\"Connection\",VLOOKUP(C125,'Input - General'!$F$62:$N$79,6,FALSE),0)","v":0},null,0.1801212933606588,68.709663523391214,12.376073460208906,null,8.6527813038891108E-2,81.085736983600128,7.0161714898376504]
[null,{"$f":"'Input - Inventory'!B123","v":115},{"$f":"'Input - Inventory'!C123","v":"MBI1x1000 (P09)"},{"$f":"'Input - Inventory'!D123","v":"Lamp"},{"$f":"'Input - Inventory'!E123","v":"Traffic"},{"$f":"'Input - Inventory'!F123","v":"Major > 130w"},{"$f":"'Input - Inventory'!G123","v":1},null,"Lamp - MBI1x1000 (P09)",null,88.101908473437774,10,881.01908473437777,null,0,0,10.769946599938873,0.33333333333333331,0,0,10.769946599938873,4.9094211792429674E-3,10.769946599938873,0.16666666666666666,10.769946599938873,4.590314436538903E-3,10.769946599938873,4.0032025620496396E-2,161.54919899908307,2.1598272138228944E-2,269.24866499847184,1.2221950623319483E-2,0,0,12923.935919926647,1.1123470522803115E-4,9154.4546099480413,2.4953586329427266E-4,0,0,0,0,16.420310112706808,null,107.69946599938874,0.33333333333333331,41.541712499999988,4.9094211792429674E-3,11.273206249999998,0.16666666666666666,0,4.9094211792429674E-3,37.982635471299098,null,77.120202567838845,0.04,2.2699999999999996,77.120202567838845,1.4200000000000001E-2,0,77.120202567838845,0.01,0,7.0025143931597658,null,107.69946599938874,0.04,11.273206249999998,1.4200000000000001E-2,0,0.01,4.4680581687255492,null,31.235081249999993,9.0799999999999978E-2,2.8361453774999985,null,{"$f":"IF($D126=\"Connection\",VLOOKUP(C126,'Input - General'!$F$62:$N$79,6,FALSE),0)","v":0},null,0.1801212933606588,68.709663523391214,12.376073460208906,null,8.6527813038891108E-2,81.085736983600128,7.0161714898376504]
[null,{"$f":"'Input - Inventory'!B124","v":116},{"$f":"'Input - Inventory'!C124","v":"MBI1x150"},{"$f":"'Input - Inventory'!D124","v":"Lamp"},{"$f":"'Input - Inventory'!E124","v":"Traffic"},{"$f":"'Input - Inventory'!F124","v":"Major > 130w"},{"$f":"'Input - Inventory'!G124","v":"1"},null,"Lamp - MBI1x150",null,88.101908473437774,5,440.50954236718889,null,0,0,10.769946599938873,0.33333333333333331,0,0,10.769946599938873,4.9094211792429674E-3,10.769946599938873,0.16666666666666666,10.769946599938873,4.590314436538903E-3,10.769946599938873,4.0032025620496396E-2,161.54919899908307,2.1598272138228944E-2,269.24866499847184,1.2221950623319483E-2,0,0,12923.935919926647,1.1123470522803115E-4,9154.4546099480413,2.4953586329427266E-4,0,0,0,0,16.420310112706808,null,107.69946599938874,0.33333333333333331,41.541712499999988,4.9094211792429674E-3,11.273206249999998,0.16666666666666666,0,4.9094211792429674E-3,37.982635471299098,null,77.120202567838845,0.04,2.2699999999999996,77.120202567838845,1.4200000000000001E-2,0,77.120202567838845,0.01,0,7.0025143931597658,null,107.69946599938874,0.04,11.273206249999998,1.4200000000000001E-2,0,0.01,4.4680581687255492,null,31.235081249999993,9.0799999999999978E-2,2.8361453774999985,null,{"$f":"IF($D127=\"Connection\",VLOOKUP(C127,'Input - General'!$F$62:$N$79,6,FALSE),0)","v":0},null,0.1801212933606588,68.709663523391214,12.376073460208906,null,8.6527813038891108E-2,81.085736983600128,7.0161714898376504]
[null,{"$f":"'Input - Inventory'!B125","v":117},{"$f":"'Input - Inventory'!C125","v":"MBI1x150 (P09)"},{"$f":"'Input - Inventory'!D125","v":"Lamp"},{"$f":"'Input - Inventory'!E125","v":"Traffic"},{"$f":"'Input - Inventory'!F125","v":"Major > 130w"},{"$f":"'Input - Inventory'!G125","v":1},null,"Lamp - MBI1x150 (P09)",null,88.101908473437774,69,6079.0316846672067,null,0,0,10.769946599938873,0.33333333333333331,0,0,10.769946599938873,4.9094211792429674E-3,10.769946599938873,0.16666666666666666,10.769946599938873,4.590314436538903E-3,10.769946599938873,4.0032025620496396E-2,161.54919899908307,2.1598272138228944E-2,269.24866499847184,1.2221950623319483E-2,0,0,12923.935919926647,1.1123470522803115E-4,9154.4546099480413,2.4953586329427266E-4,0,0,0,0,16.420310112706808,null,107.69946599938874,0.33333333333333331,41.541712499999988,4.9094211792429674E-3,11.273206249999998,0.16666666666666666,0,4.9094211792429674E-3,37.982635471299098,null,77.120202567838845,0.04,2.2699999999999996,77.120202567838845,1.4200000000000001E-2,0,77.120202567838845,0.01,0,7.0025143931597658,null,107.69946599938874,0.04,11.273206249999998,1.4200000000000001E-2,0,0.01,4.4680581687255492,null,31.235081249999993,9.0799999999999978E-2,2.8361453774999985,null,{"$f":"IF($D128=\"Connection\",VLOOKUP(C128,'Input - General'!$F$62:$N$79,6,FALSE),0)","v":0},null,0.1801212933606588,68.709663523391214,12.376073460208906,null,8.6527813038891108E-2,81.085736983600128,7.0161714898376504]
[null,{"$f":"'Input - Inventory'!B126","v":118},{"$f":"'Input - Inventory'!C126","v":"MBI1x1500"},{"$f":"'Input - Inventory'!D126","v":"Lamp"},{"$f":"'Input - Inventory'!E126","v":"Traffic"},{"$f":"'Input - Inventory'!F126","v":"Major > 130w"},{"$f":"'Input - Inventory'!G126","v":"1"},null,"Lamp - MBI1x1500",null,88.101908473437774,0,0,null,0,0,10.769946599938873,0.33333333333333331,0,0,10.769946599938873,4.9094211792429674E-3,10.769946599938873,0.16666666666666666,10.769946599938873,4.590314436538903E-3,10.769946599938873,4.0032025620496396E-2,161.54919899908307,2.1598272138228944E-2,269.24866499847184,1.2221950623319483E-2,0,0,12923.935919926647,1.1123470522803115E-4,9154.4546099480413,2.4953586329427266E-4,0,0,0,0,16.420310112706808,null,107.69946599938874,0.33333333333333331,41.541712499999988,4.9094211792429674E-3,11.273206249999998,0.16666666666666666,0,4.9094211792429674E-3,37.982635471299098,null,77.120202567838845,0.04,2.2699999999999996,77.120202567838845,1.4200000000000001E-2,0,77.120202567838845,0.01,0,7.0025143931597658,null,107.69946599938874,0.04,11.273206249999998,1.4200000000000001E-2,0,0.01,4.4680581687255492,null,31.235081249999993,9.0799999999999978E-2,2.8361453774999985,null,{"$f":"IF($D129=\"Connection\",VLOOKUP(C129,'Input - General'!$F$62:$N$79,6,FALSE),0)","v":0},null,0.1801212933606588,68.709663523391214,12.376073460208906,null,8.6527813038891108E-2,81.085736983600128,7.0161714898376504]
[null,{"$f":"'Input - Inventory'!B127","v":119},{"$f":"'Input - Inventory'!C127","v":"MBI1x250"},{"$f":"'Input - Inventory'!D127","v":"Lamp"},{"$f":"'Input - Inventory'!E127","v":"Traffic"},{"$f":"'Input - Inventory'!F127","v":"Major > 130w"},{"$f":"'Input - Inventory'!G127","v":"1"},null,"Lamp - MBI1x250",null,52.012825029240481,2,104.02565005848096,null,0,0,10.769946599938873,0.33333333333333331,0,0,10.769946599938873,4.9094211792429674E-3,10.769946599938873,0.16666666666666666,10.769946599938873,4.590314436538903E-3,10.769946599938873,4.0032025620496396E-2,161.54919899908307,2.1598272138228944E-2,269.24866499847184,1.2221950623319483E-2,0,0,12923.935919926647,1.1123470522803115E-4,9154.4546099480413,2.4953586329427266E-4,0,0,0,0,16.420310112706808,null,32.309839799816615,0.33333333333333331,41.541712499999988,4.9094211792429674E-3,11.273206249999998,0.16666666666666666,0,4.9094211792429674E-3,12.852760071441725,null,77.120202567838845,0.04,2.2699999999999996,77.120202567838845,1.4200000000000001E-2,0,77.120202567838845,0.01,0,7.0025143931597658,null,32.309839799816615,0.04,11.273206249999998,1.4200000000000001E-2,0,0.01,1.4524731207426647,null,31.235081249999993,9.0799999999999978E-2,2.8361453774999985,null,{"$f":"IF($D130=\"Connection\",VLOOKUP(C130,'Input - General'!$F$62:$N$79,6,FALSE),0)","v":0},null,0.1801212933606588,40.564203075550964,7.3064767221126532,null,8.6527813038891108E-2,47.87067979766362,4.1421452315768592]
[null,{"$f":"'Input - Inventory'!B128","v":120},{"$f":"'Input - Inventory'!C128","v":"MBI1x250 (P09)"},{"$f":"'Input - Inventory'!D128","v":"Lamp"},{"$f":"'Input - Inventory'!E128","v":"Traffic"},{"$f":"'Input - Inventory'!F128","v":"Major > 130w"},{"$f":"'Input - Inventory'!G128","v":1},null,"Lamp - MBI1x250 (P09)",null,52.012825029240481,61,3172.7823267836693,null,0,0,10.769946599938873,0.33333333333333331,0,0,10.769946599938873,4.9094211792429674E-3,10.769946599938873,0.16666666666666666,10.769946599938873,4.590314436538903E-3,10.769946599938873,4.0032025620496396E-2,161.54919899908307,2.1598272138228944E-2,269.24866499847184,1.2221950623319483E-2,0,0,12923.935919926647,1.1123470522803115E-4,9154.4546099480413,2.4953586329427266E-4,0,0,0,0,16.420310112706808,null,32.309839799816615,0.33333333333333331,41.541712499999988,4.9094211792429674E-3,11.273206249999998,0.16666666666666666,0,4.9094211792429674E-3,12.852760071441725,null,77.120202567838845,0.04,2.2699999999999996,77.120202567838845,1.4200000000000001E-2,0,77.120202567838845,0.01,0,7.0025143931597658,null,32.309839799816615,0.04,11.273206249999998,1.4200000000000001E-2,0,0.01,1.4524731207426647,null,31.235081249999993,9.0799999999999978E-2,2.8361453774999985,null,{"$f":"IF($D131=\"Connection\",VLOOKUP(C131,'Input - General'!$F$62:$N$79,6,FALSE),0)","v":0},null,0.1801212933606588,40.564203075550964,7.3064767221126532,null,8.6527813038891108E-2,47.87067979766362,4.1421452315768592]
[null,{"$f":"'Input - Inventory'!B129","v":121},{"$f":"'Input - Inventory'!C129","v":"MBI1x3745"},{"$f":"'Input - Inventory'!D129","v":"Lamp"},{"$f":"'Input - Inventory'!E129","v":"Traffic"},{"$f":"'Input - Inventory'!F129","v":"Major > 130w"},{"$f":"'Input - Inventory'!G129","v":"1"},null,"Lamp - MBI1x3745",null,36.546074981727358,0,0,null,0,0,10.769946599938873,0.33333333333333331,0,0,10.769946599938873,4.9094211792429674E-3,10.769946599938873,0.16666666666666666,10.769946599938873,4.590314436538903E-3,10.769946599938873,4.0032025620496396E-2,161.54919899908307,2.1598272138228944E-2,269.24866499847184,1.2221950623319483E-2,0,0,12923.935919926647,1.1123470522803115E-4,9154.4546099480413,2.4953586329427266E-4,0,0,0,0,16.420310112706808,null,0,0.33333333333333331,41.541712499999988,4.9094211792429674E-3,11.273206249999998,0.16666666666666666,0,4.9094211792429674E-3,2.0828134715028552,null,77.120202567838845,0.04,2.2699999999999996,77.120202567838845,1.4200000000000001E-2,0,77.120202567838845,0.01,0,7.0025143931597658,null,0,0.04,11.273206249999998,1.4200000000000001E-2,0,0.01,0.16007952874999998,null,31.235081249999993,9.0799999999999978E-2,2.8361453774999985,null,{"$f":"IF($D132=\"Connection\",VLOOKUP(C132,'Input - General'!$F$62:$N$79,6,FALSE),0)","v":0},null,0.1801212933606588,28.501862883619427,5.1337924057856874,null,8.6527813038891108E-2,33.635655289405122,2.9104196923222352]
[null,{"$f":"'Input - Inventory'!B130","v":122},{"$f":"'Input - Inventory'!C130","v":"MBI1x400"},{"$f":"'Input - Inventory'!D130","v":"Lamp"},{"$f":"'Input - Inventory'!E130","v":"Traffic"},{"$f":"'Input - Inventory'!F130","v":"Major > 130w"},{"$f":"'Input - Inventory'!G130","v":"1"},null,"Lamp - MBI1x400",null,52.012825029240481,13,676.16672538012631,null,0,0,10.769946599938873,0.33333333333333331,0,0,10.769946599938873,4.9094211792429674E-3,10.769946599938873,0.16666666666666666,10.769946599938873,4.590314436538903E-3,10.769946599938873,4.0032025620496396E-2,161.54919899908307,2.1598272138228944E-2,269.24866499847184,1.2221950623319483E-2,0,0,12923.935919926647,1.1123470522803115E-4,9154.4546099480413,2.4953586329427266E-4,0,0,0,0,16.420310112706808,null,32.309839799816615,0.33333333333333331,41.541712499999988,4.9094211792429674E-3,11.273206249999998,0.16666666666666666,0,4.9094211792429674E-3,12.852760071441725,null,77.120202567838845,0.04,2.2699999999999996,77.120202567838845,1.4200000000000001E-2,0,77.120202567838845,0.01,0,7.0025143931597658,null,32.309839799816615,0.04,11.273206249999998,1.4200000000000001E-2,0,0.01,1.4524731207426647,null,31.235081249999993,9.0799999999999978E-2,2.8361453774999985,null,{"$f":"IF($D133=\"Connection\",VLOOKUP(C133,'Input - General'!$F$62:$N$79,6,FALSE),0)","v":0},null,0.1801212933606588,40.564203075550964,7.3064767221126532,null,8.6527813038891108E-2,47.87067979766362,4.1421452315768592]
[null,{"$f":"'Input - Inventory'!B131","v":123},{"$f":"'Input - Inventory'!C131","v":"MBI1x400 (P09)"},{"$f":"'Input - Inventory'!D131","v":"Lamp"},{"$f":"'Input - Inventory'!E131","v":"Traffic"},{"$f":"'Input - Inventory'!F131","v":"Major > 130w"},{"$f":"'Input - Inventory'!G131","v":1},null,"Lamp - MBI1x400 (P09)",null,52.012825029240481,109,5669.3979281872125,null,0,0,10.769946599938873,0.33333333333333331,0,0,10.769946599938873,4.9094211792429674E-3,10.769946599938873,0.16666666666666666,10.769946599938873,4.590314436538903E-3,10.769946599938873,4.0032025620496396E-2,161.54919899908307,2.1598272138228944E-2,269.24866499847184,1.2221950623319483E-2,0,0,12923.935919926647,1.1123470522803115E-4,9154.4546099480413,2.4953586329427266E-4,0,0,0,0,16.420310112706808,null,32.309839799816615,0.33333333333333331,41.541712499999988,4.9094211792429674E-3,11.273206249999998,0.16666666666666666,0,4.9094211792429674E-3,12.852760071441725,null,77.120202567838845,0.04,2.2699999999999996,77.120202567838845,1.4200000000000001E-2,0,77.120202567838845,0.01,0,7.0025143931597658,null,32.309839799816615,0.04,11.273206249999998,1.4200000000000001E-2,0,0.01,1.4524731207426647,null,31.235081249999993,9.0799999999999978E-2,2.8361453774999985,null,{"$f":"IF($D134=\"Connection\",VLOOKUP(C134,'Input - General'!$F$62:$N$79,6,FALSE),0)","v":0},null,0.1801212933606588,40.564203075550964,7.3064767221126532,null,8.6527813038891108E-2,47.87067979766362,4.1421452315768592]
[null,{"$f":"'Input - Inventory'!B132","v":124},{"$f":"'Input - Inventory'!C132","v":"MBI1x500"},{"$f":"'Input - Inventory'!D132","v":"Lamp"},{"$f":"'Input - Inventory'!E132","v":"Traffic"},{"$f":"'Input - Inventory'!F132","v":"Major > 130w"},{"$f":"'Input - Inventory'!G132","v":"1"},null,"Lamp - MBI1x500",null,88.101908473437774,0,0,null,0,0,10.769946599938873,0.33333333333333331,0,0,10.769946599938873,4.9094211792429674E-3,10.769946599938873,0.16666666666666666,10.769946599938873,4.590314436538903E-3,10.769946599938873,4.0032025620496396E-2,161.54919899908307,2.1598272138228944E-2,269.24866499847184,1.2221950623319483E-2,0,0,12923.935919926647,1.1123470522803115E-4,9154.4546099480413,2.4953586329427266E-4,0,0,0,0,16.420310112706808,null,107.69946599938874,0.33333333333333331,41.541712499999988,4.9094211792429674E-3,11.273206249999998,0.16666666666666666,0,4.9094211792429674E-3,37.982635471299098,null,77.120202567838845,0.04,2.2699999999999996,77.120202567838845,1.4200000000000001E-2,0,77.120202567838845,0.01,0,7.0025143931597658,null,107.69946599938874,0.04,11.273206249999998,1.4200000000000001E-2,0,0.01,4.4680581687255492,null,31.235081249999993,9.0799999999999978E-2,2.8361453774999985,null,{"$f":"IF($D135=\"Connection\",VLOOKUP(C135,'Input - General'!$F$62:$N$79,6,FALSE),0)","v":0},null,0.1801212933606588,68.709663523391214,12.376073460208906,null,8.6527813038891108E-2,81.085736983600128,7.0161714898376504]
[null,{"$f":"'Input - Inventory'!B133","v":125},{"$f":"'Input - Inventory'!C133","v":"MBI1x70"},{"$f":"'Input - Inventory'!D133","v":"Lamp"},{"$f":"'Input - Inventory'!E133","v":"NonTraffic"},{"$f":"'Input - Inventory'!F133","v":"Minor < 130w"},{"$f":"'Input - Inventory'!G133","v":"1"},null,"Lamp - MBI1x70",null,48.719590277689363,0,0,null,10.769946599938873,0.33333333333333331,0,0,10.769946599938873,1.8504811250925242E-2,0,0,10.769946599938873,0.16666666666666666,10.769946599938873,4.590314436538903E-3,10.769946599938873,4.0032025620496396E-2,161.54919899908307,2.1598272138228944E-2,269.24866499847184,1.2221950623319483E-2,0,0,12923.935919926647,1.1123470522803115E-4,9154.4546099480413,2.4953586329427266E-4,0,0,0,0,16.566731737784167,null,32.309839799816615,0.33333333333333331,41.541712499999988,1.8504811250925242E-2,11.273206249999998,0.16666666666666666,0,1.8504811250925242E-2,13.417535857124905,null,77.120202567838845,0.04,1.5133333333333332,77.120202567838845,1.4200000000000001E-2,0,77.120202567838845,0.01,0,4.6683429287731775,null,32.309839799816615,0.04,11.273206249999998,1.4200000000000001E-2,0,0.01,1.4524731207426647,null,31.235081249999993,6.0533333333333328E-2,1.8907635849999995,null,{"$f":"IF($D136=\"Connection\",VLOOKUP(C136,'Input - General'!$F$62:$N$79,6,FALSE),0)","v":0},null,0.1801212933606588,37.995847229424911,6.8438611452980194,null,8.6527813038891108E-2,44.839708374722939,3.8798819029664262]
[null,{"$f":"'Input - Inventory'!B134","v":126},{"$f":"'Input - Inventory'!C134","v":"MBI1x70 (P09)"},{"$f":"'Input - Inventory'!D134","v":"Lamp"},{"$f":"'Input - Inventory'!E134","v":"NonTraffic"},{"$f":"'Input - Inventory'!F134","v":"Minor < 130w"},{"$f":"'Input - Inventory'!G134","v":1},null,"Lamp - MBI1x70 (P09)",null,48.719590277689363,183,8915.6850208171527,null,10.769946599938873,0.33333333333333331,0,0,10.769946599938873,1.8504811250925242E-2,0,0,10.769946599938873,0.16666666666666666,10.769946599938873,4.590314436538903E-3,10.769946599938873,4.0032025620496396E-2,161.54919899908307,2.1598272138228944E-2,269.24866499847184,1.2221950623319483E-2,0,0,12923.935919926647,1.1123470522803115E-4,9154.4546099480413,2.4953586329427266E-4,0,0,0,0,16.566731737784167,null,32.309839799816615,0.33333333333333331,41.541712499999988,1.8504811250925242E-2,11.273206249999998,0.16666666666666666,0,1.8504811250925242E-2,13.417535857124905,null,77.120202567838845,0.04,1.5133333333333332,77.120202567838845,1.4200000000000001E-2,0,77.120202567838845,0.01,0,4.6683429287731775,null,32.309839799816615,0.04,11.273206249999998,1.4200000000000001E-2,0,0.01,1.4524731207426647,null,31.235081249999993,6.0533333333333328E-2,1.8907635849999995,null,{"$f":"IF($D137=\"Connection\",VLOOKUP(C137,'Input - General'!$F$62:$N$79,6,FALSE),0)","v":0},null,0.1801212933606588,37.995847229424911,6.8438611452980194,null,8.6527813038891108E-2,44.839708374722939,3.8798819029664262]
[null,{"$f":"'Input - Inventory'!B135","v":127},{"$f":"'Input - Inventory'!C135","v":"MBI1x70 II"},{"$f":"'Input - Inventory'!D135","v":"Lamp"},{"$f":"'Input - Inventory'!E135","v":"Traffic"},{"$f":"'Input - Inventory'!F135","v":"Minor < 130w"},{"$f":"'Input - Inventory'!G135","v":1},null,"Lamp - MBI1x70 II",null,52.924746962434625,79,4181.0550100323353,null,10.769946599938873,0.33333333333333331,0,0,10.769946599938873,1.8504811250925242E-2,0,0,10.769946599938873,0.16666666666666666,10.769946599938873,4.590314436538903E-3,10.769946599938873,4.0032025620496396E-2,161.54919899908307,2.1598272138228944E-2,269.24866499847184,1.2221950623319483E-2,0,0,12923.935919926647,1.1123470522803115E-4,9154.4546099480413,2.4953586329427266E-4,0,0,0,0,16.566731737784167,null,32.309839799816615,0.33333333333333331,41.541712499999988,1.8504811250925242E-2,11.273206249999998,0.16666666666666666,0,0,13.417535857124905,null,77.120202567838845,0.04,2.2699999999999996,77.120202567838845,1.4200000000000001E-2,0,77.120202567838845,0.01,0,7.0025143931597658,null,32.309839799816615,0.04,11.273206249999998,1.4200000000000001E-2,0,0.01,1.4524731207426647,null,31.235081249999993,9.0799999999999978E-2,2.8361453774999985,null,{"$f":"IF($D138=\"Connection\",VLOOKUP(C138,'Input - General'!$F$62:$N$79,6,FALSE),0)","v":0},null,0.1801212933606588,41.275400486311497,7.4345785195735923,null,8.6527813038891108E-2,48.709979005885089,4.2147679565495357]
[null,{"$f":"'Input - Inventory'!B136","v":128},{"$f":"'Input - Inventory'!C136","v":"MBI2x400"},{"$f":"'Input - Inventory'!D136","v":"Lamp"},{"$f":"'Input - Inventory'!E136","v":"Traffic"},{"$f":"'Input - Inventory'!F136","v":"Major > 130w"},{"$f":"'Input - Inventory'!G136","v":"2"},null,"Lamp - MBI2x400",null,65.822423285948616,0,0,null,0,0,10.769946599938873,0.33333333333333331,0,0,10.769946599938873,4.9094211792429674E-3,10.769946599938873,0.16666666666666666,10.769946599938873,4.590314436538903E-3,10.769946599938873,4.0032025620496396E-2,161.54919899908307,2.1598272138228944E-2,269.24866499847184,1.2221950623319483E-2,0,0,12923.935919926647,1.1123470522803115E-4,9154.4546099480413,2.4953586329427266E-4,0,0,0,0,16.420310112706808,null,64.61967959963323,0.33333333333333331,41.541712499999988,4.9094211792429674E-3,11.273206249999998,0.16666666666666666,0,4.9094211792429674E-3,23.622706671380598,null,77.120202567838845,0.04,2.2699999999999996,77.120202567838845,1.4200000000000001E-2,0,77.120202567838845,0.01,0,7.0025143931597658,null,32.309839799816615,0.04,11.273206249999998,1.4200000000000001E-2,0,0.01,1.4524731207426647,null,31.235081249999993,9.0799999999999978E-2,2.8361453774999985,null,{"$f":"IF($D139=\"Connection\",VLOOKUP(C139,'Input - General'!$F$62:$N$79,6,FALSE),0)","v":0},null,0.1801212933606588,51.334149675489833,9.2463734331188725,null,8.6527813038891108E-2,60.580523108608702,5.2419001773399163]
[null,{"$f":"'Input - Inventory'!B137","v":129},{"$f":"'Input - Inventory'!C137","v":"MBI4x150"},{"$f":"'Input - Inventory'!D137","v":"Lamp"},{"$f":"'Input - Inventory'!E137","v":"Traffic"},{"$f":"'Input - Inventory'!F137","v":"Major > 130w"},{"$f":"'Input - Inventory'!G137","v":"4"},null,"Lamp - MBI4x150",null,226.19789104051927,5,{"$f":"L140*K140","v":1130.9894552025962},null,0,{"$f":"IF(AND($D140=\"Lamp\",CycleBulkTask1<>0, OR($F140=O$9,O$9=\"All\")),1/CycleBulkTask1,0)","v":0},10.769946599938873,{"$f":"IF(AND($D140=\"Lamp\",CycleBulkTask2<>0, OR($F140=Q$9,Q$9=\"All\")),1/CycleBulkTask2,0)","v":0.33333333333333331},0,{"$f":"IF(AND($D140=\"Lamp\",CycleBulkTask3<>0, OR($F140=S$9,S$9=\"All\")),1/CycleBulkTask3,0)","v":0},10.769946599938873,{"$f":"IF(AND($D140=\"Lamp\",CycleBulkTask4<>0, OR($F140=U$9,U$9=\"All\")),1/CycleBulkTask4,0)","v":4.9094211792429674E-3},10.769946599938873,{"$f":"IF(AND($D140=\"Lamp\",CycleBulkTask5<>0, OR($F140=W$9,W$9=\"All\")),1/CycleBulkTask5,0)","v":0.16666666666666666},10.769946599938873,{"$f":"IF(AND($D140=\"Lamp\",CycleBulkTask6<>0, OR($F140=Y$9,Y$9=\"All\")),1/CycleBulkTask6,0)","v":4.590314436538903E-3},10.769946599938873,{"$f":"IF(AND($D140=\"Lamp\",CycleBulkTask7<>0, OR($F140=AA$9,AA$9=\"All\")),1/CycleBulkTask7,0)","v":4.0032025620496396E-2},161.54919899908307,{"$f":"IF(AND($D140=\"Lamp\",CycleBulkTask8<>0, OR($F140=AC$9,AC$9=\"All\")),1/CycleBulkTask8,0)","v":2.1598272138228944E-2},269.24866499847184,{"$f":"IF(AND($D140=\"Lamp\",CycleBulkTask9<>0, OR($F140=AE$9,AE$9=\"All\")),1/CycleBulkTask9,0)","v":1.2221950623319483E-2},0,{"$f":"IF(AND($D140=\"Lamp\",CycleBulkTask10<>0, OR($F140=AG$9,AG$9=\"All\")),1/CycleBulkTask10,0)","v":0},12923.935919926647,{"$f":"IF(AND($D140=\"Lamp\",CycleBulkTask11<>0, OR($F140=AI$9,AI$9=\"All\")),1/CycleBulkTask11,0)","v":1.1123470522803115E-4},9154.4546099480413,{"$f":"IF(AND($D140=\"Lamp\",CycleBulkTask12<>0, OR($F140=AK$9,AK$9=\"All\")),1/CycleBulkTask12,0)","v":2.4953586329427266E-4},0,{"$f":"IF(AND($D140=\"Lamp\",CycleBulkTask13<>0, OR($F140=AM$9,AM$9=\"All\")),1/CycleBulkTask13,0)","v":0},0,{"$f":"IF(AND($D140=\"Lamp\",CycleBulkTask14<>0, OR($F140=AO$9,AO$9=\"All\")),1/CycleBulkTask14,0)","v":0},{"$f":"O140*P140+Q140*R140+S140*T140+U140*V140+W140*X140+Y140*Z140+AA140*AB140+AC140*AD140+AE140*AF140+AG140*AH140+AI140*AJ140+AK140*AL140+AM140*AN140+AO140*AP140","v":16.420310112706808},null,430.79786399755494,{"$f":"MAX(P140,R140)","v":0.33333333333333331},41.541712499999988,{"$f":"MAX(T140,V140)","v":4.9094211792429674E-3},11.273206249999998,{"$f":"X140","v":0.16666666666666666},0,{"$f":"INDIRECT($E140)*$V140 +(1-INDIRECT($E140))*$T140","v":4.9094211792429674E-3},{"$f":"AS140*AT140+AU140*AV140+AW140*AX140+AY140*AZ140","v":145.68210147068783},null,{"$f":"IF($D140=$AS$9,(INDIRECT(\"PriceLabour\" & \"FY16\")*ProportionStandardHours + INDIRECT(\"PriceLabourOvertime\" & \"FY16\")*ProportionOvertimeHours)*(1+RateOnCostAnnual),0)","v":77.120202567838845},{"$f":"BO140","v":0.04},{"$f":"IF($D140=\"Lamp\",(NumberOfCrew+INDIRECT($E140)*TrafficController)*(TimeToReplaceLamp),0)","v":2.2699999999999996},{"$f":"IF($D140=$AS$9,(INDIRECT(\"PriceLabour\" & \"FY16\")*ProportionStandardHours + INDIRECT(\"PriceLabourOvertime\" & \"FY16\")*ProportionOvertimeHours)*(1+RateOnCostAnnual),0)","v":77.120202567838845},{"$f":"BQ140","v":1.4200000000000001E-2},{"$f":"IF($D140=\"Lamp\",(NumberOfCrew+INDIRECT($E140)*TrafficController)*(TimeForPECellReplace),0)","v":0},{"$f":"IF($D140=$AS$9,(INDIRECT(\"PriceLabour\" & \"FY16\")*ProportionStandardHours + INDIRECT(\"PriceLabourOvertime\" & \"FY16\")*ProportionOvertimeHours)*(1+RateOnCostAnnual),0)","v":77.120202567838845},{"$f":"BS140","v":0.01},{"$f":"IF($D140=\"Lamp\",(NumberOfCrew+INDIRECT($E140)*TrafficController)*(TimeForOtherSpot),0)","v":0},{"$f":"BC140*BD140*BE140+BF140*BG140*BH140+BI140*BJ140*BK140","v":7.0025143931597658},null,107.69946599938874,{"$f":"IF($D140=\"Lamp\",INDIRECT(BO$10 & $B140),0)","v":0.04},11.273206249999998,{"$f":"IF($D140=\"Lamp\",INDIRECT(\"FailurePECell\" & \"Annual\"),0)","v":1.4200000000000001E-2},0,{"$f":"IF($D140=\"Lamp\",INDIRECT(\"FailureMisc\" & \"Annual\"),0)","v":0.01},{"$f":"BN140*BO140+BP140*BQ140+BR140*BS140","v":4.4680581687255492},null,31.235081249999993,{"$f":"BD140*BE140+BG140*BH140+BJ140*BK140","v":9.0799999999999978E-2},{"$f":"BV140*BW140","v":2.8361453774999985},null,{"$f":"IF($D140=\"Connection\",VLOOKUP(C140,'Input - General'!$F$62:$N$79,6,FALSE),0)","v":0},null,{"$f":"RateOverhead","v":0.1801212933606588},{"$f":"BX140+BL140+BT140+BA140+AQ140+BZ140","v":176.40912952277995},{"$f":"CC140*CB140","v":31.775040570271102},null,{"$f":"CorporateOverheads","v":8.6527813038891108E-2},208.18417009305105,{"$f":"CG140*CF140","v":18.013720947468226}]
[null,{"$f":"'Input - Inventory'!B138","v":130},{"$f":"'Input - Inventory'!C138","v":"SON1x100"},{"$f":"'Input - Inventory'!D138","v":"Lamp"},{"$f":"'Input - Inventory'!E138","v":"Traffic"},{"$f":"'Input - Inventory'!F138","v":"Minor < 130w"},{"$f":"'Input - Inventory'!G138","v":"1"},null,{"$f":"CONCATENATE(D141,\" - \",C141)","v":"Lamp - SON1x100"},null,{"$f":"AQ141+BA141+BL141+BT141+BX141+BZ141+CD141+CH141","v":86.608134516730885},{"$f":"INDIRECT(L$10&$B141&\"FY16\")","v":63},5456.3124745540454,null,{"$f":"IF(AND($D141=\"Lamp\", OR($F141=O$9, O$9=\"All\")),INDIRECT(\"PriceBulkTask1\" & \"FY16\"),0)","v":10.769946599938873},0.33333333333333331,{"$f":"IF(AND($D141=\"Lamp\", OR($F141=Q$9, Q$9=\"All\")),INDIRECT(\"PriceBulkTask2\" & \"FY16\"),0)","v":0},0,{"$f":"IF(AND($D141=\"Lamp\", OR($F141=S$9, S$9=\"All\")),INDIRECT(\"PriceBulkTask3\" & \"FY16\"),0)","v":10.769946599938873},1.8504811250925242E-2,{"$f":"IF(AND($D141=\"Lamp\", OR($F141=U$9, U$9=\"All\")),INDIRECT(\"PriceBulkTask4\" & \"FY16\"),0)","v":0},0,{"$f":"IF(AND($D141=\"Lamp\", OR($F141=W$9, W$9=\"All\")),INDIRECT(\"PriceBulkTask5\" & \"FY16\"),0)","v":10.769946599938873},0.16666666666666666,{"$f":"IF(AND($D141=\"Lamp\", OR($F141=Y$9, Y$9=\"All\")),INDIRECT(\"PriceBulkTask6\" & \"FY16\"),0)","v":10.769946599938873},4.590314436538903E-3,{"$f":"IF(AND($D141=\"Lamp\", OR($F141=AA$9, AA$9=\"All\")),INDIRECT(\"PriceBulkTask7\" & \"FY16\"),0)","v":10.769946599938873},4.0032025620496396E-2,{"$f":"IF(AND($D141=\"Lamp\", OR($F141=AC$9, AC$9=\"All\")),INDIRECT(\"PriceBulkTask8\" & \"FY16\"),0)","v":161.54919899908307},2.1598272138228944E-2,{"$f":"IF(AND($D141=\"Lamp\", OR($F141=AE$9, AE$9=\"All\")),INDIRECT(\"PriceBulkTask9\" & \"FY16\"),0)","v":269.24866499847184},1.2221950623319483E-2,{"$f":"IF(AND($D141=\"Lamp\", OR($F141=AG$9, AG$9=\"All\")),INDIRECT(\"PriceBulkTask10\" & \"FY16\"),0)","v":0},0,{"$f":"IF(AND($D141=\"Lamp\", OR($F141=AI$9, AI$9=\"All\")),INDIRECT(\"PriceBulkTask11\" & \"FY16\"),0)","v":12923.935919926647},1.1123470522803115E-4,{"$f":"IF(AND($D141=\"Lamp\", OR($F141=AK$9, AK$9=\"All\")),INDIRECT(\"PriceBulkTask12\" & \"FY16\"),0)","v":9154.4546099480413},2.4953586329427266E-4,{"$f":"IF(AND($D141=\"Lamp\", OR($F141=AM$9, AM$9=\"All\")),INDIRECT(\"PriceBulkTask13\" & \"FY16\"),0)","v":0},0,{"$f":"IF(AND($D141=\"Lamp\", OR($F141=AO$9, AO$9=\"All\")),INDIRECT(\"PriceBulkTask14\" & \"FY16\"),0)","v":0},0,16.566731737784167,null,{"$f":"IF($D141=\"Lamp\",$G141*INDIRECT(\"Price\" & $B141 & \"FY16\"),0)","v":32.309839799816615},0.33333333333333331,{"$f":"IF($D141=\"Lamp\",INDIRECT(\"PriceVisor\" & \"FY16\"),0)","v":41.541712499999988},1.8504811250925242E-2,{"$f":"IF($D141=\"Lamp\",INDIRECT(\"PricePECell\" & \"FY16\"),0)","v":11.273206249999998},0.16666666666666666,{"$f":"IF($D141=\"Lamp\",INDIRECT(\"PriceMisc\" & \"FY16\"),0)","v":0},0,13.417535857124905,null,77.120202567838845,0.13439999999999999,2.2699999999999996,77.120202567838845,1.4200000000000001E-2,0,77.120202567838845,0.01,0,23.528448361016814,null,{"$f":"IF($D141=\"Lamp\",INDIRECT(\"Price\" & $B141 & \"FY16\"),0)","v":32.309839799816615},0.13439999999999999,{"$f":"IF($D141=\"Lamp\",INDIRECT(\"pRICEpecELL\" & \"FY16\"),0)","v":11.273206249999998},1.4200000000000001E-2,{"$f":"IF($D141=\"Lamp\",INDIRECT(\"PriceMisc\" & \"FY16\"),0)","v":0},0.01,4.5025219978453528,null,{"$f":"IF(AND($D141=\"Lamp\"),INDIRECT(\"PriceEWP\"&\"FY16\"),0)","v":31.235081249999993},0.30508799999999991,9.5294484683999947,null,{"$f":"IF($D141=\"Connection\",VLOOKUP(C141,'Input - General'!$F$62:$N$79,6,FALSE),0)","v":0},null,0.1801212933606588,67.544686422171225,12.166236278001611,null,8.6527813038891108E-2,{"$f":"AQ141+BA141+BL141+BT141+BX141+BZ141+CD141","v":79.71092270017283},6.8972118165580554]
[null,{"$f":"'Input - Inventory'!B139","v":131},{"$f":"'Input - Inventory'!C139","v":"SON1x100 (P09)"},{"$f":"'Input - Inventory'!D139","v":"Lamp"},{"$f":"'Input - Inventory'!E139","v":"Traffic"},{"$f":"'Input - Inventory'!F139","v":"Minor < 130w"},{"$f":"'Input - Inventory'!G139","v":1},null,"Lamp - SON1x100 (P09)",null,86.608134516730885,1383,119779.05003663882,null,10.769946599938873,0.33333333333333331,0,0,10.769946599938873,1.8504811250925242E-2,0,0,10.769946599938873,0.16666666666666666,10.769946599938873,4.590314436538903E-3,10.769946599938873,4.0032025620496396E-2,161.54919899908307,2.1598272138228944E-2,269.24866499847184,1.2221950623319483E-2,0,0,12923.935919926647,1.1123470522803115E-4,9154.4546099480413,2.4953586329427266E-4,0,0,0,0,16.566731737784167,null,32.309839799816615,0.33333333333333331,41.541712499999988,1.8504811250925242E-2,11.273206249999998,0.16666666666666666,0,0,13.417535857124905,null,77.120202567838845,0.13439999999999999,2.2699999999999996,77.120202567838845,1.4200000000000001E-2,0,77.120202567838845,0.01,0,23.528448361016814,null,32.309839799816615,0.13439999999999999,11.273206249999998,1.4200000000000001E-2,0,0.01,4.5025219978453528,null,31.235081249999993,0.30508799999999991,9.5294484683999947,null,{"$f":"IF($D142=\"Connection\",VLOOKUP(C142,'Input - General'!$F$62:$N$79,6,FALSE),0)","v":0},null,0.1801212933606588,67.544686422171225,12.166236278001611,null,8.6527813038891108E-2,79.71092270017283,6.8972118165580554]
[null,{"$f":"'Input - Inventory'!B140","v":132},{"$f":"'Input - Inventory'!C140","v":"SON1x1000"},{"$f":"'Input - Inventory'!D140","v":"Lamp"},{"$f":"'Input - Inventory'!E140","v":"Traffic"},{"$f":"'Input - Inventory'!F140","v":"Major > 130w"},{"$f":"'Input - Inventory'!G140","v":"1"},null,"Lamp - SON1x1000",null,92.636735812667538,0,0,null,0,0,10.769946599938873,0.33333333333333331,0,0,10.769946599938873,4.9094211792429674E-3,10.769946599938873,0.16666666666666666,10.769946599938873,4.590314436538903E-3,10.769946599938873,4.0032025620496396E-2,161.54919899908307,2.1598272138228944E-2,269.24866499847184,1.2221950623319483E-2,0,0,12923.935919926647,1.1123470522803115E-4,9154.4546099480413,2.4953586329427266E-4,0,0,0,0,16.420310112706808,null,107.69946599938874,0.33333333333333331,41.541712499999988,4.9094211792429674E-3,11.273206249999998,0.16666666666666666,0,4.9094211792429674E-3,37.982635471299098,null,77.120202567838845,0.05,2.2699999999999996,77.120202567838845,1.4200000000000001E-2,0,77.120202567838845,0.01,0,8.7531429914497068,null,107.69946599938874,0.05,11.273206249999998,1.4200000000000001E-2,0,0.01,5.5450528287194372,null,31.235081249999993,0.11349999999999999,3.5451817218749988,null,{"$f":"IF($D143=\"Connection\",VLOOKUP(C143,'Input - General'!$F$62:$N$79,6,FALSE),0)","v":0},null,0.1801212933606588,72.246323126050044,13.013101162016207,null,8.6527813038891108E-2,85.259424288066256,7.3773115246012884]
[null,{"$f":"'Input - Inventory'!B141","v":133},{"$f":"'Input - Inventory'!C141","v":"SON1x1000 (P09)"},{"$f":"'Input - Inventory'!D141","v":"Lamp"},{"$f":"'Input - Inventory'!E141","v":"Traffic"},{"$f":"'Input - Inventory'!F141","v":"Major > 130w"},{"$f":"'Input - Inventory'!G141","v":1},null,"Lamp - SON1x1000 (P09)",null,92.636735812667538,49,4539.2000548207097,null,0,0,10.769946599938873,0.33333333333333331,0,0,10.769946599938873,4.9094211792429674E-3,10.769946599938873,0.16666666666666666,10.769946599938873,4.590314436538903E-3,10.769946599938873,4.0032025620496396E-2,161.54919899908307,2.1598272138228944E-2,269.24866499847184,1.2221950623319483E-2,0,0,12923.935919926647,1.1123470522803115E-4,9154.4546099480413,2.4953586329427266E-4,0,0,0,0,16.420310112706808,null,107.69946599938874,0.33333333333333331,41.541712499999988,4.9094211792429674E-3,11.273206249999998,0.16666666666666666,0,4.9094211792429674E-3,37.982635471299098,null,77.120202567838845,0.05,2.2699999999999996,77.120202567838845,1.4200000000000001E-2,0,77.120202567838845,0.01,0,8.7531429914497068,null,107.69946599938874,0.05,11.273206249999998,1.4200000000000001E-2,0,0.01,5.5450528287194372,null,31.235081249999993,0.11349999999999999,3.5451817218749988,null,{"$f":"IF($D144=\"Connection\",VLOOKUP(C144,'Input - General'!$F$62:$N$79,6,FALSE),0)","v":0},null,0.1801212933606588,72.246323126050044,13.013101162016207,null,8.6527813038891108E-2,85.259424288066256,7.3773115246012884]
[null,{"$f":"'Input - Inventory'!B142","v":134},{"$f":"'Input - Inventory'!C142","v":"SON1x120"},{"$f":"'Input - Inventory'!D142","v":"Lamp"},{"$f":"'Input - Inventory'!E142","v":"Traffic"},{"$f":"'Input - Inventory'!F142","v":"Minor < 130w"},{"$f":"'Input - Inventory'!G142","v":"1"},null,"Lamp - SON1x120",null,56.492902423694822,0,0,null,10.769946599938873,0.33333333333333331,0,0,10.769946599938873,1.8504811250925242E-2,0,0,10.769946599938873,0.16666666666666666,10.769946599938873,4.590314436538903E-3,10.769946599938873,4.0032025620496396E-2,161.54919899908307,2.1598272138228944E-2,269.24866499847184,1.2221950623319483E-2,0,0,12923.935919926647,1.1123470522803115E-4,9154.4546099480413,2.4953586329427266E-4,0,0,0,0,16.566731737784167,null,32.309839799816615,0.33333333333333331,41.541712499999988,1.8504811250925242E-2,11.273206249999998,0.16666666666666666,0,0,13.417535857124905,null,77.120202567838845,0.05,2.2699999999999996,77.120202567838845,1.4200000000000001E-2,0,77.120202567838845,0.01,0,8.7531429914497068,null,32.309839799816615,0.05,11.273206249999998,1.4200000000000001E-2,0,0.01,1.775571518740831,null,31.235081249999993,0.11349999999999999,3.5451817218749988,null,{"$f":"IF($D145=\"Connection\",VLOOKUP(C145,'Input - General'!$F$62:$N$79,6,FALSE),0)","v":0},null,0.1801212933606588,44.058163826974607,7.9358134516104588,null,8.6527813038891108E-2,51.993977278585064,4.4989251451097605]
[null,{"$f":"'Input - Inventory'!B143","v":135},{"$f":"'Input - Inventory'!C143","v":"SON1x150"},{"$f":"'Input - Inventory'!D143","v":"Lamp"},{"$f":"'Input - Inventory'!E143","v":"Traffic"},{"$f":"'Input - Inventory'!F143","v":"Major > 130w"},{"$f":"'Input - Inventory'!G143","v":"1"},null,"Lamp - SON1x150",null,87.932256672593155,714,62783.63126423151,null,0,0,10.769946599938873,0.33333333333333331,0,0,10.769946599938873,4.9094211792429674E-3,10.769946599938873,0.16666666666666666,10.769946599938873,4.590314436538903E-3,10.769946599938873,4.0032025620496396E-2,161.54919899908307,2.1598272138228944E-2,269.24866499847184,1.2221950623319483E-2,0,0,12923.935919926647,1.1123470522803115E-4,9154.4546099480413,2.4953586329427266E-4,0,0,0,0,16.420310112706808,null,32.309839799816615,0.33333333333333331,41.541712499999988,4.9094211792429674E-3,11.273206249999998,0.16666666666666666,0,4.9094211792429674E-3,12.852760071441725,null,77.120202567838845,0.14066666666666669,2.2699999999999996,77.120202567838845,1.4200000000000001E-2,0,77.120202567838845,0.01,0,24.625508949278512,null,32.309839799816615,0.14066666666666669,11.273206249999998,1.4200000000000001E-2,0,0.01,4.7049969939242047,null,31.235081249999993,0.31931333333333334,9.9737779108749987,null,{"$f":"IF($D146=\"Connection\",VLOOKUP(C146,'Input - General'!$F$62:$N$79,6,FALSE),0)","v":0},null,0.1801212933606588,68.577354038226247,12.352241704617109,null,8.6527813038891108E-2,80.929595742843361,7.0026609297497879]
[null,{"$f":"'Input - Inventory'!B144","v":136},{"$f":"'Input - Inventory'!C144","v":"SON1x150 (P09)"},{"$f":"'Input - Inventory'!D144","v":"Lamp"},{"$f":"'Input - Inventory'!E144","v":"Traffic"},{"$f":"'Input - Inventory'!F144","v":"Major > 130w"},{"$f":"'Input - Inventory'!G144","v":1},null,"Lamp - SON1x150 (P09)",null,87.932256672593155,19351.5,1701621.0649996866,null,0,0,10.769946599938873,0.33333333333333331,0,0,10.769946599938873,4.9094211792429674E-3,10.769946599938873,0.16666666666666666,10.769946599938873,4.590314436538903E-3,10.769946599938873,4.0032025620496396E-2,161.54919899908307,2.1598272138228944E-2,269.24866499847184,1.2221950623319483E-2,0,0,12923.935919926647,1.1123470522803115E-4,9154.4546099480413,2.4953586329427266E-4,0,0,0,0,16.420310112706808,null,32.309839799816615,0.33333333333333331,41.541712499999988,4.9094211792429674E-3,11.273206249999998,0.16666666666666666,0,4.9094211792429674E-3,12.852760071441725,null,77.120202567838845,0.14066666666666669,2.2699999999999996,77.120202567838845,1.4200000000000001E-2,0,77.120202567838845,0.01,0,24.625508949278512,null,32.309839799816615,0.14066666666666669,11.273206249999998,1.4200000000000001E-2,0,0.01,4.7049969939242047,null,31.235081249999993,0.31931333333333334,9.9737779108749987,null,{"$f":"IF($D147=\"Connection\",VLOOKUP(C147,'Input - General'!$F$62:$N$79,6,FALSE),0)","v":0},null,0.1801212933606588,68.577354038226247,12.352241704617109,null,8.6527813038891108E-2,80.929595742843361,7.0026609297497879]
[null,{"$f":"'Input - Inventory'!B145","v":137},{"$f":"'Input - Inventory'!C145","v":"SON1x150 AR"},{"$f":"'Input - Inventory'!D145","v":"Lamp"},{"$f":"'Input - Inventory'!E145","v":"Traffic"},{"$f":"'Input - Inventory'!F145","v":"Major > 130w"},{"$f":"'Input - Inventory'!G145","v":1},null,"Lamp - SON1x150 AR",null,64.631358379590509,194,12538.483525640559,null,0,0,10.769946599938873,0.33333333333333331,0,0,10.769946599938873,4.9094211792429674E-3,10.769946599938873,0.16666666666666666,10.769946599938873,4.590314436538903E-3,10.769946599938873,4.0032025620496396E-2,161.54919899908307,2.1598272138228944E-2,269.24866499847184,1.2221950623319483E-2,0,0,12923.935919926647,1.1123470522803115E-4,9154.4546099480413,2.4953586329427266E-4,0,0,0,0,16.420310112706808,null,32.309839799816615,0.33333333333333331,41.541712499999988,4.9094211792429674E-3,11.273206249999998,0.16666666666666666,0,4.9094211792429674E-3,12.852760071441725,null,77.120202567838845,7.0333333333333345E-2,2.2699999999999996,77.120202567838845,1.4200000000000001E-2,0,77.120202567838845,0.01,0,12.312754474639256,null,32.309839799816615,7.0333333333333345E-2,11.273206249999998,1.4200000000000001E-2,140,0.01,3.8325382613371026,null,31.235081249999993,0.15965666666666667,4.9868889554374993,null,{"$f":"IF($D148=\"Connection\",VLOOKUP(C148,'Input - General'!$F$62:$N$79,6,FALSE),0)","v":0},null,0.1801212933606588,50.405251875562392,9.0790591599960706,null,8.6527813038891108E-2,59.484311035558463,5.1470473440320497]
[null,{"$f":"'Input - Inventory'!B146","v":138},{"$f":"'Input - Inventory'!C146","v":"SON1x220"},{"$f":"'Input - Inventory'!D146","v":"Lamp"},{"$f":"'Input - Inventory'!E146","v":"Traffic"},{"$f":"'Input - Inventory'!F146","v":"Major > 130w"},{"$f":"'Input - Inventory'!G146","v":"1"},null,"Lamp - SON1x220",null,55.580980490500679,0,0,null,0,0,10.769946599938873,0.33333333333333331,0,0,10.769946599938873,4.9094211792429674E-3,10.769946599938873,0.16666666666666666,10.769946599938873,4.590314436538903E-3,10.769946599938873,4.0032025620496396E-2,161.54919899908307,2.1598272138228944E-2,269.24866499847184,1.2221950623319483E-2,0,0,12923.935919926647,1.1123470522803115E-4,9154.4546099480413,2.4953586329427266E-4,0,0,0,0,16.420310112706808,null,32.309839799816615,0.33333333333333331,41.541712499999988,4.9094211792429674E-3,11.273206249999998,0.16666666666666666,0,4.9094211792429674E-3,12.852760071441725,null,77.120202567838845,0.05,2.2699999999999996,77.120202567838845,1.4200000000000001E-2,0,77.120202567838845,0.01,0,8.7531429914497068,null,32.309839799816615,0.05,11.273206249999998,1.4200000000000001E-2,0,0.01,1.775571518740831,null,31.235081249999993,0.11349999999999999,3.5451817218749988,null,{"$f":"IF($D149=\"Connection\",VLOOKUP(C149,'Input - General'!$F$62:$N$79,6,FALSE),0)","v":0},null,0.1801212933606588,43.346966416214073,7.8077116541495197,null,8.6527813038891108E-2,51.154678070363595,4.426302420137084]
[null,{"$f":"'Input - Inventory'!B147","v":139},{"$f":"'Input - Inventory'!C147","v":"SON1x250"},{"$f":"'Input - Inventory'!D147","v":"Lamp"},{"$f":"'Input - Inventory'!E147","v":"Traffic"},{"$f":"'Input - Inventory'!F147","v":"Major > 130w"},{"$f":"'Input - Inventory'!G147","v":"1"},null,"Lamp - SON1x250",null,90.120725355499403,761,68581.871995535039,null,0,0,10.769946599938873,0.33333333333333331,0,0,10.769946599938873,4.9094211792429674E-3,10.769946599938873,0.16666666666666666,10.769946599938873,4.590314436538903E-3,10.769946599938873,4.0032025620496396E-2,161.54919899908307,2.1598272138228944E-2,269.24866499847184,1.2221950623319483E-2,0,0,12923.935919926647,1.1123470522803115E-4,9154.4546099480413,2.4953586329427266E-4,0,0,0,0,16.420310112706808,null,32.309839799816615,0.33333333333333331,41.541712499999988,4.9094211792429674E-3,11.273206249999998,0.16666666666666666,0,4.9094211792429674E-3,12.852760071441725,null,77.120202567838845,0.14680000000000001,2.2699999999999996,77.120202567838845,1.4200000000000001E-2,0,77.120202567838845,0.01,0,25.699227822896344,null,32.309839799816615,0.14680000000000001,11.273206249999998,1.4200000000000001E-2,0,0.01,4.9031640113630797,null,31.235081249999993,0.33323599999999998,10.408653535424998,null,{"$f":"IF($D150=\"Connection\",VLOOKUP(C150,'Input - General'!$F$62:$N$79,6,FALSE),0)","v":0},null,0.1801212933606588,70.284115553832947,12.659665796266387,null,8.6527813038891108E-2,82.943781350099343,7.1769440054000588]
[null,{"$f":"'Input - Inventory'!B148","v":140},{"$f":"'Input - Inventory'!C148","v":"SON1x250 (P09)"},{"$f":"'Input - Inventory'!D148","v":"Lamp"},{"$f":"'Input - Inventory'!E148","v":"Traffic"},{"$f":"'Input - Inventory'!F148","v":"Major > 130w"},{"$f":"'Input - Inventory'!G148","v":1},null,"Lamp - SON1x250 (P09)",null,90.120725355499403,24623,2219042.6204284616,null,0,0,10.769946599938873,0.33333333333333331,0,0,10.769946599938873,4.9094211792429674E-3,10.769946599938873,0.16666666666666666,10.769946599938873,4.590314436538903E-3,10.769946599938873,4.0032025620496396E-2,161.54919899908307,2.1598272138228944E-2,269.24866499847184,1.2221950623319483E-2,0,0,12923.935919926647,1.1123470522803115E-4,9154.4546099480413,2.4953586329427266E-4,0,0,0,0,16.420310112706808,null,32.309839799816615,0.33333333333333331,41.541712499999988,4.9094211792429674E-3,11.273206249999998,0.16666666666666666,0,4.9094211792429674E-3,12.852760071441725,null,77.120202567838845,0.14680000000000001,2.2699999999999996,77.120202567838845,1.4200000000000001E-2,0,77.120202567838845,0.01,0,25.699227822896344,null,32.309839799816615,0.14680000000000001,11.273206249999998,1.4200000000000001E-2,0,0.01,4.9031640113630797,null,31.235081249999993,0.33323599999999998,10.408653535424998,null,{"$f":"IF($D151=\"Connection\",VLOOKUP(C151,'Input - General'!$F$62:$N$79,6,FALSE),0)","v":0},null,0.1801212933606588,70.284115553832947,12.659665796266387,null,8.6527813038891108E-2,82.943781350099343,7.1769440054000588]
[null,{"$f":"'Input - Inventory'!B149","v":141},{"$f":"'Input - Inventory'!C149","v":"SON1x250 AR"},{"$f":"'Input - Inventory'!D149","v":"Lamp"},{"$f":"'Input - Inventory'!E149","v":"Traffic"},{"$f":"'Input - Inventory'!F149","v":"Major > 130w"},{"$f":"'Input - Inventory'!G149","v":1},null,"Lamp - SON1x250 AR",null,65.72559272104364,219,14393.904805908556,null,0,0,10.769946599938873,0.33333333333333331,0,0,10.769946599938873,4.9094211792429674E-3,10.769946599938873,0.16666666666666666,10.769946599938873,4.590314436538903E-3,10.769946599938873,4.0032025620496396E-2,161.54919899908307,2.1598272138228944E-2,269.24866499847184,1.2221950623319483E-2,0,0,12923.935919926647,1.1123470522803115E-4,9154.4546099480413,2.4953586329427266E-4,0,0,0,0,16.420310112706808,null,32.309839799816615,0.33333333333333331,41.541712499999988,4.9094211792429674E-3,11.273206249999998,0.16666666666666666,0,4.9094211792429674E-3,12.852760071441725,null,77.120202567838845,7.3400000000000007E-2,2.2699999999999996,77.120202567838845,1.4200000000000001E-2,0,77.120202567838845,0.01,0,12.849613911448172,null,32.309839799816615,7.3400000000000007E-2,11.273206249999998,1.4200000000000001E-2,140,0.01,3.9316217700565401,null,31.235081249999993,0.16661799999999999,5.2043267677124989,null,{"$f":"IF($D152=\"Connection\",VLOOKUP(C152,'Input - General'!$F$62:$N$79,6,FALSE),0)","v":0},null,0.1801212933606588,51.258632633365742,9.2327712058207094,null,8.6527813038891108E-2,60.491403839186454,5.2341888818571851]
[null,{"$f":"'Input - Inventory'!B150","v":142},{"$f":"'Input - Inventory'!C150","v":"SON1x310"},{"$f":"'Input - Inventory'!D150","v":"Lamp"},{"$f":"'Input - Inventory'!E150","v":"Traffic"},{"$f":"'Input - Inventory'!F150","v":"Major > 130w"},{"$f":"'Input - Inventory'!G150","v":"1"},null,"Lamp - SON1x310",null,55.580980490500679,0,0,null,0,0,10.769946599938873,0.33333333333333331,0,0,10.769946599938873,4.9094211792429674E-3,10.769946599938873,0.16666666666666666,10.769946599938873,4.590314436538903E-3,10.769946599938873,4.0032025620496396E-2,161.54919899908307,2.1598272138228944E-2,269.24866499847184,1.2221950623319483E-2,0,0,12923.935919926647,1.1123470522803115E-4,9154.4546099480413,2.4953586329427266E-4,0,0,0,0,16.420310112706808,null,32.309839799816615,0.33333333333333331,41.541712499999988,4.9094211792429674E-3,11.273206249999998,0.16666666666666666,0,4.9094211792429674E-3,12.852760071441725,null,77.120202567838845,0.05,2.2699999999999996,77.120202567838845,1.4200000000000001E-2,0,77.120202567838845,0.01,0,8.7531429914497068,null,32.309839799816615,0.05,11.273206249999998,1.4200000000000001E-2,0,0.01,1.775571518740831,null,31.235081249999993,0.11349999999999999,3.5451817218749988,null,{"$f":"IF($D153=\"Connection\",VLOOKUP(C153,'Input - General'!$F$62:$N$79,6,FALSE),0)","v":0},null,0.1801212933606588,43.346966416214073,7.8077116541495197,null,8.6527813038891108E-2,51.154678070363595,4.426302420137084]
[null,{"$f":"'Input - Inventory'!B151","v":143},{"$f":"'Input - Inventory'!C151","v":"SON1x360"},{"$f":"'Input - Inventory'!D151","v":"Lamp"},{"$f":"'Input - Inventory'!E151","v":"Traffic"},{"$f":"'Input - Inventory'!F151","v":"Major > 130w"},{"$f":"'Input - Inventory'!G151","v":"1"},null,"Lamp - SON1x360",null,55.580980490500679,0,0,null,0,0,10.769946599938873,0.33333333333333331,0,0,10.769946599938873,4.9094211792429674E-3,10.769946599938873,0.16666666666666666,10.769946599938873,4.590314436538903E-3,10.769946599938873,4.0032025620496396E-2,161.54919899908307,2.1598272138228944E-2,269.24866499847184,1.2221950623319483E-2,0,0,12923.935919926647,1.1123470522803115E-4,9154.4546099480413,2.4953586329427266E-4,0,0,0,0,16.420310112706808,null,32.309839799816615,0.33333333333333331,41.541712499999988,4.9094211792429674E-3,11.273206249999998,0.16666666666666666,0,4.9094211792429674E-3,12.852760071441725,null,77.120202567838845,0.05,2.2699999999999996,77.120202567838845,1.4200000000000001E-2,0,77.120202567838845,0.01,0,8.7531429914497068,null,32.309839799816615,0.05,11.273206249999998,1.4200000000000001E-2,0,0.01,1.775571518740831,null,31.235081249999993,0.11349999999999999,3.5451817218749988,null,{"$f":"IF($D154=\"Connection\",VLOOKUP(C154,'Input - General'!$F$62:$N$79,6,FALSE),0)","v":0},null,0.1801212933606588,43.346966416214073,7.8077116541495197,null,8.6527813038891108E-2,51.154678070363595,4.426302420137084]
[null,{"$f":"'Input - Inventory'!B152","v":144},{"$f":"'Input - Inventory'!C152","v":"SON1x400"},{"$f":"'Input - Inventory'!D152","v":"Lamp"},{"$f":"'Input - Inventory'!E152","v":"Traffic"},{"$f":"'Input - Inventory'!F152","v":"Major > 130w"},{"$f":"'Input - Inventory'!G152","v":"1"},null,"Lamp - SON1x400",null,96.055757272728869,60,5763.345436363732,null,0,0,10.769946599938873,0.33333333333333331,0,0,10.769946599938873,4.9094211792429674E-3,10.769946599938873,0.16666666666666666,10.769946599938873,4.590314436538903E-3,10.769946599938873,4.0032025620496396E-2,161.54919899908307,2.1598272138228944E-2,269.24866499847184,1.2221950623319483E-2,0,0,12923.935919926647,1.1123470522803115E-4,9154.4546099480413,2.4953586329427266E-4,0,0,0,0,16.420310112706808,null,32.309839799816615,0.33333333333333331,41.541712499999988,4.9094211792429674E-3,11.273206249999998,0.16666666666666666,0,4.9094211792429674E-3,12.852760071441725,null,77.120202567838845,0.16343333333333335,2.2699999999999996,77.120202567838845,1.4200000000000001E-2,0,77.120202567838845,0.01,0,28.61110672471861,null,32.309839799816615,0.16343333333333335,11.273206249999998,1.4200000000000001E-2,0,0.01,5.440584346700029,null,31.235081249999993,0.37099366666666661,11.588017321568746,null,{"$f":"IF($D155=\"Connection\",VLOOKUP(C155,'Input - General'!$F$62:$N$79,6,FALSE),0)","v":0},null,0.1801212933606588,74.912778577135924,13.493386566554376,null,8.6527813038891108E-2,88.406165143690302,7.6495921290385667]
[null,{"$f":"'Input - Inventory'!B153","v":145},{"$f":"'Input - Inventory'!C153","v":"SON1x400 (P09)"},{"$f":"'Input - Inventory'!D153","v":"Lamp"},{"$f":"'Input - Inventory'!E153","v":"Traffic"},{"$f":"'Input - Inventory'!F153","v":"Major > 130w"},{"$f":"'Input - Inventory'!G153","v":1},null,"Lamp - SON1x400 (P09)",null,96.055757272728869,2149,206423.82237909434,null,0,0,10.769946599938873,0.33333333333333331,0,0,10.769946599938873,4.9094211792429674E-3,10.769946599938873,0.16666666666666666,10.769946599938873,4.590314436538903E-3,10.769946599938873,4.0032025620496396E-2,161.54919899908307,2.1598272138228944E-2,269.24866499847184,1.2221950623319483E-2,0,0,12923.935919926647,1.1123470522803115E-4,9154.4546099480413,2.4953586329427266E-4,0,0,0,0,16.420310112706808,null,32.309839799816615,0.33333333333333331,41.541712499999988,4.9094211792429674E-3,11.273206249999998,0.16666666666666666,0,4.9094211792429674E-3,12.852760071441725,null,77.120202567838845,0.16343333333333335,2.2699999999999996,77.120202567838845,1.4200000000000001E-2,0,77.120202567838845,0.01,0,28.61110672471861,null,32.309839799816615,0.16343333333333335,11.273206249999998,1.4200000000000001E-2,0,0.01,5.440584346700029,null,31.235081249999993,0.37099366666666661,11.588017321568746,null,{"$f":"IF($D156=\"Connection\",VLOOKUP(C156,'Input - General'!$F$62:$N$79,6,FALSE),0)","v":0},null,0.1801212933606588,74.912778577135924,13.493386566554376,null,8.6527813038891108E-2,88.406165143690302,7.6495921290385667]
[null,{"$f":"'Input - Inventory'!B154","v":146},{"$f":"'Input - Inventory'!C154","v":"SON1x400 AR"},{"$f":"'Input - Inventory'!D154","v":"Lamp"},{"$f":"'Input - Inventory'!E154","v":"Traffic"},{"$f":"'Input - Inventory'!F154","v":"Major > 130w"},{"$f":"'Input - Inventory'!G154","v":1},null,"Lamp - SON1x400 AR",null,91.132214319584591,110,10024.543575154305,null,0,0,10.769946599938873,0.33333333333333331,0,0,10.769946599938873,4.9094211792429674E-3,10.769946599938873,0.16666666666666666,10.769946599938873,4.590314436538903E-3,10.769946599938873,4.0032025620496396E-2,161.54919899908307,2.1598272138228944E-2,269.24866499847184,1.2221950623319483E-2,0,0,12923.935919926647,1.1123470522803115E-4,9154.4546099480413,2.4953586329427266E-4,0,0,0,0,16.420310112706808,null,32.309839799816615,0.33333333333333331,41.541712499999988,4.9094211792429674E-3,11.273206249999998,0.16666666666666666,140,0.125,30.352760071441725,null,77.120202567838845,8.1716666666666674E-2,2.2699999999999996,77.120202567838845,1.4200000000000001E-2,0,77.120202567838845,0.01,0,14.305553362359305,null,32.309839799816615,8.1716666666666674E-2,11.273206249999998,1.4200000000000001E-2,140,0.01,4.2003319377250143,null,31.235081249999993,0.18549683333333331,5.7940086607843728,null,{"$f":"IF($D157=\"Connection\",VLOOKUP(C157,'Input - General'!$F$62:$N$79,6,FALSE),0)","v":0},null,0.1801212933606588,71.072964145017224,12.801754224776232,null,8.6527813038891108E-2,83.874718369793456,7.2574959497911333]
[null,{"$f":"'Input - Inventory'!B155","v":147},{"$f":"'Input - Inventory'!C155","v":"SON1x50"},{"$f":"'Input - Inventory'!D155","v":"Lamp"},{"$f":"'Input - Inventory'!E155","v":"NonTraffic"},{"$f":"'Input - Inventory'!F155","v":"Minor < 130w"},{"$f":"'Input - Inventory'!G155","v":"1"},null,"Lamp - SON1x50",null,51.236456567763241,16,819.78330508421186,null,10.769946599938873,0.33333333333333331,0,0,10.769946599938873,1.8504811250925242E-2,0,0,10.769946599938873,0.16666666666666666,10.769946599938873,4.590314436538903E-3,10.769946599938873,4.0032025620496396E-2,161.54919899908307,2.1598272138228944E-2,269.24866499847184,1.2221950623319483E-2,0,0,12923.935919926647,1.1123470522803115E-4,9154.4546099480413,2.4953586329427266E-4,0,0,0,0,16.566731737784167,null,32.309839799816615,0.33333333333333331,41.541712499999988,1.8504811250925242E-2,11.273206249999998,0.16666666666666666,0,1.8504811250925242E-2,13.417535857124905,null,77.120202567838845,0.05,1.5133333333333332,77.120202567838845,1.4200000000000001E-2,0,77.120202567838845,0.01,0,5.8354286609664721,null,32.309839799816615,0.05,11.273206249999998,1.4200000000000001E-2,0,0.01,1.775571518740831,null,31.235081249999993,7.566666666666666E-2,2.3634544812499994,null,{"$f":"IF($D158=\"Connection\",VLOOKUP(C158,'Input - General'!$F$62:$N$79,6,FALSE),0)","v":0},null,0.1801212933606588,39.958722255866377,7.1974167337659933,null,8.6527813038891108E-2,47.156138989632367,4.0803175781308729]
[null,{"$f":"'Input - Inventory'!B156","v":148},{"$f":"'Input - Inventory'!C156","v":"SON1x50 (P09)"},{"$f":"'Input - Inventory'!D156","v":"Lamp"},{"$f":"'Input - Inventory'!E156","v":"NonTraffic"},{"$f":"'Input - Inventory'!F156","v":"Minor < 130w"},{"$f":"'Input - Inventory'!G156","v":1},null,"Lamp - SON1x50 (P09)",null,51.236456567763241,597,30588.164570954654,null,10.769946599938873,0.33333333333333331,0,0,10.769946599938873,1.8504811250925242E-2,0,0,10.769946599938873,0.16666666666666666,10.769946599938873,4.590314436538903E-3,10.769946599938873,4.0032025620496396E-2,161.54919899908307,2.1598272138228944E-2,269.24866499847184,1.2221950623319483E-2,0,0,12923.935919926647,1.1123470522803115E-4,9154.4546099480413,2.4953586329427266E-4,0,0,0,0,16.566731737784167,null,32.309839799816615,0.33333333333333331,41.541712499999988,1.8504811250925242E-2,11.273206249999998,0.16666666666666666,0,1.8504811250925242E-2,13.417535857124905,null,77.120202567838845,0.05,1.5133333333333332,77.120202567838845,1.4200000000000001E-2,0,77.120202567838845,0.01,0,5.8354286609664721,null,32.309839799816615,0.05,11.273206249999998,1.4200000000000001E-2,0,0.01,1.775571518740831,null,31.235081249999993,7.566666666666666E-2,2.3634544812499994,null,{"$f":"IF($D159=\"Connection\",VLOOKUP(C159,'Input - General'!$F$62:$N$79,6,FALSE),0)","v":0},null,0.1801212933606588,39.958722255866377,7.1974167337659933,null,8.6527813038891108E-2,47.156138989632367,4.0803175781308729]
[null,{"$f":"'Input - Inventory'!B157","v":149},{"$f":"'Input - Inventory'!C157","v":"SON1x70"},{"$f":"'Input - Inventory'!D157","v":"Lamp"},{"$f":"'Input - Inventory'!E157","v":"NonTraffic"},{"$f":"'Input - Inventory'!F157","v":"Minor < 130w"},{"$f":"'Input - Inventory'!G157","v":"1"},null,"Lamp - SON1x70",null,66.975260435025234,105,7032.4023456776495,null,10.769946599938873,0.33333333333333331,0,0,10.769946599938873,1.8504811250925242E-2,0,0,10.769946599938873,0.16666666666666666,10.769946599938873,4.590314436538903E-3,10.769946599938873,4.0032025620496396E-2,161.54919899908307,2.1598272138228944E-2,269.24866499847184,1.2221950623319483E-2,0,0,12923.935919926647,1.1123470522803115E-4,9154.4546099480413,2.4953586329427266E-4,0,0,0,0,16.566731737784167,null,32.309839799816615,0.33333333333333331,41.541712499999988,1.8504811250925242E-2,11.273206249999998,0.16666666666666666,0,1.8504811250925242E-2,13.417535857124905,null,77.120202567838845,0.11253333333333332,1.5133333333333332,77.120202567838845,1.4200000000000001E-2,0,77.120202567838845,0.01,0,13.133604772948537,null,32.309839799816615,0.11253333333333332,11.273206249999998,1.4200000000000001E-2,0,0.01,3.7960135008893623,null,31.235081249999993,0.17030044444444439,5.3193482191333308,null,{"$f":"IF($D160=\"Connection\",VLOOKUP(C160,'Input - General'!$F$62:$N$79,6,FALSE),0)","v":0},null,0.1801212933606588,52.233234087880305,9.4083176803190511,null,8.6527813038891108E-2,61.641551768199356,5.3337086668258813]
[null,{"$f":"'Input - Inventory'!B158","v":150},{"$f":"'Input - Inventory'!C158","v":"SON1x70 (P09)"},{"$f":"'Input - Inventory'!D158","v":"Lamp"},{"$f":"'Input - Inventory'!E158","v":"NonTraffic"},{"$f":"'Input - Inventory'!F158","v":"Minor < 130w"},{"$f":"'Input - Inventory'!G158","v":1},null,"Lamp - SON1x70 (P09)",null,66.975260435025234,2045,136964.40758962661,null,10.769946599938873,0.33333333333333331,0,0,10.769946599938873,1.8504811250925242E-2,0,0,10.769946599938873,0.16666666666666666,10.769946599938873,4.590314436538903E-3,10.769946599938873,4.0032025620496396E-2,161.54919899908307,2.1598272138228944E-2,269.24866499847184,1.2221950623319483E-2,0,0,12923.935919926647,1.1123470522803115E-4,9154.4546099480413,2.4953586329427266E-4,0,0,0,0,16.566731737784167,null,32.309839799816615,0.33333333333333331,41.541712499999988,1.8504811250925242E-2,11.273206249999998,0.16666666666666666,0,1.8504811250925242E-2,13.417535857124905,null,77.120202567838845,0.11253333333333332,1.5133333333333332,77.120202567838845,1.4200000000000001E-2,0,77.120202567838845,0.01,0,13.133604772948537,null,32.309839799816615,0.11253333333333332,11.273206249999998,1.4200000000000001E-2,0,0.01,3.7960135008893623,null,31.235081249999993,0.17030044444444439,5.3193482191333308,null,{"$f":"IF($D161=\"Connection\",VLOOKUP(C161,'Input - General'!$F$62:$N$79,6,FALSE),0)","v":0},null,0.1801212933606588,52.233234087880305,9.4083176803190511,null,8.6527813038891108E-2,61.641551768199356,5.3337086668258813]
[null,{"$f":"'Input - Inventory'!B159","v":151},{"$f":"'Input - Inventory'!C159","v":"SON2x250"},{"$f":"'Input - Inventory'!D159","v":"Lamp"},{"$f":"'Input - Inventory'!E159","v":"Traffic"},{"$f":"'Input - Inventory'!F159","v":"Major > 130w"},{"$f":"'Input - Inventory'!G159","v":"2"},null,"Lamp - SON2x250",null,148.62138512876047,0,0,null,0,0,10.769946599938873,0.33333333333333331,0,0,10.769946599938873,4.9094211792429674E-3,10.769946599938873,0.16666666666666666,10.769946599938873,4.590314436538903E-3,10.769946599938873,4.0032025620496396E-2,161.54919899908307,2.1598272138228944E-2,269.24866499847184,1.2221950623319483E-2,0,0,12923.935919926647,1.1123470522803115E-4,9154.4546099480413,2.4953586329427266E-4,0,0,0,0,16.420310112706808,null,64.61967959963323,0.33333333333333331,41.541712499999988,4.9094211792429674E-3,11.273206249999998,0.16666666666666666,0,4.9094211792429674E-3,23.622706671380598,null,77.120202567838845,0.27204976000000003,2.2699999999999996,77.120202567838845,1.4200000000000001E-2,0,77.120202567838845,0.01,0,47.625809001391502,null,32.309839799816615,0.27204976000000003,11.273206249999998,1.4200000000000001E-2,0,0.01,8.9499636919285592,null,31.235081249999993,0.61755295519999998,19.289316731849606,null,{"$f":"IF($D162=\"Connection\",VLOOKUP(C162,'Input - General'!$F$62:$N$79,6,FALSE),0)","v":0},null,0.1801212933606588,115.90810620925708,20.877518001395991,null,8.6527813038891108E-2,136.78562421065305,11.835760918107404]
[null,{"$f":"'Input - Inventory'!B160","v":152},{"$f":"'Input - Inventory'!C160","v":"SON2x250 (P09)"},{"$f":"'Input - Inventory'!D160","v":"Lamp"},{"$f":"'Input - Inventory'!E160","v":"Traffic"},{"$f":"'Input - Inventory'!F160","v":"Major > 130w"},{"$f":"'Input - Inventory'!G160","v":2},null,"Lamp - SON2x250 (P09)",null,148.62138512876047,29,4310.0201687340532,null,0,0,10.769946599938873,0.33333333333333331,0,0,10.769946599938873,4.9094211792429674E-3,10.769946599938873,0.16666666666666666,10.769946599938873,4.590314436538903E-3,10.769946599938873,4.0032025620496396E-2,161.54919899908307,2.1598272138228944E-2,269.24866499847184,1.2221950623319483E-2,0,0,12923.935919926647,1.1123470522803115E-4,9154.4546099480413,2.4953586329427266E-4,0,0,0,0,16.420310112706808,null,64.61967959963323,0.33333333333333331,41.541712499999988,4.9094211792429674E-3,11.273206249999998,0.16666666666666666,0,4.9094211792429674E-3,23.622706671380598,null,77.120202567838845,0.27204976000000003,2.2699999999999996,77.120202567838845,1.4200000000000001E-2,0,77.120202567838845,0.01,0,47.625809001391502,null,32.309839799816615,0.27204976000000003,11.273206249999998,1.4200000000000001E-2,0,0.01,8.9499636919285592,null,31.235081249999993,0.61755295519999998,19.289316731849606,null,{"$f":"IF($D163=\"Connection\",VLOOKUP(C163,'Input - General'!$F$62:$N$79,6,FALSE),0)","v":0},null,0.1801212933606588,115.90810620925708,20.877518001395991,null,8.6527813038891108E-2,136.78562421065305,11.835760918107404]
[null,{"$f":"'Input - Inventory'!B161","v":153},{"$f":"'Input - Inventory'!C161","v":"SON2x400"},{"$f":"'Input - Inventory'!D161","v":"Lamp"},{"$f":"'Input - Inventory'!E161","v":"Traffic"},{"$f":"'Input - Inventory'!F161","v":"Major > 130w"},{"$f":"'Input - Inventory'!G161","v":"2"},null,"Lamp - SON2x400",null,158.65020422809758,0,0,null,0,0,10.769946599938873,0.33333333333333331,0,0,10.769946599938873,4.9094211792429674E-3,10.769946599938873,0.16666666666666666,10.769946599938873,4.590314436538903E-3,10.769946599938873,4.0032025620496396E-2,161.54919899908307,2.1598272138228944E-2,269.24866499847184,1.2221950623319483E-2,0,0,12923.935919926647,1.1123470522803115E-4,9154.4546099480413,2.4953586329427266E-4,0,0,0,0,16.420310112706808,null,64.61967959963323,0.33333333333333331,41.541712499999988,4.9094211792429674E-3,11.273206249999998,0.16666666666666666,0,4.9094211792429674E-3,23.622706671380598,null,77.120202567838845,0.30015621222222222,2.2699999999999996,77.120202567838845,1.4200000000000001E-2,0,77.120202567838845,0.01,0,52.546204907060712,null,32.309839799816615,0.30015621222222222,11.273206249999998,1.4200000000000001E-2,0,0.01,9.8580786605697579,null,31.235081249999993,0.68135460174444429,21.282166345549104,null,{"$f":"IF($D164=\"Connection\",VLOOKUP(C164,'Input - General'!$F$62:$N$79,6,FALSE),0)","v":0},null,0.1801212933606588,123.72946669726699,22.286311568336291,null,8.6527813038891108E-2,146.01577826560327,12.6344259624943]
[null,{"$f":"'Input - Inventory'!B162","v":154},{"$f":"'Input - Inventory'!C162","v":"SON2x70"},{"$f":"'Input - Inventory'!D162","v":"Lamp"},{"$f":"'Input - Inventory'!E162","v":"NonTraffic"},{"$f":"'Input - Inventory'!F162","v":"Minor < 130w"},{"$f":"'Input - Inventory'!G162","v":"2"},null,"Lamp - SON2x70",null,105.92069718162071,0,0,null,10.769946599938873,0.33333333333333331,0,0,10.769946599938873,1.8504811250925242E-2,0,0,10.769946599938873,0.16666666666666666,10.769946599938873,4.590314436538903E-3,10.769946599938873,4.0032025620496396E-2,161.54919899908307,2.1598272138228944E-2,269.24866499847184,1.2221950623319483E-2,0,0,12923.935919926647,1.1123470522803115E-4,9154.4546099480413,2.4953586329427266E-4,0,0,0,0,16.566731737784167,null,64.61967959963323,0.33333333333333331,41.541712499999988,1.8504811250925242E-2,11.273206249999998,0.16666666666666666,0,1.8504811250925242E-2,24.18748245706378,null,77.120202567838845,0.21240291555555568,1.5133333333333332,77.120202567838845,1.4200000000000001E-2,0,77.120202567838845,0.01,0,24.789241222114622,null,32.309839799816615,0.21240291555555568,11.273206249999998,1.4200000000000001E-2,0,0.01,7.0227837033639808,null,31.235081249999993,0.3214364122074076,10.040092452006865,null,{"$f":"IF($D165=\"Connection\",VLOOKUP(C165,'Input - General'!$F$62:$N$79,6,FALSE),0)","v":0},null,0.1801212933606588,82.606331572333417,14.879159282588118,null,8.6527813038891108E-2,97.485490854921537,8.4352063266991788]
[null,{"$f":"'Input - Inventory'!B163","v":155},{"$f":"'Input - Inventory'!C163","v":"SON3x70"},{"$f":"'Input - Inventory'!D163","v":"Lamp"},{"$f":"'Input - Inventory'!E163","v":"NonTraffic"},{"$f":"'Input - Inventory'!F163","v":"Minor < 130w"},{"$f":"'Input - Inventory'!G163","v":"3"},null,"Lamp - SON3x70",null,142.03751423682081,0,0,null,10.769946599938873,0.33333333333333331,0,0,10.769946599938873,1.8504811250925242E-2,0,0,10.769946599938873,0.16666666666666666,10.769946599938873,4.590314436538903E-3,10.769946599938873,4.0032025620496396E-2,161.54919899908307,2.1598272138228944E-2,269.24866499847184,1.2221950623319483E-2,0,0,12923.935919926647,1.1123470522803115E-4,9154.4546099480413,2.4953586329427266E-4,0,0,0,0,16.566731737784167,null,96.929519399449845,0.33333333333333331,41.541712499999988,1.8504811250925242E-2,11.273206249999998,0.16666666666666666,0,1.8504811250925242E-2,34.957429057002649,null,77.120202567838845,0.30103384079170381,1.5133333333333332,77.120202567838845,1.4200000000000001E-2,0,77.120202567838845,0.01,0,35.133230049534525,null,32.309839799816615,0.30103384079170381,11.273206249999998,1.4200000000000001E-2,0,0.01,9.8864346990534493,null,31.235081249999993,0.45556454573144506,14.229595600541025,null,{"$f":"IF($D166=\"Connection\",VLOOKUP(C166,'Input - General'!$F$62:$N$79,6,FALSE),0)","v":0},null,0.1801212933606588,110.77342114391583,19.952651886427066,null,8.6527813038891108E-2,130.72607303034289,11.311441206477934]
[null,{"$f":"'Input - Inventory'!B164","v":156},{"$f":"'Input - Inventory'!C164","v":"SON4x250"},{"$f":"'Input - Inventory'!D164","v":"Lamp"},{"$f":"'Input - Inventory'!E164","v":"Traffic"},{"$f":"'Input - Inventory'!F164","v":"Major > 130w"},{"$f":"'Input - Inventory'!G164","v":"4"},null,"Lamp - SON4x250",null,246.90386428492917,0,0,null,0,0,10.769946599938873,0.33333333333333331,0,0,10.769946599938873,4.9094211792429674E-3,10.769946599938873,0.16666666666666666,10.769946599938873,4.590314436538903E-3,10.769946599938873,4.0032025620496396E-2,161.54919899908307,2.1598272138228944E-2,269.24866499847184,1.2221950623319483E-2,0,0,12923.935919926647,1.1123470522803115E-4,9154.4546099480413,2.4953586329427266E-4,0,0,0,0,16.420310112706808,null,129.23935919926646,0.33333333333333331,41.541712499999988,4.9094211792429674E-3,11.273206249999998,0.16666666666666666,0,4.9094211792429674E-3,45.162599871258337,null,77.120202567838845,0.47008844808394246,2.2699999999999996,77.120202567838845,1.4200000000000001E-2,0,77.120202567838845,0.01,0,82.295028094148606,null,32.309839799816615,0.47008844808394246,11.273206249999998,1.4200000000000001E-2,0,0.01,15.34856197808659,null,31.235081249999993,1.0671007771505492,33.330979476235541,null,{"$f":"IF($D167=\"Connection\",VLOOKUP(C167,'Input - General'!$F$62:$N$79,6,FALSE),0)","v":0},null,0.1801212933606588,192.55747953243585,34.683702259650929,null,8.6527813038891108E-2,227.24118179208682,19.662682492842354]
[null,{"$f":"'Input - Inventory'!B165","v":157},{"$f":"'Input - Inventory'!C165","v":"SON4x600"},{"$f":"'Input - Inventory'!D165","v":"Lamp"},{"$f":"'Input - Inventory'!E165","v":"Traffic"},{"$f":"'Input - Inventory'!F165","v":"Major > 130w"},{"$f":"'Input - Inventory'!G165","v":"4"},null,"Lamp - SON4x600",null,261.22295230062633,0,0,null,0,0,10.769946599938873,0.33333333333333331,0,0,10.769946599938873,4.9094211792429674E-3,10.769946599938873,0.16666666666666666,10.769946599938873,4.590314436538903E-3,10.769946599938873,4.0032025620496396E-2,161.54919899908307,2.1598272138228944E-2,269.24866499847184,1.2221950623319483E-2,0,0,12923.935919926647,1.1123470522803115E-4,9154.4546099480413,2.4953586329427266E-4,0,0,0,0,16.420310112706808,null,129.23935919926646,0.33333333333333331,41.541712499999988,4.9094211792429674E-3,11.273206249999998,0.16666666666666666,0,4.9094211792429674E-3,45.162599871258337,null,77.120202567838845,0.51021867270885268,2.2699999999999996,77.120202567838845,1.4200000000000001E-2,0,77.120202567838845,0.01,0,89.320339982565329,null,32.309839799816615,0.51021867270885268,11.273206249999998,1.4200000000000001E-2,0,0.01,16.645163106848095,null,31.235081249999993,1.1581963870490954,36.176358252934939,null,{"$f":"IF($D168=\"Connection\",VLOOKUP(C168,'Input - General'!$F$62:$N$79,6,FALSE),0)","v":0},null,0.1801212933606588,203.72477132631352,36.695169300900048,null,8.6527813038891108E-2,240.41994062721352,20.803011673412833]
[null,{"$f":"'Input - Inventory'!B166","v":158},{"$f":"'Input - Inventory'!C166","v":"SON4x70"},{"$f":"'Input - Inventory'!D166","v":"Lamp"},{"$f":"'Input - Inventory'!E166","v":"NonTraffic"},{"$f":"'Input - Inventory'!F166","v":"Minor < 130w"},{"$f":"'Input - Inventory'!G166","v":"4"},null,"Lamp - SON4x70",null,175.64402560323066,0,0,null,10.769946599938873,0.33333333333333331,0,0,10.769946599938873,1.8504811250925242E-2,0,0,10.769946599938873,0.16666666666666666,10.769946599938873,4.590314436538903E-3,10.769946599938873,4.0032025620496396E-2,161.54919899908307,2.1598272138228944E-2,269.24866499847184,1.2221950623319483E-2,0,0,12923.935919926647,1.1123470522803115E-4,9154.4546099480413,2.4953586329427266E-4,0,0,0,0,16.566731737784167,null,129.23935919926646,0.33333333333333331,41.541712499999988,1.8504811250925242E-2,11.273206249999998,0.16666666666666666,0,1.8504811250925242E-2,45.727375656941518,null,77.120202567838845,0.37969083257461089,1.5133333333333332,77.120202567838845,1.4200000000000001E-2,0,77.120202567838845,0.01,0,44.313175334242132,null,32.309839799816615,0.37969083257461089,11.273206249999998,1.4200000000000001E-2,0,0.01,12.427829502694669,null,31.235081249999993,0.57459879329624441,17.947639994760145,null,{"$f":"IF($D169=\"Connection\",VLOOKUP(C169,'Input - General'!$F$62:$N$79,6,FALSE),0)","v":0},null,0.1801212933606588,136.98275222642263,24.673510499125907,null,8.6527813038891108E-2,161.65626272554854,13.987762877682126]
[null,{"$f":"'Input - Inventory'!B167","v":159},{"$f":"'Input - Inventory'!C167","v":"SON8x70"},{"$f":"'Input - Inventory'!D167","v":"Lamp"},{"$f":"'Input - Inventory'!E167","v":"NonTraffic"},{"$f":"'Input - Inventory'!F167","v":"Minor < 130w"},{"$f":"'Input - Inventory'!G167","v":"8"},null,"Lamp - SON8x70",null,290.16108917316126,0,0,null,10.769946599938873,0.33333333333333331,0,0,10.769946599938873,1.8504811250925242E-2,0,0,10.769946599938873,0.16666666666666666,10.769946599938873,4.590314436538903E-3,10.769946599938873,4.0032025620496396E-2,161.54919899908307,2.1598272138228944E-2,269.24866499847184,1.2221950623319483E-2,0,0,12923.935919926647,1.1123470522803115E-4,9154.4546099480413,2.4953586329427266E-4,0,0,0,0,16.566731737784167,null,258.47871839853292,0.33333333333333331,41.541712499999988,1.8504811250925242E-2,11.273206249999998,0.16666666666666666,0,1.8504811250925242E-2,88.807162056696995,null,77.120202567838845,0.61521653680802058,1.5133333333333332,77.120202567838845,1.4200000000000001E-2,0,77.120202567838845,0.01,0,71.801044231801157,null,32.309839799816615,0.61521653680802058,11.273206249999998,1.4200000000000001E-2,0,0.01,20.037627275215126,null,31.235081249999993,0.93102769236947103,29.080725617160425,null,{"$f":"IF($D170=\"Connection\",VLOOKUP(C170,'Input - General'!$F$62:$N$79,6,FALSE),0)","v":0},null,0.1801212933606588,226.29329091865787,40.760240239108477,null,8.6527813038891108E-2,267.05353115776637,23.10755801539489]
[null,{"$f":"'Input - Inventory'!B168","v":160},{"$f":"'Input - Inventory'!C168","v":"SOX1x135"},{"$f":"'Input - Inventory'!D168","v":"Lamp"},{"$f":"'Input - Inventory'!E168","v":"Traffic"},{"$f":"'Input - Inventory'!F168","v":"Major > 130w"},{"$f":"'Input - Inventory'!G168","v":"1"},null,"Lamp - SOX1x135",null,55.580980490500679,2,111.16196098100136,null,0,0,10.769946599938873,0.33333333333333331,0,0,10.769946599938873,4.9094211792429674E-3,10.769946599938873,0.16666666666666666,10.769946599938873,4.590314436538903E-3,10.769946599938873,4.0032025620496396E-2,161.54919899908307,2.1598272138228944E-2,269.24866499847184,1.2221950623319483E-2,0,0,12923.935919926647,1.1123470522803115E-4,9154.4546099480413,2.4953586329427266E-4,0,0,0,0,16.420310112706808,null,32.309839799816615,0.33333333333333331,41.541712499999988,4.9094211792429674E-3,11.273206249999998,0.16666666666666666,0,4.9094211792429674E-3,12.852760071441725,null,77.120202567838845,0.05,2.2699999999999996,77.120202567838845,1.4200000000000001E-2,0,77.120202567838845,0.01,0,8.7531429914497068,null,32.309839799816615,0.05,11.273206249999998,1.4200000000000001E-2,0,0.01,1.775571518740831,null,31.235081249999993,0.11349999999999999,3.5451817218749988,null,{"$f":"IF($D171=\"Connection\",VLOOKUP(C171,'Input - General'!$F$62:$N$79,6,FALSE),0)","v":0},null,0.1801212933606588,43.346966416214073,7.8077116541495197,null,8.6527813038891108E-2,51.154678070363595,4.426302420137084]
[null,{"$f":"'Input - Inventory'!B169","v":161},{"$f":"'Input - Inventory'!C169","v":"SOX1x150"},{"$f":"'Input - Inventory'!D169","v":"Lamp"},{"$f":"'Input - Inventory'!E169","v":"Traffic"},{"$f":"'Input - Inventory'!F169","v":"Major > 130w"},{"$f":"'Input - Inventory'!G169","v":"1"},null,"Lamp - SOX1x150",null,55.580980490500679,0,0,null,0,0,10.769946599938873,0.33333333333333331,0,0,10.769946599938873,4.9094211792429674E-3,10.769946599938873,0.16666666666666666,10.769946599938873,4.590314436538903E-3,10.769946599938873,4.0032025620496396E-2,161.54919899908307,2.1598272138228944E-2,269.24866499847184,1.2221950623319483E-2,0,0,12923.935919926647,1.1123470522803115E-4,9154.4546099480413,2.4953586329427266E-4,0,0,0,0,16.420310112706808,null,32.309839799816615,0.33333333333333331,41.541712499999988,4.9094211792429674E-3,11.273206249999998,0.16666666666666666,0,4.9094211792429674E-3,12.852760071441725,null,77.120202567838845,0.05,2.2699999999999996,77.120202567838845,1.4200000000000001E-2,0,77.120202567838845,0.01,0,8.7531429914497068,null,32.309839799816615,0.05,11.273206249999998,1.4200000000000001E-2,0,0.01,1.775571518740831,null,31.235081249999993,0.11349999999999999,3.5451817218749988,null,{"$f":"IF($D172=\"Connection\",VLOOKUP(C172,'Input - General'!$F$62:$N$79,6,FALSE),0)","v":0},null,0.1801212933606588,43.346966416214073,7.8077116541495197,null,8.6527813038891108E-2,51.154678070363595,4.426302420137084]
[null,{"$f":"'Input - Inventory'!B170","v":162},{"$f":"'Input - Inventory'!C170","v":"SOX1x180"},{"$f":"'Input - Inventory'!D170","v":"Lamp"},{"$f":"'Input - Inventory'!E170","v":"Traffic"},{"$f":"'Input - Inventory'!F170","v":"Major > 130w"},{"$f":"'Input - Inventory'!G170","v":"1"},null,"Lamp - SOX1x180",null,92.636735812667538,0,0,null,0,0,10.769946599938873,0.33333333333333331,0,0,10.769946599938873,4.9094211792429674E-3,10.769946599938873,0.16666666666666666,10.769946599938873,4.590314436538903E-3,10.769946599938873,4.0032025620496396E-2,161.54919899908307,2.1598272138228944E-2,269.24866499847184,1.2221950623319483E-2,0,0,12923.935919926647,1.1123470522803115E-4,9154.4546099480413,2.4953586329427266E-4,0,0,0,0,16.420310112706808,null,107.69946599938874,0.33333333333333331,41.541712499999988,4.9094211792429674E-3,11.273206249999998,0.16666666666666666,0,4.9094211792429674E-3,37.982635471299098,null,77.120202567838845,0.05,2.2699999999999996,77.120202567838845,1.4200000000000001E-2,0,77.120202567838845,0.01,0,8.7531429914497068,null,107.69946599938874,0.05,11.273206249999998,1.4200000000000001E-2,0,0.01,5.5450528287194372,null,31.235081249999993,0.11349999999999999,3.5451817218749988,null,{"$f":"IF($D173=\"Connection\",VLOOKUP(C173,'Input - General'!$F$62:$N$79,6,FALSE),0)","v":0},null,0.1801212933606588,72.246323126050044,13.013101162016207,null,8.6527813038891108E-2,85.259424288066256,7.3773115246012884]
[null,{"$f":"'Input - Inventory'!B171","v":163},{"$f":"'Input - Inventory'!C171","v":"SOX1x90"},{"$f":"'Input - Inventory'!D171","v":"Lamp"},{"$f":"'Input - Inventory'!E171","v":"NonTraffic"},{"$f":"'Input - Inventory'!F171","v":"Minor < 130w"},{"$f":"'Input - Inventory'!G171","v":"1"},null,"Lamp - SOX1x90",null,51.236456567763241,0,0,null,10.769946599938873,0.33333333333333331,0,0,10.769946599938873,1.8504811250925242E-2,0,0,10.769946599938873,0.16666666666666666,10.769946599938873,4.590314436538903E-3,10.769946599938873,4.0032025620496396E-2,161.54919899908307,2.1598272138228944E-2,269.24866499847184,1.2221950623319483E-2,0,0,12923.935919926647,1.1123470522803115E-4,9154.4546099480413,2.4953586329427266E-4,0,0,0,0,16.566731737784167,null,32.309839799816615,0.33333333333333331,41.541712499999988,1.8504811250925242E-2,11.273206249999998,0.16666666666666666,0,1.8504811250925242E-2,13.417535857124905,null,77.120202567838845,0.05,1.5133333333333332,77.120202567838845,1.4200000000000001E-2,0,77.120202567838845,0.01,0,5.8354286609664721,null,32.309839799816615,0.05,11.273206249999998,1.4200000000000001E-2,0,0.01,1.775571518740831,null,31.235081249999993,7.566666666666666E-2,2.3634544812499994,null,{"$f":"IF($D174=\"Connection\",VLOOKUP(C174,'Input - General'!$F$62:$N$79,6,FALSE),0)","v":0},null,0.1801212933606588,39.958722255866377,7.1974167337659933,null,8.6527813038891108E-2,47.156138989632367,4.0803175781308729]
[null,{"$f":"'Input - Inventory'!B172","v":164},{"$f":"'Input - Inventory'!C172","v":"TF1x16"},{"$f":"'Input - Inventory'!D172","v":"Lamp"},{"$f":"'Input - Inventory'!E172","v":"NonTraffic"},{"$f":"'Input - Inventory'!F172","v":"Minor < 130w"},{"$f":"'Input - Inventory'!G172","v":"1"},null,"Lamp - TF1x16",null,42.889772229226708,1,42.889772229226708,null,10.769946599938873,0.33333333333333331,0,0,10.769946599938873,1.8504811250925242E-2,0,0,10.769946599938873,0.16666666666666666,10.769946599938873,4.590314436538903E-3,10.769946599938873,4.0032025620496396E-2,161.54919899908307,2.1598272138228944E-2,269.24866499847184,1.2221950623319483E-2,0,0,12923.935919926647,1.1123470522803115E-4,9154.4546099480413,2.4953586329427266E-4,0,0,0,0,16.566731737784167,null,10.769946599938873,0.33333333333333331,41.541712499999988,1.8504811250925242E-2,11.273206249999998,0.16666666666666666,0,1.8504811250925242E-2,6.2375714571656582,null,77.120202567838845,0.06,1.5133333333333332,77.120202567838845,1.4200000000000001E-2,0,77.120202567838845,0.01,0,7.0025143931597666,null,10.769946599938873,0.06,11.273206249999998,1.4200000000000001E-2,0,0.01,0.80627632474633237,null,31.235081249999993,9.0799999999999992E-2,2.836145377499999,null,{"$f":"IF($D175=\"Connection\",VLOOKUP(C175,'Input - General'!$F$62:$N$79,6,FALSE),0)","v":0},null,0.1801212933606588,33.449239290355919,6.0249202429090731,null,8.6527813038891108E-2,39.474159533264995,3.4156126959617144]
[null,{"$f":"'Input - Inventory'!B173","v":165},{"$f":"'Input - Inventory'!C173","v":"TF1x176"},{"$f":"'Input - Inventory'!D173","v":"Lamp"},{"$f":"'Input - Inventory'!E173","v":"Traffic"},{"$f":"'Input - Inventory'!F173","v":"Major > 130w"},{"$f":"'Input - Inventory'!G173","v":"1"},null,"Lamp - TF1x176",null,48.285585323150464,0,0,null,0,0,10.769946599938873,0.33333333333333331,0,0,10.769946599938873,4.9094211792429674E-3,10.769946599938873,0.16666666666666666,10.769946599938873,4.590314436538903E-3,10.769946599938873,4.0032025620496396E-2,161.54919899908307,2.1598272138228944E-2,269.24866499847184,1.2221950623319483E-2,0,0,12923.935919926647,1.1123470522803115E-4,9154.4546099480413,2.4953586329427266E-4,0,0,0,0,16.420310112706808,null,10.769946599938873,0.33333333333333331,41.541712499999988,4.9094211792429674E-3,11.273206249999998,0.16666666666666666,0,4.9094211792429674E-3,5.6727956714824792,null,77.120202567838845,0.06,2.2699999999999996,77.120202567838845,1.4200000000000001E-2,0,77.120202567838845,0.01,0,10.50377158973965,null,10.769946599938873,0.06,11.273206249999998,1.4200000000000001E-2,0,0.01,0.80627632474633237,null,31.235081249999993,0.13619999999999996,4.2542180662499982,null,{"$f":"IF($D176=\"Connection\",VLOOKUP(C176,'Input - General'!$F$62:$N$79,6,FALSE),0)","v":0},null,0.1801212933606588,37.657371764925266,6.782894506861493,null,8.6527813038891108E-2,44.440266271786761,3.8453190513637034]
[null,{"$f":"'Input - Inventory'!B174","v":166},{"$f":"'Input - Inventory'!C174","v":"TF1x20"},{"$f":"'Input - Inventory'!D174","v":"Lamp"},{"$f":"'Input - Inventory'!E174","v":"NonTraffic"},{"$f":"'Input - Inventory'!F174","v":"Minor < 130w"},{"$f":"'Input - Inventory'!G174","v":"1"},null,"Lamp - TF1x20",null,42.889772229226708,0,0,null,10.769946599938873,0.33333333333333331,0,0,10.769946599938873,1.8504811250925242E-2,0,0,10.769946599938873,0.16666666666666666,10.769946599938873,4.590314436538903E-3,10.769946599938873,4.0032025620496396E-2,161.54919899908307,2.1598272138228944E-2,269.24866499847184,1.2221950623319483E-2,0,0,12923.935919926647,1.1123470522803115E-4,9154.4546099480413,2.4953586329427266E-4,0,0,0,0,16.566731737784167,null,10.769946599938873,0.33333333333333331,41.541712499999988,1.8504811250925242E-2,11.273206249999998,0.16666666666666666,0,1.8504811250925242E-2,6.2375714571656582,null,77.120202567838845,0.06,1.5133333333333332,77.120202567838845,1.4200000000000001E-2,0,77.120202567838845,0.01,0,7.0025143931597666,null,10.769946599938873,0.06,11.273206249999998,1.4200000000000001E-2,0,0.01,0.80627632474633237,null,31.235081249999993,9.0799999999999992E-2,2.836145377499999,null,{"$f":"IF($D177=\"Connection\",VLOOKUP(C177,'Input - General'!$F$62:$N$79,6,FALSE),0)","v":0},null,0.1801212933606588,33.449239290355919,6.0249202429090731,null,8.6527813038891108E-2,39.474159533264995,3.4156126959617144]
[null,{"$f":"'Input - Inventory'!B175","v":167},{"$f":"'Input - Inventory'!C175","v":"TF1x236"},{"$f":"'Input - Inventory'!D175","v":"Lamp"},{"$f":"'Input - Inventory'!E175","v":"Traffic"},{"$f":"'Input - Inventory'!F175","v":"Major > 130w"},{"$f":"'Input - Inventory'!G175","v":"1"},null,"Lamp - TF1x236",null,48.285585323150464,0,0,null,0,0,10.769946599938873,0.33333333333333331,0,0,10.769946599938873,4.9094211792429674E-3,10.769946599938873,0.16666666666666666,10.769946599938873,4.590314436538903E-3,10.769946599938873,4.0032025620496396E-2,161.54919899908307,2.1598272138228944E-2,269.24866499847184,1.2221950623319483E-2,0,0,12923.935919926647,1.1123470522803115E-4,9154.4546099480413,2.4953586329427266E-4,0,0,0,0,16.420310112706808,null,10.769946599938873,0.33333333333333331,41.541712499999988,4.9094211792429674E-3,11.273206249999998,0.16666666666666666,0,4.9094211792429674E-3,5.6727956714824792,null,77.120202567838845,0.06,2.2699999999999996,77.120202567838845,1.4200000000000001E-2,0,77.120202567838845,0.01,0,10.50377158973965,null,10.769946599938873,0.06,11.273206249999998,1.4200000000000001E-2,0,0.01,0.80627632474633237,null,31.235081249999993,0.13619999999999996,4.2542180662499982,null,{"$f":"IF($D178=\"Connection\",VLOOKUP(C178,'Input - General'!$F$62:$N$79,6,FALSE),0)","v":0},null,0.1801212933606588,37.657371764925266,6.782894506861493,null,8.6527813038891108E-2,44.440266271786761,3.8453190513637034]
[null,{"$f":"'Input - Inventory'!B176","v":168},{"$f":"'Input - Inventory'!C176","v":"TF1x26"},{"$f":"'Input - Inventory'!D176","v":"Lamp"},{"$f":"'Input - Inventory'!E176","v":"NonTraffic"},{"$f":"'Input - Inventory'!F176","v":"Minor < 130w"},{"$f":"'Input - Inventory'!G176","v":"1"},null,"Lamp - TF1x26",null,42.889772229226708,0,0,null,10.769946599938873,0.33333333333333331,0,0,10.769946599938873,1.8504811250925242E-2,0,0,10.769946599938873,0.16666666666666666,10.769946599938873,4.590314436538903E-3,10.769946599938873,4.0032025620496396E-2,161.54919899908307,2.1598272138228944E-2,269.24866499847184,1.2221950623319483E-2,0,0,12923.935919926647,1.1123470522803115E-4,9154.4546099480413,2.4953586329427266E-4,0,0,0,0,16.566731737784167,null,10.769946599938873,0.33333333333333331,41.541712499999988,1.8504811250925242E-2,11.273206249999998,0.16666666666666666,0,1.8504811250925242E-2,6.2375714571656582,null,77.120202567838845,0.06,1.5133333333333332,77.120202567838845,1.4200000000000001E-2,0,77.120202567838845,0.01,0,7.0025143931597666,null,10.769946599938873,0.06,11.273206249999998,1.4200000000000001E-2,0,0.01,0.80627632474633237,null,31.235081249999993,9.0799999999999992E-2,2.836145377499999,null,{"$f":"IF($D179=\"Connection\",VLOOKUP(C179,'Input - General'!$F$62:$N$79,6,FALSE),0)","v":0},null,0.1801212933606588,33.449239290355919,6.0249202429090731,null,8.6527813038891108E-2,39.474159533264995,3.4156126959617144]
[null,{"$f":"'Input - Inventory'!B177","v":169},{"$f":"'Input - Inventory'!C177","v":"TF1x40"},{"$f":"'Input - Inventory'!D177","v":"Lamp"},{"$f":"'Input - Inventory'!E177","v":"NonTraffic"},{"$f":"'Input - Inventory'!F177","v":"Minor < 130w"},{"$f":"'Input - Inventory'!G177","v":"1"},null,"Lamp - TF1x40",null,64.848380613635939,86,5576.9607327726908,null,10.769946599938873,0.33333333333333331,0,0,10.769946599938873,1.8504811250925242E-2,0,0,10.769946599938873,0.16666666666666666,10.769946599938873,4.590314436538903E-3,10.769946599938873,4.0032025620496396E-2,161.54919899908307,2.1598272138228944E-2,269.24866499847184,1.2221950623319483E-2,0,0,12923.935919926647,1.1123470522803115E-4,9154.4546099480413,2.4953586329427266E-4,0,0,0,0,16.566731737784167,null,10.769946599938873,0.33333333333333331,41.541712499999988,1.8504811250925242E-2,11.273206249999998,0.16666666666666666,0,1.8504811250925242E-2,6.2375714571656582,null,77.120202567838845,0.158,1.5133333333333332,77.120202567838845,1.4200000000000001E-2,0,77.120202567838845,0.01,0,18.439954568654052,null,10.769946599938873,0.158,11.273206249999998,1.4200000000000001E-2,0,0.01,1.8617310915403418,null,31.235081249999993,0.23910666666666663,7.4685161607499975,null,{"$f":"IF($D180=\"Connection\",VLOOKUP(C180,'Input - General'!$F$62:$N$79,6,FALSE),0)","v":0},null,0.1801212933606588,50.574505015894218,9.1095452545379914,null,8.6527813038891108E-2,59.684050270432209,5.1643303432037362]
[null,{"$f":"'Input - Inventory'!B178","v":170},{"$f":"'Input - Inventory'!C178","v":"TF1x40 (P09)"},{"$f":"'Input - Inventory'!D178","v":"Lamp"},{"$f":"'Input - Inventory'!E178","v":"NonTraffic"},{"$f":"'Input - Inventory'!F178","v":"Minor < 130w"},{"$f":"'Input - Inventory'!G178","v":1},null,"Lamp - TF1x40 (P09)",null,64.848380613635939,508,32942.977351727059,null,10.769946599938873,0.33333333333333331,0,0,10.769946599938873,1.8504811250925242E-2,0,0,10.769946599938873,0.16666666666666666,10.769946599938873,4.590314436538903E-3,10.769946599938873,4.0032025620496396E-2,161.54919899908307,2.1598272138228944E-2,269.24866499847184,1.2221950623319483E-2,0,0,12923.935919926647,1.1123470522803115E-4,9154.4546099480413,2.4953586329427266E-4,0,0,0,0,16.566731737784167,null,10.769946599938873,0.33333333333333331,41.541712499999988,1.8504811250925242E-2,11.273206249999998,0.16666666666666666,0,1.8504811250925242E-2,6.2375714571656582,null,77.120202567838845,0.158,1.5133333333333332,77.120202567838845,1.4200000000000001E-2,0,77.120202567838845,0.01,0,18.439954568654052,null,10.769946599938873,0.158,11.273206249999998,1.4200000000000001E-2,0,0.01,1.8617310915403418,null,31.235081249999993,0.23910666666666663,7.4685161607499975,null,{"$f":"IF($D181=\"Connection\",VLOOKUP(C181,'Input - General'!$F$62:$N$79,6,FALSE),0)","v":0},null,0.1801212933606588,50.574505015894218,9.1095452545379914,null,8.6527813038891108E-2,59.684050270432209,5.1643303432037362]
[null,{"$f":"'Input - Inventory'!B179","v":171},{"$f":"'Input - Inventory'!C179","v":"TF1x60"},{"$f":"'Input - Inventory'!D179","v":"Lamp"},{"$f":"'Input - Inventory'!E179","v":"NonTraffic"},{"$f":"'Input - Inventory'!F179","v":"Minor < 130w"},{"$f":"'Input - Inventory'!G179","v":"1"},null,"Lamp - TF1x60",null,42.889772229226708,0,0,null,10.769946599938873,0.33333333333333331,0,0,10.769946599938873,1.8504811250925242E-2,0,0,10.769946599938873,0.16666666666666666,10.769946599938873,4.590314436538903E-3,10.769946599938873,4.0032025620496396E-2,161.54919899908307,2.1598272138228944E-2,269.24866499847184,1.2221950623319483E-2,0,0,12923.935919926647,1.1123470522803115E-4,9154.4546099480413,2.4953586329427266E-4,0,0,0,0,16.566731737784167,null,10.769946599938873,0.33333333333333331,41.541712499999988,1.8504811250925242E-2,11.273206249999998,0.16666666666666666,0,1.8504811250925242E-2,6.2375714571656582,null,77.120202567838845,0.06,1.5133333333333332,77.120202567838845,1.4200000000000001E-2,0,77.120202567838845,0.01,0,7.0025143931597666,null,10.769946599938873,0.06,11.273206249999998,1.4200000000000001E-2,0,0.01,0.80627632474633237,null,31.235081249999993,9.0799999999999992E-2,2.836145377499999,null,{"$f":"IF($D182=\"Connection\",VLOOKUP(C182,'Input - General'!$F$62:$N$79,6,FALSE),0)","v":0},null,0.1801212933606588,33.449239290355919,6.0249202429090731,null,8.6527813038891108E-2,39.474159533264995,3.4156126959617144]
[null,{"$f":"'Input - Inventory'!B180","v":172},{"$f":"'Input - Inventory'!C180","v":"TF1x80"},{"$f":"'Input - Inventory'!D180","v":"Lamp"},{"$f":"'Input - Inventory'!E180","v":"NonTraffic"},{"$f":"'Input - Inventory'!F180","v":"Minor < 130w"},{"$f":"'Input - Inventory'!G180","v":"1"},null,"Lamp - TF1x80",null,42.889772229226708,14,600.45681120917391,null,10.769946599938873,0.33333333333333331,0,0,10.769946599938873,1.8504811250925242E-2,0,0,10.769946599938873,0.16666666666666666,10.769946599938873,4.590314436538903E-3,10.769946599938873,4.0032025620496396E-2,161.54919899908307,2.1598272138228944E-2,269.24866499847184,1.2221950623319483E-2,0,0,12923.935919926647,1.1123470522803115E-4,9154.4546099480413,2.4953586329427266E-4,0,0,0,0,16.566731737784167,null,10.769946599938873,0.33333333333333331,41.541712499999988,1.8504811250925242E-2,11.273206249999998,0.16666666666666666,0,1.8504811250925242E-2,6.2375714571656582,null,77.120202567838845,0.06,1.5133333333333332,77.120202567838845,1.4200000000000001E-2,0,77.120202567838845,0.01,0,7.0025143931597666,null,10.769946599938873,0.06,11.273206249999998,1.4200000000000001E-2,0,0.01,0.80627632474633237,null,31.235081249999993,9.0799999999999992E-2,2.836145377499999,null,{"$f":"IF($D183=\"Connection\",VLOOKUP(C183,'Input - General'!$F$62:$N$79,6,FALSE),0)","v":0},null,0.1801212933606588,33.449239290355919,6.0249202429090731,null,8.6527813038891108E-2,39.474159533264995,3.4156126959617144]
[null,{"$f":"'Input - Inventory'!B181","v":173},{"$f":"'Input - Inventory'!C181","v":"TF2x14 T5"},{"$f":"'Input - Inventory'!D181","v":"Lamp"},{"$f":"'Input - Inventory'!E181","v":"NonTraffic"},{"$f":"'Input - Inventory'!F181","v":"Minor < 130w"},{"$f":"'Input - Inventory'!G181","v":"2"},null,"Lamp - TF2x14 T5",null,47.492971648129426,4,189.97188659251771,null,10.769946599938873,0.33333333333333331,0,0,10.769946599938873,1.8504811250925242E-2,0,0,10.769946599938873,0.16666666666666666,10.769946599938873,4.590314436538903E-3,10.769946599938873,4.0032025620496396E-2,161.54919899908307,2.1598272138228944E-2,269.24866499847184,1.2221950623319483E-2,0,0,12923.935919926647,1.1123470522803115E-4,9154.4546099480413,2.4953586329427266E-4,0,0,0,0,16.566731737784167,null,21.539893199877746,0.33333333333333331,41.541712499999988,1.8504811250925242E-2,11.273206249999998,0.16666666666666666,0,1.8504811250925242E-2,9.8275536571452822,null,77.120202567838845,0.06,1.5133333333333332,77.120202567838845,1.4200000000000001E-2,0,77.120202567838845,0.01,0,7.0025143931597666,null,10.769946599938873,0.06,11.273206249999998,1.4200000000000001E-2,0,0.01,0.80627632474633237,null,31.235081249999993,9.0799999999999992E-2,2.836145377499999,null,{"$f":"IF($D184=\"Connection\",VLOOKUP(C184,'Input - General'!$F$62:$N$79,6,FALSE),0)","v":0},null,0.1801212933606588,37.039221490335549,6.6715524799111474,null,8.6527813038891108E-2,43.710773970246692,3.7821976778827335]
[null,{"$f":"'Input - Inventory'!B182","v":174},{"$f":"'Input - Inventory'!C182","v":"TF2x14 T5 (P09)"},{"$f":"'Input - Inventory'!D182","v":"Lamp"},{"$f":"'Input - Inventory'!E182","v":"NonTraffic"},{"$f":"'Input - Inventory'!F182","v":"Minor < 130w"},{"$f":"'Input - Inventory'!G182","v":2},null,"Lamp - TF2x14 T5 (P09)",null,47.492971648129426,310,14722.821210920121,null,10.769946599938873,0.33333333333333331,0,0,10.769946599938873,1.8504811250925242E-2,0,0,10.769946599938873,0.16666666666666666,10.769946599938873,4.590314436538903E-3,10.769946599938873,4.0032025620496396E-2,161.54919899908307,2.1598272138228944E-2,269.24866499847184,1.2221950623319483E-2,0,0,12923.935919926647,1.1123470522803115E-4,9154.4546099480413,2.4953586329427266E-4,0,0,0,0,16.566731737784167,null,21.539893199877746,0.33333333333333331,41.541712499999988,1.8504811250925242E-2,11.273206249999998,0.16666666666666666,0,1.8504811250925242E-2,9.8275536571452822,null,77.120202567838845,0.06,1.5133333333333332,77.120202567838845,1.4200000000000001E-2,0,77.120202567838845,0.01,0,7.0025143931597666,null,10.769946599938873,0.06,11.273206249999998,1.4200000000000001E-2,0,0.01,0.80627632474633237,null,31.235081249999993,9.0799999999999992E-2,2.836145377499999,null,{"$f":"IF($D185=\"Connection\",VLOOKUP(C185,'Input - General'!$F$62:$N$79,6,FALSE),0)","v":0},null,0.1801212933606588,37.039221490335549,6.6715524799111474,null,8.6527813038891108E-2,43.710773970246692,3.7821976778827335]
[null,{"$f":"'Input - Inventory'!B183","v":175},{"$f":"'Input - Inventory'!C183","v":"TF2x20"},{"$f":"'Input - Inventory'!D183","v":"Lamp"},{"$f":"'Input - Inventory'!E183","v":"NonTraffic"},{"$f":"'Input - Inventory'!F183","v":"Minor < 130w"},{"$f":"'Input - Inventory'!G183","v":"2"},null,"Lamp - TF2x20",null,57.105464502120817,378,21585.86558180167,null,10.769946599938873,0.33333333333333331,0,0,10.769946599938873,1.8504811250925242E-2,0,0,10.769946599938873,0.16666666666666666,10.769946599938873,4.590314436538903E-3,10.769946599938873,4.0032025620496396E-2,161.54919899908307,2.1598272138228944E-2,269.24866499847184,1.2221950623319483E-2,0,0,12923.935919926647,1.1123470522803115E-4,9154.4546099480413,2.4953586329427266E-4,0,0,0,0,16.566731737784167,null,21.539893199877746,0.33333333333333331,41.541712499999988,1.8504811250925242E-2,11.273206249999998,0.16666666666666666,0,1.8504811250925242E-2,9.8275536571452822,null,77.120202567838845,0.10290000000000001,1.5133333333333332,77.120202567838845,1.4200000000000001E-2,0,77.120202567838845,0.01,0,12.009312184269,null,10.769946599938873,0.10290000000000001,11.273206249999998,1.4200000000000001E-2,0,0.01,1.2683070338837101,null,31.235081249999993,0.155722,4.8639893224124986,null,{"$f":"IF($D186=\"Connection\",VLOOKUP(C186,'Input - General'!$F$62:$N$79,6,FALSE),0)","v":0},null,0.1801212933606588,44.535893935494656,8.0218628166344175,null,8.6527813038891108E-2,52.557756752129073,4.5477077499917415]
[null,{"$f":"'Input - Inventory'!B184","v":176},{"$f":"'Input - Inventory'!C184","v":"TF2x20 (P09)"},{"$f":"'Input - Inventory'!D184","v":"Lamp"},{"$f":"'Input - Inventory'!E184","v":"NonTraffic"},{"$f":"'Input - Inventory'!F184","v":"Minor < 130w"},{"$f":"'Input - Inventory'!G184","v":2},null,"Lamp - TF2x20 (P09)",null,57.105464502120817,18453,1053767.1364576356,null,10.769946599938873,0.33333333333333331,0,0,10.769946599938873,1.8504811250925242E-2,0,0,10.769946599938873,0.16666666666666666,10.769946599938873,4.590314436538903E-3,10.769946599938873,4.0032025620496396E-2,161.54919899908307,2.1598272138228944E-2,269.24866499847184,1.2221950623319483E-2,0,0,12923.935919926647,1.1123470522803115E-4,9154.4546099480413,2.4953586329427266E-4,0,0,0,0,16.566731737784167,null,21.539893199877746,0.33333333333333331,41.541712499999988,1.8504811250925242E-2,11.273206249999998,0.16666666666666666,0,1.8504811250925242E-2,9.8275536571452822,null,77.120202567838845,0.10290000000000001,1.5133333333333332,77.120202567838845,1.4200000000000001E-2,0,77.120202567838845,0.01,0,12.009312184269,null,10.769946599938873,0.10290000000000001,11.273206249999998,1.4200000000000001E-2,0,0.01,1.2683070338837101,null,31.235081249999993,0.155722,4.8639893224124986,null,{"$f":"IF($D187=\"Connection\",VLOOKUP(C187,'Input - General'!$F$62:$N$79,6,FALSE),0)","v":0},null,0.1801212933606588,44.535893935494656,8.0218628166344175,null,8.6527813038891108E-2,52.557756752129073,4.5477077499917415]
[null,{"$f":"'Input - Inventory'!B185","v":177},{"$f":"'Input - Inventory'!C185","v":"TF2x26"},{"$f":"'Input - Inventory'!D185","v":"Lamp"},{"$f":"'Input - Inventory'!E185","v":"NonTraffic"},{"$f":"'Input - Inventory'!F185","v":"Minor < 130w"},{"$f":"'Input - Inventory'!G185","v":"2"},null,"Lamp - TF2x26",null,47.492971648129426,0,0,null,10.769946599938873,0.33333333333333331,0,0,10.769946599938873,1.8504811250925242E-2,0,0,10.769946599938873,0.16666666666666666,10.769946599938873,4.590314436538903E-3,10.769946599938873,4.0032025620496396E-2,161.54919899908307,2.1598272138228944E-2,269.24866499847184,1.2221950623319483E-2,0,0,12923.935919926647,1.1123470522803115E-4,9154.4546099480413,2.4953586329427266E-4,0,0,0,0,16.566731737784167,null,21.539893199877746,0.33333333333333331,41.541712499999988,1.8504811250925242E-2,11.273206249999998,0.16666666666666666,0,1.8504811250925242E-2,9.8275536571452822,null,77.120202567838845,0.06,1.5133333333333332,77.120202567838845,1.4200000000000001E-2,0,77.120202567838845,0.01,0,7.0025143931597666,null,10.769946599938873,0.06,11.273206249999998,1.4200000000000001E-2,0,0.01,0.80627632474633237,null,31.235081249999993,9.0799999999999992E-2,2.836145377499999,null,{"$f":"IF($D188=\"Connection\",VLOOKUP(C188,'Input - General'!$F$62:$N$79,6,FALSE),0)","v":0},null,0.1801212933606588,37.039221490335549,6.6715524799111474,null,8.6527813038891108E-2,43.710773970246692,3.7821976778827335]
[null,{"$f":"'Input - Inventory'!B186","v":178},{"$f":"'Input - Inventory'!C186","v":"TF2x26 (P09)"},{"$f":"'Input - Inventory'!D186","v":"Lamp"},{"$f":"'Input - Inventory'!E186","v":"NonTraffic"},{"$f":"'Input - Inventory'!F186","v":"Minor < 130w"},{"$f":"'Input - Inventory'!G186","v":2},null,"Lamp - TF2x26 (P09)",null,47.492971648129426,28,1329.803206147624,null,10.769946599938873,0.33333333333333331,0,0,10.769946599938873,1.8504811250925242E-2,0,0,10.769946599938873,0.16666666666666666,10.769946599938873,4.590314436538903E-3,10.769946599938873,4.0032025620496396E-2,161.54919899908307,2.1598272138228944E-2,269.24866499847184,1.2221950623319483E-2,0,0,12923.935919926647,1.1123470522803115E-4,9154.4546099480413,2.4953586329427266E-4,0,0,0,0,16.566731737784167,null,21.539893199877746,0.33333333333333331,41.541712499999988,1.8504811250925242E-2,11.273206249999998,0.16666666666666666,0,1.8504811250925242E-2,9.8275536571452822,null,77.120202567838845,0.06,1.5133333333333332,77.120202567838845,1.4200000000000001E-2,0,77.120202567838845,0.01,0,7.0025143931597666,null,10.769946599938873,0.06,11.273206249999998,1.4200000000000001E-2,0,0.01,0.80627632474633237,null,31.235081249999993,9.0799999999999992E-2,2.836145377499999,null,{"$f":"IF($D189=\"Connection\",VLOOKUP(C189,'Input - General'!$F$62:$N$79,6,FALSE),0)","v":0},null,0.1801212933606588,37.039221490335549,6.6715524799111474,null,8.6527813038891108E-2,43.710773970246692,3.7821976778827335]
[null,{"$f":"'Input - Inventory'!B187","v":179},{"$f":"'Input - Inventory'!C187","v":"TF2x40"},{"$f":"'Input - Inventory'!D187","v":"Lamp"},{"$f":"'Input - Inventory'!E187","v":"NonTraffic"},{"$f":"'Input - Inventory'!F187","v":"Minor < 130w"},{"$f":"'Input - Inventory'!G187","v":"2"},null,"Lamp - TF2x40",null,47.492971648129426,1,47.492971648129426,null,10.769946599938873,0.33333333333333331,0,0,10.769946599938873,1.8504811250925242E-2,0,0,10.769946599938873,0.16666666666666666,10.769946599938873,4.590314436538903E-3,10.769946599938873,4.0032025620496396E-2,161.54919899908307,2.1598272138228944E-2,269.24866499847184,1.2221950623319483E-2,0,0,12923.935919926647,1.1123470522803115E-4,9154.4546099480413,2.4953586329427266E-4,0,0,0,0,16.566731737784167,null,21.539893199877746,0.33333333333333331,41.541712499999988,1.8504811250925242E-2,11.273206249999998,0.16666666666666666,0,1.8504811250925242E-2,9.8275536571452822,null,77.120202567838845,0.06,1.5133333333333332,77.120202567838845,1.4200000000000001E-2,0,77.120202567838845,0.01,0,7.0025143931597666,null,10.769946599938873,0.06,11.273206249999998,1.4200000000000001E-2,0,0.01,0.80627632474633237,null,31.235081249999993,9.0799999999999992E-2,2.836145377499999,null,{"$f":"IF($D190=\"Connection\",VLOOKUP(C190,'Input - General'!$F$62:$N$79,6,FALSE),0)","v":0},null,0.1801212933606588,37.039221490335549,6.6715524799111474,null,8.6527813038891108E-2,43.710773970246692,3.7821976778827335]
[null,{"$f":"'Input - Inventory'!B188","v":180},{"$f":"'Input - Inventory'!C188","v":"TF2x58"},{"$f":"'Input - Inventory'!D188","v":"Lamp"},{"$f":"'Input - Inventory'!E188","v":"NonTraffic"},{"$f":"'Input - Inventory'!F188","v":"Minor < 130w"},{"$f":"'Input - Inventory'!G188","v":"2"},null,"Lamp - TF2x58",null,47.492971648129426,0,0,null,10.769946599938873,0.33333333333333331,0,0,10.769946599938873,1.8504811250925242E-2,0,0,10.769946599938873,0.16666666666666666,10.769946599938873,4.590314436538903E-3,10.769946599938873,4.0032025620496396E-2,161.54919899908307,2.1598272138228944E-2,269.24866499847184,1.2221950623319483E-2,0,0,12923.935919926647,1.1123470522803115E-4,9154.4546099480413,2.4953586329427266E-4,0,0,0,0,16.566731737784167,null,21.539893199877746,0.33333333333333331,41.541712499999988,1.8504811250925242E-2,11.273206249999998,0.16666666666666666,0,1.8504811250925242E-2,9.8275536571452822,null,77.120202567838845,0.06,1.5133333333333332,77.120202567838845,1.4200000000000001E-2,0,77.120202567838845,0.01,0,7.0025143931597666,null,10.769946599938873,0.06,11.273206249999998,1.4200000000000001E-2,0,0.01,0.80627632474633237,null,31.235081249999993,9.0799999999999992E-2,2.836145377499999,null,{"$f":"IF($D191=\"Connection\",VLOOKUP(C191,'Input - General'!$F$62:$N$79,6,FALSE),0)","v":0},null,0.1801212933606588,37.039221490335549,6.6715524799111474,null,8.6527813038891108E-2,43.710773970246692,3.7821976778827335]
[null,{"$f":"'Input - Inventory'!B189","v":181},{"$f":"'Input - Inventory'!C189","v":"TF2x80"},{"$f":"'Input - Inventory'!D189","v":"Lamp"},{"$f":"'Input - Inventory'!E189","v":"NonTraffic"},{"$f":"'Input - Inventory'!F189","v":"Minor < 130w"},{"$f":"'Input - Inventory'!G189","v":"2"},null,"Lamp - TF2x80",null,47.492971648129426,0,0,null,10.769946599938873,0.33333333333333331,0,0,10.769946599938873,1.8504811250925242E-2,0,0,10.769946599938873,0.16666666666666666,10.769946599938873,4.590314436538903E-3,10.769946599938873,4.0032025620496396E-2,161.54919899908307,2.1598272138228944E-2,269.24866499847184,1.2221950623319483E-2,0,0,12923.935919926647,1.1123470522803115E-4,9154.4546099480413,2.4953586329427266E-4,0,0,0,0,16.566731737784167,null,21.539893199877746,0.33333333333333331,41.541712499999988,1.8504811250925242E-2,11.273206249999998,0.16666666666666666,0,1.8504811250925242E-2,9.8275536571452822,null,77.120202567838845,0.06,1.5133333333333332,77.120202567838845,1.4200000000000001E-2,0,77.120202567838845,0.01,0,7.0025143931597666,null,10.769946599938873,0.06,11.273206249999998,1.4200000000000001E-2,0,0.01,0.80627632474633237,null,31.235081249999993,9.0799999999999992E-2,2.836145377499999,null,{"$f":"IF($D192=\"Connection\",VLOOKUP(C192,'Input - General'!$F$62:$N$79,6,FALSE),0)","v":0},null,0.1801212933606588,37.039221490335549,6.6715524799111474,null,8.6527813038891108E-2,43.710773970246692,3.7821976778827335]
[null,{"$f":"'Input - Inventory'!B190","v":182},{"$f":"'Input - Inventory'!C190","v":"TF3x20"},{"$f":"'Input - Inventory'!D190","v":"Lamp"},{"$f":"'Input - Inventory'!E190","v":"NonTraffic"},{"$f":"'Input - Inventory'!F190","v":"Minor < 130w"},{"$f":"'Input - Inventory'!G190","v":"3"},null,"Lamp - TF3x20",null,52.096171067032138,0,0,null,10.769946599938873,0.33333333333333331,0,0,10.769946599938873,1.8504811250925242E-2,0,0,10.769946599938873,0.16666666666666666,10.769946599938873,4.590314436538903E-3,10.769946599938873,4.0032025620496396E-2,161.54919899908307,2.1598272138228944E-2,269.24866499847184,1.2221950623319483E-2,0,0,12923.935919926647,1.1123470522803115E-4,9154.4546099480413,2.4953586329427266E-4,0,0,0,0,16.566731737784167,null,32.309839799816615,0.33333333333333331,41.541712499999988,1.8504811250925242E-2,11.273206249999998,0.16666666666666666,0,1.8504811250925242E-2,13.417535857124905,null,77.120202567838845,0.06,1.5133333333333332,77.120202567838845,1.4200000000000001E-2,0,77.120202567838845,0.01,0,7.0025143931597666,null,10.769946599938873,0.06,11.273206249999998,1.4200000000000001E-2,0,0.01,0.80627632474633237,null,31.235081249999993,9.0799999999999992E-2,2.836145377499999,null,{"$f":"IF($D193=\"Connection\",VLOOKUP(C193,'Input - General'!$F$62:$N$79,6,FALSE),0)","v":0},null,0.1801212933606588,40.629203690315165,7.318184716913219,null,8.6527813038891108E-2,47.947388407228388,4.1487826598037527]
[null,{"$f":"'Input - Inventory'!B191","v":183},{"$f":"'Input - Inventory'!C191","v":"TF3x40"},{"$f":"'Input - Inventory'!D191","v":"Lamp"},{"$f":"'Input - Inventory'!E191","v":"NonTraffic"},{"$f":"'Input - Inventory'!F191","v":"Minor < 130w"},{"$f":"'Input - Inventory'!G191","v":"3"},null,"Lamp - TF3x40",null,52.096171067032138,0,0,null,10.769946599938873,0.33333333333333331,0,0,10.769946599938873,1.8504811250925242E-2,0,0,10.769946599938873,0.16666666666666666,10.769946599938873,4.590314436538903E-3,10.769946599938873,4.0032025620496396E-2,161.54919899908307,2.1598272138228944E-2,269.24866499847184,1.2221950623319483E-2,0,0,12923.935919926647,1.1123470522803115E-4,9154.4546099480413,2.4953586329427266E-4,0,0,0,0,16.566731737784167,null,32.309839799816615,0.33333333333333331,41.541712499999988,1.8504811250925242E-2,11.273206249999998,0.16666666666666666,0,1.8504811250925242E-2,13.417535857124905,null,77.120202567838845,0.06,1.5133333333333332,77.120202567838845,1.4200000000000001E-2,0,77.120202567838845,0.01,0,7.0025143931597666,null,10.769946599938873,0.06,11.273206249999998,1.4200000000000001E-2,0,0.01,0.80627632474633237,null,31.235081249999993,9.0799999999999992E-2,2.836145377499999,null,{"$f":"IF($D194=\"Connection\",VLOOKUP(C194,'Input - General'!$F$62:$N$79,6,FALSE),0)","v":0},null,0.1801212933606588,40.629203690315165,7.318184716913219,null,8.6527813038891108E-2,47.947388407228388,4.1487826598037527]
[null,{"$f":"'Input - Inventory'!B192","v":184},{"$f":"'Input - Inventory'!C192","v":"TF3x80"},{"$f":"'Input - Inventory'!D192","v":"Lamp"},{"$f":"'Input - Inventory'!E192","v":"NonTraffic"},{"$f":"'Input - Inventory'!F192","v":"Minor < 130w"},{"$f":"'Input - Inventory'!G192","v":"3"},null,"Lamp - TF3x80",null,52.096171067032138,0,0,null,10.769946599938873,0.33333333333333331,0,0,10.769946599938873,1.8504811250925242E-2,0,0,10.769946599938873,0.16666666666666666,10.769946599938873,4.590314436538903E-3,10.769946599938873,4.0032025620496396E-2,161.54919899908307,2.1598272138228944E-2,269.24866499847184,1.2221950623319483E-2,0,0,12923.935919926647,1.1123470522803115E-4,9154.4546099480413,2.4953586329427266E-4,0,0,0,0,16.566731737784167,null,32.309839799816615,0.33333333333333331,41.541712499999988,1.8504811250925242E-2,11.273206249999998,0.16666666666666666,0,1.8504811250925242E-2,13.417535857124905,null,77.120202567838845,0.06,1.5133333333333332,77.120202567838845,1.4200000000000001E-2,0,77.120202567838845,0.01,0,7.0025143931597666,null,10.769946599938873,0.06,11.273206249999998,1.4200000000000001E-2,0,0.01,0.80627632474633237,null,31.235081249999993,9.0799999999999992E-2,2.836145377499999,null,{"$f":"IF($D195=\"Connection\",VLOOKUP(C195,'Input - General'!$F$62:$N$79,6,FALSE),0)","v":0},null,0.1801212933606588,40.629203690315165,7.318184716913219,null,8.6527813038891108E-2,47.947388407228388,4.1487826598037527]
[null,{"$f":"'Input - Inventory'!B193","v":185},{"$f":"'Input - Inventory'!C193","v":"TF4x20"},{"$f":"'Input - Inventory'!D193","v":"Lamp"},{"$f":"'Input - Inventory'!E193","v":"NonTraffic"},{"$f":"'Input - Inventory'!F193","v":"Minor < 130w"},{"$f":"'Input - Inventory'!G193","v":"4"},null,"Lamp - TF4x20",null,56.699370485934864,50,2834.968524296743,null,10.769946599938873,0.33333333333333331,0,0,10.769946599938873,1.8504811250925242E-2,0,0,10.769946599938873,0.16666666666666666,10.769946599938873,4.590314436538903E-3,10.769946599938873,4.0032025620496396E-2,161.54919899908307,2.1598272138228944E-2,269.24866499847184,1.2221950623319483E-2,0,0,12923.935919926647,1.1123470522803115E-4,9154.4546099480413,2.4953586329427266E-4,0,0,0,0,16.566731737784167,null,43.079786399755491,0.33333333333333331,41.541712499999988,1.8504811250925242E-2,11.273206249999998,0.16666666666666666,0,1.8504811250925242E-2,17.00751805710453,null,77.120202567838845,0.06,1.5133333333333332,77.120202567838845,1.4200000000000001E-2,0,77.120202567838845,0.01,0,7.0025143931597666,null,10.769946599938873,0.06,11.273206249999998,1.4200000000000001E-2,0,0.01,0.80627632474633237,null,31.235081249999993,9.0799999999999992E-2,2.836145377499999,null,{"$f":"IF($D196=\"Connection\",VLOOKUP(C196,'Input - General'!$F$62:$N$79,6,FALSE),0)","v":0},null,0.1801212933606588,44.219185890294796,7.9648169539152933,null,8.6527813038891108E-2,52.184002844210092,4.5153676417247723]
[null,{"$f":"'Input - Inventory'!B194","v":186},{"$f":"'Input - Inventory'!C194","v":"TF4x40"},{"$f":"'Input - Inventory'!D194","v":"Lamp"},{"$f":"'Input - Inventory'!E194","v":"NonTraffic"},{"$f":"'Input - Inventory'!F194","v":"Minor < 130w"},{"$f":"'Input - Inventory'!G194","v":"4"},null,"Lamp - TF4x40",null,56.699370485934864,33,1871.0792260358505,null,10.769946599938873,0.33333333333333331,0,0,10.769946599938873,1.8504811250925242E-2,0,0,10.769946599938873,0.16666666666666666,10.769946599938873,4.590314436538903E-3,10.769946599938873,4.0032025620496396E-2,161.54919899908307,2.1598272138228944E-2,269.24866499847184,1.2221950623319483E-2,0,0,12923.935919926647,1.1123470522803115E-4,9154.4546099480413,2.4953586329427266E-4,0,0,0,0,16.566731737784167,null,43.079786399755491,0.33333333333333331,41.541712499999988,1.8504811250925242E-2,11.273206249999998,0.16666666666666666,0,1.8504811250925242E-2,17.00751805710453,null,77.120202567838845,0.06,1.5133333333333332,77.120202567838845,1.4200000000000001E-2,0,77.120202567838845,0.01,0,7.0025143931597666,null,10.769946599938873,0.06,11.273206249999998,1.4200000000000001E-2,0,0.01,0.80627632474633237,null,31.235081249999993,9.0799999999999992E-2,2.836145377499999,null,{"$f":"IF($D197=\"Connection\",VLOOKUP(C197,'Input - General'!$F$62:$N$79,6,FALSE),0)","v":0},null,0.1801212933606588,44.219185890294796,7.9648169539152933,null,8.6527813038891108E-2,52.184002844210092,4.5153676417247723]
[null,{"$f":"'Input - Inventory'!B195","v":187},{"$f":"'Input - Inventory'!C195","v":"TF4x40 (P09)"},{"$f":"'Input - Inventory'!D195","v":"Lamp"},{"$f":"'Input - Inventory'!E195","v":"NonTraffic"},{"$f":"'Input - Inventory'!F195","v":"Minor < 130w"},{"$f":"'Input - Inventory'!G195","v":4},null,"Lamp - TF4x40 (P09)",null,56.699370485934864,10,566.99370485934867,null,10.769946599938873,0.33333333333333331,0,0,10.769946599938873,1.8504811250925242E-2,0,0,10.769946599938873,0.16666666666666666,10.769946599938873,4.590314436538903E-3,10.769946599938873,4.0032025620496396E-2,161.54919899908307,2.1598272138228944E-2,269.24866499847184,1.2221950623319483E-2,0,0,12923.935919926647,1.1123470522803115E-4,9154.4546099480413,2.4953586329427266E-4,0,0,0,0,16.566731737784167,null,43.079786399755491,0.33333333333333331,41.541712499999988,1.8504811250925242E-2,11.273206249999998,0.16666666666666666,0,1.8504811250925242E-2,17.00751805710453,null,77.120202567838845,0.06,1.5133333333333332,77.120202567838845,1.4200000000000001E-2,0,77.120202567838845,0.01,0,7.0025143931597666,null,10.769946599938873,0.06,11.273206249999998,1.4200000000000001E-2,0,0.01,0.80627632474633237,null,31.235081249999993,9.0799999999999992E-2,2.836145377499999,null,{"$f":"IF($D198=\"Connection\",VLOOKUP(C198,'Input - General'!$F$62:$N$79,6,FALSE),0)","v":0},null,0.1801212933606588,44.219185890294796,7.9648169539152933,null,8.6527813038891108E-2,52.184002844210092,4.5153676417247723]
[null,{"$f":"'Input - Inventory'!B196","v":188},{"$f":"'Input - Inventory'!C196","v":"TF4x80"},{"$f":"'Input - Inventory'!D196","v":"Lamp"},{"$f":"'Input - Inventory'!E196","v":"NonTraffic"},{"$f":"'Input - Inventory'!F196","v":"Minor < 130w"},{"$f":"'Input - Inventory'!G196","v":"4"},null,"Lamp - TF4x80",null,56.699370485934864,0,0,null,10.769946599938873,0.33333333333333331,0,0,10.769946599938873,1.8504811250925242E-2,0,0,10.769946599938873,0.16666666666666666,10.769946599938873,4.590314436538903E-3,10.769946599938873,4.0032025620496396E-2,161.54919899908307,2.1598272138228944E-2,269.24866499847184,1.2221950623319483E-2,0,0,12923.935919926647,1.1123470522803115E-4,9154.4546099480413,2.4953586329427266E-4,0,0,0,0,16.566731737784167,null,43.079786399755491,0.33333333333333331,41.541712499999988,1.8504811250925242E-2,11.273206249999998,0.16666666666666666,0,1.8504811250925242E-2,17.00751805710453,null,77.120202567838845,0.06,1.5133333333333332,77.120202567838845,1.4200000000000001E-2,0,77.120202567838845,0.01,0,7.0025143931597666,null,10.769946599938873,0.06,11.273206249999998,1.4200000000000001E-2,0,0.01,0.80627632474633237,null,31.235081249999993,9.0799999999999992E-2,2.836145377499999,null,{"$f":"IF($D199=\"Connection\",VLOOKUP(C199,'Input - General'!$F$62:$N$79,6,FALSE),0)","v":0},null,0.1801212933606588,44.219185890294796,7.9648169539152933,null,8.6527813038891108E-2,52.184002844210092,4.5153676417247723]
[null,{"$f":"'Input - Inventory'!B197","v":189},{"$f":"'Input - Inventory'!C197","v":"TF5x58"},{"$f":"'Input - Inventory'!D197","v":"Lamp"},{"$f":"'Input - Inventory'!E197","v":"NonTraffic"},{"$f":"'Input - Inventory'!F197","v":"Minor < 130w"},{"$f":"'Input - Inventory'!G197","v":"5"},null,"Lamp - TF5x58",null,61.302569904837569,0,0,null,10.769946599938873,0.33333333333333331,0,0,10.769946599938873,1.8504811250925242E-2,0,0,10.769946599938873,0.16666666666666666,10.769946599938873,4.590314436538903E-3,10.769946599938873,4.0032025620496396E-2,161.54919899908307,2.1598272138228944E-2,269.24866499847184,1.2221950623319483E-2,0,0,12923.935919926647,1.1123470522803115E-4,9154.4546099480413,2.4953586329427266E-4,0,0,0,0,16.566731737784167,null,53.849732999694368,0.33333333333333331,41.541712499999988,1.8504811250925242E-2,11.273206249999998,0.16666666666666666,0,1.8504811250925242E-2,20.597500257084157,null,77.120202567838845,0.06,1.5133333333333332,77.120202567838845,1.4200000000000001E-2,0,77.120202567838845,0.01,0,7.0025143931597666,null,10.769946599938873,0.06,11.273206249999998,1.4200000000000001E-2,0,0.01,0.80627632474633237,null,31.235081249999993,9.0799999999999992E-2,2.836145377499999,null,{"$f":"IF($D200=\"Connection\",VLOOKUP(C200,'Input - General'!$F$62:$N$79,6,FALSE),0)","v":0},null,0.1801212933606588,47.809168090274419,8.6114491909173658,null,8.6527813038891108E-2,56.420617281191781,4.8819526236457911]
[null,{"$f":"'Input - Inventory'!B198","v":190},{"$f":"'Input - Inventory'!C198","v":"TF5x65"},{"$f":"'Input - Inventory'!D198","v":"Lamp"},{"$f":"'Input - Inventory'!E198","v":"NonTraffic"},{"$f":"'Input - Inventory'!F198","v":"Minor < 130w"},{"$f":"'Input - Inventory'!G198","v":"5"},null,"Lamp - TF5x65",null,61.302569904837569,0,0,null,10.769946599938873,0.33333333333333331,0,0,10.769946599938873,1.8504811250925242E-2,0,0,10.769946599938873,0.16666666666666666,10.769946599938873,4.590314436538903E-3,10.769946599938873,4.0032025620496396E-2,161.54919899908307,2.1598272138228944E-2,269.24866499847184,1.2221950623319483E-2,0,0,12923.935919926647,1.1123470522803115E-4,9154.4546099480413,2.4953586329427266E-4,0,0,0,0,16.566731737784167,null,53.849732999694368,0.33333333333333331,41.541712499999988,1.8504811250925242E-2,11.273206249999998,0.16666666666666666,0,1.8504811250925242E-2,20.597500257084157,null,77.120202567838845,0.06,1.5133333333333332,77.120202567838845,1.4200000000000001E-2,0,77.120202567838845,0.01,0,7.0025143931597666,null,10.769946599938873,0.06,11.273206249999998,1.4200000000000001E-2,0,0.01,0.80627632474633237,null,31.235081249999993,9.0799999999999992E-2,2.836145377499999,null,{"$f":"IF($D201=\"Connection\",VLOOKUP(C201,'Input - General'!$F$62:$N$79,6,FALSE),0)","v":0},null,0.1801212933606588,47.809168090274419,8.6114491909173658,null,8.6527813038891108E-2,56.420617281191781,4.8819526236457911]
[null,{"$f":"'Input - Inventory'!B199","v":191},{"$f":"'Input - Inventory'!C199","v":"TF5x80"},{"$f":"'Input - Inventory'!D199","v":"Lamp"},{"$f":"'Input - Inventory'!E199","v":"NonTraffic"},{"$f":"'Input - Inventory'!F199","v":"Minor < 130w"},{"$f":"'Input - Inventory'!G199","v":"5"},null,"Lamp - TF5x80",null,61.302569904837569,0,0,null,10.769946599938873,0.33333333333333331,0,0,10.769946599938873,1.8504811250925242E-2,0,0,10.769946599938873,0.16666666666666666,10.769946599938873,4.590314436538903E-3,10.769946599938873,4.0032025620496396E-2,161.54919899908307,2.1598272138228944E-2,269.24866499847184,1.2221950623319483E-2,0,0,12923.935919926647,1.1123470522803115E-4,9154.4546099480413,2.4953586329427266E-4,0,0,0,0,16.566731737784167,null,53.849732999694368,0.33333333333333331,41.541712499999988,1.8504811250925242E-2,11.273206249999998,0.16666666666666666,0,1.8504811250925242E-2,20.597500257084157,null,77.120202567838845,0.06,1.5133333333333332,77.120202567838845,1.4200000000000001E-2,0,77.120202567838845,0.01,0,7.0025143931597666,null,10.769946599938873,0.06,11.273206249999998,1.4200000000000001E-2,0,0.01,0.80627632474633237,null,31.235081249999993,9.0799999999999992E-2,2.836145377499999,null,{"$f":"IF($D202=\"Connection\",VLOOKUP(C202,'Input - General'!$F$62:$N$79,6,FALSE),0)","v":0},null,0.1801212933606588,47.809168090274419,8.6114491909173658,null,8.6527813038891108E-2,56.420617281191781,4.8819526236457911]
[null,{"$f":"'Input - Inventory'!B200","v":192},{"$f":"'Input - Inventory'!C200","v":"TF6x20"},{"$f":"'Input - Inventory'!D200","v":"Lamp"},{"$f":"'Input - Inventory'!E200","v":"NonTraffic"},{"$f":"'Input - Inventory'!F200","v":"Minor < 130w"},{"$f":"'Input - Inventory'!G200","v":"6"},null,"Lamp - TF6x20",null,65.905769323740287,0,0,null,10.769946599938873,0.33333333333333331,0,0,10.769946599938873,1.8504811250925242E-2,0,0,10.769946599938873,0.16666666666666666,10.769946599938873,4.590314436538903E-3,10.769946599938873,4.0032025620496396E-2,161.54919899908307,2.1598272138228944E-2,269.24866499847184,1.2221950623319483E-2,0,0,12923.935919926647,1.1123470522803115E-4,9154.4546099480413,2.4953586329427266E-4,0,0,0,0,16.566731737784167,null,64.61967959963323,0.33333333333333331,41.541712499999988,1.8504811250925242E-2,11.273206249999998,0.16666666666666666,0,1.8504811250925242E-2,24.18748245706378,null,77.120202567838845,0.06,1.5133333333333332,77.120202567838845,1.4200000000000001E-2,0,77.120202567838845,0.01,0,7.0025143931597666,null,10.769946599938873,0.06,11.273206249999998,1.4200000000000001E-2,0,0.01,0.80627632474633237,null,31.235081249999993,9.0799999999999992E-2,2.836145377499999,null,{"$f":"IF($D203=\"Connection\",VLOOKUP(C203,'Input - General'!$F$62:$N$79,6,FALSE),0)","v":0},null,0.1801212933606588,51.399150290254042,9.2580814279194392,null,8.6527813038891108E-2,60.657231718173477,5.2485376055668107]
[null,{"$f":"'Input - Inventory'!B201","v":193},{"$f":"'Input - Inventory'!C201","v":"TF6x36"},{"$f":"'Input - Inventory'!D201","v":"Lamp"},{"$f":"'Input - Inventory'!E201","v":"NonTraffic"},{"$f":"'Input - Inventory'!F201","v":"Minor < 130w"},{"$f":"'Input - Inventory'!G201","v":"6"},null,"Lamp - TF6x36",null,65.905769323740287,0,{"$f":"L204*K204","v":0},null,10.769946599938873,{"$f":"IF(AND($D204=\"Lamp\",CycleBulkTask1<>0, OR($F204=O$9,O$9=\"All\")),1/CycleBulkTask1,0)","v":0.33333333333333331},0,{"$f":"IF(AND($D204=\"Lamp\",CycleBulkTask2<>0, OR($F204=Q$9,Q$9=\"All\")),1/CycleBulkTask2,0)","v":0},10.769946599938873,{"$f":"IF(AND($D204=\"Lamp\",CycleBulkTask3<>0, OR($F204=S$9,S$9=\"All\")),1/CycleBulkTask3,0)","v":1.8504811250925242E-2},0,{"$f":"IF(AND($D204=\"Lamp\",CycleBulkTask4<>0, OR($F204=U$9,U$9=\"All\")),1/CycleBulkTask4,0)","v":0},10.769946599938873,{"$f":"IF(AND($D204=\"Lamp\",CycleBulkTask5<>0, OR($F204=W$9,W$9=\"All\")),1/CycleBulkTask5,0)","v":0.16666666666666666},10.769946599938873,{"$f":"IF(AND($D204=\"Lamp\",CycleBulkTask6<>0, OR($F204=Y$9,Y$9=\"All\")),1/CycleBulkTask6,0)","v":4.590314436538903E-3},10.769946599938873,{"$f":"IF(AND($D204=\"Lamp\",CycleBulkTask7<>0, OR($F204=AA$9,AA$9=\"All\")),1/CycleBulkTask7,0)","v":4.0032025620496396E-2},161.54919899908307,{"$f":"IF(AND($D204=\"Lamp\",CycleBulkTask8<>0, OR($F204=AC$9,AC$9=\"All\")),1/CycleBulkTask8,0)","v":2.1598272138228944E-2},269.24866499847184,{"$f":"IF(AND($D204=\"Lamp\",CycleBulkTask9<>0, OR($F204=AE$9,AE$9=\"All\")),1/CycleBulkTask9,0)","v":1.2221950623319483E-2},0,{"$f":"IF(AND($D204=\"Lamp\",CycleBulkTask10<>0, OR($F204=AG$9,AG$9=\"All\")),1/CycleBulkTask10,0)","v":0},12923.935919926647,{"$f":"IF(AND($D204=\"Lamp\",CycleBulkTask11<>0, OR($F204=AI$9,AI$9=\"All\")),1/CycleBulkTask11,0)","v":1.1123470522803115E-4},9154.4546099480413,{"$f":"IF(AND($D204=\"Lamp\",CycleBulkTask12<>0, OR($F204=AK$9,AK$9=\"All\")),1/CycleBulkTask12,0)","v":2.4953586329427266E-4},0,{"$f":"IF(AND($D204=\"Lamp\",CycleBulkTask13<>0, OR($F204=AM$9,AM$9=\"All\")),1/CycleBulkTask13,0)","v":0},0,{"$f":"IF(AND($D204=\"Lamp\",CycleBulkTask14<>0, OR($F204=AO$9,AO$9=\"All\")),1/CycleBulkTask14,0)","v":0},{"$f":"O204*P204+Q204*R204+S204*T204+U204*V204+W204*X204+Y204*Z204+AA204*AB204+AC204*AD204+AE204*AF204+AG204*AH204+AI204*AJ204+AK204*AL204+AM204*AN204+AO204*AP204","v":16.566731737784167},null,64.61967959963323,{"$f":"MAX(P204,R204)","v":0.33333333333333331},41.541712499999988,{"$f":"MAX(T204,V204)","v":1.8504811250925242E-2},11.273206249999998,{"$f":"X204","v":0.16666666666666666},0,{"$f":"INDIRECT($E204)*$V204 +(1-INDIRECT($E204))*$T204","v":1.8504811250925242E-2},{"$f":"AS204*AT204+AU204*AV204+AW204*AX204+AY204*AZ204","v":24.18748245706378},null,{"$f":"IF($D204=$AS$9,(INDIRECT(\"PriceLabour\" & \"FY16\")*ProportionStandardHours + INDIRECT(\"PriceLabourOvertime\" & \"FY16\")*ProportionOvertimeHours)*(1+RateOnCostAnnual),0)","v":77.120202567838845},{"$f":"BO204","v":0.06},{"$f":"IF($D204=\"Lamp\",(NumberOfCrew+INDIRECT($E204)*TrafficController)*(TimeToReplaceLamp),0)","v":1.5133333333333332},{"$f":"IF($D204=$AS$9,(INDIRECT(\"PriceLabour\" & \"FY16\")*ProportionStandardHours + INDIRECT(\"PriceLabourOvertime\" & \"FY16\")*ProportionOvertimeHours)*(1+RateOnCostAnnual),0)","v":77.120202567838845},{"$f":"BQ204","v":1.4200000000000001E-2},{"$f":"IF($D204=\"Lamp\",(NumberOfCrew+INDIRECT($E204)*TrafficController)*(TimeForPECellReplace),0)","v":0},{"$f":"IF($D204=$AS$9,(INDIRECT(\"PriceLabour\" & \"FY16\")*ProportionStandardHours + INDIRECT(\"PriceLabourOvertime\" & \"FY16\")*ProportionOvertimeHours)*(1+RateOnCostAnnual),0)","v":77.120202567838845},{"$f":"BS204","v":0.01},{"$f":"IF($D204=\"Lamp\",(NumberOfCrew+INDIRECT($E204)*TrafficController)*(TimeForOtherSpot),0)","v":0},{"$f":"BC204*BD204*BE204+BF204*BG204*BH204+BI204*BJ204*BK204","v":7.0025143931597666},null,10.769946599938873,{"$f":"IF($D204=\"Lamp\",INDIRECT(BO$10 & $B204),0)","v":0.06},11.273206249999998,{"$f":"IF($D204=\"Lamp\",INDIRECT(\"FailurePECell\" & \"Annual\"),0)","v":1.4200000000000001E-2},0,{"$f":"IF($D204=\"Lamp\",INDIRECT(\"FailureMisc\" & \"Annual\"),0)","v":0.01},{"$f":"BN204*BO204+BP204*BQ204+BR204*BS204","v":0.80627632474633237},null,31.235081249999993,{"$f":"BD204*BE204+BG204*BH204+BJ204*BK204","v":9.0799999999999992E-2},{"$f":"BV204*BW204","v":2.836145377499999},null,{"$f":"IF($D204=\"Connection\",VLOOKUP(C204,'Input - General'!$F$62:$N$79,6,FALSE),0)","v":0},null,{"$f":"RateOverhead","v":0.1801212933606588},{"$f":"BX204+BL204+BT204+BA204+AQ204+BZ204","v":51.399150290254042},{"$f":"CC204*CB204","v":9.2580814279194392},null,{"$f":"CorporateOverheads","v":8.6527813038891108E-2},60.657231718173477,{"$f":"CG204*CF204","v":5.2485376055668107}]
[null,{"$f":"'Input - Inventory'!B202","v":194},{"$f":"'Input - Inventory'!C202","v":"TF6x80"},{"$f":"'Input - Inventory'!D202","v":"Lamp"},{"$f":"'Input - Inventory'!E202","v":"NonTraffic"},{"$f":"'Input - Inventory'!F202","v":"Minor < 130w"},{"$f":"'Input - Inventory'!G202","v":"6"},null,{"$f":"CONCATENATE(D205,\" - \",C205)","v":"Lamp - TF6x80"},null,{"$f":"AQ205+BA205+BL205+BT205+BX205+BZ205+CD205+CH205","v":65.905769323740287},{"$f":"INDIRECT(L$10&$B205&\"FY16\")","v":0},0,null,{"$f":"IF(AND($D205=\"Lamp\", OR($F205=O$9, O$9=\"All\")),INDIRECT(\"PriceBulkTask1\" & \"FY16\"),0)","v":10.769946599938873},0.33333333333333331,{"$f":"IF(AND($D205=\"Lamp\", OR($F205=Q$9, Q$9=\"All\")),INDIRECT(\"PriceBulkTask2\" & \"FY16\"),0)","v":0},0,{"$f":"IF(AND($D205=\"Lamp\", OR($F205=S$9, S$9=\"All\")),INDIRECT(\"PriceBulkTask3\" & \"FY16\"),0)","v":10.769946599938873},1.8504811250925242E-2,{"$f":"IF(AND($D205=\"Lamp\", OR($F205=U$9, U$9=\"All\")),INDIRECT(\"PriceBulkTask4\" & \"FY16\"),0)","v":0},0,{"$f":"IF(AND($D205=\"Lamp\", OR($F205=W$9, W$9=\"All\")),INDIRECT(\"PriceBulkTask5\" & \"FY16\"),0)","v":10.769946599938873},0.16666666666666666,{"$f":"IF(AND($D205=\"Lamp\", OR($F205=Y$9, Y$9=\"All\")),INDIRECT(\"PriceBulkTask6\" & \"FY16\"),0)","v":10.769946599938873},4.590314436538903E-3,{"$f":"IF(AND($D205=\"Lamp\", OR($F205=AA$9, AA$9=\"All\")),INDIRECT(\"PriceBulkTask7\" & \"FY16\"),0)","v":10.769946599938873},4.0032025620496396E-2,{"$f":"IF(AND($D205=\"Lamp\", OR($F205=AC$9, AC$9=\"All\")),INDIRECT(\"PriceBulkTask8\" & \"FY16\"),0)","v":161.54919899908307},2.1598272138228944E-2,{"$f":"IF(AND($D205=\"Lamp\", OR($F205=AE$9, AE$9=\"All\")),INDIRECT(\"PriceBulkTask9\" & \"FY16\"),0)","v":269.24866499847184},1.2221950623319483E-2,{"$f":"IF(AND($D205=\"Lamp\", OR($F205=AG$9, AG$9=\"All\")),INDIRECT(\"PriceBulkTask10\" & \"FY16\"),0)","v":0},0,{"$f":"IF(AND($D205=\"Lamp\", OR($F205=AI$9, AI$9=\"All\")),INDIRECT(\"PriceBulkTask11\" & \"FY16\"),0)","v":12923.935919926647},1.1123470522803115E-4,{"$f":"IF(AND($D205=\"Lamp\", OR($F205=AK$9, AK$9=\"All\")),INDIRECT(\"PriceBulkTask12\" & \"FY16\"),0)","v":9154.4546099480413},2.4953586329427266E-4,{"$f":"IF(AND($D205=\"Lamp\", OR($F205=AM$9, AM$9=\"All\")),INDIRECT(\"PriceBulkTask13\" & \"FY16\"),0)","v":0},0,{"$f":"IF(AND($D205=\"Lamp\", OR($F205=AO$9, AO$9=\"All\")),INDIRECT(\"PriceBulkTask14\" & \"FY16\"),0)","v":0},0,16.566731737784167,null,{"$f":"IF($D205=\"Lamp\",$G205*INDIRECT(\"Price\" & $B205 & \"FY16\"),0)","v":64.61967959963323},0.33333333333333331,{"$f":"IF($D205=\"Lamp\",INDIRECT(\"PriceVisor\" & \"FY16\"),0)","v":41.541712499999988},1.8504811250925242E-2,{"$f":"IF($D205=\"Lamp\",INDIRECT(\"PricePECell\" & \"FY16\"),0)","v":11.273206249999998},0.16666666666666666,{"$f":"IF($D205=\"Lamp\",INDIRECT(\"PriceMisc\" & \"FY16\"),0)","v":0},1.8504811250925242E-2,24.18748245706378,null,77.120202567838845,0.06,1.5133333333333332,77.120202567838845,1.4200000000000001E-2,0,77.120202567838845,0.01,0,7.0025143931597666,null,{"$f":"IF($D205=\"Lamp\",INDIRECT(\"Price\" & $B205 & \"FY16\"),0)","v":10.769946599938873},0.06,{"$f":"IF($D205=\"Lamp\",INDIRECT(\"pRICEpecELL\" & \"FY16\"),0)","v":11.273206249999998},1.4200000000000001E-2,{"$f":"IF($D205=\"Lamp\",INDIRECT(\"PriceMisc\" & \"FY16\"),0)","v":0},0.01,0.80627632474633237,null,{"$f":"IF(AND($D205=\"Lamp\"),INDIRECT(\"PriceEWP\"&\"FY16\"),0)","v":31.235081249999993},9.0799999999999992E-2,2.836145377499999,null,{"$f":"IF($D205=\"Connection\",VLOOKUP(C205,'Input - General'!$F$62:$N$79,6,FALSE),0)","v":0},null,0.1801212933606588,51.399150290254042,9.2580814279194392,null,8.6527813038891108E-2,{"$f":"AQ205+BA205+BL205+BT205+BX205+BZ205+CD205","v":60.657231718173477},5.2485376055668107]
[null,{"$f":"'Input - Inventory'!B203","v":195},{"$f":"'Input - Inventory'!C203","v":"TH1x1000"},{"$f":"'Input - Inventory'!D203","v":"Lamp"},{"$f":"'Input - Inventory'!E203","v":"Traffic"},{"$f":"'Input - Inventory'!F203","v":"Major > 130w"},{"$f":"'Input - Inventory'!G203","v":"1"},null,"Lamp - TH1x1000",null,59.149135951760869,0,0,null,0,0,10.769946599938873,0.33333333333333331,0,0,10.769946599938873,4.9094211792429674E-3,10.769946599938873,0.16666666666666666,10.769946599938873,4.590314436538903E-3,10.769946599938873,4.0032025620496396E-2,161.54919899908307,2.1598272138228944E-2,269.24866499847184,1.2221950623319483E-2,0,0,12923.935919926647,1.1123470522803115E-4,9154.4546099480413,2.4953586329427266E-4,0,0,0,0,16.420310112706808,null,32.309839799816615,0.33333333333333331,41.541712499999988,4.9094211792429674E-3,11.273206249999998,0.16666666666666666,0,4.9094211792429674E-3,12.852760071441725,null,77.120202567838845,0.06,2.2699999999999996,77.120202567838845,1.4200000000000001E-2,0,77.120202567838845,0.01,0,10.50377158973965,null,32.309839799816615,0.06,11.273206249999998,1.4200000000000001E-2,0,0.01,2.0986699167389968,null,31.235081249999993,0.13619999999999996,4.2542180662499982,null,{"$f":"IF($D206=\"Connection\",VLOOKUP(C206,'Input - General'!$F$62:$N$79,6,FALSE),0)","v":0},null,0.1801212933606588,46.129729756877182,8.3089465861863872,null,8.6527813038891108E-2,54.438676343063563,4.7104596086973078]
[null,{"$f":"'Input - Inventory'!B204","v":196},{"$f":"'Input - Inventory'!C204","v":"TH1x1500"},{"$f":"'Input - Inventory'!D204","v":"Lamp"},{"$f":"'Input - Inventory'!E204","v":"Traffic"},{"$f":"'Input - Inventory'!F204","v":"Major > 130w"},{"$f":"'Input - Inventory'!G204","v":"1"},null,"Lamp - TH1x1500",null,59.149135951760869,2,118.29827190352174,null,0,0,10.769946599938873,0.33333333333333331,0,0,10.769946599938873,4.9094211792429674E-3,10.769946599938873,0.16666666666666666,10.769946599938873,4.590314436538903E-3,10.769946599938873,4.0032025620496396E-2,161.54919899908307,2.1598272138228944E-2,269.24866499847184,1.2221950623319483E-2,0,0,12923.935919926647,1.1123470522803115E-4,9154.4546099480413,2.4953586329427266E-4,0,0,0,0,16.420310112706808,null,32.309839799816615,0.33333333333333331,41.541712499999988,4.9094211792429674E-3,11.273206249999998,0.16666666666666666,0,4.9094211792429674E-3,12.852760071441725,null,77.120202567838845,0.06,2.2699999999999996,77.120202567838845,1.4200000000000001E-2,0,77.120202567838845,0.01,0,10.50377158973965,null,32.309839799816615,0.06,11.273206249999998,1.4200000000000001E-2,0,0.01,2.0986699167389968,null,31.235081249999993,0.13619999999999996,4.2542180662499982,null,{"$f":"IF($D207=\"Connection\",VLOOKUP(C207,'Input - General'!$F$62:$N$79,6,FALSE),0)","v":0},null,0.1801212933606588,46.129729756877182,8.3089465861863872,null,8.6527813038891108E-2,54.438676343063563,4.7104596086973078]
[null,{"$f":"'Input - Inventory'!B205","v":197},{"$f":"'Input - Inventory'!C205","v":"TH1x400"},{"$f":"'Input - Inventory'!D205","v":"Lamp"},{"$f":"'Input - Inventory'!E205","v":"Traffic"},{"$f":"'Input - Inventory'!F205","v":"Major > 130w"},{"$f":"'Input - Inventory'!G205","v":"1"},null,"Lamp - TH1x400",null,59.149135951760869,1,59.149135951760869,null,0,0,10.769946599938873,0.33333333333333331,0,0,10.769946599938873,4.9094211792429674E-3,10.769946599938873,0.16666666666666666,10.769946599938873,4.590314436538903E-3,10.769946599938873,4.0032025620496396E-2,161.54919899908307,2.1598272138228944E-2,269.24866499847184,1.2221950623319483E-2,0,0,12923.935919926647,1.1123470522803115E-4,9154.4546099480413,2.4953586329427266E-4,0,0,0,0,16.420310112706808,null,32.309839799816615,0.33333333333333331,41.541712499999988,4.9094211792429674E-3,11.273206249999998,0.16666666666666666,0,4.9094211792429674E-3,12.852760071441725,null,77.120202567838845,0.06,2.2699999999999996,77.120202567838845,1.4200000000000001E-2,0,77.120202567838845,0.01,0,10.50377158973965,null,32.309839799816615,0.06,11.273206249999998,1.4200000000000001E-2,0,0.01,2.0986699167389968,null,31.235081249999993,0.13619999999999996,4.2542180662499982,null,{"$f":"IF($D208=\"Connection\",VLOOKUP(C208,'Input - General'!$F$62:$N$79,6,FALSE),0)","v":0},null,0.1801212933606588,46.129729756877182,8.3089465861863872,null,8.6527813038891108E-2,54.438676343063563,4.7104596086973078]
[null,{"$f":"'Input - Inventory'!B206","v":198},{"$f":"'Input - Inventory'!C206","v":"TH1x500"},{"$f":"'Input - Inventory'!D206","v":"Lamp"},{"$f":"'Input - Inventory'!E206","v":"Traffic"},{"$f":"'Input - Inventory'!F206","v":"Major > 130w"},{"$f":"'Input - Inventory'!G206","v":"1"},null,"Lamp - TH1x500",null,48.285585323150464,3,144.8567559694514,null,0,0,10.769946599938873,0.33333333333333331,0,0,10.769946599938873,4.9094211792429674E-3,10.769946599938873,0.16666666666666666,10.769946599938873,4.590314436538903E-3,10.769946599938873,4.0032025620496396E-2,161.54919899908307,2.1598272138228944E-2,269.24866499847184,1.2221950623319483E-2,0,0,12923.935919926647,1.1123470522803115E-4,9154.4546099480413,2.4953586329427266E-4,0,0,0,0,16.420310112706808,null,10.769946599938873,0.33333333333333331,41.541712499999988,4.9094211792429674E-3,11.273206249999998,0.16666666666666666,0,4.9094211792429674E-3,5.6727956714824792,null,77.120202567838845,0.06,2.2699999999999996,77.120202567838845,1.4200000000000001E-2,0,77.120202567838845,0.01,0,10.50377158973965,null,10.769946599938873,0.06,11.273206249999998,1.4200000000000001E-2,0,0.01,0.80627632474633237,null,31.235081249999993,0.13619999999999996,4.2542180662499982,null,{"$f":"IF($D209=\"Connection\",VLOOKUP(C209,'Input - General'!$F$62:$N$79,6,FALSE),0)","v":0},null,0.1801212933606588,37.657371764925266,6.782894506861493,null,8.6527813038891108E-2,44.440266271786761,3.8453190513637034]
[null,{"$f":"'Input - Inventory'!B207","v":199},{"$f":"'Input - Inventory'!C207","v":"TH1x500 (P09)"},{"$f":"'Input - Inventory'!D207","v":"Lamp"},{"$f":"'Input - Inventory'!E207","v":"Traffic"},{"$f":"'Input - Inventory'!F207","v":"Major > 130w"},{"$f":"'Input - Inventory'!G207","v":1},null,"Lamp - TH1x500 (P09)",null,48.285585323150464,10,482.85585323150463,null,0,0,10.769946599938873,0.33333333333333331,0,0,10.769946599938873,4.9094211792429674E-3,10.769946599938873,0.16666666666666666,10.769946599938873,4.590314436538903E-3,10.769946599938873,4.0032025620496396E-2,161.54919899908307,2.1598272138228944E-2,269.24866499847184,1.2221950623319483E-2,0,0,12923.935919926647,1.1123470522803115E-4,9154.4546099480413,2.4953586329427266E-4,0,0,0,0,16.420310112706808,null,10.769946599938873,0.33333333333333331,41.541712499999988,4.9094211792429674E-3,11.273206249999998,0.16666666666666666,0,4.9094211792429674E-3,5.6727956714824792,null,77.120202567838845,0.06,2.2699999999999996,77.120202567838845,1.4200000000000001E-2,0,77.120202567838845,0.01,0,10.50377158973965,null,10.769946599938873,0.06,11.273206249999998,1.4200000000000001E-2,0,0.01,0.80627632474633237,null,31.235081249999993,0.13619999999999996,4.2542180662499982,null,{"$f":"IF($D210=\"Connection\",VLOOKUP(C210,'Input - General'!$F$62:$N$79,6,FALSE),0)","v":0},null,0.1801212933606588,37.657371764925266,6.782894506861493,null,8.6527813038891108E-2,44.440266271786761,3.8453190513637034]
[null,{"$f":"'Input - Inventory'!B208","v":200},{"$f":"'Input - Inventory'!C208","v":"TH1x750"},{"$f":"'Input - Inventory'!D208","v":"Lamp"},{"$f":"'Input - Inventory'!E208","v":"Traffic"},{"$f":"'Input - Inventory'!F208","v":"Major > 130w"},{"$f":"'Input - Inventory'!G208","v":"1"},null,"Lamp - TH1x750",null,59.149135951760869,4,236.59654380704347,null,0,0,10.769946599938873,0.33333333333333331,0,0,10.769946599938873,4.9094211792429674E-3,10.769946599938873,0.16666666666666666,10.769946599938873,4.590314436538903E-3,10.769946599938873,4.0032025620496396E-2,161.54919899908307,2.1598272138228944E-2,269.24866499847184,1.2221950623319483E-2,0,0,12923.935919926647,1.1123470522803115E-4,9154.4546099480413,2.4953586329427266E-4,0,0,0,0,16.420310112706808,null,32.309839799816615,0.33333333333333331,41.541712499999988,4.9094211792429674E-3,11.273206249999998,0.16666666666666666,0,4.9094211792429674E-3,12.852760071441725,null,77.120202567838845,0.06,2.2699999999999996,77.120202567838845,1.4200000000000001E-2,0,77.120202567838845,0.01,0,10.50377158973965,null,32.309839799816615,0.06,11.273206249999998,1.4200000000000001E-2,0,0.01,2.0986699167389968,null,31.235081249999993,0.13619999999999996,4.2542180662499982,null,{"$f":"IF($D211=\"Connection\",VLOOKUP(C211,'Input - General'!$F$62:$N$79,6,FALSE),0)","v":0},null,0.1801212933606588,46.129729756877182,8.3089465861863872,null,8.6527813038891108E-2,54.438676343063563,4.7104596086973078]
[null,{"$f":"'Input - Inventory'!B209","v":201},{"$f":"'Input - Inventory'!C209","v":"1000W MBF"},{"$f":"'Input - Inventory'!D209","v":"Luminaire"},{"$f":"'Input - Inventory'!E209","v":"Traffic"},{"$f":"'Input - Inventory'!F209","v":"Major > 130w"},{"$f":"'Input - Inventory'!G209","v":0},null,"Luminaire - 1000W MBF",null,0,13,0,null,0,0,0,0,0,0,0,0,0,0,0,0,0,0,0,0,0,0,0,0,0,0,0,0,0,0,0,0,0,null,0,0,0,0,0,0,0,0,0,null,0,0,0,0,0,0,0,0,0,0,null,0,0,0,0,0,0,0,null,0,0,0,null,{"$f":"IF($D212=\"Connection\",VLOOKUP(C212,'Input - General'!$F$62:$N$79,6,FALSE),0)","v":0},null,0.1801212933606588,0,0,null,8.6527813038891108E-2,0,0]
[null,{"$f":"'Input - Inventory'!B210","v":202},{"$f":"'Input - Inventory'!C210","v":"1000W SON"},{"$f":"'Input - Inventory'!D210","v":"Luminaire"},{"$f":"'Input - Inventory'!E210","v":"Traffic"},{"$f":"'Input - Inventory'!F210","v":"Major > 130w"},{"$f":"'Input - Inventory'!G210","v":0},null,"Luminaire - 1000W SON",null,0,25,0,null,0,0,0,0,0,0,0,0,0,0,0,0,0,0,0,0,0,0,0,0,0,0,0,0,0,0,0,0,0,null,0,0,0,0,0,0,0,0,0,null,0,0,0,0,0,0,0,0,0,0,null,0,0,0,0,0,0,0,null,0,0,0,null,{"$f":"IF($D213=\"Connection\",VLOOKUP(C213,'Input - General'!$F$62:$N$79,6,FALSE),0)","v":0},null,0.1801212933606588,0,0,null,8.6527813038891108E-2,0,0]
[null,{"$f":"'Input - Inventory'!B211","v":203},{"$f":"'Input - Inventory'!C211","v":"1000W SON (P09)"},{"$f":"'Input - Inventory'!D211","v":"Luminaire"},{"$f":"'Input - Inventory'!E211","v":"Traffic"},{"$f":"'Input - Inventory'!F211","v":"Major > 130w"},{"$f":"'Input - Inventory'!G211","v":0},null,"Luminaire - 1000W SON (P09)",null,0,15,0,null,0,0,0,0,0,0,0,0,0,0,0,0,0,0,0,0,0,0,0,0,0,0,0,0,0,0,0,0,0,null,0,0,0,0,0,0,0,0,0,null,0,0,0,0,0,0,0,0,0,0,null,0,0,0,0,0,0,0,null,0,0,0,null,{"$f":"IF($D214=\"Connection\",VLOOKUP(C214,'Input - General'!$F$62:$N$79,6,FALSE),0)","v":0},null,0.1801212933606588,0,0,null,8.6527813038891108E-2,0,0]
[null,{"$f":"'Input - Inventory'!B212","v":204},{"$f":"'Input - Inventory'!C212","v":"1000W SON FLOODLIGHT"},{"$f":"'Input - Inventory'!D212","v":"Luminaire"},{"$f":"'Input - Inventory'!E212","v":"Traffic"},{"$f":"'Input - Inventory'!F212","v":"Major > 130w"},{"$f":"'Input - Inventory'!G212","v":0},null,"Luminaire - 1000W SON FLOODLIGHT",null,0,5,0,null,0,0,0,0,0,0,0,0,0,0,0,0,0,0,0,0,0,0,0,0,0,0,0,0,0,0,0,0,0,null,0,0,0,0,0,0,0,0,0,null,0,0,0,0,0,0,0,0,0,0,null,0,0,0,0,0,0,0,null,0,0,0,null,{"$f":"IF($D215=\"Connection\",VLOOKUP(C215,'Input - General'!$F$62:$N$79,6,FALSE),0)","v":0},null,0.1801212933606588,0,0,null,8.6527813038891108E-2,0,0]
[null,{"$f":"'Input - Inventory'!B213","v":205},{"$f":"'Input - Inventory'!C213","v":"1000W/1500W MBI FLOODLIG"},{"$f":"'Input - Inventory'!D213","v":"Luminaire"},{"$f":"'Input - Inventory'!E213","v":"Traffic"},{"$f":"'Input - Inventory'!F213","v":"Major > 130w"},{"$f":"'Input - Inventory'!G213","v":0},null,"Luminaire - 1000W/1500W MBI FLOODLIG",null,0,0,0,null,0,0,0,0,0,0,0,0,0,0,0,0,0,0,0,0,0,0,0,0,0,0,0,0,0,0,0,0,0,null,0,0,0,0,0,0,0,0,0,null,0,0,0,0,0,0,0,0,0,0,null,0,0,0,0,0,0,0,null,0,0,0,null,{"$f":"IF($D216=\"Connection\",VLOOKUP(C216,'Input - General'!$F$62:$N$79,6,FALSE),0)","v":0},null,0.1801212933606588,0,0,null,8.6527813038891108E-2,0,0]
[null,{"$f":"'Input - Inventory'!B214","v":206},{"$f":"'Input - Inventory'!C214","v":"100W MBI"},{"$f":"'Input - Inventory'!D214","v":"Luminaire"},{"$f":"'Input - Inventory'!E214","v":"Traffic"},{"$f":"'Input - Inventory'!F214","v":"Minor < 130w"},{"$f":"'Input - Inventory'!G214","v":0},null,"Luminaire - 100W MBI",null,0,18,0,null,0,0,0,0,0,0,0,0,0,0,0,0,0,0,0,0,0,0,0,0,0,0,0,0,0,0,0,0,0,null,0,0,0,0,0,0,0,0,0,null,0,0,0,0,0,0,0,0,0,0,null,0,0,0,0,0,0,0,null,0,0,0,null,{"$f":"IF($D217=\"Connection\",VLOOKUP(C217,'Input - General'!$F$62:$N$79,6,FALSE),0)","v":0},null,0.1801212933606588,0,0,null,8.6527813038891108E-2,0,0]
[null,{"$f":"'Input - Inventory'!B215","v":207},{"$f":"'Input - Inventory'!C215","v":"100W MBI FLOODLIGHT"},{"$f":"'Input - Inventory'!D215","v":"Luminaire"},{"$f":"'Input - Inventory'!E215","v":"Traffic"},{"$f":"'Input - Inventory'!F215","v":"Minor < 130w"},{"$f":"'Input - Inventory'!G215","v":0},null,"Luminaire - 100W MBI FLOODLIGHT",null,0,17,0,null,0,0,0,0,0,0,0,0,0,0,0,0,0,0,0,0,0,0,0,0,0,0,0,0,0,0,0,0,0,null,0,0,0,0,0,0,0,0,0,null,0,0,0,0,0,0,0,0,0,0,null,0,0,0,0,0,0,0,null,0,0,0,null,{"$f":"IF($D218=\"Connection\",VLOOKUP(C218,'Input - General'!$F$62:$N$79,6,FALSE),0)","v":0},null,0.1801212933606588,0,0,null,8.6527813038891108E-2,0,0]
[null,{"$f":"'Input - Inventory'!B216","v":208},{"$f":"'Input - Inventory'!C216","v":"100W SON"},{"$f":"'Input - Inventory'!D216","v":"Luminaire"},{"$f":"'Input - Inventory'!E216","v":"Traffic"},{"$f":"'Input - Inventory'!F216","v":"Minor < 130w"},{"$f":"'Input - Inventory'!G216","v":0},null,"Luminaire - 100W SON",null,0,542,0,null,0,0,0,0,0,0,0,0,0,0,0,0,0,0,0,0,0,0,0,0,0,0,0,0,0,0,0,0,0,null,0,0,0,0,0,0,0,0,0,null,0,0,0,0,0,0,0,0,0,0,null,0,0,0,0,0,0,0,null,0,0,0,null,{"$f":"IF($D219=\"Connection\",VLOOKUP(C219,'Input - General'!$F$62:$N$79,6,FALSE),0)","v":0},null,0.1801212933606588,0,0,null,8.6527813038891108E-2,0,0]
[null,{"$f":"'Input - Inventory'!B217","v":209},{"$f":"'Input - Inventory'!C217","v":"100W SON - PARKVILLE"},{"$f":"'Input - Inventory'!D217","v":"Luminaire"},{"$f":"'Input - Inventory'!E217","v":"Traffic"},{"$f":"'Input - Inventory'!F217","v":"Minor < 130w"},{"$f":"'Input - Inventory'!G217","v":0},null,"Luminaire - 100W SON - PARKVILLE",null,0,15,0,null,0,0,0,0,0,0,0,0,0,0,0,0,0,0,0,0,0,0,0,0,0,0,0,0,0,0,0,0,0,null,0,0,0,0,0,0,0,0,0,null,0,0,0,0,0,0,0,0,0,0,null,0,0,0,0,0,0,0,null,0,0,0,null,{"$f":"IF($D220=\"Connection\",VLOOKUP(C220,'Input - General'!$F$62:$N$79,6,FALSE),0)","v":0},null,0.1801212933606588,0,0,null,8.6527813038891108E-2,0,0]
[null,{"$f":"'Input - Inventory'!B218","v":210},{"$f":"'Input - Inventory'!C218","v":"100W SON (P09)"},{"$f":"'Input - Inventory'!D218","v":"Luminaire"},{"$f":"'Input - Inventory'!E218","v":"Traffic"},{"$f":"'Input - Inventory'!F218","v":"Minor < 130w"},{"$f":"'Input - Inventory'!G218","v":0},null,"Luminaire - 100W SON (P09)",null,0,340,0,null,0,0,0,0,0,0,0,0,0,0,0,0,0,0,0,0,0,0,0,0,0,0,0,0,0,0,0,0,0,null,0,0,0,0,0,0,0,0,0,null,0,0,0,0,0,0,0,0,0,0,null,0,0,0,0,0,0,0,null,0,0,0,null,{"$f":"IF($D221=\"Connection\",VLOOKUP(C221,'Input - General'!$F$62:$N$79,6,FALSE),0)","v":0},null,0.1801212933606588,0,0,null,8.6527813038891108E-2,0,0]
[null,{"$f":"'Input - Inventory'!B219","v":211},{"$f":"'Input - Inventory'!C219","v":"100W SON FLOODLIGHT"},{"$f":"'Input - Inventory'!D219","v":"Luminaire"},{"$f":"'Input - Inventory'!E219","v":"Traffic"},{"$f":"'Input - Inventory'!F219","v":"Minor < 130w"},{"$f":"'Input - Inventory'!G219","v":0},null,"Luminaire - 100W SON FLOODLIGHT",null,0,6,0,null,0,0,0,0,0,0,0,0,0,0,0,0,0,0,0,0,0,0,0,0,0,0,0,0,0,0,0,0,0,null,0,0,0,0,0,0,0,0,0,null,0,0,0,0,0,0,0,0,0,0,null,0,0,0,0,0,0,0,null,0,0,0,null,{"$f":"IF($D222=\"Connection\",VLOOKUP(C222,'Input - General'!$F$62:$N$79,6,FALSE),0)","v":0},null,0.1801212933606588,0,0,null,8.6527813038891108E-2,0,0]
[null,{"$f":"'Input - Inventory'!B220","v":212},{"$f":"'Input - Inventory'!C220","v":"100W SON Floodlight (P09)"},{"$f":"'Input - Inventory'!D220","v":"Luminaire"},{"$f":"'Input - Inventory'!E220","v":"Traffic"},{"$f":"'Input - Inventory'!F220","v":"Minor < 130w"},{"$f":"'Input - Inventory'!G220","v":0},null,"Luminaire - 100W SON Floodlight (P09)",null,0,4,0,null,0,0,0,0,0,0,0,0,0,0,0,0,0,0,0,0,0,0,0,0,0,0,0,0,0,0,0,0,0,null,0,0,0,0,0,0,0,0,0,null,0,0,0,0,0,0,0,0,0,0,null,0,0,0,0,0,0,0,null,0,0,0,null,{"$f":"IF($D223=\"Connection\",VLOOKUP(C223,'Input - General'!$F$62:$N$79,6,FALSE),0)","v":0},null,0.1801212933606588,0,0,null,8.6527813038891108E-2,0,0]
[null,{"$f":"'Input - Inventory'!B221","v":213},{"$f":"'Input - Inventory'!C221","v":"100W SON -PLAIN"},{"$f":"'Input - Inventory'!D221","v":"Luminaire"},{"$f":"'Input - Inventory'!E221","v":"Traffic"},{"$f":"'Input - Inventory'!F221","v":"Minor < 130w"},{"$f":"'Input - Inventory'!G221","v":0},null,"Luminaire - 100W SON -PLAIN",null,0,439,0,null,0,0,0,0,0,0,0,0,0,0,0,0,0,0,0,0,0,0,0,0,0,0,0,0,0,0,0,0,0,null,0,0,0,0,0,0,0,0,0,null,0,0,0,0,0,0,0,0,0,0,null,0,0,0,0,0,0,0,null,0,0,0,null,{"$f":"IF($D224=\"Connection\",VLOOKUP(C224,'Input - General'!$F$62:$N$79,6,FALSE),0)","v":0},null,0.1801212933606588,0,0,null,8.6527813038891108E-2,0,0]
[null,{"$f":"'Input - Inventory'!B222","v":214},{"$f":"'Input - Inventory'!C222","v":"100W SON -PLAIN (P09)"},{"$f":"'Input - Inventory'!D222","v":"Luminaire"},{"$f":"'Input - Inventory'!E222","v":"Traffic"},{"$f":"'Input - Inventory'!F222","v":"Minor < 130w"},{"$f":"'Input - Inventory'!G222","v":0},null,"Luminaire - 100W SON -PLAIN (P09)",null,0,107,0,null,0,0,0,0,0,0,0,0,0,0,0,0,0,0,0,0,0,0,0,0,0,0,0,0,0,0,0,0,0,null,0,0,0,0,0,0,0,0,0,null,0,0,0,0,0,0,0,0,0,0,null,0,0,0,0,0,0,0,null,0,0,0,null,{"$f":"IF($D225=\"Connection\",VLOOKUP(C225,'Input - General'!$F$62:$N$79,6,FALSE),0)","v":0},null,0.1801212933606588,0,0,null,8.6527813038891108E-2,0,0]
[null,{"$f":"'Input - Inventory'!B223","v":215},{"$f":"'Input - Inventory'!C223","v":"125W MBF"},{"$f":"'Input - Inventory'!D223","v":"Luminaire"},{"$f":"'Input - Inventory'!E223","v":"Traffic"},{"$f":"'Input - Inventory'!F223","v":"Minor < 130w"},{"$f":"'Input - Inventory'!G223","v":0},null,"Luminaire - 125W MBF",null,0,3283,0,null,0,0,0,0,0,0,0,0,0,0,0,0,0,0,0,0,0,0,0,0,0,0,0,0,0,0,0,0,0,null,0,0,0,0,0,0,0,0,0,null,0,0,0,0,0,0,0,0,0,0,null,0,0,0,0,0,0,0,null,0,0,0,null,{"$f":"IF($D226=\"Connection\",VLOOKUP(C226,'Input - General'!$F$62:$N$79,6,FALSE),0)","v":0},null,0.1801212933606588,0,0,null,8.6527813038891108E-2,0,0]
[null,{"$f":"'Input - Inventory'!B224","v":216},{"$f":"'Input - Inventory'!C224","v":"125W MBF - BOURKE HILL"},{"$f":"'Input - Inventory'!D224","v":"Luminaire"},{"$f":"'Input - Inventory'!E224","v":"Traffic"},{"$f":"'Input - Inventory'!F224","v":"Minor < 130w"},{"$f":"'Input - Inventory'!G224","v":0},null,"Luminaire - 125W MBF - BOURKE HILL",null,0,9,0,null,0,0,0,0,0,0,0,0,0,0,0,0,0,0,0,0,0,0,0,0,0,0,0,0,0,0,0,0,0,null,0,0,0,0,0,0,0,0,0,null,0,0,0,0,0,0,0,0,0,0,null,0,0,0,0,0,0,0,null,0,0,0,null,{"$f":"IF($D227=\"Connection\",VLOOKUP(C227,'Input - General'!$F$62:$N$79,6,FALSE),0)","v":0},null,0.1801212933606588,0,0,null,8.6527813038891108E-2,0,0]
[null,{"$f":"'Input - Inventory'!B225","v":217},{"$f":"'Input - Inventory'!C225","v":"125W MBF - HYDE PARK"},{"$f":"'Input - Inventory'!D225","v":"Luminaire"},{"$f":"'Input - Inventory'!E225","v":"Traffic"},{"$f":"'Input - Inventory'!F225","v":"Minor < 130w"},{"$f":"'Input - Inventory'!G225","v":0},null,"Luminaire - 125W MBF - HYDE PARK",null,0,168,0,null,0,0,0,0,0,0,0,0,0,0,0,0,0,0,0,0,0,0,0,0,0,0,0,0,0,0,0,0,0,null,0,0,0,0,0,0,0,0,0,null,0,0,0,0,0,0,0,0,0,0,null,0,0,0,0,0,0,0,null,0,0,0,null,{"$f":"IF($D228=\"Connection\",VLOOKUP(C228,'Input - General'!$F$62:$N$79,6,FALSE),0)","v":0},null,0.1801212933606588,0,0,null,8.6527813038891108E-2,0,0]
[null,{"$f":"'Input - Inventory'!B226","v":218},{"$f":"'Input - Inventory'!C226","v":"125W MBF - NOSTALGIA"},{"$f":"'Input - Inventory'!D226","v":"Luminaire"},{"$f":"'Input - Inventory'!E226","v":"Traffic"},{"$f":"'Input - Inventory'!F226","v":"Minor < 130w"},{"$f":"'Input - Inventory'!G226","v":0},null,"Luminaire - 125W MBF - NOSTALGIA",null,0,0,0,null,0,0,0,0,0,0,0,0,0,0,0,0,0,0,0,0,0,0,0,0,0,0,0,0,0,0,0,0,0,null,0,0,0,0,0,0,0,0,0,null,0,0,0,0,0,0,0,0,0,0,null,0,0,0,0,0,0,0,null,0,0,0,null,{"$f":"IF($D229=\"Connection\",VLOOKUP(C229,'Input - General'!$F$62:$N$79,6,FALSE),0)","v":0},null,0.1801212933606588,0,0,null,8.6527813038891108E-2,0,0]
[null,{"$f":"'Input - Inventory'!B227","v":219},{"$f":"'Input - Inventory'!C227","v":"125W MBF - PARKVILLE"},{"$f":"'Input - Inventory'!D227","v":"Luminaire"},{"$f":"'Input - Inventory'!E227","v":"Traffic"},{"$f":"'Input - Inventory'!F227","v":"Minor < 130w"},{"$f":"'Input - Inventory'!G227","v":0},null,"Luminaire - 125W MBF - PARKVILLE",null,0,6,0,null,0,0,0,0,0,0,0,0,0,0,0,0,0,0,0,0,0,0,0,0,0,0,0,0,0,0,0,0,0,null,0,0,0,0,0,0,0,0,0,null,0,0,0,0,0,0,0,0,0,0,null,0,0,0,0,0,0,0,null,0,0,0,null,{"$f":"IF($D230=\"Connection\",VLOOKUP(C230,'Input - General'!$F$62:$N$79,6,FALSE),0)","v":0},null,0.1801212933606588,0,0,null,8.6527813038891108E-2,0,0]
[null,{"$f":"'Input - Inventory'!B228","v":220},{"$f":"'Input - Inventory'!C228","v":"125W MBF (P09)"},{"$f":"'Input - Inventory'!D228","v":"Luminaire"},{"$f":"'Input - Inventory'!E228","v":"Traffic"},{"$f":"'Input - Inventory'!F228","v":"Minor < 130w"},{"$f":"'Input - Inventory'!G228","v":0},null,"Luminaire - 125W MBF (P09)",null,0,1244,0,null,0,0,0,0,0,0,0,0,0,0,0,0,0,0,0,0,0,0,0,0,0,0,0,0,0,0,0,0,0,null,0,0,0,0,0,0,0,0,0,null,0,0,0,0,0,0,0,0,0,0,null,0,0,0,0,0,0,0,null,0,0,0,null,{"$f":"IF($D231=\"Connection\",VLOOKUP(C231,'Input - General'!$F$62:$N$79,6,FALSE),0)","v":0},null,0.1801212933606588,0,0,null,8.6527813038891108E-2,0,0]
[null,{"$f":"'Input - Inventory'!B229","v":221},{"$f":"'Input - Inventory'!C229","v":"125W MBF BOLLARD"},{"$f":"'Input - Inventory'!D229","v":"Luminaire"},{"$f":"'Input - Inventory'!E229","v":"Traffic"},{"$f":"'Input - Inventory'!F229","v":"Minor < 130w"},{"$f":"'Input - Inventory'!G229","v":0},null,"Luminaire - 125W MBF BOLLARD",null,0,0,0,null,0,0,0,0,0,0,0,0,0,0,0,0,0,0,0,0,0,0,0,0,0,0,0,0,0,0,0,0,0,null,0,0,0,0,0,0,0,0,0,null,0,0,0,0,0,0,0,0,0,0,null,0,0,0,0,0,0,0,null,0,0,0,null,{"$f":"IF($D232=\"Connection\",VLOOKUP(C232,'Input - General'!$F$62:$N$79,6,FALSE),0)","v":0},null,0.1801212933606588,0,0,null,8.6527813038891108E-2,0,0]
[null,{"$f":"'Input - Inventory'!B230","v":222},{"$f":"'Input - Inventory'!C230","v":"125W MBF -PLAIN"},{"$f":"'Input - Inventory'!D230","v":"Luminaire"},{"$f":"'Input - Inventory'!E230","v":"Traffic"},{"$f":"'Input - Inventory'!F230","v":"Minor < 130w"},{"$f":"'Input - Inventory'!G230","v":0},null,"Luminaire - 125W MBF -PLAIN",null,0,794,0,null,0,0,0,0,0,0,0,0,0,0,0,0,0,0,0,0,0,0,0,0,0,0,0,0,0,0,0,0,0,null,0,0,0,0,0,0,0,0,0,null,0,0,0,0,0,0,0,0,0,0,null,0,0,0,0,0,0,0,null,0,0,0,null,{"$f":"IF($D233=\"Connection\",VLOOKUP(C233,'Input - General'!$F$62:$N$79,6,FALSE),0)","v":0},null,0.1801212933606588,0,0,null,8.6527813038891108E-2,0,0]
[null,{"$f":"'Input - Inventory'!B231","v":223},{"$f":"'Input - Inventory'!C231","v":"125W MBF -PLAIN (P09)"},{"$f":"'Input - Inventory'!D231","v":"Luminaire"},{"$f":"'Input - Inventory'!E231","v":"Traffic"},{"$f":"'Input - Inventory'!F231","v":"Minor < 130w"},{"$f":"'Input - Inventory'!G231","v":0},null,"Luminaire - 125W MBF -PLAIN (P09)",null,0,151,0,null,0,0,0,0,0,0,0,0,0,0,0,0,0,0,0,0,0,0,0,0,0,0,0,0,0,0,0,0,0,null,0,0,0,0,0,0,0,0,0,null,0,0,0,0,0,0,0,0,0,0,null,0,0,0,0,0,0,0,null,0,0,0,null,{"$f":"IF($D234=\"Connection\",VLOOKUP(C234,'Input - General'!$F$62:$N$79,6,FALSE),0)","v":0},null,0.1801212933606588,0,0,null,8.6527813038891108E-2,0,0]
[null,{"$f":"'Input - Inventory'!B232","v":224},{"$f":"'Input - Inventory'!C232","v":"125W/250W MBF FLOODLIGHT"},{"$f":"'Input - Inventory'!D232","v":"Luminaire"},{"$f":"'Input - Inventory'!E232","v":"Traffic"},{"$f":"'Input - Inventory'!F232","v":"Major > 130w"},{"$f":"'Input - Inventory'!G232","v":0},null,"Luminaire - 125W/250W MBF FLOODLIGHT",null,0,54,0,null,0,0,0,0,0,0,0,0,0,0,0,0,0,0,0,0,0,0,0,0,0,0,0,0,0,0,0,0,0,null,0,0,0,0,0,0,0,0,0,null,0,0,0,0,0,0,0,0,0,0,null,0,0,0,0,0,0,0,null,0,0,0,null,{"$f":"IF($D235=\"Connection\",VLOOKUP(C235,'Input - General'!$F$62:$N$79,6,FALSE),0)","v":0},null,0.1801212933606588,0,0,null,8.6527813038891108E-2,0,0]
[null,{"$f":"'Input - Inventory'!B233","v":225},{"$f":"'Input - Inventory'!C233","v":"135W SOX"},{"$f":"'Input - Inventory'!D233","v":"Luminaire"},{"$f":"'Input - Inventory'!E233","v":"Traffic"},{"$f":"'Input - Inventory'!F233","v":"Major > 130w"},{"$f":"'Input - Inventory'!G233","v":0},null,"Luminaire - 135W SOX",null,0,32,0,null,0,0,0,0,0,0,0,0,0,0,0,0,0,0,0,0,0,0,0,0,0,0,0,0,0,0,0,0,0,null,0,0,0,0,0,0,0,0,0,null,0,0,0,0,0,0,0,0,0,0,null,0,0,0,0,0,0,0,null,0,0,0,null,{"$f":"IF($D236=\"Connection\",VLOOKUP(C236,'Input - General'!$F$62:$N$79,6,FALSE),0)","v":0},null,0.1801212933606588,0,0,null,8.6527813038891108E-2,0,0]
[null,{"$f":"'Input - Inventory'!B234","v":226},{"$f":"'Input - Inventory'!C234","v":"150W SON"},{"$f":"'Input - Inventory'!D234","v":"Luminaire"},{"$f":"'Input - Inventory'!E234","v":"Traffic"},{"$f":"'Input - Inventory'!F234","v":"Major > 130w"},{"$f":"'Input - Inventory'!G234","v":0},null,"Luminaire - 150W SON",null,0,11707.5,0,null,0,0,0,0,0,0,0,0,0,0,0,0,0,0,0,0,0,0,0,0,0,0,0,0,0,0,0,0,0,null,0,0,0,0,0,0,0,0,0,null,0,0,0,0,0,0,0,0,0,0,null,0,0,0,0,0,0,0,null,0,0,0,null,{"$f":"IF($D237=\"Connection\",VLOOKUP(C237,'Input - General'!$F$62:$N$79,6,FALSE),0)","v":0},null,0.1801212933606588,0,0,null,8.6527813038891108E-2,0,0]
[null,{"$f":"'Input - Inventory'!B235","v":227},{"$f":"'Input - Inventory'!C235","v":"150W SON - HYDE PARK"},{"$f":"'Input - Inventory'!D235","v":"Luminaire"},{"$f":"'Input - Inventory'!E235","v":"Traffic"},{"$f":"'Input - Inventory'!F235","v":"Major > 130w"},{"$f":"'Input - Inventory'!G235","v":0},null,"Luminaire - 150W SON - HYDE PARK",null,0,16,0,null,0,0,0,0,0,0,0,0,0,0,0,0,0,0,0,0,0,0,0,0,0,0,0,0,0,0,0,0,0,null,0,0,0,0,0,0,0,0,0,null,0,0,0,0,0,0,0,0,0,0,null,0,0,0,0,0,0,0,null,0,0,0,null,{"$f":"IF($D238=\"Connection\",VLOOKUP(C238,'Input - General'!$F$62:$N$79,6,FALSE),0)","v":0},null,0.1801212933606588,0,0,null,8.6527813038891108E-2,0,0]
[null,{"$f":"'Input - Inventory'!B236","v":228},{"$f":"'Input - Inventory'!C236","v":"150W SON - PARKVILLE"},{"$f":"'Input - Inventory'!D236","v":"Luminaire"},{"$f":"'Input - Inventory'!E236","v":"Traffic"},{"$f":"'Input - Inventory'!F236","v":"Major > 130w"},{"$f":"'Input - Inventory'!G236","v":0},null,"Luminaire - 150W SON - PARKVILLE",null,0,21,0,null,0,0,0,0,0,0,0,0,0,0,0,0,0,0,0,0,0,0,0,0,0,0,0,0,0,0,0,0,0,null,0,0,0,0,0,0,0,0,0,null,0,0,0,0,0,0,0,0,0,0,null,0,0,0,0,0,0,0,null,0,0,0,null,{"$f":"IF($D239=\"Connection\",VLOOKUP(C239,'Input - General'!$F$62:$N$79,6,FALSE),0)","v":0},null,0.1801212933606588,0,0,null,8.6527813038891108E-2,0,0]
[null,{"$f":"'Input - Inventory'!B237","v":229},{"$f":"'Input - Inventory'!C237","v":"150W SON - PARKWAY 1"},{"$f":"'Input - Inventory'!D237","v":"Luminaire"},{"$f":"'Input - Inventory'!E237","v":"Traffic"},{"$f":"'Input - Inventory'!F237","v":"Major > 130w"},{"$f":"'Input - Inventory'!G237","v":0},null,"Luminaire - 150W SON - PARKWAY 1",null,0,209,0,null,0,0,0,0,0,0,0,0,0,0,0,0,0,0,0,0,0,0,0,0,0,0,0,0,0,0,0,0,0,null,0,0,0,0,0,0,0,0,0,null,0,0,0,0,0,0,0,0,0,0,null,0,0,0,0,0,0,0,null,0,0,0,null,{"$f":"IF($D240=\"Connection\",VLOOKUP(C240,'Input - General'!$F$62:$N$79,6,FALSE),0)","v":0},null,0.1801212933606588,0,0,null,8.6527813038891108E-2,0,0]
[null,{"$f":"'Input - Inventory'!B238","v":230},{"$f":"'Input - Inventory'!C238","v":"150W SON - Parkway 1 (P09)"},{"$f":"'Input - Inventory'!D238","v":"Luminaire"},{"$f":"'Input - Inventory'!E238","v":"Traffic"},{"$f":"'Input - Inventory'!F238","v":"Major > 130w"},{"$f":"'Input - Inventory'!G238","v":0},null,"Luminaire - 150W SON - Parkway 1 (P09)",null,0,32,0,null,0,0,0,0,0,0,0,0,0,0,0,0,0,0,0,0,0,0,0,0,0,0,0,0,0,0,0,0,0,null,0,0,0,0,0,0,0,0,0,null,0,0,0,0,0,0,0,0,0,0,null,0,0,0,0,0,0,0,null,0,0,0,null,{"$f":"IF($D241=\"Connection\",VLOOKUP(C241,'Input - General'!$F$62:$N$79,6,FALSE),0)","v":0},null,0.1801212933606588,0,0,null,8.6527813038891108E-2,0,0]
[null,{"$f":"'Input - Inventory'!B239","v":231},{"$f":"'Input - Inventory'!C239","v":"150W SON (P09)"},{"$f":"'Input - Inventory'!D239","v":"Luminaire"},{"$f":"'Input - Inventory'!E239","v":"Traffic"},{"$f":"'Input - Inventory'!F239","v":"Major > 130w"},{"$f":"'Input - Inventory'!G239","v":0},null,"Luminaire - 150W SON (P09)",null,0,7966,0,null,0,0,0,0,0,0,0,0,0,0,0,0,0,0,0,0,0,0,0,0,0,0,0,0,0,0,0,0,0,null,0,0,0,0,0,0,0,0,0,null,0,0,0,0,0,0,0,0,0,0,null,0,0,0,0,0,0,0,null,0,0,0,null,{"$f":"IF($D242=\"Connection\",VLOOKUP(C242,'Input - General'!$F$62:$N$79,6,FALSE),0)","v":0},null,0.1801212933606588,0,0,null,8.6527813038891108E-2,0,0]
[null,{"$f":"'Input - Inventory'!B240","v":232},{"$f":"'Input - Inventory'!C240","v":"150W SON Active Reactor"},{"$f":"'Input - Inventory'!D240","v":"Luminaire"},{"$f":"'Input - Inventory'!E240","v":"Traffic"},{"$f":"'Input - Inventory'!F240","v":"Major > 130w"},{"$f":"'Input - Inventory'!G240","v":0},null,"Luminaire - 150W SON Active Reactor",null,0,187,0,null,0,0,0,0,0,0,0,0,0,0,0,0,0,0,0,0,0,0,0,0,0,0,0,0,0,0,0,0,0,null,0,0,0,0,0,0,0,0,0,null,0,0,0,0,0,0,0,0,0,0,null,0,0,0,0,0,0,0,null,0,0,0,null,{"$f":"IF($D243=\"Connection\",VLOOKUP(C243,'Input - General'!$F$62:$N$79,6,FALSE),0)","v":0},null,0.1801212933606588,0,0,null,8.6527813038891108E-2,0,0]
[null,{"$f":"'Input - Inventory'!B241","v":233},{"$f":"'Input - Inventory'!C241","v":"150W SON FLOODLIGHT"},{"$f":"'Input - Inventory'!D241","v":"Luminaire"},{"$f":"'Input - Inventory'!E241","v":"Traffic"},{"$f":"'Input - Inventory'!F241","v":"Major > 130w"},{"$f":"'Input - Inventory'!G241","v":0},null,"Luminaire - 150W SON FLOODLIGHT",null,0,71,0,null,0,0,0,0,0,0,0,0,0,0,0,0,0,0,0,0,0,0,0,0,0,0,0,0,0,0,0,0,0,null,0,0,0,0,0,0,0,0,0,null,0,0,0,0,0,0,0,0,0,0,null,0,0,0,0,0,0,0,null,0,0,0,null,{"$f":"IF($D244=\"Connection\",VLOOKUP(C244,'Input - General'!$F$62:$N$79,6,FALSE),0)","v":0},null,0.1801212933606588,0,0,null,8.6527813038891108E-2,0,0]
[null,{"$f":"'Input - Inventory'!B242","v":234},{"$f":"'Input - Inventory'!C242","v":"150W SON Floodlight (P09)"},{"$f":"'Input - Inventory'!D242","v":"Luminaire"},{"$f":"'Input - Inventory'!E242","v":"Traffic"},{"$f":"'Input - Inventory'!F242","v":"Major > 130w"},{"$f":"'Input - Inventory'!G242","v":0},null,"Luminaire - 150W SON Floodlight (P09)",null,0,46,0,null,0,0,0,0,0,0,0,0,0,0,0,0,0,0,0,0,0,0,0,0,0,0,0,0,0,0,0,0,0,null,0,0,0,0,0,0,0,0,0,null,0,0,0,0,0,0,0,0,0,0,null,0,0,0,0,0,0,0,null,0,0,0,null,{"$f":"IF($D245=\"Connection\",VLOOKUP(C245,'Input - General'!$F$62:$N$79,6,FALSE),0)","v":0},null,0.1801212933606588,0,0,null,8.6527813038891108E-2,0,0]
[null,{"$f":"'Input - Inventory'!B243","v":235},{"$f":"'Input - Inventory'!C243","v":"150W SON GEC 'BOSTON 3'"},{"$f":"'Input - Inventory'!D243","v":"Luminaire"},{"$f":"'Input - Inventory'!E243","v":"Traffic"},{"$f":"'Input - Inventory'!F243","v":"Major > 130w"},{"$f":"'Input - Inventory'!G243","v":0},null,"Luminaire - 150W SON GEC 'BOSTON 3'",null,0,45,0,null,0,0,0,0,0,0,0,0,0,0,0,0,0,0,0,0,0,0,0,0,0,0,0,0,0,0,0,0,0,null,0,0,0,0,0,0,0,0,0,null,0,0,0,0,0,0,0,0,0,0,null,0,0,0,0,0,0,0,null,0,0,0,null,{"$f":"IF($D246=\"Connection\",VLOOKUP(C246,'Input - General'!$F$62:$N$79,6,FALSE),0)","v":0},null,0.1801212933606588,0,0,null,8.6527813038891108E-2,0,0]
[null,{"$f":"'Input - Inventory'!B244","v":236},{"$f":"'Input - Inventory'!C244","v":"150W/250W MBI FLOODLIGHT"},{"$f":"'Input - Inventory'!D244","v":"Luminaire"},{"$f":"'Input - Inventory'!E244","v":"Traffic"},{"$f":"'Input - Inventory'!F244","v":"Major > 130w"},{"$f":"'Input - Inventory'!G244","v":0},null,"Luminaire - 150W/250W MBI FLOODLIGHT",null,0,47,0,null,0,0,0,0,0,0,0,0,0,0,0,0,0,0,0,0,0,0,0,0,0,0,0,0,0,0,0,0,0,null,0,0,0,0,0,0,0,0,0,null,0,0,0,0,0,0,0,0,0,0,null,0,0,0,0,0,0,0,null,0,0,0,null,{"$f":"IF($D247=\"Connection\",VLOOKUP(C247,'Input - General'!$F$62:$N$79,6,FALSE),0)","v":0},null,0.1801212933606588,0,0,null,8.6527813038891108E-2,0,0]
[null,{"$f":"'Input - Inventory'!B245","v":237},{"$f":"'Input - Inventory'!C245","v":"180W SOX"},{"$f":"'Input - Inventory'!D245","v":"Luminaire"},{"$f":"'Input - Inventory'!E245","v":"Traffic"},{"$f":"'Input - Inventory'!F245","v":"Major > 130w"},{"$f":"'Input - Inventory'!G245","v":0},null,"Luminaire - 180W SOX",null,0,0,0,null,0,0,0,0,0,0,0,0,0,0,0,0,0,0,0,0,0,0,0,0,0,0,0,0,0,0,0,0,0,null,0,0,0,0,0,0,0,0,0,null,0,0,0,0,0,0,0,0,0,0,null,0,0,0,0,0,0,0,null,0,0,0,null,{"$f":"IF($D248=\"Connection\",VLOOKUP(C248,'Input - General'!$F$62:$N$79,6,FALSE),0)","v":0},null,0.1801212933606588,0,0,null,8.6527813038891108E-2,0,0]
[null,{"$f":"'Input - Inventory'!B246","v":238},{"$f":"'Input - Inventory'!C246","v":"1x29W LED"},{"$f":"'Input - Inventory'!D246","v":"Luminaire"},{"$f":"'Input - Inventory'!E246","v":"NonTraffic"},{"$f":"'Input - Inventory'!F246","v":"Minor < 130w"},{"$f":"'Input - Inventory'!G246","v":0},null,"Luminaire - 1x29W LED",null,0,1392,0,null,0,0,0,0,0,0,0,0,0,0,0,0,0,0,0,0,0,0,0,0,0,0,0,0,0,0,0,0,0,null,0,0,0,0,0,0,0,0,0,null,0,0,0,0,0,0,0,0,0,0,null,0,0,0,0,0,0,0,null,0,0,0,null,{"$f":"IF($D249=\"Connection\",VLOOKUP(C249,'Input - General'!$F$62:$N$79,6,FALSE),0)","v":0},null,0.1801212933606588,0,0,null,8.6527813038891108E-2,0,0]
[null,{"$f":"'Input - Inventory'!B247","v":239},{"$f":"'Input - Inventory'!C247","v":"1x40W TF"},{"$f":"'Input - Inventory'!D247","v":"Luminaire"},{"$f":"'Input - Inventory'!E247","v":"NonTraffic"},{"$f":"'Input - Inventory'!F247","v":"Minor < 130w"},{"$f":"'Input - Inventory'!G247","v":0},null,"Luminaire - 1x40W TF",null,0,594,0,null,0,0,0,0,0,0,0,0,0,0,0,0,0,0,0,0,0,0,0,0,0,0,0,0,0,0,0,0,0,null,0,0,0,0,0,0,0,0,0,null,0,0,0,0,0,0,0,0,0,0,null,0,0,0,0,0,0,0,null,0,0,0,null,{"$f":"IF($D250=\"Connection\",VLOOKUP(C250,'Input - General'!$F$62:$N$79,6,FALSE),0)","v":0},null,0.1801212933606588,0,0,null,8.6527813038891108E-2,0,0]
[null,{"$f":"'Input - Inventory'!B248","v":240},{"$f":"'Input - Inventory'!C248","v":"1x80W TF"},{"$f":"'Input - Inventory'!D248","v":"Luminaire"},{"$f":"'Input - Inventory'!E248","v":"NonTraffic"},{"$f":"'Input - Inventory'!F248","v":"Minor < 130w"},{"$f":"'Input - Inventory'!G248","v":0},null,"Luminaire - 1x80W TF",null,0,119,0,null,0,0,0,0,0,0,0,0,0,0,0,0,0,0,0,0,0,0,0,0,0,0,0,0,0,0,0,0,0,null,0,0,0,0,0,0,0,0,0,null,0,0,0,0,0,0,0,0,0,0,null,0,0,0,0,0,0,0,null,0,0,0,null,{"$f":"IF($D251=\"Connection\",VLOOKUP(C251,'Input - General'!$F$62:$N$79,6,FALSE),0)","v":0},null,0.1801212933606588,0,0,null,8.6527813038891108E-2,0,0]
[null,{"$f":"'Input - Inventory'!B249","v":241},{"$f":"'Input - Inventory'!C249","v":"250W MBF"},{"$f":"'Input - Inventory'!D249","v":"Luminaire"},{"$f":"'Input - Inventory'!E249","v":"Traffic"},{"$f":"'Input - Inventory'!F249","v":"Major > 130w"},{"$f":"'Input - Inventory'!G249","v":0},null,"Luminaire - 250W MBF",null,0,17196,0,null,0,0,0,0,0,0,0,0,0,0,0,0,0,0,0,0,0,0,0,0,0,0,0,0,0,0,0,0,0,null,0,0,0,0,0,0,0,0,0,null,0,0,0,0,0,0,0,0,0,0,null,0,0,0,0,0,0,0,null,0,0,0,null,{"$f":"IF($D252=\"Connection\",VLOOKUP(C252,'Input - General'!$F$62:$N$79,6,FALSE),0)","v":0},null,0.1801212933606588,0,0,null,8.6527813038891108E-2,0,0]
[null,{"$f":"'Input - Inventory'!B250","v":242},{"$f":"'Input - Inventory'!C250","v":"250W MBF - PARKVILLE"},{"$f":"'Input - Inventory'!D250","v":"Luminaire"},{"$f":"'Input - Inventory'!E250","v":"Traffic"},{"$f":"'Input - Inventory'!F250","v":"Major > 130w"},{"$f":"'Input - Inventory'!G250","v":0},null,"Luminaire - 250W MBF - PARKVILLE",null,0,0,0,null,0,0,0,0,0,0,0,0,0,0,0,0,0,0,0,0,0,0,0,0,0,0,0,0,0,0,0,0,0,null,0,0,0,0,0,0,0,0,0,null,0,0,0,0,0,0,0,0,0,0,null,0,0,0,0,0,0,0,null,0,0,0,null,{"$f":"IF($D253=\"Connection\",VLOOKUP(C253,'Input - General'!$F$62:$N$79,6,FALSE),0)","v":0},null,0.1801212933606588,0,0,null,8.6527813038891108E-2,0,0]
[null,{"$f":"'Input - Inventory'!B251","v":243},{"$f":"'Input - Inventory'!C251","v":"250W MBF - PARKWAY 1"},{"$f":"'Input - Inventory'!D251","v":"Luminaire"},{"$f":"'Input - Inventory'!E251","v":"Traffic"},{"$f":"'Input - Inventory'!F251","v":"Major > 130w"},{"$f":"'Input - Inventory'!G251","v":0},null,"Luminaire - 250W MBF - PARKWAY 1",null,0,782,0,null,0,0,0,0,0,0,0,0,0,0,0,0,0,0,0,0,0,0,0,0,0,0,0,0,0,0,0,0,0,null,0,0,0,0,0,0,0,0,0,null,0,0,0,0,0,0,0,0,0,0,null,0,0,0,0,0,0,0,null,0,0,0,null,{"$f":"IF($D254=\"Connection\",VLOOKUP(C254,'Input - General'!$F$62:$N$79,6,FALSE),0)","v":0},null,0.1801212933606588,0,0,null,8.6527813038891108E-2,0,0]
[null,{"$f":"'Input - Inventory'!B252","v":244},{"$f":"'Input - Inventory'!C252","v":"250W MBI - SMARTPOLE"},{"$f":"'Input - Inventory'!D252","v":"Luminaire"},{"$f":"'Input - Inventory'!E252","v":"Traffic"},{"$f":"'Input - Inventory'!F252","v":"Major > 130w"},{"$f":"'Input - Inventory'!G252","v":0},null,"Luminaire - 250W MBI - SMARTPOLE",null,0,21,0,null,0,0,0,0,0,0,0,0,0,0,0,0,0,0,0,0,0,0,0,0,0,0,0,0,0,0,0,0,0,null,0,0,0,0,0,0,0,0,0,null,0,0,0,0,0,0,0,0,0,0,null,0,0,0,0,0,0,0,null,0,0,0,null,{"$f":"IF($D255=\"Connection\",VLOOKUP(C255,'Input - General'!$F$62:$N$79,6,FALSE),0)","v":0},null,0.1801212933606588,0,0,null,8.6527813038891108E-2,0,0]
[null,{"$f":"'Input - Inventory'!B253","v":245},{"$f":"'Input - Inventory'!C253","v":"250W SON"},{"$f":"'Input - Inventory'!D253","v":"Luminaire"},{"$f":"'Input - Inventory'!E253","v":"Traffic"},{"$f":"'Input - Inventory'!F253","v":"Major > 130w"},{"$f":"'Input - Inventory'!G253","v":0},null,"Luminaire - 250W SON",null,0,14498,0,null,0,0,0,0,0,0,0,0,0,0,0,0,0,0,0,0,0,0,0,0,0,0,0,0,0,0,0,0,0,null,0,0,0,0,0,0,0,0,0,null,0,0,0,0,0,0,0,0,0,0,null,0,0,0,0,0,0,0,null,0,0,0,null,{"$f":"IF($D256=\"Connection\",VLOOKUP(C256,'Input - General'!$F$62:$N$79,6,FALSE),0)","v":0},null,0.1801212933606588,0,0,null,8.6527813038891108E-2,0,0]
[null,{"$f":"'Input - Inventory'!B254","v":246},{"$f":"'Input - Inventory'!C254","v":"250W SON - PARKVILLE"},{"$f":"'Input - Inventory'!D254","v":"Luminaire"},{"$f":"'Input - Inventory'!E254","v":"Traffic"},{"$f":"'Input - Inventory'!F254","v":"Major > 130w"},{"$f":"'Input - Inventory'!G254","v":0},null,"Luminaire - 250W SON - PARKVILLE",null,0,2,0,null,0,0,0,0,0,0,0,0,0,0,0,0,0,0,0,0,0,0,0,0,0,0,0,0,0,0,0,0,0,null,0,0,0,0,0,0,0,0,0,null,0,0,0,0,0,0,0,0,0,0,null,0,0,0,0,0,0,0,null,0,0,0,null,{"$f":"IF($D257=\"Connection\",VLOOKUP(C257,'Input - General'!$F$62:$N$79,6,FALSE),0)","v":0},null,0.1801212933606588,0,0,null,8.6527813038891108E-2,0,0]
[null,{"$f":"'Input - Inventory'!B255","v":247},{"$f":"'Input - Inventory'!C255","v":"250W SON - PARKWAY 1"},{"$f":"'Input - Inventory'!D255","v":"Luminaire"},{"$f":"'Input - Inventory'!E255","v":"Traffic"},{"$f":"'Input - Inventory'!F255","v":"Major > 130w"},{"$f":"'Input - Inventory'!G255","v":0},null,"Luminaire - 250W SON - PARKWAY 1",null,0,28,0,null,0,0,0,0,0,0,0,0,0,0,0,0,0,0,0,0,0,0,0,0,0,0,0,0,0,0,0,0,0,null,0,0,0,0,0,0,0,0,0,null,0,0,0,0,0,0,0,0,0,0,null,0,0,0,0,0,0,0,null,0,0,0,null,{"$f":"IF($D258=\"Connection\",VLOOKUP(C258,'Input - General'!$F$62:$N$79,6,FALSE),0)","v":0},null,0.1801212933606588,0,0,null,8.6527813038891108E-2,0,0]
[null,{"$f":"'Input - Inventory'!B256","v":248},{"$f":"'Input - Inventory'!C256","v":"250W SON - Parkway 1(P09)"},{"$f":"'Input - Inventory'!D256","v":"Luminaire"},{"$f":"'Input - Inventory'!E256","v":"Traffic"},{"$f":"'Input - Inventory'!F256","v":"Major > 130w"},{"$f":"'Input - Inventory'!G256","v":0},null,"Luminaire - 250W SON - Parkway 1(P09)",null,0,21,0,null,0,0,0,0,0,0,0,0,0,0,0,0,0,0,0,0,0,0,0,0,0,0,0,0,0,0,0,0,0,null,0,0,0,0,0,0,0,0,0,null,0,0,0,0,0,0,0,0,0,0,null,0,0,0,0,0,0,0,null,0,0,0,null,{"$f":"IF($D259=\"Connection\",VLOOKUP(C259,'Input - General'!$F$62:$N$79,6,FALSE),0)","v":0},null,0.1801212933606588,0,0,null,8.6527813038891108E-2,0,0]
[null,{"$f":"'Input - Inventory'!B257","v":249},{"$f":"'Input - Inventory'!C257","v":"250W SON (P09)"},{"$f":"'Input - Inventory'!D257","v":"Luminaire"},{"$f":"'Input - Inventory'!E257","v":"Traffic"},{"$f":"'Input - Inventory'!F257","v":"Major > 130w"},{"$f":"'Input - Inventory'!G257","v":0},null,"Luminaire - 250W SON (P09)",null,0,9417,0,null,0,0,0,0,0,0,0,0,0,0,0,0,0,0,0,0,0,0,0,0,0,0,0,0,0,0,0,0,0,null,0,0,0,0,0,0,0,0,0,null,0,0,0,0,0,0,0,0,0,0,null,0,0,0,0,0,0,0,null,0,0,0,null,{"$f":"IF($D260=\"Connection\",VLOOKUP(C260,'Input - General'!$F$62:$N$79,6,FALSE),0)","v":0},null,0.1801212933606588,0,0,null,8.6527813038891108E-2,0,0]
[null,{"$f":"'Input - Inventory'!B258","v":250},{"$f":"'Input - Inventory'!C258","v":"250W SON Active Reactor"},{"$f":"'Input - Inventory'!D258","v":"Luminaire"},{"$f":"'Input - Inventory'!E258","v":"Traffic"},{"$f":"'Input - Inventory'!F258","v":"Major > 130w"},{"$f":"'Input - Inventory'!G258","v":0},null,"Luminaire - 250W SON Active Reactor",null,0,220,0,null,0,0,0,0,0,0,0,0,0,0,0,0,0,0,0,0,0,0,0,0,0,0,0,0,0,0,0,0,0,null,0,0,0,0,0,0,0,0,0,null,0,0,0,0,0,0,0,0,0,0,null,0,0,0,0,0,0,0,null,0,0,0,null,{"$f":"IF($D261=\"Connection\",VLOOKUP(C261,'Input - General'!$F$62:$N$79,6,FALSE),0)","v":0},null,0.1801212933606588,0,0,null,8.6527813038891108E-2,0,0]
[null,{"$f":"'Input - Inventory'!B259","v":251},{"$f":"'Input - Inventory'!C259","v":"250W SON FLOODLIGHT"},{"$f":"'Input - Inventory'!D259","v":"Luminaire"},{"$f":"'Input - Inventory'!E259","v":"Traffic"},{"$f":"'Input - Inventory'!F259","v":"Major > 130w"},{"$f":"'Input - Inventory'!G259","v":0},null,"Luminaire - 250W SON FLOODLIGHT",null,0,929,0,null,0,0,0,0,0,0,0,0,0,0,0,0,0,0,0,0,0,0,0,0,0,0,0,0,0,0,0,0,0,null,0,0,0,0,0,0,0,0,0,null,0,0,0,0,0,0,0,0,0,0,null,0,0,0,0,0,0,0,null,0,0,0,null,{"$f":"IF($D262=\"Connection\",VLOOKUP(C262,'Input - General'!$F$62:$N$79,6,FALSE),0)","v":0},null,0.1801212933606588,0,0,null,8.6527813038891108E-2,0,0]
[null,{"$f":"'Input - Inventory'!B260","v":252},{"$f":"'Input - Inventory'!C260","v":"250W SON Floodlight (P09)"},{"$f":"'Input - Inventory'!D260","v":"Luminaire"},{"$f":"'Input - Inventory'!E260","v":"Traffic"},{"$f":"'Input - Inventory'!F260","v":"Major > 130w"},{"$f":"'Input - Inventory'!G260","v":0},null,"Luminaire - 250W SON Floodlight (P09)",null,0,423,0,null,0,0,0,0,0,0,0,0,0,0,0,0,0,0,0,0,0,0,0,0,0,0,0,0,0,0,0,0,0,null,0,0,0,0,0,0,0,0,0,null,0,0,0,0,0,0,0,0,0,0,null,0,0,0,0,0,0,0,null,0,0,0,null,{"$f":"IF($D263=\"Connection\",VLOOKUP(C263,'Input - General'!$F$62:$N$79,6,FALSE),0)","v":0},null,0.1801212933606588,0,0,null,8.6527813038891108E-2,0,0]
[null,{"$f":"'Input - Inventory'!B261","v":253},{"$f":"'Input - Inventory'!C261","v":"250W SON GEC 'BOSTON 3'"},{"$f":"'Input - Inventory'!D261","v":"Luminaire"},{"$f":"'Input - Inventory'!E261","v":"Traffic"},{"$f":"'Input - Inventory'!F261","v":"Major > 130w"},{"$f":"'Input - Inventory'!G261","v":0},null,"Luminaire - 250W SON GEC 'BOSTON 3'",null,0,103,0,null,0,0,0,0,0,0,0,0,0,0,0,0,0,0,0,0,0,0,0,0,0,0,0,0,0,0,0,0,0,null,0,0,0,0,0,0,0,0,0,null,0,0,0,0,0,0,0,0,0,0,null,0,0,0,0,0,0,0,null,0,0,0,null,{"$f":"IF($D264=\"Connection\",VLOOKUP(C264,'Input - General'!$F$62:$N$79,6,FALSE),0)","v":0},null,0.1801212933606588,0,0,null,8.6527813038891108E-2,0,0]
[null,{"$f":"'Input - Inventory'!B262","v":254},{"$f":"'Input - Inventory'!C262","v":"2X14W TF - T5 PIERLIGHT"},{"$f":"'Input - Inventory'!D262","v":"Luminaire"},{"$f":"'Input - Inventory'!E262","v":"NonTraffic"},{"$f":"'Input - Inventory'!F262","v":"Minor < 130w"},{"$f":"'Input - Inventory'!G262","v":0},null,"Luminaire - 2X14W TF - T5 PIERLIGHT",null,0,145,0,null,0,0,0,0,0,0,0,0,0,0,0,0,0,0,0,0,0,0,0,0,0,0,0,0,0,0,0,0,0,null,0,0,0,0,0,0,0,0,0,null,0,0,0,0,0,0,0,0,0,0,null,0,0,0,0,0,0,0,null,0,0,0,null,{"$f":"IF($D265=\"Connection\",VLOOKUP(C265,'Input - General'!$F$62:$N$79,6,FALSE),0)","v":0},null,0.1801212933606588,0,0,null,8.6527813038891108E-2,0,0]
[null,{"$f":"'Input - Inventory'!B263","v":255},{"$f":"'Input - Inventory'!C263","v":"2x14W TF - T5 Pierlight (P09)"},{"$f":"'Input - Inventory'!D263","v":"Luminaire"},{"$f":"'Input - Inventory'!E263","v":"NonTraffic"},{"$f":"'Input - Inventory'!F263","v":"Minor < 130w"},{"$f":"'Input - Inventory'!G263","v":0},null,"Luminaire - 2x14W TF - T5 Pierlight (P09)",null,0,13,0,null,0,0,0,0,0,0,0,0,0,0,0,0,0,0,0,0,0,0,0,0,0,0,0,0,0,0,0,0,0,null,0,0,0,0,0,0,0,0,0,null,0,0,0,0,0,0,0,0,0,0,null,0,0,0,0,0,0,0,null,0,0,0,null,{"$f":"IF($D266=\"Connection\",VLOOKUP(C266,'Input - General'!$F$62:$N$79,6,FALSE),0)","v":0},null,0.1801212933606588,0,0,null,8.6527813038891108E-2,0,0]
[null,{"$f":"'Input - Inventory'!B264","v":256},{"$f":"'Input - Inventory'!C264","v":"2x14W TF - T5 PIERLITE M"},{"$f":"'Input - Inventory'!D264","v":"Luminaire"},{"$f":"'Input - Inventory'!E264","v":"NonTraffic"},{"$f":"'Input - Inventory'!F264","v":"Minor < 130w"},{"$f":"'Input - Inventory'!G264","v":0},null,"Luminaire - 2x14W TF - T5 PIERLITE M",null,0,0,0,null,0,0,0,0,0,0,0,0,0,0,0,0,0,0,0,0,0,0,0,0,0,0,0,0,0,0,0,0,0,null,0,0,0,0,0,0,0,0,0,null,0,0,0,0,0,0,0,0,0,0,null,0,0,0,0,0,0,0,null,0,0,0,null,{"$f":"IF($D267=\"Connection\",VLOOKUP(C267,'Input - General'!$F$62:$N$79,6,FALSE),0)","v":0},null,0.1801212933606588,0,0,null,8.6527813038891108E-2,0,0]
[null,{"$f":"'Input - Inventory'!B265","v":257},{"$f":"'Input - Inventory'!C265","v":"2x175W MBF - PARKWAY 2"},{"$f":"'Input - Inventory'!D265","v":"Luminaire"},{"$f":"'Input - Inventory'!E265","v":"Traffic"},{"$f":"'Input - Inventory'!F265","v":"Major > 130w"},{"$f":"'Input - Inventory'!G265","v":0},null,"Luminaire - 2x175W MBF - PARKWAY 2",null,0,0,{"$f":"L268*K268","v":0},null,0,{"$f":"IF(AND($D268=\"Lamp\",CycleBulkTask1<>0, OR($F268=O$9,O$9=\"All\")),1/CycleBulkTask1,0)","v":0},0,{"$f":"IF(AND($D268=\"Lamp\",CycleBulkTask2<>0, OR($F268=Q$9,Q$9=\"All\")),1/CycleBulkTask2,0)","v":0},0,{"$f":"IF(AND($D268=\"Lamp\",CycleBulkTask3<>0, OR($F268=S$9,S$9=\"All\")),1/CycleBulkTask3,0)","v":0},0,{"$f":"IF(AND($D268=\"Lamp\",CycleBulkTask4<>0, OR($F268=U$9,U$9=\"All\")),1/CycleBulkTask4,0)","v":0},0,{"$f":"IF(AND($D268=\"Lamp\",CycleBulkTask5<>0, OR($F268=W$9,W$9=\"All\")),1/CycleBulkTask5,0)","v":0},0,{"$f":"IF(AND($D268=\"Lamp\",CycleBulkTask6<>0, OR($F268=Y$9,Y$9=\"All\")),1/CycleBulkTask6,0)","v":0},0,{"$f":"IF(AND($D268=\"Lamp\",CycleBulkTask7<>0, OR($F268=AA$9,AA$9=\"All\")),1/CycleBulkTask7,0)","v":0},0,{"$f":"IF(AND($D268=\"Lamp\",CycleBulkTask8<>0, OR($F268=AC$9,AC$9=\"All\")),1/CycleBulkTask8,0)","v":0},0,{"$f":"IF(AND($D268=\"Lamp\",CycleBulkTask9<>0, OR($F268=AE$9,AE$9=\"All\")),1/CycleBulkTask9,0)","v":0},0,{"$f":"IF(AND($D268=\"Lamp\",CycleBulkTask10<>0, OR($F268=AG$9,AG$9=\"All\")),1/CycleBulkTask10,0)","v":0},0,{"$f":"IF(AND($D268=\"Lamp\",CycleBulkTask11<>0, OR($F268=AI$9,AI$9=\"All\")),1/CycleBulkTask11,0)","v":0},0,{"$f":"IF(AND($D268=\"Lamp\",CycleBulkTask12<>0, OR($F268=AK$9,AK$9=\"All\")),1/CycleBulkTask12,0)","v":0},0,{"$f":"IF(AND($D268=\"Lamp\",CycleBulkTask13<>0, OR($F268=AM$9,AM$9=\"All\")),1/CycleBulkTask13,0)","v":0},0,{"$f":"IF(AND($D268=\"Lamp\",CycleBulkTask14<>0, OR($F268=AO$9,AO$9=\"All\")),1/CycleBulkTask14,0)","v":0},{"$f":"O268*P268+Q268*R268+S268*T268+U268*V268+W268*X268+Y268*Z268+AA268*AB268+AC268*AD268+AE268*AF268+AG268*AH268+AI268*AJ268+AK268*AL268+AM268*AN268+AO268*AP268","v":0},null,0,{"$f":"MAX(P268,R268)","v":0},0,{"$f":"MAX(T268,V268)","v":0},0,{"$f":"X268","v":0},0,{"$f":"INDIRECT($E268)*$V268 +(1-INDIRECT($E268))*$T268","v":0},{"$f":"AS268*AT268+AU268*AV268+AW268*AX268+AY268*AZ268","v":0},null,{"$f":"IF($D268=$AS$9,(INDIRECT(\"PriceLabour\" & \"FY16\")*ProportionStandardHours + INDIRECT(\"PriceLabourOvertime\" & \"FY16\")*ProportionOvertimeHours)*(1+RateOnCostAnnual),0)","v":0},{"$f":"BO268","v":0},{"$f":"IF($D268=\"Lamp\",(NumberOfCrew+INDIRECT($E268)*TrafficController)*(TimeToReplaceLamp),0)","v":0},{"$f":"IF($D268=$AS$9,(INDIRECT(\"PriceLabour\" & \"FY16\")*ProportionStandardHours + INDIRECT(\"PriceLabourOvertime\" & \"FY16\")*ProportionOvertimeHours)*(1+RateOnCostAnnual),0)","v":0},{"$f":"BQ268","v":0},{"$f":"IF($D268=\"Lamp\",(NumberOfCrew+INDIRECT($E268)*TrafficController)*(TimeForPECellReplace),0)","v":0},{"$f":"IF($D268=$AS$9,(INDIRECT(\"PriceLabour\" & \"FY16\")*ProportionStandardHours + INDIRECT(\"PriceLabourOvertime\" & \"FY16\")*ProportionOvertimeHours)*(1+RateOnCostAnnual),0)","v":0},{"$f":"BS268","v":0},{"$f":"IF($D268=\"Lamp\",(NumberOfCrew+INDIRECT($E268)*TrafficController)*(TimeForOtherSpot),0)","v":0},{"$f":"BC268*BD268*BE268+BF268*BG268*BH268+BI268*BJ268*BK268","v":0},null,0,{"$f":"IF($D268=\"Lamp\",INDIRECT(BO$10 & $B268),0)","v":0},0,{"$f":"IF($D268=\"Lamp\",INDIRECT(\"FailurePECell\" & \"Annual\"),0)","v":0},0,{"$f":"IF($D268=\"Lamp\",INDIRECT(\"FailureMisc\" & \"Annual\"),0)","v":0},{"$f":"BN268*BO268+BP268*BQ268+BR268*BS268","v":0},null,0,{"$f":"BD268*BE268+BG268*BH268+BJ268*BK268","v":0},{"$f":"BV268*BW268","v":0},null,{"$f":"IF($D268=\"Connection\",VLOOKUP(C268,'Input - General'!$F$62:$N$79,6,FALSE),0)","v":0},null,{"$f":"RateOverhead","v":0.1801212933606588},{"$f":"BX268+BL268+BT268+BA268+AQ268+BZ268","v":0},{"$f":"CC268*CB268","v":0},null,{"$f":"CorporateOverheads","v":8.6527813038891108E-2},0,{"$f":"CG268*CF268","v":0}]
[null,{"$f":"'Input - Inventory'!B266","v":258},{"$f":"'Input - Inventory'!C266","v":"2x20W TF"},{"$f":"'Input - Inventory'!D266","v":"Luminaire"},{"$f":"'Input - Inventory'!E266","v":"NonTraffic"},{"$f":"'Input - Inventory'!F266","v":"Minor < 130w"},{"$f":"'Input - Inventory'!G266","v":0},null,{"$f":"CONCATENATE(D269,\" - \",C269)","v":"Luminaire - 2x20W TF"},null,{"$f":"AQ269+BA269+BL269+BT269+BX269+BZ269+CD269+CH269","v":0},{"$f":"INDIRECT(L$10&$B269&\"FY16\")","v":18824},0,null,{"$f":"IF(AND($D269=\"Lamp\", OR($F269=O$9, O$9=\"All\")),INDIRECT(\"PriceBulkTask1\" & \"FY16\"),0)","v":0},0,{"$f":"IF(AND($D269=\"Lamp\", OR($F269=Q$9, Q$9=\"All\")),INDIRECT(\"PriceBulkTask2\" & \"FY16\"),0)","v":0},0,{"$f":"IF(AND($D269=\"Lamp\", OR($F269=S$9, S$9=\"All\")),INDIRECT(\"PriceBulkTask3\" & \"FY16\"),0)","v":0},0,{"$f":"IF(AND($D269=\"Lamp\", OR($F269=U$9, U$9=\"All\")),INDIRECT(\"PriceBulkTask4\" & \"FY16\"),0)","v":0},0,{"$f":"IF(AND($D269=\"Lamp\", OR($F269=W$9, W$9=\"All\")),INDIRECT(\"PriceBulkTask5\" & \"FY16\"),0)","v":0},0,{"$f":"IF(AND($D269=\"Lamp\", OR($F269=Y$9, Y$9=\"All\")),INDIRECT(\"PriceBulkTask6\" & \"FY16\"),0)","v":0},0,{"$f":"IF(AND($D269=\"Lamp\", OR($F269=AA$9, AA$9=\"All\")),INDIRECT(\"PriceBulkTask7\" & \"FY16\"),0)","v":0},0,{"$f":"IF(AND($D269=\"Lamp\", OR($F269=AC$9, AC$9=\"All\")),INDIRECT(\"PriceBulkTask8\" & \"FY16\"),0)","v":0},0,{"$f":"IF(AND($D269=\"Lamp\", OR($F269=AE$9, AE$9=\"All\")),INDIRECT(\"PriceBulkTask9\" & \"FY16\"),0)","v":0},0,{"$f":"IF(AND($D269=\"Lamp\", OR($F269=AG$9, AG$9=\"All\")),INDIRECT(\"PriceBulkTask10\" & \"FY16\"),0)","v":0},0,{"$f":"IF(AND($D269=\"Lamp\", OR($F269=AI$9, AI$9=\"All\")),INDIRECT(\"PriceBulkTask11\" & \"FY16\"),0)","v":0},0,{"$f":"IF(AND($D269=\"Lamp\", OR($F269=AK$9, AK$9=\"All\")),INDIRECT(\"PriceBulkTask12\" & \"FY16\"),0)","v":0},0,{"$f":"IF(AND($D269=\"Lamp\", OR($F269=AM$9, AM$9=\"All\")),INDIRECT(\"PriceBulkTask13\" & \"FY16\"),0)","v":0},0,{"$f":"IF(AND($D269=\"Lamp\", OR($F269=AO$9, AO$9=\"All\")),INDIRECT(\"PriceBulkTask14\" & \"FY16\"),0)","v":0},0,0,null,{"$f":"IF($D269=\"Lamp\",$G269*INDIRECT(\"Price\" & $B269 & \"FY16\"),0)","v":0},0,{"$f":"IF($D269=\"Lamp\",INDIRECT(\"PriceVisor\" & \"FY16\"),0)","v":0},0,{"$f":"IF($D269=\"Lamp\",INDIRECT(\"PricePECell\" & \"FY16\"),0)","v":0},0,{"$f":"IF($D269=\"Lamp\",INDIRECT(\"PriceMisc\" & \"FY16\"),0)","v":0},0,0,null,0,0,0,0,0,0,0,0,0,0,null,{"$f":"IF($D269=\"Lamp\",INDIRECT(\"Price\" & $B269 & \"FY16\"),0)","v":0},0,{"$f":"IF($D269=\"Lamp\",INDIRECT(\"pRICEpecELL\" & \"FY16\"),0)","v":0},0,{"$f":"IF($D269=\"Lamp\",INDIRECT(\"PriceMisc\" & \"FY16\"),0)","v":0},0,0,null,{"$f":"IF(AND($D269=\"Lamp\"),INDIRECT(\"PriceEWP\"&\"FY16\"),0)","v":0},0,0,null,{"$f":"IF($D269=\"Connection\",VLOOKUP(C269,'Input - General'!$F$62:$N$79,6,FALSE),0)","v":0},null,0.1801212933606588,0,0,null,8.6527813038891108E-2,{"$f":"AQ269+BA269+BL269+BT269+BX269+BZ269+CD269","v":0},0]
[null,{"$f":"'Input - Inventory'!B267","v":259},{"$f":"'Input - Inventory'!C267","v":"2x20W TF - WAVERLEY"},{"$f":"'Input - Inventory'!D267","v":"Luminaire"},{"$f":"'Input - Inventory'!E267","v":"NonTraffic"},{"$f":"'Input - Inventory'!F267","v":"Minor < 130w"},{"$f":"'Input - Inventory'!G267","v":0},null,"Luminaire - 2x20W TF - WAVERLEY",null,0,0,0,null,0,0,0,0,0,0,0,0,0,0,0,0,0,0,0,0,0,0,0,0,0,0,0,0,0,0,0,0,0,null,0,0,0,0,0,0,0,0,0,null,0,0,0,0,0,0,0,0,0,0,null,0,0,0,0,0,0,0,null,0,0,0,null,{"$f":"IF($D270=\"Connection\",VLOOKUP(C270,'Input - General'!$F$62:$N$79,6,FALSE),0)","v":0},null,0.1801212933606588,0,0,null,8.6527813038891108E-2,0,0]
[null,{"$f":"'Input - Inventory'!B268","v":260},{"$f":"'Input - Inventory'!C268","v":"2x250W SON FLOODLIGHT"},{"$f":"'Input - Inventory'!D268","v":"Luminaire"},{"$f":"'Input - Inventory'!E268","v":"Traffic"},{"$f":"'Input - Inventory'!F268","v":"Major > 130w"},{"$f":"'Input - Inventory'!G268","v":0},null,"Luminaire - 2x250W SON FLOODLIGHT",null,0,2,0,null,0,0,0,0,0,0,0,0,0,0,0,0,0,0,0,0,0,0,0,0,0,0,0,0,0,0,0,0,0,null,0,0,0,0,0,0,0,0,0,null,0,0,0,0,0,0,0,0,0,0,null,0,0,0,0,0,0,0,null,0,0,0,null,{"$f":"IF($D271=\"Connection\",VLOOKUP(C271,'Input - General'!$F$62:$N$79,6,FALSE),0)","v":0},null,0.1801212933606588,0,0,null,8.6527813038891108E-2,0,0]
[null,{"$f":"'Input - Inventory'!B269","v":261},{"$f":"'Input - Inventory'!C269","v":"2x26W TF MACQUARIE DEC."},{"$f":"'Input - Inventory'!D269","v":"Luminaire"},{"$f":"'Input - Inventory'!E269","v":"NonTraffic"},{"$f":"'Input - Inventory'!F269","v":"Minor < 130w"},{"$f":"'Input - Inventory'!G269","v":0},null,"Luminaire - 2x26W TF MACQUARIE DEC.",null,0,0,0,null,0,0,0,0,0,0,0,0,0,0,0,0,0,0,0,0,0,0,0,0,0,0,0,0,0,0,0,0,0,null,0,0,0,0,0,0,0,0,0,null,0,0,0,0,0,0,0,0,0,0,null,0,0,0,0,0,0,0,null,0,0,0,null,{"$f":"IF($D272=\"Connection\",VLOOKUP(C272,'Input - General'!$F$62:$N$79,6,FALSE),0)","v":0},null,0.1801212933606588,0,0,null,8.6527813038891108E-2,0,0]
[null,{"$f":"'Input - Inventory'!B270","v":262},{"$f":"'Input - Inventory'!C270","v":"2x400W MBF - PARKWAY 2"},{"$f":"'Input - Inventory'!D270","v":"Luminaire"},{"$f":"'Input - Inventory'!E270","v":"Traffic"},{"$f":"'Input - Inventory'!F270","v":"Major > 130w"},{"$f":"'Input - Inventory'!G270","v":0},null,"Luminaire - 2x400W MBF - PARKWAY 2",null,0,0,0,null,0,0,0,0,0,0,0,0,0,0,0,0,0,0,0,0,0,0,0,0,0,0,0,0,0,0,0,0,0,null,0,0,0,0,0,0,0,0,0,null,0,0,0,0,0,0,0,0,0,0,null,0,0,0,0,0,0,0,null,0,0,0,null,{"$f":"IF($D273=\"Connection\",VLOOKUP(C273,'Input - General'!$F$62:$N$79,6,FALSE),0)","v":0},null,0.1801212933606588,0,0,null,8.6527813038891108E-2,0,0]
[null,{"$f":"'Input - Inventory'!B271","v":263},{"$f":"'Input - Inventory'!C271","v":"2x400W MBI FLOODLIGHT"},{"$f":"'Input - Inventory'!D271","v":"Luminaire"},{"$f":"'Input - Inventory'!E271","v":"Traffic"},{"$f":"'Input - Inventory'!F271","v":"Major > 130w"},{"$f":"'Input - Inventory'!G271","v":0},null,"Luminaire - 2x400W MBI FLOODLIGHT",null,0,0,0,null,0,0,0,0,0,0,0,0,0,0,0,0,0,0,0,0,0,0,0,0,0,0,0,0,0,0,0,0,0,null,0,0,0,0,0,0,0,0,0,null,0,0,0,0,0,0,0,0,0,0,null,0,0,0,0,0,0,0,null,0,0,0,null,{"$f":"IF($D274=\"Connection\",VLOOKUP(C274,'Input - General'!$F$62:$N$79,6,FALSE),0)","v":0},null,0.1801212933606588,0,0,null,8.6527813038891108E-2,0,0]
[null,{"$f":"'Input - Inventory'!B272","v":264},{"$f":"'Input - Inventory'!C272","v":"2x400W SON FLOODLIGHT"},{"$f":"'Input - Inventory'!D272","v":"Luminaire"},{"$f":"'Input - Inventory'!E272","v":"Traffic"},{"$f":"'Input - Inventory'!F272","v":"Major > 130w"},{"$f":"'Input - Inventory'!G272","v":0},null,"Luminaire - 2x400W SON FLOODLIGHT",null,0,1,0,null,0,0,0,0,0,0,0,0,0,0,0,0,0,0,0,0,0,0,0,0,0,0,0,0,0,0,0,0,0,null,0,0,0,0,0,0,0,0,0,null,0,0,0,0,0,0,0,0,0,0,null,0,0,0,0,0,0,0,null,0,0,0,null,{"$f":"IF($D275=\"Connection\",VLOOKUP(C275,'Input - General'!$F$62:$N$79,6,FALSE),0)","v":0},null,0.1801212933606588,0,0,null,8.6527813038891108E-2,0,0]
[null,{"$f":"'Input - Inventory'!B273","v":265},{"$f":"'Input - Inventory'!C273","v":"2x40W TF"},{"$f":"'Input - Inventory'!D273","v":"Luminaire"},{"$f":"'Input - Inventory'!E273","v":"NonTraffic"},{"$f":"'Input - Inventory'!F273","v":"Minor < 130w"},{"$f":"'Input - Inventory'!G273","v":0},null,"Luminaire - 2x40W TF",null,0,14,0,null,0,0,0,0,0,0,0,0,0,0,0,0,0,0,0,0,0,0,0,0,0,0,0,0,0,0,0,0,0,null,0,0,0,0,0,0,0,0,0,null,0,0,0,0,0,0,0,0,0,0,null,0,0,0,0,0,0,0,null,0,0,0,null,{"$f":"IF($D276=\"Connection\",VLOOKUP(C276,'Input - General'!$F$62:$N$79,6,FALSE),0)","v":0},null,0.1801212933606588,0,0,null,8.6527813038891108E-2,0,0]
[null,{"$f":"'Input - Inventory'!B274","v":266},{"$f":"'Input - Inventory'!C274","v":"2x70W SON - BOURKE HILL"},{"$f":"'Input - Inventory'!D274","v":"Luminaire"},{"$f":"'Input - Inventory'!E274","v":"NonTraffic"},{"$f":"'Input - Inventory'!F274","v":"Minor < 130w"},{"$f":"'Input - Inventory'!G274","v":0},null,"Luminaire - 2x70W SON - BOURKE HILL",null,0,0,0,null,0,0,0,0,0,0,0,0,0,0,0,0,0,0,0,0,0,0,0,0,0,0,0,0,0,0,0,0,0,null,0,0,0,0,0,0,0,0,0,null,0,0,0,0,0,0,0,0,0,0,null,0,0,0,0,0,0,0,null,0,0,0,null,{"$f":"IF($D277=\"Connection\",VLOOKUP(C277,'Input - General'!$F$62:$N$79,6,FALSE),0)","v":0},null,0.1801212933606588,0,0,null,8.6527813038891108E-2,0,0]
[null,{"$f":"'Input - Inventory'!B275","v":267},{"$f":"'Input - Inventory'!C275","v":"2x80W MBF - BOURKE HILL"},{"$f":"'Input - Inventory'!D275","v":"Luminaire"},{"$f":"'Input - Inventory'!E275","v":"NonTraffic"},{"$f":"'Input - Inventory'!F275","v":"Minor < 130w"},{"$f":"'Input - Inventory'!G275","v":0},null,"Luminaire - 2x80W MBF - BOURKE HILL",null,0,53,0,null,0,0,0,0,0,0,0,0,0,0,0,0,0,0,0,0,0,0,0,0,0,0,0,0,0,0,0,0,0,null,0,0,0,0,0,0,0,0,0,null,0,0,0,0,0,0,0,0,0,0,null,0,0,0,0,0,0,0,null,0,0,0,null,{"$f":"IF($D278=\"Connection\",VLOOKUP(C278,'Input - General'!$F$62:$N$79,6,FALSE),0)","v":0},null,0.1801212933606588,0,0,null,8.6527813038891108E-2,0,0]
[null,{"$f":"'Input - Inventory'!B276","v":268},{"$f":"'Input - Inventory'!C276","v":"3x400W MBF - PARKWAY 3"},{"$f":"'Input - Inventory'!D276","v":"Luminaire"},{"$f":"'Input - Inventory'!E276","v":"Traffic"},{"$f":"'Input - Inventory'!F276","v":"Major > 130w"},{"$f":"'Input - Inventory'!G276","v":0},null,"Luminaire - 3x400W MBF - PARKWAY 3",null,0,0,0,null,0,0,0,0,0,0,0,0,0,0,0,0,0,0,0,0,0,0,0,0,0,0,0,0,0,0,0,0,0,null,0,0,0,0,0,0,0,0,0,null,0,0,0,0,0,0,0,0,0,0,null,0,0,0,0,0,0,0,null,0,0,0,null,{"$f":"IF($D279=\"Connection\",VLOOKUP(C279,'Input - General'!$F$62:$N$79,6,FALSE),0)","v":0},null,0.1801212933606588,0,0,null,8.6527813038891108E-2,0,0]
[null,{"$f":"'Input - Inventory'!B277","v":269},{"$f":"'Input - Inventory'!C277","v":"400W MBF"},{"$f":"'Input - Inventory'!D277","v":"Luminaire"},{"$f":"'Input - Inventory'!E277","v":"Traffic"},{"$f":"'Input - Inventory'!F277","v":"Major > 130w"},{"$f":"'Input - Inventory'!G277","v":0},null,"Luminaire - 400W MBF",null,0,6514.5,0,null,0,0,0,0,0,0,0,0,0,0,0,0,0,0,0,0,0,0,0,0,0,0,0,0,0,0,0,0,0,null,0,0,0,0,0,0,0,0,0,null,0,0,0,0,0,0,0,0,0,0,null,0,0,0,0,0,0,0,null,0,0,0,null,{"$f":"IF($D280=\"Connection\",VLOOKUP(C280,'Input - General'!$F$62:$N$79,6,FALSE),0)","v":0},null,0.1801212933606588,0,0,null,8.6527813038891108E-2,0,0]
[null,{"$f":"'Input - Inventory'!B278","v":270},{"$f":"'Input - Inventory'!C278","v":"400W MBF - PARKWAY 1"},{"$f":"'Input - Inventory'!D278","v":"Luminaire"},{"$f":"'Input - Inventory'!E278","v":"Traffic"},{"$f":"'Input - Inventory'!F278","v":"Major > 130w"},{"$f":"'Input - Inventory'!G278","v":0},null,"Luminaire - 400W MBF - PARKWAY 1",null,0,252,0,null,0,0,0,0,0,0,0,0,0,0,0,0,0,0,0,0,0,0,0,0,0,0,0,0,0,0,0,0,0,null,0,0,0,0,0,0,0,0,0,null,0,0,0,0,0,0,0,0,0,0,null,0,0,0,0,0,0,0,null,0,0,0,null,{"$f":"IF($D281=\"Connection\",VLOOKUP(C281,'Input - General'!$F$62:$N$79,6,FALSE),0)","v":0},null,0.1801212933606588,0,0,null,8.6527813038891108E-2,0,0]
[null,{"$f":"'Input - Inventory'!B279","v":271},{"$f":"'Input - Inventory'!C279","v":"400W MBF FLOODLIGHT"},{"$f":"'Input - Inventory'!D279","v":"Luminaire"},{"$f":"'Input - Inventory'!E279","v":"Traffic"},{"$f":"'Input - Inventory'!F279","v":"Major > 130w"},{"$f":"'Input - Inventory'!G279","v":0},null,"Luminaire - 400W MBF FLOODLIGHT",null,0,96,0,null,0,0,0,0,0,0,0,0,0,0,0,0,0,0,0,0,0,0,0,0,0,0,0,0,0,0,0,0,0,null,0,0,0,0,0,0,0,0,0,null,0,0,0,0,0,0,0,0,0,0,null,0,0,0,0,0,0,0,null,0,0,0,null,{"$f":"IF($D282=\"Connection\",VLOOKUP(C282,'Input - General'!$F$62:$N$79,6,FALSE),0)","v":0},null,0.1801212933606588,0,0,null,8.6527813038891108E-2,0,0]
[null,{"$f":"'Input - Inventory'!B280","v":272},{"$f":"'Input - Inventory'!C280","v":"400W MBI - SMARTPOLE"},{"$f":"'Input - Inventory'!D280","v":"Luminaire"},{"$f":"'Input - Inventory'!E280","v":"Traffic"},{"$f":"'Input - Inventory'!F280","v":"Major > 130w"},{"$f":"'Input - Inventory'!G280","v":0},null,"Luminaire - 400W MBI - SMARTPOLE",null,0,0,0,null,0,0,0,0,0,0,0,0,0,0,0,0,0,0,0,0,0,0,0,0,0,0,0,0,0,0,0,0,0,null,0,0,0,0,0,0,0,0,0,null,0,0,0,0,0,0,0,0,0,0,null,0,0,0,0,0,0,0,null,0,0,0,null,{"$f":"IF($D283=\"Connection\",VLOOKUP(C283,'Input - General'!$F$62:$N$79,6,FALSE),0)","v":0},null,0.1801212933606588,0,0,null,8.6527813038891108E-2,0,0]
[null,{"$f":"'Input - Inventory'!B281","v":273},{"$f":"'Input - Inventory'!C281","v":"400W MBI FLOODLIGHT"},{"$f":"'Input - Inventory'!D281","v":"Luminaire"},{"$f":"'Input - Inventory'!E281","v":"Traffic"},{"$f":"'Input - Inventory'!F281","v":"Major > 130w"},{"$f":"'Input - Inventory'!G281","v":0},null,"Luminaire - 400W MBI FLOODLIGHT",null,0,117,0,null,0,0,0,0,0,0,0,0,0,0,0,0,0,0,0,0,0,0,0,0,0,0,0,0,0,0,0,0,0,null,0,0,0,0,0,0,0,0,0,null,0,0,0,0,0,0,0,0,0,0,null,0,0,0,0,0,0,0,null,0,0,0,null,{"$f":"IF($D284=\"Connection\",VLOOKUP(C284,'Input - General'!$F$62:$N$79,6,FALSE),0)","v":0},null,0.1801212933606588,0,0,null,8.6527813038891108E-2,0,0]
[null,{"$f":"'Input - Inventory'!B282","v":274},{"$f":"'Input - Inventory'!C282","v":"400W SON"},{"$f":"'Input - Inventory'!D282","v":"Luminaire"},{"$f":"'Input - Inventory'!E282","v":"Traffic"},{"$f":"'Input - Inventory'!F282","v":"Major > 130w"},{"$f":"'Input - Inventory'!G282","v":0},null,"Luminaire - 400W SON",null,0,1082,0,null,0,0,0,0,0,0,0,0,0,0,0,0,0,0,0,0,0,0,0,0,0,0,0,0,0,0,0,0,0,null,0,0,0,0,0,0,0,0,0,null,0,0,0,0,0,0,0,0,0,0,null,0,0,0,0,0,0,0,null,0,0,0,null,{"$f":"IF($D285=\"Connection\",VLOOKUP(C285,'Input - General'!$F$62:$N$79,6,FALSE),0)","v":0},null,0.1801212933606588,0,0,null,8.6527813038891108E-2,0,0]
[null,{"$f":"'Input - Inventory'!B283","v":275},{"$f":"'Input - Inventory'!C283","v":"400W SON - PARKWAY 1"},{"$f":"'Input - Inventory'!D283","v":"Luminaire"},{"$f":"'Input - Inventory'!E283","v":"Traffic"},{"$f":"'Input - Inventory'!F283","v":"Major > 130w"},{"$f":"'Input - Inventory'!G283","v":0},null,"Luminaire - 400W SON - PARKWAY 1",null,0,19,0,null,0,0,0,0,0,0,0,0,0,0,0,0,0,0,0,0,0,0,0,0,0,0,0,0,0,0,0,0,0,null,0,0,0,0,0,0,0,0,0,null,0,0,0,0,0,0,0,0,0,0,null,0,0,0,0,0,0,0,null,0,0,0,null,{"$f":"IF($D286=\"Connection\",VLOOKUP(C286,'Input - General'!$F$62:$N$79,6,FALSE),0)","v":0},null,0.1801212933606588,0,0,null,8.6527813038891108E-2,0,0]
[null,{"$f":"'Input - Inventory'!B284","v":276},{"$f":"'Input - Inventory'!C284","v":"400W SON - Parkway 1(P09)"},{"$f":"'Input - Inventory'!D284","v":"Luminaire"},{"$f":"'Input - Inventory'!E284","v":"Traffic"},{"$f":"'Input - Inventory'!F284","v":"Major > 130w"},{"$f":"'Input - Inventory'!G284","v":0},null,"Luminaire - 400W SON - Parkway 1(P09)",null,0,3,0,null,0,0,0,0,0,0,0,0,0,0,0,0,0,0,0,0,0,0,0,0,0,0,0,0,0,0,0,0,0,null,0,0,0,0,0,0,0,0,0,null,0,0,0,0,0,0,0,0,0,0,null,0,0,0,0,0,0,0,null,0,0,0,null,{"$f":"IF($D287=\"Connection\",VLOOKUP(C287,'Input - General'!$F$62:$N$79,6,FALSE),0)","v":0},null,0.1801212933606588,0,0,null,8.6527813038891108E-2,0,0]
[null,{"$f":"'Input - Inventory'!B285","v":277},{"$f":"'Input - Inventory'!C285","v":"400W SON (P09)"},{"$f":"'Input - Inventory'!D285","v":"Luminaire"},{"$f":"'Input - Inventory'!E285","v":"Traffic"},{"$f":"'Input - Inventory'!F285","v":"Major > 130w"},{"$f":"'Input - Inventory'!G285","v":0},null,"Luminaire - 400W SON (P09)",null,0,643.5,0,null,0,0,0,0,0,0,0,0,0,0,0,0,0,0,0,0,0,0,0,0,0,0,0,0,0,0,0,0,0,null,0,0,0,0,0,0,0,0,0,null,0,0,0,0,0,0,0,0,0,0,null,0,0,0,0,0,0,0,null,0,0,0,null,{"$f":"IF($D288=\"Connection\",VLOOKUP(C288,'Input - General'!$F$62:$N$79,6,FALSE),0)","v":0},null,0.1801212933606588,0,0,null,8.6527813038891108E-2,0,0]
[null,{"$f":"'Input - Inventory'!B286","v":278},{"$f":"'Input - Inventory'!C286","v":"400W SON Active Reactor"},{"$f":"'Input - Inventory'!D286","v":"Luminaire"},{"$f":"'Input - Inventory'!E286","v":"Traffic"},{"$f":"'Input - Inventory'!F286","v":"Major > 130w"},{"$f":"'Input - Inventory'!G286","v":0},null,"Luminaire - 400W SON Active Reactor",null,0,108,0,null,0,0,0,0,0,0,0,0,0,0,0,0,0,0,0,0,0,0,0,0,0,0,0,0,0,0,0,0,0,null,0,0,0,0,0,0,0,0,0,null,0,0,0,0,0,0,0,0,0,0,null,0,0,0,0,0,0,0,null,0,0,0,null,{"$f":"IF($D289=\"Connection\",VLOOKUP(C289,'Input - General'!$F$62:$N$79,6,FALSE),0)","v":0},null,0.1801212933606588,0,0,null,8.6527813038891108E-2,0,0]
[null,{"$f":"'Input - Inventory'!B287","v":279},{"$f":"'Input - Inventory'!C287","v":"400W SON FLOODLIGHT"},{"$f":"'Input - Inventory'!D287","v":"Luminaire"},{"$f":"'Input - Inventory'!E287","v":"Traffic"},{"$f":"'Input - Inventory'!F287","v":"Major > 130w"},{"$f":"'Input - Inventory'!G287","v":0},null,"Luminaire - 400W SON FLOODLIGHT",null,0,283,0,null,0,0,0,0,0,0,0,0,0,0,0,0,0,0,0,0,0,0,0,0,0,0,0,0,0,0,0,0,0,null,0,0,0,0,0,0,0,0,0,null,0,0,0,0,0,0,0,0,0,0,null,0,0,0,0,0,0,0,null,0,0,0,null,{"$f":"IF($D290=\"Connection\",VLOOKUP(C290,'Input - General'!$F$62:$N$79,6,FALSE),0)","v":0},null,0.1801212933606588,0,0,null,8.6527813038891108E-2,0,0]
[null,{"$f":"'Input - Inventory'!B288","v":280},{"$f":"'Input - Inventory'!C288","v":"400W SON Floodlight (P09)"},{"$f":"'Input - Inventory'!D288","v":"Luminaire"},{"$f":"'Input - Inventory'!E288","v":"Traffic"},{"$f":"'Input - Inventory'!F288","v":"Major > 130w"},{"$f":"'Input - Inventory'!G288","v":0},null,"Luminaire - 400W SON Floodlight (P09)",null,0,186,0,null,0,0,0,0,0,0,0,0,0,0,0,0,0,0,0,0,0,0,0,0,0,0,0,0,0,0,0,0,0,null,0,0,0,0,0,0,0,0,0,null,0,0,0,0,0,0,0,0,0,0,null,0,0,0,0,0,0,0,null,0,0,0,null,{"$f":"IF($D291=\"Connection\",VLOOKUP(C291,'Input - General'!$F$62:$N$79,6,FALSE),0)","v":0},null,0.1801212933606588,0,0,null,8.6527813038891108E-2,0,0]
[null,{"$f":"'Input - Inventory'!B289","v":281},{"$f":"'Input - Inventory'!C289","v":"40W SOX"},{"$f":"'Input - Inventory'!D289","v":"Luminaire"},{"$f":"'Input - Inventory'!E289","v":"NonTraffic"},{"$f":"'Input - Inventory'!F289","v":"Minor < 130w"},{"$f":"'Input - Inventory'!G289","v":0},null,"Luminaire - 40W SOX",null,0,0,0,null,0,0,0,0,0,0,0,0,0,0,0,0,0,0,0,0,0,0,0,0,0,0,0,0,0,0,0,0,0,null,0,0,0,0,0,0,0,0,0,null,0,0,0,0,0,0,0,0,0,0,null,0,0,0,0,0,0,0,null,0,0,0,null,{"$f":"IF($D292=\"Connection\",VLOOKUP(C292,'Input - General'!$F$62:$N$79,6,FALSE),0)","v":0},null,0.1801212933606588,0,0,null,8.6527813038891108E-2,0,0]
[null,{"$f":"'Input - Inventory'!B290","v":282},{"$f":"'Input - Inventory'!C290","v":"42W MBF - Sylvania Suburban Ec (P09)"},{"$f":"'Input - Inventory'!D290","v":"Luminaire"},{"$f":"'Input - Inventory'!E290","v":"NonTraffic"},{"$f":"'Input - Inventory'!F290","v":"Minor < 130w"},{"$f":"'Input - Inventory'!G290","v":0},null,"Luminaire - 42W MBF - Sylvania Suburban Ec (P09)",null,0,44381.5,0,null,0,0,0,0,0,0,0,0,0,0,0,0,0,0,0,0,0,0,0,0,0,0,0,0,0,0,0,0,0,null,0,0,0,0,0,0,0,0,0,null,0,0,0,0,0,0,0,0,0,0,null,0,0,0,0,0,0,0,null,0,0,0,null,{"$f":"IF($D293=\"Connection\",VLOOKUP(C293,'Input - General'!$F$62:$N$79,6,FALSE),0)","v":0},null,0.1801212933606588,0,0,null,8.6527813038891108E-2,0,0]
[null,{"$f":"'Input - Inventory'!B291","v":283},{"$f":"'Input - Inventory'!C291","v":"42W MBF SYLVANIA SUB ECO"},{"$f":"'Input - Inventory'!D291","v":"Luminaire"},{"$f":"'Input - Inventory'!E291","v":"NonTraffic"},{"$f":"'Input - Inventory'!F291","v":"Minor < 130w"},{"$f":"'Input - Inventory'!G291","v":0},null,"Luminaire - 42W MBF SYLVANIA SUB ECO",null,0,0,0,null,0,0,0,0,0,0,0,0,0,0,0,0,0,0,0,0,0,0,0,0,0,0,0,0,0,0,0,0,0,null,0,0,0,0,0,0,0,0,0,null,0,0,0,0,0,0,0,0,0,0,null,0,0,0,0,0,0,0,null,0,0,0,null,{"$f":"IF($D294=\"Connection\",VLOOKUP(C294,'Input - General'!$F$62:$N$79,6,FALSE),0)","v":0},null,0.1801212933606588,0,0,null,8.6527813038891108E-2,0,0]
[null,{"$f":"'Input - Inventory'!B292","v":284},{"$f":"'Input - Inventory'!C292","v":"4x1000W MBF"},{"$f":"'Input - Inventory'!D292","v":"Luminaire"},{"$f":"'Input - Inventory'!E292","v":"Traffic"},{"$f":"'Input - Inventory'!F292","v":"Major > 130w"},{"$f":"'Input - Inventory'!G292","v":0},null,{"$f":"CONCATENATE(D295,\" - \",C295)","v":"Luminaire - 4x1000W MBF"},null,0,0,{"$f":"L295*K295","v":0},null,0,{"$f":"IF(AND($D295=\"Lamp\",CycleBulkTask1<>0, OR($F295=O$9,O$9=\"All\")),1/CycleBulkTask1,0)","v":0},0,{"$f":"IF(AND($D295=\"Lamp\",CycleBulkTask2<>0, OR($F295=Q$9,Q$9=\"All\")),1/CycleBulkTask2,0)","v":0},0,{"$f":"IF(AND($D295=\"Lamp\",CycleBulkTask3<>0, OR($F295=S$9,S$9=\"All\")),1/CycleBulkTask3,0)","v":0},0,{"$f":"IF(AND($D295=\"Lamp\",CycleBulkTask4<>0, OR($F295=U$9,U$9=\"All\")),1/CycleBulkTask4,0)","v":0},0,{"$f":"IF(AND($D295=\"Lamp\",CycleBulkTask5<>0, OR($F295=W$9,W$9=\"All\")),1/CycleBulkTask5,0)","v":0},0,{"$f":"IF(AND($D295=\"Lamp\",CycleBulkTask6<>0, OR($F295=Y$9,Y$9=\"All\")),1/CycleBulkTask6,0)","v":0},0,{"$f":"IF(AND($D295=\"Lamp\",CycleBulkTask7<>0, OR($F295=AA$9,AA$9=\"All\")),1/CycleBulkTask7,0)","v":0},0,{"$f":"IF(AND($D295=\"Lamp\",CycleBulkTask8<>0, OR($F295=AC$9,AC$9=\"All\")),1/CycleBulkTask8,0)","v":0},0,{"$f":"IF(AND($D295=\"Lamp\",CycleBulkTask9<>0, OR($F295=AE$9,AE$9=\"All\")),1/CycleBulkTask9,0)","v":0},0,{"$f":"IF(AND($D295=\"Lamp\",CycleBulkTask10<>0, OR($F295=AG$9,AG$9=\"All\")),1/CycleBulkTask10,0)","v":0},0,{"$f":"IF(AND($D295=\"Lamp\",CycleBulkTask11<>0, OR($F295=AI$9,AI$9=\"All\")),1/CycleBulkTask11,0)","v":0},0,{"$f":"IF(AND($D295=\"Lamp\",CycleBulkTask12<>0, OR($F295=AK$9,AK$9=\"All\")),1/CycleBulkTask12,0)","v":0},0,{"$f":"IF(AND($D295=\"Lamp\",CycleBulkTask13<>0, OR($F295=AM$9,AM$9=\"All\")),1/CycleBulkTask13,0)","v":0},0,{"$f":"IF(AND($D295=\"Lamp\",CycleBulkTask14<>0, OR($F295=AO$9,AO$9=\"All\")),1/CycleBulkTask14,0)","v":0},{"$f":"O295*P295+Q295*R295+S295*T295+U295*V295+W295*X295+Y295*Z295+AA295*AB295+AC295*AD295+AE295*AF295+AG295*AH295+AI295*AJ295+AK295*AL295+AM295*AN295+AO295*AP295","v":0},null,0,{"$f":"MAX(P295,R295)","v":0},0,{"$f":"MAX(T295,V295)","v":0},0,{"$f":"X295","v":0},0,0,{"$f":"AS295*AT295+AU295*AV295+AW295*AX295+AY295*AZ295","v":0},null,0,{"$f":"BO295","v":0},0,0,{"$f":"BQ295","v":0},0,0,{"$f":"BS295","v":0},0,{"$f":"BC295*BD295*BE295+BF295*BG295*BH295+BI295*BJ295*BK295","v":0},null,0,0,0,0,0,0,{"$f":"BN295*BO295+BP295*BQ295+BR295*BS295","v":0},null,0,{"$f":"BD295*BE295+BG295*BH295+BJ295*BK295","v":0},{"$f":"BV295*BW295","v":0},null,{"$f":"IF($D295=\"Connection\",VLOOKUP(C295,'Input - General'!$F$62:$N$79,6,FALSE),0)","v":0},null,0.1801212933606588,{"$f":"BX295+BL295+BT295+BA295+AQ295+BZ295","v":0},{"$f":"CC295*CB295","v":0},null,8.6527813038891108E-2,0,{"$f":"CG295*CF295","v":0}]
[null,{"$f":"'Input - Inventory'!B293","v":285},{"$f":"'Input - Inventory'!C293","v":"4x20W TF"},{"$f":"'Input - Inventory'!D293","v":"Luminaire"},{"$f":"'Input - Inventory'!E293","v":"NonTraffic"},{"$f":"'Input - Inventory'!F293","v":"Minor < 130w"},{"$f":"'Input - Inventory'!G293","v":0},null,"Luminaire - 4x20W TF",null,0,6,0,null,0,0,0,0,0,0,0,0,0,0,0,0,0,0,0,0,0,0,0,0,0,0,0,0,0,0,0,0,0,null,0,0,0,0,0,0,0,0,0,null,0,0,0,0,0,0,0,0,0,0,null,0,0,0,0,0,0,0,null,0,0,0,null,{"$f":"IF($D296=\"Connection\",VLOOKUP(C296,'Input - General'!$F$62:$N$79,6,FALSE),0)","v":0},null,0.1801212933606588,0,0,null,8.6527813038891108E-2,0,0]
[null,{"$f":"'Input - Inventory'!B294","v":286},{"$f":"'Input - Inventory'!C294","v":"4x20W TF - WAVERLEY"},{"$f":"'Input - Inventory'!D294","v":"Luminaire"},{"$f":"'Input - Inventory'!E294","v":"NonTraffic"},{"$f":"'Input - Inventory'!F294","v":"Minor < 130w"},{"$f":"'Input - Inventory'!G294","v":0},null,"Luminaire - 4x20W TF - WAVERLEY",null,0,47,0,null,0,0,0,0,0,0,0,0,0,0,0,0,0,0,0,0,0,0,0,0,0,0,0,0,0,0,0,0,0,null,0,0,0,0,0,0,0,0,0,null,0,0,0,0,0,0,0,0,0,0,null,0,0,0,0,0,0,0,null,0,0,0,null,{"$f":"IF($D297=\"Connection\",VLOOKUP(C297,'Input - General'!$F$62:$N$79,6,FALSE),0)","v":0},null,0.1801212933606588,0,0,null,8.6527813038891108E-2,0,0]
[null,{"$f":"'Input - Inventory'!B295","v":287},{"$f":"'Input - Inventory'!C295","v":"4x250W SON"},{"$f":"'Input - Inventory'!D295","v":"Luminaire"},{"$f":"'Input - Inventory'!E295","v":"Traffic"},{"$f":"'Input - Inventory'!F295","v":"Major > 130w"},{"$f":"'Input - Inventory'!G295","v":0},null,"Luminaire - 4x250W SON",null,0,7,0,null,0,0,0,0,0,0,0,0,0,0,0,0,0,0,0,0,0,0,0,0,0,0,0,0,0,0,0,0,0,null,0,0,0,0,0,0,0,0,0,null,0,0,0,0,0,0,0,0,0,0,null,0,0,0,0,0,0,0,null,0,0,0,null,{"$f":"IF($D298=\"Connection\",VLOOKUP(C298,'Input - General'!$F$62:$N$79,6,FALSE),0)","v":0},null,0.1801212933606588,0,0,null,8.6527813038891108E-2,0,0]
[null,{"$f":"'Input - Inventory'!B296","v":288},{"$f":"'Input - Inventory'!C296","v":"4x40W TF"},{"$f":"'Input - Inventory'!D296","v":"Luminaire"},{"$f":"'Input - Inventory'!E296","v":"NonTraffic"},{"$f":"'Input - Inventory'!F296","v":"Minor < 130w"},{"$f":"'Input - Inventory'!G296","v":0},null,"Luminaire - 4x40W TF",null,0,0,0,null,0,0,0,0,0,0,0,0,0,0,0,0,0,0,0,0,0,0,0,0,0,0,0,0,0,0,0,0,0,null,0,0,0,0,0,0,0,0,0,null,0,0,0,0,0,0,0,0,0,0,null,0,0,0,0,0,0,0,null,0,0,0,null,{"$f":"IF($D299=\"Connection\",VLOOKUP(C299,'Input - General'!$F$62:$N$79,6,FALSE),0)","v":0},null,0.1801212933606588,0,0,null,8.6527813038891108E-2,0,0]
[null,{"$f":"'Input - Inventory'!B297","v":289},{"$f":"'Input - Inventory'!C297","v":"4x40W TF - WAVERLEY"},{"$f":"'Input - Inventory'!D297","v":"Luminaire"},{"$f":"'Input - Inventory'!E297","v":"NonTraffic"},{"$f":"'Input - Inventory'!F297","v":"Minor < 130w"},{"$f":"'Input - Inventory'!G297","v":0},null,"Luminaire - 4x40W TF - WAVERLEY",null,0,43,0,null,0,0,0,0,0,0,0,0,0,0,0,0,0,0,0,0,0,0,0,0,0,0,0,0,0,0,0,0,0,null,0,0,0,0,0,0,0,0,0,null,0,0,0,0,0,0,0,0,0,0,null,0,0,0,0,0,0,0,null,0,0,0,null,{"$f":"IF($D300=\"Connection\",VLOOKUP(C300,'Input - General'!$F$62:$N$79,6,FALSE),0)","v":0},null,0.1801212933606588,0,0,null,8.6527813038891108E-2,0,0]
[null,{"$f":"'Input - Inventory'!B298","v":290},{"$f":"'Input - Inventory'!C298","v":"4x600W SON"},{"$f":"'Input - Inventory'!D298","v":"Luminaire"},{"$f":"'Input - Inventory'!E298","v":"Traffic"},{"$f":"'Input - Inventory'!F298","v":"Major > 130w"},{"$f":"'Input - Inventory'!G298","v":0},null,"Luminaire - 4x600W SON",null,0,2,0,null,0,0,0,0,0,0,0,0,0,0,0,0,0,0,0,0,0,0,0,0,0,0,0,0,0,0,0,0,0,null,0,0,0,0,0,0,0,0,0,null,0,0,0,0,0,0,0,0,0,0,null,0,0,0,0,0,0,0,null,0,0,0,null,{"$f":"IF($D301=\"Connection\",VLOOKUP(C301,'Input - General'!$F$62:$N$79,6,FALSE),0)","v":0},null,0.1801212933606588,0,0,null,8.6527813038891108E-2,0,0]
[null,{"$f":"'Input - Inventory'!B299","v":291},{"$f":"'Input - Inventory'!C299","v":"500W MBI FLOODLIGHT"},{"$f":"'Input - Inventory'!D299","v":"Luminaire"},{"$f":"'Input - Inventory'!E299","v":"Traffic"},{"$f":"'Input - Inventory'!F299","v":"Major > 130w"},{"$f":"'Input - Inventory'!G299","v":0},null,"Luminaire - 500W MBI FLOODLIGHT",null,0,2,0,null,0,0,0,0,0,0,0,0,0,0,0,0,0,0,0,0,0,0,0,0,0,0,0,0,0,0,0,0,0,null,0,0,0,0,0,0,0,0,0,null,0,0,0,0,0,0,0,0,0,0,null,0,0,0,0,0,0,0,null,0,0,0,null,{"$f":"IF($D302=\"Connection\",VLOOKUP(C302,'Input - General'!$F$62:$N$79,6,FALSE),0)","v":0},null,0.1801212933606588,0,0,null,8.6527813038891108E-2,0,0]
[null,{"$f":"'Input - Inventory'!B300","v":292},{"$f":"'Input - Inventory'!C300","v":"50W MBF"},{"$f":"'Input - Inventory'!D300","v":"Luminaire"},{"$f":"'Input - Inventory'!E300","v":"NonTraffic"},{"$f":"'Input - Inventory'!F300","v":"Minor < 130w"},{"$f":"'Input - Inventory'!G300","v":0},null,"Luminaire - 50W MBF",null,0,11811,0,null,0,0,0,0,0,0,0,0,0,0,0,0,0,0,0,0,0,0,0,0,0,0,0,0,0,0,0,0,0,null,0,0,0,0,0,0,0,0,0,null,0,0,0,0,0,0,0,0,0,0,null,0,0,0,0,0,0,0,null,0,0,0,null,{"$f":"IF($D303=\"Connection\",VLOOKUP(C303,'Input - General'!$F$62:$N$79,6,FALSE),0)","v":0},null,0.1801212933606588,0,0,null,8.6527813038891108E-2,0,0]
[null,{"$f":"'Input - Inventory'!B301","v":293},{"$f":"'Input - Inventory'!C301","v":"50W MBF - BOURKE HILL"},{"$f":"'Input - Inventory'!D301","v":"Luminaire"},{"$f":"'Input - Inventory'!E301","v":"NonTraffic"},{"$f":"'Input - Inventory'!F301","v":"Minor < 130w"},{"$f":"'Input - Inventory'!G301","v":0},null,"Luminaire - 50W MBF - BOURKE HILL",null,0,16,0,null,0,0,0,0,0,0,0,0,0,0,0,0,0,0,0,0,0,0,0,0,0,0,0,0,0,0,0,0,0,null,0,0,0,0,0,0,0,0,0,null,0,0,0,0,0,0,0,0,0,0,null,0,0,0,0,0,0,0,null,0,0,0,null,{"$f":"IF($D304=\"Connection\",VLOOKUP(C304,'Input - General'!$F$62:$N$79,6,FALSE),0)","v":0},null,0.1801212933606588,0,0,null,8.6527813038891108E-2,0,0]
[null,{"$f":"'Input - Inventory'!B302","v":294},{"$f":"'Input - Inventory'!C302","v":"50W MBF - NOSTALGIA"},{"$f":"'Input - Inventory'!D302","v":"Luminaire"},{"$f":"'Input - Inventory'!E302","v":"NonTraffic"},{"$f":"'Input - Inventory'!F302","v":"Minor < 130w"},{"$f":"'Input - Inventory'!G302","v":0},null,"Luminaire - 50W MBF - NOSTALGIA",null,0,139,0,null,0,0,0,0,0,0,0,0,0,0,0,0,0,0,0,0,0,0,0,0,0,0,0,0,0,0,0,0,0,null,0,0,0,0,0,0,0,0,0,null,0,0,0,0,0,0,0,0,0,0,null,0,0,0,0,0,0,0,null,0,0,0,null,{"$f":"IF($D305=\"Connection\",VLOOKUP(C305,'Input - General'!$F$62:$N$79,6,FALSE),0)","v":0},null,0.1801212933606588,0,0,null,8.6527813038891108E-2,0,0]
[null,{"$f":"'Input - Inventory'!B303","v":295},{"$f":"'Input - Inventory'!C303","v":"50W MBF - PLAIN"},{"$f":"'Input - Inventory'!D303","v":"Luminaire"},{"$f":"'Input - Inventory'!E303","v":"NonTraffic"},{"$f":"'Input - Inventory'!F303","v":"Minor < 130w"},{"$f":"'Input - Inventory'!G303","v":0},null,"Luminaire - 50W MBF - PLAIN",null,0,11,0,null,0,0,0,0,0,0,0,0,0,0,0,0,0,0,0,0,0,0,0,0,0,0,0,0,0,0,0,0,0,null,0,0,0,0,0,0,0,0,0,null,0,0,0,0,0,0,0,0,0,0,null,0,0,0,0,0,0,0,null,0,0,0,null,{"$f":"IF($D306=\"Connection\",VLOOKUP(C306,'Input - General'!$F$62:$N$79,6,FALSE),0)","v":0},null,0.1801212933606588,0,0,null,8.6527813038891108E-2,0,0]
[null,{"$f":"'Input - Inventory'!B304","v":296},{"$f":"'Input - Inventory'!C304","v":"50W MBF BOLLARD"},{"$f":"'Input - Inventory'!D304","v":"Luminaire"},{"$f":"'Input - Inventory'!E304","v":"NonTraffic"},{"$f":"'Input - Inventory'!F304","v":"Minor < 130w"},{"$f":"'Input - Inventory'!G304","v":0},null,"Luminaire - 50W MBF BOLLARD",null,0,0,0,null,0,0,0,0,0,0,0,0,0,0,0,0,0,0,0,0,0,0,0,0,0,0,0,0,0,0,0,0,0,null,0,0,0,0,0,0,0,0,0,null,0,0,0,0,0,0,0,0,0,0,null,0,0,0,0,0,0,0,null,0,0,0,null,{"$f":"IF($D307=\"Connection\",VLOOKUP(C307,'Input - General'!$F$62:$N$79,6,FALSE),0)","v":0},null,0.1801212933606588,0,0,null,8.6527813038891108E-2,0,0]
[null,{"$f":"'Input - Inventory'!B305","v":297},{"$f":"'Input - Inventory'!C305","v":"50W SON"},{"$f":"'Input - Inventory'!D305","v":"Luminaire"},{"$f":"'Input - Inventory'!E305","v":"NonTraffic"},{"$f":"'Input - Inventory'!F305","v":"Minor < 130w"},{"$f":"'Input - Inventory'!G305","v":0},null,"Luminaire - 50W SON",null,0,607,0,null,0,0,0,0,0,0,0,0,0,0,0,0,0,0,0,0,0,0,0,0,0,0,0,0,0,0,0,0,0,null,0,0,0,0,0,0,0,0,0,null,0,0,0,0,0,0,0,0,0,0,null,0,0,0,0,0,0,0,null,0,0,0,null,{"$f":"IF($D308=\"Connection\",VLOOKUP(C308,'Input - General'!$F$62:$N$79,6,FALSE),0)","v":0},null,0.1801212933606588,0,0,null,8.6527813038891108E-2,0,0]
[null,{"$f":"'Input - Inventory'!B306","v":298},{"$f":"'Input - Inventory'!C306","v":"50W SON - BOURKE HILL"},{"$f":"'Input - Inventory'!D306","v":"Luminaire"},{"$f":"'Input - Inventory'!E306","v":"NonTraffic"},{"$f":"'Input - Inventory'!F306","v":"Minor < 130w"},{"$f":"'Input - Inventory'!G306","v":0},null,"Luminaire - 50W SON - BOURKE HILL",null,0,0,0,null,0,0,0,0,0,0,0,0,0,0,0,0,0,0,0,0,0,0,0,0,0,0,0,0,0,0,0,0,0,null,0,0,0,0,0,0,0,0,0,null,0,0,0,0,0,0,0,0,0,0,null,0,0,0,0,0,0,0,null,0,0,0,null,{"$f":"IF($D309=\"Connection\",VLOOKUP(C309,'Input - General'!$F$62:$N$79,6,FALSE),0)","v":0},null,0.1801212933606588,0,0,null,8.6527813038891108E-2,0,0]
[null,{"$f":"'Input - Inventory'!B307","v":299},{"$f":"'Input - Inventory'!C307","v":"50W SON - NOSTALGIA"},{"$f":"'Input - Inventory'!D307","v":"Luminaire"},{"$f":"'Input - Inventory'!E307","v":"NonTraffic"},{"$f":"'Input - Inventory'!F307","v":"Minor < 130w"},{"$f":"'Input - Inventory'!G307","v":0},null,"Luminaire - 50W SON - NOSTALGIA",null,0,10,0,null,0,0,0,0,0,0,0,0,0,0,0,0,0,0,0,0,0,0,0,0,0,0,0,0,0,0,0,0,0,null,0,0,0,0,0,0,0,0,0,null,0,0,0,0,0,0,0,0,0,0,null,0,0,0,0,0,0,0,null,0,0,0,null,{"$f":"IF($D310=\"Connection\",VLOOKUP(C310,'Input - General'!$F$62:$N$79,6,FALSE),0)","v":0},null,0.1801212933606588,0,0,null,8.6527813038891108E-2,0,0]
[null,{"$f":"'Input - Inventory'!B308","v":300},{"$f":"'Input - Inventory'!C308","v":"60W SOX"},{"$f":"'Input - Inventory'!D308","v":"Luminaire"},{"$f":"'Input - Inventory'!E308","v":"NonTraffic"},{"$f":"'Input - Inventory'!F308","v":"Minor < 130w"},{"$f":"'Input - Inventory'!G308","v":0},null,"Luminaire - 60W SOX",null,0,0,0,null,0,0,0,0,0,0,0,0,0,0,0,0,0,0,0,0,0,0,0,0,0,0,0,0,0,0,0,0,0,null,0,0,0,0,0,0,0,0,0,null,0,0,0,0,0,0,0,0,0,0,null,0,0,0,0,0,0,0,null,0,0,0,null,{"$f":"IF($D311=\"Connection\",VLOOKUP(C311,'Input - General'!$F$62:$N$79,6,FALSE),0)","v":0},null,0.1801212933606588,0,0,null,8.6527813038891108E-2,0,0]
[null,{"$f":"'Input - Inventory'!B309","v":301},{"$f":"'Input - Inventory'!C309","v":"700W MBF"},{"$f":"'Input - Inventory'!D309","v":"Luminaire"},{"$f":"'Input - Inventory'!E309","v":"Traffic"},{"$f":"'Input - Inventory'!F309","v":"Major > 130w"},{"$f":"'Input - Inventory'!G309","v":0},null,"Luminaire - 700W MBF",null,0,34,0,null,0,0,0,0,0,0,0,0,0,0,0,0,0,0,0,0,0,0,0,0,0,0,0,0,0,0,0,0,0,null,0,0,0,0,0,0,0,0,0,null,0,0,0,0,0,0,0,0,0,0,null,0,0,0,0,0,0,0,null,0,0,0,null,{"$f":"IF($D312=\"Connection\",VLOOKUP(C312,'Input - General'!$F$62:$N$79,6,FALSE),0)","v":0},null,0.1801212933606588,0,0,null,8.6527813038891108E-2,0,0]
[null,{"$f":"'Input - Inventory'!B310","v":302},{"$f":"'Input - Inventory'!C310","v":"70W MBI"},{"$f":"'Input - Inventory'!D310","v":"Luminaire"},{"$f":"'Input - Inventory'!E310","v":"NonTraffic"},{"$f":"'Input - Inventory'!F310","v":"Minor < 130w"},{"$f":"'Input - Inventory'!G310","v":0},null,"Luminaire - 70W MBI",null,0,59,0,null,0,0,0,0,0,0,0,0,0,0,0,0,0,0,0,0,0,0,0,0,0,0,0,0,0,0,0,0,0,null,0,0,0,0,0,0,0,0,0,null,0,0,0,0,0,0,0,0,0,0,null,0,0,0,0,0,0,0,null,0,0,0,null,{"$f":"IF($D313=\"Connection\",VLOOKUP(C313,'Input - General'!$F$62:$N$79,6,FALSE),0)","v":0},null,0.1801212933606588,0,0,null,8.6527813038891108E-2,0,0]
[null,{"$f":"'Input - Inventory'!B311","v":303},{"$f":"'Input - Inventory'!C311","v":"70W MBI - MACQUARIE DEC."},{"$f":"'Input - Inventory'!D311","v":"Luminaire"},{"$f":"'Input - Inventory'!E311","v":"NonTraffic"},{"$f":"'Input - Inventory'!F311","v":"Minor < 130w"},{"$f":"'Input - Inventory'!G311","v":0},null,"Luminaire - 70W MBI - MACQUARIE DEC.",null,0,0,0,null,0,0,0,0,0,0,0,0,0,0,0,0,0,0,0,0,0,0,0,0,0,0,0,0,0,0,0,0,0,null,0,0,0,0,0,0,0,0,0,null,0,0,0,0,0,0,0,0,0,0,null,0,0,0,0,0,0,0,null,0,0,0,null,{"$f":"IF($D314=\"Connection\",VLOOKUP(C314,'Input - General'!$F$62:$N$79,6,FALSE),0)","v":0},null,0.1801212933606588,0,0,null,8.6527813038891108E-2,0,0]
[null,{"$f":"'Input - Inventory'!B312","v":304},{"$f":"'Input - Inventory'!C312","v":"70W MBI II"},{"$f":"'Input - Inventory'!D312","v":"Luminaire"},{"$f":"'Input - Inventory'!E312","v":"Traffic"},{"$f":"'Input - Inventory'!F312","v":"Minor < 130w"},{"$f":"'Input - Inventory'!G312","v":0},null,"Luminaire - 70W MBI II",null,0,72,0,null,0,0,0,0,0,0,0,0,0,0,0,0,0,0,0,0,0,0,0,0,0,0,0,0,0,0,0,0,0,null,0,0,0,0,0,0,0,0,0,null,0,0,0,0,0,0,0,0,0,0,null,0,0,0,0,0,0,0,null,0,0,0,null,{"$f":"IF($D315=\"Connection\",VLOOKUP(C315,'Input - General'!$F$62:$N$79,6,FALSE),0)","v":0},null,0.1801212933606588,0,0,null,8.6527813038891108E-2,0,0]
[null,{"$f":"'Input - Inventory'!B313","v":305},{"$f":"'Input - Inventory'!C313","v":"70W MBI II AERO"},{"$f":"'Input - Inventory'!D313","v":"Luminaire"},{"$f":"'Input - Inventory'!E313","v":"Traffic"},{"$f":"'Input - Inventory'!F313","v":"Minor < 130w"},{"$f":"'Input - Inventory'!G313","v":0},null,"Luminaire - 70W MBI II AERO",null,0,8,0,null,0,0,0,0,0,0,0,0,0,0,0,0,0,0,0,0,0,0,0,0,0,0,0,0,0,0,0,0,0,null,0,0,0,0,0,0,0,0,0,null,0,0,0,0,0,0,0,0,0,0,null,0,0,0,0,0,0,0,null,0,0,0,null,{"$f":"IF($D316=\"Connection\",VLOOKUP(C316,'Input - General'!$F$62:$N$79,6,FALSE),0)","v":0},null,0.1801212933606588,0,0,null,8.6527813038891108E-2,0,0]
[null,{"$f":"'Input - Inventory'!B314","v":306},{"$f":"'Input - Inventory'!C314","v":"70W SON"},{"$f":"'Input - Inventory'!D314","v":"Luminaire"},{"$f":"'Input - Inventory'!E314","v":"NonTraffic"},{"$f":"'Input - Inventory'!F314","v":"Minor < 130w"},{"$f":"'Input - Inventory'!G314","v":0},null,"Luminaire - 70W SON",null,0,1361,0,null,0,0,0,0,0,0,0,0,0,0,0,0,0,0,0,0,0,0,0,0,0,0,0,0,0,0,0,0,0,null,0,0,0,0,0,0,0,0,0,null,0,0,0,0,0,0,0,0,0,0,null,0,0,0,0,0,0,0,null,0,0,0,null,{"$f":"IF($D317=\"Connection\",VLOOKUP(C317,'Input - General'!$F$62:$N$79,6,FALSE),0)","v":0},null,0.1801212933606588,0,0,null,8.6527813038891108E-2,0,0]
[null,{"$f":"'Input - Inventory'!B315","v":307},{"$f":"'Input - Inventory'!C315","v":"70W SON - BOURKE HILL"},{"$f":"'Input - Inventory'!D315","v":"Luminaire"},{"$f":"'Input - Inventory'!E315","v":"NonTraffic"},{"$f":"'Input - Inventory'!F315","v":"Minor < 130w"},{"$f":"'Input - Inventory'!G315","v":0},null,"Luminaire - 70W SON - BOURKE HILL",null,0,12,0,null,0,0,0,0,0,0,0,0,0,0,0,0,0,0,0,0,0,0,0,0,0,0,0,0,0,0,0,0,0,null,0,0,0,0,0,0,0,0,0,null,0,0,0,0,0,0,0,0,0,0,null,0,0,0,0,0,0,0,null,0,0,0,null,{"$f":"IF($D318=\"Connection\",VLOOKUP(C318,'Input - General'!$F$62:$N$79,6,FALSE),0)","v":0},null,0.1801212933606588,0,0,null,8.6527813038891108E-2,0,0]
[null,{"$f":"'Input - Inventory'!B316","v":308},{"$f":"'Input - Inventory'!C316","v":"70W SON - GEC BOSTON 2"},{"$f":"'Input - Inventory'!D316","v":"Luminaire"},{"$f":"'Input - Inventory'!E316","v":"NonTraffic"},{"$f":"'Input - Inventory'!F316","v":"Minor < 130w"},{"$f":"'Input - Inventory'!G316","v":0},null,"Luminaire - 70W SON - GEC BOSTON 2",null,0,6,0,null,0,0,0,0,0,0,0,0,0,0,0,0,0,0,0,0,0,0,0,0,0,0,0,0,0,0,0,0,0,null,0,0,0,0,0,0,0,0,0,null,0,0,0,0,0,0,0,0,0,0,null,0,0,0,0,0,0,0,null,0,0,0,null,{"$f":"IF($D319=\"Connection\",VLOOKUP(C319,'Input - General'!$F$62:$N$79,6,FALSE),0)","v":0},null,0.1801212933606588,0,0,null,8.6527813038891108E-2,0,0]
[null,{"$f":"'Input - Inventory'!B317","v":309},{"$f":"'Input - Inventory'!C317","v":"70W SON - NOSTALGIA"},{"$f":"'Input - Inventory'!D317","v":"Luminaire"},{"$f":"'Input - Inventory'!E317","v":"NonTraffic"},{"$f":"'Input - Inventory'!F317","v":"Minor < 130w"},{"$f":"'Input - Inventory'!G317","v":0},null,"Luminaire - 70W SON - NOSTALGIA",null,0,22,0,null,0,0,0,0,0,0,0,0,0,0,0,0,0,0,0,0,0,0,0,0,0,0,0,0,0,0,0,0,0,null,0,0,0,0,0,0,0,0,0,null,0,0,0,0,0,0,0,0,0,0,null,0,0,0,0,0,0,0,null,0,0,0,null,{"$f":"IF($D320=\"Connection\",VLOOKUP(C320,'Input - General'!$F$62:$N$79,6,FALSE),0)","v":0},null,0.1801212933606588,0,0,null,8.6527813038891108E-2,0,0]
[null,{"$f":"'Input - Inventory'!B318","v":310},{"$f":"'Input - Inventory'!C318","v":"70W SON - Nostalgia (P09)"},{"$f":"'Input - Inventory'!D318","v":"Luminaire"},{"$f":"'Input - Inventory'!E318","v":"Traffic"},{"$f":"'Input - Inventory'!F318","v":"Minor < 130w"},{"$f":"'Input - Inventory'!G318","v":0},null,"Luminaire - 70W SON - Nostalgia (P09)",null,0,50,0,null,0,0,0,0,0,0,0,0,0,0,0,0,0,0,0,0,0,0,0,0,0,0,0,0,0,0,0,0,0,null,0,0,0,0,0,0,0,0,0,null,0,0,0,0,0,0,0,0,0,0,null,0,0,0,0,0,0,0,null,0,0,0,null,{"$f":"IF($D321=\"Connection\",VLOOKUP(C321,'Input - General'!$F$62:$N$79,6,FALSE),0)","v":0},null,0.1801212933606588,0,0,null,8.6527813038891108E-2,0,0]
[null,{"$f":"'Input - Inventory'!B319","v":311},{"$f":"'Input - Inventory'!C319","v":"70W SON - PARKVILLE"},{"$f":"'Input - Inventory'!D319","v":"Luminaire"},{"$f":"'Input - Inventory'!E319","v":"NonTraffic"},{"$f":"'Input - Inventory'!F319","v":"Minor < 130w"},{"$f":"'Input - Inventory'!G319","v":0},null,"Luminaire - 70W SON - PARKVILLE",null,0,6,0,null,0,0,0,0,0,0,0,0,0,0,0,0,0,0,0,0,0,0,0,0,0,0,0,0,0,0,0,0,0,null,0,0,0,0,0,0,0,0,0,null,0,0,0,0,0,0,0,0,0,0,null,0,0,0,0,0,0,0,null,0,0,0,null,{"$f":"IF($D322=\"Connection\",VLOOKUP(C322,'Input - General'!$F$62:$N$79,6,FALSE),0)","v":0},null,0.1801212933606588,0,0,null,8.6527813038891108E-2,0,0]
[null,{"$f":"'Input - Inventory'!B320","v":312},{"$f":"'Input - Inventory'!C320","v":"70W SON - REGAL/FLINDERS"},{"$f":"'Input - Inventory'!D320","v":"Luminaire"},{"$f":"'Input - Inventory'!E320","v":"NonTraffic"},{"$f":"'Input - Inventory'!F320","v":"Minor < 130w"},{"$f":"'Input - Inventory'!G320","v":0},null,"Luminaire - 70W SON - REGAL/FLINDERS",null,0,0,0,null,0,0,0,0,0,0,0,0,0,0,0,0,0,0,0,0,0,0,0,0,0,0,0,0,0,0,0,0,0,null,0,0,0,0,0,0,0,0,0,null,0,0,0,0,0,0,0,0,0,0,null,0,0,0,0,0,0,0,null,0,0,0,null,{"$f":"IF($D323=\"Connection\",VLOOKUP(C323,'Input - General'!$F$62:$N$79,6,FALSE),0)","v":0},null,0.1801212933606588,0,0,null,8.6527813038891108E-2,0,0]
[null,{"$f":"'Input - Inventory'!B321","v":313},{"$f":"'Input - Inventory'!C321","v":"70W SON (P09)"},{"$f":"'Input - Inventory'!D321","v":"Luminaire"},{"$f":"'Input - Inventory'!E321","v":"NonTraffic"},{"$f":"'Input - Inventory'!F321","v":"Minor < 130w"},{"$f":"'Input - Inventory'!G321","v":0},null,"Luminaire - 70W SON (P09)",null,0,419,0,null,0,0,0,0,0,0,0,0,0,0,0,0,0,0,0,0,0,0,0,0,0,0,0,0,0,0,0,0,0,null,0,0,0,0,0,0,0,0,0,null,0,0,0,0,0,0,0,0,0,0,null,0,0,0,0,0,0,0,null,0,0,0,null,{"$f":"IF($D324=\"Connection\",VLOOKUP(C324,'Input - General'!$F$62:$N$79,6,FALSE),0)","v":0},null,0.1801212933606588,0,0,null,8.6527813038891108E-2,0,0]
[null,{"$f":"'Input - Inventory'!B322","v":314},{"$f":"'Input - Inventory'!C322","v":"70W SON BOLLARD"},{"$f":"'Input - Inventory'!D322","v":"Luminaire"},{"$f":"'Input - Inventory'!E322","v":"NonTraffic"},{"$f":"'Input - Inventory'!F322","v":"Minor < 130w"},{"$f":"'Input - Inventory'!G322","v":0},null,"Luminaire - 70W SON BOLLARD",null,0,9,0,null,0,0,0,0,0,0,0,0,0,0,0,0,0,0,0,0,0,0,0,0,0,0,0,0,0,0,0,0,0,null,0,0,0,0,0,0,0,0,0,null,0,0,0,0,0,0,0,0,0,0,null,0,0,0,0,0,0,0,null,0,0,0,null,{"$f":"IF($D325=\"Connection\",VLOOKUP(C325,'Input - General'!$F$62:$N$79,6,FALSE),0)","v":0},null,0.1801212933606588,0,0,null,8.6527813038891108E-2,0,0]
[null,{"$f":"'Input - Inventory'!B323","v":315},{"$f":"'Input - Inventory'!C323","v":"70W SON FLOODLIGHT"},{"$f":"'Input - Inventory'!D323","v":"Luminaire"},{"$f":"'Input - Inventory'!E323","v":"NonTraffic"},{"$f":"'Input - Inventory'!F323","v":"Minor < 130w"},{"$f":"'Input - Inventory'!G323","v":0},null,"Luminaire - 70W SON FLOODLIGHT",null,0,16,0,null,0,0,0,0,0,0,0,0,0,0,0,0,0,0,0,0,0,0,0,0,0,0,0,0,0,0,0,0,0,null,0,0,0,0,0,0,0,0,0,null,0,0,0,0,0,0,0,0,0,0,null,0,0,0,0,0,0,0,null,0,0,0,null,{"$f":"IF($D326=\"Connection\",VLOOKUP(C326,'Input - General'!$F$62:$N$79,6,FALSE),0)","v":0},null,0.1801212933606588,0,0,null,8.6527813038891108E-2,0,0]
[null,{"$f":"'Input - Inventory'!B324","v":316},{"$f":"'Input - Inventory'!C324","v":"70W SON Floodlight (P09)"},{"$f":"'Input - Inventory'!D324","v":"Luminaire"},{"$f":"'Input - Inventory'!E324","v":"NonTraffic"},{"$f":"'Input - Inventory'!F324","v":"Minor < 130w"},{"$f":"'Input - Inventory'!G324","v":0},null,"Luminaire - 70W SON Floodlight (P09)",null,0,12,0,null,0,0,0,0,0,0,0,0,0,0,0,0,0,0,0,0,0,0,0,0,0,0,0,0,0,0,0,0,0,null,0,0,0,0,0,0,0,0,0,null,0,0,0,0,0,0,0,0,0,0,null,0,0,0,0,0,0,0,null,0,0,0,null,{"$f":"IF($D327=\"Connection\",VLOOKUP(C327,'Input - General'!$F$62:$N$79,6,FALSE),0)","v":0},null,0.1801212933606588,0,0,null,8.6527813038891108E-2,0,0]
[null,{"$f":"'Input - Inventory'!B325","v":317},{"$f":"'Input - Inventory'!C325","v":"70W SON -PLAIN"},{"$f":"'Input - Inventory'!D325","v":"Luminaire"},{"$f":"'Input - Inventory'!E325","v":"NonTraffic"},{"$f":"'Input - Inventory'!F325","v":"Minor < 130w"},{"$f":"'Input - Inventory'!G325","v":0},null,"Luminaire - 70W SON -PLAIN",null,0,202,0,null,0,0,0,0,0,0,0,0,0,0,0,0,0,0,0,0,0,0,0,0,0,0,0,0,0,0,0,0,0,null,0,0,0,0,0,0,0,0,0,null,0,0,0,0,0,0,0,0,0,0,null,0,0,0,0,0,0,0,null,0,0,0,null,{"$f":"IF($D328=\"Connection\",VLOOKUP(C328,'Input - General'!$F$62:$N$79,6,FALSE),0)","v":0},null,0.1801212933606588,0,0,null,8.6527813038891108E-2,0,0]
[null,{"$f":"'Input - Inventory'!B326","v":318},{"$f":"'Input - Inventory'!C326","v":"70W SON -PLAIN (P09)"},{"$f":"'Input - Inventory'!D326","v":"Luminaire"},{"$f":"'Input - Inventory'!E326","v":"NonTraffic"},{"$f":"'Input - Inventory'!F326","v":"Minor < 130w"},{"$f":"'Input - Inventory'!G326","v":0},null,"Luminaire - 70W SON -PLAIN (P09)",null,0,20,0,null,0,0,0,0,0,0,0,0,0,0,0,0,0,0,0,0,0,0,0,0,0,0,0,0,0,0,0,0,0,null,0,0,0,0,0,0,0,0,0,null,0,0,0,0,0,0,0,0,0,0,null,0,0,0,0,0,0,0,null,0,0,0,null,{"$f":"IF($D329=\"Connection\",VLOOKUP(C329,'Input - General'!$F$62:$N$79,6,FALSE),0)","v":0},null,0.1801212933606588,0,0,null,8.6527813038891108E-2,0,0]
[null,{"$f":"'Input - Inventory'!B327","v":319},{"$f":"'Input - Inventory'!C327","v":"750W MBI FLOODLIGHT"},{"$f":"'Input - Inventory'!D327","v":"Luminaire"},{"$f":"'Input - Inventory'!E327","v":"Traffic"},{"$f":"'Input - Inventory'!F327","v":"Major > 130w"},{"$f":"'Input - Inventory'!G327","v":0},null,"Luminaire - 750W MBI FLOODLIGHT",null,0,0,0,null,0,0,0,0,0,0,0,0,0,0,0,0,0,0,0,0,0,0,0,0,0,0,0,0,0,0,0,0,0,null,0,0,0,0,0,0,0,0,0,null,0,0,0,0,0,0,0,0,0,0,null,0,0,0,0,0,0,0,null,0,0,0,null,{"$f":"IF($D330=\"Connection\",VLOOKUP(C330,'Input - General'!$F$62:$N$79,6,FALSE),0)","v":0},null,0.1801212933606588,0,0,null,8.6527813038891108E-2,0,0]
[null,{"$f":"'Input - Inventory'!B328","v":320},{"$f":"'Input - Inventory'!C328","v":"80W MBF"},{"$f":"'Input - Inventory'!D328","v":"Luminaire"},{"$f":"'Input - Inventory'!E328","v":"NonTraffic"},{"$f":"'Input - Inventory'!F328","v":"Minor < 130w"},{"$f":"'Input - Inventory'!G328","v":0},null,"Luminaire - 80W MBF",null,0,22785,0,null,0,0,0,0,0,0,0,0,0,0,0,0,0,0,0,0,0,0,0,0,0,0,0,0,0,0,0,0,0,null,0,0,0,0,0,0,0,0,0,null,0,0,0,0,0,0,0,0,0,0,null,0,0,0,0,0,0,0,null,0,0,0,null,{"$f":"IF($D331=\"Connection\",VLOOKUP(C331,'Input - General'!$F$62:$N$79,6,FALSE),0)","v":0},null,0.1801212933606588,0,0,null,8.6527813038891108E-2,0,0]
[null,{"$f":"'Input - Inventory'!B329","v":321},{"$f":"'Input - Inventory'!C329","v":"80W MBF - BEGA+CURVE BRA"},{"$f":"'Input - Inventory'!D329","v":"Luminaire"},{"$f":"'Input - Inventory'!E329","v":"NonTraffic"},{"$f":"'Input - Inventory'!F329","v":"Minor < 130w"},{"$f":"'Input - Inventory'!G329","v":0},null,"Luminaire - 80W MBF - BEGA+CURVE BRA",null,0,0,0,null,0,0,0,0,0,0,0,0,0,0,0,0,0,0,0,0,0,0,0,0,0,0,0,0,0,0,0,0,0,null,0,0,0,0,0,0,0,{"$f":"INDIRECT($E332)*$V332 +(1-INDIRECT($E332))*$T332","v":0},0,null,{"$f":"IF($D332=$AS$9,(INDIRECT(\"PriceLabour\" & \"FY16\")*ProportionStandardHours + INDIRECT(\"PriceLabourOvertime\" & \"FY16\")*ProportionOvertimeHours)*(1+RateOnCostAnnual),0)","v":0},0,{"$f":"IF($D332=\"Lamp\",(NumberOfCrew+INDIRECT($E332)*TrafficController)*(TimeToReplaceLamp),0)","v":0},{"$f":"IF($D332=$AS$9,(INDIRECT(\"PriceLabour\" & \"FY16\")*ProportionStandardHours + INDIRECT(\"PriceLabourOvertime\" & \"FY16\")*ProportionOvertimeHours)*(1+RateOnCostAnnual),0)","v":0},0,{"$f":"IF($D332=\"Lamp\",(NumberOfCrew+INDIRECT($E332)*TrafficController)*(TimeForPECellReplace),0)","v":0},{"$f":"IF($D332=$AS$9,(INDIRECT(\"PriceLabour\" & \"FY16\")*ProportionStandardHours + INDIRECT(\"PriceLabourOvertime\" & \"FY16\")*ProportionOvertimeHours)*(1+RateOnCostAnnual),0)","v":0},0,{"$f":"IF($D332=\"Lamp\",(NumberOfCrew+INDIRECT($E332)*TrafficController)*(TimeForOtherSpot),0)","v":0},0,null,0,{"$f":"IF($D332=\"Lamp\",INDIRECT(BO$10 & $B332),0)","v":0},0,{"$f":"IF($D332=\"Lamp\",INDIRECT(\"FailurePECell\" & \"Annual\"),0)","v":0},0,{"$f":"IF($D332=\"Lamp\",INDIRECT(\"FailureMisc\" & \"Annual\"),0)","v":0},0,null,0,0,0,null,{"$f":"IF($D332=\"Connection\",VLOOKUP(C332,'Input - General'!$F$62:$N$79,6,FALSE),0)","v":0},null,{"$f":"RateOverhead","v":0.1801212933606588},0,0,null,{"$f":"CorporateOverheads","v":8.6527813038891108E-2},0,0]
[null,{"$f":"'Input - Inventory'!B330","v":322},{"$f":"'Input - Inventory'!C330","v":"80W MBF - BOURKE HILL"},{"$f":"'Input - Inventory'!D330","v":"Luminaire"},{"$f":"'Input - Inventory'!E330","v":"NonTraffic"},{"$f":"'Input - Inventory'!F330","v":"Minor < 130w"},{"$f":"'Input - Inventory'!G330","v":0},null,"Luminaire - 80W MBF - BOURKE HILL",null,{"$f":"AQ333+BA333+BL333+BT333+BX333+BZ333+CD333+CH333","v":0},{"$f":"INDIRECT(L$10&$B333&\"FY16\")","v":714},0,null,{"$f":"IF(AND($D333=\"Lamp\", OR($F333=O$9, O$9=\"All\")),INDIRECT(\"PriceBulkTask1\" & \"FY16\"),0)","v":0},0,{"$f":"IF(AND($D333=\"Lamp\", OR($F333=Q$9, Q$9=\"All\")),INDIRECT(\"PriceBulkTask2\" & \"FY16\"),0)","v":0},0,{"$f":"IF(AND($D333=\"Lamp\", OR($F333=S$9, S$9=\"All\")),INDIRECT(\"PriceBulkTask3\" & \"FY16\"),0)","v":0},0,{"$f":"IF(AND($D333=\"Lamp\", OR($F333=U$9, U$9=\"All\")),INDIRECT(\"PriceBulkTask4\" & \"FY16\"),0)","v":0},0,{"$f":"IF(AND($D333=\"Lamp\", OR($F333=W$9, W$9=\"All\")),INDIRECT(\"PriceBulkTask5\" & \"FY16\"),0)","v":0},0,{"$f":"IF(AND($D333=\"Lamp\", OR($F333=Y$9, Y$9=\"All\")),INDIRECT(\"PriceBulkTask6\" & \"FY16\"),0)","v":0},0,{"$f":"IF(AND($D333=\"Lamp\", OR($F333=AA$9, AA$9=\"All\")),INDIRECT(\"PriceBulkTask7\" & \"FY16\"),0)","v":0},0,{"$f":"IF(AND($D333=\"Lamp\", OR($F333=AC$9, AC$9=\"All\")),INDIRECT(\"PriceBulkTask8\" & \"FY16\"),0)","v":0},0,{"$f":"IF(AND($D333=\"Lamp\", OR($F333=AE$9, AE$9=\"All\")),INDIRECT(\"PriceBulkTask9\" & \"FY16\"),0)","v":0},0,{"$f":"IF(AND($D333=\"Lamp\", OR($F333=AG$9, AG$9=\"All\")),INDIRECT(\"PriceBulkTask10\" & \"FY16\"),0)","v":0},0,{"$f":"IF(AND($D333=\"Lamp\", OR($F333=AI$9, AI$9=\"All\")),INDIRECT(\"PriceBulkTask11\" & \"FY16\"),0)","v":0},0,{"$f":"IF(AND($D333=\"Lamp\", OR($F333=AK$9, AK$9=\"All\")),INDIRECT(\"PriceBulkTask12\" & \"FY16\"),0)","v":0},0,{"$f":"IF(AND($D333=\"Lamp\", OR($F333=AM$9, AM$9=\"All\")),INDIRECT(\"PriceBulkTask13\" & \"FY16\"),0)","v":0},0,{"$f":"IF(AND($D333=\"Lamp\", OR($F333=AO$9, AO$9=\"All\")),INDIRECT(\"PriceBulkTask14\" & \"FY16\"),0)","v":0},0,0,null,{"$f":"IF($D333=\"Lamp\",$G333*INDIRECT(\"Price\" & $B333 & \"FY16\"),0)","v":0},0,{"$f":"IF($D333=\"Lamp\",INDIRECT(\"PriceVisor\" & \"FY16\"),0)","v":0},0,{"$f":"IF($D333=\"Lamp\",INDIRECT(\"PricePECell\" & \"FY16\"),0)","v":0},0,{"$f":"IF($D333=\"Lamp\",INDIRECT(\"PriceMisc\" & \"FY16\"),0)","v":0},0,0,null,0,0,0,0,0,0,0,0,0,0,null,{"$f":"IF($D333=\"Lamp\",INDIRECT(\"Price\" & $B333 & \"FY16\"),0)","v":0},0,{"$f":"IF($D333=\"Lamp\",INDIRECT(\"pRICEpecELL\" & \"FY16\"),0)","v":0},0,{"$f":"IF($D333=\"Lamp\",INDIRECT(\"PriceMisc\" & \"FY16\"),0)","v":0},0,0,null,{"$f":"IF(AND($D333=\"Lamp\"),INDIRECT(\"PriceEWP\"&\"FY16\"),0)","v":0},0,0,null,{"$f":"IF($D333=\"Connection\",VLOOKUP(C333,'Input - General'!$F$62:$N$79,6,FALSE),0)","v":0},null,0.1801212933606588,0,0,null,8.6527813038891108E-2,{"$f":"AQ333+BA333+BL333+BT333+BX333+BZ333+CD333","v":0},0]
[null,{"$f":"'Input - Inventory'!B331","v":323},{"$f":"'Input - Inventory'!C331","v":"80W MBF - Bourke Hill (P09)"},{"$f":"'Input - Inventory'!D331","v":"Luminaire"},{"$f":"'Input - Inventory'!E331","v":"NonTraffic"},{"$f":"'Input - Inventory'!F331","v":"Minor < 130w"},{"$f":"'Input - Inventory'!G331","v":0},null,"Luminaire - 80W MBF - Bourke Hill (P09)",null,0,175,0,null,0,0,0,0,0,0,0,0,0,0,0,0,0,0,0,0,0,0,0,0,0,0,0,0,0,0,0,0,0,null,0,0,0,0,0,0,0,0,0,null,0,0,0,0,0,0,0,0,0,0,null,0,0,0,0,0,0,0,null,0,0,0,null,{"$f":"IF($D334=\"Connection\",VLOOKUP(C334,'Input - General'!$F$62:$N$79,6,FALSE),0)","v":0},null,0.1801212933606588,0,0,null,8.6527813038891108E-2,0,0]
[null,{"$f":"'Input - Inventory'!B332","v":324},{"$f":"'Input - Inventory'!C332","v":"80W MBF - GEC BOSTON 2"},{"$f":"'Input - Inventory'!D332","v":"Luminaire"},{"$f":"'Input - Inventory'!E332","v":"NonTraffic"},{"$f":"'Input - Inventory'!F332","v":"Minor < 130w"},{"$f":"'Input - Inventory'!G332","v":0},null,"Luminaire - 80W MBF - GEC BOSTON 2",null,0,12,0,null,0,0,0,0,0,0,0,0,0,0,0,0,0,0,0,0,0,0,0,0,0,0,0,0,0,0,0,0,0,null,0,0,0,0,0,0,0,0,0,null,0,0,0,0,0,0,0,0,0,0,null,0,0,0,0,0,0,0,null,0,0,0,null,{"$f":"IF($D335=\"Connection\",VLOOKUP(C335,'Input - General'!$F$62:$N$79,6,FALSE),0)","v":0},null,0.1801212933606588,0,0,null,8.6527813038891108E-2,0,0]
[null,{"$f":"'Input - Inventory'!B333","v":325},{"$f":"'Input - Inventory'!C333","v":"80W MBF - NOSTALGIA"},{"$f":"'Input - Inventory'!D333","v":"Luminaire"},{"$f":"'Input - Inventory'!E333","v":"NonTraffic"},{"$f":"'Input - Inventory'!F333","v":"Minor < 130w"},{"$f":"'Input - Inventory'!G333","v":0},null,"Luminaire - 80W MBF - NOSTALGIA",null,0,562,0,null,0,0,0,0,0,0,0,0,0,0,0,0,0,0,0,0,0,0,0,0,0,0,0,0,0,0,0,0,0,null,0,0,0,0,0,0,0,0,0,null,0,0,0,0,0,0,0,0,0,0,null,0,0,0,0,0,0,0,null,0,0,0,null,{"$f":"IF($D336=\"Connection\",VLOOKUP(C336,'Input - General'!$F$62:$N$79,6,FALSE),0)","v":0},null,0.1801212933606588,0,0,null,8.6527813038891108E-2,0,0]
[null,{"$f":"'Input - Inventory'!B334","v":326},{"$f":"'Input - Inventory'!C334","v":"80W MBF - PLAIN"},{"$f":"'Input - Inventory'!D334","v":"Luminaire"},{"$f":"'Input - Inventory'!E334","v":"NonTraffic"},{"$f":"'Input - Inventory'!F334","v":"Minor < 130w"},{"$f":"'Input - Inventory'!G334","v":0},null,"Luminaire - 80W MBF - PLAIN",null,0,318,0,null,0,0,0,0,0,0,0,0,0,0,0,0,0,0,0,0,0,0,0,0,0,0,0,0,0,0,0,0,0,null,0,0,0,0,0,0,0,0,0,null,0,0,0,0,0,0,0,0,0,0,null,0,0,0,0,0,0,0,null,0,0,0,null,{"$f":"IF($D337=\"Connection\",VLOOKUP(C337,'Input - General'!$F$62:$N$79,6,FALSE),0)","v":0},null,0.1801212933606588,0,0,null,8.6527813038891108E-2,0,0]
[null,{"$f":"'Input - Inventory'!B335","v":327},{"$f":"'Input - Inventory'!C335","v":"80W MBF - PLAIN (P09)"},{"$f":"'Input - Inventory'!D335","v":"Luminaire"},{"$f":"'Input - Inventory'!E335","v":"NonTraffic"},{"$f":"'Input - Inventory'!F335","v":"Minor < 130w"},{"$f":"'Input - Inventory'!G335","v":0},null,"Luminaire - 80W MBF - PLAIN (P09)",null,0,285,0,null,0,0,0,0,0,0,0,0,0,0,0,0,0,0,0,0,0,0,0,0,0,0,0,0,0,0,0,0,0,null,0,0,0,0,0,0,0,0,0,null,0,0,0,0,0,0,0,0,0,0,null,0,0,0,0,0,0,0,null,0,0,0,null,{"$f":"IF($D338=\"Connection\",VLOOKUP(C338,'Input - General'!$F$62:$N$79,6,FALSE),0)","v":0},null,0.1801212933606588,0,0,null,8.6527813038891108E-2,0,0]
[null,{"$f":"'Input - Inventory'!B336","v":328},{"$f":"'Input - Inventory'!C336","v":"80W MBF - REGAL/FLINDERS"},{"$f":"'Input - Inventory'!D336","v":"Luminaire"},{"$f":"'Input - Inventory'!E336","v":"NonTraffic"},{"$f":"'Input - Inventory'!F336","v":"Minor < 130w"},{"$f":"'Input - Inventory'!G336","v":0},null,"Luminaire - 80W MBF - REGAL/FLINDERS",null,0,0,0,null,0,0,0,0,0,0,0,0,0,0,0,0,0,0,0,0,0,0,0,0,0,0,0,0,0,0,0,0,0,null,0,0,0,0,0,0,0,0,0,null,0,0,0,0,0,0,0,0,0,0,null,0,0,0,0,0,0,0,null,0,0,0,null,{"$f":"IF($D339=\"Connection\",VLOOKUP(C339,'Input - General'!$F$62:$N$79,6,FALSE),0)","v":0},null,0.1801212933606588,0,0,null,8.6527813038891108E-2,0,0]
[null,{"$f":"'Input - Inventory'!B337","v":329},{"$f":"'Input - Inventory'!C337","v":"80W MBF - SYLVANIA SUBUR"},{"$f":"'Input - Inventory'!D337","v":"Luminaire"},{"$f":"'Input - Inventory'!E337","v":"NonTraffic"},{"$f":"'Input - Inventory'!F337","v":"Minor < 130w"},{"$f":"'Input - Inventory'!G337","v":0},null,"Luminaire - 80W MBF - SYLVANIA SUBUR",null,0,0,0,null,0,0,0,0,0,0,0,0,0,0,0,0,0,0,0,0,0,0,0,0,0,0,0,0,0,0,0,0,0,null,0,0,0,0,0,0,0,0,0,null,0,0,0,0,0,0,0,0,0,0,null,0,0,0,0,0,0,0,null,0,0,0,null,{"$f":"IF($D340=\"Connection\",VLOOKUP(C340,'Input - General'!$F$62:$N$79,6,FALSE),0)","v":0},null,0.1801212933606588,0,0,null,8.6527813038891108E-2,0,0]
[null,{"$f":"'Input - Inventory'!B338","v":330},{"$f":"'Input - Inventory'!C338","v":"80W MBF - Sylvania Suburban (P09)"},{"$f":"'Input - Inventory'!D338","v":"Luminaire"},{"$f":"'Input - Inventory'!E338","v":"NonTraffic"},{"$f":"'Input - Inventory'!F338","v":"Minor < 130w"},{"$f":"'Input - Inventory'!G338","v":0},null,"Luminaire - 80W MBF - Sylvania Suburban (P09)",null,0,8214.5,0,null,0,0,0,0,0,0,0,0,0,0,0,0,0,0,0,0,0,0,0,0,0,0,0,0,0,0,0,0,0,null,0,0,0,0,0,0,0,0,0,null,0,0,0,0,0,0,0,0,0,0,null,0,0,0,0,0,0,0,null,0,0,0,null,{"$f":"IF($D341=\"Connection\",VLOOKUP(C341,'Input - General'!$F$62:$N$79,6,FALSE),0)","v":0},null,0.1801212933606588,0,0,null,8.6527813038891108E-2,0,0]
[null,{"$f":"'Input - Inventory'!B339","v":331},{"$f":"'Input - Inventory'!C339","v":"80W MBF BOLLARD"},{"$f":"'Input - Inventory'!D339","v":"Luminaire"},{"$f":"'Input - Inventory'!E339","v":"NonTraffic"},{"$f":"'Input - Inventory'!F339","v":"Minor < 130w"},{"$f":"'Input - Inventory'!G339","v":0},null,"Luminaire - 80W MBF BOLLARD",null,0,68,0,null,0,0,0,0,0,0,0,0,0,0,0,0,0,0,0,0,0,0,0,0,0,0,0,0,0,0,0,0,0,null,0,0,0,0,0,0,0,0,0,null,0,0,0,0,0,0,0,0,0,0,null,0,0,0,0,0,0,0,null,0,0,0,null,{"$f":"IF($D342=\"Connection\",VLOOKUP(C342,'Input - General'!$F$62:$N$79,6,FALSE),0)","v":0},null,0.1801212933606588,0,0,null,8.6527813038891108E-2,0,0]
[null,{"$f":"'Input - Inventory'!B340","v":332},{"$f":"'Input - Inventory'!C340","v":"80W MBF TOORAK"},{"$f":"'Input - Inventory'!D340","v":"Luminaire"},{"$f":"'Input - Inventory'!E340","v":"NonTraffic"},{"$f":"'Input - Inventory'!F340","v":"Minor < 130w"},{"$f":"'Input - Inventory'!G340","v":0},null,"Luminaire - 80W MBF TOORAK",null,0,107,0,null,0,0,0,0,0,0,0,0,0,0,0,0,0,0,0,0,0,0,0,0,0,0,0,0,0,0,0,0,0,null,0,0,0,0,0,0,0,0,0,null,0,0,0,0,0,0,0,0,0,0,null,0,0,0,0,0,0,0,null,0,0,0,null,{"$f":"IF($D343=\"Connection\",VLOOKUP(C343,'Input - General'!$F$62:$N$79,6,FALSE),0)","v":0},null,0.1801212933606588,0,0,null,8.6527813038891108E-2,0,0]
[null,{"$f":"'Input - Inventory'!B341","v":333},{"$f":"'Input - Inventory'!C341","v":"90W SOX"},{"$f":"'Input - Inventory'!D341","v":"Luminaire"},{"$f":"'Input - Inventory'!E341","v":"Traffic"},{"$f":"'Input - Inventory'!F341","v":"Minor < 130w"},{"$f":"'Input - Inventory'!G341","v":0},null,"Luminaire - 90W SOX",null,0,1,0,null,0,0,0,0,0,0,0,0,0,0,0,0,0,0,0,0,0,0,0,0,0,0,0,0,0,0,0,0,0,null,0,0,0,0,0,0,0,0,0,null,0,0,0,0,0,0,0,0,0,0,null,0,0,0,0,0,0,0,null,0,0,0,null,{"$f":"IF($D344=\"Connection\",VLOOKUP(C344,'Input - General'!$F$62:$N$79,6,FALSE),0)","v":0},null,0.1801212933606588,0,0,null,8.6527813038891108E-2,0,0]
[null,{"$f":"'Input - Inventory'!B342","v":334},{"$f":"'Input - Inventory'!C342","v":"EMPTY"},{"$f":"'Input - Inventory'!D342","v":"Luminaire"},{"$f":"'Input - Inventory'!E342","v":"NonTraffic"},{"$f":"'Input - Inventory'!F342","v":"Minor < 130w"},{"$f":"'Input - Inventory'!G342","v":0},null,"Luminaire - EMPTY",null,0,0,0,null,0,0,0,0,0,0,0,0,0,0,0,0,0,0,0,0,0,0,0,0,0,0,0,0,0,0,0,0,0,null,0,0,0,0,0,0,0,0,0,null,0,0,0,0,0,0,0,0,0,0,null,0,0,0,0,0,0,0,null,0,0,0,null,{"$f":"IF($D345=\"Connection\",VLOOKUP(C345,'Input - General'!$F$62:$N$79,6,FALSE),0)","v":0},null,0.1801212933606588,0,0,null,8.6527813038891108E-2,0,0]
[null,{"$f":"'Input - Inventory'!B343","v":335},{"$f":"'Input - Inventory'!C343","v":"INCANDESCENT"},{"$f":"'Input - Inventory'!D343","v":"Luminaire"},{"$f":"'Input - Inventory'!E343","v":"NonTraffic"},{"$f":"'Input - Inventory'!F343","v":"Minor < 130w"},{"$f":"'Input - Inventory'!G343","v":0},null,"Luminaire - INCANDESCENT",null,0,12,0,null,0,0,0,0,0,0,0,0,0,0,0,0,0,0,0,0,0,0,0,0,0,0,0,0,0,0,0,0,0,null,0,0,0,0,0,0,0,0,0,null,0,0,0,0,0,0,0,0,0,0,null,0,0,0,0,0,0,0,null,0,0,0,null,{"$f":"IF($D346=\"Connection\",VLOOKUP(C346,'Input - General'!$F$62:$N$79,6,FALSE),0)","v":0},null,0.1801212933606588,0,0,null,8.6527813038891108E-2,0,0]
[null,{"$f":"'Input - Inventory'!B344","v":336},{"$f":"'Input - Inventory'!C344","v":"PRIVATE"},{"$f":"'Input - Inventory'!D344","v":"Luminaire"},{"$f":"'Input - Inventory'!E344","v":"NonTraffic"},{"$f":"'Input - Inventory'!F344","v":"Minor < 130w"},{"$f":"'Input - Inventory'!G344","v":0},null,"Luminaire - PRIVATE",null,0,113,0,null,0,0,0,0,0,0,0,0,0,0,0,0,0,0,0,0,0,0,0,0,0,0,0,0,0,0,0,0,0,null,0,0,0,0,0,0,0,0,0,null,0,0,0,0,0,0,0,0,0,0,null,0,0,0,0,0,0,0,null,0,0,0,null,{"$f":"IF($D347=\"Connection\",VLOOKUP(C347,'Input - General'!$F$62:$N$79,6,FALSE),0)","v":0},null,0.1801212933606588,0,0,null,8.6527813038891108E-2,0,0]
[null,{"$f":"'Input - Inventory'!B345","v":337},{"$f":"'Input - Inventory'!C345","v":"TH FLOODLIGHT"},{"$f":"'Input - Inventory'!D345","v":"Luminaire"},{"$f":"'Input - Inventory'!E345","v":"Traffic"},{"$f":"'Input - Inventory'!F345","v":"Major > 130w"},{"$f":"'Input - Inventory'!G345","v":0},null,"Luminaire - TH FLOODLIGHT",null,0,32,0,null,0,0,0,0,0,0,0,0,0,0,0,0,0,0,0,0,0,0,0,0,0,0,0,0,0,0,0,0,0,null,0,0,0,0,0,0,0,0,0,null,0,0,0,0,0,0,0,0,0,0,null,0,0,0,0,0,0,0,null,0,0,0,null,{"$f":"IF($D348=\"Connection\",VLOOKUP(C348,'Input - General'!$F$62:$N$79,6,FALSE),0)","v":0},null,0.1801212933606588,0,0,null,8.6527813038891108E-2,0,0]
[null,{"$f":"'Input - Inventory'!B346","v":338},{"$f":"'Input - Inventory'!C346","v":"2ND LIGHT NON-TRL"},{"$f":"'Input - Inventory'!D346","v":"Support"},{"$f":"'Input - Inventory'!E346","v":"NonTraffic"},{"$f":"'Input - Inventory'!F346","v":"n/a"},{"$f":"'Input - Inventory'!G346","v":0},null,"Support - 2ND LIGHT NON-TRL",null,0,427,0,null,0,0,0,0,0,0,0,0,0,0,0,0,0,0,0,0,0,0,0,0,0,0,0,0,0,0,0,0,0,null,0,0,0,0,0,0,0,0,0,null,0,0,0,0,0,0,0,0,0,0,null,0,0,0,0,0,0,0,null,0,0,0,null,{"$f":"IF($D349=\"Connection\",VLOOKUP(C349,'Input - General'!$F$62:$N$79,6,FALSE),0)","v":0},null,0.1801212933606588,0,0,null,8.6527813038891108E-2,0,0]
[null,{"$f":"'Input - Inventory'!B347","v":339},{"$f":"'Input - Inventory'!C347","v":"2nd Light non-TRL (P09)"},{"$f":"'Input - Inventory'!D347","v":"Support"},{"$f":"'Input - Inventory'!E347","v":"NonTraffic"},{"$f":"'Input - Inventory'!F347","v":"n/a"},{"$f":"'Input - Inventory'!G347","v":0},null,"Support - 2nd Light non-TRL (P09)",null,0,56,0,null,0,0,0,0,0,0,0,0,0,0,0,0,0,0,0,0,0,0,0,0,0,0,0,0,0,0,0,0,0,null,0,0,0,0,0,0,0,0,0,null,0,0,0,0,0,0,0,0,0,0,null,0,0,0,0,0,0,0,null,0,0,0,null,{"$f":"IF($D350=\"Connection\",VLOOKUP(C350,'Input - General'!$F$62:$N$79,6,FALSE),0)","v":0},null,0.1801212933606588,0,0,null,8.6527813038891108E-2,0,0]
[null,{"$f":"'Input - Inventory'!B348","v":340},{"$f":"'Input - Inventory'!C348","v":"2ND LIGHT TRL"},{"$f":"'Input - Inventory'!D348","v":"Support"},{"$f":"'Input - Inventory'!E348","v":"Traffic"},{"$f":"'Input - Inventory'!F348","v":"n/a"},{"$f":"'Input - Inventory'!G348","v":0},null,"Support - 2ND LIGHT TRL",null,0,367,0,null,0,0,0,0,0,0,0,0,0,0,0,0,0,0,0,0,0,0,0,0,0,0,0,0,0,0,0,0,0,null,0,0,0,0,0,0,0,0,0,null,0,0,0,0,0,0,0,0,0,0,null,0,0,0,0,0,0,0,null,0,0,0,null,{"$f":"IF($D351=\"Connection\",VLOOKUP(C351,'Input - General'!$F$62:$N$79,6,FALSE),0)","v":0},null,0.1801212933606588,0,0,null,8.6527813038891108E-2,0,0]
[null,{"$f":"'Input - Inventory'!B349","v":341},{"$f":"'Input - Inventory'!C349","v":"2nd Light TRL (P09)"},{"$f":"'Input - Inventory'!D349","v":"Support"},{"$f":"'Input - Inventory'!E349","v":"Traffic"},{"$f":"'Input - Inventory'!F349","v":"n/a"},{"$f":"'Input - Inventory'!G349","v":0},null,"Support - 2nd Light TRL (P09)",null,0,18,0,null,0,0,0,0,0,0,0,0,0,0,0,0,0,0,0,0,0,0,0,0,0,0,0,0,0,0,0,0,0,null,0,0,0,0,0,0,0,0,0,null,0,0,0,0,0,0,0,0,0,0,null,0,0,0,0,0,0,0,null,0,0,0,null,{"$f":"IF($D352=\"Connection\",VLOOKUP(C352,'Input - General'!$F$62:$N$79,6,FALSE),0)","v":0},null,0.1801212933606588,0,0,null,8.6527813038891108E-2,0,0]
[null,{"$f":"'Input - Inventory'!B350","v":342},{"$f":"'Input - Inventory'!C350","v":"BOLLARD"},{"$f":"'Input - Inventory'!D350","v":"Support"},{"$f":"'Input - Inventory'!E350","v":"NonTraffic"},{"$f":"'Input - Inventory'!F350","v":"n/a"},{"$f":"'Input - Inventory'!G350","v":0},null,"Support - BOLLARD",null,0,73,0,null,0,0,0,0,0,0,0,0,0,0,0,0,0,0,0,0,0,0,0,0,0,0,0,0,0,0,0,0,0,null,0,0,0,0,0,0,0,0,0,null,0,0,0,0,0,0,0,0,0,0,null,0,0,0,0,0,0,0,null,0,0,0,null,{"$f":"IF($D353=\"Connection\",VLOOKUP(C353,'Input - General'!$F$62:$N$79,6,FALSE),0)","v":0},null,0.1801212933606588,0,0,null,8.6527813038891108E-2,0,0]
[null,{"$f":"'Input - Inventory'!B351","v":343},{"$f":"'Input - Inventory'!C351","v":"COLUMN 10.5M-13.5M"},{"$f":"'Input - Inventory'!D351","v":"Support"},{"$f":"'Input - Inventory'!E351","v":"Traffic"},{"$f":"'Input - Inventory'!F351","v":"n/a"},{"$f":"'Input - Inventory'!G351","v":0},null,"Support - COLUMN 10.5M-13.5M",null,0,9205,0,null,0,0,0,0,0,0,0,0,0,0,0,0,0,0,0,0,0,0,0,0,0,0,0,0,0,0,0,0,0,null,0,0,0,0,0,0,0,0,0,null,0,0,0,0,0,0,0,0,0,0,null,0,0,0,0,0,0,0,null,0,0,0,null,{"$f":"IF($D354=\"Connection\",VLOOKUP(C354,'Input - General'!$F$62:$N$79,6,FALSE),0)","v":0},null,0.1801212933606588,0,0,null,8.6527813038891108E-2,0,0]
[null,{"$f":"'Input - Inventory'!B352","v":344},{"$f":"'Input - Inventory'!C352","v":"Column 10.5m-13.5m (P09)"},{"$f":"'Input - Inventory'!D352","v":"Support"},{"$f":"'Input - Inventory'!E352","v":"Traffic"},{"$f":"'Input - Inventory'!F352","v":"n/a"},{"$f":"'Input - Inventory'!G352","v":0},null,"Support - Column 10.5m-13.5m (P09)",null,0,850,0,null,0,0,0,0,0,0,0,0,0,0,0,0,0,0,0,0,0,0,0,0,0,0,0,0,0,0,0,0,0,null,0,0,0,0,0,0,0,0,0,null,0,0,0,0,0,0,0,0,0,0,null,0,0,0,0,0,0,0,null,0,0,0,null,{"$f":"IF($D355=\"Connection\",VLOOKUP(C355,'Input - General'!$F$62:$N$79,6,FALSE),0)","v":0},null,0.1801212933606588,0,0,null,8.6527813038891108E-2,0,0]
[null,{"$f":"'Input - Inventory'!B353","v":345},{"$f":"'Input - Inventory'!C353","v":"COLUMN 14M-15M"},{"$f":"'Input - Inventory'!D353","v":"Support"},{"$f":"'Input - Inventory'!E353","v":"Traffic"},{"$f":"'Input - Inventory'!F353","v":"n/a"},{"$f":"'Input - Inventory'!G353","v":0},null,{"$f":"CONCATENATE(D356,\" - \",C356)","v":"Support - COLUMN 14M-15M"},null,0,34,{"$f":"L356*K356","v":0},null,0,{"$f":"IF(AND($D356=\"Lamp\",CycleBulkTask1<>0, OR($F356=O$9,O$9=\"All\")),1/CycleBulkTask1,0)","v":0},0,{"$f":"IF(AND($D356=\"Lamp\",CycleBulkTask2<>0, OR($F356=Q$9,Q$9=\"All\")),1/CycleBulkTask2,0)","v":0},0,{"$f":"IF(AND($D356=\"Lamp\",CycleBulkTask3<>0, OR($F356=S$9,S$9=\"All\")),1/CycleBulkTask3,0)","v":0},0,{"$f":"IF(AND($D356=\"Lamp\",CycleBulkTask4<>0, OR($F356=U$9,U$9=\"All\")),1/CycleBulkTask4,0)","v":0},0,{"$f":"IF(AND($D356=\"Lamp\",CycleBulkTask5<>0, OR($F356=W$9,W$9=\"All\")),1/CycleBulkTask5,0)","v":0},0,{"$f":"IF(AND($D356=\"Lamp\",CycleBulkTask6<>0, OR($F356=Y$9,Y$9=\"All\")),1/CycleBulkTask6,0)","v":0},0,{"$f":"IF(AND($D356=\"Lamp\",CycleBulkTask7<>0, OR($F356=AA$9,AA$9=\"All\")),1/CycleBulkTask7,0)","v":0},0,{"$f":"IF(AND($D356=\"Lamp\",CycleBulkTask8<>0, OR($F356=AC$9,AC$9=\"All\")),1/CycleBulkTask8,0)","v":0},0,{"$f":"IF(AND($D356=\"Lamp\",CycleBulkTask9<>0, OR($F356=AE$9,AE$9=\"All\")),1/CycleBulkTask9,0)","v":0},0,{"$f":"IF(AND($D356=\"Lamp\",CycleBulkTask10<>0, OR($F356=AG$9,AG$9=\"All\")),1/CycleBulkTask10,0)","v":0},0,{"$f":"IF(AND($D356=\"Lamp\",CycleBulkTask11<>0, OR($F356=AI$9,AI$9=\"All\")),1/CycleBulkTask11,0)","v":0},0,{"$f":"IF(AND($D356=\"Lamp\",CycleBulkTask12<>0, OR($F356=AK$9,AK$9=\"All\")),1/CycleBulkTask12,0)","v":0},0,{"$f":"IF(AND($D356=\"Lamp\",CycleBulkTask13<>0, OR($F356=AM$9,AM$9=\"All\")),1/CycleBulkTask13,0)","v":0},0,{"$f":"IF(AND($D356=\"Lamp\",CycleBulkTask14<>0, OR($F356=AO$9,AO$9=\"All\")),1/CycleBulkTask14,0)","v":0},{"$f":"O356*P356+Q356*R356+S356*T356+U356*V356+W356*X356+Y356*Z356+AA356*AB356+AC356*AD356+AE356*AF356+AG356*AH356+AI356*AJ356+AK356*AL356+AM356*AN356+AO356*AP356","v":0},null,0,{"$f":"MAX(P356,R356)","v":0},0,{"$f":"MAX(T356,V356)","v":0},0,{"$f":"X356","v":0},0,0,{"$f":"AS356*AT356+AU356*AV356+AW356*AX356+AY356*AZ356","v":0},null,0,{"$f":"BO356","v":0},0,0,{"$f":"BQ356","v":0},0,0,{"$f":"BS356","v":0},0,{"$f":"BC356*BD356*BE356+BF356*BG356*BH356+BI356*BJ356*BK356","v":0},null,0,0,0,0,0,0,{"$f":"BN356*BO356+BP356*BQ356+BR356*BS356","v":0},null,0,{"$f":"BD356*BE356+BG356*BH356+BJ356*BK356","v":0},{"$f":"BV356*BW356","v":0},null,{"$f":"IF($D356=\"Connection\",VLOOKUP(C356,'Input - General'!$F$62:$N$79,6,FALSE),0)","v":0},null,0.1801212933606588,{"$f":"BX356+BL356+BT356+BA356+AQ356+BZ356","v":0},{"$f":"CC356*CB356","v":0},null,8.6527813038891108E-2,0,{"$f":"CG356*CF356","v":0}]
[null,{"$f":"'Input - Inventory'!B354","v":346},{"$f":"'Input - Inventory'!C354","v":"COLUMN 2.5M-3.5M"},{"$f":"'Input - Inventory'!D354","v":"Support"},{"$f":"'Input - Inventory'!E354","v":"NonTraffic"},{"$f":"'Input - Inventory'!F354","v":"n/a"},{"$f":"'Input - Inventory'!G354","v":0},null,"Support - COLUMN 2.5M-3.5M",null,0,223,0,null,0,0,0,0,0,0,0,0,0,0,0,0,0,0,0,0,0,0,0,0,0,0,0,0,0,0,0,0,0,null,0,0,0,0,0,0,0,0,0,null,0,0,0,0,0,0,0,0,0,0,null,0,0,0,0,0,0,0,null,0,0,0,null,{"$f":"IF($D357=\"Connection\",VLOOKUP(C357,'Input - General'!$F$62:$N$79,6,FALSE),0)","v":0},null,0.1801212933606588,0,0,null,8.6527813038891108E-2,0,0]
[null,{"$f":"'Input - Inventory'!B355","v":347},{"$f":"'Input - Inventory'!C355","v":"Column 2.5m-3.5m (P09)"},{"$f":"'Input - Inventory'!D355","v":"Support"},{"$f":"'Input - Inventory'!E355","v":"NonTraffic"},{"$f":"'Input - Inventory'!F355","v":"n/a"},{"$f":"'Input - Inventory'!G355","v":0},null,"Support - Column 2.5m-3.5m (P09)",null,0,75,0,null,0,0,0,0,0,0,0,0,0,0,0,0,0,0,0,0,0,0,0,0,0,0,0,0,0,0,0,0,0,null,0,0,0,0,0,0,0,0,0,null,0,0,0,0,0,0,0,0,0,0,null,0,0,0,0,0,0,0,null,0,0,0,null,{"$f":"IF($D358=\"Connection\",VLOOKUP(C358,'Input - General'!$F$62:$N$79,6,FALSE),0)","v":0},null,0.1801212933606588,0,0,null,8.6527813038891108E-2,0,0]
[null,{"$f":"'Input - Inventory'!B356","v":348},{"$f":"'Input - Inventory'!C356","v":"COLUMN 4-6.5M ORION WATE"},{"$f":"'Input - Inventory'!D356","v":"Support"},{"$f":"'Input - Inventory'!E356","v":"NonTraffic"},{"$f":"'Input - Inventory'!F356","v":"n/a"},{"$f":"'Input - Inventory'!G356","v":0},null,"Support - COLUMN 4-6.5M ORION WATE",null,0,0,0,null,0,0,0,0,0,0,0,0,0,0,0,0,0,0,0,0,0,0,0,0,0,0,0,0,0,0,0,0,0,null,0,0,0,0,0,0,0,0,0,null,0,0,0,0,0,0,0,0,0,0,null,0,0,0,0,0,0,0,null,0,0,0,null,{"$f":"IF($D359=\"Connection\",VLOOKUP(C359,'Input - General'!$F$62:$N$79,6,FALSE),0)","v":0},null,0.1801212933606588,0,0,null,8.6527813038891108E-2,0,0]
[null,{"$f":"'Input - Inventory'!B357","v":349},{"$f":"'Input - Inventory'!C357","v":"COLUMN 4M-6.5M"},{"$f":"'Input - Inventory'!D357","v":"Support"},{"$f":"'Input - Inventory'!E357","v":"NonTraffic"},{"$f":"'Input - Inventory'!F357","v":"n/a"},{"$f":"'Input - Inventory'!G357","v":0},null,"Support - COLUMN 4M-6.5M",null,0,17881,0,null,0,0,0,0,0,0,0,0,0,0,0,0,0,0,0,0,0,0,0,0,0,0,0,0,0,0,0,0,0,null,0,0,0,0,0,0,0,0,0,null,0,0,0,0,0,0,0,0,0,0,null,0,0,0,0,0,0,0,null,0,0,0,null,{"$f":"IF($D360=\"Connection\",VLOOKUP(C360,'Input - General'!$F$62:$N$79,6,FALSE),0)","v":0},null,0.1801212933606588,0,0,null,8.6527813038891108E-2,0,0]
[null,{"$f":"'Input - Inventory'!B358","v":350},{"$f":"'Input - Inventory'!C358","v":"Column 4m-6.5m (P09)"},{"$f":"'Input - Inventory'!D358","v":"Support"},{"$f":"'Input - Inventory'!E358","v":"NonTraffic"},{"$f":"'Input - Inventory'!F358","v":"n/a"},{"$f":"'Input - Inventory'!G358","v":0},null,"Support - Column 4m-6.5m (P09)",null,0,4025,0,null,0,0,0,0,0,0,0,0,0,0,0,0,0,0,0,0,0,0,0,0,0,0,0,0,0,0,0,0,0,null,0,0,0,0,0,0,0,0,0,null,0,0,0,0,0,0,0,0,0,0,null,0,0,0,0,0,0,0,null,0,0,0,null,{"$f":"IF($D361=\"Connection\",VLOOKUP(C361,'Input - General'!$F$62:$N$79,6,FALSE),0)","v":0},null,0.1801212933606588,0,0,null,8.6527813038891108E-2,0,0]
[null,{"$f":"'Input - Inventory'!B359","v":351},{"$f":"'Input - Inventory'!C359","v":"COLUMN 7M-10M"},{"$f":"'Input - Inventory'!D359","v":"Support"},{"$f":"'Input - Inventory'!E359","v":"Traffic"},{"$f":"'Input - Inventory'!F359","v":"n/a"},{"$f":"'Input - Inventory'!G359","v":0},null,"Support - COLUMN 7M-10M",null,0,5824,0,null,0,0,0,0,0,0,0,0,0,0,0,0,0,0,0,0,0,0,0,0,0,0,0,0,0,0,0,0,0,null,0,0,0,0,0,0,0,0,0,null,0,0,0,0,0,0,0,0,0,0,null,0,0,0,0,0,0,0,null,0,0,0,null,{"$f":"IF($D362=\"Connection\",VLOOKUP(C362,'Input - General'!$F$62:$N$79,6,FALSE),0)","v":0},null,0.1801212933606588,0,0,null,8.6527813038891108E-2,0,0]
[null,{"$f":"'Input - Inventory'!B360","v":352},{"$f":"'Input - Inventory'!C360","v":"Column 7m-10m (P09)"},{"$f":"'Input - Inventory'!D360","v":"Support"},{"$f":"'Input - Inventory'!E360","v":"Traffic"},{"$f":"'Input - Inventory'!F360","v":"n/a"},{"$f":"'Input - Inventory'!G360","v":0},null,"Support - Column 7m-10m (P09)",null,0,678,0,null,0,0,0,0,0,0,0,0,0,0,0,0,0,0,0,0,0,0,0,0,0,0,0,0,0,0,0,0,0,null,0,0,0,0,0,0,0,0,0,null,0,0,0,0,0,0,0,0,0,0,null,0,0,0,0,0,0,0,null,0,0,0,null,{"$f":"IF($D363=\"Connection\",VLOOKUP(C363,'Input - General'!$F$62:$N$79,6,FALSE),0)","v":0},null,0.1801212933606588,0,0,null,8.6527813038891108E-2,0,0]
[null,{"$f":"'Input - Inventory'!B361","v":353},{"$f":"'Input - Inventory'!C361","v":"DECORATIVE COLUMN"},{"$f":"'Input - Inventory'!D361","v":"Support"},{"$f":"'Input - Inventory'!E361","v":"NonTraffic"},{"$f":"'Input - Inventory'!F361","v":"n/a"},{"$f":"'Input - Inventory'!G361","v":0},null,"Support - DECORATIVE COLUMN",null,0,2093,0,null,0,0,0,0,0,0,0,0,0,0,0,0,0,0,0,0,0,0,0,0,0,0,0,0,0,0,0,0,0,null,0,0,0,0,0,0,0,0,0,null,0,0,0,0,0,0,0,0,0,0,null,0,0,0,0,0,0,0,null,0,0,0,null,{"$f":"IF($D364=\"Connection\",VLOOKUP(C364,'Input - General'!$F$62:$N$79,6,FALSE),0)","v":0},null,0.1801212933606588,0,0,null,8.6527813038891108E-2,0,0]
[null,{"$f":"'Input - Inventory'!B362","v":354},{"$f":"'Input - Inventory'!C362","v":"DEDICATED SUPPORT & COND"},{"$f":"'Input - Inventory'!D362","v":"Support"},{"$f":"'Input - Inventory'!E362","v":"NonTraffic"},{"$f":"'Input - Inventory'!F362","v":"n/a"},{"$f":"'Input - Inventory'!G362","v":0},null,"Support - DEDICATED SUPPORT & COND",null,0,0,0,null,0,0,0,0,0,0,0,0,0,0,0,0,0,0,0,0,0,0,0,0,0,0,0,0,0,0,0,0,0,null,0,0,0,0,0,0,0,0,0,null,0,0,0,0,0,0,0,0,0,0,null,0,0,0,0,0,0,0,null,0,0,0,null,{"$f":"IF($D365=\"Connection\",VLOOKUP(C365,'Input - General'!$F$62:$N$79,6,FALSE),0)","v":0},null,0.1801212933606588,0,0,null,8.6527813038891108E-2,0,0]
[null,{"$f":"'Input - Inventory'!B363","v":355},{"$f":"'Input - Inventory'!C363","v":"Dedicated Support & Conductor (P09)"},{"$f":"'Input - Inventory'!D363","v":"Support"},{"$f":"'Input - Inventory'!E363","v":"NonTraffic"},{"$f":"'Input - Inventory'!F363","v":"n/a"},{"$f":"'Input - Inventory'!G363","v":0},null,"Support - Dedicated Support & Conductor (P09)",null,0,48,0,null,0,0,0,0,0,0,0,0,0,0,0,0,0,0,0,0,0,0,0,0,0,0,0,0,0,0,0,0,0,null,0,0,0,0,0,0,0,0,0,null,0,0,0,0,0,0,0,0,0,0,null,0,0,0,0,0,0,0,null,0,0,0,null,{"$f":"IF($D366=\"Connection\",VLOOKUP(C366,'Input - General'!$F$62:$N$79,6,FALSE),0)","v":0},null,0.1801212933606588,0,0,null,8.6527813038891108E-2,0,0]
[null,{"$f":"'Input - Inventory'!B364","v":356},{"$f":"'Input - Inventory'!C364","v":"EMPTY"},{"$f":"'Input - Inventory'!D364","v":"Support"},{"$f":"'Input - Inventory'!E364","v":"NonTraffic"},{"$f":"'Input - Inventory'!F364","v":"n/a"},{"$f":"'Input - Inventory'!G364","v":0},null,"Support - EMPTY",null,0,0,0,null,0,0,0,0,0,0,0,0,0,0,0,0,0,0,0,0,0,0,0,0,0,0,0,0,0,0,0,0,0,null,0,0,0,0,0,0,0,0,0,null,0,0,0,0,0,0,0,0,0,0,null,0,0,0,0,0,0,0,null,0,0,0,null,{"$f":"IF($D367=\"Connection\",VLOOKUP(C367,'Input - General'!$F$62:$N$79,6,FALSE),0)","v":0},null,0.1801212933606588,0,0,null,8.6527813038891108E-2,0,0]
[null,{"$f":"'Input - Inventory'!B365","v":357},{"$f":"'Input - Inventory'!C365","v":"HYDE PARK STANDARD"},{"$f":"'Input - Inventory'!D365","v":"Support"},{"$f":"'Input - Inventory'!E365","v":"NonTraffic"},{"$f":"'Input - Inventory'!F365","v":"n/a"},{"$f":"'Input - Inventory'!G365","v":0},null,"Support - HYDE PARK STANDARD",null,0,184,0,null,0,0,0,0,0,0,0,0,0,0,0,0,0,0,0,0,0,0,0,0,0,0,0,0,0,0,0,0,0,null,0,0,0,0,0,0,0,0,0,null,0,0,0,0,0,0,0,0,0,0,null,0,0,0,0,0,0,0,null,0,0,0,null,{"$f":"IF($D368=\"Connection\",VLOOKUP(C368,'Input - General'!$F$62:$N$79,6,FALSE),0)","v":0},null,0.1801212933606588,0,0,null,8.6527813038891108E-2,0,0]
[null,{"$f":"'Input - Inventory'!B366","v":358},{"$f":"'Input - Inventory'!C366","v":"MACQUARIE STANDARD"},{"$f":"'Input - Inventory'!D366","v":"Support"},{"$f":"'Input - Inventory'!E366","v":"Traffic"},{"$f":"'Input - Inventory'!F366","v":"n/a"},{"$f":"'Input - Inventory'!G366","v":0},null,"Support - MACQUARIE STANDARD",null,0,28,0,null,0,0,0,0,0,0,0,0,0,0,0,0,0,0,0,0,0,0,0,0,0,0,0,0,0,0,0,0,0,null,0,0,0,0,0,0,0,0,0,null,0,0,0,0,0,0,0,0,0,0,null,0,0,0,0,0,0,0,null,0,0,0,null,{"$f":"IF($D369=\"Connection\",VLOOKUP(C369,'Input - General'!$F$62:$N$79,6,FALSE),0)","v":0},null,0.1801212933606588,0,0,null,8.6527813038891108E-2,0,0]
[null,{"$f":"'Input - Inventory'!B367","v":359},{"$f":"'Input - Inventory'!C367","v":"Macquarie Standard (P09)"},{"$f":"'Input - Inventory'!D367","v":"Support"},{"$f":"'Input - Inventory'!E367","v":"NonTraffic"},{"$f":"'Input - Inventory'!F367","v":"n/a"},{"$f":"'Input - Inventory'!G367","v":0},null,"Support - Macquarie Standard (P09)",null,0,7,0,null,0,0,0,0,0,0,0,0,0,0,0,0,0,0,0,0,0,0,0,0,0,0,0,0,0,0,0,0,0,null,0,0,0,0,0,0,0,0,0,null,0,0,0,0,0,0,0,0,0,0,null,0,0,0,0,0,0,0,null,0,0,0,null,{"$f":"IF($D370=\"Connection\",VLOOKUP(C370,'Input - General'!$F$62:$N$79,6,FALSE),0)","v":0},null,0.1801212933606588,0,0,null,8.6527813038891108E-2,0,0]
[null,{"$f":"'Input - Inventory'!B368","v":360},{"$f":"'Input - Inventory'!C368","v":"MAST 15.5M-30M"},{"$f":"'Input - Inventory'!D368","v":"Support"},{"$f":"'Input - Inventory'!E368","v":"Traffic"},{"$f":"'Input - Inventory'!F368","v":"n/a"},{"$f":"'Input - Inventory'!G368","v":0},null,"Support - MAST 15.5M-30M",null,0,15,0,null,0,0,0,0,0,0,0,0,0,0,0,0,0,0,0,0,0,0,0,0,0,0,0,0,0,0,0,0,0,null,0,0,0,0,0,0,0,0,0,null,0,0,0,0,0,0,0,0,0,0,null,0,0,0,0,0,0,0,null,0,0,0,null,{"$f":"IF($D371=\"Connection\",VLOOKUP(C371,'Input - General'!$F$62:$N$79,6,FALSE),0)","v":0},null,0.1801212933606588,0,0,null,8.6527813038891108E-2,0,0]
[null,{"$f":"'Input - Inventory'!B369","v":361},{"$f":"'Input - Inventory'!C369","v":"MAST 23M"},{"$f":"'Input - Inventory'!D369","v":"Support"},{"$f":"'Input - Inventory'!E369","v":"Traffic"},{"$f":"'Input - Inventory'!F369","v":"n/a"},{"$f":"'Input - Inventory'!G369","v":0},null,"Support - MAST 23M",null,0,3,0,null,0,0,0,0,0,0,0,0,0,0,0,0,0,0,0,0,0,0,0,0,0,0,0,0,0,0,0,0,0,null,0,0,0,0,0,0,0,0,0,null,0,0,0,0,0,0,0,0,0,0,null,0,0,0,0,0,0,0,null,0,0,0,null,{"$f":"IF($D372=\"Connection\",VLOOKUP(C372,'Input - General'!$F$62:$N$79,6,FALSE),0)","v":0},null,0.1801212933606588,0,0,null,8.6527813038891108E-2,0,0]
[null,{"$f":"'Input - Inventory'!B370","v":362},{"$f":"'Input - Inventory'!C370","v":"MAST 25M"},{"$f":"'Input - Inventory'!D370","v":"Support"},{"$f":"'Input - Inventory'!E370","v":"Traffic"},{"$f":"'Input - Inventory'!F370","v":"n/a"},{"$f":"'Input - Inventory'!G370","v":0},null,"Support - MAST 25M",null,0,4,0,null,0,0,0,0,0,0,0,0,0,0,0,0,0,0,0,0,0,0,0,0,0,0,0,0,0,0,0,0,0,null,0,0,0,0,0,0,0,0,0,null,0,0,0,0,0,0,0,0,0,0,null,0,0,0,0,0,0,0,null,0,0,0,null,{"$f":"IF($D373=\"Connection\",VLOOKUP(C373,'Input - General'!$F$62:$N$79,6,FALSE),0)","v":0},null,0.1801212933606588,0,0,null,8.6527813038891108E-2,0,0]
[null,{"$f":"'Input - Inventory'!B371","v":363},{"$f":"'Input - Inventory'!C371","v":"ORION DOUBLE ARM"},{"$f":"'Input - Inventory'!D371","v":"Support"},{"$f":"'Input - Inventory'!E371","v":"NonTraffic"},{"$f":"'Input - Inventory'!F371","v":"n/a"},{"$f":"'Input - Inventory'!G371","v":0},null,"Support - ORION DOUBLE ARM",null,0,6,0,null,0,0,0,0,0,0,0,0,0,0,0,0,0,0,0,0,0,0,0,0,0,0,0,0,0,0,0,0,0,null,0,0,0,0,0,0,0,0,0,null,0,0,0,0,0,0,0,0,0,0,null,0,0,0,0,0,0,0,null,0,0,0,null,{"$f":"IF($D374=\"Connection\",VLOOKUP(C374,'Input - General'!$F$62:$N$79,6,FALSE),0)","v":0},null,0.1801212933606588,0,0,null,8.6527813038891108E-2,0,0]
[null,{"$f":"'Input - Inventory'!B372","v":364},{"$f":"'Input - Inventory'!C372","v":"Orion Double Arm (P09)"},{"$f":"'Input - Inventory'!D372","v":"Support"},{"$f":"'Input - Inventory'!E372","v":"NonTraffic"},{"$f":"'Input - Inventory'!F372","v":"n/a"},{"$f":"'Input - Inventory'!G372","v":0},null,"Support - Orion Double Arm (P09)",null,0,1,0,null,0,0,0,0,0,0,0,0,0,0,0,0,0,0,0,0,0,0,0,0,0,0,0,0,0,0,0,0,0,null,0,0,0,0,0,0,0,0,0,null,0,0,0,0,0,0,0,0,0,0,null,0,0,0,0,0,0,0,null,0,0,0,null,{"$f":"IF($D375=\"Connection\",VLOOKUP(C375,'Input - General'!$F$62:$N$79,6,FALSE),0)","v":0},null,0.1801212933606588,0,0,null,8.6527813038891108E-2,0,0]
[null,{"$f":"'Input - Inventory'!B373","v":365},{"$f":"'Input - Inventory'!C373","v":"POLO 10.5M DECORATIVE 2M"},{"$f":"'Input - Inventory'!D373","v":"Support"},{"$f":"'Input - Inventory'!E373","v":"NonTraffic"},{"$f":"'Input - Inventory'!F373","v":"n/a"},{"$f":"'Input - Inventory'!G373","v":0},null,"Support - POLO 10.5M DECORATIVE 2M",null,0,0,0,null,0,0,0,0,0,0,0,0,0,0,0,0,0,0,0,0,0,0,0,0,0,0,0,0,0,0,0,0,0,null,0,0,0,0,0,0,0,0,0,null,0,0,0,0,0,0,0,0,0,0,null,0,0,0,0,0,0,0,null,0,0,0,null,{"$f":"IF($D376=\"Connection\",VLOOKUP(C376,'Input - General'!$F$62:$N$79,6,FALSE),0)","v":0},null,0.1801212933606588,0,0,null,8.6527813038891108E-2,0,0]
[null,{"$f":"'Input - Inventory'!B374","v":366},{"$f":"'Input - Inventory'!C374","v":"POLO 4.5M DECORATIVE 1.2"},{"$f":"'Input - Inventory'!D374","v":"Support"},{"$f":"'Input - Inventory'!E374","v":"NonTraffic"},{"$f":"'Input - Inventory'!F374","v":"n/a"},{"$f":"'Input - Inventory'!G374","v":0},null,"Support - POLO 4.5M DECORATIVE 1.2",null,0,0,0,null,0,0,0,0,0,0,0,0,0,0,0,0,0,0,0,0,0,0,0,0,0,0,0,0,0,0,0,0,0,null,0,0,0,0,0,0,0,0,0,null,0,0,0,0,0,0,0,0,0,0,null,0,0,0,0,0,0,0,null,0,0,0,null,{"$f":"IF($D377=\"Connection\",VLOOKUP(C377,'Input - General'!$F$62:$N$79,6,FALSE),0)","v":0},null,0.1801212933606588,0,0,null,8.6527813038891108E-2,0,0]
[null,{"$f":"'Input - Inventory'!B375","v":367},{"$f":"'Input - Inventory'!C375","v":"PRIVATE"},{"$f":"'Input - Inventory'!D375","v":"Support"},{"$f":"'Input - Inventory'!E375","v":"NonTraffic"},{"$f":"'Input - Inventory'!F375","v":"n/a"},{"$f":"'Input - Inventory'!G375","v":0},null,"Support - PRIVATE",null,0,113,0,null,0,0,0,0,0,0,0,0,0,0,0,0,0,0,0,0,0,0,0,0,0,0,0,0,0,0,0,0,0,null,0,0,0,0,0,0,0,0,0,null,0,0,0,0,0,0,0,0,0,0,null,0,0,0,0,0,0,0,null,0,0,0,null,{"$f":"IF($D378=\"Connection\",VLOOKUP(C378,'Input - General'!$F$62:$N$79,6,FALSE),0)","v":0},null,0.1801212933606588,0,0,null,8.6527813038891108E-2,0,0]
[null,{"$f":"'Input - Inventory'!B376","v":368},{"$f":"'Input - Inventory'!C376","v":"Private (P09)"},{"$f":"'Input - Inventory'!D376","v":"Support"},{"$f":"'Input - Inventory'!E376","v":"NonTraffic"},{"$f":"'Input - Inventory'!F376","v":"n/a"},{"$f":"'Input - Inventory'!G376","v":0},null,"Support - Private (P09)",null,0,10,0,null,0,0,0,0,0,0,0,0,0,0,0,0,0,0,0,0,0,0,0,0,0,0,0,0,0,0,0,0,0,null,0,0,0,0,0,0,0,0,0,null,0,0,0,0,0,0,0,0,0,0,null,0,0,0,0,0,0,0,null,0,0,0,null,{"$f":"IF($D379=\"Connection\",VLOOKUP(C379,'Input - General'!$F$62:$N$79,6,FALSE),0)","v":0},null,0.1801212933606588,0,0,null,8.6527813038891108E-2,0,0]
[null,{"$f":"'Input - Inventory'!B377","v":369},{"$f":"'Input - Inventory'!C377","v":"ROCKS STANDARD"},{"$f":"'Input - Inventory'!D377","v":"Support"},{"$f":"'Input - Inventory'!E377","v":"NonTraffic"},{"$f":"'Input - Inventory'!F377","v":"n/a"},{"$f":"'Input - Inventory'!G377","v":0},null,"Support - ROCKS STANDARD",null,0,1829,0,null,0,0,0,0,0,0,0,0,0,0,0,0,0,0,0,0,0,0,0,0,0,0,0,0,0,0,0,0,0,null,0,0,0,0,0,0,0,0,0,null,0,0,0,0,0,0,0,0,0,0,null,0,0,0,0,0,0,0,null,0,0,0,null,{"$f":"IF($D380=\"Connection\",VLOOKUP(C380,'Input - General'!$F$62:$N$79,6,FALSE),0)","v":0},null,0.1801212933606588,0,0,null,8.6527813038891108E-2,0,0]
[null,{"$f":"'Input - Inventory'!B378","v":370},{"$f":"'Input - Inventory'!C378","v":"SMARTPOLE A"},{"$f":"'Input - Inventory'!D378","v":"Support"},{"$f":"'Input - Inventory'!E378","v":"NonTraffic"},{"$f":"'Input - Inventory'!F378","v":"n/a"},{"$f":"'Input - Inventory'!G378","v":0},null,"Support - SMARTPOLE A",null,0,5,0,null,0,0,0,0,0,0,0,0,0,0,0,0,0,0,0,0,0,0,0,0,0,0,0,0,0,0,0,0,0,null,0,0,0,0,0,0,0,0,0,null,0,0,0,0,0,0,0,0,0,0,null,0,0,0,0,0,0,0,null,0,0,0,null,{"$f":"IF($D381=\"Connection\",VLOOKUP(C381,'Input - General'!$F$62:$N$79,6,FALSE),0)","v":0},null,0.1801212933606588,0,0,null,8.6527813038891108E-2,0,0]
[null,{"$f":"'Input - Inventory'!B379","v":371},{"$f":"'Input - Inventory'!C379","v":"SMARTPOLE AB"},{"$f":"'Input - Inventory'!D379","v":"Support"},{"$f":"'Input - Inventory'!E379","v":"NonTraffic"},{"$f":"'Input - Inventory'!F379","v":"n/a"},{"$f":"'Input - Inventory'!G379","v":0},null,"Support - SMARTPOLE AB",null,0,0,0,null,0,0,0,0,0,0,0,0,0,0,0,0,0,0,0,0,0,0,0,0,0,0,0,0,0,0,0,0,0,null,0,0,0,0,0,0,0,0,0,null,0,0,0,0,0,0,0,0,0,0,null,0,0,0,0,0,0,0,null,0,0,0,null,{"$f":"IF($D382=\"Connection\",VLOOKUP(C382,'Input - General'!$F$62:$N$79,6,FALSE),0)","v":0},null,0.1801212933606588,0,0,null,8.6527813038891108E-2,0,0]
[null,{"$f":"'Input - Inventory'!B380","v":372},{"$f":"'Input - Inventory'!C380","v":"SMARTPOLE B"},{"$f":"'Input - Inventory'!D380","v":"Support"},{"$f":"'Input - Inventory'!E380","v":"NonTraffic"},{"$f":"'Input - Inventory'!F380","v":"n/a"},{"$f":"'Input - Inventory'!G380","v":0},null,"Support - SMARTPOLE B",null,0,0,0,null,0,0,0,0,0,0,0,0,0,0,0,0,0,0,0,0,0,0,0,0,0,0,0,0,0,0,0,0,0,null,0,0,0,0,0,0,0,0,0,null,0,0,0,0,0,0,0,0,0,0,null,0,0,0,0,0,0,0,null,0,0,0,null,{"$f":"IF($D383=\"Connection\",VLOOKUP(C383,'Input - General'!$F$62:$N$79,6,FALSE),0)","v":0},null,0.1801212933606588,0,0,null,8.6527813038891108E-2,0,0]
[null,{"$f":"'Input - Inventory'!B381","v":373},{"$f":"'Input - Inventory'!C381","v":"SMARTPOLE C"},{"$f":"'Input - Inventory'!D381","v":"Support"},{"$f":"'Input - Inventory'!E381","v":"NonTraffic"},{"$f":"'Input - Inventory'!F381","v":"n/a"},{"$f":"'Input - Inventory'!G381","v":0},null,"Support - SMARTPOLE C",null,0,0,0,null,0,0,0,0,0,0,0,0,0,0,0,0,0,0,0,0,0,0,0,0,0,0,0,0,0,0,0,0,0,null,0,0,0,0,0,0,0,0,0,null,0,0,0,0,0,0,0,0,0,0,null,0,0,0,0,0,0,0,null,0,0,0,null,{"$f":"IF($D384=\"Connection\",VLOOKUP(C384,'Input - General'!$F$62:$N$79,6,FALSE),0)","v":0},null,0.1801212933606588,0,0,null,8.6527813038891108E-2,0,0]
[null,{"$f":"'Input - Inventory'!B382","v":374},{"$f":"'Input - Inventory'!C382","v":"SUSPENDED"},{"$f":"'Input - Inventory'!D382","v":"Support"},{"$f":"'Input - Inventory'!E382","v":"NonTraffic"},{"$f":"'Input - Inventory'!F382","v":"n/a"},{"$f":"'Input - Inventory'!G382","v":0},null,"Support - SUSPENDED",null,0,153,0,null,0,0,0,0,0,0,0,0,0,0,0,0,0,0,0,0,0,0,0,0,0,0,0,0,0,0,0,0,0,null,0,0,0,0,0,0,0,0,0,null,0,0,0,0,0,0,0,0,0,0,null,0,0,0,0,0,0,0,null,0,0,0,null,{"$f":"IF($D385=\"Connection\",VLOOKUP(C385,'Input - General'!$F$62:$N$79,6,FALSE),0)","v":0},null,0.1801212933606588,0,0,null,8.6527813038891108E-2,0,0]
[null,{"$f":"'Input - Inventory'!B383","v":375},{"$f":"'Input - Inventory'!C383","v":"Suspended (P09)"},{"$f":"'Input - Inventory'!D383","v":"Support"},{"$f":"'Input - Inventory'!E383","v":"NonTraffic"},{"$f":"'Input - Inventory'!F383","v":"n/a"},{"$f":"'Input - Inventory'!G383","v":0},null,"Support - Suspended (P09)",null,0,5,0,null,0,0,0,0,0,0,0,0,0,0,0,0,0,0,0,0,0,0,0,0,0,0,0,0,0,0,0,0,0,null,0,0,0,0,0,0,0,0,0,null,0,0,0,0,0,0,0,0,0,0,null,0,0,0,0,0,0,0,null,0,0,0,null,{"$f":"IF($D386=\"Connection\",VLOOKUP(C386,'Input - General'!$F$62:$N$79,6,FALSE),0)","v":0},null,0.1801212933606588,0,0,null,8.6527813038891108E-2,0,0]
[null,{"$f":"'Input - Inventory'!B384","v":376},{"$f":"'Input - Inventory'!C384","v":"UNKNOWN"},{"$f":"'Input - Inventory'!D384","v":"Support"},{"$f":"'Input - Inventory'!E384","v":"NonTraffic"},{"$f":"'Input - Inventory'!F384","v":"n/a"},{"$f":"'Input - Inventory'!G384","v":0},null,"Support - UNKNOWN",null,0,207,0,null,0,0,0,0,0,0,0,0,0,0,0,0,0,0,0,0,0,0,0,0,0,0,0,0,0,0,0,0,0,null,0,0,0,0,0,0,0,0,0,null,0,0,0,0,0,0,0,0,0,0,null,0,0,0,0,0,0,0,null,0,0,0,null,{"$f":"IF($D387=\"Connection\",VLOOKUP(C387,'Input - General'!$F$62:$N$79,6,FALSE),0)","v":0},null,0.1801212933606588,0,0,null,8.6527813038891108E-2,0,0]
[null,{"$f":"'Input - Inventory'!B385","v":377},{"$f":"'Input - Inventory'!C385","v":"WALL"},{"$f":"'Input - Inventory'!D385","v":"Support"},{"$f":"'Input - Inventory'!E385","v":"NonTraffic"},{"$f":"'Input - Inventory'!F385","v":"n/a"},{"$f":"'Input - Inventory'!G385","v":0},null,"Support - WALL",null,0,369,0,null,0,0,0,0,0,0,0,0,0,0,0,0,0,0,0,0,0,0,0,0,0,0,0,0,0,0,0,0,0,null,0,0,0,0,0,0,0,0,0,null,0,0,0,0,0,0,0,0,0,0,null,0,0,0,0,0,0,0,null,0,0,0,null,{"$f":"IF($D388=\"Connection\",VLOOKUP(C388,'Input - General'!$F$62:$N$79,6,FALSE),0)","v":0},null,0.1801212933606588,0,0,null,8.6527813038891108E-2,0,0]
[null,{"$f":"'Input - Inventory'!B386","v":378},{"$f":"'Input - Inventory'!C386","v":"Wall (P09)"},{"$f":"'Input - Inventory'!D386","v":"Support"},{"$f":"'Input - Inventory'!E386","v":"NonTraffic"},{"$f":"'Input - Inventory'!F386","v":"n/a"},{"$f":"'Input - Inventory'!G386","v":0},null,"Support - Wall (P09)",null,0,54,0,null,0,0,0,0,0,0,0,0,0,0,0,0,0,0,0,0,0,0,0,0,0,0,0,0,0,0,0,0,0,null,0,0,0,0,0,0,0,0,0,null,0,0,0,0,0,0,0,0,0,0,null,0,0,0,0,0,0,0,null,0,0,0,null,{"$f":"IF($D389=\"Connection\",VLOOKUP(C389,'Input - General'!$F$62:$N$79,6,FALSE),0)","v":0},null,0.1801212933606588,0,0,null,8.6527813038891108E-2,0,0]
[null,{"$f":"'Input - Inventory'!B387","v":379},{"$f":"'Input - Inventory'!C387","v":"WOOD POLE NON-TRL"},{"$f":"'Input - Inventory'!D387","v":"Support"},{"$f":"'Input - Inventory'!E387","v":"NonTraffic"},{"$f":"'Input - Inventory'!F387","v":"n/a"},{"$f":"'Input - Inventory'!G387","v":0},null,"Support - WOOD POLE NON-TRL",null,0,143400.5,0,null,0,0,0,0,0,0,0,0,0,0,0,0,0,0,0,0,0,0,0,0,0,0,0,0,0,0,0,0,0,null,0,0,0,0,0,0,0,0,0,null,0,0,0,0,0,0,0,0,0,0,null,0,0,0,0,0,0,0,null,0,0,0,null,{"$f":"IF($D390=\"Connection\",VLOOKUP(C390,'Input - General'!$F$62:$N$79,6,FALSE),0)","v":0},null,0.1801212933606588,0,0,null,8.6527813038891108E-2,0,0]
[null,{"$f":"'Input - Inventory'!B388","v":380},{"$f":"'Input - Inventory'!C388","v":"Wood Pole non-TRL (P09)"},{"$f":"'Input - Inventory'!D388","v":"Support"},{"$f":"'Input - Inventory'!E388","v":"NonTraffic"},{"$f":"'Input - Inventory'!F388","v":"n/a"},{"$f":"'Input - Inventory'!G388","v":0},null,"Support - Wood Pole non-TRL (P09)",null,0,4464.5,0,null,0,0,0,0,0,0,0,0,0,0,0,0,0,0,0,0,0,0,0,0,0,0,0,0,0,0,0,0,0,null,0,0,0,0,0,0,0,0,0,null,0,0,0,0,0,0,0,0,0,0,null,0,0,0,0,0,0,0,null,0,0,0,null,{"$f":"IF($D391=\"Connection\",VLOOKUP(C391,'Input - General'!$F$62:$N$79,6,FALSE),0)","v":0},null,0.1801212933606588,0,0,null,8.6527813038891108E-2,0,0]
[null,{"$f":"'Input - Inventory'!B389","v":381},{"$f":"'Input - Inventory'!C389","v":"WOOD POLE TRL"},{"$f":"'Input - Inventory'!D389","v":"Support"},{"$f":"'Input - Inventory'!E389","v":"NonTraffic"},{"$f":"'Input - Inventory'!F389","v":"n/a"},{"$f":"'Input - Inventory'!G389","v":0},null,"Support - WOOD POLE TRL",null,0,47735,0,null,0,0,0,0,0,0,0,0,0,0,0,0,0,0,0,0,0,0,0,0,0,0,0,0,0,0,0,0,0,null,0,0,0,0,0,0,0,0,0,null,0,0,0,0,0,0,0,0,0,0,null,0,0,0,0,0,0,0,null,0,0,0,null,{"$f":"IF($D392=\"Connection\",VLOOKUP(C392,'Input - General'!$F$62:$N$79,6,FALSE),0)","v":0},null,0.1801212933606588,0,0,null,8.6527813038891108E-2,0,0]
[null,{"$f":"'Input - Inventory'!B390","v":382},{"$f":"'Input - Inventory'!C390","v":"Wood Pole TRL (P09)"},{"$f":"'Input - Inventory'!D390","v":"Support"},{"$f":"'Input - Inventory'!E390","v":"Traffic"},{"$f":"'Input - Inventory'!F390","v":"n/a"},{"$f":"'Input - Inventory'!G390","v":0},null,"Support - Wood Pole TRL (P09)",null,0,1550.5,0,null,0,0,0,0,0,0,0,0,0,0,0,0,0,0,0,0,0,0,0,0,0,0,0,0,0,0,0,0,0,null,0,0,0,0,0,0,0,0,0,null,0,0,0,0,0,0,0,0,0,0,null,0,0,0,0,0,0,0,null,0,0,0,null,{"$f":"IF($D393=\"Connection\",VLOOKUP(C393,'Input - General'!$F$62:$N$79,6,FALSE),0)","v":0},null,0.1801212933606588,0,0,null,8.6527813038891108E-2,0,0]

{"sheet":"Calc - Opex FY17","index":5,"n_rows":393,"n_cols":86,"rows_kept":393,"cut":false,"hidden":false,"merged":[[8,67,8,68],[8,69,8,70],[7,42,9,42],[7,52,9,52],[7,63,9,63],[8,54,8,56],[8,57,8,59],[8,60,8,62],[8,50,8,51],[8,46,8,47],[8,44,8,45],[1,1,8,6],[8,65,8,66],[7,12,9,12],[8,26,8,27],[8,28,8,29],[7,18,7,19],[7,20,7,21],[7,22,7,23],[8,34,8,35],[8,36,8,37],[8,38,8,39],[8,40,8,41],[7,40,7,41],[7,14,7,15],[7,36,7,37],[7,34,7,35],[7,32,7,33],[7,16,7,17],[8,14,8,15],[8,16,8,17],[8,18,8,19],[8,20,8,21],[8,22,8,23],[7,85,9,85],[7,24,7,25],[8,48,8,49],[8,30,8,31],[7,38,7,39],[7,30,7,31],[7,26,7,27],[7,28,7,29],[7,81,9,81],[7,71,9,71],[7,75,9,75],[8,74,9,74],[8,73,9,73],[8,24,8,25],[7,77,9,77],[8,32,8,33]]}
[]
[null,{"$f":"CONCATENATE(\"This sheet contains no inputs and all values are calculated for \" & \"FY17\" )","v":"This sheet contains no inputs and all values are calculated for FY17"},null,null,null,null,null,null,null,null,null,null,null,null,null,null,null,null,null,null,null,null,null,null,null,null,null,null,null,null,null,null,null,null,null,null,null,null,null,null,null,null,"Bulk contract",null,null,null,null,null,null,null,null,null,"Bulk materials",null,null,null,null,null,null,null,null,null,null,"Spot labour",null,null,null,null,null,null,null,"Spot materials",null,null,null,"EWP costs",null,"Connections",null,null,null,"Overheads",null,null,null,"CAM"]
[]
[null,null,null,null,null,null,null,null,null,null,null,"Totals --->   ",{"$f":"SUM(M12:M475)","v":19627807.363969121},null,{"$f":"SUMPRODUCT(O12:O294,P12:P294,$L$12:$L$294)","v":640900.71963058983},null,{"$f":"SUMPRODUCT(Q12:Q294,R12:R294,$L$12:$L$294)","v":270633.23138344899},null,{"$f":"SUMPRODUCT(S12:S294,T12:T294,$L$12:$L$294)","v":35721.316047345201},null,{"$f":"SUMPRODUCT(U12:U294,V12:V294,$L$12:$L$294)","v":3985.9575538826011},null,{"$f":"SUMPRODUCT(W12:W294,X12:X294,$L$12:$L$294)","v":457046.60222481342},null,{"$f":"SUMPRODUCT(Y12:Y294,Z12:Z294,$L$12:$L$294)","v":12587.925698181691},null,{"$f":"SUMPRODUCT(AA12:AA294,AB12:AB294,$L$12:$L$294)","v":109779.00774014731},null,{"$f":"SUMPRODUCT(AC12:AC294,AD12:AD294,$L$12:$L$294)","v":888427.52052339516},null,{"$f":"SUMPRODUCT(AE12:AE294,AF12:AF294,$L$12:$L$294)","v":837900.15074214153},null,{"$f":"SUMPRODUCT(AG12:AG294,AH12:AH294,$L$12:$L$294)","v":0},null,{"$f":"SUMPRODUCT(AI12:AI294,AJ12:AJ294,$L$12:$L$294)","v":366043.99733244244},null,{"$f":"SUMPRODUCT(AK12:AK294,AL12:AL294,$L$12:$L$294)","v":581652.54410460265},null,{"$f":"SUMPRODUCT(AM12:AM294,AN12:AN294,$L$12:$L$294)","v":0},null,{"$f":"SUMPRODUCT(AO12:AO294,AP12:AP294,$L$12:$L$294)","v":0},null,{"$f":"SUMPRODUCT(AQ12:AQ475,$L$12:$L$475)","v":4204678.9729809891},null,{"$f":"SUMPRODUCT(AS12:AS294,AT12:AT294,$L$12:$L$294)","v":1375954.7356758309},null,{"$f":"SUMPRODUCT(AU12:AU294,AV12:AV294,$L$12:$L$294)","v":153158.43294064302},null,{"$f":"SUMPRODUCT(AW12:AW294,AX12:AX294,$L$12:$L$294)","v":478403.54313096317},null,{"$f":"SUMPRODUCT(AY12:AY294,AZ12:AZ294,$L$12:$L$294)","v":1925},null,{"$f":"SUMPRODUCT(BA12:BA475,$L$12:$L$475)","v":2009441.7117474359},null,{"$f":"SUMPRODUCT(BC12:BC294,BD12:BD294,BE12:BE294,$L$12:$L$294)","v":4279878.3102299673},null,null,{"$f":"SUMPRODUCT(BF12:BF294,BG12:BG294,BH12:BH294,$L$12:$L$294)","v":0},null,null,{"$f":"SUMPRODUCT(BI12:BI294,BJ12:BJ294,BK12:BK294,$L$12:$L$294)","v":0},null,null,{"$f":"SUMPRODUCT(BL12:BL475,$L$12:$L$475)","v":4279878.3102299673},null,{"$f":"SUMPRODUCT(BN12:BN294,BO12:BO294,$L$12:$L$294)","v":498253.38959866611},null,{"$f":"SUMPRODUCT(BP12:BP294,BQ12:BQ294,$L$12:$L$294)","v":40759.981874758094},null,{"$f":"SUMPRODUCT(BR12:BR294,BS12:BS294,$L$12:$L$294)","v":732.2},null,{"$f":"SUMPRODUCT(BT12:BT475,$L$12:$L$475)","v":539745.57147342409},null,null,null,{"$f":"SUMPRODUCT(BX12:BX475,$L$12:$L$475)","v":1709495.4304583825},null,{"$f":"SUMPRODUCT(BZ12:BZ475,$L$12:$L$475)","v":2564260.8626043457},null,null,null,{"$f":"SUMPRODUCT(CD12:CD475,$L$12:$L$475)","v":2757206.8529315544},null,null,null,{"$f":"SUMPRODUCT(CH12:CH475,$L$12:$L$475)","v":1563099.6515430196}]
[]
[null,null,null,null,null,null,null,null,null,null,null,"Percent --->   ",null,null,null,null,null,null,null,null,null,null,null,null,null,null,null,null,null,null,null,null,null,null,null,null,null,null,null,null,null,null,{"$f":"TotalOpexBulkContract/TotalOpex","v":0.21422051353018384},null,null,null,null,null,null,null,null,null,{"$f":"TotalOpexBulkMaterials/TotalOpex","v":0.10237728924506258},null,null,null,null,null,null,null,null,null,null,{"$f":"TotalOpexSpotLabour/TotalOpex","v":0.21805177882918111},null,null,null,null,null,null,null,{"$f":"TotalOpexSpotMaterials/TotalOpex","v":2.74990253095839E-2},null,null,null,{"$f":"TotalOpexSpotOther/TotalOpex","v":8.7095588353720707E-2},null,{"$f":"BZ4/TotalOpex","v":0.13064428517428667},null,null,null,{"$f":"TotalOpexOverheads/TotalOpex","v":0.14047452177429531},null,null,null,{"$f":"CH4/TotalOpex","v":7.9636997783685742E-2}]
[]
[null,null,null,null,null,null,null,null,null,null,null,null,"Sub-total annual cost",null,"Task 1",null,"Task 2",null,"Task 3",null,"Task 4",null,"Task 5",null,"Task 6",null,"Task 7",null,"Task 8",null,"Task 9",null,"Task 10",null,"Task 11",null,"Task 12",null,"Task 13",null,"Task 14",null,"Sub-total annual cost per asset",null,null,null,null,null,null,null,null,null,"Sub-total annual cost per asset",null,null,null,null,null,null,null,null,null,null,"Sub-total annual cost per asset",null,null,null,null,null,null,null,"Sub-total annual cost per asset",null,null,null,"Sub-total annual cost per asset",null,"Sub-total annual cost per asset",null,null,null,"Sub-total annual cost per asset",null,null,null,"Sub-total annual cost per asset"]
[null,null,null,null,null,null,null,null,null,null,null,null,null,null,"Minor < 130w",null,"Major > 130w",null,"Minor < 130w",null,"Major > 130w",null,"All",null,"All",null,"All",null,"All",null,"All",null,"All",null,"All",null,"All",null,"All",null,"All",null,null,null,"Lamp",null,"Visors",null,"PE Cell",null,"Misc",null,null,null,"Lamp change",null,null,"PE Cell change",null,null,"Misc",null,null,null,null,"Lamp",null,"PE Cell",null,"Misc",null,null,null,"Price","Hours (weighted by failure)"]
[null,"#","Description","Type","Route","Category","Lamps (#)",null,null,null,"Price","Count",null,null,"Price","Cycle","Price","Cycle","Price","Cycle","Price","Cycle","Price","Cycle","Price","Cycle","Price","Cycle","Price","Cycle","Price","Cycle","Price","Cycle","Price","Cycle","Price","Cycle","Price","Cycle","Price","Cycle",null,null,"Price","Cycle","Price","Cycle","Price","Cycle","Price","Cycle",null,null,"Price","Failure","Hours","Price","Failure","Hours","Price","Failure","Hours",null,null,"Price","Failure","Price","Failure","Price","Failure",null,null,null,null,null,null,null,null,"Rate","Cost",null,null,"Rate","Cost"]
[]
[null,{"$f":"'Input - Inventory'!B9","v":1},{"$f":"'Input - Inventory'!C9","v":"0.5"},{"$f":"'Input - Inventory'!D9","v":"Bracket"},{"$f":"'Input - Inventory'!E9","v":"NonTraffic"},{"$f":"'Input - Inventory'!F9","v":"n/a"},{"$f":"'Input - Inventory'!G9","v":0},null,{"$f":"CONCATENATE(D12,\" - \",C12)","v":"Bracket - 0.5"},null,{"$f":"AQ12+BA12+BL12+BT12+BX12+BZ12+CD12+CH12","v":0},{"$f":"INDIRECT(L$10&$B12&\"FY17\")","v":33642},{"$f":"L12*K12","v":0},null,{"$f":"IF(AND($D12=\"Lamp\", OR($F12=O$9, O$9=\"All\")),INDIRECT(\"PriceBulkTask1\" & \"FY17\"),0)","v":0},{"$f":"IF(AND($D12=\"Lamp\",CycleBulkTask1<>0, OR($F12=O$9,O$9=\"All\")),1/CycleBulkTask1,0)","v":0},{"$f":"IF(AND($D12=\"Lamp\", OR($F12=Q$9, Q$9=\"All\")),INDIRECT(\"PriceBulkTask2\" & \"FY17\"),0)","v":0},{"$f":"IF(AND($D12=\"Lamp\",CycleBulkTask2<>0, OR($F12=Q$9,Q$9=\"All\")),1/CycleBulkTask2,0)","v":0},{"$f":"IF(AND($D12=\"Lamp\", OR($F12=S$9, S$9=\"All\")),INDIRECT(\"PriceBulkTask3\" & \"FY17\"),0)","v":0},{"$f":"IF(AND($D12=\"Lamp\",CycleBulkTask3<>0, OR($F12=S$9,S$9=\"All\")),1/CycleBulkTask3,0)","v":0},{"$f":"IF(AND($D12=\"Lamp\", OR($F12=U$9, U$9=\"All\")),INDIRECT(\"PriceBulkTask4\" & \"FY17\"),0)","v":0},{"$f":"IF(AND($D12=\"Lamp\",CycleBulkTask4<>0, OR($F12=U$9,U$9=\"All\")),1/CycleBulkTask4,0)","v":0},{"$f":"IF(AND($D12=\"Lamp\", OR($F12=W$9, W$9=\"All\")),INDIRECT(\"PriceBulkTask5\" & \"FY17\"),0)","v":0},{"$f":"IF(AND($D12=\"Lamp\",CycleBulkTask5<>0, OR($F12=W$9,W$9=\"All\")),1/CycleBulkTask5,0)","v":0},{"$f":"IF(AND($D12=\"Lamp\", OR($F12=Y$9, Y$9=\"All\")),INDIRECT(\"PriceBulkTask6\" & \"FY17\"),0)","v":0},{"$f":"IF(AND($D12=\"Lamp\",CycleBulkTask6<>0, OR($F12=Y$9,Y$9=\"All\")),1/CycleBulkTask6,0)","v":0},{"$f":"IF(AND($D12=\"Lamp\", OR($F12=AA$9, AA$9=\"All\")),INDIRECT(\"PriceBulkTask7\" & \"FY17\"),0)","v":0},{"$f":"IF(AND($D12=\"Lamp\",CycleBulkTask7<>0, OR($F12=AA$9,AA$9=\"All\")),1/CycleBulkTask7,0)","v":0},{"$f":"IF(AND($D12=\"Lamp\", OR($F12=AC$9, AC$9=\"All\")),INDIRECT(\"PriceBulkTask8\" & \"FY17\"),0)","v":0},{"$f":"IF(AND($D12=\"Lamp\",CycleBulkTask8<>0, OR($F12=AC$9,AC$9=\"All\")),1/CycleBulkTask8,0)","v":0},{"$f":"IF(AND($D12=\"Lamp\", OR($F12=AE$9, AE$9=\"All\")),INDIRECT(\"PriceBulkTask9\" & \"FY17\"),0)","v":0},{"$f":"IF(AND($D12=\"Lamp\",CycleBulkTask9<>0, OR($F12=AE$9,AE$9=\"All\")),1/CycleBulkTask9,0)","v":0},{"$f":"IF(AND($D12=\"Lamp\", OR($F12=AG$9, AG$9=\"All\")),INDIRECT(\"PriceBulkTask10\" & \"FY17\"),0)","v":0},{"$f":"IF(AND($D12=\"Lamp\",CycleBulkTask10<>0, OR($F12=AG$9,AG$9=\"All\")),1/CycleBulkTask10,0)","v":0},{"$f":"IF(AND($D12=\"Lamp\", OR($F12=AI$9, AI$9=\"All\")),INDIRECT(\"PriceBulkTask11\" & \"FY17\"),0)","v":0},{"$f":"IF(AND($D12=\"Lamp\",CycleBulkTask11<>0, OR($F12=AI$9,AI$9=\"All\")),1/CycleBulkTask11,0)","v":0},{"$f":"IF(AND($D12=\"Lamp\", OR($F12=AK$9, AK$9=\"All\")),INDIRECT(\"PriceBulkTask12\" & \"FY17\"),0)","v":0},{"$f":"IF(AND($D12=\"Lamp\",CycleBulkTask12<>0, OR($F12=AK$9,AK$9=\"All\")),1/CycleBulkTask12,0)","v":0},{"$f":"IF(AND($D12=\"Lamp\", OR($F12=AM$9, AM$9=\"All\")),INDIRECT(\"PriceBulkTask13\" & \"FY17\"),0)","v":0},{"$f":"IF(AND($D12=\"Lamp\",CycleBulkTask13<>0, OR($F12=AM$9,AM$9=\"All\")),1/CycleBulkTask13,0)","v":0},{"$f":"IF(AND($D12=\"Lamp\", OR($F12=AO$9, AO$9=\"All\")),INDIRECT(\"PriceBulkTask14\" & \"FY17\"),0)","v":0},{"$f":"IF(AND($D12=\"Lamp\",CycleBulkTask14<>0, OR($F12=AO$9,AO$9=\"All\")),1/CycleBulkTask14,0)","v":0},{"$f":"O12*P12+Q12*R12+S12*T12+U12*V12+W12*X12+Y12*Z12+AA12*AB12+AC12*AD12+AE12*AF12+AG12*AH12+AI12*AJ12+AK12*AL12+AM12*AN12+AO12*AP12","v":0},null,{"$f":"IF($D12=\"Lamp\",$G12*INDIRECT(\"Price\" & $B12 & \"FY17\"),0)","v":0},{"$f":"MAX(P12,R12)","v":0},{"$f":"IF($D12=\"Lamp\",INDIRECT(\"PriceVisor\" & \"FY17\"),0)","v":0},{"$f":"MAX(T12,V12)","v":0},{"$f":"IF($D12=\"Lamp\",INDIRECT(\"PricePECell\" & \"FY17\"),0)","v":0},{"$f":"X12","v":0},{"$f":"IF($D12=\"Lamp\",INDIRECT(\"PriceMisc\" & \"FY17\"),0)","v":0},{"$f":"INDIRECT($E12)*$V12 +(1-INDIRECT($E12))*$T12","v":0},{"$f":"AS12*AT12+AU12*AV12+AW12*AX12+AY12*AZ12","v":0},null,{"$f":"IF($D12=$AS$9,(INDIRECT(\"PriceLabour\" & \"FY17\")*ProportionStandardHours + INDIRECT(\"PriceLabourOvertime\" & \"FY17\")*ProportionOvertimeHours)*(1+RateOnCostAnnual),0)","v":0},{"$f":"BO12","v":0},{"$f":"IF($D12=\"Lamp\",(NumberOfCrew+INDIRECT($E12)*TrafficController)*(TimeToReplaceLamp),0)","v":0},{"$f":"IF($D12=$AS$9,(INDIRECT(\"PriceLabour\" & \"FY17\")*ProportionStandardHours + INDIRECT(\"PriceLabourOvertime\" & \"FY17\")*ProportionOvertimeHours)*(1+RateOnCostAnnual),0)","v":0},{"$f":"BQ12","v":0},{"$f":"IF($D12=\"Lamp\",(NumberOfCrew+INDIRECT($E12)*TrafficController)*(TimeForPECellReplace),0)","v":0},{"$f":"IF($D12=$AS$9,(INDIRECT(\"PriceLabour\" & \"FY17\")*ProportionStandardHours + INDIRECT(\"PriceLabourOvertime\" & \"FY17\")*ProportionOvertimeHours)*(1+RateOnCostAnnual),0)","v":0},{"$f":"BS12","v":0},{"$f":"IF($D12=\"Lamp\",(NumberOfCrew+INDIRECT($E12)*TrafficController)*(TimeForOtherSpot),0)","v":0},{"$f":"BC12*BD12*BE12+BF12*BG12*BH12+BI12*BJ12*BK12","v":0},null,{"$f":"IF($D12=\"Lamp\",INDIRECT(\"Price\" & $B12 & \"FY17\"),0)","v":0},{"$f":"IF($D12=\"Lamp\",INDIRECT(BO$10 & $B12),0)","v":0},{"$f":"IF($D12=\"Lamp\",INDIRECT(\"pRICEpecELL\" & \"FY17\"),0)","v":0},{"$f":"IF($D12=\"Lamp\",INDIRECT(\"FailurePECell\" & \"Annual\"),0)","v":0},{"$f":"IF($D12=\"Lamp\",INDIRECT(\"PriceMisc\" & \"FY17\"),0)","v":0},{"$f":"IF($D12=\"Lamp\",INDIRECT(\"FailureMisc\" & \"Annual\"),0)","v":0},{"$f":"BN12*BO12+BP12*BQ12+BR12*BS12","v":0},null,{"$f":"IF(AND($D12=\"Lamp\"),INDIRECT(\"PriceEWP\"&\"FY17\"),0)","v":0},{"$f":"BD12*BE12+BG12*BH12+BJ12*BK12","v":0},{"$f":"BV12*BW12","v":0},null,{"$f":"IF($D12=\"Connection\",VLOOKUP(C12,'Input - General'!$F$62:$N$79,7,FALSE),0)","v":0},null,{"$f":"RateOverhead","v":0.1801212933606588},{"$f":"BX12+BL12+BT12+BA12+AQ12+BZ12","v":0},{"$f":"CC12*CB12","v":0},null,{"$f":"CorporateOverheads","v":8.6527813038891108E-2},{"$f":"AQ12+BA12+BL12+BT12+BX12+BZ12+CD12","v":0},{"$f":"CG12*CF12","v":0}]
[null,{"$f":"'Input - Inventory'!B10","v":2},{"$f":"'Input - Inventory'!C10","v":"0.5 (P09)"},{"$f":"'Input - Inventory'!D10","v":"Bracket"},{"$f":"'Input - Inventory'!E10","v":"NonTraffic"},{"$f":"'Input - Inventory'!F10","v":"n/a"},{"$f":"'Input - Inventory'!G10","v":0},null,{"$f":"CONCATENATE(D13,\" - \",C13)","v":"Bracket - 0.5 (P09)"},null,{"$f":"AQ13+BA13+BL13+BT13+BX13+BZ13+CD13+CH13","v":0},{"$f":"INDIRECT(L$10&$B13&\"FY17\")","v":1150},0,null,{"$f":"IF(AND($D13=\"Lamp\", OR($F13=O$9, O$9=\"All\")),INDIRECT(\"PriceBulkTask1\" & \"FY17\"),0)","v":0},0,{"$f":"IF(AND($D13=\"Lamp\", OR($F13=Q$9, Q$9=\"All\")),INDIRECT(\"PriceBulkTask2\" & \"FY17\"),0)","v":0},0,{"$f":"IF(AND($D13=\"Lamp\", OR($F13=S$9, S$9=\"All\")),INDIRECT(\"PriceBulkTask3\" & \"FY17\"),0)","v":0},0,{"$f":"IF(AND($D13=\"Lamp\", OR($F13=U$9, U$9=\"All\")),INDIRECT(\"PriceBulkTask4\" & \"FY17\"),0)","v":0},0,{"$f":"IF(AND($D13=\"Lamp\", OR($F13=W$9, W$9=\"All\")),INDIRECT(\"PriceBulkTask5\" & \"FY17\"),0)","v":0},0,{"$f":"IF(AND($D13=\"Lamp\", OR($F13=Y$9, Y$9=\"All\")),INDIRECT(\"PriceBulkTask6\" & \"FY17\"),0)","v":0},0,{"$f":"IF(AND($D13=\"Lamp\", OR($F13=AA$9, AA$9=\"All\")),INDIRECT(\"PriceBulkTask7\" & \"FY17\"),0)","v":0},0,{"$f":"IF(AND($D13=\"Lamp\", OR($F13=AC$9, AC$9=\"All\")),INDIRECT(\"PriceBulkTask8\" & \"FY17\"),0)","v":0},0,{"$f":"IF(AND($D13=\"Lamp\", OR($F13=AE$9, AE$9=\"All\")),INDIRECT(\"PriceBulkTask9\" & \"FY17\"),0)","v":0},0,{"$f":"IF(AND($D13=\"Lamp\", OR($F13=AG$9, AG$9=\"All\")),INDIRECT(\"PriceBulkTask10\" & \"FY17\"),0)","v":0},0,{"$f":"IF(AND($D13=\"Lamp\", OR($F13=AI$9, AI$9=\"All\")),INDIRECT(\"PriceBulkTask11\" & \"FY17\"),0)","v":0},0,{"$f":"IF(AND($D13=\"Lamp\", OR($F13=AK$9, AK$9=\"All\")),INDIRECT(\"PriceBulkTask12\" & \"FY17\"),0)","v":0},0,{"$f":"IF(AND($D13=\"Lamp\", OR($F13=AM$9, AM$9=\"All\")),INDIRECT(\"PriceBulkTask13\" & \"FY17\"),0)","v":0},0,{"$f":"IF(AND($D13=\"Lamp\", OR($F13=AO$9, AO$9=\"All\")),INDIRECT(\"PriceBulkTask14\" & \"FY17\"),0)","v":0},0,0,null,{"$f":"IF($D13=\"Lamp\",$G13*INDIRECT(\"Price\" & $B13 & \"FY17\"),0)","v":0},0,{"$f":"IF($D13=\"Lamp\",INDIRECT(\"PriceVisor\" & \"FY17\"),0)","v":0},0,{"$f":"IF($D13=\"Lamp\",INDIRECT(\"PricePECell\" & \"FY17\"),0)","v":0},0,{"$f":"IF($D13=\"Lamp\",INDIRECT(\"PriceMisc\" & \"FY17\"),0)","v":0},0,0,null,0,0,0,0,0,0,0,0,0,0,null,{"$f":"IF($D13=\"Lamp\",INDIRECT(\"Price\" & $B13 & \"FY17\"),0)","v":0},0,{"$f":"IF($D13=\"Lamp\",INDIRECT(\"pRICEpecELL\" & \"FY17\"),0)","v":0},0,{"$f":"IF($D13=\"Lamp\",INDIRECT(\"PriceMisc\" & \"FY17\"),0)","v":0},0,0,null,{"$f":"IF(AND($D13=\"Lamp\"),INDIRECT(\"PriceEWP\"&\"FY17\"),0)","v":0},0,0,null,{"$f":"IF($D13=\"Connection\",VLOOKUP(C13,'Input - General'!$F$62:$N$79,7,FALSE),0)","v":0},null,0.1801212933606588,0,0,null,8.6527813038891108E-2,{"$f":"AQ13+BA13+BL13+BT13+BX13+BZ13+CD13","v":0},0]
[null,{"$f":"'Input - Inventory'!B11","v":3},{"$f":"'Input - Inventory'!C11","v":"0.6"},{"$f":"'Input - Inventory'!D11","v":"Bracket"},{"$f":"'Input - Inventory'!E11","v":"NonTraffic"},{"$f":"'Input - Inventory'!F11","v":"n/a"},{"$f":"'Input - Inventory'!G11","v":0},null,"Bracket - 0.6",null,0,149,0,null,0,0,0,0,0,0,0,0,0,0,0,0,0,0,0,0,0,0,0,0,0,0,0,0,0,0,0,0,0,null,0,0,0,0,0,0,0,0,0,null,0,0,0,0,0,0,0,0,0,0,null,0,0,0,0,0,0,0,null,0,0,0,null,{"$f":"IF($D14=\"Connection\",VLOOKUP(C14,'Input - General'!$F$62:$N$79,7,FALSE),0)","v":0},null,0.1801212933606588,0,0,null,8.6527813038891108E-2,0,0]
[null,{"$f":"'Input - Inventory'!B12","v":4},{"$f":"'Input - Inventory'!C12","v":"1.0"},{"$f":"'Input - Inventory'!D12","v":"Bracket"},{"$f":"'Input - Inventory'!E12","v":"NonTraffic"},{"$f":"'Input - Inventory'!F12","v":"n/a"},{"$f":"'Input - Inventory'!G12","v":0},null,"Bracket - 1.0",null,0,8607,0,null,0,0,0,0,0,0,0,0,0,0,0,0,0,0,0,0,0,0,0,0,0,0,0,0,0,0,0,0,0,null,0,0,0,0,0,0,0,0,0,null,0,0,0,0,0,0,0,0,0,0,null,0,0,0,0,0,0,0,null,0,0,0,null,{"$f":"IF($D15=\"Connection\",VLOOKUP(C15,'Input - General'!$F$62:$N$79,7,FALSE),0)","v":0},null,0.1801212933606588,0,0,null,8.6527813038891108E-2,0,0]
[null,{"$f":"'Input - Inventory'!B13","v":5},{"$f":"'Input - Inventory'!C13","v":"1.2"},{"$f":"'Input - Inventory'!D13","v":"Bracket"},{"$f":"'Input - Inventory'!E13","v":"NonTraffic"},{"$f":"'Input - Inventory'!F13","v":"n/a"},{"$f":"'Input - Inventory'!G13","v":0},null,"Bracket - 1.2",null,0,24937,0,null,0,0,0,0,0,0,0,0,0,0,0,0,0,0,0,0,0,0,0,0,0,0,0,0,0,0,0,0,0,null,0,0,0,0,0,0,0,0,0,null,0,0,0,0,0,0,0,0,0,0,null,0,0,0,0,0,0,0,null,0,0,0,null,{"$f":"IF($D16=\"Connection\",VLOOKUP(C16,'Input - General'!$F$62:$N$79,7,FALSE),0)","v":0},null,0.1801212933606588,0,0,null,8.6527813038891108E-2,0,0]
[null,{"$f":"'Input - Inventory'!B14","v":6},{"$f":"'Input - Inventory'!C14","v":"1.2 (P09)"},{"$f":"'Input - Inventory'!D14","v":"Bracket"},{"$f":"'Input - Inventory'!E14","v":"NonTraffic"},{"$f":"'Input - Inventory'!F14","v":"n/a"},{"$f":"'Input - Inventory'!G14","v":0},null,"Bracket - 1.2 (P09)",null,0,696,0,null,0,0,0,0,0,0,0,0,0,0,0,0,0,0,0,0,0,0,0,0,0,0,0,0,0,0,0,0,0,null,0,0,0,0,0,0,0,0,0,null,0,0,0,0,0,0,0,0,0,0,null,0,0,0,0,0,0,0,null,0,0,0,null,{"$f":"IF($D17=\"Connection\",VLOOKUP(C17,'Input - General'!$F$62:$N$79,7,FALSE),0)","v":0},null,0.1801212933606588,0,0,null,8.6527813038891108E-2,0,0]
[null,{"$f":"'Input - Inventory'!B15","v":7},{"$f":"'Input - Inventory'!C15","v":"1.5"},{"$f":"'Input - Inventory'!D15","v":"Bracket"},{"$f":"'Input - Inventory'!E15","v":"NonTraffic"},{"$f":"'Input - Inventory'!F15","v":"n/a"},{"$f":"'Input - Inventory'!G15","v":0},null,"Bracket - 1.5",null,0,3808,0,null,0,0,0,0,0,0,0,0,0,0,0,0,0,0,0,0,0,0,0,0,0,0,0,0,0,0,0,0,0,null,0,0,0,0,0,0,0,0,0,null,0,0,0,0,0,0,0,0,0,0,null,0,0,0,0,0,0,0,null,0,0,0,null,{"$f":"IF($D18=\"Connection\",VLOOKUP(C18,'Input - General'!$F$62:$N$79,7,FALSE),0)","v":0},null,0.1801212933606588,0,0,null,8.6527813038891108E-2,0,0]
[null,{"$f":"'Input - Inventory'!B16","v":8},{"$f":"'Input - Inventory'!C16","v":"2.0"},{"$f":"'Input - Inventory'!D16","v":"Bracket"},{"$f":"'Input - Inventory'!E16","v":"NonTraffic"},{"$f":"'Input - Inventory'!F16","v":"n/a"},{"$f":"'Input - Inventory'!G16","v":0},null,"Bracket - 2.0",null,0,70865,0,null,0,0,0,0,0,0,0,0,0,0,0,0,0,0,0,0,0,0,0,0,0,0,0,0,0,0,0,0,0,null,0,0,0,0,0,0,0,0,0,null,0,0,0,0,0,0,0,0,0,0,null,0,0,0,0,0,0,0,null,0,0,0,null,{"$f":"IF($D19=\"Connection\",VLOOKUP(C19,'Input - General'!$F$62:$N$79,7,FALSE),0)","v":0},null,0.1801212933606588,0,0,null,8.6527813038891108E-2,0,0]
[null,{"$f":"'Input - Inventory'!B17","v":9},{"$f":"'Input - Inventory'!C17","v":"2.0 (P09)"},{"$f":"'Input - Inventory'!D17","v":"Bracket"},{"$f":"'Input - Inventory'!E17","v":"NonTraffic"},{"$f":"'Input - Inventory'!F17","v":"n/a"},{"$f":"'Input - Inventory'!G17","v":0},null,"Bracket - 2.0 (P09)",null,0,17415.5,0,null,0,0,0,0,0,0,0,0,0,0,0,0,0,0,0,0,0,0,0,0,0,0,0,0,0,0,0,0,0,null,0,0,0,0,0,0,0,0,0,null,0,0,0,0,0,0,0,0,0,0,null,0,0,0,0,0,0,0,null,0,0,0,null,{"$f":"IF($D20=\"Connection\",VLOOKUP(C20,'Input - General'!$F$62:$N$79,7,FALSE),0)","v":0},null,0.1801212933606588,0,0,null,8.6527813038891108E-2,0,0]
[null,{"$f":"'Input - Inventory'!B18","v":10},{"$f":"'Input - Inventory'!C18","v":"2.5"},{"$f":"'Input - Inventory'!D18","v":"Bracket"},{"$f":"'Input - Inventory'!E18","v":"Traffic"},{"$f":"'Input - Inventory'!F18","v":"n/a"},{"$f":"'Input - Inventory'!G18","v":0},null,"Bracket - 2.5",null,0,518,0,null,0,0,0,0,0,0,0,0,0,0,0,0,0,0,0,0,0,0,0,0,0,0,0,0,0,0,0,0,0,null,0,0,0,0,0,0,0,0,0,null,0,0,0,0,0,0,0,0,0,0,null,0,0,0,0,0,0,0,null,0,0,0,null,{"$f":"IF($D21=\"Connection\",VLOOKUP(C21,'Input - General'!$F$62:$N$79,7,FALSE),0)","v":0},null,0.1801212933606588,0,0,null,8.6527813038891108E-2,0,0]
[null,{"$f":"'Input - Inventory'!B19","v":11},{"$f":"'Input - Inventory'!C19","v":"3.0"},{"$f":"'Input - Inventory'!D19","v":"Bracket"},{"$f":"'Input - Inventory'!E19","v":"Traffic"},{"$f":"'Input - Inventory'!F19","v":"n/a"},{"$f":"'Input - Inventory'!G19","v":0},null,"Bracket - 3.0",null,0,5928,0,null,0,0,0,0,0,0,0,0,0,0,0,0,0,0,0,0,0,0,0,0,0,0,0,0,0,0,0,0,0,null,0,0,0,0,0,0,0,0,0,null,0,0,0,0,0,0,0,0,0,0,null,0,0,0,0,0,0,0,null,0,0,0,null,{"$f":"IF($D22=\"Connection\",VLOOKUP(C22,'Input - General'!$F$62:$N$79,7,FALSE),0)","v":0},null,0.1801212933606588,0,0,null,8.6527813038891108E-2,0,0]
[null,{"$f":"'Input - Inventory'!B20","v":12},{"$f":"'Input - Inventory'!C20","v":"3.0 (P09)"},{"$f":"'Input - Inventory'!D20","v":"Bracket"},{"$f":"'Input - Inventory'!E20","v":"Traffic"},{"$f":"'Input - Inventory'!F20","v":"n/a"},{"$f":"'Input - Inventory'!G20","v":0},null,"Bracket - 3.0 (P09)",null,0,603,0,null,0,0,0,0,0,0,0,0,0,0,0,0,0,0,0,0,0,0,0,0,0,0,0,0,0,0,0,0,0,null,0,0,0,0,0,0,0,0,0,null,0,0,0,0,0,0,0,0,0,0,null,0,0,0,0,0,0,0,null,0,0,0,null,{"$f":"IF($D23=\"Connection\",VLOOKUP(C23,'Input - General'!$F$62:$N$79,7,FALSE),0)","v":0},null,0.1801212933606588,0,0,null,8.6527813038891108E-2,0,0]
[null,{"$f":"'Input - Inventory'!B21","v":13},{"$f":"'Input - Inventory'!C21","v":"3.5"},{"$f":"'Input - Inventory'!D21","v":"Bracket"},{"$f":"'Input - Inventory'!E21","v":"Traffic"},{"$f":"'Input - Inventory'!F21","v":"n/a"},{"$f":"'Input - Inventory'!G21","v":0},null,"Bracket - 3.5",null,0,7196,0,null,0,0,0,0,0,0,0,0,0,0,0,0,0,0,0,0,0,0,0,0,0,0,0,0,0,0,0,0,0,null,0,0,0,0,0,0,0,0,0,null,0,0,0,0,0,0,0,0,0,0,null,0,0,0,0,0,0,0,null,0,0,0,null,{"$f":"IF($D24=\"Connection\",VLOOKUP(C24,'Input - General'!$F$62:$N$79,7,FALSE),0)","v":0},null,0.1801212933606588,0,0,null,8.6527813038891108E-2,0,0]
[null,{"$f":"'Input - Inventory'!B22","v":14},{"$f":"'Input - Inventory'!C22","v":"3.5 (P09)"},{"$f":"'Input - Inventory'!D22","v":"Bracket"},{"$f":"'Input - Inventory'!E22","v":"Traffic"},{"$f":"'Input - Inventory'!F22","v":"n/a"},{"$f":"'Input - Inventory'!G22","v":0},null,"Bracket - 3.5 (P09)",null,0,787,0,null,0,0,0,0,0,0,0,0,0,0,0,0,0,0,0,0,0,0,0,0,0,0,0,0,0,0,0,0,0,null,0,0,0,0,0,0,0,0,0,null,0,0,0,0,0,0,0,0,0,0,null,0,0,0,0,0,0,0,null,0,0,0,null,{"$f":"IF($D25=\"Connection\",VLOOKUP(C25,'Input - General'!$F$62:$N$79,7,FALSE),0)","v":0},null,0.1801212933606588,0,0,null,8.6527813038891108E-2,0,0]
[null,{"$f":"'Input - Inventory'!B23","v":15},{"$f":"'Input - Inventory'!C23","v":"4.0"},{"$f":"'Input - Inventory'!D23","v":"Bracket"},{"$f":"'Input - Inventory'!E23","v":"Traffic"},{"$f":"'Input - Inventory'!F23","v":"n/a"},{"$f":"'Input - Inventory'!G23","v":0},null,"Bracket - 4.0",null,0,983,0,null,0,0,0,0,0,0,0,0,0,0,0,0,0,0,0,0,0,0,0,0,0,0,0,0,0,0,0,0,0,null,0,0,0,0,0,0,0,0,0,null,0,0,0,0,0,0,0,0,0,0,null,0,0,0,0,0,0,0,null,0,0,0,null,{"$f":"IF($D26=\"Connection\",VLOOKUP(C26,'Input - General'!$F$62:$N$79,7,FALSE),0)","v":0},null,0.1801212933606588,0,0,null,8.6527813038891108E-2,0,0]
[null,{"$f":"'Input - Inventory'!B24","v":16},{"$f":"'Input - Inventory'!C24","v":"4.0 (P09)"},{"$f":"'Input - Inventory'!D24","v":"Bracket"},{"$f":"'Input - Inventory'!E24","v":"Traffic"},{"$f":"'Input - Inventory'!F24","v":"n/a"},{"$f":"'Input - Inventory'!G24","v":0},null,"Bracket - 4.0 (P09)",null,0,466,0,null,0,0,0,0,0,0,0,0,0,0,0,0,0,0,0,0,0,0,0,0,0,0,0,0,0,0,0,0,0,null,0,0,0,0,0,0,0,0,0,null,0,0,0,0,0,0,0,0,0,0,null,0,0,0,0,0,0,0,null,0,0,0,null,{"$f":"IF($D27=\"Connection\",VLOOKUP(C27,'Input - General'!$F$62:$N$79,7,FALSE),0)","v":0},null,0.1801212933606588,0,0,null,8.6527813038891108E-2,0,0]
[null,{"$f":"'Input - Inventory'!B25","v":17},{"$f":"'Input - Inventory'!C25","v":"4.5"},{"$f":"'Input - Inventory'!D25","v":"Bracket"},{"$f":"'Input - Inventory'!E25","v":"Traffic"},{"$f":"'Input - Inventory'!F25","v":"n/a"},{"$f":"'Input - Inventory'!G25","v":0},null,"Bracket - 4.5",null,0,3037,0,null,0,0,0,0,0,0,0,0,0,0,0,0,0,0,0,0,0,0,0,0,0,0,0,0,0,0,0,0,0,null,0,0,0,0,0,0,0,0,0,null,0,0,0,0,0,0,0,0,0,0,null,0,0,0,0,0,0,0,null,0,0,0,null,{"$f":"IF($D28=\"Connection\",VLOOKUP(C28,'Input - General'!$F$62:$N$79,7,FALSE),0)","v":0},null,0.1801212933606588,0,0,null,8.6527813038891108E-2,0,0]
[null,{"$f":"'Input - Inventory'!B26","v":18},{"$f":"'Input - Inventory'!C26","v":"5.0"},{"$f":"'Input - Inventory'!D26","v":"Bracket"},{"$f":"'Input - Inventory'!E26","v":"Traffic"},{"$f":"'Input - Inventory'!F26","v":"n/a"},{"$f":"'Input - Inventory'!G26","v":0},null,"Bracket - 5.0",null,0,423,0,null,0,0,0,0,0,0,0,0,0,0,0,0,0,0,0,0,0,0,0,0,0,0,0,0,0,0,0,0,0,null,0,0,0,0,0,0,0,0,0,null,0,0,0,0,0,0,0,0,0,0,null,0,0,0,0,0,0,0,null,0,0,0,null,{"$f":"IF($D29=\"Connection\",VLOOKUP(C29,'Input - General'!$F$62:$N$79,7,FALSE),0)","v":0},null,0.1801212933606588,0,0,null,8.6527813038891108E-2,0,0]
[null,{"$f":"'Input - Inventory'!B27","v":19},{"$f":"'Input - Inventory'!C27","v":"6.0"},{"$f":"'Input - Inventory'!D27","v":"Bracket"},{"$f":"'Input - Inventory'!E27","v":"Traffic"},{"$f":"'Input - Inventory'!F27","v":"n/a"},{"$f":"'Input - Inventory'!G27","v":0},null,"Bracket - 6.0",null,0,1100.5,0,null,0,0,0,0,0,0,0,0,0,0,0,0,0,0,0,0,0,0,0,0,0,0,0,0,0,0,0,0,0,null,0,0,0,0,0,0,0,0,0,null,0,0,0,0,0,0,0,0,0,0,null,0,0,0,0,0,0,0,null,0,0,0,null,{"$f":"IF($D30=\"Connection\",VLOOKUP(C30,'Input - General'!$F$62:$N$79,7,FALSE),0)","v":0},null,0.1801212933606588,0,0,null,8.6527813038891108E-2,0,0]
[null,{"$f":"'Input - Inventory'!B28","v":20},{"$f":"'Input - Inventory'!C28","v":"6.5"},{"$f":"'Input - Inventory'!D28","v":"Bracket"},{"$f":"'Input - Inventory'!E28","v":"Traffic"},{"$f":"'Input - Inventory'!F28","v":"n/a"},{"$f":"'Input - Inventory'!G28","v":0},null,"Bracket - 6.5",null,0,60,0,null,0,0,0,0,0,0,0,0,0,0,0,0,0,0,0,0,0,0,0,0,0,0,0,0,0,0,0,0,0,null,0,0,0,0,0,0,0,0,0,null,0,0,0,0,0,0,0,0,0,0,null,0,0,0,0,0,0,0,null,0,0,0,null,{"$f":"IF($D31=\"Connection\",VLOOKUP(C31,'Input - General'!$F$62:$N$79,7,FALSE),0)","v":0},null,0.1801212933606588,0,0,null,8.6527813038891108E-2,0,0]
[null,{"$f":"'Input - Inventory'!B29","v":21},{"$f":"'Input - Inventory'!C29","v":"7.0"},{"$f":"'Input - Inventory'!D29","v":"Bracket"},{"$f":"'Input - Inventory'!E29","v":"Traffic"},{"$f":"'Input - Inventory'!F29","v":"n/a"},{"$f":"'Input - Inventory'!G29","v":0},null,"Bracket - 7.0",null,0,80,0,null,0,0,0,0,0,0,0,0,0,0,0,0,0,0,0,0,0,0,0,0,0,0,0,0,0,0,0,0,0,null,0,0,0,0,0,0,0,0,0,null,0,0,0,0,0,0,0,0,0,0,null,0,0,0,0,0,0,0,null,0,0,0,null,{"$f":"IF($D32=\"Connection\",VLOOKUP(C32,'Input - General'!$F$62:$N$79,7,FALSE),0)","v":0},null,0.1801212933606588,0,0,null,8.6527813038891108E-2,0,0]
[null,{"$f":"'Input - Inventory'!B30","v":22},{"$f":"'Input - Inventory'!C30","v":"8.0"},{"$f":"'Input - Inventory'!D30","v":"Bracket"},{"$f":"'Input - Inventory'!E30","v":"Traffic"},{"$f":"'Input - Inventory'!F30","v":"n/a"},{"$f":"'Input - Inventory'!G30","v":0},null,"Bracket - 8.0",null,0,27,0,null,0,0,0,0,0,0,0,0,0,0,0,0,0,0,0,0,0,0,0,0,0,0,0,0,0,0,0,0,0,null,0,0,0,0,0,0,0,0,0,null,0,0,0,0,0,0,0,0,0,0,null,0,0,0,0,0,0,0,null,0,0,0,null,{"$f":"IF($D33=\"Connection\",VLOOKUP(C33,'Input - General'!$F$62:$N$79,7,FALSE),0)","v":0},null,0.1801212933606588,0,0,null,8.6527813038891108E-2,0,0]
[null,{"$f":"'Input - Inventory'!B31","v":23},{"$f":"'Input - Inventory'!C31","v":"C4"},{"$f":"'Input - Inventory'!D31","v":"Bracket"},{"$f":"'Input - Inventory'!E31","v":"Traffic"},{"$f":"'Input - Inventory'!F31","v":"n/a"},{"$f":"'Input - Inventory'!G31","v":0},null,"Bracket - C4",null,0,87,0,null,0,0,0,0,0,0,0,0,0,0,0,0,0,0,0,0,0,0,0,0,0,0,0,0,0,0,0,0,0,null,0,0,0,0,0,0,0,0,0,null,0,0,0,0,0,0,0,0,0,0,null,0,0,0,0,0,0,0,null,0,0,0,null,{"$f":"IF($D34=\"Connection\",VLOOKUP(C34,'Input - General'!$F$62:$N$79,7,FALSE),0)","v":0},null,0.1801212933606588,0,0,null,8.6527813038891108E-2,0,0]
[null,{"$f":"'Input - Inventory'!B32","v":24},{"$f":"'Input - Inventory'!C32","v":"NIL"},{"$f":"'Input - Inventory'!D32","v":"Bracket"},{"$f":"'Input - Inventory'!E32","v":"NonTraffic"},{"$f":"'Input - Inventory'!F32","v":"n/a"},{"$f":"'Input - Inventory'!G32","v":0},null,"Bracket - NIL",null,0,12976,0,null,0,0,0,0,0,0,0,0,0,0,0,0,0,0,0,0,0,0,0,0,0,0,0,0,0,0,0,0,0,null,0,0,0,0,0,0,0,0,0,null,0,0,0,0,0,0,0,0,0,0,null,0,0,0,0,0,0,0,null,0,0,0,null,{"$f":"IF($D35=\"Connection\",VLOOKUP(C35,'Input - General'!$F$62:$N$79,7,FALSE),0)","v":0},null,0.1801212933606588,0,0,null,8.6527813038891108E-2,0,0]
[null,{"$f":"'Input - Inventory'!B33","v":25},{"$f":"'Input - Inventory'!C33","v":"PRIVATE"},{"$f":"'Input - Inventory'!D33","v":"Bracket"},{"$f":"'Input - Inventory'!E33","v":"NonTraffic"},{"$f":"'Input - Inventory'!F33","v":"n/a"},{"$f":"'Input - Inventory'!G33","v":0},null,"Bracket - PRIVATE",null,0,113,0,null,0,0,0,0,0,0,0,0,0,0,0,0,0,0,0,0,0,0,0,0,0,0,0,0,0,0,0,0,0,null,0,0,0,0,0,0,0,0,0,null,0,0,0,0,0,0,0,0,0,0,null,0,0,0,0,0,0,0,null,0,0,0,null,{"$f":"IF($D36=\"Connection\",VLOOKUP(C36,'Input - General'!$F$62:$N$79,7,FALSE),0)","v":0},null,0.1801212933606588,0,0,null,8.6527813038891108E-2,0,0]
[null,{"$f":"'Input - Inventory'!B34","v":26},{"$f":"'Input - Inventory'!C34","v":"SMARTPOLE DOUBLE"},{"$f":"'Input - Inventory'!D34","v":"Bracket"},{"$f":"'Input - Inventory'!E34","v":"NonTraffic"},{"$f":"'Input - Inventory'!F34","v":"n/a"},{"$f":"'Input - Inventory'!G34","v":0},null,"Bracket - SMARTPOLE DOUBLE",null,0,0,0,null,0,0,0,0,0,0,0,0,0,0,0,0,0,0,0,0,0,0,0,0,0,0,0,0,0,0,0,0,0,null,0,0,0,0,0,0,0,0,0,null,0,0,0,0,0,0,0,0,0,0,null,0,0,0,0,0,0,0,null,0,0,0,null,{"$f":"IF($D37=\"Connection\",VLOOKUP(C37,'Input - General'!$F$62:$N$79,7,FALSE),0)","v":0},null,0.1801212933606588,0,0,null,8.6527813038891108E-2,0,0]
[null,{"$f":"'Input - Inventory'!B35","v":27},{"$f":"'Input - Inventory'!C35","v":"SMARTPOLE SINGLE LONG"},{"$f":"'Input - Inventory'!D35","v":"Bracket"},{"$f":"'Input - Inventory'!E35","v":"NonTraffic"},{"$f":"'Input - Inventory'!F35","v":"n/a"},{"$f":"'Input - Inventory'!G35","v":0},null,"Bracket - SMARTPOLE SINGLE LONG",null,0,0,0,null,0,0,0,0,0,0,0,0,0,0,0,0,0,0,0,0,0,0,0,0,0,0,0,0,0,0,0,0,0,null,0,0,0,0,0,0,0,0,0,null,0,0,0,0,0,0,0,0,0,0,null,0,0,0,0,0,0,0,null,0,0,0,null,{"$f":"IF($D38=\"Connection\",VLOOKUP(C38,'Input - General'!$F$62:$N$79,7,FALSE),0)","v":0},null,0.1801212933606588,0,0,null,8.6527813038891108E-2,0,0]
[null,{"$f":"'Input - Inventory'!B36","v":28},{"$f":"'Input - Inventory'!C36","v":"SMARTPOLE SINGLE SHORT"},{"$f":"'Input - Inventory'!D36","v":"Bracket"},{"$f":"'Input - Inventory'!E36","v":"NonTraffic"},{"$f":"'Input - Inventory'!F36","v":"n/a"},{"$f":"'Input - Inventory'!G36","v":0},null,"Bracket - SMARTPOLE SINGLE SHORT",null,0,1,0,null,0,0,0,0,0,0,0,0,0,0,0,0,0,0,0,0,0,0,0,0,0,0,0,0,0,0,0,0,0,null,0,0,0,0,0,0,0,0,0,null,0,0,0,0,0,0,0,0,0,0,null,0,0,0,0,0,0,0,null,0,0,0,null,{"$f":"IF($D39=\"Connection\",VLOOKUP(C39,'Input - General'!$F$62:$N$79,7,FALSE),0)","v":0},null,0.1801212933606588,0,0,null,8.6527813038891108E-2,0,0]
[null,{"$f":"'Input - Inventory'!B37","v":29},{"$f":"'Input - Inventory'!C37","v":"SUSPENDED"},{"$f":"'Input - Inventory'!D37","v":"Bracket"},{"$f":"'Input - Inventory'!E37","v":"NonTraffic"},{"$f":"'Input - Inventory'!F37","v":"n/a"},{"$f":"'Input - Inventory'!G37","v":0},null,"Bracket - SUSPENDED",null,0,153,0,null,0,0,0,0,0,0,0,0,0,0,0,0,0,0,0,0,0,0,0,0,0,0,0,0,0,0,0,0,0,null,0,0,0,0,0,0,0,0,0,null,0,0,0,0,0,0,0,0,0,0,null,0,0,0,0,0,0,0,null,0,0,0,null,{"$f":"IF($D40=\"Connection\",VLOOKUP(C40,'Input - General'!$F$62:$N$79,7,FALSE),0)","v":0},null,0.1801212933606588,0,0,null,8.6527813038891108E-2,0,0]
[null,{"$f":"'Input - Inventory'!B38","v":30},{"$f":"'Input - Inventory'!C38","v":"T1"},{"$f":"'Input - Inventory'!D38","v":"Bracket"},{"$f":"'Input - Inventory'!E38","v":"NonTraffic"},{"$f":"'Input - Inventory'!F38","v":"n/a"},{"$f":"'Input - Inventory'!G38","v":0},null,"Bracket - T1",null,0,19762,0,null,0,0,0,0,0,0,0,0,0,0,0,0,0,0,0,0,0,0,0,0,0,0,0,0,0,0,0,0,0,null,0,0,0,0,0,0,0,0,0,null,0,0,0,0,0,0,0,0,0,0,null,0,0,0,0,0,0,0,null,0,0,0,null,{"$f":"IF($D41=\"Connection\",VLOOKUP(C41,'Input - General'!$F$62:$N$79,7,FALSE),0)","v":0},null,0.1801212933606588,0,0,null,8.6527813038891108E-2,0,0]
[null,{"$f":"'Input - Inventory'!B39","v":31},{"$f":"'Input - Inventory'!C39","v":"T1 (P09)"},{"$f":"'Input - Inventory'!D39","v":"Bracket"},{"$f":"'Input - Inventory'!E39","v":"NonTraffic"},{"$f":"'Input - Inventory'!F39","v":"n/a"},{"$f":"'Input - Inventory'!G39","v":0},null,"Bracket - T1 (P09)",null,0,1335,0,null,0,0,0,0,0,0,0,0,0,0,0,0,0,0,0,0,0,0,0,0,0,0,0,0,0,0,0,0,0,null,0,0,0,0,0,0,0,0,0,null,0,0,0,0,0,0,0,0,0,0,null,0,0,0,0,0,0,0,null,0,0,0,null,{"$f":"IF($D42=\"Connection\",VLOOKUP(C42,'Input - General'!$F$62:$N$79,7,FALSE),0)","v":0},null,0.1801212933606588,0,0,null,8.6527813038891108E-2,0,0]
[null,{"$f":"'Input - Inventory'!B40","v":32},{"$f":"'Input - Inventory'!C40","v":"T2"},{"$f":"'Input - Inventory'!D40","v":"Bracket"},{"$f":"'Input - Inventory'!E40","v":"Traffic"},{"$f":"'Input - Inventory'!F40","v":"n/a"},{"$f":"'Input - Inventory'!G40","v":0},null,"Bracket - T2",null,0,9830.5,0,null,0,0,0,0,0,0,0,0,0,0,0,0,0,0,0,0,0,0,0,0,0,0,0,0,0,0,0,0,0,null,0,0,0,0,0,0,0,0,0,null,0,0,0,0,0,0,0,0,0,0,null,0,0,0,0,0,0,0,null,0,0,0,null,{"$f":"IF($D43=\"Connection\",VLOOKUP(C43,'Input - General'!$F$62:$N$79,7,FALSE),0)","v":0},null,0.1801212933606588,0,0,null,8.6527813038891108E-2,0,0]
[null,{"$f":"'Input - Inventory'!B41","v":33},{"$f":"'Input - Inventory'!C41","v":"T2A"},{"$f":"'Input - Inventory'!D41","v":"Bracket"},{"$f":"'Input - Inventory'!E41","v":"Traffic"},{"$f":"'Input - Inventory'!F41","v":"n/a"},{"$f":"'Input - Inventory'!G41","v":0},null,"Bracket - T2A",null,0,1196,0,null,0,0,0,0,0,0,0,0,0,0,0,0,0,0,0,0,0,0,0,0,0,0,0,0,0,0,0,0,0,null,0,0,0,0,0,0,0,0,0,null,0,0,0,0,0,0,0,0,0,0,null,0,0,0,0,0,0,0,null,0,0,0,null,{"$f":"IF($D44=\"Connection\",VLOOKUP(C44,'Input - General'!$F$62:$N$79,7,FALSE),0)","v":0},null,0.1801212933606588,0,0,null,8.6527813038891108E-2,0,0]
[null,{"$f":"'Input - Inventory'!B42","v":34},{"$f":"'Input - Inventory'!C42","v":"T2A (P09)"},{"$f":"'Input - Inventory'!D42","v":"Bracket"},{"$f":"'Input - Inventory'!E42","v":"Traffic"},{"$f":"'Input - Inventory'!F42","v":"n/a"},{"$f":"'Input - Inventory'!G42","v":0},null,"Bracket - T2A (P09)",null,0,174,0,null,0,0,0,0,0,0,0,0,0,0,0,0,0,0,0,0,0,0,0,0,0,0,0,0,0,0,0,0,0,null,0,0,0,0,0,0,0,0,0,null,0,0,0,0,0,0,0,0,0,0,null,0,0,0,0,0,0,0,null,0,0,0,null,{"$f":"IF($D45=\"Connection\",VLOOKUP(C45,'Input - General'!$F$62:$N$79,7,FALSE),0)","v":0},null,0.1801212933606588,0,0,null,8.6527813038891108E-2,0,0]
[null,{"$f":"'Input - Inventory'!B43","v":35},{"$f":"'Input - Inventory'!C43","v":"T3"},{"$f":"'Input - Inventory'!D43","v":"Bracket"},{"$f":"'Input - Inventory'!E43","v":"Traffic"},{"$f":"'Input - Inventory'!F43","v":"n/a"},{"$f":"'Input - Inventory'!G43","v":0},null,"Bracket - T3",null,0,3628,0,null,0,0,0,0,0,0,0,0,0,0,0,0,0,0,0,0,0,0,0,0,0,0,0,0,0,0,0,0,0,null,0,0,0,0,0,0,0,0,0,null,0,0,0,0,0,0,0,0,0,0,null,0,0,0,0,0,0,0,null,0,0,0,null,{"$f":"IF($D46=\"Connection\",VLOOKUP(C46,'Input - General'!$F$62:$N$79,7,FALSE),0)","v":0},null,0.1801212933606588,0,0,null,8.6527813038891108E-2,0,0]
[null,{"$f":"'Input - Inventory'!B44","v":36},{"$f":"'Input - Inventory'!C44","v":"T3 (P09)"},{"$f":"'Input - Inventory'!D44","v":"Bracket"},{"$f":"'Input - Inventory'!E44","v":"Traffic"},{"$f":"'Input - Inventory'!F44","v":"n/a"},{"$f":"'Input - Inventory'!G44","v":0},null,"Bracket - T3 (P09)",null,0,649.5,0,null,0,0,0,0,0,0,0,0,0,0,0,0,0,0,0,0,0,0,0,0,0,0,0,0,0,0,0,0,0,null,0,0,0,0,0,0,0,0,0,null,0,0,0,0,0,0,0,0,0,0,null,0,0,0,0,0,0,0,null,0,0,0,null,{"$f":"IF($D47=\"Connection\",VLOOKUP(C47,'Input - General'!$F$62:$N$79,7,FALSE),0)","v":0},null,0.1801212933606588,0,0,null,8.6527813038891108E-2,0,0]
[null,{"$f":"'Input - Inventory'!B45","v":37},{"$f":"'Input - Inventory'!C45","v":"T3A"},{"$f":"'Input - Inventory'!D45","v":"Bracket"},{"$f":"'Input - Inventory'!E45","v":"Traffic"},{"$f":"'Input - Inventory'!F45","v":"n/a"},{"$f":"'Input - Inventory'!G45","v":0},null,"Bracket - T3A",null,0,1031,0,null,0,0,0,0,0,0,0,0,0,0,0,0,0,0,0,0,0,0,0,0,0,0,0,0,0,0,0,0,0,null,0,0,0,0,0,0,0,0,0,null,0,0,0,0,0,0,0,0,0,0,null,0,0,0,0,0,0,0,null,0,0,0,null,{"$f":"IF($D48=\"Connection\",VLOOKUP(C48,'Input - General'!$F$62:$N$79,7,FALSE),0)","v":0},null,0.1801212933606588,0,0,null,8.6527813038891108E-2,0,0]
[null,{"$f":"'Input - Inventory'!B46","v":38},{"$f":"'Input - Inventory'!C46","v":"T4"},{"$f":"'Input - Inventory'!D46","v":"Bracket"},{"$f":"'Input - Inventory'!E46","v":"Traffic"},{"$f":"'Input - Inventory'!F46","v":"n/a"},{"$f":"'Input - Inventory'!G46","v":0},null,"Bracket - T4",null,0,11045,0,null,0,0,0,0,0,0,0,0,0,0,0,0,0,0,0,0,0,0,0,0,0,0,0,0,0,0,0,0,0,null,0,0,0,0,0,0,0,0,0,null,0,0,0,0,0,0,0,0,0,0,null,0,0,0,0,0,0,0,null,0,0,0,null,{"$f":"IF($D49=\"Connection\",VLOOKUP(C49,'Input - General'!$F$62:$N$79,7,FALSE),0)","v":0},null,0.1801212933606588,0,0,null,8.6527813038891108E-2,0,0]
[null,{"$f":"'Input - Inventory'!B47","v":39},{"$f":"'Input - Inventory'!C47","v":"T4 (P09)"},{"$f":"'Input - Inventory'!D47","v":"Bracket"},{"$f":"'Input - Inventory'!E47","v":"Traffic"},{"$f":"'Input - Inventory'!F47","v":"n/a"},{"$f":"'Input - Inventory'!G47","v":0},null,"Bracket - T4 (P09)",null,0,500,0,null,0,0,0,0,0,0,0,0,0,0,0,0,0,0,0,0,0,0,0,0,0,0,0,0,0,0,0,0,0,null,0,0,0,0,0,0,0,0,0,null,0,0,0,0,0,0,0,0,0,0,null,0,0,0,0,0,0,0,null,0,0,0,null,{"$f":"IF($D50=\"Connection\",VLOOKUP(C50,'Input - General'!$F$62:$N$79,7,FALSE),0)","v":0},null,0.1801212933606588,0,0,null,8.6527813038891108E-2,0,0]
[null,{"$f":"'Input - Inventory'!B48","v":40},{"$f":"'Input - Inventory'!C48","v":"T5"},{"$f":"'Input - Inventory'!D48","v":"Bracket"},{"$f":"'Input - Inventory'!E48","v":"Traffic"},{"$f":"'Input - Inventory'!F48","v":"n/a"},{"$f":"'Input - Inventory'!G48","v":0},null,"Bracket - T5",null,0,515,0,null,0,0,0,0,0,0,0,0,0,0,0,0,0,0,0,0,0,0,0,0,0,0,0,0,0,0,0,0,0,null,0,0,0,0,0,0,0,0,0,null,0,0,0,0,0,0,0,0,0,0,null,0,0,0,0,0,0,0,null,0,0,0,null,{"$f":"IF($D51=\"Connection\",VLOOKUP(C51,'Input - General'!$F$62:$N$79,7,FALSE),0)","v":0},null,0.1801212933606588,0,0,null,8.6527813038891108E-2,0,0]
[null,{"$f":"'Input - Inventory'!B49","v":41},{"$f":"'Input - Inventory'!C49","v":"T5 (P09)"},{"$f":"'Input - Inventory'!D49","v":"Bracket"},{"$f":"'Input - Inventory'!E49","v":"Traffic"},{"$f":"'Input - Inventory'!F49","v":"n/a"},{"$f":"'Input - Inventory'!G49","v":0},null,"Bracket - T5 (P09)",null,0,80,0,null,0,0,0,0,0,0,0,0,0,0,0,0,0,0,0,0,0,0,0,0,0,0,0,0,0,0,0,0,0,null,0,0,0,0,0,0,0,0,0,null,0,0,0,0,0,0,0,0,0,0,null,0,0,0,0,0,0,0,null,0,0,0,null,{"$f":"IF($D52=\"Connection\",VLOOKUP(C52,'Input - General'!$F$62:$N$79,7,FALSE),0)","v":0},null,0.1801212933606588,0,0,null,8.6527813038891108E-2,0,0]
[null,{"$f":"'Input - Inventory'!B50","v":42},{"$f":"'Input - Inventory'!C50","v":"T6"},{"$f":"'Input - Inventory'!D50","v":"Bracket"},{"$f":"'Input - Inventory'!E50","v":"Traffic"},{"$f":"'Input - Inventory'!F50","v":"n/a"},{"$f":"'Input - Inventory'!G50","v":0},null,"Bracket - T6",null,0,2029,0,null,0,0,0,0,0,0,0,0,0,0,0,0,0,0,0,0,0,0,0,0,0,0,0,0,0,0,0,0,0,null,0,0,0,0,0,0,0,0,0,null,0,0,0,0,0,0,0,0,0,0,null,0,0,0,0,0,0,0,null,0,0,0,null,{"$f":"IF($D53=\"Connection\",VLOOKUP(C53,'Input - General'!$F$62:$N$79,7,FALSE),0)","v":0},null,0.1801212933606588,0,0,null,8.6527813038891108E-2,0,0]
[null,{"$f":"'Input - Inventory'!B51","v":43},{"$f":"'Input - Inventory'!C51","v":"T6 (P09)"},{"$f":"'Input - Inventory'!D51","v":"Bracket"},{"$f":"'Input - Inventory'!E51","v":"Traffic"},{"$f":"'Input - Inventory'!F51","v":"n/a"},{"$f":"'Input - Inventory'!G51","v":0},null,"Bracket - T6 (P09)",null,0,347,0,null,0,0,0,0,0,0,0,0,0,0,0,0,0,0,0,0,0,0,0,0,0,0,0,0,0,0,0,0,0,null,0,0,0,0,0,0,0,0,0,null,0,0,0,0,0,0,0,0,0,0,null,0,0,0,0,0,0,0,null,0,0,0,null,{"$f":"IF($D54=\"Connection\",VLOOKUP(C54,'Input - General'!$F$62:$N$79,7,FALSE),0)","v":0},null,0.1801212933606588,0,0,null,8.6527813038891108E-2,0,0]
[null,{"$f":"'Input - Inventory'!B52","v":44},{"$f":"'Input - Inventory'!C52","v":"T7"},{"$f":"'Input - Inventory'!D52","v":"Bracket"},{"$f":"'Input - Inventory'!E52","v":"Traffic"},{"$f":"'Input - Inventory'!F52","v":"n/a"},{"$f":"'Input - Inventory'!G52","v":0},null,"Bracket - T7",null,0,722,0,null,0,0,0,0,0,0,0,0,0,0,0,0,0,0,0,0,0,0,0,0,0,0,0,0,0,0,0,0,0,null,0,0,0,0,0,0,0,0,0,null,0,0,0,0,0,0,0,0,0,0,null,0,0,0,0,0,0,0,null,0,0,0,null,{"$f":"IF($D55=\"Connection\",VLOOKUP(C55,'Input - General'!$F$62:$N$79,7,FALSE),0)","v":0},null,0.1801212933606588,0,0,null,8.6527813038891108E-2,0,0]
[null,{"$f":"'Input - Inventory'!B53","v":45},{"$f":"'Input - Inventory'!C53","v":"T7 (P09)"},{"$f":"'Input - Inventory'!D53","v":"Bracket"},{"$f":"'Input - Inventory'!E53","v":"Traffic"},{"$f":"'Input - Inventory'!F53","v":"n/a"},{"$f":"'Input - Inventory'!G53","v":0},null,"Bracket - T7 (P09)",null,0,182.5,0,null,0,0,0,0,0,0,0,0,0,0,0,0,0,0,0,0,0,0,0,0,0,0,0,0,0,0,0,0,0,null,0,0,0,0,0,0,0,0,0,null,0,0,0,0,0,0,0,0,0,0,null,0,0,0,0,0,0,0,null,0,0,0,null,{"$f":"IF($D56=\"Connection\",VLOOKUP(C56,'Input - General'!$F$62:$N$79,7,FALSE),0)","v":0},null,0.1801212933606588,0,0,null,8.6527813038891108E-2,0,0]
[null,{"$f":"'Input - Inventory'!B54","v":46},{"$f":"'Input - Inventory'!C54","v":"EMPTY"},{"$f":"'Input - Inventory'!D54","v":"Connection"},{"$f":"'Input - Inventory'!E54","v":"NonTraffic"},{"$f":"'Input - Inventory'!F54","v":"n/a"},{"$f":"'Input - Inventory'!G54","v":0},null,"Connection - EMPTY",null,0,0,0,null,0,0,0,0,0,0,0,0,0,0,0,0,0,0,0,0,0,0,0,0,0,0,0,0,0,0,0,0,0,null,0,0,0,0,0,0,0,0,0,null,0,0,0,0,0,0,0,0,0,0,null,0,0,0,0,0,0,0,null,0,0,0,null,{"$f":"IF($D57=\"Connection\",VLOOKUP(C57,'Input - General'!$F$62:$N$79,7,FALSE),0)","v":0},null,0.1801212933606588,0,0,null,8.6527813038891108E-2,0,0]
[null,{"$f":"'Input - Inventory'!B55","v":47},{"$f":"'Input - Inventory'!C55","v":"O/U (P09)"},{"$f":"'Input - Inventory'!D55","v":"Connection"},{"$f":"'Input - Inventory'!E55","v":"NonTraffic"},{"$f":"'Input - Inventory'!F55","v":"n/a"},{"$f":"'Input - Inventory'!G55","v":0},null,"Connection - O/U (P09)",null,95.121748906249977,14,1331.7044846874996,null,0,0,0,0,0,0,0,0,0,0,0,0,0,0,0,0,0,0,0,0,0,0,0,0,0,0,0,0,0,null,0,0,0,0,0,0,0,0,0,null,0,0,0,0,0,0,0,0,0,0,null,0,0,0,0,0,0,0,null,0,0,0,null,{"$f":"IF($D58=\"Connection\",VLOOKUP(C58,'Input - General'!$F$62:$N$79,7,FALSE),0)","v":74.184356211482566},null,0.1801212933606588,74.184356211482566,13.362182187940062,null,8.6527813038891108E-2,87.54653839942263,7.5752105068273421]
[null,{"$f":"'Input - Inventory'!B56","v":48},{"$f":"'Input - Inventory'!C56","v":"OH"},{"$f":"'Input - Inventory'!D56","v":"Connection"},{"$f":"'Input - Inventory'!E56","v":"NonTraffic"},{"$f":"'Input - Inventory'!F56","v":"n/a"},{"$f":"'Input - Inventory'!G56","v":0},null,"Connection - OH",null,0,191303.5,0,null,0,0,0,0,0,0,0,0,0,0,0,0,0,0,0,0,0,0,0,0,0,0,0,0,0,0,0,0,0,null,0,0,0,0,0,0,0,0,0,null,0,0,0,0,0,0,0,0,0,0,null,0,0,0,0,0,0,0,null,0,0,0,null,{"$f":"IF($D59=\"Connection\",VLOOKUP(C59,'Input - General'!$F$62:$N$79,7,FALSE),0)","v":0},null,0.1801212933606588,0,0,null,8.6527813038891108E-2,0,0]
[null,{"$f":"'Input - Inventory'!B57","v":49},{"$f":"'Input - Inventory'!C57","v":"OH(P09)"},{"$f":"'Input - Inventory'!D57","v":"Connection"},{"$f":"'Input - Inventory'!E57","v":"NonTraffic"},{"$f":"'Input - Inventory'!F57","v":"n/a"},{"$f":"'Input - Inventory'!G57","v":0},null,"Connection - OH(P09)",null,0,5736,0,null,0,0,0,0,0,0,0,0,0,0,0,0,0,0,0,0,0,0,0,0,0,0,0,0,0,0,0,0,0,null,0,0,0,0,0,0,0,0,0,null,0,0,0,0,0,0,0,0,0,0,null,0,0,0,0,0,0,0,null,0,0,0,null,{"$f":"IF($D60=\"Connection\",VLOOKUP(C60,'Input - General'!$F$62:$N$79,7,FALSE),0)","v":0},null,0.1801212933606588,0,0,null,8.6527813038891108E-2,0,0]
[null,{"$f":"'Input - Inventory'!B58","v":50},{"$f":"'Input - Inventory'!C58","v":"OH2"},{"$f":"'Input - Inventory'!D58","v":"Connection"},{"$f":"'Input - Inventory'!E58","v":"NonTraffic"},{"$f":"'Input - Inventory'!F58","v":"n/a"},{"$f":"'Input - Inventory'!G58","v":0},null,"Connection - OH2",null,0,484,0,null,0,0,0,0,0,0,0,0,0,0,0,0,0,0,0,0,0,0,0,0,0,0,0,0,0,0,0,0,0,null,0,0,0,0,0,0,0,0,0,null,0,0,0,0,0,0,0,0,0,0,null,0,0,0,0,0,0,0,null,0,0,0,null,{"$f":"IF($D61=\"Connection\",VLOOKUP(C61,'Input - General'!$F$62:$N$79,7,FALSE),0)","v":0},null,0.1801212933606588,0,0,null,8.6527813038891108E-2,0,0]
[null,{"$f":"'Input - Inventory'!B59","v":51},{"$f":"'Input - Inventory'!C59","v":"OH2 (P09)"},{"$f":"'Input - Inventory'!D59","v":"Connection"},{"$f":"'Input - Inventory'!E59","v":"NonTraffic"},{"$f":"'Input - Inventory'!F59","v":"n/a"},{"$f":"'Input - Inventory'!G59","v":0},null,"Connection - OH2 (P09)",null,0,119,0,null,0,0,0,0,0,0,0,0,0,0,0,0,0,0,0,0,0,0,0,0,0,0,0,0,0,0,0,0,0,null,0,0,0,0,0,0,0,0,0,null,0,0,0,0,0,0,0,0,0,0,null,0,0,0,0,0,0,0,null,0,0,0,null,{"$f":"IF($D62=\"Connection\",VLOOKUP(C62,'Input - General'!$F$62:$N$79,7,FALSE),0)","v":0},null,0.1801212933606588,0,0,null,8.6527813038891108E-2,0,0]
[null,{"$f":"'Input - Inventory'!B60","v":52},{"$f":"'Input - Inventory'!C60","v":"OHS"},{"$f":"'Input - Inventory'!D60","v":"Connection"},{"$f":"'Input - Inventory'!E60","v":"NonTraffic"},{"$f":"'Input - Inventory'!F60","v":"n/a"},{"$f":"'Input - Inventory'!G60","v":0},null,"Connection - OHS",null,0,4,0,null,0,0,0,0,0,0,0,0,0,0,0,0,0,0,0,0,0,0,0,0,0,0,0,0,0,0,0,0,0,null,0,0,0,0,0,0,0,0,0,null,0,0,0,0,0,0,0,0,0,0,null,0,0,0,0,0,0,0,null,0,0,0,null,{"$f":"IF($D63=\"Connection\",VLOOKUP(C63,'Input - General'!$F$62:$N$79,7,FALSE),0)","v":0},null,0.1801212933606588,0,0,null,8.6527813038891108E-2,0,0]
[null,{"$f":"'Input - Inventory'!B61","v":53},{"$f":"'Input - Inventory'!C61","v":"O/U"},{"$f":"'Input - Inventory'!D61","v":"Connection"},{"$f":"'Input - Inventory'!E61","v":"NonTraffic"},{"$f":"'Input - Inventory'!F61","v":"n/a"},{"$f":"'Input - Inventory'!G61","v":0},null,"Connection - O/U",null,95.12513265255933,587,55838.452867052329,null,0,0,0,0,0,0,0,0,0,0,0,0,0,0,0,0,0,0,0,0,0,0,0,0,0,0,0,0,0,null,0,0,0,0,0,0,0,0,0,null,0,0,0,0,0,0,0,0,0,0,null,0,0,0,0,0,0,0,null,0,0,0,null,{"$f":"IF($D64=\"Connection\",VLOOKUP(C64,'Input - General'!$F$62:$N$79,7,FALSE),0)","v":74.186995156249978},null,0.1801212933606588,74.186995156249978,13.362657518084676,null,8.6527813038891108E-2,87.549652674334652,7.5754799782246813]
[null,{"$f":"'Input - Inventory'!B62","v":54},{"$f":"'Input - Inventory'!C62","v":"UG2"},{"$f":"'Input - Inventory'!D62","v":"Connection"},{"$f":"'Input - Inventory'!E62","v":"NonTraffic"},{"$f":"'Input - Inventory'!F62","v":"n/a"},{"$f":"'Input - Inventory'!G62","v":0},null,"Connection - UG2",null,0,1897,0,null,0,0,0,0,0,0,0,0,0,0,0,0,0,0,0,0,0,0,0,0,0,0,0,0,0,0,0,0,0,null,0,0,0,0,0,0,0,0,0,null,0,0,0,0,0,0,0,0,0,0,null,0,0,0,0,0,0,0,null,0,0,0,null,{"$f":"IF($D65=\"Connection\",VLOOKUP(C65,'Input - General'!$F$62:$N$79,7,FALSE),0)","v":0},null,0.1801212933606588,0,0,null,8.6527813038891108E-2,0,0]
[null,{"$f":"'Input - Inventory'!B63","v":55},{"$f":"'Input - Inventory'!C63","v":"UG2 (P09)"},{"$f":"'Input - Inventory'!D63","v":"Connection"},{"$f":"'Input - Inventory'!E63","v":"NonTraffic"},{"$f":"'Input - Inventory'!F63","v":"n/a"},{"$f":"'Input - Inventory'!G63","v":0},null,"Connection - UG2 (P09)",null,0,405,0,null,0,0,0,0,0,0,0,0,0,0,0,0,0,0,0,0,0,0,0,0,0,0,0,0,0,0,0,0,0,null,0,0,0,0,0,0,0,0,0,null,0,0,0,0,0,0,0,0,0,0,null,0,0,0,0,0,0,0,null,0,0,0,null,{"$f":"IF($D66=\"Connection\",VLOOKUP(C66,'Input - General'!$F$62:$N$79,7,FALSE),0)","v":0},null,0.1801212933606588,0,0,null,8.6527813038891108E-2,0,0]
[null,{"$f":"'Input - Inventory'!B64","v":56},{"$f":"'Input - Inventory'!C64","v":"UGORDA"},{"$f":"'Input - Inventory'!D64","v":"Connection"},{"$f":"'Input - Inventory'!E64","v":"NonTraffic"},{"$f":"'Input - Inventory'!F64","v":"n/a"},{"$f":"'Input - Inventory'!G64","v":0},null,"Connection - UGORDA",null,0,1,0,null,0,0,0,0,0,0,0,0,0,0,0,0,0,0,0,0,0,0,0,0,0,0,0,0,0,0,0,0,0,null,0,0,0,0,0,0,0,0,0,null,0,0,0,0,0,0,0,0,0,0,null,0,0,0,0,0,0,0,null,0,0,0,null,{"$f":"IF($D67=\"Connection\",VLOOKUP(C67,'Input - General'!$F$62:$N$79,7,FALSE),0)","v":0},null,0.1801212933606588,0,0,null,8.6527813038891108E-2,0,0]
[null,{"$f":"'Input - Inventory'!B65","v":57},{"$f":"'Input - Inventory'!C65","v":"UGR1"},{"$f":"'Input - Inventory'!D65","v":"Connection"},{"$f":"'Input - Inventory'!E65","v":"NonTraffic"},{"$f":"'Input - Inventory'!F65","v":"n/a"},{"$f":"'Input - Inventory'!G65","v":0},null,"Connection - UGR1",null,87.195833906250016,26497,2310428.0110139064,null,0,0,0,0,0,0,0,0,0,0,0,0,0,0,0,0,0,0,0,0,0,0,0,0,0,0,0,0,0,null,0,0,0,0,0,0,0,0,0,null,0,0,0,0,0,0,0,0,0,0,null,0,0,0,0,0,0,0,null,0,0,0,null,{"$f":"IF($D68=\"Connection\",VLOOKUP(C68,'Input - General'!$F$62:$N$79,7,FALSE),0)","v":68.003026406019998},null,0.1801212933606588,68.003026406019998,12.248793068691354,null,8.6527813038891108E-2,80.251819474711354,6.9440144315386645]
[null,{"$f":"'Input - Inventory'!B66","v":58},{"$f":"'Input - Inventory'!C66","v":"UGR1 (P09)"},{"$f":"'Input - Inventory'!D66","v":"Connection"},{"$f":"'Input - Inventory'!E66","v":"NonTraffic"},{"$f":"'Input - Inventory'!F66","v":"n/a"},{"$f":"'Input - Inventory'!G66","v":0},null,"Connection - UGR1 (P09)",null,87.199188953536392,4244,370073.35791880847,null,0,0,0,0,0,0,0,0,0,0,0,0,0,0,0,0,0,0,0,0,0,0,0,0,0,0,0,0,0,null,0,0,0,0,0,0,0,0,0,null,0,0,0,0,0,0,0,0,0,0,null,0,0,0,0,0,0,0,null,0,0,0,null,{"$f":"IF($D69=\"Connection\",VLOOKUP(C69,'Input - General'!$F$62:$N$79,7,FALSE),0)","v":68.005642968749981},null,0.1801212933606588,68.005642968749981,12.249264367354439,null,8.6527813038891108E-2,80.254907336104424,6.9442816174319741]
[null,{"$f":"'Input - Inventory'!B67","v":59},{"$f":"'Input - Inventory'!C67","v":"UGR2"},{"$f":"'Input - Inventory'!D67","v":"Connection"},{"$f":"'Input - Inventory'!E67","v":"NonTraffic"},{"$f":"'Input - Inventory'!F67","v":"n/a"},{"$f":"'Input - Inventory'!G67","v":0},null,"Connection - UGR2",null,31.703659999999978,14175,449399.38049999968,null,0,0,0,0,0,0,0,0,0,0,0,0,0,0,0,0,0,0,0,0,0,0,0,0,0,0,0,0,0,null,0,0,0,0,0,0,0,0,0,null,0,0,0,0,0,0,0,0,0,0,null,0,0,0,0,0,0,0,null,0,0,0,null,{"$f":"IF($D70=\"Connection\",VLOOKUP(C70,'Input - General'!$F$62:$N$79,7,FALSE),0)","v":24.725319221850402},null,0.1801212933606588,24.725319221850402,4.4535564769948524,null,8.6527813038891108E-2,29.178875698845253,2.5247843011547251]
[null,{"$f":"'Input - Inventory'!B68","v":60},{"$f":"'Input - Inventory'!C68","v":"UGR2 (P09)"},{"$f":"'Input - Inventory'!D68","v":"Connection"},{"$f":"'Input - Inventory'!E68","v":"NonTraffic"},{"$f":"'Input - Inventory'!F68","v":"n/a"},{"$f":"'Input - Inventory'!G68","v":0},null,"Connection - UGR2 (P09)",null,31.703774796091778,3183,100913.11517596013,null,0,0,0,0,0,0,0,0,0,0,0,0,0,0,0,0,0,0,0,0,0,0,0,0,0,0,0,0,0,null,0,0,0,0,0,0,0,0,0,null,0,0,0,0,0,0,0,0,0,0,null,0,0,0,0,0,0,0,null,0,0,0,null,{"$f":"IF($D71=\"Connection\",VLOOKUP(C71,'Input - General'!$F$62:$N$79,7,FALSE),0)","v":24.725408749999996},null,0.1801212933606588,24.725408749999996,4.453572602920949,null,8.6527813038891108E-2,29.178981352920946,2.5247934431708337]
[null,{"$f":"'Input - Inventory'!B69","v":61},{"$f":"'Input - Inventory'!C69","v":"UGS"},{"$f":"'Input - Inventory'!D69","v":"Connection"},{"$f":"'Input - Inventory'!E69","v":"NonTraffic"},{"$f":"'Input - Inventory'!F69","v":"n/a"},{"$f":"'Input - Inventory'!G69","v":0},null,"Connection - UGS",null,0,43,0,null,0,0,0,0,0,0,0,0,0,0,0,0,0,0,0,0,0,0,0,0,0,0,0,0,0,0,0,0,0,null,0,0,0,0,0,0,0,0,0,null,0,0,0,0,0,0,0,0,0,0,null,0,0,0,0,0,0,0,null,0,0,0,null,{"$f":"IF($D72=\"Connection\",VLOOKUP(C72,'Input - General'!$F$62:$N$79,7,FALSE),0)","v":0},null,0.1801212933606588,0,0,null,8.6527813038891108E-2,0,0]
[null,{"$f":"'Input - Inventory'!B70","v":62},{"$f":"'Input - Inventory'!C70","v":"UG-SP"},{"$f":"'Input - Inventory'!D70","v":"Connection"},{"$f":"'Input - Inventory'!E70","v":"NonTraffic"},{"$f":"'Input - Inventory'!F70","v":"n/a"},{"$f":"'Input - Inventory'!G70","v":0},null,"Connection - UG-SP",null,0,1,0,null,0,0,0,0,0,0,0,0,0,0,0,0,0,0,0,0,0,0,0,0,0,0,0,0,0,0,0,0,0,null,0,0,0,0,0,0,0,0,0,null,0,0,0,0,0,0,0,0,0,0,null,0,0,0,0,0,0,0,null,0,0,0,null,{"$f":"IF($D73=\"Connection\",VLOOKUP(C73,'Input - General'!$F$62:$N$79,7,FALSE),0)","v":0},null,0.1801212933606588,0,0,null,8.6527813038891108E-2,0,0]
[null,{"$f":"'Input - Inventory'!B71","v":63},{"$f":"'Input - Inventory'!C71","v":"UG-SP (P09)"},{"$f":"'Input - Inventory'!D71","v":"Connection"},{"$f":"'Input - Inventory'!E71","v":"NonTraffic"},{"$f":"'Input - Inventory'!F71","v":"n/a"},{"$f":"'Input - Inventory'!G71","v":0},null,"Connection - UG-SP (P09)",null,0,15,0,null,0,0,0,0,0,0,0,0,0,0,0,0,0,0,0,0,0,0,0,0,0,0,0,0,0,0,0,0,0,null,0,0,0,0,0,0,0,0,0,null,0,0,0,0,0,0,0,0,0,0,null,0,0,0,0,0,0,0,null,0,0,0,null,{"$f":"IF($D74=\"Connection\",VLOOKUP(C74,'Input - General'!$F$62:$N$79,7,FALSE),0)","v":0},null,0.1801212933606588,0,0,null,8.6527813038891108E-2,0,0]
[null,{"$f":"'Input - Inventory'!B72","v":64},{"$f":"'Input - Inventory'!C72","v":"EMPTY"},{"$f":"'Input - Inventory'!D72","v":"Lamp"},{"$f":"'Input - Inventory'!E72","v":"NonTraffic"},{"$f":"'Input - Inventory'!F72","v":"Minor < 130w"},{"$f":"'Input - Inventory'!G72","v":1},null,"Lamp - EMPTY",null,25.463590032202823,0,0,null,11.039195264937344,0.33333333333333331,0,0,11.039195264937344,1.8504811250925242E-2,0,0,11.039195264937344,0.16666666666666666,11.039195264937344,4.590314436538903E-3,11.039195264937344,4.0032025620496396E-2,165.58792897406013,2.1598272138228944E-2,275.97988162343358,1.2221950623319483E-2,0,0,13247.034317924812,1.1123470522803115E-4,9383.3159751967414,2.4953586329427266E-4,0,0,0,0,16.980900031228767,null,0,0.33333333333333331,42.580255312499986,1.8504811250925242E-2,11.555036406249997,0.16666666666666666,0,1.8504811250925242E-2,2.7137789886156849,null,80.1548825388833,0,1.5133333333333332,80.1548825388833,1.4200000000000001E-2,0,80.1548825388833,0.01,0,0,null,0,0,11.555036406249997,1.4200000000000001E-2,0,0.01,0.16408151696874995,null,32.015958281249993,0,0,null,{"$f":"IF($D75=\"Connection\",VLOOKUP(C75,'Input - General'!$F$62:$N$79,7,FALSE),0)","v":0},null,0.1801212933606588,19.8587605368132,3.5769856324304046,null,8.6527813038891108E-2,23.435746169243604,2.027843862959219]
[null,{"$f":"'Input - Inventory'!B73","v":65},{"$f":"'Input - Inventory'!C73","v":"INC1x100"},{"$f":"'Input - Inventory'!D73","v":"Lamp"},{"$f":"'Input - Inventory'!E73","v":"NonTraffic"},{"$f":"'Input - Inventory'!F73","v":"Minor < 130w"},{"$f":"'Input - Inventory'!G73","v":"1"},null,"Lamp - INC1x100",null,44.090863266332207,1,{"$f":"L76*K76","v":44.090863266332207},null,11.039195264937344,{"$f":"IF(AND($D76=\"Lamp\",CycleBulkTask1<>0, OR($F76=O$9,O$9=\"All\")),1/CycleBulkTask1,0)","v":0.33333333333333331},0,{"$f":"IF(AND($D76=\"Lamp\",CycleBulkTask2<>0, OR($F76=Q$9,Q$9=\"All\")),1/CycleBulkTask2,0)","v":0},11.039195264937344,{"$f":"IF(AND($D76=\"Lamp\",CycleBulkTask3<>0, OR($F76=S$9,S$9=\"All\")),1/CycleBulkTask3,0)","v":1.8504811250925242E-2},0,{"$f":"IF(AND($D76=\"Lamp\",CycleBulkTask4<>0, OR($F76=U$9,U$9=\"All\")),1/CycleBulkTask4,0)","v":0},11.039195264937344,{"$f":"IF(AND($D76=\"Lamp\",CycleBulkTask5<>0, OR($F76=W$9,W$9=\"All\")),1/CycleBulkTask5,0)","v":0.16666666666666666},11.039195264937344,{"$f":"IF(AND($D76=\"Lamp\",CycleBulkTask6<>0, OR($F76=Y$9,Y$9=\"All\")),1/CycleBulkTask6,0)","v":4.590314436538903E-3},11.039195264937344,{"$f":"IF(AND($D76=\"Lamp\",CycleBulkTask7<>0, OR($F76=AA$9,AA$9=\"All\")),1/CycleBulkTask7,0)","v":4.0032025620496396E-2},165.58792897406013,{"$f":"IF(AND($D76=\"Lamp\",CycleBulkTask8<>0, OR($F76=AC$9,AC$9=\"All\")),1/CycleBulkTask8,0)","v":2.1598272138228944E-2},275.97988162343358,{"$f":"IF(AND($D76=\"Lamp\",CycleBulkTask9<>0, OR($F76=AE$9,AE$9=\"All\")),1/CycleBulkTask9,0)","v":1.2221950623319483E-2},0,{"$f":"IF(AND($D76=\"Lamp\",CycleBulkTask10<>0, OR($F76=AG$9,AG$9=\"All\")),1/CycleBulkTask10,0)","v":0},13247.034317924812,{"$f":"IF(AND($D76=\"Lamp\",CycleBulkTask11<>0, OR($F76=AI$9,AI$9=\"All\")),1/CycleBulkTask11,0)","v":1.1123470522803115E-4},9383.3159751967414,{"$f":"IF(AND($D76=\"Lamp\",CycleBulkTask12<>0, OR($F76=AK$9,AK$9=\"All\")),1/CycleBulkTask12,0)","v":2.4953586329427266E-4},0,{"$f":"IF(AND($D76=\"Lamp\",CycleBulkTask13<>0, OR($F76=AM$9,AM$9=\"All\")),1/CycleBulkTask13,0)","v":0},0,{"$f":"IF(AND($D76=\"Lamp\",CycleBulkTask14<>0, OR($F76=AO$9,AO$9=\"All\")),1/CycleBulkTask14,0)","v":0},{"$f":"O76*P76+Q76*R76+S76*T76+U76*V76+W76*X76+Y76*Z76+AA76*AB76+AC76*AD76+AE76*AF76+AG76*AH76+AI76*AJ76+AK76*AL76+AM76*AN76+AO76*AP76","v":16.980900031228767},null,11.039195264937344,{"$f":"MAX(P76,R76)","v":0.33333333333333331},42.580255312499986,{"$f":"MAX(T76,V76)","v":1.8504811250925242E-2},11.555036406249997,{"$f":"X76","v":0.16666666666666666},0,{"$f":"INDIRECT($E76)*$V76 +(1-INDIRECT($E76))*$T76","v":1.8504811250925242E-2},{"$f":"AS76*AT76+AU76*AV76+AW76*AX76+AY76*AZ76","v":6.3935107435947991},null,{"$f":"IF($D76=$AS$9,(INDIRECT(\"PriceLabour\" & \"FY17\")*ProportionStandardHours + INDIRECT(\"PriceLabourOvertime\" & \"FY17\")*ProportionOvertimeHours)*(1+RateOnCostAnnual),0)","v":80.1548825388833},{"$f":"BO76","v":0.06},{"$f":"IF($D76=\"Lamp\",(NumberOfCrew+INDIRECT($E76)*TrafficController)*(TimeToReplaceLamp),0)","v":1.5133333333333332},{"$f":"IF($D76=$AS$9,(INDIRECT(\"PriceLabour\" & \"FY17\")*ProportionStandardHours + INDIRECT(\"PriceLabourOvertime\" & \"FY17\")*ProportionOvertimeHours)*(1+RateOnCostAnnual),0)","v":80.1548825388833},{"$f":"BQ76","v":1.4200000000000001E-2},{"$f":"IF($D76=\"Lamp\",(NumberOfCrew+INDIRECT($E76)*TrafficController)*(TimeForPECellReplace),0)","v":0},{"$f":"IF($D76=$AS$9,(INDIRECT(\"PriceLabour\" & \"FY17\")*ProportionStandardHours + INDIRECT(\"PriceLabourOvertime\" & \"FY17\")*ProportionOvertimeHours)*(1+RateOnCostAnnual),0)","v":80.1548825388833},{"$f":"BS76","v":0.01},{"$f":"IF($D76=\"Lamp\",(NumberOfCrew+INDIRECT($E76)*TrafficController)*(TimeForOtherSpot),0)","v":0},{"$f":"BC76*BD76*BE76+BF76*BG76*BH76+BI76*BJ76*BK76","v":7.2780633345306018},null,11.039195264937344,{"$f":"IF($D76=\"Lamp\",INDIRECT(BO$10 & $B76),0)","v":0.06},11.555036406249997,{"$f":"IF($D76=\"Lamp\",INDIRECT(\"FailurePECell\" & \"Annual\"),0)","v":1.4200000000000001E-2},0,{"$f":"IF($D76=\"Lamp\",INDIRECT(\"FailureMisc\" & \"Annual\"),0)","v":0.01},{"$f":"BN76*BO76+BP76*BQ76+BR76*BS76","v":0.8264332328649906},null,32.015958281249993,{"$f":"BD76*BE76+BG76*BH76+BJ76*BK76","v":9.0799999999999992E-2},{"$f":"BV76*BW76","v":2.9070490119374992},null,{"$f":"IF($D76=\"Connection\",VLOOKUP(C76,'Input - General'!$F$62:$N$79,7,FALSE),0)","v":0},null,{"$f":"RateOverhead","v":0.1801212933606588},{"$f":"BX76+BL76+BT76+BA76+AQ76+BZ76","v":34.385956354156662},{"$f":"CC76*CB76","v":6.1936429319538613},null,{"$f":"CorporateOverheads","v":8.6527813038891108E-2},40.579599286110515,{"$f":"CG76*CF76","v":3.5112639802216896}]
[null,{"$f":"'Input - Inventory'!B74","v":66},{"$f":"'Input - Inventory'!C74","v":"INC1x1000"},{"$f":"'Input - Inventory'!D74","v":"Lamp"},{"$f":"'Input - Inventory'!E74","v":"Traffic"},{"$f":"'Input - Inventory'!F74","v":"Major > 130w"},{"$f":"'Input - Inventory'!G74","v":"1"},null,{"$f":"CONCATENATE(D77,\" - \",C77)","v":"Lamp - INC1x1000"},null,{"$f":"AQ77+BA77+BL77+BT77+BX77+BZ77+CD77+CH77","v":99.79412232775698},{"$f":"INDIRECT(L$10&$B77&\"FY17\")","v":0},0,null,{"$f":"IF(AND($D77=\"Lamp\", OR($F77=O$9, O$9=\"All\")),INDIRECT(\"PriceBulkTask1\" & \"FY17\"),0)","v":0},0,{"$f":"IF(AND($D77=\"Lamp\", OR($F77=Q$9, Q$9=\"All\")),INDIRECT(\"PriceBulkTask2\" & \"FY17\"),0)","v":11.039195264937344},0.33333333333333331,{"$f":"IF(AND($D77=\"Lamp\", OR($F77=S$9, S$9=\"All\")),INDIRECT(\"PriceBulkTask3\" & \"FY17\"),0)","v":0},0,{"$f":"IF(AND($D77=\"Lamp\", OR($F77=U$9, U$9=\"All\")),INDIRECT(\"PriceBulkTask4\" & \"FY17\"),0)","v":11.039195264937344},4.9094211792429674E-3,{"$f":"IF(AND($D77=\"Lamp\", OR($F77=W$9, W$9=\"All\")),INDIRECT(\"PriceBulkTask5\" & \"FY17\"),0)","v":11.039195264937344},0.16666666666666666,{"$f":"IF(AND($D77=\"Lamp\", OR($F77=Y$9, Y$9=\"All\")),INDIRECT(\"PriceBulkTask6\" & \"FY17\"),0)","v":11.039195264937344},4.590314436538903E-3,{"$f":"IF(AND($D77=\"Lamp\", OR($F77=AA$9, AA$9=\"All\")),INDIRECT(\"PriceBulkTask7\" & \"FY17\"),0)","v":11.039195264937344},4.0032025620496396E-2,{"$f":"IF(AND($D77=\"Lamp\", OR($F77=AC$9, AC$9=\"All\")),INDIRECT(\"PriceBulkTask8\" & \"FY17\"),0)","v":165.58792897406013},2.1598272138228944E-2,{"$f":"IF(AND($D77=\"Lamp\", OR($F77=AE$9, AE$9=\"All\")),INDIRECT(\"PriceBulkTask9\" & \"FY17\"),0)","v":275.97988162343358},1.2221950623319483E-2,{"$f":"IF(AND($D77=\"Lamp\", OR($F77=AG$9, AG$9=\"All\")),INDIRECT(\"PriceBulkTask10\" & \"FY17\"),0)","v":0},0,{"$f":"IF(AND($D77=\"Lamp\", OR($F77=AI$9, AI$9=\"All\")),INDIRECT(\"PriceBulkTask11\" & \"FY17\"),0)","v":13247.034317924812},1.1123470522803115E-4,{"$f":"IF(AND($D77=\"Lamp\", OR($F77=AK$9, AK$9=\"All\")),INDIRECT(\"PriceBulkTask12\" & \"FY17\"),0)","v":9383.3159751967414},2.4953586329427266E-4,{"$f":"IF(AND($D77=\"Lamp\", OR($F77=AM$9, AM$9=\"All\")),INDIRECT(\"PriceBulkTask13\" & \"FY17\"),0)","v":0},0,{"$f":"IF(AND($D77=\"Lamp\", OR($F77=AO$9, AO$9=\"All\")),INDIRECT(\"PriceBulkTask14\" & \"FY17\"),0)","v":0},0,16.830817865524477,null,{"$f":"IF($D77=\"Lamp\",$G77*INDIRECT(\"Price\" & $B77 & \"FY17\"),0)","v":110.39195264937345},0.33333333333333331,{"$f":"IF($D77=\"Lamp\",INDIRECT(\"PriceVisor\" & \"FY17\"),0)","v":42.580255312499986},4.9094211792429674E-3,{"$f":"IF($D77=\"Lamp\",INDIRECT(\"PricePECell\" & \"FY17\"),0)","v":11.555036406249997},0.16666666666666666,{"$f":"IF($D77=\"Lamp\",INDIRECT(\"PriceMisc\" & \"FY17\"),0)","v":0},4.9094211792429674E-3,38.932201358081571,null,80.1548825388833,0.06,2.2699999999999996,80.1548825388833,1.4200000000000001E-2,0,80.1548825388833,0.01,0,10.917095001795902,null,{"$f":"IF($D77=\"Lamp\",INDIRECT(\"Price\" & $B77 & \"FY17\"),0)","v":110.39195264937345},0.06,{"$f":"IF($D77=\"Lamp\",INDIRECT(\"pRICEpecELL\" & \"FY17\"),0)","v":11.555036406249997},1.4200000000000001E-2,{"$f":"IF($D77=\"Lamp\",INDIRECT(\"PriceMisc\" & \"FY17\"),0)","v":0},0.01,6.7875986759311564,null,{"$f":"IF(AND($D77=\"Lamp\"),INDIRECT(\"PriceEWP\"&\"FY17\"),0)","v":32.015958281249993},0.13619999999999996,4.3605735179062481,null,{"$f":"IF($D77=\"Connection\",VLOOKUP(C77,'Input - General'!$F$62:$N$79,7,FALSE),0)","v":0},null,0.1801212933606588,77.828286419239362,14.01853160987719,null,8.6527813038891108E-2,{"$f":"AQ77+BA77+BL77+BT77+BX77+BZ77+CD77","v":91.846818029116534},7.9473042986404483]
[null,{"$f":"'Input - Inventory'!B75","v":67},{"$f":"'Input - Inventory'!C75","v":"INC1x1440"},{"$f":"'Input - Inventory'!D75","v":"Lamp"},{"$f":"'Input - Inventory'!E75","v":"NonTraffic"},{"$f":"'Input - Inventory'!F75","v":"Major > 130w"},{"$f":"'Input - Inventory'!G75","v":"1"},null,"Lamp - INC1x1440",null,37.588573587645371,0,0,null,0,0,11.039195264937344,0.33333333333333331,0,0,11.039195264937344,4.9094211792429674E-3,11.039195264937344,0.16666666666666666,11.039195264937344,4.590314436538903E-3,11.039195264937344,4.0032025620496396E-2,165.58792897406013,2.1598272138228944E-2,275.97988162343358,1.2221950623319483E-2,0,0,13247.034317924812,1.1123470522803115E-4,9383.3159751967414,2.4953586329427266E-4,0,0,0,0,16.830817865524477,null,0,0.33333333333333331,42.580255312499986,4.9094211792429674E-3,11.555036406249997,0.16666666666666666,0,0,2.1348838082904265,null,80.1548825388833,0.06,1.5133333333333332,80.1548825388833,1.4200000000000001E-2,0,80.1548825388833,0.01,0,7.2780633345306018,null,0,0.06,11.555036406249997,1.4200000000000001E-2,0,0.01,0.16408151696874995,null,32.015958281249993,9.0799999999999992E-2,2.9070490119374992,null,{"$f":"IF($D78=\"Connection\",VLOOKUP(C78,'Input - General'!$F$62:$N$79,7,FALSE),0)","v":0},null,0.1801212933606588,29.314895537251754,5.2802368989023902,null,8.6527813038891108E-2,34.595132436154145,2.9934411514912234]
[null,{"$f":"'Input - Inventory'!B76","v":68},{"$f":"'Input - Inventory'!C76","v":"INC1x150"},{"$f":"'Input - Inventory'!D76","v":"Lamp"},{"$f":"'Input - Inventory'!E76","v":"NonTraffic"},{"$f":"'Input - Inventory'!F76","v":"Major > 130w"},{"$f":"'Input - Inventory'!G76","v":"1"},null,"Lamp - INC1x150",null,43.156143284808202,0,0,null,0,0,11.039195264937344,0.33333333333333331,0,0,11.039195264937344,4.9094211792429674E-3,11.039195264937344,0.16666666666666666,11.039195264937344,4.590314436538903E-3,11.039195264937344,4.0032025620496396E-2,165.58792897406013,2.1598272138228944E-2,275.97988162343358,1.2221950623319483E-2,0,0,13247.034317924812,1.1123470522803115E-4,9383.3159751967414,2.4953586329427266E-4,0,0,0,0,16.830817865524477,null,11.039195264937344,0.33333333333333331,42.580255312499986,4.9094211792429674E-3,11.555036406249997,0.16666666666666666,0,0,5.8146155632695411,null,80.1548825388833,0.06,1.5133333333333332,80.1548825388833,1.4200000000000001E-2,0,80.1548825388833,0.01,0,7.2780633345306018,null,11.039195264937344,0.06,11.555036406249997,1.4200000000000001E-2,0,0.01,0.8264332328649906,null,32.015958281249993,9.0799999999999992E-2,2.9070490119374992,null,{"$f":"IF($D79=\"Connection\",VLOOKUP(C79,'Input - General'!$F$62:$N$79,7,FALSE),0)","v":0},null,0.1801212933606588,33.656979008127109,6.0623385895563979,null,8.6527813038891108E-2,39.719317597683506,3.436825687124696]
[null,{"$f":"'Input - Inventory'!B77","v":69},{"$f":"'Input - Inventory'!C77","v":"INC1x150 (P09)"},{"$f":"'Input - Inventory'!D77","v":"Lamp"},{"$f":"'Input - Inventory'!E77","v":"NonTraffic"},{"$f":"'Input - Inventory'!F77","v":"Major > 130w"},{"$f":"'Input - Inventory'!G77","v":1},null,"Lamp - INC1x150 (P09)",null,43.156143284808202,13,561.02986270250665,null,0,0,11.039195264937344,0.33333333333333331,0,0,11.039195264937344,4.9094211792429674E-3,11.039195264937344,0.16666666666666666,11.039195264937344,4.590314436538903E-3,11.039195264937344,4.0032025620496396E-2,165.58792897406013,2.1598272138228944E-2,275.97988162343358,1.2221950623319483E-2,0,0,13247.034317924812,1.1123470522803115E-4,9383.3159751967414,2.4953586329427266E-4,0,0,0,0,16.830817865524477,null,11.039195264937344,0.33333333333333331,42.580255312499986,4.9094211792429674E-3,11.555036406249997,0.16666666666666666,0,0,5.8146155632695411,null,80.1548825388833,0.06,1.5133333333333332,80.1548825388833,1.4200000000000001E-2,0,80.1548825388833,0.01,0,7.2780633345306018,null,11.039195264937344,0.06,11.555036406249997,1.4200000000000001E-2,0,0.01,0.8264332328649906,null,32.015958281249993,9.0799999999999992E-2,2.9070490119374992,null,{"$f":"IF($D80=\"Connection\",VLOOKUP(C80,'Input - General'!$F$62:$N$79,7,FALSE),0)","v":0},null,0.1801212933606588,33.656979008127109,6.0623385895563979,null,8.6527813038891108E-2,39.719317597683506,3.436825687124696]
[null,{"$f":"'Input - Inventory'!B78","v":70},{"$f":"'Input - Inventory'!C78","v":"INC1x200"},{"$f":"'Input - Inventory'!D78","v":"Lamp"},{"$f":"'Input - Inventory'!E78","v":"NonTraffic"},{"$f":"'Input - Inventory'!F78","v":"Major > 130w"},{"$f":"'Input - Inventory'!G78","v":"1"},null,"Lamp - INC1x200",null,43.156143284808202,0,0,null,0,0,11.039195264937344,0.33333333333333331,0,0,11.039195264937344,4.9094211792429674E-3,11.039195264937344,0.16666666666666666,11.039195264937344,4.590314436538903E-3,11.039195264937344,4.0032025620496396E-2,165.58792897406013,2.1598272138228944E-2,275.97988162343358,1.2221950623319483E-2,0,0,13247.034317924812,1.1123470522803115E-4,9383.3159751967414,2.4953586329427266E-4,0,0,0,0,16.830817865524477,null,11.039195264937344,0.33333333333333331,42.580255312499986,4.9094211792429674E-3,11.555036406249997,0.16666666666666666,0,0,5.8146155632695411,null,80.1548825388833,0.06,1.5133333333333332,80.1548825388833,1.4200000000000001E-2,0,80.1548825388833,0.01,0,7.2780633345306018,null,11.039195264937344,0.06,11.555036406249997,1.4200000000000001E-2,0,0.01,0.8264332328649906,null,32.015958281249993,9.0799999999999992E-2,2.9070490119374992,null,{"$f":"IF($D81=\"Connection\",VLOOKUP(C81,'Input - General'!$F$62:$N$79,7,FALSE),0)","v":0},null,0.1801212933606588,33.656979008127109,6.0623385895563979,null,8.6527813038891108E-2,39.719317597683506,3.436825687124696]
[null,{"$f":"'Input - Inventory'!B79","v":71},{"$f":"'Input - Inventory'!C79","v":"INC1x300"},{"$f":"'Input - Inventory'!D79","v":"Lamp"},{"$f":"'Input - Inventory'!E79","v":"NonTraffic"},{"$f":"'Input - Inventory'!F79","v":"Major > 130w"},{"$f":"'Input - Inventory'!G79","v":"1"},null,"Lamp - INC1x300",null,54.291282679133872,0,0,null,0,0,11.039195264937344,0.33333333333333331,0,0,11.039195264937344,4.9094211792429674E-3,11.039195264937344,0.16666666666666666,11.039195264937344,4.590314436538903E-3,11.039195264937344,4.0032025620496396E-2,165.58792897406013,2.1598272138228944E-2,275.97988162343358,1.2221950623319483E-2,0,0,13247.034317924812,1.1123470522803115E-4,9383.3159751967414,2.4953586329427266E-4,0,0,0,0,16.830817865524477,null,33.11758579481203,0.33333333333333331,42.580255312499986,4.9094211792429674E-3,11.555036406249997,0.16666666666666666,0,0,13.174079073227768,null,80.1548825388833,0.06,1.5133333333333332,80.1548825388833,1.4200000000000001E-2,0,80.1548825388833,0.01,0,7.2780633345306018,null,33.11758579481203,0.06,11.555036406249997,1.4200000000000001E-2,0,0.01,2.1511366646574714,null,32.015958281249993,9.0799999999999992E-2,2.9070490119374992,null,{"$f":"IF($D82=\"Connection\",VLOOKUP(C82,'Input - General'!$F$62:$N$79,7,FALSE),0)","v":0},null,0.1801212933606588,42.341145949877813,7.6265419708644115,null,8.6527813038891108E-2,49.967687920742229,4.323594758391641]
[null,{"$f":"'Input - Inventory'!B80","v":72},{"$f":"'Input - Inventory'!C80","v":"INC1x40"},{"$f":"'Input - Inventory'!D80","v":"Lamp"},{"$f":"'Input - Inventory'!E80","v":"NonTraffic"},{"$f":"'Input - Inventory'!F80","v":"Minor < 130w"},{"$f":"'Input - Inventory'!G80","v":"1"},null,"Lamp - INC1x40",null,44.090863266332207,0,0,null,11.039195264937344,0.33333333333333331,0,0,11.039195264937344,1.8504811250925242E-2,0,0,11.039195264937344,0.16666666666666666,11.039195264937344,4.590314436538903E-3,11.039195264937344,4.0032025620496396E-2,165.58792897406013,2.1598272138228944E-2,275.97988162343358,1.2221950623319483E-2,0,0,13247.034317924812,1.1123470522803115E-4,9383.3159751967414,2.4953586329427266E-4,0,0,0,0,16.980900031228767,null,11.039195264937344,0.33333333333333331,42.580255312499986,1.8504811250925242E-2,11.555036406249997,0.16666666666666666,0,1.8504811250925242E-2,6.3935107435947991,null,80.1548825388833,0.06,1.5133333333333332,80.1548825388833,1.4200000000000001E-2,0,80.1548825388833,0.01,0,7.2780633345306018,null,11.039195264937344,0.06,11.555036406249997,1.4200000000000001E-2,0,0.01,0.8264332328649906,null,32.015958281249993,9.0799999999999992E-2,2.9070490119374992,null,{"$f":"IF($D83=\"Connection\",VLOOKUP(C83,'Input - General'!$F$62:$N$79,7,FALSE),0)","v":0},null,0.1801212933606588,34.385956354156662,6.1936429319538613,null,8.6527813038891108E-2,40.579599286110515,3.5112639802216896]
[null,{"$f":"'Input - Inventory'!B81","v":73},{"$f":"'Input - Inventory'!C81","v":"INC1x500"},{"$f":"'Input - Inventory'!D81","v":"Lamp"},{"$f":"'Input - Inventory'!E81","v":"NonTraffic"},{"$f":"'Input - Inventory'!F81","v":"Major > 130w"},{"$f":"'Input - Inventory'!G81","v":"1"},null,"Lamp - INC1x500",null,54.291282679133872,0,0,null,0,0,11.039195264937344,0.33333333333333331,0,0,11.039195264937344,4.9094211792429674E-3,11.039195264937344,0.16666666666666666,11.039195264937344,4.590314436538903E-3,11.039195264937344,4.0032025620496396E-2,165.58792897406013,2.1598272138228944E-2,275.97988162343358,1.2221950623319483E-2,0,0,13247.034317924812,1.1123470522803115E-4,9383.3159751967414,2.4953586329427266E-4,0,0,0,0,16.830817865524477,null,33.11758579481203,0.33333333333333331,42.580255312499986,4.9094211792429674E-3,11.555036406249997,0.16666666666666666,0,0,13.174079073227768,null,80.1548825388833,0.06,1.5133333333333332,80.1548825388833,1.4200000000000001E-2,0,80.1548825388833,0.01,0,7.2780633345306018,null,33.11758579481203,0.06,11.555036406249997,1.4200000000000001E-2,0,0.01,2.1511366646574714,null,32.015958281249993,9.0799999999999992E-2,2.9070490119374992,null,{"$f":"IF($D84=\"Connection\",VLOOKUP(C84,'Input - General'!$F$62:$N$79,7,FALSE),0)","v":0},null,0.1801212933606588,42.341145949877813,7.6265419708644115,null,8.6527813038891108E-2,49.967687920742229,4.323594758391641]
[null,{"$f":"'Input - Inventory'!B82","v":74},{"$f":"'Input - Inventory'!C82","v":"INC1x60"},{"$f":"'Input - Inventory'!D82","v":"Lamp"},{"$f":"'Input - Inventory'!E82","v":"NonTraffic"},{"$f":"'Input - Inventory'!F82","v":"Minor < 130w"},{"$f":"'Input - Inventory'!G82","v":"1"},null,"Lamp - INC1x60",null,44.090863266332207,0,0,null,11.039195264937344,0.33333333333333331,0,0,11.039195264937344,1.8504811250925242E-2,0,0,11.039195264937344,0.16666666666666666,11.039195264937344,4.590314436538903E-3,11.039195264937344,4.0032025620496396E-2,165.58792897406013,2.1598272138228944E-2,275.97988162343358,1.2221950623319483E-2,0,0,13247.034317924812,1.1123470522803115E-4,9383.3159751967414,2.4953586329427266E-4,0,0,0,0,16.980900031228767,null,11.039195264937344,0.33333333333333331,42.580255312499986,1.8504811250925242E-2,11.555036406249997,0.16666666666666666,0,1.8504811250925242E-2,6.3935107435947991,null,80.1548825388833,0.06,1.5133333333333332,80.1548825388833,1.4200000000000001E-2,0,80.1548825388833,0.01,0,7.2780633345306018,null,11.039195264937344,0.06,11.555036406249997,1.4200000000000001E-2,0,0.01,0.8264332328649906,null,32.015958281249993,9.0799999999999992E-2,2.9070490119374992,null,{"$f":"IF($D85=\"Connection\",VLOOKUP(C85,'Input - General'!$F$62:$N$79,7,FALSE),0)","v":0},null,0.1801212933606588,34.385956354156662,6.1936429319538613,null,8.6527813038891108E-2,40.579599286110515,3.5112639802216896]
[null,{"$f":"'Input - Inventory'!B83","v":75},{"$f":"'Input - Inventory'!C83","v":"INC1x75"},{"$f":"'Input - Inventory'!D83","v":"Lamp"},{"$f":"'Input - Inventory'!E83","v":"NonTraffic"},{"$f":"'Input - Inventory'!F83","v":"Minor < 130w"},{"$f":"'Input - Inventory'!G83","v":"1"},null,"Lamp - INC1x75",null,44.090863266332207,0,0,null,11.039195264937344,0.33333333333333331,0,0,11.039195264937344,1.8504811250925242E-2,0,0,11.039195264937344,0.16666666666666666,11.039195264937344,4.590314436538903E-3,11.039195264937344,4.0032025620496396E-2,165.58792897406013,2.1598272138228944E-2,275.97988162343358,1.2221950623319483E-2,0,0,13247.034317924812,1.1123470522803115E-4,9383.3159751967414,2.4953586329427266E-4,0,0,0,0,16.980900031228767,null,11.039195264937344,0.33333333333333331,42.580255312499986,1.8504811250925242E-2,11.555036406249997,0.16666666666666666,0,1.8504811250925242E-2,6.3935107435947991,null,80.1548825388833,0.06,1.5133333333333332,80.1548825388833,1.4200000000000001E-2,0,80.1548825388833,0.01,0,7.2780633345306018,null,11.039195264937344,0.06,11.555036406249997,1.4200000000000001E-2,0,0.01,0.8264332328649906,null,32.015958281249993,9.0799999999999992E-2,2.9070490119374992,null,{"$f":"IF($D86=\"Connection\",VLOOKUP(C86,'Input - General'!$F$62:$N$79,7,FALSE),0)","v":0},null,0.1801212933606588,34.385956354156662,6.1936429319538613,null,8.6527813038891108E-2,40.579599286110515,3.5112639802216896]
[null,{"$f":"'Input - Inventory'!B84","v":76},{"$f":"'Input - Inventory'!C84","v":"INC3x100"},{"$f":"'Input - Inventory'!D84","v":"Lamp"},{"$f":"'Input - Inventory'!E84","v":"NonTraffic"},{"$f":"'Input - Inventory'!F84","v":"Minor < 130w"},{"$f":"'Input - Inventory'!G84","v":"3"},null,"Lamp - INC3x100",null,53.527422075082782,0,0,null,11.039195264937344,0.33333333333333331,0,0,11.039195264937344,1.8504811250925242E-2,0,0,11.039195264937344,0.16666666666666666,11.039195264937344,4.590314436538903E-3,11.039195264937344,4.0032025620496396E-2,165.58792897406013,2.1598272138228944E-2,275.97988162343358,1.2221950623319483E-2,0,0,13247.034317924812,1.1123470522803115E-4,9383.3159751967414,2.4953586329427266E-4,0,0,0,0,16.980900031228767,null,33.11758579481203,0.33333333333333331,42.580255312499986,1.8504811250925242E-2,11.555036406249997,0.16666666666666666,0,1.8504811250925242E-2,13.752974253553027,null,80.1548825388833,0.06,1.5133333333333332,80.1548825388833,1.4200000000000001E-2,0,80.1548825388833,0.01,0,7.2780633345306018,null,11.039195264937344,0.06,11.555036406249997,1.4200000000000001E-2,0,0.01,0.8264332328649906,null,32.015958281249993,9.0799999999999992E-2,2.9070490119374992,null,{"$f":"IF($D87=\"Connection\",VLOOKUP(C87,'Input - General'!$F$62:$N$79,7,FALSE),0)","v":0},null,0.1801212933606588,41.745419864114886,7.5192390178081103,null,8.6527813038891108E-2,49.264658881923005,4.2627631931597803]
[null,{"$f":"'Input - Inventory'!B85","v":77},{"$f":"'Input - Inventory'!C85","v":"LED1x237"},{"$f":"'Input - Inventory'!D85","v":"Lamp"},{"$f":"'Input - Inventory'!E85","v":"NonTraffic"},{"$f":"'Input - Inventory'!F85","v":"Major > 130w"},{"$f":"'Input - Inventory'!G85","v":1},null,"Lamp - LED1x237",null,26.705487306839913,1,26.705487306839913,null,0,0,11.039195264937344,0.33333333333333331,0,0,11.039195264937344,4.9094211792429674E-3,11.039195264937344,0.16666666666666666,11.039195264937344,4.590314436538903E-3,11.039195264937344,4.0032025620496396E-2,165.58792897406013,2.1598272138228944E-2,275.97988162343358,1.2221950623319483E-2,0,0,13247.034317924812,1.1123470522803115E-4,9383.3159751967414,2.4953586329427266E-4,0,0,0,0,16.830817865524477,null,0,0.33333333333333331,42.580255312499986,4.9094211792429674E-3,11.555036406249997,0.16666666666666666,0,0,2.1348838082904265,null,80.1548825388833,0.01,1.5133333333333332,80.1548825388833,1.4200000000000001E-2,0,80.1548825388833,0.01,0,1.2130105557551005,null,0,0.01,11.555036406249997,1.4200000000000001E-2,0,0.01,0.16408151696874995,null,32.015958281249993,1.5133333333333332E-2,0.48450816865624985,null,{"$f":"IF($D88=\"Connection\",VLOOKUP(C88,'Input - General'!$F$62:$N$79,7,FALSE),0)","v":0},null,0.1801212933606588,20.827301915195005,3.7514405581778503,null,8.6527813038891108E-2,24.578742473372856,2.1267448334670584]
[null,{"$f":"'Input - Inventory'!B86","v":78},{"$f":"'Input - Inventory'!C86","v":"LED1x29"},{"$f":"'Input - Inventory'!D86","v":"Lamp"},{"$f":"'Input - Inventory'!E86","v":"NonTraffic"},{"$f":"'Input - Inventory'!F86","v":"Minor < 130w"},{"$f":"'Input - Inventory'!G86","v":1},null,"Lamp - LED1x29",null,25.281067586176277,1391,35165.965012371205,null,11.039195264937344,{"$f":"1/6","v":0.16666666666666666},0,0,11.039195264937344,1.8504811250925242E-2,0,0,11.039195264937344,0.16666666666666666,11.039195264937344,4.590314436538903E-3,11.039195264937344,4.0032025620496396E-2,165.58792897406013,2.1598272138228944E-2,275.97988162343358,1.2221950623319483E-2,0,0,13247.034317924812,1.1123470522803115E-4,9383.3159751967414,2.4953586329427266E-4,0,0,0,0,15.141034153739211,null,0,0.16666666666666666,42.580255312499986,1.8504811250925242E-2,11.555036406249997,0.16666666666666666,0,1.8504811250925242E-2,2.7137789886156849,null,80.1548825388833,0.01,1.5133333333333332,80.1548825388833,1.4200000000000001E-2,0,80.1548825388833,0.01,0,1.2130105557551005,null,0,0.01,11.555036406249997,1.4200000000000001E-2,0,0.01,0.16408151696874995,null,32.015958281249993,1.5133333333333332E-2,0.48450816865624985,null,{"$f":"IF($D89=\"Connection\",VLOOKUP(C89,'Input - General'!$F$62:$N$79,7,FALSE),0)","v":0},null,0.1801212933606588,19.716413383734995,3.5513458791117505,null,8.6527813038891108E-2,23.267759262846749,2.0133083233295301]
[null,{"$f":"'Input - Inventory'!B87","v":79},{"$f":"'Input - Inventory'!C87","v":"MBF1x1000"},{"$f":"'Input - Inventory'!D87","v":"Lamp"},{"$f":"'Input - Inventory'!E87","v":"Traffic"},{"$f":"'Input - Inventory'!F87","v":"Major > 130w"},{"$f":"'Input - Inventory'!G87","v":"1"},null,"Lamp - MBF1x1000",null,109.15494173886546,1,109.15494173886546,null,0,0,11.039195264937344,0.33333333333333331,0,0,11.039195264937344,4.9094211792429674E-3,11.039195264937344,0.16666666666666666,11.039195264937344,4.590314436538903E-3,11.039195264937344,4.0032025620496396E-2,165.58792897406013,2.1598272138228944E-2,275.97988162343358,1.2221950623319483E-2,0,0,13247.034317924812,1.1123470522803115E-4,9383.3159751967414,2.4953586329427266E-4,0,0,0,0,16.830817865524477,null,110.39195264937345,0.33333333333333331,42.580255312499986,4.9094211792429674E-3,11.555036406249997,0.16666666666666666,0,4.9094211792429674E-3,38.932201358081571,null,80.1548825388833,0.08,2.2699999999999996,80.1548825388833,1.4200000000000001E-2,0,80.1548825388833,0.01,0,14.556126669061204,null,110.39195264937345,0.08,11.555036406249997,1.4200000000000001E-2,0,0.01,8.9954377289186258,null,32.015958281249993,0.18159999999999996,5.8140980238749975,null,{"$f":"IF($D90=\"Connection\",VLOOKUP(C90,'Input - General'!$F$62:$N$79,7,FALSE),0)","v":0},null,0.1801212933606588,85.128681645460873,15.333488240068188,null,8.6527813038891108E-2,100.46216988552908,8.6927718533363763]
[null,{"$f":"'Input - Inventory'!B88","v":80},{"$f":"'Input - Inventory'!C88","v":"MBF1x1000 (P09)"},{"$f":"'Input - Inventory'!D88","v":"Lamp"},{"$f":"'Input - Inventory'!E88","v":"Traffic"},{"$f":"'Input - Inventory'!F88","v":"Major > 130w"},{"$f":"'Input - Inventory'!G88","v":1},null,"Lamp - MBF1x1000 (P09)",null,109.15494173886546,13,1419.014242605251,null,0,0,11.039195264937344,0.33333333333333331,0,0,11.039195264937344,4.9094211792429674E-3,11.039195264937344,0.16666666666666666,11.039195264937344,4.590314436538903E-3,11.039195264937344,4.0032025620496396E-2,165.58792897406013,2.1598272138228944E-2,275.97988162343358,1.2221950623319483E-2,0,0,13247.034317924812,1.1123470522803115E-4,9383.3159751967414,2.4953586329427266E-4,0,0,0,0,16.830817865524477,null,110.39195264937345,0.33333333333333331,42.580255312499986,4.9094211792429674E-3,11.555036406249997,0.16666666666666666,0,4.9094211792429674E-3,38.932201358081571,null,80.1548825388833,0.08,2.2699999999999996,80.1548825388833,1.4200000000000001E-2,0,80.1548825388833,0.01,0,14.556126669061204,null,110.39195264937345,0.08,11.555036406249997,1.4200000000000001E-2,0,0.01,8.9954377289186258,null,32.015958281249993,0.18159999999999996,5.8140980238749975,null,{"$f":"IF($D91=\"Connection\",VLOOKUP(C91,'Input - General'!$F$62:$N$79,7,FALSE),0)","v":0},null,0.1801212933606588,85.128681645460873,15.333488240068188,null,8.6527813038891108E-2,100.46216988552908,8.6927718533363763]
[null,{"$f":"'Input - Inventory'!B89","v":81},{"$f":"'Input - Inventory'!C89","v":"MBF1x125"},{"$f":"'Input - Inventory'!D89","v":"Lamp"},{"$f":"'Input - Inventory'!E89","v":"NonTraffic"},{"$f":"'Input - Inventory'!F89","v":"Minor < 130w"},{"$f":"'Input - Inventory'!G89","v":"1"},null,"Lamp - MBF1x125",null,61.639377148205305,338,20834.109476093392,null,11.039195264937344,0.33333333333333331,0,0,11.039195264937344,1.8504811250925242E-2,0,0,11.039195264937344,0.16666666666666666,11.039195264937344,4.590314436538903E-3,11.039195264937344,4.0032025620496396E-2,165.58792897406013,2.1598272138228944E-2,275.97988162343358,1.2221950623319483E-2,0,0,13247.034317924812,1.1123470522803115E-4,9383.3159751967414,2.4953586329427266E-4,0,0,0,0,16.980900031228767,null,11.039195264937344,0.33333333333333331,42.580255312499986,1.8504811250925242E-2,11.555036406249997,0.16666666666666666,0,1.8504811250925242E-2,6.3935107435947991,null,80.1548825388833,0.13570000000000002,1.5133333333333332,80.1548825388833,1.4200000000000001E-2,0,80.1548825388833,0.01,0,16.460553241596717,null,11.039195264937344,0.13570000000000002,11.555036406249997,1.4200000000000001E-2,0,0.01,1.6621003144207478,null,32.015958281249993,0.20535933333333334,6.5747758486653112,null,{"$f":"IF($D92=\"Connection\",VLOOKUP(C92,'Input - General'!$F$62:$N$79,7,FALSE),0)","v":0},null,0.1801212933606588,48.071840179506339,8.6587620273595665,null,8.6527813038891108E-2,56.73060220686591,4.9087749413393968]
[null,{"$f":"'Input - Inventory'!B90","v":82},{"$f":"'Input - Inventory'!C90","v":"MBF1x125 (P09)"},{"$f":"'Input - Inventory'!D90","v":"Lamp"},{"$f":"'Input - Inventory'!E90","v":"NonTraffic"},{"$f":"'Input - Inventory'!F90","v":"Minor < 130w"},{"$f":"'Input - Inventory'!G90","v":1},null,"Lamp - MBF1x125 (P09)",null,61.639377148205305,5341,329215.91334856453,null,11.039195264937344,0.33333333333333331,0,0,11.039195264937344,1.8504811250925242E-2,0,0,11.039195264937344,0.16666666666666666,11.039195264937344,4.590314436538903E-3,11.039195264937344,4.0032025620496396E-2,165.58792897406013,2.1598272138228944E-2,275.97988162343358,1.2221950623319483E-2,0,0,13247.034317924812,1.1123470522803115E-4,9383.3159751967414,2.4953586329427266E-4,0,0,0,0,16.980900031228767,null,11.039195264937344,0.33333333333333331,42.580255312499986,1.8504811250925242E-2,11.555036406249997,0.16666666666666666,0,1.8504811250925242E-2,6.3935107435947991,null,80.1548825388833,0.13570000000000002,1.5133333333333332,80.1548825388833,1.4200000000000001E-2,0,80.1548825388833,0.01,0,16.460553241596717,null,11.039195264937344,0.13570000000000002,11.555036406249997,1.4200000000000001E-2,0,0.01,1.6621003144207478,null,32.015958281249993,0.20535933333333334,6.5747758486653112,null,{"$f":"IF($D93=\"Connection\",VLOOKUP(C93,'Input - General'!$F$62:$N$79,7,FALSE),0)","v":0},null,0.1801212933606588,48.071840179506339,8.6587620273595665,null,8.6527813038891108E-2,56.73060220686591,4.9087749413393968]
[null,{"$f":"'Input - Inventory'!B91","v":83},{"$f":"'Input - Inventory'!C91","v":"MBF1x160"},{"$f":"'Input - Inventory'!D91","v":"Lamp"},{"$f":"'Input - Inventory'!E91","v":"NonTraffic"},{"$f":"'Input - Inventory'!F91","v":"Major > 130w"},{"$f":"'Input - Inventory'!G91","v":"1"},null,"Lamp - MBF1x160",null,38.519812008223504,1,38.519812008223504,null,0,0,11.039195264937344,0.33333333333333331,0,0,11.039195264937344,4.9094211792429674E-3,11.039195264937344,0.16666666666666666,11.039195264937344,4.590314436538903E-3,11.039195264937344,4.0032025620496396E-2,165.58792897406013,2.1598272138228944E-2,275.97988162343358,1.2221950623319483E-2,0,0,13247.034317924812,1.1123470522803115E-4,9383.3159751967414,2.4953586329427266E-4,0,0,0,0,16.830817865524477,null,11.039195264937344,0.33333333333333331,42.580255312499986,4.9094211792429674E-3,11.555036406249997,0.16666666666666666,0,0,5.8146155632695411,null,80.1548825388833,0.04,1.5133333333333332,80.1548825388833,1.4200000000000001E-2,0,80.1548825388833,0.01,0,4.8520422230204021,null,11.039195264937344,0.04,11.555036406249997,1.4200000000000001E-2,0,0.01,0.60564932756624379,null,32.015958281249993,6.0533333333333328E-2,1.9380326746249994,null,{"$f":"IF($D94=\"Connection\",VLOOKUP(C94,'Input - General'!$F$62:$N$79,7,FALSE),0)","v":0},null,0.1801212933606588,30.041157654005662,5.4110521706909545,null,8.6527813038891108E-2,35.452209824696617,3.0676021835268874]
[null,{"$f":"'Input - Inventory'!B92","v":84},{"$f":"'Input - Inventory'!C92","v":"MBF1x250"},{"$f":"'Input - Inventory'!D92","v":"Lamp"},{"$f":"'Input - Inventory'!E92","v":"Traffic"},{"$f":"'Input - Inventory'!F92","v":"Major > 130w"},{"$f":"'Input - Inventory'!G92","v":"1"},null,"Lamp - MBF1x250",null,69.534385112024196,1153,80173.146034163903,null,0,0,11.039195264937344,0.33333333333333331,0,0,11.039195264937344,4.9094211792429674E-3,11.039195264937344,0.16666666666666666,11.039195264937344,4.590314436538903E-3,11.039195264937344,4.0032025620496396E-2,165.58792897406013,2.1598272138228944E-2,275.97988162343358,1.2221950623319483E-2,0,0,13247.034317924812,1.1123470522803115E-4,9383.3159751967414,2.4953586329427266E-4,0,0,0,0,16.830817865524477,null,11.039195264937344,0.33333333333333331,42.580255312499986,4.9094211792429674E-3,11.555036406249997,0.16666666666666666,0,4.9094211792429674E-3,5.8146155632695411,null,80.1548825388833,0.11826666666666664,2.2699999999999996,80.1548825388833,1.4200000000000001E-2,0,80.1548825388833,0.01,0,21.518807259095475,null,11.039195264937344,0.11826666666666664,11.555036406249997,1.4200000000000001E-2,0,0.01,1.4696503436353396,null,32.015958281249993,0.26846533333333322,8.5951749119618697,null,{"$f":"IF($D95=\"Connection\",VLOOKUP(C95,'Input - General'!$F$62:$N$79,7,FALSE),0)","v":0},null,0.1801212933606588,54.229065943486702,9.7678094954812789,null,8.6527813038891108E-2,63.996875438967976,5.5375096730562232]
[null,{"$f":"'Input - Inventory'!B93","v":85},{"$f":"'Input - Inventory'!C93","v":"MBF1x250 (P09)"},{"$f":"'Input - Inventory'!D93","v":"Lamp"},{"$f":"'Input - Inventory'!E93","v":"Traffic"},{"$f":"'Input - Inventory'!F93","v":"Major > 130w"},{"$f":"'Input - Inventory'!G93","v":1},null,"Lamp - MBF1x250 (P09)",null,69.534385112024196,16912,1175965.5210145533,null,0,0,11.039195264937344,0.33333333333333331,0,0,11.039195264937344,4.9094211792429674E-3,11.039195264937344,0.16666666666666666,11.039195264937344,4.590314436538903E-3,11.039195264937344,4.0032025620496396E-2,165.58792897406013,2.1598272138228944E-2,275.97988162343358,1.2221950623319483E-2,0,0,13247.034317924812,1.1123470522803115E-4,9383.3159751967414,2.4953586329427266E-4,0,0,0,0,16.830817865524477,null,11.039195264937344,0.33333333333333331,42.580255312499986,4.9094211792429674E-3,11.555036406249997,0.16666666666666666,0,4.9094211792429674E-3,5.8146155632695411,null,80.1548825388833,0.11826666666666664,2.2699999999999996,80.1548825388833,1.4200000000000001E-2,0,80.1548825388833,0.01,0,21.518807259095475,null,11.039195264937344,0.11826666666666664,11.555036406249997,1.4200000000000001E-2,0,0.01,1.4696503436353396,null,32.015958281249993,0.26846533333333322,8.5951749119618697,null,{"$f":"IF($D96=\"Connection\",VLOOKUP(C96,'Input - General'!$F$62:$N$79,7,FALSE),0)","v":0},null,0.1801212933606588,54.229065943486702,9.7678094954812789,null,8.6527813038891108E-2,63.996875438967976,5.5375096730562232]
[null,{"$f":"'Input - Inventory'!B94","v":86},{"$f":"'Input - Inventory'!C94","v":"MBF1x400"},{"$f":"'Input - Inventory'!D94","v":"Lamp"},{"$f":"'Input - Inventory'!E94","v":"Traffic"},{"$f":"'Input - Inventory'!F94","v":"Major > 130w"},{"$f":"'Input - Inventory'!G94","v":"1"},null,"Lamp - MBF1x400",null,71.941626926927711,343,24675.978035936205,null,0,0,11.039195264937344,0.33333333333333331,0,0,11.039195264937344,4.9094211792429674E-3,11.039195264937344,0.16666666666666666,11.039195264937344,4.590314436538903E-3,11.039195264937344,4.0032025620496396E-2,165.58792897406013,2.1598272138228944E-2,275.97988162343358,1.2221950623319483E-2,0,0,13247.034317924812,1.1123470522803115E-4,9383.3159751967414,2.4953586329427266E-4,0,0,0,0,16.830817865524477,null,11.039195264937344,0.33333333333333331,42.580255312499986,4.9094211792429674E-3,11.555036406249997,0.16666666666666666,0,4.9094211792429674E-3,5.8146155632695411,null,80.1548825388833,0.12533333333333332,2.2699999999999996,80.1548825388833,1.4200000000000001E-2,0,80.1548825388833,0.01,0,22.804598448195886,null,11.039195264937344,0.12533333333333332,11.555036406249997,1.4200000000000001E-2,0,0.01,1.547660656840897,null,32.015958281249993,0.28450666666666657,9.1087535707374947,null,{"$f":"IF($D97=\"Connection\",VLOOKUP(C97,'Input - General'!$F$62:$N$79,7,FALSE),0)","v":0},null,0.1801212933606588,56.106446104568292,10.105965638224937,null,8.6527813038891108E-2,66.212411742793222,5.7292151841344898]
[null,{"$f":"'Input - Inventory'!B95","v":87},{"$f":"'Input - Inventory'!C95","v":"MBF1x400 (P09)"},{"$f":"'Input - Inventory'!D95","v":"Lamp"},{"$f":"'Input - Inventory'!E95","v":"Traffic"},{"$f":"'Input - Inventory'!F95","v":"Major > 130w"},{"$f":"'Input - Inventory'!G95","v":1},null,"Lamp - MBF1x400 (P09)",null,71.941626926927711,6550.5,471253.62718483998,null,0,0,11.039195264937344,0.33333333333333331,0,0,11.039195264937344,4.9094211792429674E-3,11.039195264937344,0.16666666666666666,11.039195264937344,4.590314436538903E-3,11.039195264937344,4.0032025620496396E-2,165.58792897406013,2.1598272138228944E-2,275.97988162343358,1.2221950623319483E-2,0,0,13247.034317924812,1.1123470522803115E-4,9383.3159751967414,2.4953586329427266E-4,0,0,0,0,16.830817865524477,null,11.039195264937344,0.33333333333333331,42.580255312499986,4.9094211792429674E-3,11.555036406249997,0.16666666666666666,0,4.9094211792429674E-3,5.8146155632695411,null,80.1548825388833,0.12533333333333332,2.2699999999999996,80.1548825388833,1.4200000000000001E-2,0,80.1548825388833,0.01,0,22.804598448195886,null,11.039195264937344,0.12533333333333332,11.555036406249997,1.4200000000000001E-2,0,0.01,1.547660656840897,null,32.015958281249993,0.28450666666666657,9.1087535707374947,null,{"$f":"IF($D98=\"Connection\",VLOOKUP(C98,'Input - General'!$F$62:$N$79,7,FALSE),0)","v":0},null,0.1801212933606588,56.106446104568292,10.105965638224937,null,8.6527813038891108E-2,66.212411742793222,5.7292151841344898]
[null,{"$f":"'Input - Inventory'!B96","v":88},{"$f":"'Input - Inventory'!C96","v":"MBF1x42"},{"$f":"'Input - Inventory'!D96","v":"Lamp"},{"$f":"'Input - Inventory'!E96","v":"NonTraffic"},{"$f":"'Input - Inventory'!F96","v":"Minor < 130w"},{"$f":"'Input - Inventory'!G96","v":"1"},null,"Lamp - MBF1x42",null,65.904801922663225,197,12983.245978764655,null,11.039195264937344,0.33333333333333331,0,0,11.039195264937344,1.8504811250925242E-2,0,0,11.039195264937344,0.16666666666666666,11.039195264937344,4.590314436538903E-3,11.039195264937344,4.0032025620496396E-2,165.58792897406013,2.1598272138228944E-2,275.97988162343358,1.2221950623319483E-2,0,0,13247.034317924812,1.1123470522803115E-4,9383.3159751967414,2.4953586329427266E-4,0,0,0,0,16.980900031228767,null,11.039195264937344,0.33333333333333331,42.580255312499986,1.8504811250925242E-2,11.555036406249997,0.16666666666666666,0,1.8504811250925242E-2,6.3935107435947991,null,80.1548825388833,0.15409999999999999,1.5133333333333332,80.1548825388833,1.4200000000000001E-2,0,80.1548825388833,0.01,0,18.692492664186094,null,11.039195264937344,0.15409999999999999,11.555036406249997,1.4200000000000001E-2,0,0.01,1.8652215072955947,null,32.015958281249993,0.23320466666666662,7.4662708789928089,null,{"$f":"IF($D99=\"Connection\",VLOOKUP(C99,'Input - General'!$F$62:$N$79,7,FALSE),0)","v":0},null,0.1801212933606588,51.398395825298067,9.2579455327157731,null,8.6527813038891108E-2,60.65634135801384,5.2484605646493803]
[null,{"$f":"'Input - Inventory'!B97","v":89},{"$f":"'Input - Inventory'!C97","v":"MBF1x42 (P09)"},{"$f":"'Input - Inventory'!D97","v":"Lamp"},{"$f":"'Input - Inventory'!E97","v":"NonTraffic"},{"$f":"'Input - Inventory'!F97","v":"Minor < 130w"},{"$f":"'Input - Inventory'!G97","v":1},null,"Lamp - MBF1x42 (P09)",null,65.904801922663225,52383.5,3452324.1915158289,null,11.039195264937344,0.33333333333333331,0,0,11.039195264937344,1.8504811250925242E-2,0,0,11.039195264937344,0.16666666666666666,11.039195264937344,4.590314436538903E-3,11.039195264937344,4.0032025620496396E-2,165.58792897406013,2.1598272138228944E-2,275.97988162343358,1.2221950623319483E-2,0,0,13247.034317924812,1.1123470522803115E-4,9383.3159751967414,2.4953586329427266E-4,0,0,0,0,16.980900031228767,null,11.039195264937344,0.33333333333333331,42.580255312499986,1.8504811250925242E-2,11.555036406249997,0.16666666666666666,0,1.8504811250925242E-2,6.3935107435947991,null,80.1548825388833,0.15409999999999999,1.5133333333333332,80.1548825388833,1.4200000000000001E-2,0,80.1548825388833,0.01,0,18.692492664186094,null,11.039195264937344,0.15409999999999999,11.555036406249997,1.4200000000000001E-2,0,0.01,1.8652215072955947,null,32.015958281249993,0.23320466666666662,7.4662708789928089,null,{"$f":"IF($D100=\"Connection\",VLOOKUP(C100,'Input - General'!$F$62:$N$79,7,FALSE),0)","v":0},null,0.1801212933606588,51.398395825298067,9.2579455327157731,null,8.6527813038891108E-2,60.65634135801384,5.2484605646493803]
[null,{"$f":"'Input - Inventory'!B98","v":90},{"$f":"'Input - Inventory'!C98","v":"MBF1x50"},{"$f":"'Input - Inventory'!D98","v":"Lamp"},{"$f":"'Input - Inventory'!E98","v":"NonTraffic"},{"$f":"'Input - Inventory'!F98","v":"Minor < 130w"},{"$f":"'Input - Inventory'!G98","v":"1"},null,"Lamp - MBF1x50",null,74.018381656686429,271,20058.981428962023,null,11.039195264937344,0.33333333333333331,0,0,11.039195264937344,1.8504811250925242E-2,0,0,11.039195264937344,0.16666666666666666,11.039195264937344,4.590314436538903E-3,11.039195264937344,4.0032025620496396E-2,165.58792897406013,2.1598272138228944E-2,275.97988162343358,1.2221950623319483E-2,0,0,13247.034317924812,1.1123470522803115E-4,9383.3159751967414,2.4953586329427266E-4,0,0,0,0,16.980900031228767,null,11.039195264937344,0.33333333333333331,42.580255312499986,1.8504811250925242E-2,11.555036406249997,0.16666666666666666,0,1.8504811250925242E-2,6.3935107435947991,null,80.1548825388833,0.18909999999999996,1.5133333333333332,80.1548825388833,1.4200000000000001E-2,0,80.1548825388833,0.01,0,22.938029609328943,null,11.039195264937344,0.18909999999999996,11.555036406249997,1.4200000000000001E-2,0,0.01,2.2515933415684013,null,32.015958281249993,0.28617133333333328,9.1620494692896841,null,{"$f":"IF($D101=\"Connection\",VLOOKUP(C101,'Input - General'!$F$62:$N$79,7,FALSE),0)","v":0},null,0.1801212933606588,57.726083195010602,10.3976967657303,null,8.6527813038891108E-2,68.12377996074089,5.8946016959455445]
[null,{"$f":"'Input - Inventory'!B99","v":91},{"$f":"'Input - Inventory'!C99","v":"MBF1x50 (P09)"},{"$f":"'Input - Inventory'!D99","v":"Lamp"},{"$f":"'Input - Inventory'!E99","v":"NonTraffic"},{"$f":"'Input - Inventory'!F99","v":"Minor < 130w"},{"$f":"'Input - Inventory'!G99","v":1},null,"Lamp - MBF1x50 (P09)",null,74.018381656686429,11869,878524.17188321124,null,11.039195264937344,0.33333333333333331,0,0,11.039195264937344,1.8504811250925242E-2,0,0,11.039195264937344,0.16666666666666666,11.039195264937344,4.590314436538903E-3,11.039195264937344,4.0032025620496396E-2,165.58792897406013,2.1598272138228944E-2,275.97988162343358,1.2221950623319483E-2,0,0,13247.034317924812,1.1123470522803115E-4,9383.3159751967414,2.4953586329427266E-4,0,0,0,0,16.980900031228767,null,11.039195264937344,0.33333333333333331,42.580255312499986,1.8504811250925242E-2,11.555036406249997,0.16666666666666666,0,1.8504811250925242E-2,6.3935107435947991,null,80.1548825388833,0.18909999999999996,1.5133333333333332,80.1548825388833,1.4200000000000001E-2,0,80.1548825388833,0.01,0,22.938029609328943,null,11.039195264937344,0.18909999999999996,11.555036406249997,1.4200000000000001E-2,0,0.01,2.2515933415684013,null,32.015958281249993,0.28617133333333328,9.1620494692896841,null,{"$f":"IF($D102=\"Connection\",VLOOKUP(C102,'Input - General'!$F$62:$N$79,7,FALSE),0)","v":0},null,0.1801212933606588,57.726083195010602,10.3976967657303,null,8.6527813038891108E-2,68.12377996074089,5.8946016959455445]
[null,{"$f":"'Input - Inventory'!B100","v":92},{"$f":"'Input - Inventory'!C100","v":"MBF1x500"},{"$f":"'Input - Inventory'!D100","v":"Lamp"},{"$f":"'Input - Inventory'!E100","v":"Traffic"},{"$f":"'Input - Inventory'!F100","v":"Major > 130w"},{"$f":"'Input - Inventory'!G100","v":"1"},null,"Lamp - MBF1x500",null,90.433302916648557,0,0,null,0,0,11.039195264937344,0.33333333333333331,0,0,11.039195264937344,4.9094211792429674E-3,11.039195264937344,0.16666666666666666,11.039195264937344,4.590314436538903E-3,11.039195264937344,4.0032025620496396E-2,165.58792897406013,2.1598272138228944E-2,275.97988162343358,1.2221950623319483E-2,0,0,13247.034317924812,1.1123470522803115E-4,9383.3159751967414,2.4953586329427266E-4,0,0,0,0,16.830817865524477,null,110.39195264937345,0.33333333333333331,42.580255312499986,4.9094211792429674E-3,11.555036406249997,0.16666666666666666,0,4.9094211792429674E-3,38.932201358081571,null,80.1548825388833,0.04,2.2699999999999996,80.1548825388833,1.4200000000000001E-2,0,80.1548825388833,0.01,0,7.2780633345306018,null,110.39195264937345,0.04,11.555036406249997,1.4200000000000001E-2,0,0.01,4.5797596229436879,null,32.015958281249993,9.0799999999999978E-2,2.9070490119374988,null,{"$f":"IF($D103=\"Connection\",VLOOKUP(C103,'Input - General'!$F$62:$N$79,7,FALSE),0)","v":0},null,0.1801212933606588,70.527891193017837,12.70357497968619,null,8.6527813038891108E-2,83.231466172704032,7.2018367439445239]
[null,{"$f":"'Input - Inventory'!B101","v":93},{"$f":"'Input - Inventory'!C101","v":"MBF1x700"},{"$f":"'Input - Inventory'!D101","v":"Lamp"},{"$f":"'Input - Inventory'!E101","v":"Traffic"},{"$f":"'Input - Inventory'!F101","v":"Major > 130w"},{"$f":"'Input - Inventory'!G101","v":"1"},null,"Lamp - MBF1x700",null,90.433302916648557,2,180.86660583329711,null,0,0,11.039195264937344,0.33333333333333331,0,0,11.039195264937344,4.9094211792429674E-3,11.039195264937344,0.16666666666666666,11.039195264937344,4.590314436538903E-3,11.039195264937344,4.0032025620496396E-2,165.58792897406013,2.1598272138228944E-2,275.97988162343358,1.2221950623319483E-2,0,0,13247.034317924812,1.1123470522803115E-4,9383.3159751967414,2.4953586329427266E-4,0,0,0,0,16.830817865524477,null,110.39195264937345,0.33333333333333331,42.580255312499986,4.9094211792429674E-3,11.555036406249997,0.16666666666666666,0,4.9094211792429674E-3,38.932201358081571,null,80.1548825388833,0.04,2.2699999999999996,80.1548825388833,1.4200000000000001E-2,0,80.1548825388833,0.01,0,7.2780633345306018,null,110.39195264937345,0.04,11.555036406249997,1.4200000000000001E-2,0,0.01,4.5797596229436879,null,32.015958281249993,9.0799999999999978E-2,2.9070490119374988,null,{"$f":"IF($D104=\"Connection\",VLOOKUP(C104,'Input - General'!$F$62:$N$79,7,FALSE),0)","v":0},null,0.1801212933606588,70.527891193017837,12.70357497968619,null,8.6527813038891108E-2,83.231466172704032,7.2018367439445239]
[null,{"$f":"'Input - Inventory'!B102","v":94},{"$f":"'Input - Inventory'!C102","v":"MBF1x80"},{"$f":"'Input - Inventory'!D102","v":"Lamp"},{"$f":"'Input - Inventory'!E102","v":"NonTraffic"},{"$f":"'Input - Inventory'!F102","v":"Minor < 130w"},{"$f":"'Input - Inventory'!G102","v":"1"},null,"Lamp - MBF1x80",null,49.337644827667233,1665,82147.178638065947,null,11.039195264937344,0.33333333333333331,0,0,11.039195264937344,1.8504811250925242E-2,0,0,11.039195264937344,0.16666666666666666,11.039195264937344,4.590314436538903E-3,11.039195264937344,4.0032025620496396E-2,165.58792897406013,2.1598272138228944E-2,275.97988162343358,1.2221950623319483E-2,0,0,13247.034317924812,1.1123470522803115E-4,9383.3159751967414,2.4953586329427266E-4,0,0,0,0,16.980900031228767,null,11.039195264937344,0.33333333333333331,42.580255312499986,1.8504811250925242E-2,11.555036406249997,0.16666666666666666,0,1.8504811250925242E-2,6.3935107435947991,null,80.1548825388833,8.2633333333333323E-2,1.5133333333333332,80.1548825388833,1.4200000000000001E-2,0,80.1548825388833,0.01,0,10.023510559056312,null,11.039195264937344,8.2633333333333323E-2,11.555036406249997,1.4200000000000001E-2,0,0.01,1.0762870190280724,null,32.015958281249993,0.12505177777777776,4.0036525003294781,null,{"$f":"IF($D105=\"Connection\",VLOOKUP(C105,'Input - General'!$F$62:$N$79,7,FALSE),0)","v":0},null,0.1801212933606588,38.477860853237431,6.9306820626365884,null,8.6527813038891108E-2,45.408542915874023,3.9291019117932109]
[null,{"$f":"'Input - Inventory'!B103","v":95},{"$f":"'Input - Inventory'!C103","v":"MBF1x80 (P09)"},{"$f":"'Input - Inventory'!D103","v":"Lamp"},{"$f":"'Input - Inventory'!E103","v":"NonTraffic"},{"$f":"'Input - Inventory'!F103","v":"Minor < 130w"},{"$f":"'Input - Inventory'!G103","v":1},null,"Lamp - MBF1x80 (P09)",null,49.337644827667233,77027.5,3800355.4369631377,null,11.039195264937344,0.33333333333333331,0,0,11.039195264937344,1.8504811250925242E-2,0,0,11.039195264937344,0.16666666666666666,11.039195264937344,4.590314436538903E-3,11.039195264937344,4.0032025620496396E-2,165.58792897406013,2.1598272138228944E-2,275.97988162343358,1.2221950623319483E-2,0,0,13247.034317924812,1.1123470522803115E-4,9383.3159751967414,2.4953586329427266E-4,0,0,0,0,16.980900031228767,null,11.039195264937344,0.33333333333333331,42.580255312499986,1.8504811250925242E-2,11.555036406249997,0.16666666666666666,0,1.8504811250925242E-2,6.3935107435947991,null,80.1548825388833,8.2633333333333323E-2,1.5133333333333332,80.1548825388833,1.4200000000000001E-2,0,80.1548825388833,0.01,0,10.023510559056312,null,11.039195264937344,8.2633333333333323E-2,11.555036406249997,1.4200000000000001E-2,0,0.01,1.0762870190280724,null,32.015958281249993,0.12505177777777776,4.0036525003294781,null,{"$f":"IF($D106=\"Connection\",VLOOKUP(C106,'Input - General'!$F$62:$N$79,7,FALSE),0)","v":0},null,0.1801212933606588,38.477860853237431,6.9306820626365884,null,8.6527813038891108E-2,45.408542915874023,3.9291019117932109]
[null,{"$f":"'Input - Inventory'!B104","v":96},{"$f":"'Input - Inventory'!C104","v":"MBF1x800"},{"$f":"'Input - Inventory'!D104","v":"Lamp"},{"$f":"'Input - Inventory'!E104","v":"Traffic"},{"$f":"'Input - Inventory'!F104","v":"Major > 130w"},{"$f":"'Input - Inventory'!G104","v":"1"},null,"Lamp - MBF1x800",null,90.433302916648557,0,0,null,0,0,11.039195264937344,0.33333333333333331,0,0,11.039195264937344,4.9094211792429674E-3,11.039195264937344,0.16666666666666666,11.039195264937344,4.590314436538903E-3,11.039195264937344,4.0032025620496396E-2,165.58792897406013,2.1598272138228944E-2,275.97988162343358,1.2221950623319483E-2,0,0,13247.034317924812,1.1123470522803115E-4,9383.3159751967414,2.4953586329427266E-4,0,0,0,0,16.830817865524477,null,110.39195264937345,0.33333333333333331,42.580255312499986,4.9094211792429674E-3,11.555036406249997,0.16666666666666666,0,4.9094211792429674E-3,38.932201358081571,null,80.1548825388833,0.04,2.2699999999999996,80.1548825388833,1.4200000000000001E-2,0,80.1548825388833,0.01,0,7.2780633345306018,null,110.39195264937345,0.04,11.555036406249997,1.4200000000000001E-2,0,0.01,4.5797596229436879,null,32.015958281249993,9.0799999999999978E-2,2.9070490119374988,null,{"$f":"IF($D107=\"Connection\",VLOOKUP(C107,'Input - General'!$F$62:$N$79,7,FALSE),0)","v":0},null,0.1801212933606588,70.527891193017837,12.70357497968619,null,8.6527813038891108E-2,83.231466172704032,7.2018367439445239]
[null,{"$f":"'Input - Inventory'!B105","v":97},{"$f":"'Input - Inventory'!C105","v":"MBF2x125"},{"$f":"'Input - Inventory'!D105","v":"Lamp"},{"$f":"'Input - Inventory'!E105","v":"Traffic"},{"$f":"'Input - Inventory'!F105","v":"Major > 130w"},{"$f":"'Input - Inventory'!G105","v":"2"},null,"Lamp - MBF2x125",null,120.1442918174517,0,0,null,0,0,11.039195264937344,0.33333333333333331,0,0,11.039195264937344,4.9094211792429674E-3,11.039195264937344,0.16666666666666666,11.039195264937344,4.590314436538903E-3,11.039195264937344,4.0032025620496396E-2,165.58792897406013,2.1598272138228944E-2,275.97988162343358,1.2221950623319483E-2,0,0,13247.034317924812,1.1123470522803115E-4,9383.3159751967414,2.4953586329427266E-4,0,0,0,0,16.830817865524477,null,22.078390529874689,0.33333333333333331,42.580255312499986,4.9094211792429674E-3,11.555036406249997,0.16666666666666666,0,4.9094211792429674E-3,9.4943473182486553,null,80.1548825388833,0.25298551000000002,2.2699999999999996,80.1548825388833,1.4200000000000001E-2,0,80.1548825388833,0.01,0,46.031114112463129,null,11.039195264937344,0.25298551000000002,11.555036406249997,1.4200000000000001E-2,0,0.01,2.9568379610585094,null,32.015958281249993,0.57427710769999996,18.386031922000107,null,{"$f":"IF($D108=\"Connection\",VLOOKUP(C108,'Input - General'!$F$62:$N$79,7,FALSE),0)","v":0},null,0.1801212933606588,93.699149179294878,16.877211936967903,null,8.6527813038891108E-2,110.5763611162628,9.5679307011888959]
[null,{"$f":"'Input - Inventory'!B106","v":98},{"$f":"'Input - Inventory'!C106","v":"MBF2x125 (P09)"},{"$f":"'Input - Inventory'!D106","v":"Lamp"},{"$f":"'Input - Inventory'!E106","v":"Traffic"},{"$f":"'Input - Inventory'!F106","v":"Major > 130w"},{"$f":"'Input - Inventory'!G106","v":2},null,"Lamp - MBF2x125 (P09)",null,120.1442918174517,1,120.1442918174517,null,0,0,11.039195264937344,0.33333333333333331,0,0,11.039195264937344,4.9094211792429674E-3,11.039195264937344,0.16666666666666666,11.039195264937344,4.590314436538903E-3,11.039195264937344,4.0032025620496396E-2,165.58792897406013,2.1598272138228944E-2,275.97988162343358,1.2221950623319483E-2,0,0,13247.034317924812,1.1123470522803115E-4,9383.3159751967414,2.4953586329427266E-4,0,0,0,0,16.830817865524477,null,22.078390529874689,0.33333333333333331,42.580255312499986,4.9094211792429674E-3,11.555036406249997,0.16666666666666666,0,4.9094211792429674E-3,9.4943473182486553,null,80.1548825388833,0.25298551000000002,2.2699999999999996,80.1548825388833,1.4200000000000001E-2,0,80.1548825388833,0.01,0,46.031114112463129,null,11.039195264937344,0.25298551000000002,11.555036406249997,1.4200000000000001E-2,0,0.01,2.9568379610585094,null,32.015958281249993,0.57427710769999996,18.386031922000107,null,{"$f":"IF($D109=\"Connection\",VLOOKUP(C109,'Input - General'!$F$62:$N$79,7,FALSE),0)","v":0},null,0.1801212933606588,93.699149179294878,16.877211936967903,null,8.6527813038891108E-2,110.5763611162628,9.5679307011888959]
[null,{"$f":"'Input - Inventory'!B107","v":99},{"$f":"'Input - Inventory'!C107","v":"MBF2x160"},{"$f":"'Input - Inventory'!D107","v":"Lamp"},{"$f":"'Input - Inventory'!E107","v":"Traffic"},{"$f":"'Input - Inventory'!F107","v":"Major > 130w"},{"$f":"'Input - Inventory'!G107","v":"2"},null,"Lamp - MBF2x160",null,47.591325924920959,0,0,null,0,0,11.039195264937344,0.33333333333333331,0,0,11.039195264937344,4.9094211792429674E-3,11.039195264937344,0.16666666666666666,11.039195264937344,4.590314436538903E-3,11.039195264937344,4.0032025620496396E-2,165.58792897406013,2.1598272138228944E-2,275.97988162343358,1.2221950623319483E-2,0,0,13247.034317924812,1.1123470522803115E-4,9383.3159751967414,2.4953586329427266E-4,0,0,0,0,16.830817865524477,null,22.078390529874689,0.33333333333333331,42.580255312499986,4.9094211792429674E-3,11.555036406249997,0.16666666666666666,0,4.9094211792429674E-3,9.4943473182486553,null,80.1548825388833,0.04,2.2699999999999996,80.1548825388833,1.4200000000000001E-2,0,80.1548825388833,0.01,0,7.2780633345306018,null,11.039195264937344,0.04,11.555036406249997,1.4200000000000001E-2,0,0.01,0.60564932756624379,null,32.015958281249993,9.0799999999999978E-2,2.9070490119374988,null,{"$f":"IF($D110=\"Connection\",VLOOKUP(C110,'Input - General'!$F$62:$N$79,7,FALSE),0)","v":0},null,0.1801212933606588,37.11592685780748,6.6853687499078962,null,8.6527813038891108E-2,43.80129560771536,3.7900303172055971]
[null,{"$f":"'Input - Inventory'!B108","v":100},{"$f":"'Input - Inventory'!C108","v":"MBF2x175"},{"$f":"'Input - Inventory'!D108","v":"Lamp"},{"$f":"'Input - Inventory'!E108","v":"Traffic"},{"$f":"'Input - Inventory'!F108","v":"Major > 130w"},{"$f":"'Input - Inventory'!G108","v":"2"},null,"Lamp - MBF2x175",null,47.591325924920959,0,0,null,0,0,11.039195264937344,0.33333333333333331,0,0,11.039195264937344,4.9094211792429674E-3,11.039195264937344,0.16666666666666666,11.039195264937344,4.590314436538903E-3,11.039195264937344,4.0032025620496396E-2,165.58792897406013,2.1598272138228944E-2,275.97988162343358,1.2221950623319483E-2,0,0,13247.034317924812,1.1123470522803115E-4,9383.3159751967414,2.4953586329427266E-4,0,0,0,0,16.830817865524477,null,22.078390529874689,0.33333333333333331,42.580255312499986,4.9094211792429674E-3,11.555036406249997,0.16666666666666666,0,4.9094211792429674E-3,9.4943473182486553,null,80.1548825388833,0.04,2.2699999999999996,80.1548825388833,1.4200000000000001E-2,0,80.1548825388833,0.01,0,7.2780633345306018,null,11.039195264937344,0.04,11.555036406249997,1.4200000000000001E-2,0,0.01,0.60564932756624379,null,32.015958281249993,9.0799999999999978E-2,2.9070490119374988,null,{"$f":"IF($D111=\"Connection\",VLOOKUP(C111,'Input - General'!$F$62:$N$79,7,FALSE),0)","v":0},null,0.1801212933606588,37.11592685780748,6.6853687499078962,null,8.6527813038891108E-2,43.80129560771536,3.7900303172055971]
[null,{"$f":"'Input - Inventory'!B109","v":101},{"$f":"'Input - Inventory'!C109","v":"MBF2x400"},{"$f":"'Input - Inventory'!D109","v":"Lamp"},{"$f":"'Input - Inventory'!E109","v":"Traffic"},{"$f":"'Input - Inventory'!F109","v":"Major > 130w"},{"$f":"'Input - Inventory'!G109","v":"2"},null,"Lamp - MBF2x400",null,109.77526310300524,0,0,null,0,0,11.039195264937344,0.33333333333333331,0,0,11.039195264937344,4.9094211792429674E-3,11.039195264937344,0.16666666666666666,11.039195264937344,4.590314436538903E-3,11.039195264937344,4.0032025620496396E-2,165.58792897406013,2.1598272138228944E-2,275.97988162343358,1.2221950623319483E-2,0,0,13247.034317924812,1.1123470522803115E-4,9383.3159751967414,2.4953586329427266E-4,0,0,0,0,16.830817865524477,null,22.078390529874689,0.33333333333333331,42.580255312499986,4.9094211792429674E-3,11.555036406249997,0.16666666666666666,0,4.9094211792429674E-3,9.4943473182486553,null,80.1548825388833,0.22254632888888881,2.2699999999999996,80.1548825388833,1.4200000000000001E-2,0,80.1548825388833,0.01,0,40.492656913015253,null,11.039195264937344,0.22254632888888881,11.555036406249997,1.4200000000000001E-2,0,0.01,2.6208138970681603,null,32.015958281249993,0.50518016657777753,16.173827137669047,null,{"$f":"IF($D112=\"Connection\",VLOOKUP(C112,'Input - General'!$F$62:$N$79,7,FALSE),0)","v":0},null,0.1801212933606588,85.612463131525601,15.420627587042109,null,8.6527813038891108E-2,101.03309071856769,8.7421723844375503]
[null,{"$f":"'Input - Inventory'!B110","v":102},{"$f":"'Input - Inventory'!C110","v":"MBF2x80"},{"$f":"'Input - Inventory'!D110","v":"Lamp"},{"$f":"'Input - Inventory'!E110","v":"NonTraffic"},{"$f":"'Input - Inventory'!F110","v":"Minor < 130w"},{"$f":"'Input - Inventory'!G110","v":"2"},null,"Lamp - MBF2x80",null,71.628794049981309,0,0,null,11.039195264937344,0.33333333333333331,0,0,11.039195264937344,1.8504811250925242E-2,0,0,11.039195264937344,0.16666666666666666,11.039195264937344,4.590314436538903E-3,11.039195264937344,4.0032025620496396E-2,165.58792897406013,2.1598272138228944E-2,275.97988162343358,1.2221950623319483E-2,0,0,13247.034317924812,1.1123470522803115E-4,9383.3159751967414,2.4953586329427266E-4,0,0,0,0,16.980900031228767,null,22.078390529874689,0.33333333333333331,42.580255312499986,1.8504811250925242E-2,11.555036406249997,0.16666666666666666,0,1.8504811250925242E-2,10.073242498573913,null,80.1548825388833,0.15843839888888889,1.5133333333333332,80.1548825388833,1.4200000000000001E-2,0,80.1548825388833,0.01,0,19.21874502891594,null,11.039195264937344,0.15843839888888889,11.555036406249997,1.4200000000000001E-2,0,0.01,1.9131139397672263,null,32.015958281249993,0.2397701103185185,7.6764698490483969,null,{"$f":"IF($D113=\"Connection\",VLOOKUP(C113,'Input - General'!$F$62:$N$79,7,FALSE),0)","v":0},null,0.1801212933606588,55.862471347534239,10.062020589440611,null,8.6527813038891108E-2,65.92449193697486,5.7043021130064453]
[null,{"$f":"'Input - Inventory'!B111","v":103},{"$f":"'Input - Inventory'!C111","v":"MBF3x160"},{"$f":"'Input - Inventory'!D111","v":"Lamp"},{"$f":"'Input - Inventory'!E111","v":"Traffic"},{"$f":"'Input - Inventory'!F111","v":"Major > 130w"},{"$f":"'Input - Inventory'!G111","v":"3"},null,"Lamp - MBF3x160",null,52.30960532929624,0,0,null,0,0,11.039195264937344,0.33333333333333331,0,0,11.039195264937344,4.9094211792429674E-3,11.039195264937344,0.16666666666666666,11.039195264937344,4.590314436538903E-3,11.039195264937344,4.0032025620496396E-2,165.58792897406013,2.1598272138228944E-2,275.97988162343358,1.2221950623319483E-2,0,0,13247.034317924812,1.1123470522803115E-4,9383.3159751967414,2.4953586329427266E-4,0,0,0,0,16.830817865524477,null,33.11758579481203,0.33333333333333331,42.580255312499986,4.9094211792429674E-3,11.555036406249997,0.16666666666666666,0,4.9094211792429674E-3,13.174079073227768,null,80.1548825388833,0.04,2.2699999999999996,80.1548825388833,1.4200000000000001E-2,0,80.1548825388833,0.01,0,7.2780633345306018,null,11.039195264937344,0.04,11.555036406249997,1.4200000000000001E-2,0,0.01,0.60564932756624379,null,32.015958281249993,9.0799999999999978E-2,2.9070490119374988,null,{"$f":"IF($D114=\"Connection\",VLOOKUP(C114,'Input - General'!$F$62:$N$79,7,FALSE),0)","v":0},null,0.1801212933606588,40.795658612786589,7.3481667928350198,null,8.6527813038891108E-2,48.143825405621598,4.1657799236746413]
[null,{"$f":"'Input - Inventory'!B112","v":104},{"$f":"'Input - Inventory'!C112","v":"MBF3x250"},{"$f":"'Input - Inventory'!D112","v":"Lamp"},{"$f":"'Input - Inventory'!E112","v":"Traffic"},{"$f":"'Input - Inventory'!F112","v":"Major > 130w"},{"$f":"'Input - Inventory'!G112","v":"3"},null,"Lamp - MBF3x250",null,145.81500176781043,0,0,null,0,0,11.039195264937344,0.33333333333333331,0,0,11.039195264937344,4.9094211792429674E-3,11.039195264937344,0.16666666666666666,11.039195264937344,4.590314436538903E-3,11.039195264937344,4.0032025620496396E-2,165.58792897406013,2.1598272138228944E-2,275.97988162343358,1.2221950623319483E-2,0,0,13247.034317924812,1.1123470522803115E-4,9383.3159751967414,2.4953586329427266E-4,0,0,0,0,16.830817865524477,null,33.11758579481203,0.33333333333333331,42.580255312499986,4.9094211792429674E-3,11.555036406249997,0.16666666666666666,0,4.9094211792429674E-3,13.174079073227768,null,80.1548825388833,0.3144931830589629,2.2699999999999996,80.1548825388833,1.4200000000000001E-2,0,80.1548825388833,0.01,0,57.222532614531467,null,11.039195264937344,0.3144931830589629,11.555036406249997,1.4200000000000001E-2,0,0.01,3.6358331742483267,null,32.015958281249993,0.71389952554384561,22.856177426815925,null,{"$f":"IF($D115=\"Connection\",VLOOKUP(C115,'Input - General'!$F$62:$N$79,7,FALSE),0)","v":0},null,0.1801212933606588,113.71944015434798,20.483292640851193,null,8.6527813038891108E-2,134.20273279519918,11.612268972611256]
[null,{"$f":"'Input - Inventory'!B113","v":105},{"$f":"'Input - Inventory'!C113","v":"MBF3x400"},{"$f":"'Input - Inventory'!D113","v":"Lamp"},{"$f":"'Input - Inventory'!E113","v":"Traffic"},{"$f":"'Input - Inventory'!F113","v":"Major > 130w"},{"$f":"'Input - Inventory'!G113","v":"3"},null,"Lamp - MBF3x400",null,151.38468097745255,0,0,null,0,0,11.039195264937344,0.33333333333333331,0,0,11.039195264937344,4.9094211792429674E-3,11.039195264937344,0.16666666666666666,11.039195264937344,4.590314436538903E-3,11.039195264937344,4.0032025620496396E-2,165.58792897406013,2.1598272138228944E-2,275.97988162343358,1.2221950623319483E-2,0,0,13247.034317924812,1.1123470522803115E-4,9383.3159751967414,2.4953586329427266E-4,0,0,0,0,16.830817865524477,null,33.11758579481203,0.33333333333333331,42.580255312499986,4.9094211792429674E-3,11.555036406249997,0.16666666666666666,0,4.9094211792429674E-3,13.174079073227768,null,80.1548825388833,0.33084345837037032,2.2699999999999996,80.1548825388833,1.4200000000000001E-2,0,80.1548825388833,0.01,0,60.197491095867349,null,11.039195264937344,0.33084345837037032,11.555036406249997,1.4200000000000001E-2,0,0.01,3.8163270560464375,null,32.015958281249993,0.75101465050074045,24.04445371903925,null,{"$f":"IF($D116=\"Connection\",VLOOKUP(C116,'Input - General'!$F$62:$N$79,7,FALSE),0)","v":0},null,0.1801212933606588,118.06316880970529,21.265690664261907,null,8.6527813038891108E-2,139.32885947396719,12.055821503485365]
[null,{"$f":"'Input - Inventory'!B114","v":106},{"$f":"'Input - Inventory'!C114","v":"MBF3x80"},{"$f":"'Input - Inventory'!D114","v":"Lamp"},{"$f":"'Input - Inventory'!E114","v":"NonTraffic"},{"$f":"'Input - Inventory'!F114","v":"Minor < 130w"},{"$f":"'Input - Inventory'!G114","v":"3"},null,"Lamp - MBF3x80",null,92.467838463006373,0,0,null,11.039195264937344,0.33333333333333331,0,0,11.039195264937344,1.8504811250925242E-2,0,0,11.039195264937344,0.16666666666666666,11.039195264937344,4.590314436538903E-3,11.039195264937344,4.0032025620496396E-2,165.58792897406013,2.1598272138228944E-2,275.97988162343358,1.2221950623319483E-2,0,0,13247.034317924812,1.1123470522803115E-4,9383.3159751967414,2.4953586329427266E-4,0,0,0,0,16.980900031228767,null,33.11758579481203,0.33333333333333331,42.580255312499986,1.8504811250925242E-2,11.555036406249997,0.16666666666666666,0,1.8504811250925242E-2,13.752974253553027,null,80.1548825388833,0.22797943919403707,1.5133333333333332,80.1548825388833,1.4200000000000001E-2,0,80.1548825388833,0.01,0,27.654146623749508,null,11.039195264937344,0.22797943919403707,11.555036406249997,1.4200000000000001E-2,0,0.01,2.6807910626226352,null,32.015958281249993,0.34500888464697604,11.045790057518177,null,{"$f":"IF($D117=\"Connection\",VLOOKUP(C117,'Input - General'!$F$62:$N$79,7,FALSE),0)","v":0},null,0.1801212933606588,72.11460202867211,12.98937538759361,null,8.6527813038891108E-2,85.103977416265721,7.3638610467406513]
[null,{"$f":"'Input - Inventory'!B115","v":107},{"$f":"'Input - Inventory'!C115","v":"MBF4x1000"},{"$f":"'Input - Inventory'!D115","v":"Lamp"},{"$f":"'Input - Inventory'!E115","v":"Traffic"},{"$f":"'Input - Inventory'!F115","v":"Major > 130w"},{"$f":"'Input - Inventory'!G115","v":"4"},null,"Lamp - MBF4x1000",null,345.99976048364061,0,0,null,0,0,11.039195264937344,0.33333333333333331,0,0,11.039195264937344,4.9094211792429674E-3,11.039195264937344,0.16666666666666666,11.039195264937344,4.590314436538903E-3,11.039195264937344,4.0032025620496396E-2,165.58792897406013,2.1598272138228944E-2,275.97988162343358,1.2221950623319483E-2,0,0,13247.034317924812,1.1123470522803115E-4,9383.3159751967414,2.4953586329427266E-4,0,0,0,0,16.830817865524477,null,441.5678105974938,0.33333333333333331,42.580255312499986,4.9094211792429674E-3,11.555036406249997,0.16666666666666666,0,4.9094211792429674E-3,149.32415400745501,null,80.1548825388833,0.28360703999999992,2.2699999999999996,80.1548825388833,1.4200000000000001E-2,0,80.1548825388833,0.01,0,51.602749980968838,null,110.39195264937345,0.28360703999999992,11.555036406249997,1.4200000000000001E-2,0,0.01,31.472016447677703,null,32.015958281249993,0.64378798079999966,20.611489135262961,null,{"$f":"IF($D118=\"Connection\",VLOOKUP(C118,'Input - General'!$F$62:$N$79,7,FALSE),0)","v":0},null,0.1801212933606588,269.84122743688897,48.604150887960131,null,8.6527813038891108E-2,318.44537832484912,27.554382158791491]
[null,{"$f":"'Input - Inventory'!B116","v":108},{"$f":"'Input - Inventory'!C116","v":"MBF4x80"},{"$f":"'Input - Inventory'!D116","v":"Lamp"},{"$f":"'Input - Inventory'!E116","v":"NonTraffic"},{"$f":"'Input - Inventory'!F116","v":"Minor < 130w"},{"$f":"'Input - Inventory'!G116","v":"4"},null,"Lamp - MBF4x80",null,111.97477032748333,0,0,null,11.039195264937344,0.33333333333333331,0,0,11.039195264937344,1.8504811250925242E-2,0,0,11.039195264937344,0.16666666666666666,11.039195264937344,4.590314436538903E-3,11.039195264937344,4.0032025620496396E-2,165.58792897406013,2.1598272138228944E-2,275.97988162343358,1.2221950623319483E-2,0,0,13247.034317924812,1.1123470522803115E-4,9383.3159751967414,2.4953586329427266E-4,0,0,0,0,16.980900031228767,null,44.156781059749378,0.33333333333333331,42.580255312499986,1.8504811250925242E-2,11.555036406249997,0.16666666666666666,0,1.8504811250925242E-2,17.432706008532143,null,80.1548825388833,0.2917740715353031,1.5133333333333332,80.1548825388833,1.4200000000000001E-2,0,80.1548825388833,0.01,0,35.392502866796647,null,11.039195264937344,0.2917740715353031,11.555036406249997,1.4200000000000001E-2,0,0.01,3.385032465892758,null,32.015958281249993,0.44155142825675864,14.136692106094735,null,{"$f":"IF($D119=\"Connection\",VLOOKUP(C119,'Input - General'!$F$62:$N$79,7,FALSE),0)","v":0},null,0.1801212933606588,87.327833478545045,15.729602312539773,null,8.6527813038891108E-2,103.05743579108481,8.9173345363985117]
[null,{"$f":"'Input - Inventory'!B117","v":109},{"$f":"'Input - Inventory'!C117","v":"MBF6x125"},{"$f":"'Input - Inventory'!D117","v":"Lamp"},{"$f":"'Input - Inventory'!E117","v":"Traffic"},{"$f":"'Input - Inventory'!F117","v":"Major > 130w"},{"$f":"'Input - Inventory'!G117","v":"6"},null,"Lamp - MBF6x125",null,251.48471555995289,0,0,null,0,0,11.039195264937344,0.33333333333333331,0,0,11.039195264937344,4.9094211792429674E-3,11.039195264937344,0.16666666666666666,11.039195264937344,4.590314436538903E-3,11.039195264937344,4.0032025620496396E-2,165.58792897406013,2.1598272138228944E-2,275.97988162343358,1.2221950623319483E-2,0,0,13247.034317924812,1.1123470522803115E-4,9383.3159751967414,2.4953586329427266E-4,0,0,0,0,16.830817865524477,null,66.235171589624059,0.33333333333333331,42.580255312499986,4.9094211792429674E-3,11.555036406249997,0.16666666666666666,0,4.9094211792429674E-3,24.213274338165114,null,80.1548825388833,0.58314301987824635,2.2699999999999996,80.1548825388833,1.4200000000000001E-2,0,80.1548825388833,0.01,0,106.10379579408287,null,11.039195264937344,0.58314301987824635,11.555036406249997,1.4200000000000001E-2,0,0.01,6.6015111807899505,null,32.015958281249993,1.3237346551236189,42.380633493882627,null,{"$f":"IF($D120=\"Connection\",VLOOKUP(C120,'Input - General'!$F$62:$N$79,7,FALSE),0)","v":0},null,0.1801212933606588,196.13003267244503,35.327195151829066,null,8.6527813038891108E-2,231.45722782427407,20.027487735678811]
[null,{"$f":"'Input - Inventory'!B118","v":110},{"$f":"'Input - Inventory'!C118","v":"MBF6x160"},{"$f":"'Input - Inventory'!D118","v":"Lamp"},{"$f":"'Input - Inventory'!E118","v":"Traffic"},{"$f":"'Input - Inventory'!F118","v":"Major > 130w"},{"$f":"'Input - Inventory'!G118","v":"6"},null,"Lamp - MBF6x160",null,66.464443542422103,0,0,null,0,0,11.039195264937344,0.33333333333333331,0,0,11.039195264937344,4.9094211792429674E-3,11.039195264937344,0.16666666666666666,11.039195264937344,4.590314436538903E-3,11.039195264937344,4.0032025620496396E-2,165.58792897406013,2.1598272138228944E-2,275.97988162343358,1.2221950623319483E-2,0,0,13247.034317924812,1.1123470522803115E-4,9383.3159751967414,2.4953586329427266E-4,0,0,0,0,16.830817865524477,null,66.235171589624059,0.33333333333333331,42.580255312499986,4.9094211792429674E-3,11.555036406249997,0.16666666666666666,0,4.9094211792429674E-3,24.213274338165114,null,80.1548825388833,0.04,2.2699999999999996,80.1548825388833,1.4200000000000001E-2,0,80.1548825388833,0.01,0,7.2780633345306018,null,11.039195264937344,0.04,11.555036406249997,1.4200000000000001E-2,0,0.01,0.60564932756624379,null,32.015958281249993,9.0799999999999978E-2,2.9070490119374988,null,{"$f":"IF($D121=\"Connection\",VLOOKUP(C121,'Input - General'!$F$62:$N$79,7,FALSE),0)","v":0},null,0.1801212933606588,51.83485387772393,9.3365609216163943,null,8.6527813038891108E-2,61.171414799340326,5.2930287430817762]
[null,{"$f":"'Input - Inventory'!B119","v":111},{"$f":"'Input - Inventory'!C119","v":"MBF9x160"},{"$f":"'Input - Inventory'!D119","v":"Lamp"},{"$f":"'Input - Inventory'!E119","v":"Traffic"},{"$f":"'Input - Inventory'!F119","v":"Major > 130w"},{"$f":"'Input - Inventory'!G119","v":"9"},null,"Lamp - MBF9x160",null,80.619281755547959,0,0,null,0,0,11.039195264937344,0.33333333333333331,0,0,11.039195264937344,4.9094211792429674E-3,11.039195264937344,0.16666666666666666,11.039195264937344,4.590314436538903E-3,11.039195264937344,4.0032025620496396E-2,165.58792897406013,2.1598272138228944E-2,275.97988162343358,1.2221950623319483E-2,0,0,13247.034317924812,1.1123470522803115E-4,9383.3159751967414,2.4953586329427266E-4,0,0,0,0,16.830817865524477,null,99.352757384436103,0.33333333333333331,42.580255312499986,4.9094211792429674E-3,11.555036406249997,0.16666666666666666,0,4.9094211792429674E-3,35.252469603102455,null,80.1548825388833,0.04,2.2699999999999996,80.1548825388833,1.4200000000000001E-2,0,80.1548825388833,0.01,0,7.2780633345306018,null,11.039195264937344,0.04,11.555036406249997,1.4200000000000001E-2,0,0.01,0.60564932756624379,null,32.015958281249993,9.0799999999999978E-2,2.9070490119374988,null,{"$f":"IF($D122=\"Connection\",VLOOKUP(C122,'Input - General'!$F$62:$N$79,7,FALSE),0)","v":0},null,0.1801212933606588,62.874049142661278,11.324955050397771,null,8.6527813038891108E-2,74.199004193059054,6.420277562488911]
[null,{"$f":"'Input - Inventory'!B120","v":112},{"$f":"'Input - Inventory'!C120","v":"MBI1x100"},{"$f":"'Input - Inventory'!D120","v":"Lamp"},{"$f":"'Input - Inventory'!E120","v":"Traffic"},{"$f":"'Input - Inventory'!F120","v":"Minor < 130w"},{"$f":"'Input - Inventory'!G120","v":"1"},null,"Lamp - MBI1x100",null,54.376712367870326,1,54.376712367870326,null,11.039195264937344,0.33333333333333331,0,0,11.039195264937344,1.8504811250925242E-2,0,0,11.039195264937344,0.16666666666666666,11.039195264937344,4.590314436538903E-3,11.039195264937344,4.0032025620496396E-2,165.58792897406013,2.1598272138228944E-2,275.97988162343358,1.2221950623319483E-2,0,0,13247.034317924812,1.1123470522803115E-4,9383.3159751967414,2.4953586329427266E-4,0,0,0,0,16.980900031228767,null,33.11758579481203,0.33333333333333331,42.580255312499986,1.8504811250925242E-2,11.555036406249997,0.16666666666666666,0,0,13.752974253553027,null,80.1548825388833,0.04,2.2699999999999996,80.1548825388833,1.4200000000000001E-2,0,80.1548825388833,0.01,0,7.2780633345306018,null,33.11758579481203,0.04,11.555036406249997,1.4200000000000001E-2,0,0.01,1.4887849487612312,null,32.015958281249993,9.0799999999999978E-2,2.9070490119374988,null,{"$f":"IF($D123=\"Connection\",VLOOKUP(C123,'Input - General'!$F$62:$N$79,7,FALSE),0)","v":0},null,0.1801212933606588,42.407771580011129,7.6385426655349935,null,8.6527813038891108E-2,50.046314245546121,4.3303981223242074]
[null,{"$f":"'Input - Inventory'!B121","v":113},{"$f":"'Input - Inventory'!C121","v":"MBI1x100 (P09)"},{"$f":"'Input - Inventory'!D121","v":"Lamp"},{"$f":"'Input - Inventory'!E121","v":"Traffic"},{"$f":"'Input - Inventory'!F121","v":"Minor < 130w"},{"$f":"'Input - Inventory'!G121","v":1},null,"Lamp - MBI1x100 (P09)",null,54.376712367870326,34,1848.8082205075912,null,11.039195264937344,0.33333333333333331,0,0,11.039195264937344,1.8504811250925242E-2,0,0,11.039195264937344,0.16666666666666666,11.039195264937344,4.590314436538903E-3,11.039195264937344,4.0032025620496396E-2,165.58792897406013,2.1598272138228944E-2,275.97988162343358,1.2221950623319483E-2,0,0,13247.034317924812,1.1123470522803115E-4,9383.3159751967414,2.4953586329427266E-4,0,0,0,0,16.980900031228767,null,33.11758579481203,0.33333333333333331,42.580255312499986,1.8504811250925242E-2,11.555036406249997,0.16666666666666666,0,0,13.752974253553027,null,80.1548825388833,0.04,2.2699999999999996,80.1548825388833,1.4200000000000001E-2,0,80.1548825388833,0.01,0,7.2780633345306018,null,33.11758579481203,0.04,11.555036406249997,1.4200000000000001E-2,0,0.01,1.4887849487612312,null,32.015958281249993,9.0799999999999978E-2,2.9070490119374988,null,{"$f":"IF($D124=\"Connection\",VLOOKUP(C124,'Input - General'!$F$62:$N$79,7,FALSE),0)","v":0},null,0.1801212933606588,42.407771580011129,7.6385426655349935,null,8.6527813038891108E-2,50.046314245546121,4.3303981223242074]
[null,{"$f":"'Input - Inventory'!B122","v":114},{"$f":"'Input - Inventory'!C122","v":"MBI1x1000"},{"$f":"'Input - Inventory'!D122","v":"Lamp"},{"$f":"'Input - Inventory'!E122","v":"Traffic"},{"$f":"'Input - Inventory'!F122","v":"Major > 130w"},{"$f":"'Input - Inventory'!G122","v":"1"},null,"Lamp - MBI1x1000",null,90.433302916648557,1,90.433302916648557,null,0,0,11.039195264937344,0.33333333333333331,0,0,11.039195264937344,4.9094211792429674E-3,11.039195264937344,0.16666666666666666,11.039195264937344,4.590314436538903E-3,11.039195264937344,4.0032025620496396E-2,165.58792897406013,2.1598272138228944E-2,275.97988162343358,1.2221950623319483E-2,0,0,13247.034317924812,1.1123470522803115E-4,9383.3159751967414,2.4953586329427266E-4,0,0,0,0,16.830817865524477,null,110.39195264937345,0.33333333333333331,42.580255312499986,4.9094211792429674E-3,11.555036406249997,0.16666666666666666,0,4.9094211792429674E-3,38.932201358081571,null,80.1548825388833,0.04,2.2699999999999996,80.1548825388833,1.4200000000000001E-2,0,80.1548825388833,0.01,0,7.2780633345306018,null,110.39195264937345,0.04,11.555036406249997,1.4200000000000001E-2,0,0.01,4.5797596229436879,null,32.015958281249993,9.0799999999999978E-2,2.9070490119374988,null,{"$f":"IF($D125=\"Connection\",VLOOKUP(C125,'Input - General'!$F$62:$N$79,7,FALSE),0)","v":0},null,0.1801212933606588,70.527891193017837,12.70357497968619,null,8.6527813038891108E-2,83.231466172704032,7.2018367439445239]
[null,{"$f":"'Input - Inventory'!B123","v":115},{"$f":"'Input - Inventory'!C123","v":"MBI1x1000 (P09)"},{"$f":"'Input - Inventory'!D123","v":"Lamp"},{"$f":"'Input - Inventory'!E123","v":"Traffic"},{"$f":"'Input - Inventory'!F123","v":"Major > 130w"},{"$f":"'Input - Inventory'!G123","v":1},null,"Lamp - MBI1x1000 (P09)",null,90.433302916648557,10,904.33302916648563,null,0,0,11.039195264937344,0.33333333333333331,0,0,11.039195264937344,4.9094211792429674E-3,11.039195264937344,0.16666666666666666,11.039195264937344,4.590314436538903E-3,11.039195264937344,4.0032025620496396E-2,165.58792897406013,2.1598272138228944E-2,275.97988162343358,1.2221950623319483E-2,0,0,13247.034317924812,1.1123470522803115E-4,9383.3159751967414,2.4953586329427266E-4,0,0,0,0,16.830817865524477,null,110.39195264937345,0.33333333333333331,42.580255312499986,4.9094211792429674E-3,11.555036406249997,0.16666666666666666,0,4.9094211792429674E-3,38.932201358081571,null,80.1548825388833,0.04,2.2699999999999996,80.1548825388833,1.4200000000000001E-2,0,80.1548825388833,0.01,0,7.2780633345306018,null,110.39195264937345,0.04,11.555036406249997,1.4200000000000001E-2,0,0.01,4.5797596229436879,null,32.015958281249993,9.0799999999999978E-2,2.9070490119374988,null,{"$f":"IF($D126=\"Connection\",VLOOKUP(C126,'Input - General'!$F$62:$N$79,7,FALSE),0)","v":0},null,0.1801212933606588,70.527891193017837,12.70357497968619,null,8.6527813038891108E-2,83.231466172704032,7.2018367439445239]
[null,{"$f":"'Input - Inventory'!B124","v":116},{"$f":"'Input - Inventory'!C124","v":"MBI1x150"},{"$f":"'Input - Inventory'!D124","v":"Lamp"},{"$f":"'Input - Inventory'!E124","v":"Traffic"},{"$f":"'Input - Inventory'!F124","v":"Major > 130w"},{"$f":"'Input - Inventory'!G124","v":"1"},null,"Lamp - MBI1x150",null,90.433302916648557,5,452.16651458324282,null,0,0,11.039195264937344,0.33333333333333331,0,0,11.039195264937344,4.9094211792429674E-3,11.039195264937344,0.16666666666666666,11.039195264937344,4.590314436538903E-3,11.039195264937344,4.0032025620496396E-2,165.58792897406013,2.1598272138228944E-2,275.97988162343358,1.2221950623319483E-2,0,0,13247.034317924812,1.1123470522803115E-4,9383.3159751967414,2.4953586329427266E-4,0,0,0,0,16.830817865524477,null,110.39195264937345,0.33333333333333331,42.580255312499986,4.9094211792429674E-3,11.555036406249997,0.16666666666666666,0,4.9094211792429674E-3,38.932201358081571,null,80.1548825388833,0.04,2.2699999999999996,80.1548825388833,1.4200000000000001E-2,0,80.1548825388833,0.01,0,7.2780633345306018,null,110.39195264937345,0.04,11.555036406249997,1.4200000000000001E-2,0,0.01,4.5797596229436879,null,32.015958281249993,9.0799999999999978E-2,2.9070490119374988,null,{"$f":"IF($D127=\"Connection\",VLOOKUP(C127,'Input - General'!$F$62:$N$79,7,FALSE),0)","v":0},null,0.1801212933606588,70.527891193017837,12.70357497968619,null,8.6527813038891108E-2,83.231466172704032,7.2018367439445239]
[null,{"$f":"'Input - Inventory'!B125","v":117},{"$f":"'Input - Inventory'!C125","v":"MBI1x150 (P09)"},{"$f":"'Input - Inventory'!D125","v":"Lamp"},{"$f":"'Input - Inventory'!E125","v":"Traffic"},{"$f":"'Input - Inventory'!F125","v":"Major > 130w"},{"$f":"'Input - Inventory'!G125","v":1},null,"Lamp - MBI1x150 (P09)",null,90.433302916648557,69,6239.8979012487507,null,0,0,11.039195264937344,0.33333333333333331,0,0,11.039195264937344,4.9094211792429674E-3,11.039195264937344,0.16666666666666666,11.039195264937344,4.590314436538903E-3,11.039195264937344,4.0032025620496396E-2,165.58792897406013,2.1598272138228944E-2,275.97988162343358,1.2221950623319483E-2,0,0,13247.034317924812,1.1123470522803115E-4,9383.3159751967414,2.4953586329427266E-4,0,0,0,0,16.830817865524477,null,110.39195264937345,0.33333333333333331,42.580255312499986,4.9094211792429674E-3,11.555036406249997,0.16666666666666666,0,4.9094211792429674E-3,38.932201358081571,null,80.1548825388833,0.04,2.2699999999999996,80.1548825388833,1.4200000000000001E-2,0,80.1548825388833,0.01,0,7.2780633345306018,null,110.39195264937345,0.04,11.555036406249997,1.4200000000000001E-2,0,0.01,4.5797596229436879,null,32.015958281249993,9.0799999999999978E-2,2.9070490119374988,null,{"$f":"IF($D128=\"Connection\",VLOOKUP(C128,'Input - General'!$F$62:$N$79,7,FALSE),0)","v":0},null,0.1801212933606588,70.527891193017837,12.70357497968619,null,8.6527813038891108E-2,83.231466172704032,7.2018367439445239]
[null,{"$f":"'Input - Inventory'!B126","v":118},{"$f":"'Input - Inventory'!C126","v":"MBI1x1500"},{"$f":"'Input - Inventory'!D126","v":"Lamp"},{"$f":"'Input - Inventory'!E126","v":"Traffic"},{"$f":"'Input - Inventory'!F126","v":"Major > 130w"},{"$f":"'Input - Inventory'!G126","v":"1"},null,"Lamp - MBI1x1500",null,90.433302916648557,0,0,null,0,0,11.039195264937344,0.33333333333333331,0,0,11.039195264937344,4.9094211792429674E-3,11.039195264937344,0.16666666666666666,11.039195264937344,4.590314436538903E-3,11.039195264937344,4.0032025620496396E-2,165.58792897406013,2.1598272138228944E-2,275.97988162343358,1.2221950623319483E-2,0,0,13247.034317924812,1.1123470522803115E-4,9383.3159751967414,2.4953586329427266E-4,0,0,0,0,16.830817865524477,null,110.39195264937345,0.33333333333333331,42.580255312499986,4.9094211792429674E-3,11.555036406249997,0.16666666666666666,0,4.9094211792429674E-3,38.932201358081571,null,80.1548825388833,0.04,2.2699999999999996,80.1548825388833,1.4200000000000001E-2,0,80.1548825388833,0.01,0,7.2780633345306018,null,110.39195264937345,0.04,11.555036406249997,1.4200000000000001E-2,0,0.01,4.5797596229436879,null,32.015958281249993,9.0799999999999978E-2,2.9070490119374988,null,{"$f":"IF($D129=\"Connection\",VLOOKUP(C129,'Input - General'!$F$62:$N$79,7,FALSE),0)","v":0},null,0.1801212933606588,70.527891193017837,12.70357497968619,null,8.6527813038891108E-2,83.231466172704032,7.2018367439445239]
[null,{"$f":"'Input - Inventory'!B127","v":119},{"$f":"'Input - Inventory'!C127","v":"MBI1x250"},{"$f":"'Input - Inventory'!D127","v":"Lamp"},{"$f":"'Input - Inventory'!E127","v":"Traffic"},{"$f":"'Input - Inventory'!F127","v":"Major > 130w"},{"$f":"'Input - Inventory'!G127","v":"1"},null,"Lamp - MBI1x250",null,53.441992386346321,2,106.88398477269264,null,0,0,11.039195264937344,0.33333333333333331,0,0,11.039195264937344,4.9094211792429674E-3,11.039195264937344,0.16666666666666666,11.039195264937344,4.590314436538903E-3,11.039195264937344,4.0032025620496396E-2,165.58792897406013,2.1598272138228944E-2,275.97988162343358,1.2221950623319483E-2,0,0,13247.034317924812,1.1123470522803115E-4,9383.3159751967414,2.4953586329427266E-4,0,0,0,0,16.830817865524477,null,33.11758579481203,0.33333333333333331,42.580255312499986,4.9094211792429674E-3,11.555036406249997,0.16666666666666666,0,4.9094211792429674E-3,13.174079073227768,null,80.1548825388833,0.04,2.2699999999999996,80.1548825388833,1.4200000000000001E-2,0,80.1548825388833,0.01,0,7.2780633345306018,null,33.11758579481203,0.04,11.555036406249997,1.4200000000000001E-2,0,0.01,1.4887849487612312,null,32.015958281249993,9.0799999999999978E-2,2.9070490119374988,null,{"$f":"IF($D130=\"Connection\",VLOOKUP(C130,'Input - General'!$F$62:$N$79,7,FALSE),0)","v":0},null,0.1801212933606588,41.678794233981577,7.5072383231375301,null,8.6527813038891108E-2,49.186032557119105,4.2559598292272129]
[null,{"$f":"'Input - Inventory'!B128","v":120},{"$f":"'Input - Inventory'!C128","v":"MBI1x250 (P09)"},{"$f":"'Input - Inventory'!D128","v":"Lamp"},{"$f":"'Input - Inventory'!E128","v":"Traffic"},{"$f":"'Input - Inventory'!F128","v":"Major > 130w"},{"$f":"'Input - Inventory'!G128","v":1},null,"Lamp - MBI1x250 (P09)",null,53.441992386346321,61,3259.9615355671258,null,0,0,11.039195264937344,0.33333333333333331,0,0,11.039195264937344,4.9094211792429674E-3,11.039195264937344,0.16666666666666666,11.039195264937344,4.590314436538903E-3,11.039195264937344,4.0032025620496396E-2,165.58792897406013,2.1598272138228944E-2,275.97988162343358,1.2221950623319483E-2,0,0,13247.034317924812,1.1123470522803115E-4,9383.3159751967414,2.4953586329427266E-4,0,0,0,0,16.830817865524477,null,33.11758579481203,0.33333333333333331,42.580255312499986,4.9094211792429674E-3,11.555036406249997,0.16666666666666666,0,4.9094211792429674E-3,13.174079073227768,null,80.1548825388833,0.04,2.2699999999999996,80.1548825388833,1.4200000000000001E-2,0,80.1548825388833,0.01,0,7.2780633345306018,null,33.11758579481203,0.04,11.555036406249997,1.4200000000000001E-2,0,0.01,1.4887849487612312,null,32.015958281249993,9.0799999999999978E-2,2.9070490119374988,null,{"$f":"IF($D131=\"Connection\",VLOOKUP(C131,'Input - General'!$F$62:$N$79,7,FALSE),0)","v":0},null,0.1801212933606588,41.678794233981577,7.5072383231375301,null,8.6527813038891108E-2,49.186032557119105,4.2559598292272129]
[null,{"$f":"'Input - Inventory'!B129","v":121},{"$f":"'Input - Inventory'!C129","v":"MBI1x3745"},{"$f":"'Input - Inventory'!D129","v":"Lamp"},{"$f":"'Input - Inventory'!E129","v":"Traffic"},{"$f":"'Input - Inventory'!F129","v":"Major > 130w"},{"$f":"'Input - Inventory'!G129","v":"1"},null,"Lamp - MBI1x3745",null,37.588573587645371,0,0,null,0,0,11.039195264937344,0.33333333333333331,0,0,11.039195264937344,4.9094211792429674E-3,11.039195264937344,0.16666666666666666,11.039195264937344,4.590314436538903E-3,11.039195264937344,4.0032025620496396E-2,165.58792897406013,2.1598272138228944E-2,275.97988162343358,1.2221950623319483E-2,0,0,13247.034317924812,1.1123470522803115E-4,9383.3159751967414,2.4953586329427266E-4,0,0,0,0,16.830817865524477,null,0,0.33333333333333331,42.580255312499986,4.9094211792429674E-3,11.555036406249997,0.16666666666666666,0,4.9094211792429674E-3,2.1348838082904265,null,80.1548825388833,0.04,2.2699999999999996,80.1548825388833,1.4200000000000001E-2,0,80.1548825388833,0.01,0,7.2780633345306018,null,0,0.04,11.555036406249997,1.4200000000000001E-2,0,0.01,0.16408151696874995,null,32.015958281249993,9.0799999999999978E-2,2.9070490119374988,null,{"$f":"IF($D132=\"Connection\",VLOOKUP(C132,'Input - General'!$F$62:$N$79,7,FALSE),0)","v":0},null,0.1801212933606588,29.314895537251754,5.2802368989023902,null,8.6527813038891108E-2,34.595132436154145,2.9934411514912234]
[null,{"$f":"'Input - Inventory'!B130","v":122},{"$f":"'Input - Inventory'!C130","v":"MBI1x400"},{"$f":"'Input - Inventory'!D130","v":"Lamp"},{"$f":"'Input - Inventory'!E130","v":"Traffic"},{"$f":"'Input - Inventory'!F130","v":"Major > 130w"},{"$f":"'Input - Inventory'!G130","v":"1"},null,"Lamp - MBI1x400",null,53.441992386346321,13,694.74590102250215,null,0,0,11.039195264937344,0.33333333333333331,0,0,11.039195264937344,4.9094211792429674E-3,11.039195264937344,0.16666666666666666,11.039195264937344,4.590314436538903E-3,11.039195264937344,4.0032025620496396E-2,165.58792897406013,2.1598272138228944E-2,275.97988162343358,1.2221950623319483E-2,0,0,13247.034317924812,1.1123470522803115E-4,9383.3159751967414,2.4953586329427266E-4,0,0,0,0,16.830817865524477,null,33.11758579481203,0.33333333333333331,42.580255312499986,4.9094211792429674E-3,11.555036406249997,0.16666666666666666,0,4.9094211792429674E-3,13.174079073227768,null,80.1548825388833,0.04,2.2699999999999996,80.1548825388833,1.4200000000000001E-2,0,80.1548825388833,0.01,0,7.2780633345306018,null,33.11758579481203,0.04,11.555036406249997,1.4200000000000001E-2,0,0.01,1.4887849487612312,null,32.015958281249993,9.0799999999999978E-2,2.9070490119374988,null,{"$f":"IF($D133=\"Connection\",VLOOKUP(C133,'Input - General'!$F$62:$N$79,7,FALSE),0)","v":0},null,0.1801212933606588,41.678794233981577,7.5072383231375301,null,8.6527813038891108E-2,49.186032557119105,4.2559598292272129]
[null,{"$f":"'Input - Inventory'!B131","v":123},{"$f":"'Input - Inventory'!C131","v":"MBI1x400 (P09)"},{"$f":"'Input - Inventory'!D131","v":"Lamp"},{"$f":"'Input - Inventory'!E131","v":"Traffic"},{"$f":"'Input - Inventory'!F131","v":"Major > 130w"},{"$f":"'Input - Inventory'!G131","v":1},null,"Lamp - MBI1x400 (P09)",null,53.441992386346321,109,5825.1771701117486,null,0,0,11.039195264937344,0.33333333333333331,0,0,11.039195264937344,4.9094211792429674E-3,11.039195264937344,0.16666666666666666,11.039195264937344,4.590314436538903E-3,11.039195264937344,4.0032025620496396E-2,165.58792897406013,2.1598272138228944E-2,275.97988162343358,1.2221950623319483E-2,0,0,13247.034317924812,1.1123470522803115E-4,9383.3159751967414,2.4953586329427266E-4,0,0,0,0,16.830817865524477,null,33.11758579481203,0.33333333333333331,42.580255312499986,4.9094211792429674E-3,11.555036406249997,0.16666666666666666,0,4.9094211792429674E-3,13.174079073227768,null,80.1548825388833,0.04,2.2699999999999996,80.1548825388833,1.4200000000000001E-2,0,80.1548825388833,0.01,0,7.2780633345306018,null,33.11758579481203,0.04,11.555036406249997,1.4200000000000001E-2,0,0.01,1.4887849487612312,null,32.015958281249993,9.0799999999999978E-2,2.9070490119374988,null,{"$f":"IF($D134=\"Connection\",VLOOKUP(C134,'Input - General'!$F$62:$N$79,7,FALSE),0)","v":0},null,0.1801212933606588,41.678794233981577,7.5072383231375301,null,8.6527813038891108E-2,49.186032557119105,4.2559598292272129]
[null,{"$f":"'Input - Inventory'!B132","v":124},{"$f":"'Input - Inventory'!C132","v":"MBI1x500"},{"$f":"'Input - Inventory'!D132","v":"Lamp"},{"$f":"'Input - Inventory'!E132","v":"Traffic"},{"$f":"'Input - Inventory'!F132","v":"Major > 130w"},{"$f":"'Input - Inventory'!G132","v":"1"},null,"Lamp - MBI1x500",null,90.433302916648557,0,0,null,0,0,11.039195264937344,0.33333333333333331,0,0,11.039195264937344,4.9094211792429674E-3,11.039195264937344,0.16666666666666666,11.039195264937344,4.590314436538903E-3,11.039195264937344,4.0032025620496396E-2,165.58792897406013,2.1598272138228944E-2,275.97988162343358,1.2221950623319483E-2,0,0,13247.034317924812,1.1123470522803115E-4,9383.3159751967414,2.4953586329427266E-4,0,0,0,0,16.830817865524477,null,110.39195264937345,0.33333333333333331,42.580255312499986,4.9094211792429674E-3,11.555036406249997,0.16666666666666666,0,4.9094211792429674E-3,38.932201358081571,null,80.1548825388833,0.04,2.2699999999999996,80.1548825388833,1.4200000000000001E-2,0,80.1548825388833,0.01,0,7.2780633345306018,null,110.39195264937345,0.04,11.555036406249997,1.4200000000000001E-2,0,0.01,4.5797596229436879,null,32.015958281249993,9.0799999999999978E-2,2.9070490119374988,null,{"$f":"IF($D135=\"Connection\",VLOOKUP(C135,'Input - General'!$F$62:$N$79,7,FALSE),0)","v":0},null,0.1801212933606588,70.527891193017837,12.70357497968619,null,8.6527813038891108E-2,83.231466172704032,7.2018367439445239]
[null,{"$f":"'Input - Inventory'!B133","v":125},{"$f":"'Input - Inventory'!C133","v":"MBI1x70"},{"$f":"'Input - Inventory'!D133","v":"Lamp"},{"$f":"'Input - Inventory'!E133","v":"NonTraffic"},{"$f":"'Input - Inventory'!F133","v":"Minor < 130w"},{"$f":"'Input - Inventory'!G133","v":"1"},null,"Lamp - MBI1x70",null,50.023477855548144,0,0,null,11.039195264937344,0.33333333333333331,0,0,11.039195264937344,1.8504811250925242E-2,0,0,11.039195264937344,0.16666666666666666,11.039195264937344,4.590314436538903E-3,11.039195264937344,4.0032025620496396E-2,165.58792897406013,2.1598272138228944E-2,275.97988162343358,1.2221950623319483E-2,0,0,13247.034317924812,1.1123470522803115E-4,9383.3159751967414,2.4953586329427266E-4,0,0,0,0,16.980900031228767,null,33.11758579481203,0.33333333333333331,42.580255312499986,1.8504811250925242E-2,11.555036406249997,0.16666666666666666,0,1.8504811250925242E-2,13.752974253553027,null,80.1548825388833,0.04,1.5133333333333332,80.1548825388833,1.4200000000000001E-2,0,80.1548825388833,0.01,0,4.8520422230204021,null,33.11758579481203,0.04,11.555036406249997,1.4200000000000001E-2,0,0.01,1.4887849487612312,null,32.015958281249993,6.0533333333333328E-2,1.9380326746249994,null,{"$f":"IF($D136=\"Connection\",VLOOKUP(C136,'Input - General'!$F$62:$N$79,7,FALSE),0)","v":0},null,0.1801212933606588,39.012734131188424,7.0270241292451763,null,8.6527813038891108E-2,46.039758260433601,3.983719595114541]
[null,{"$f":"'Input - Inventory'!B134","v":126},{"$f":"'Input - Inventory'!C134","v":"MBI1x70 (P09)"},{"$f":"'Input - Inventory'!D134","v":"Lamp"},{"$f":"'Input - Inventory'!E134","v":"NonTraffic"},{"$f":"'Input - Inventory'!F134","v":"Minor < 130w"},{"$f":"'Input - Inventory'!G134","v":1},null,"Lamp - MBI1x70 (P09)",null,50.023477855548144,183,9154.2964475653098,null,11.039195264937344,0.33333333333333331,0,0,11.039195264937344,1.8504811250925242E-2,0,0,11.039195264937344,0.16666666666666666,11.039195264937344,4.590314436538903E-3,11.039195264937344,4.0032025620496396E-2,165.58792897406013,2.1598272138228944E-2,275.97988162343358,1.2221950623319483E-2,0,0,13247.034317924812,1.1123470522803115E-4,9383.3159751967414,2.4953586329427266E-4,0,0,0,0,16.980900031228767,null,33.11758579481203,0.33333333333333331,42.580255312499986,1.8504811250925242E-2,11.555036406249997,0.16666666666666666,0,1.8504811250925242E-2,13.752974253553027,null,80.1548825388833,0.04,1.5133333333333332,80.1548825388833,1.4200000000000001E-2,0,80.1548825388833,0.01,0,4.8520422230204021,null,33.11758579481203,0.04,11.555036406249997,1.4200000000000001E-2,0,0.01,1.4887849487612312,null,32.015958281249993,6.0533333333333328E-2,1.9380326746249994,null,{"$f":"IF($D137=\"Connection\",VLOOKUP(C137,'Input - General'!$F$62:$N$79,7,FALSE),0)","v":0},null,0.1801212933606588,39.012734131188424,7.0270241292451763,null,8.6527813038891108E-2,46.039758260433601,3.983719595114541]
[null,{"$f":"'Input - Inventory'!B135","v":127},{"$f":"'Input - Inventory'!C135","v":"MBI1x70 II"},{"$f":"'Input - Inventory'!D135","v":"Lamp"},{"$f":"'Input - Inventory'!E135","v":"Traffic"},{"$f":"'Input - Inventory'!F135","v":"Minor < 130w"},{"$f":"'Input - Inventory'!G135","v":1},null,"Lamp - MBI1x70 II",null,54.376712367870326,79,4295.7602770617559,null,11.039195264937344,0.33333333333333331,0,0,11.039195264937344,1.8504811250925242E-2,0,0,11.039195264937344,0.16666666666666666,11.039195264937344,4.590314436538903E-3,11.039195264937344,4.0032025620496396E-2,165.58792897406013,2.1598272138228944E-2,275.97988162343358,1.2221950623319483E-2,0,0,13247.034317924812,1.1123470522803115E-4,9383.3159751967414,2.4953586329427266E-4,0,0,0,0,16.980900031228767,null,33.11758579481203,0.33333333333333331,42.580255312499986,1.8504811250925242E-2,11.555036406249997,0.16666666666666666,0,0,13.752974253553027,null,80.1548825388833,0.04,2.2699999999999996,80.1548825388833,1.4200000000000001E-2,0,80.1548825388833,0.01,0,7.2780633345306018,null,33.11758579481203,0.04,11.555036406249997,1.4200000000000001E-2,0,0.01,1.4887849487612312,null,32.015958281249993,9.0799999999999978E-2,2.9070490119374988,null,{"$f":"IF($D138=\"Connection\",VLOOKUP(C138,'Input - General'!$F$62:$N$79,7,FALSE),0)","v":0},null,0.1801212933606588,42.407771580011129,7.6385426655349935,null,8.6527813038891108E-2,50.046314245546121,4.3303981223242074]
[null,{"$f":"'Input - Inventory'!B136","v":128},{"$f":"'Input - Inventory'!C136","v":"MBI2x400"},{"$f":"'Input - Inventory'!D136","v":"Lamp"},{"$f":"'Input - Inventory'!E136","v":"Traffic"},{"$f":"'Input - Inventory'!F136","v":"Major > 130w"},{"$f":"'Input - Inventory'!G136","v":"2"},null,"Lamp - MBI2x400",null,67.59683059947217,0,0,null,0,0,11.039195264937344,0.33333333333333331,0,0,11.039195264937344,4.9094211792429674E-3,11.039195264937344,0.16666666666666666,11.039195264937344,4.590314436538903E-3,11.039195264937344,4.0032025620496396E-2,165.58792897406013,2.1598272138228944E-2,275.97988162343358,1.2221950623319483E-2,0,0,13247.034317924812,1.1123470522803115E-4,9383.3159751967414,2.4953586329427266E-4,0,0,0,0,16.830817865524477,null,66.235171589624059,0.33333333333333331,42.580255312499986,4.9094211792429674E-3,11.555036406249997,0.16666666666666666,0,4.9094211792429674E-3,24.213274338165114,null,80.1548825388833,0.04,2.2699999999999996,80.1548825388833,1.4200000000000001E-2,0,80.1548825388833,0.01,0,7.2780633345306018,null,33.11758579481203,0.04,11.555036406249997,1.4200000000000001E-2,0,0.01,1.4887849487612312,null,32.015958281249993,9.0799999999999978E-2,2.9070490119374988,null,{"$f":"IF($D139=\"Connection\",VLOOKUP(C139,'Input - General'!$F$62:$N$79,7,FALSE),0)","v":0},null,0.1801212933606588,52.717989498918925,9.4956324519189064,null,8.6527813038891108E-2,62.213621950837819,5.3832086486343469]
[null,{"$f":"'Input - Inventory'!B137","v":129},{"$f":"'Input - Inventory'!C137","v":"MBI4x150"},{"$f":"'Input - Inventory'!D137","v":"Lamp"},{"$f":"'Input - Inventory'!E137","v":"Traffic"},{"$f":"'Input - Inventory'!F137","v":"Major > 130w"},{"$f":"'Input - Inventory'!G137","v":"4"},null,"Lamp - MBI4x150",null,231.98168504790704,5,{"$f":"L140*K140","v":1159.9084252395351},null,0,{"$f":"IF(AND($D140=\"Lamp\",CycleBulkTask1<>0, OR($F140=O$9,O$9=\"All\")),1/CycleBulkTask1,0)","v":0},11.039195264937344,{"$f":"IF(AND($D140=\"Lamp\",CycleBulkTask2<>0, OR($F140=Q$9,Q$9=\"All\")),1/CycleBulkTask2,0)","v":0.33333333333333331},0,{"$f":"IF(AND($D140=\"Lamp\",CycleBulkTask3<>0, OR($F140=S$9,S$9=\"All\")),1/CycleBulkTask3,0)","v":0},11.039195264937344,{"$f":"IF(AND($D140=\"Lamp\",CycleBulkTask4<>0, OR($F140=U$9,U$9=\"All\")),1/CycleBulkTask4,0)","v":4.9094211792429674E-3},11.039195264937344,{"$f":"IF(AND($D140=\"Lamp\",CycleBulkTask5<>0, OR($F140=W$9,W$9=\"All\")),1/CycleBulkTask5,0)","v":0.16666666666666666},11.039195264937344,{"$f":"IF(AND($D140=\"Lamp\",CycleBulkTask6<>0, OR($F140=Y$9,Y$9=\"All\")),1/CycleBulkTask6,0)","v":4.590314436538903E-3},11.039195264937344,{"$f":"IF(AND($D140=\"Lamp\",CycleBulkTask7<>0, OR($F140=AA$9,AA$9=\"All\")),1/CycleBulkTask7,0)","v":4.0032025620496396E-2},165.58792897406013,{"$f":"IF(AND($D140=\"Lamp\",CycleBulkTask8<>0, OR($F140=AC$9,AC$9=\"All\")),1/CycleBulkTask8,0)","v":2.1598272138228944E-2},275.97988162343358,{"$f":"IF(AND($D140=\"Lamp\",CycleBulkTask9<>0, OR($F140=AE$9,AE$9=\"All\")),1/CycleBulkTask9,0)","v":1.2221950623319483E-2},0,{"$f":"IF(AND($D140=\"Lamp\",CycleBulkTask10<>0, OR($F140=AG$9,AG$9=\"All\")),1/CycleBulkTask10,0)","v":0},13247.034317924812,{"$f":"IF(AND($D140=\"Lamp\",CycleBulkTask11<>0, OR($F140=AI$9,AI$9=\"All\")),1/CycleBulkTask11,0)","v":1.1123470522803115E-4},9383.3159751967414,{"$f":"IF(AND($D140=\"Lamp\",CycleBulkTask12<>0, OR($F140=AK$9,AK$9=\"All\")),1/CycleBulkTask12,0)","v":2.4953586329427266E-4},0,{"$f":"IF(AND($D140=\"Lamp\",CycleBulkTask13<>0, OR($F140=AM$9,AM$9=\"All\")),1/CycleBulkTask13,0)","v":0},0,{"$f":"IF(AND($D140=\"Lamp\",CycleBulkTask14<>0, OR($F140=AO$9,AO$9=\"All\")),1/CycleBulkTask14,0)","v":0},{"$f":"O140*P140+Q140*R140+S140*T140+U140*V140+W140*X140+Y140*Z140+AA140*AB140+AC140*AD140+AE140*AF140+AG140*AH140+AI140*AJ140+AK140*AL140+AM140*AN140+AO140*AP140","v":16.830817865524477},null,441.5678105974938,{"$f":"MAX(P140,R140)","v":0.33333333333333331},42.580255312499986,{"$f":"MAX(T140,V140)","v":4.9094211792429674E-3},11.555036406249997,{"$f":"X140","v":0.16666666666666666},0,{"$f":"INDIRECT($E140)*$V140 +(1-INDIRECT($E140))*$T140","v":4.9094211792429674E-3},{"$f":"AS140*AT140+AU140*AV140+AW140*AX140+AY140*AZ140","v":149.32415400745501},null,{"$f":"IF($D140=$AS$9,(INDIRECT(\"PriceLabour\" & \"FY17\")*ProportionStandardHours + INDIRECT(\"PriceLabourOvertime\" & \"FY17\")*ProportionOvertimeHours)*(1+RateOnCostAnnual),0)","v":80.1548825388833},{"$f":"BO140","v":0.04},{"$f":"IF($D140=\"Lamp\",(NumberOfCrew+INDIRECT($E140)*TrafficController)*(TimeToReplaceLamp),0)","v":2.2699999999999996},{"$f":"IF($D140=$AS$9,(INDIRECT(\"PriceLabour\" & \"FY17\")*ProportionStandardHours + INDIRECT(\"PriceLabourOvertime\" & \"FY17\")*ProportionOvertimeHours)*(1+RateOnCostAnnual),0)","v":80.1548825388833},{"$f":"BQ140","v":1.4200000000000001E-2},{"$f":"IF($D140=\"Lamp\",(NumberOfCrew+INDIRECT($E140)*TrafficController)*(TimeForPECellReplace),0)","v":0},{"$f":"IF($D140=$AS$9,(INDIRECT(\"PriceLabour\" & \"FY17\")*ProportionStandardHours + INDIRECT(\"PriceLabourOvertime\" & \"FY17\")*ProportionOvertimeHours)*(1+RateOnCostAnnual),0)","v":80.1548825388833},{"$f":"BS140","v":0.01},{"$f":"IF($D140=\"Lamp\",(NumberOfCrew+INDIRECT($E140)*TrafficController)*(TimeForOtherSpot),0)","v":0},{"$f":"BC140*BD140*BE140+BF140*BG140*BH140+BI140*BJ140*BK140","v":7.2780633345306018},null,110.39195264937345,{"$f":"IF($D140=\"Lamp\",INDIRECT(BO$10 & $B140),0)","v":0.04},11.555036406249997,{"$f":"IF($D140=\"Lamp\",INDIRECT(\"FailurePECell\" & \"Annual\"),0)","v":1.4200000000000001E-2},0,{"$f":"IF($D140=\"Lamp\",INDIRECT(\"FailureMisc\" & \"Annual\"),0)","v":0.01},{"$f":"BN140*BO140+BP140*BQ140+BR140*BS140","v":4.5797596229436879},null,32.015958281249993,{"$f":"BD140*BE140+BG140*BH140+BJ140*BK140","v":9.0799999999999978E-2},{"$f":"BV140*BW140","v":2.9070490119374988},null,{"$f":"IF($D140=\"Connection\",VLOOKUP(C140,'Input - General'!$F$62:$N$79,7,FALSE),0)","v":0},null,{"$f":"RateOverhead","v":0.1801212933606588},{"$f":"BX140+BL140+BT140+BA140+AQ140+BZ140","v":180.91984384239126},{"$f":"CC140*CB140","v":32.587516267499936},null,{"$f":"CorporateOverheads","v":8.6527813038891108E-2},213.50736010989118,{"$f":"CG140*CF140","v":18.474324938015862}]
[null,{"$f":"'Input - Inventory'!B138","v":130},{"$f":"'Input - Inventory'!C138","v":"SON1x100"},{"$f":"'Input - Inventory'!D138","v":"Lamp"},{"$f":"'Input - Inventory'!E138","v":"Traffic"},{"$f":"'Input - Inventory'!F138","v":"Minor < 130w"},{"$f":"'Input - Inventory'!G138","v":"1"},null,{"$f":"CONCATENATE(D141,\" - \",C141)","v":"Lamp - SON1x100"},null,{"$f":"AQ141+BA141+BL141+BT141+BX141+BZ141+CD141+CH141","v":89.206262897068626},{"$f":"INDIRECT(L$10&$B141&\"FY17\")","v":63},5619.9945625153232,null,{"$f":"IF(AND($D141=\"Lamp\", OR($F141=O$9, O$9=\"All\")),INDIRECT(\"PriceBulkTask1\" & \"FY17\"),0)","v":11.039195264937344},0.33333333333333331,{"$f":"IF(AND($D141=\"Lamp\", OR($F141=Q$9, Q$9=\"All\")),INDIRECT(\"PriceBulkTask2\" & \"FY17\"),0)","v":0},0,{"$f":"IF(AND($D141=\"Lamp\", OR($F141=S$9, S$9=\"All\")),INDIRECT(\"PriceBulkTask3\" & \"FY17\"),0)","v":11.039195264937344},1.8504811250925242E-2,{"$f":"IF(AND($D141=\"Lamp\", OR($F141=U$9, U$9=\"All\")),INDIRECT(\"PriceBulkTask4\" & \"FY17\"),0)","v":0},0,{"$f":"IF(AND($D141=\"Lamp\", OR($F141=W$9, W$9=\"All\")),INDIRECT(\"PriceBulkTask5\" & \"FY17\"),0)","v":11.039195264937344},0.16666666666666666,{"$f":"IF(AND($D141=\"Lamp\", OR($F141=Y$9, Y$9=\"All\")),INDIRECT(\"PriceBulkTask6\" & \"FY17\"),0)","v":11.039195264937344},4.590314436538903E-3,{"$f":"IF(AND($D141=\"Lamp\", OR($F141=AA$9, AA$9=\"All\")),INDIRECT(\"PriceBulkTask7\" & \"FY17\"),0)","v":11.039195264937344},4.0032025620496396E-2,{"$f":"IF(AND($D141=\"Lamp\", OR($F141=AC$9, AC$9=\"All\")),INDIRECT(\"PriceBulkTask8\" & \"FY17\"),0)","v":165.58792897406013},2.1598272138228944E-2,{"$f":"IF(AND($D141=\"Lamp\", OR($F141=AE$9, AE$9=\"All\")),INDIRECT(\"PriceBulkTask9\" & \"FY17\"),0)","v":275.97988162343358},1.2221950623319483E-2,{"$f":"IF(AND($D141=\"Lamp\", OR($F141=AG$9, AG$9=\"All\")),INDIRECT(\"PriceBulkTask10\" & \"FY17\"),0)","v":0},0,{"$f":"IF(AND($D141=\"Lamp\", OR($F141=AI$9, AI$9=\"All\")),INDIRECT(\"PriceBulkTask11\" & \"FY17\"),0)","v":13247.034317924812},1.1123470522803115E-4,{"$f":"IF(AND($D141=\"Lamp\", OR($F141=AK$9, AK$9=\"All\")),INDIRECT(\"PriceBulkTask12\" & \"FY17\"),0)","v":9383.3159751967414},2.4953586329427266E-4,{"$f":"IF(AND($D141=\"Lamp\", OR($F141=AM$9, AM$9=\"All\")),INDIRECT(\"PriceBulkTask13\" & \"FY17\"),0)","v":0},0,{"$f":"IF(AND($D141=\"Lamp\", OR($F141=AO$9, AO$9=\"All\")),INDIRECT(\"PriceBulkTask14\" & \"FY17\"),0)","v":0},0,16.980900031228767,null,{"$f":"IF($D141=\"Lamp\",$G141*INDIRECT(\"Price\" & $B141 & \"FY17\"),0)","v":33.11758579481203},0.33333333333333331,{"$f":"IF($D141=\"Lamp\",INDIRECT(\"PriceVisor\" & \"FY17\"),0)","v":42.580255312499986},1.8504811250925242E-2,{"$f":"IF($D141=\"Lamp\",INDIRECT(\"PricePECell\" & \"FY17\"),0)","v":11.555036406249997},0.16666666666666666,{"$f":"IF($D141=\"Lamp\",INDIRECT(\"PriceMisc\" & \"FY17\"),0)","v":0},0,13.752974253553027,null,80.1548825388833,0.13439999999999999,2.2699999999999996,80.1548825388833,1.4200000000000001E-2,0,80.1548825388833,0.01,0,24.45429280402282,null,{"$f":"IF($D141=\"Lamp\",INDIRECT(\"Price\" & $B141 & \"FY17\"),0)","v":33.11758579481203},0.13439999999999999,{"$f":"IF($D141=\"Lamp\",INDIRECT(\"pRICEpecELL\" & \"FY17\"),0)","v":11.555036406249997},1.4200000000000001E-2,{"$f":"IF($D141=\"Lamp\",INDIRECT(\"PriceMisc\" & \"FY17\"),0)","v":0},0.01,4.6150850477914869,null,{"$f":"IF(AND($D141=\"Lamp\"),INDIRECT(\"PriceEWP\"&\"FY17\"),0)","v":32.015958281249993},0.30508799999999991,9.7676846801099959,null,{"$f":"IF($D141=\"Connection\",VLOOKUP(C141,'Input - General'!$F$62:$N$79,7,FALSE),0)","v":0},null,0.1801212933606588,69.570936816706094,12.531207119737775,null,8.6527813038891108E-2,{"$f":"AQ141+BA141+BL141+BT141+BX141+BZ141+CD141","v":82.102143936443881},7.104118960624743]
[null,{"$f":"'Input - Inventory'!B139","v":131},{"$f":"'Input - Inventory'!C139","v":"SON1x100 (P09)"},{"$f":"'Input - Inventory'!D139","v":"Lamp"},{"$f":"'Input - Inventory'!E139","v":"Traffic"},{"$f":"'Input - Inventory'!F139","v":"Minor < 130w"},{"$f":"'Input - Inventory'!G139","v":1},null,"Lamp - SON1x100 (P09)",null,89.206262897068626,1383,123372.26158664591,null,11.039195264937344,0.33333333333333331,0,0,11.039195264937344,1.8504811250925242E-2,0,0,11.039195264937344,0.16666666666666666,11.039195264937344,4.590314436538903E-3,11.039195264937344,4.0032025620496396E-2,165.58792897406013,2.1598272138228944E-2,275.97988162343358,1.2221950623319483E-2,0,0,13247.034317924812,1.1123470522803115E-4,9383.3159751967414,2.4953586329427266E-4,0,0,0,0,16.980900031228767,null,33.11758579481203,0.33333333333333331,42.580255312499986,1.8504811250925242E-2,11.555036406249997,0.16666666666666666,0,0,13.752974253553027,null,80.1548825388833,0.13439999999999999,2.2699999999999996,80.1548825388833,1.4200000000000001E-2,0,80.1548825388833,0.01,0,24.45429280402282,null,33.11758579481203,0.13439999999999999,11.555036406249997,1.4200000000000001E-2,0,0.01,4.6150850477914869,null,32.015958281249993,0.30508799999999991,9.7676846801099959,null,{"$f":"IF($D142=\"Connection\",VLOOKUP(C142,'Input - General'!$F$62:$N$79,7,FALSE),0)","v":0},null,0.1801212933606588,69.570936816706094,12.531207119737775,null,8.6527813038891108E-2,82.102143936443881,7.104118960624743]
[null,{"$f":"'Input - Inventory'!B140","v":132},{"$f":"'Input - Inventory'!C140","v":"SON1x1000"},{"$f":"'Input - Inventory'!D140","v":"Lamp"},{"$f":"'Input - Inventory'!E140","v":"Traffic"},{"$f":"'Input - Inventory'!F140","v":"Major > 130w"},{"$f":"'Input - Inventory'!G140","v":"1"},null,"Lamp - SON1x1000",null,95.113712622202769,0,0,null,0,0,11.039195264937344,0.33333333333333331,0,0,11.039195264937344,4.9094211792429674E-3,11.039195264937344,0.16666666666666666,11.039195264937344,4.590314436538903E-3,11.039195264937344,4.0032025620496396E-2,165.58792897406013,2.1598272138228944E-2,275.97988162343358,1.2221950623319483E-2,0,0,13247.034317924812,1.1123470522803115E-4,9383.3159751967414,2.4953586329427266E-4,0,0,0,0,16.830817865524477,null,110.39195264937345,0.33333333333333331,42.580255312499986,4.9094211792429674E-3,11.555036406249997,0.16666666666666666,0,4.9094211792429674E-3,38.932201358081571,null,80.1548825388833,0.05,2.2699999999999996,80.1548825388833,1.4200000000000001E-2,0,80.1548825388833,0.01,0,9.0975791681632536,null,110.39195264937345,0.05,11.555036406249997,1.4200000000000001E-2,0,0.01,5.683679149437423,null,32.015958281249993,0.11349999999999999,3.6338112649218739,null,{"$f":"IF($D143=\"Connection\",VLOOKUP(C143,'Input - General'!$F$62:$N$79,7,FALSE),0)","v":0},null,0.1801212933606588,74.178088806128599,13.361053294781691,null,8.6527813038891108E-2,87.539142100910283,7.5745705212924861]
[null,{"$f":"'Input - Inventory'!B141","v":133},{"$f":"'Input - Inventory'!C141","v":"SON1x1000 (P09)"},{"$f":"'Input - Inventory'!D141","v":"Lamp"},{"$f":"'Input - Inventory'!E141","v":"Traffic"},{"$f":"'Input - Inventory'!F141","v":"Major > 130w"},{"$f":"'Input - Inventory'!G141","v":1},null,"Lamp - SON1x1000 (P09)",null,95.113712622202769,49,4660.5719184879354,null,0,0,11.039195264937344,0.33333333333333331,0,0,11.039195264937344,4.9094211792429674E-3,11.039195264937344,0.16666666666666666,11.039195264937344,4.590314436538903E-3,11.039195264937344,4.0032025620496396E-2,165.58792897406013,2.1598272138228944E-2,275.97988162343358,1.2221950623319483E-2,0,0,13247.034317924812,1.1123470522803115E-4,9383.3159751967414,2.4953586329427266E-4,0,0,0,0,16.830817865524477,null,110.39195264937345,0.33333333333333331,42.580255312499986,4.9094211792429674E-3,11.555036406249997,0.16666666666666666,0,4.9094211792429674E-3,38.932201358081571,null,80.1548825388833,0.05,2.2699999999999996,80.1548825388833,1.4200000000000001E-2,0,80.1548825388833,0.01,0,9.0975791681632536,null,110.39195264937345,0.05,11.555036406249997,1.4200000000000001E-2,0,0.01,5.683679149437423,null,32.015958281249993,0.11349999999999999,3.6338112649218739,null,{"$f":"IF($D144=\"Connection\",VLOOKUP(C144,'Input - General'!$F$62:$N$79,7,FALSE),0)","v":0},null,0.1801212933606588,74.178088806128599,13.361053294781691,null,8.6527813038891108E-2,87.539142100910283,7.5745705212924861]
[null,{"$f":"'Input - Inventory'!B142","v":134},{"$f":"'Input - Inventory'!C142","v":"SON1x120"},{"$f":"'Input - Inventory'!D142","v":"Lamp"},{"$f":"'Input - Inventory'!E142","v":"Traffic"},{"$f":"'Input - Inventory'!F142","v":"Minor < 130w"},{"$f":"'Input - Inventory'!G142","v":"1"},null,"Lamp - SON1x120",null,58.066283398505746,0,0,null,11.039195264937344,0.33333333333333331,0,0,11.039195264937344,1.8504811250925242E-2,0,0,11.039195264937344,0.16666666666666666,11.039195264937344,4.590314436538903E-3,11.039195264937344,4.0032025620496396E-2,165.58792897406013,2.1598272138228944E-2,275.97988162343358,1.2221950623319483E-2,0,0,13247.034317924812,1.1123470522803115E-4,9383.3159751967414,2.4953586329427266E-4,0,0,0,0,16.980900031228767,null,33.11758579481203,0.33333333333333331,42.580255312499986,1.8504811250925242E-2,11.555036406249997,0.16666666666666666,0,0,13.752974253553027,null,80.1548825388833,0.05,2.2699999999999996,80.1548825388833,1.4200000000000001E-2,0,80.1548825388833,0.01,0,9.0975791681632536,null,33.11758579481203,0.05,11.555036406249997,1.4200000000000001E-2,0,0.01,1.8199608067093516,null,32.015958281249993,0.11349999999999999,3.6338112649218739,null,{"$f":"IF($D145=\"Connection\",VLOOKUP(C145,'Input - General'!$F$62:$N$79,7,FALSE),0)","v":0},null,0.1801212933606588,45.285225524576276,8.1568333916157965,null,8.6527813038891108E-2,53.442058916192074,4.6242244823136716]
[null,{"$f":"'Input - Inventory'!B143","v":135},{"$f":"'Input - Inventory'!C143","v":"SON1x150"},{"$f":"'Input - Inventory'!D143","v":"Lamp"},{"$f":"'Input - Inventory'!E143","v":"Traffic"},{"$f":"'Input - Inventory'!F143","v":"Major > 130w"},{"$f":"'Input - Inventory'!G143","v":"1"},null,"Lamp - SON1x150",null,90.583674094742818,714,64676.74330364637,null,0,0,11.039195264937344,0.33333333333333331,0,0,11.039195264937344,4.9094211792429674E-3,11.039195264937344,0.16666666666666666,11.039195264937344,4.590314436538903E-3,11.039195264937344,4.0032025620496396E-2,165.58792897406013,2.1598272138228944E-2,275.97988162343358,1.2221950623319483E-2,0,0,13247.034317924812,1.1123470522803115E-4,9383.3159751967414,2.4953586329427266E-4,0,0,0,0,16.830817865524477,null,33.11758579481203,0.33333333333333331,42.580255312499986,4.9094211792429674E-3,11.555036406249997,0.16666666666666666,0,4.9094211792429674E-3,13.174079073227768,null,80.1548825388833,0.14066666666666669,2.2699999999999996,80.1548825388833,1.4200000000000001E-2,0,80.1548825388833,0.01,0,25.594522726432622,null,33.11758579481203,0.14066666666666669,11.555036406249997,1.4200000000000001E-2,0,0.01,4.8226219187723096,null,32.015958281249993,0.31931333333333334,10.223122358646872,null,{"$f":"IF($D146=\"Connection\",VLOOKUP(C146,'Input - General'!$F$62:$N$79,7,FALSE),0)","v":0},null,0.1801212933606588,70.645163942604043,12.724698299017618,null,8.6527813038891108E-2,83.369862241621675,7.2138118531211477]
[null,{"$f":"'Input - Inventory'!B144","v":136},{"$f":"'Input - Inventory'!C144","v":"SON1x150 (P09)"},{"$f":"'Input - Inventory'!D144","v":"Lamp"},{"$f":"'Input - Inventory'!E144","v":"Traffic"},{"$f":"'Input - Inventory'!F144","v":"Major > 130w"},{"$f":"'Input - Inventory'!G144","v":1},null,"Lamp - SON1x150 (P09)",null,90.583674094742818,19351.5,1752929.9692444156,null,0,0,11.039195264937344,0.33333333333333331,0,0,11.039195264937344,4.9094211792429674E-3,11.039195264937344,0.16666666666666666,11.039195264937344,4.590314436538903E-3,11.039195264937344,4.0032025620496396E-2,165.58792897406013,2.1598272138228944E-2,275.97988162343358,1.2221950623319483E-2,0,0,13247.034317924812,1.1123470522803115E-4,9383.3159751967414,2.4953586329427266E-4,0,0,0,0,16.830817865524477,null,33.11758579481203,0.33333333333333331,42.580255312499986,4.9094211792429674E-3,11.555036406249997,0.16666666666666666,0,4.9094211792429674E-3,13.174079073227768,null,80.1548825388833,0.14066666666666669,2.2699999999999996,80.1548825388833,1.4200000000000001E-2,0,80.1548825388833,0.01,0,25.594522726432622,null,33.11758579481203,0.14066666666666669,11.555036406249997,1.4200000000000001E-2,0,0.01,4.8226219187723096,null,32.015958281249993,0.31931333333333334,10.223122358646872,null,{"$f":"IF($D147=\"Connection\",VLOOKUP(C147,'Input - General'!$F$62:$N$79,7,FALSE),0)","v":0},null,0.1801212933606588,70.645163942604043,12.724698299017618,null,8.6527813038891108E-2,83.369862241621675,7.2138118531211477]
[null,{"$f":"'Input - Inventory'!B145","v":137},{"$f":"'Input - Inventory'!C145","v":"SON1x150 AR"},{"$f":"'Input - Inventory'!D145","v":"Lamp"},{"$f":"'Input - Inventory'!E145","v":"Traffic"},{"$f":"'Input - Inventory'!F145","v":"Major > 130w"},{"$f":"'Input - Inventory'!G145","v":1},null,"Lamp - SON1x150 AR",null,66.428819630467842,194,12887.191008310761,null,0,0,11.039195264937344,0.33333333333333331,0,0,11.039195264937344,4.9094211792429674E-3,11.039195264937344,0.16666666666666666,11.039195264937344,4.590314436538903E-3,11.039195264937344,4.0032025620496396E-2,165.58792897406013,2.1598272138228944E-2,275.97988162343358,1.2221950623319483E-2,0,0,13247.034317924812,1.1123470522803115E-4,9383.3159751967414,2.4953586329427266E-4,0,0,0,0,16.830817865524477,null,33.11758579481203,0.33333333333333331,42.580255312499986,4.9094211792429674E-3,11.555036406249997,0.16666666666666666,0,4.9094211792429674E-3,13.174079073227768,null,80.1548825388833,7.0333333333333345E-2,2.2699999999999996,80.1548825388833,1.4200000000000001E-2,0,80.1548825388833,0.01,0,12.797261363216311,null,33.11758579481203,7.0333333333333345E-2,11.555036406249997,1.4200000000000001E-2,140,0.01,3.8933517178705301,null,32.015958281249993,0.15965666666666667,5.1115611793234361,null,{"$f":"IF($D148=\"Connection\",VLOOKUP(C148,'Input - General'!$F$62:$N$79,7,FALSE),0)","v":0},null,0.1801212933606588,51.807071199162522,9.3315566696208894,null,8.6527813038891108E-2,61.138627868783416,5.2901917616844285]
[null,{"$f":"'Input - Inventory'!B146","v":138},{"$f":"'Input - Inventory'!C146","v":"SON1x220"},{"$f":"'Input - Inventory'!D146","v":"Lamp"},{"$f":"'Input - Inventory'!E146","v":"Traffic"},{"$f":"'Input - Inventory'!F146","v":"Major > 130w"},{"$f":"'Input - Inventory'!G146","v":"1"},null,"Lamp - SON1x220",null,57.131563416981741,0,0,null,0,0,11.039195264937344,0.33333333333333331,0,0,11.039195264937344,4.9094211792429674E-3,11.039195264937344,0.16666666666666666,11.039195264937344,4.590314436538903E-3,11.039195264937344,4.0032025620496396E-2,165.58792897406013,2.1598272138228944E-2,275.97988162343358,1.2221950623319483E-2,0,0,13247.034317924812,1.1123470522803115E-4,9383.3159751967414,2.4953586329427266E-4,0,0,0,0,16.830817865524477,null,33.11758579481203,0.33333333333333331,42.580255312499986,4.9094211792429674E-3,11.555036406249997,0.16666666666666666,0,4.9094211792429674E-3,13.174079073227768,null,80.1548825388833,0.05,2.2699999999999996,80.1548825388833,1.4200000000000001E-2,0,80.1548825388833,0.01,0,9.0975791681632536,null,33.11758579481203,0.05,11.555036406249997,1.4200000000000001E-2,0,0.01,1.8199608067093516,null,32.015958281249993,0.11349999999999999,3.6338112649218739,null,{"$f":"IF($D149=\"Connection\",VLOOKUP(C149,'Input - General'!$F$62:$N$79,7,FALSE),0)","v":0},null,0.1801212933606588,44.556248178546724,8.0255290492183331,null,8.6527813038891108E-2,52.581777227765066,4.549786189216678]
[null,{"$f":"'Input - Inventory'!B147","v":139},{"$f":"'Input - Inventory'!C147","v":"SON1x250"},{"$f":"'Input - Inventory'!D147","v":"Lamp"},{"$f":"'Input - Inventory'!E147","v":"Traffic"},{"$f":"'Input - Inventory'!F147","v":"Major > 130w"},{"$f":"'Input - Inventory'!G147","v":"1"},null,"Lamp - SON1x250",null,92.846610993532536,761,70656.270966078257,null,0,0,11.039195264937344,0.33333333333333331,0,0,11.039195264937344,4.9094211792429674E-3,11.039195264937344,0.16666666666666666,11.039195264937344,4.590314436538903E-3,11.039195264937344,4.0032025620496396E-2,165.58792897406013,2.1598272138228944E-2,275.97988162343358,1.2221950623319483E-2,0,0,13247.034317924812,1.1123470522803115E-4,9383.3159751967414,2.4953586329427266E-4,0,0,0,0,16.830817865524477,null,33.11758579481203,0.33333333333333331,42.580255312499986,4.9094211792429674E-3,11.555036406249997,0.16666666666666666,0,4.9094211792429674E-3,13.174079073227768,null,80.1548825388833,0.14680000000000001,2.2699999999999996,80.1548825388833,1.4200000000000001E-2,0,80.1548825388833,0.01,0,26.710492437727314,null,33.11758579481203,0.14680000000000001,11.555036406249997,1.4200000000000001E-2,0,0.01,5.0257431116471567,null,32.015958281249993,0.33323599999999998,10.668869873810623,null,{"$f":"IF($D150=\"Connection\",VLOOKUP(C150,'Input - General'!$F$62:$N$79,7,FALSE),0)","v":0},null,0.1801212933606588,72.410002361937345,13.042583277680512,null,8.6527813038891108E-2,85.452585639617851,7.3940253539146843]
[null,{"$f":"'Input - Inventory'!B148","v":140},{"$f":"'Input - Inventory'!C148","v":"SON1x250 (P09)"},{"$f":"'Input - Inventory'!D148","v":"Lamp"},{"$f":"'Input - Inventory'!E148","v":"Traffic"},{"$f":"'Input - Inventory'!F148","v":"Major > 130w"},{"$f":"'Input - Inventory'!G148","v":1},null,"Lamp - SON1x250 (P09)",null,92.846610993532536,24623,2286162.1024937518,null,0,0,11.039195264937344,0.33333333333333331,0,0,11.039195264937344,4.9094211792429674E-3,11.039195264937344,0.16666666666666666,11.039195264937344,4.590314436538903E-3,11.039195264937344,4.0032025620496396E-2,165.58792897406013,2.1598272138228944E-2,275.97988162343358,1.2221950623319483E-2,0,0,13247.034317924812,1.1123470522803115E-4,9383.3159751967414,2.4953586329427266E-4,0,0,0,0,16.830817865524477,null,33.11758579481203,0.33333333333333331,42.580255312499986,4.9094211792429674E-3,11.555036406249997,0.16666666666666666,0,4.9094211792429674E-3,13.174079073227768,null,80.1548825388833,0.14680000000000001,2.2699999999999996,80.1548825388833,1.4200000000000001E-2,0,80.1548825388833,0.01,0,26.710492437727314,null,33.11758579481203,0.14680000000000001,11.555036406249997,1.4200000000000001E-2,0,0.01,5.0257431116471567,null,32.015958281249993,0.33323599999999998,10.668869873810623,null,{"$f":"IF($D151=\"Connection\",VLOOKUP(C151,'Input - General'!$F$62:$N$79,7,FALSE),0)","v":0},null,0.1801212933606588,72.410002361937345,13.042583277680512,null,8.6527813038891108E-2,85.452585639617851,7.3940253539146843]
[null,{"$f":"'Input - Inventory'!B149","v":141},{"$f":"'Input - Inventory'!C149","v":"SON1x250 AR"},{"$f":"'Input - Inventory'!D149","v":"Lamp"},{"$f":"'Input - Inventory'!E149","v":"Traffic"},{"$f":"'Input - Inventory'!F149","v":"Major > 130w"},{"$f":"'Input - Inventory'!G149","v":1},null,"Lamp - SON1x250 AR",null,67.560288079862701,219,14795.703089489931,null,0,0,11.039195264937344,0.33333333333333331,0,0,11.039195264937344,4.9094211792429674E-3,11.039195264937344,0.16666666666666666,11.039195264937344,4.590314436538903E-3,11.039195264937344,4.0032025620496396E-2,165.58792897406013,2.1598272138228944E-2,275.97988162343358,1.2221950623319483E-2,0,0,13247.034317924812,1.1123470522803115E-4,9383.3159751967414,2.4953586329427266E-4,0,0,0,0,16.830817865524477,null,33.11758579481203,0.33333333333333331,42.580255312499986,4.9094211792429674E-3,11.555036406249997,0.16666666666666666,0,4.9094211792429674E-3,13.174079073227768,null,80.1548825388833,7.3400000000000007E-2,2.2699999999999996,80.1548825388833,1.4200000000000001E-2,0,80.1548825388833,0.01,0,13.355246218863657,null,33.11758579481203,7.3400000000000007E-2,11.555036406249997,1.4200000000000001E-2,140,0.01,3.9949123143079532,null,32.015958281249993,0.16661799999999999,5.3344349369053115,null,{"$f":"IF($D152=\"Connection\",VLOOKUP(C152,'Input - General'!$F$62:$N$79,7,FALSE),0)","v":0},null,0.1801212933606588,52.689490408829172,9.4904991589523373,null,8.6527813038891108E-2,62.179989567781504,5.3802985120811977]
[null,{"$f":"'Input - Inventory'!B150","v":142},{"$f":"'Input - Inventory'!C150","v":"SON1x310"},{"$f":"'Input - Inventory'!D150","v":"Lamp"},{"$f":"'Input - Inventory'!E150","v":"Traffic"},{"$f":"'Input - Inventory'!F150","v":"Major > 130w"},{"$f":"'Input - Inventory'!G150","v":"1"},null,"Lamp - SON1x310",null,57.131563416981741,0,0,null,0,0,11.039195264937344,0.33333333333333331,0,0,11.039195264937344,4.9094211792429674E-3,11.039195264937344,0.16666666666666666,11.039195264937344,4.590314436538903E-3,11.039195264937344,4.0032025620496396E-2,165.58792897406013,2.1598272138228944E-2,275.97988162343358,1.2221950623319483E-2,0,0,13247.034317924812,1.1123470522803115E-4,9383.3159751967414,2.4953586329427266E-4,0,0,0,0,16.830817865524477,null,33.11758579481203,0.33333333333333331,42.580255312499986,4.9094211792429674E-3,11.555036406249997,0.16666666666666666,0,4.9094211792429674E-3,13.174079073227768,null,80.1548825388833,0.05,2.2699999999999996,80.1548825388833,1.4200000000000001E-2,0,80.1548825388833,0.01,0,9.0975791681632536,null,33.11758579481203,0.05,11.555036406249997,1.4200000000000001E-2,0,0.01,1.8199608067093516,null,32.015958281249993,0.11349999999999999,3.6338112649218739,null,{"$f":"IF($D153=\"Connection\",VLOOKUP(C153,'Input - General'!$F$62:$N$79,7,FALSE),0)","v":0},null,0.1801212933606588,44.556248178546724,8.0255290492183331,null,8.6527813038891108E-2,52.581777227765066,4.549786189216678]
[null,{"$f":"'Input - Inventory'!B151","v":143},{"$f":"'Input - Inventory'!C151","v":"SON1x360"},{"$f":"'Input - Inventory'!D151","v":"Lamp"},{"$f":"'Input - Inventory'!E151","v":"Traffic"},{"$f":"'Input - Inventory'!F151","v":"Major > 130w"},{"$f":"'Input - Inventory'!G151","v":"1"},null,"Lamp - SON1x360",null,57.131563416981741,0,0,null,0,0,11.039195264937344,0.33333333333333331,0,0,11.039195264937344,4.9094211792429674E-3,11.039195264937344,0.16666666666666666,11.039195264937344,4.590314436538903E-3,11.039195264937344,4.0032025620496396E-2,165.58792897406013,2.1598272138228944E-2,275.97988162343358,1.2221950623319483E-2,0,0,13247.034317924812,1.1123470522803115E-4,9383.3159751967414,2.4953586329427266E-4,0,0,0,0,16.830817865524477,null,33.11758579481203,0.33333333333333331,42.580255312499986,4.9094211792429674E-3,11.555036406249997,0.16666666666666666,0,4.9094211792429674E-3,13.174079073227768,null,80.1548825388833,0.05,2.2699999999999996,80.1548825388833,1.4200000000000001E-2,0,80.1548825388833,0.01,0,9.0975791681632536,null,33.11758579481203,0.05,11.555036406249997,1.4200000000000001E-2,0,0.01,1.8199608067093516,null,32.015958281249993,0.11349999999999999,3.6338112649218739,null,{"$f":"IF($D154=\"Connection\",VLOOKUP(C154,'Input - General'!$F$62:$N$79,7,FALSE),0)","v":0},null,0.1801212933606588,44.556248178546724,8.0255290492183331,null,8.6527813038891108E-2,52.581777227765066,4.549786189216678]
[null,{"$f":"'Input - Inventory'!B152","v":144},{"$f":"'Input - Inventory'!C152","v":"SON1x400"},{"$f":"'Input - Inventory'!D152","v":"Lamp"},{"$f":"'Input - Inventory'!E152","v":"Traffic"},{"$f":"'Input - Inventory'!F152","v":"Major > 130w"},{"$f":"'Input - Inventory'!G152","v":"1"},null,"Lamp - SON1x400",null,98.983597474489429,60,5939.0158484693657,null,0,0,11.039195264937344,0.33333333333333331,0,0,11.039195264937344,4.9094211792429674E-3,11.039195264937344,0.16666666666666666,11.039195264937344,4.590314436538903E-3,11.039195264937344,4.0032025620496396E-2,165.58792897406013,2.1598272138228944E-2,275.97988162343358,1.2221950623319483E-2,0,0,13247.034317924812,1.1123470522803115E-4,9383.3159751967414,2.4953586329427266E-4,0,0,0,0,16.830817865524477,null,33.11758579481203,0.33333333333333331,42.580255312499986,4.9094211792429674E-3,11.555036406249997,0.16666666666666666,0,4.9094211792429674E-3,13.174079073227768,null,80.1548825388833,0.16343333333333335,2.2699999999999996,80.1548825388833,1.4200000000000001E-2,0,80.1548825388833,0.01,0,29.736953774336289,null,33.11758579481203,0.16343333333333335,11.555036406249997,1.4200000000000001E-2,0,0.01,5.5765989553675297,null,32.015958281249993,0.37099366666666661,11.877717754607964,null,{"$f":"IF($D155=\"Connection\",VLOOKUP(C155,'Input - General'!$F$62:$N$79,7,FALSE),0)","v":0},null,0.1801212933606588,77.196167423064026,13.904673518728247,null,8.6527813038891108E-2,91.100840941792271,7.882756532697158]
[null,{"$f":"'Input - Inventory'!B153","v":145},{"$f":"'Input - Inventory'!C153","v":"SON1x400 (P09)"},{"$f":"'Input - Inventory'!D153","v":"Lamp"},{"$f":"'Input - Inventory'!E153","v":"Traffic"},{"$f":"'Input - Inventory'!F153","v":"Major > 130w"},{"$f":"'Input - Inventory'!G153","v":1},null,"Lamp - SON1x400 (P09)",null,98.983597474489429,2149,212715.75097267778,null,0,0,11.039195264937344,0.33333333333333331,0,0,11.039195264937344,4.9094211792429674E-3,11.039195264937344,0.16666666666666666,11.039195264937344,4.590314436538903E-3,11.039195264937344,4.0032025620496396E-2,165.58792897406013,2.1598272138228944E-2,275.97988162343358,1.2221950623319483E-2,0,0,13247.034317924812,1.1123470522803115E-4,9383.3159751967414,2.4953586329427266E-4,0,0,0,0,16.830817865524477,null,33.11758579481203,0.33333333333333331,42.580255312499986,4.9094211792429674E-3,11.555036406249997,0.16666666666666666,0,4.9094211792429674E-3,13.174079073227768,null,80.1548825388833,0.16343333333333335,2.2699999999999996,80.1548825388833,1.4200000000000001E-2,0,80.1548825388833,0.01,0,29.736953774336289,null,33.11758579481203,0.16343333333333335,11.555036406249997,1.4200000000000001E-2,0,0.01,5.5765989553675297,null,32.015958281249993,0.37099366666666661,11.877717754607964,null,{"$f":"IF($D156=\"Connection\",VLOOKUP(C156,'Input - General'!$F$62:$N$79,7,FALSE),0)","v":0},null,0.1801212933606588,77.196167423064026,13.904673518728247,null,8.6527813038891108E-2,91.100840941792271,7.882756532697158]
[null,{"$f":"'Input - Inventory'!B154","v":146},{"$f":"'Input - Inventory'!C154","v":"SON1x400 AR"},{"$f":"'Input - Inventory'!D154","v":"Lamp"},{"$f":"'Input - Inventory'!E154","v":"Traffic"},{"$f":"'Input - Inventory'!F154","v":"Major > 130w"},{"$f":"'Input - Inventory'!G154","v":1},null,"Lamp - SON1x400 AR",null,93.067886960267373,110,10237.467565629411,null,0,0,11.039195264937344,0.33333333333333331,0,0,11.039195264937344,4.9094211792429674E-3,11.039195264937344,0.16666666666666666,11.039195264937344,4.590314436538903E-3,11.039195264937344,4.0032025620496396E-2,165.58792897406013,2.1598272138228944E-2,275.97988162343358,1.2221950623319483E-2,0,0,13247.034317924812,1.1123470522803115E-4,9383.3159751967414,2.4953586329427266E-4,0,0,0,0,16.830817865524477,null,33.11758579481203,0.33333333333333331,42.580255312499986,4.9094211792429674E-3,11.555036406249997,0.16666666666666666,140,0.125,30.674079073227766,null,80.1548825388833,8.1716666666666674E-2,2.2699999999999996,80.1548825388833,1.4200000000000001E-2,0,80.1548825388833,0.01,0,14.868476887168145,null,33.11758579481203,8.1716666666666674E-2,11.555036406249997,1.4200000000000001E-2,140,0.01,4.2703402361681402,null,32.015958281249993,0.18549683333333331,5.9388588773039821,null,{"$f":"IF($D157=\"Connection\",VLOOKUP(C157,'Input - General'!$F$62:$N$79,7,FALSE),0)","v":0},null,0.1801212933606588,72.582572939392506,13.073666913287733,null,8.6527813038891108E-2,85.656239852680244,7.4116471075871297]
[null,{"$f":"'Input - Inventory'!B155","v":147},{"$f":"'Input - Inventory'!C155","v":"SON1x50"},{"$f":"'Input - Inventory'!D155","v":"Lamp"},{"$f":"'Input - Inventory'!E155","v":"NonTraffic"},{"$f":"'Input - Inventory'!F155","v":"Minor < 130w"},{"$f":"'Input - Inventory'!G155","v":"1"},null,"Lamp - SON1x50",null,52.624740258103017,16,841.99584412964828,null,11.039195264937344,0.33333333333333331,0,0,11.039195264937344,1.8504811250925242E-2,0,0,11.039195264937344,0.16666666666666666,11.039195264937344,4.590314436538903E-3,11.039195264937344,4.0032025620496396E-2,165.58792897406013,2.1598272138228944E-2,275.97988162343358,1.2221950623319483E-2,0,0,13247.034317924812,1.1123470522803115E-4,9383.3159751967414,2.4953586329427266E-4,0,0,0,0,16.980900031228767,null,33.11758579481203,0.33333333333333331,42.580255312499986,1.8504811250925242E-2,11.555036406249997,0.16666666666666666,0,1.8504811250925242E-2,13.752974253553027,null,80.1548825388833,0.05,1.5133333333333332,80.1548825388833,1.4200000000000001E-2,0,80.1548825388833,0.01,0,6.0650527787755024,null,33.11758579481203,0.05,11.555036406249997,1.4200000000000001E-2,0,0.01,1.8199608067093516,null,32.015958281249993,7.566666666666666E-2,2.4225408432812494,null,{"$f":"IF($D158=\"Connection\",VLOOKUP(C158,'Input - General'!$F$62:$N$79,7,FALSE),0)","v":0},null,0.1801212933606588,41.041428713547901,7.3924352212535265,null,8.6527813038891108E-2,48.43386393480143,4.1908763233015893]
[null,{"$f":"'Input - Inventory'!B156","v":148},{"$f":"'Input - Inventory'!C156","v":"SON1x50 (P09)"},{"$f":"'Input - Inventory'!D156","v":"Lamp"},{"$f":"'Input - Inventory'!E156","v":"NonTraffic"},{"$f":"'Input - Inventory'!F156","v":"Minor < 130w"},{"$f":"'Input - Inventory'!G156","v":1},null,"Lamp - SON1x50 (P09)",null,52.624740258103017,597,31416.969934087501,null,11.039195264937344,0.33333333333333331,0,0,11.039195264937344,1.8504811250925242E-2,0,0,11.039195264937344,0.16666666666666666,11.039195264937344,4.590314436538903E-3,11.039195264937344,4.0032025620496396E-2,165.58792897406013,2.1598272138228944E-2,275.97988162343358,1.2221950623319483E-2,0,0,13247.034317924812,1.1123470522803115E-4,9383.3159751967414,2.4953586329427266E-4,0,0,0,0,16.980900031228767,null,33.11758579481203,0.33333333333333331,42.580255312499986,1.8504811250925242E-2,11.555036406249997,0.16666666666666666,0,1.8504811250925242E-2,13.752974253553027,null,80.1548825388833,0.05,1.5133333333333332,80.1548825388833,1.4200000000000001E-2,0,80.1548825388833,0.01,0,6.0650527787755024,null,33.11758579481203,0.05,11.555036406249997,1.4200000000000001E-2,0,0.01,1.8199608067093516,null,32.015958281249993,7.566666666666666E-2,2.4225408432812494,null,{"$f":"IF($D159=\"Connection\",VLOOKUP(C159,'Input - General'!$F$62:$N$79,7,FALSE),0)","v":0},null,0.1801212933606588,41.041428713547901,7.3924352212535265,null,8.6527813038891108E-2,48.43386393480143,4.1908763233015893]
[null,{"$f":"'Input - Inventory'!B157","v":149},{"$f":"'Input - Inventory'!C157","v":"SON1x70"},{"$f":"'Input - Inventory'!D157","v":"Lamp"},{"$f":"'Input - Inventory'!E157","v":"NonTraffic"},{"$f":"'Input - Inventory'!F157","v":"Minor < 130w"},{"$f":"'Input - Inventory'!G157","v":"1"},null,"Lamp - SON1x70",null,68.891301148746109,105,7233.5866206183418,null,11.039195264937344,0.33333333333333331,0,0,11.039195264937344,1.8504811250925242E-2,0,0,11.039195264937344,0.16666666666666666,11.039195264937344,4.590314436538903E-3,11.039195264937344,4.0032025620496396E-2,165.58792897406013,2.1598272138228944E-2,275.97988162343358,1.2221950623319483E-2,0,0,13247.034317924812,1.1123470522803115E-4,9383.3159751967414,2.4953586329427266E-4,0,0,0,0,16.980900031228767,null,33.11758579481203,0.33333333333333331,42.580255312499986,1.8504811250925242E-2,11.555036406249997,0.16666666666666666,0,1.8504811250925242E-2,13.752974253553027,null,80.1548825388833,0.11253333333333332,1.5133333333333332,80.1548825388833,1.4200000000000001E-2,0,80.1548825388833,0.01,0,13.650412120764063,null,33.11758579481203,0.11253333333333332,11.555036406249997,1.4200000000000001E-2,0,0.01,3.8909138384115964,null,32.015958281249993,0.17030044444444439,5.4523319246116637,null,{"$f":"IF($D160=\"Connection\",VLOOKUP(C160,'Input - General'!$F$62:$N$79,7,FALSE),0)","v":0},null,0.1801212933606588,53.727532168569113,9.6774725832790693,null,8.6527813038891108E-2,63.405004751848189,5.4862963968979219]
[null,{"$f":"'Input - Inventory'!B158","v":150},{"$f":"'Input - Inventory'!C158","v":"SON1x70 (P09)"},{"$f":"'Input - Inventory'!D158","v":"Lamp"},{"$f":"'Input - Inventory'!E158","v":"NonTraffic"},{"$f":"'Input - Inventory'!F158","v":"Minor < 130w"},{"$f":"'Input - Inventory'!G158","v":1},null,"Lamp - SON1x70 (P09)",null,68.891301148746109,2045,140882.71084918579,null,11.039195264937344,0.33333333333333331,0,0,11.039195264937344,1.8504811250925242E-2,0,0,11.039195264937344,0.16666666666666666,11.039195264937344,4.590314436538903E-3,11.039195264937344,4.0032025620496396E-2,165.58792897406013,2.1598272138228944E-2,275.97988162343358,1.2221950623319483E-2,0,0,13247.034317924812,1.1123470522803115E-4,9383.3159751967414,2.4953586329427266E-4,0,0,0,0,16.980900031228767,null,33.11758579481203,0.33333333333333331,42.580255312499986,1.8504811250925242E-2,11.555036406249997,0.16666666666666666,0,1.8504811250925242E-2,13.752974253553027,null,80.1548825388833,0.11253333333333332,1.5133333333333332,80.1548825388833,1.4200000000000001E-2,0,80.1548825388833,0.01,0,13.650412120764063,null,33.11758579481203,0.11253333333333332,11.555036406249997,1.4200000000000001E-2,0,0.01,3.8909138384115964,null,32.015958281249993,0.17030044444444439,5.4523319246116637,null,{"$f":"IF($D161=\"Connection\",VLOOKUP(C161,'Input - General'!$F$62:$N$79,7,FALSE),0)","v":0},null,0.1801212933606588,53.727532168569113,9.6774725832790693,null,8.6527813038891108E-2,63.405004751848189,5.4862963968979219]
[null,{"$f":"'Input - Inventory'!B159","v":151},{"$f":"'Input - Inventory'!C159","v":"SON2x250"},{"$f":"'Input - Inventory'!D159","v":"Lamp"},{"$f":"'Input - Inventory'!E159","v":"Traffic"},{"$f":"'Input - Inventory'!F159","v":"Major > 130w"},{"$f":"'Input - Inventory'!G159","v":"2"},null,"Lamp - SON2x250",null,153.21323781566221,0,0,null,0,0,11.039195264937344,0.33333333333333331,0,0,11.039195264937344,4.9094211792429674E-3,11.039195264937344,0.16666666666666666,11.039195264937344,4.590314436538903E-3,11.039195264937344,4.0032025620496396E-2,165.58792897406013,2.1598272138228944E-2,275.97988162343358,1.2221950623319483E-2,0,0,13247.034317924812,1.1123470522803115E-4,9383.3159751967414,2.4953586329427266E-4,0,0,0,0,16.830817865524477,null,66.235171589624059,0.33333333333333331,42.580255312499986,4.9094211792429674E-3,11.555036406249997,0.16666666666666666,0,4.9094211792429674E-3,24.213274338165114,null,80.1548825388833,0.27204976000000003,2.2699999999999996,80.1548825388833,1.4200000000000001E-2,0,80.1548825388833,0.01,0,49.499884585596256,null,33.11758579481203,0.27204976000000003,11.555036406249997,1.4200000000000001E-2,0,0.01,9.1737127842267725,null,32.015958281249993,0.61755295519999998,19.771549650145847,null,{"$f":"IF($D162=\"Connection\",VLOOKUP(C162,'Input - General'!$F$62:$N$79,7,FALSE),0)","v":0},null,0.1801212933606588,119.48923922365849,21.522556311646529,null,8.6527813038891108E-2,141.011795535305,12.201442280357211]
[null,{"$f":"'Input - Inventory'!B160","v":152},{"$f":"'Input - Inventory'!C160","v":"SON2x250 (P09)"},{"$f":"'Input - Inventory'!D160","v":"Lamp"},{"$f":"'Input - Inventory'!E160","v":"Traffic"},{"$f":"'Input - Inventory'!F160","v":"Major > 130w"},{"$f":"'Input - Inventory'!G160","v":2},null,"Lamp - SON2x250 (P09)",null,153.21323781566221,29,4443.1838966542045,null,0,0,11.039195264937344,0.33333333333333331,0,0,11.039195264937344,4.9094211792429674E-3,11.039195264937344,0.16666666666666666,11.039195264937344,4.590314436538903E-3,11.039195264937344,4.0032025620496396E-2,165.58792897406013,2.1598272138228944E-2,275.97988162343358,1.2221950623319483E-2,0,0,13247.034317924812,1.1123470522803115E-4,9383.3159751967414,2.4953586329427266E-4,0,0,0,0,16.830817865524477,null,66.235171589624059,0.33333333333333331,42.580255312499986,4.9094211792429674E-3,11.555036406249997,0.16666666666666666,0,4.9094211792429674E-3,24.213274338165114,null,80.1548825388833,0.27204976000000003,2.2699999999999996,80.1548825388833,1.4200000000000001E-2,0,80.1548825388833,0.01,0,49.499884585596256,null,33.11758579481203,0.27204976000000003,11.555036406249997,1.4200000000000001E-2,0,0.01,9.1737127842267725,null,32.015958281249993,0.61755295519999998,19.771549650145847,null,{"$f":"IF($D163=\"Connection\",VLOOKUP(C163,'Input - General'!$F$62:$N$79,7,FALSE),0)","v":0},null,0.1801212933606588,119.48923922365849,21.522556311646529,null,8.6527813038891108E-2,141.011795535305,12.201442280357211]
[null,{"$f":"'Input - Inventory'!B161","v":153},{"$f":"'Input - Inventory'!C161","v":"SON2x400"},{"$f":"'Input - Inventory'!D161","v":"Lamp"},{"$f":"'Input - Inventory'!E161","v":"Traffic"},{"$f":"'Input - Inventory'!F161","v":"Major > 130w"},{"$f":"'Input - Inventory'!G161","v":"2"},null,"Lamp - SON2x400",null,163.58331300496712,0,0,null,0,0,11.039195264937344,0.33333333333333331,0,0,11.039195264937344,4.9094211792429674E-3,11.039195264937344,0.16666666666666666,11.039195264937344,4.590314436538903E-3,11.039195264937344,4.0032025620496396E-2,165.58792897406013,2.1598272138228944E-2,275.97988162343358,1.2221950623319483E-2,0,0,13247.034317924812,1.1123470522803115E-4,9383.3159751967414,2.4953586329427266E-4,0,0,0,0,16.830817865524477,null,66.235171589624059,0.33333333333333331,42.580255312499986,4.9094211792429674E-3,11.555036406249997,0.16666666666666666,0,4.9094211792429674E-3,24.213274338165114,null,80.1548825388833,0.30015621222222222,2.2699999999999996,80.1548825388833,1.4200000000000001E-2,0,80.1548825388833,0.01,0,54.613898070153546,null,33.11758579481203,0.30015621222222222,11.555036406249997,1.4200000000000001E-2,0,0.01,10.104530627084001,null,32.015958281249993,0.68135460174444429,21.814220504187833,null,{"$f":"IF($D164=\"Connection\",VLOOKUP(C164,'Input - General'!$F$62:$N$79,7,FALSE),0)","v":0},null,0.1801212933606588,127.57674140511499,22.979287664627623,null,8.6527813038891108E-2,150.55602906974258,13.02728393522454]
[null,{"$f":"'Input - Inventory'!B162","v":154},{"$f":"'Input - Inventory'!C162","v":"SON2x70"},{"$f":"'Input - Inventory'!D162","v":"Lamp"},{"$f":"'Input - Inventory'!E162","v":"NonTraffic"},{"$f":"'Input - Inventory'!F162","v":"Minor < 130w"},{"$f":"'Input - Inventory'!G162","v":"2"},null,"Lamp - SON2x70",null,109.02483830122488,0,0,null,11.039195264937344,0.33333333333333331,0,0,11.039195264937344,1.8504811250925242E-2,0,0,11.039195264937344,0.16666666666666666,11.039195264937344,4.590314436538903E-3,11.039195264937344,4.0032025620496396E-2,165.58792897406013,2.1598272138228944E-2,275.97988162343358,1.2221950623319483E-2,0,0,13247.034317924812,1.1123470522803115E-4,9383.3159751967414,2.4953586329427266E-4,0,0,0,0,16.980900031228767,null,66.235171589624059,0.33333333333333331,42.580255312499986,1.8504811250925242E-2,11.555036406249997,0.16666666666666666,0,1.8504811250925242E-2,24.792169518490372,null,80.1548825388833,0.21240291555555568,1.5133333333333332,80.1548825388833,1.4200000000000001E-2,0,80.1548825388833,0.01,0,25.764697864204827,null,33.11758579481203,0.21240291555555568,11.555036406249997,1.4200000000000001E-2,0,0.01,7.1983532959480803,null,32.015958281249993,0.3214364122074076,10.291094763307038,null,{"$f":"IF($D165=\"Connection\",VLOOKUP(C165,'Input - General'!$F$62:$N$79,7,FALSE),0)","v":0},null,0.1801212933606588,85.027215473179083,15.315212021884436,null,8.6527813038891108E-2,100.34242749506353,8.6824108061613448]
[null,{"$f":"'Input - Inventory'!B163","v":155},{"$f":"'Input - Inventory'!C163","v":"SON3x70"},{"$f":"'Input - Inventory'!D163","v":"Lamp"},{"$f":"'Input - Inventory'!E163","v":"NonTraffic"},{"$f":"'Input - Inventory'!F163","v":"Minor < 130w"},{"$f":"'Input - Inventory'!G163","v":"3"},null,"Lamp - SON3x70",null,146.23490586639508,0,0,null,11.039195264937344,0.33333333333333331,0,0,11.039195264937344,1.8504811250925242E-2,0,0,11.039195264937344,0.16666666666666666,11.039195264937344,4.590314436538903E-3,11.039195264937344,4.0032025620496396E-2,165.58792897406013,2.1598272138228944E-2,275.97988162343358,1.2221950623319483E-2,0,0,13247.034317924812,1.1123470522803115E-4,9383.3159751967414,2.4953586329427266E-4,0,0,0,0,16.980900031228767,null,99.352757384436089,0.33333333333333331,42.580255312499986,1.8504811250925242E-2,11.555036406249997,0.16666666666666666,0,1.8504811250925242E-2,35.831364783427709,null,80.1548825388833,0.30103384079170381,1.5133333333333332,80.1548825388833,1.4200000000000001E-2,0,80.1548825388833,0.01,0,36.515722651983708,null,33.11758579481203,0.30103384079170381,11.555036406249997,1.4200000000000001E-2,0,0.01,10.133595566529786,null,32.015958281249993,0.45556454573144506,14.58533549055455,null,{"$f":"IF($D166=\"Connection\",VLOOKUP(C166,'Input - General'!$F$62:$N$79,7,FALSE),0)","v":0},null,0.1801212933606588,114.04691852372451,20.542278468290935,null,8.6527813038891108E-2,134.58919699201547,11.645708874379601]
[null,{"$f":"'Input - Inventory'!B164","v":156},{"$f":"'Input - Inventory'!C164","v":"SON4x250"},{"$f":"'Input - Inventory'!D164","v":"Lamp"},{"$f":"'Input - Inventory'!E164","v":"Traffic"},{"$f":"'Input - Inventory'!F164","v":"Major > 130w"},{"$f":"'Input - Inventory'!G164","v":"4"},null,"Lamp - SON4x250",null,254.59069489186948,0,0,null,0,0,11.039195264937344,0.33333333333333331,0,0,11.039195264937344,4.9094211792429674E-3,11.039195264937344,0.16666666666666666,11.039195264937344,4.590314436538903E-3,11.039195264937344,4.0032025620496396E-2,165.58792897406013,2.1598272138228944E-2,275.97988162343358,1.2221950623319483E-2,0,0,13247.034317924812,1.1123470522803115E-4,9383.3159751967414,2.4953586329427266E-4,0,0,0,0,16.830817865524477,null,132.47034317924812,0.33333333333333331,42.580255312499986,4.9094211792429674E-3,11.555036406249997,0.16666666666666666,0,4.9094211792429674E-3,46.291664868039796,null,80.1548825388833,0.47008844808394246,2.2699999999999996,80.1548825388833,1.4200000000000001E-2,0,80.1548825388833,0.01,0,85.533337449653345,null,33.11758579481203,0.47008844808394246,11.555036406249997,1.4200000000000001E-2,0,0.01,15.732276027538754,null,32.015958281249993,1.0671007771505492,34.164253963141427,null,{"$f":"IF($D167=\"Connection\",VLOOKUP(C167,'Input - General'!$F$62:$N$79,7,FALSE),0)","v":0},null,0.1801212933606588,198.55235017389776,35.76350611312089,null,8.6527813038891108E-2,234.31585628701865,20.274838604850828]
[null,{"$f":"'Input - Inventory'!B165","v":157},{"$f":"'Input - Inventory'!C165","v":"SON4x600"},{"$f":"'Input - Inventory'!D165","v":"Lamp"},{"$f":"'Input - Inventory'!E165","v":"Traffic"},{"$f":"'Input - Inventory'!F165","v":"Major > 130w"},{"$f":"'Input - Inventory'!G165","v":"4"},null,"Lamp - SON4x600",null,269.39702631476558,0,0,null,0,0,11.039195264937344,0.33333333333333331,0,0,11.039195264937344,4.9094211792429674E-3,11.039195264937344,0.16666666666666666,11.039195264937344,4.590314436538903E-3,11.039195264937344,4.0032025620496396E-2,165.58792897406013,2.1598272138228944E-2,275.97988162343358,1.2221950623319483E-2,0,0,13247.034317924812,1.1123470522803115E-4,9383.3159751967414,2.4953586329427266E-4,0,0,0,0,16.830817865524477,null,132.47034317924812,0.33333333333333331,42.580255312499986,4.9094211792429674E-3,11.555036406249997,0.16666666666666666,0,4.9094211792429674E-3,46.291664868039796,null,80.1548825388833,0.51021867270885268,2.2699999999999996,80.1548825388833,1.4200000000000001E-2,0,80.1548825388833,0.01,0,92.835095360879251,null,33.11758579481203,0.51021867270885268,11.555036406249997,1.4200000000000001E-2,0,0.01,17.061292184519299,null,32.015958281249993,1.1581963870490954,37.080767209258312,null,{"$f":"IF($D168=\"Connection\",VLOOKUP(C168,'Input - General'!$F$62:$N$79,7,FALSE),0)","v":0},null,0.1801212933606588,210.09963748822111,37.843418438983939,null,8.6527813038891108E-2,247.94305592720508,21.453970387560524]
[null,{"$f":"'Input - Inventory'!B166","v":158},{"$f":"'Input - Inventory'!C166","v":"SON4x70"},{"$f":"'Input - Inventory'!D166","v":"Lamp"},{"$f":"'Input - Inventory'!E166","v":"NonTraffic"},{"$f":"'Input - Inventory'!F166","v":"Minor < 130w"},{"$f":"'Input - Inventory'!G166","v":"4"},null,"Lamp - SON4x70",null,180.85049162181525,0,0,null,11.039195264937344,0.33333333333333331,0,0,11.039195264937344,1.8504811250925242E-2,0,0,11.039195264937344,0.16666666666666666,11.039195264937344,4.590314436538903E-3,11.039195264937344,4.0032025620496396E-2,165.58792897406013,2.1598272138228944E-2,275.97988162343358,1.2221950623319483E-2,0,0,13247.034317924812,1.1123470522803115E-4,9383.3159751967414,2.4953586329427266E-4,0,0,0,0,16.980900031228767,null,132.47034317924812,0.33333333333333331,42.580255312499986,1.8504811250925242E-2,11.555036406249997,0.16666666666666666,0,1.8504811250925242E-2,46.87056004836505,null,80.1548825388833,0.37969083257461089,1.5133333333333332,80.1548825388833,1.4200000000000001E-2,0,80.1548825388833,0.01,0,46.056898783644556,null,33.11758579481203,0.37969083257461089,11.555036406249997,1.4200000000000001E-2,0,0.01,12.738525240262037,null,32.015958281249993,0.57459879329624441,18.39633099462915,null,{"$f":"IF($D169=\"Connection\",VLOOKUP(C169,'Input - General'!$F$62:$N$79,7,FALSE),0)","v":0},null,0.1801212933606588,141.04321509812956,25.404886323220694,null,8.6527813038891108E-2,166.44810142135026,14.40239020046498]
[null,{"$f":"'Input - Inventory'!B167","v":159},{"$f":"'Input - Inventory'!C167","v":"SON8x70"},{"$f":"'Input - Inventory'!D167","v":"Lamp"},{"$f":"'Input - Inventory'!E167","v":"NonTraffic"},{"$f":"'Input - Inventory'!F167","v":"Minor < 130w"},{"$f":"'Input - Inventory'!G167","v":"8"},null,"Lamp - SON8x70",null,298.73626040008128,0,0,null,11.039195264937344,0.33333333333333331,0,0,11.039195264937344,1.8504811250925242E-2,0,0,11.039195264937344,0.16666666666666666,11.039195264937344,4.590314436538903E-3,11.039195264937344,4.0032025620496396E-2,165.58792897406013,2.1598272138228944E-2,275.97988162343358,1.2221950623319483E-2,0,0,13247.034317924812,1.1123470522803115E-4,9383.3159751967414,2.4953586329427266E-4,0,0,0,0,16.980900031228767,null,264.94068635849624,0.33333333333333331,42.580255312499986,1.8504811250925242E-2,11.555036406249997,0.16666666666666666,0,1.8504811250925242E-2,91.027341108114427,null,80.1548825388833,0.61521653680802058,1.5133333333333332,80.1548825388833,1.4200000000000001E-2,0,80.1548825388833,0.01,0,74.626415322322529,null,33.11758579481203,0.61521653680802058,11.555036406249997,1.4200000000000001E-2,0,0.01,20.538567957095506,null,32.015958281249993,0.93102769236947103,29.807743757589439,null,{"$f":"IF($D170=\"Connection\",VLOOKUP(C170,'Input - General'!$F$62:$N$79,7,FALSE),0)","v":0},null,0.1801212933606588,232.98096817635067,41.964833316342769,null,8.6527813038891108E-2,274.94580149269342,23.790458907387844]
[null,{"$f":"'Input - Inventory'!B168","v":160},{"$f":"'Input - Inventory'!C168","v":"SOX1x135"},{"$f":"'Input - Inventory'!D168","v":"Lamp"},{"$f":"'Input - Inventory'!E168","v":"Traffic"},{"$f":"'Input - Inventory'!F168","v":"Major > 130w"},{"$f":"'Input - Inventory'!G168","v":"1"},null,"Lamp - SOX1x135",null,57.131563416981741,2,114.26312683396348,null,0,0,11.039195264937344,0.33333333333333331,0,0,11.039195264937344,4.9094211792429674E-3,11.039195264937344,0.16666666666666666,11.039195264937344,4.590314436538903E-3,11.039195264937344,4.0032025620496396E-2,165.58792897406013,2.1598272138228944E-2,275.97988162343358,1.2221950623319483E-2,0,0,13247.034317924812,1.1123470522803115E-4,9383.3159751967414,2.4953586329427266E-4,0,0,0,0,16.830817865524477,null,33.11758579481203,0.33333333333333331,42.580255312499986,4.9094211792429674E-3,11.555036406249997,0.16666666666666666,0,4.9094211792429674E-3,13.174079073227768,null,80.1548825388833,0.05,2.2699999999999996,80.1548825388833,1.4200000000000001E-2,0,80.1548825388833,0.01,0,9.0975791681632536,null,33.11758579481203,0.05,11.555036406249997,1.4200000000000001E-2,0,0.01,1.8199608067093516,null,32.015958281249993,0.11349999999999999,3.6338112649218739,null,{"$f":"IF($D171=\"Connection\",VLOOKUP(C171,'Input - General'!$F$62:$N$79,7,FALSE),0)","v":0},null,0.1801212933606588,44.556248178546724,8.0255290492183331,null,8.6527813038891108E-2,52.581777227765066,4.549786189216678]
[null,{"$f":"'Input - Inventory'!B169","v":161},{"$f":"'Input - Inventory'!C169","v":"SOX1x150"},{"$f":"'Input - Inventory'!D169","v":"Lamp"},{"$f":"'Input - Inventory'!E169","v":"Traffic"},{"$f":"'Input - Inventory'!F169","v":"Major > 130w"},{"$f":"'Input - Inventory'!G169","v":"1"},null,"Lamp - SOX1x150",null,57.131563416981741,0,0,null,0,0,11.039195264937344,0.33333333333333331,0,0,11.039195264937344,4.9094211792429674E-3,11.039195264937344,0.16666666666666666,11.039195264937344,4.590314436538903E-3,11.039195264937344,4.0032025620496396E-2,165.58792897406013,2.1598272138228944E-2,275.97988162343358,1.2221950623319483E-2,0,0,13247.034317924812,1.1123470522803115E-4,9383.3159751967414,2.4953586329427266E-4,0,0,0,0,16.830817865524477,null,33.11758579481203,0.33333333333333331,42.580255312499986,4.9094211792429674E-3,11.555036406249997,0.16666666666666666,0,4.9094211792429674E-3,13.174079073227768,null,80.1548825388833,0.05,2.2699999999999996,80.1548825388833,1.4200000000000001E-2,0,80.1548825388833,0.01,0,9.0975791681632536,null,33.11758579481203,0.05,11.555036406249997,1.4200000000000001E-2,0,0.01,1.8199608067093516,null,32.015958281249993,0.11349999999999999,3.6338112649218739,null,{"$f":"IF($D172=\"Connection\",VLOOKUP(C172,'Input - General'!$F$62:$N$79,7,FALSE),0)","v":0},null,0.1801212933606588,44.556248178546724,8.0255290492183331,null,8.6527813038891108E-2,52.581777227765066,4.549786189216678]
[null,{"$f":"'Input - Inventory'!B170","v":162},{"$f":"'Input - Inventory'!C170","v":"SOX1x180"},{"$f":"'Input - Inventory'!D170","v":"Lamp"},{"$f":"'Input - Inventory'!E170","v":"Traffic"},{"$f":"'Input - Inventory'!F170","v":"Major > 130w"},{"$f":"'Input - Inventory'!G170","v":"1"},null,"Lamp - SOX1x180",null,95.113712622202769,0,0,null,0,0,11.039195264937344,0.33333333333333331,0,0,11.039195264937344,4.9094211792429674E-3,11.039195264937344,0.16666666666666666,11.039195264937344,4.590314436538903E-3,11.039195264937344,4.0032025620496396E-2,165.58792897406013,2.1598272138228944E-2,275.97988162343358,1.2221950623319483E-2,0,0,13247.034317924812,1.1123470522803115E-4,9383.3159751967414,2.4953586329427266E-4,0,0,0,0,16.830817865524477,null,110.39195264937345,0.33333333333333331,42.580255312499986,4.9094211792429674E-3,11.555036406249997,0.16666666666666666,0,4.9094211792429674E-3,38.932201358081571,null,80.1548825388833,0.05,2.2699999999999996,80.1548825388833,1.4200000000000001E-2,0,80.1548825388833,0.01,0,9.0975791681632536,null,110.39195264937345,0.05,11.555036406249997,1.4200000000000001E-2,0,0.01,5.683679149437423,null,32.015958281249993,0.11349999999999999,3.6338112649218739,null,{"$f":"IF($D173=\"Connection\",VLOOKUP(C173,'Input - General'!$F$62:$N$79,7,FALSE),0)","v":0},null,0.1801212933606588,74.178088806128599,13.361053294781691,null,8.6527813038891108E-2,87.539142100910283,7.5745705212924861]
[null,{"$f":"'Input - Inventory'!B171","v":163},{"$f":"'Input - Inventory'!C171","v":"SOX1x90"},{"$f":"'Input - Inventory'!D171","v":"Lamp"},{"$f":"'Input - Inventory'!E171","v":"NonTraffic"},{"$f":"'Input - Inventory'!F171","v":"Minor < 130w"},{"$f":"'Input - Inventory'!G171","v":"1"},null,"Lamp - SOX1x90",null,52.624740258103017,0,0,null,11.039195264937344,0.33333333333333331,0,0,11.039195264937344,1.8504811250925242E-2,0,0,11.039195264937344,0.16666666666666666,11.039195264937344,4.590314436538903E-3,11.039195264937344,4.0032025620496396E-2,165.58792897406013,2.1598272138228944E-2,275.97988162343358,1.2221950623319483E-2,0,0,13247.034317924812,1.1123470522803115E-4,9383.3159751967414,2.4953586329427266E-4,0,0,0,0,16.980900031228767,null,33.11758579481203,0.33333333333333331,42.580255312499986,1.8504811250925242E-2,11.555036406249997,0.16666666666666666,0,1.8504811250925242E-2,13.752974253553027,null,80.1548825388833,0.05,1.5133333333333332,80.1548825388833,1.4200000000000001E-2,0,80.1548825388833,0.01,0,6.0650527787755024,null,33.11758579481203,0.05,11.555036406249997,1.4200000000000001E-2,0,0.01,1.8199608067093516,null,32.015958281249993,7.566666666666666E-2,2.4225408432812494,null,{"$f":"IF($D174=\"Connection\",VLOOKUP(C174,'Input - General'!$F$62:$N$79,7,FALSE),0)","v":0},null,0.1801212933606588,41.041428713547901,7.3924352212535265,null,8.6527813038891108E-2,48.43386393480143,4.1908763233015893]
[null,{"$f":"'Input - Inventory'!B172","v":164},{"$f":"'Input - Inventory'!C172","v":"TF1x16"},{"$f":"'Input - Inventory'!D172","v":"Lamp"},{"$f":"'Input - Inventory'!E172","v":"NonTraffic"},{"$f":"'Input - Inventory'!F172","v":"Minor < 130w"},{"$f":"'Input - Inventory'!G172","v":"1"},null,"Lamp - TF1x16",null,44.090863266332207,1,44.090863266332207,null,11.039195264937344,0.33333333333333331,0,0,11.039195264937344,1.8504811250925242E-2,0,0,11.039195264937344,0.16666666666666666,11.039195264937344,4.590314436538903E-3,11.039195264937344,4.0032025620496396E-2,165.58792897406013,2.1598272138228944E-2,275.97988162343358,1.2221950623319483E-2,0,0,13247.034317924812,1.1123470522803115E-4,9383.3159751967414,2.4953586329427266E-4,0,0,0,0,16.980900031228767,null,11.039195264937344,0.33333333333333331,42.580255312499986,1.8504811250925242E-2,11.555036406249997,0.16666666666666666,0,1.8504811250925242E-2,6.3935107435947991,null,80.1548825388833,0.06,1.5133333333333332,80.1548825388833,1.4200000000000001E-2,0,80.1548825388833,0.01,0,7.2780633345306018,null,11.039195264937344,0.06,11.555036406249997,1.4200000000000001E-2,0,0.01,0.8264332328649906,null,32.015958281249993,9.0799999999999992E-2,2.9070490119374992,null,{"$f":"IF($D175=\"Connection\",VLOOKUP(C175,'Input - General'!$F$62:$N$79,7,FALSE),0)","v":0},null,0.1801212933606588,34.385956354156662,6.1936429319538613,null,8.6527813038891108E-2,40.579599286110515,3.5112639802216896]
[null,{"$f":"'Input - Inventory'!B173","v":165},{"$f":"'Input - Inventory'!C173","v":"TF1x176"},{"$f":"'Input - Inventory'!D173","v":"Lamp"},{"$f":"'Input - Inventory'!E173","v":"Traffic"},{"$f":"'Input - Inventory'!F173","v":"Major > 130w"},{"$f":"'Input - Inventory'!G173","v":"1"},null,"Lamp - TF1x176",null,49.685995053291478,0,0,null,0,0,11.039195264937344,0.33333333333333331,0,0,11.039195264937344,4.9094211792429674E-3,11.039195264937344,0.16666666666666666,11.039195264937344,4.590314436538903E-3,11.039195264937344,4.0032025620496396E-2,165.58792897406013,2.1598272138228944E-2,275.97988162343358,1.2221950623319483E-2,0,0,13247.034317924812,1.1123470522803115E-4,9383.3159751967414,2.4953586329427266E-4,0,0,0,0,16.830817865524477,null,11.039195264937344,0.33333333333333331,42.580255312499986,4.9094211792429674E-3,11.555036406249997,0.16666666666666666,0,4.9094211792429674E-3,5.8146155632695411,null,80.1548825388833,0.06,2.2699999999999996,80.1548825388833,1.4200000000000001E-2,0,80.1548825388833,0.01,0,10.917095001795902,null,11.039195264937344,0.06,11.555036406249997,1.4200000000000001E-2,0,0.01,0.8264332328649906,null,32.015958281249993,0.13619999999999996,4.3605735179062481,null,{"$f":"IF($D176=\"Connection\",VLOOKUP(C176,'Input - General'!$F$62:$N$79,7,FALSE),0)","v":0},null,0.1801212933606588,38.749535181361153,6.9796163939911215,null,8.6527813038891108E-2,45.729151575352283,3.956843477939195]
[null,{"$f":"'Input - Inventory'!B174","v":166},{"$f":"'Input - Inventory'!C174","v":"TF1x20"},{"$f":"'Input - Inventory'!D174","v":"Lamp"},{"$f":"'Input - Inventory'!E174","v":"NonTraffic"},{"$f":"'Input - Inventory'!F174","v":"Minor < 130w"},{"$f":"'Input - Inventory'!G174","v":"1"},null,"Lamp - TF1x20",null,44.090863266332207,0,0,null,11.039195264937344,0.33333333333333331,0,0,11.039195264937344,1.8504811250925242E-2,0,0,11.039195264937344,0.16666666666666666,11.039195264937344,4.590314436538903E-3,11.039195264937344,4.0032025620496396E-2,165.58792897406013,2.1598272138228944E-2,275.97988162343358,1.2221950623319483E-2,0,0,13247.034317924812,1.1123470522803115E-4,9383.3159751967414,2.4953586329427266E-4,0,0,0,0,16.980900031228767,null,11.039195264937344,0.33333333333333331,42.580255312499986,1.8504811250925242E-2,11.555036406249997,0.16666666666666666,0,1.8504811250925242E-2,6.3935107435947991,null,80.1548825388833,0.06,1.5133333333333332,80.1548825388833,1.4200000000000001E-2,0,80.1548825388833,0.01,0,7.2780633345306018,null,11.039195264937344,0.06,11.555036406249997,1.4200000000000001E-2,0,0.01,0.8264332328649906,null,32.015958281249993,9.0799999999999992E-2,2.9070490119374992,null,{"$f":"IF($D177=\"Connection\",VLOOKUP(C177,'Input - General'!$F$62:$N$79,7,FALSE),0)","v":0},null,0.1801212933606588,34.385956354156662,6.1936429319538613,null,8.6527813038891108E-2,40.579599286110515,3.5112639802216896]
[null,{"$f":"'Input - Inventory'!B175","v":167},{"$f":"'Input - Inventory'!C175","v":"TF1x236"},{"$f":"'Input - Inventory'!D175","v":"Lamp"},{"$f":"'Input - Inventory'!E175","v":"Traffic"},{"$f":"'Input - Inventory'!F175","v":"Major > 130w"},{"$f":"'Input - Inventory'!G175","v":"1"},null,"Lamp - TF1x236",null,49.685995053291478,0,0,null,0,0,11.039195264937344,0.33333333333333331,0,0,11.039195264937344,4.9094211792429674E-3,11.039195264937344,0.16666666666666666,11.039195264937344,4.590314436538903E-3,11.039195264937344,4.0032025620496396E-2,165.58792897406013,2.1598272138228944E-2,275.97988162343358,1.2221950623319483E-2,0,0,13247.034317924812,1.1123470522803115E-4,9383.3159751967414,2.4953586329427266E-4,0,0,0,0,16.830817865524477,null,11.039195264937344,0.33333333333333331,42.580255312499986,4.9094211792429674E-3,11.555036406249997,0.16666666666666666,0,4.9094211792429674E-3,5.8146155632695411,null,80.1548825388833,0.06,2.2699999999999996,80.1548825388833,1.4200000000000001E-2,0,80.1548825388833,0.01,0,10.917095001795902,null,11.039195264937344,0.06,11.555036406249997,1.4200000000000001E-2,0,0.01,0.8264332328649906,null,32.015958281249993,0.13619999999999996,4.3605735179062481,null,{"$f":"IF($D178=\"Connection\",VLOOKUP(C178,'Input - General'!$F$62:$N$79,7,FALSE),0)","v":0},null,0.1801212933606588,38.749535181361153,6.9796163939911215,null,8.6527813038891108E-2,45.729151575352283,3.956843477939195]
[null,{"$f":"'Input - Inventory'!B176","v":168},{"$f":"'Input - Inventory'!C176","v":"TF1x26"},{"$f":"'Input - Inventory'!D176","v":"Lamp"},{"$f":"'Input - Inventory'!E176","v":"NonTraffic"},{"$f":"'Input - Inventory'!F176","v":"Minor < 130w"},{"$f":"'Input - Inventory'!G176","v":"1"},null,"Lamp - TF1x26",null,44.090863266332207,0,0,null,11.039195264937344,0.33333333333333331,0,0,11.039195264937344,1.8504811250925242E-2,0,0,11.039195264937344,0.16666666666666666,11.039195264937344,4.590314436538903E-3,11.039195264937344,4.0032025620496396E-2,165.58792897406013,2.1598272138228944E-2,275.97988162343358,1.2221950623319483E-2,0,0,13247.034317924812,1.1123470522803115E-4,9383.3159751967414,2.4953586329427266E-4,0,0,0,0,16.980900031228767,null,11.039195264937344,0.33333333333333331,42.580255312499986,1.8504811250925242E-2,11.555036406249997,0.16666666666666666,0,1.8504811250925242E-2,6.3935107435947991,null,80.1548825388833,0.06,1.5133333333333332,80.1548825388833,1.4200000000000001E-2,0,80.1548825388833,0.01,0,7.2780633345306018,null,11.039195264937344,0.06,11.555036406249997,1.4200000000000001E-2,0,0.01,0.8264332328649906,null,32.015958281249993,9.0799999999999992E-2,2.9070490119374992,null,{"$f":"IF($D179=\"Connection\",VLOOKUP(C179,'Input - General'!$F$62:$N$79,7,FALSE),0)","v":0},null,0.1801212933606588,34.385956354156662,6.1936429319538613,null,8.6527813038891108E-2,40.579599286110515,3.5112639802216896]
[null,{"$f":"'Input - Inventory'!B177","v":169},{"$f":"'Input - Inventory'!C177","v":"TF1x40"},{"$f":"'Input - Inventory'!D177","v":"Lamp"},{"$f":"'Input - Inventory'!E177","v":"NonTraffic"},{"$f":"'Input - Inventory'!F177","v":"Minor < 130w"},{"$f":"'Input - Inventory'!G177","v":"1"},null,"Lamp - TF1x40",null,66.808886521597245,86,5745.5642408573631,null,11.039195264937344,0.33333333333333331,0,0,11.039195264937344,1.8504811250925242E-2,0,0,11.039195264937344,0.16666666666666666,11.039195264937344,4.590314436538903E-3,11.039195264937344,4.0032025620496396E-2,165.58792897406013,2.1598272138228944E-2,275.97988162343358,1.2221950623319483E-2,0,0,13247.034317924812,1.1123470522803115E-4,9383.3159751967414,2.4953586329427266E-4,0,0,0,0,16.980900031228767,null,11.039195264937344,0.33333333333333331,42.580255312499986,1.8504811250925242E-2,11.555036406249997,0.16666666666666666,0,1.8504811250925242E-2,6.3935107435947991,null,80.1548825388833,0.158,1.5133333333333332,80.1548825388833,1.4200000000000001E-2,0,80.1548825388833,0.01,0,19.16556678093059,null,11.039195264937344,0.158,11.555036406249997,1.4200000000000001E-2,0,0.01,1.9082743688288504,null,32.015958281249993,0.23910666666666663,7.6552290647687471,null,{"$f":"IF($D180=\"Connection\",VLOOKUP(C180,'Input - General'!$F$62:$N$79,7,FALSE),0)","v":0},null,0.1801212933606588,52.103480989351752,9.3849463843945351,null,8.6527813038891108E-2,61.488427373746291,5.3204591478509533]
[null,{"$f":"'Input - Inventory'!B178","v":170},{"$f":"'Input - Inventory'!C178","v":"TF1x40 (P09)"},{"$f":"'Input - Inventory'!D178","v":"Lamp"},{"$f":"'Input - Inventory'!E178","v":"NonTraffic"},{"$f":"'Input - Inventory'!F178","v":"Minor < 130w"},{"$f":"'Input - Inventory'!G178","v":1},null,"Lamp - TF1x40 (P09)",null,66.808886521597245,508,33938.914352971398,null,11.039195264937344,0.33333333333333331,0,0,11.039195264937344,1.8504811250925242E-2,0,0,11.039195264937344,0.16666666666666666,11.039195264937344,4.590314436538903E-3,11.039195264937344,4.0032025620496396E-2,165.58792897406013,2.1598272138228944E-2,275.97988162343358,1.2221950623319483E-2,0,0,13247.034317924812,1.1123470522803115E-4,9383.3159751967414,2.4953586329427266E-4,0,0,0,0,16.980900031228767,null,11.039195264937344,0.33333333333333331,42.580255312499986,1.8504811250925242E-2,11.555036406249997,0.16666666666666666,0,1.8504811250925242E-2,6.3935107435947991,null,80.1548825388833,0.158,1.5133333333333332,80.1548825388833,1.4200000000000001E-2,0,80.1548825388833,0.01,0,19.16556678093059,null,11.039195264937344,0.158,11.555036406249997,1.4200000000000001E-2,0,0.01,1.9082743688288504,null,32.015958281249993,0.23910666666666663,7.6552290647687471,null,{"$f":"IF($D181=\"Connection\",VLOOKUP(C181,'Input - General'!$F$62:$N$79,7,FALSE),0)","v":0},null,0.1801212933606588,52.103480989351752,9.3849463843945351,null,8.6527813038891108E-2,61.488427373746291,5.3204591478509533]
[null,{"$f":"'Input - Inventory'!B179","v":171},{"$f":"'Input - Inventory'!C179","v":"TF1x60"},{"$f":"'Input - Inventory'!D179","v":"Lamp"},{"$f":"'Input - Inventory'!E179","v":"NonTraffic"},{"$f":"'Input - Inventory'!F179","v":"Minor < 130w"},{"$f":"'Input - Inventory'!G179","v":"1"},null,"Lamp - TF1x60",null,44.090863266332207,0,0,null,11.039195264937344,0.33333333333333331,0,0,11.039195264937344,1.8504811250925242E-2,0,0,11.039195264937344,0.16666666666666666,11.039195264937344,4.590314436538903E-3,11.039195264937344,4.0032025620496396E-2,165.58792897406013,2.1598272138228944E-2,275.97988162343358,1.2221950623319483E-2,0,0,13247.034317924812,1.1123470522803115E-4,9383.3159751967414,2.4953586329427266E-4,0,0,0,0,16.980900031228767,null,11.039195264937344,0.33333333333333331,42.580255312499986,1.8504811250925242E-2,11.555036406249997,0.16666666666666666,0,1.8504811250925242E-2,6.3935107435947991,null,80.1548825388833,0.06,1.5133333333333332,80.1548825388833,1.4200000000000001E-2,0,80.1548825388833,0.01,0,7.2780633345306018,null,11.039195264937344,0.06,11.555036406249997,1.4200000000000001E-2,0,0.01,0.8264332328649906,null,32.015958281249993,9.0799999999999992E-2,2.9070490119374992,null,{"$f":"IF($D182=\"Connection\",VLOOKUP(C182,'Input - General'!$F$62:$N$79,7,FALSE),0)","v":0},null,0.1801212933606588,34.385956354156662,6.1936429319538613,null,8.6527813038891108E-2,40.579599286110515,3.5112639802216896]
[null,{"$f":"'Input - Inventory'!B180","v":172},{"$f":"'Input - Inventory'!C180","v":"TF1x80"},{"$f":"'Input - Inventory'!D180","v":"Lamp"},{"$f":"'Input - Inventory'!E180","v":"NonTraffic"},{"$f":"'Input - Inventory'!F180","v":"Minor < 130w"},{"$f":"'Input - Inventory'!G180","v":"1"},null,"Lamp - TF1x80",null,44.090863266332207,14,617.27208572865084,null,11.039195264937344,0.33333333333333331,0,0,11.039195264937344,1.8504811250925242E-2,0,0,11.039195264937344,0.16666666666666666,11.039195264937344,4.590314436538903E-3,11.039195264937344,4.0032025620496396E-2,165.58792897406013,2.1598272138228944E-2,275.97988162343358,1.2221950623319483E-2,0,0,13247.034317924812,1.1123470522803115E-4,9383.3159751967414,2.4953586329427266E-4,0,0,0,0,16.980900031228767,null,11.039195264937344,0.33333333333333331,42.580255312499986,1.8504811250925242E-2,11.555036406249997,0.16666666666666666,0,1.8504811250925242E-2,6.3935107435947991,null,80.1548825388833,0.06,1.5133333333333332,80.1548825388833,1.4200000000000001E-2,0,80.1548825388833,0.01,0,7.2780633345306018,null,11.039195264937344,0.06,11.555036406249997,1.4200000000000001E-2,0,0.01,0.8264332328649906,null,32.015958281249993,9.0799999999999992E-2,2.9070490119374992,null,{"$f":"IF($D183=\"Connection\",VLOOKUP(C183,'Input - General'!$F$62:$N$79,7,FALSE),0)","v":0},null,0.1801212933606588,34.385956354156662,6.1936429319538613,null,8.6527813038891108E-2,40.579599286110515,3.5112639802216896]
[null,{"$f":"'Input - Inventory'!B181","v":173},{"$f":"'Input - Inventory'!C181","v":"TF2x14 T5"},{"$f":"'Input - Inventory'!D181","v":"Lamp"},{"$f":"'Input - Inventory'!E181","v":"NonTraffic"},{"$f":"'Input - Inventory'!F181","v":"Minor < 130w"},{"$f":"'Input - Inventory'!G181","v":"2"},null,"Lamp - TF2x14 T5",null,48.809142670707502,4,195.23657068283001,null,11.039195264937344,0.33333333333333331,0,0,11.039195264937344,1.8504811250925242E-2,0,0,11.039195264937344,0.16666666666666666,11.039195264937344,4.590314436538903E-3,11.039195264937344,4.0032025620496396E-2,165.58792897406013,2.1598272138228944E-2,275.97988162343358,1.2221950623319483E-2,0,0,13247.034317924812,1.1123470522803115E-4,9383.3159751967414,2.4953586329427266E-4,0,0,0,0,16.980900031228767,null,22.078390529874689,0.33333333333333331,42.580255312499986,1.8504811250925242E-2,11.555036406249997,0.16666666666666666,0,1.8504811250925242E-2,10.073242498573913,null,80.1548825388833,0.06,1.5133333333333332,80.1548825388833,1.4200000000000001E-2,0,80.1548825388833,0.01,0,7.2780633345306018,null,11.039195264937344,0.06,11.555036406249997,1.4200000000000001E-2,0,0.01,0.8264332328649906,null,32.015958281249993,9.0799999999999992E-2,2.9070490119374992,null,{"$f":"IF($D184=\"Connection\",VLOOKUP(C184,'Input - General'!$F$62:$N$79,7,FALSE),0)","v":0},null,0.1801212933606588,38.065688109135777,6.8564409748809867,null,8.6527813038891108E-2,44.922129084016767,3.8870135866907356]
[null,{"$f":"'Input - Inventory'!B182","v":174},{"$f":"'Input - Inventory'!C182","v":"TF2x14 T5 (P09)"},{"$f":"'Input - Inventory'!D182","v":"Lamp"},{"$f":"'Input - Inventory'!E182","v":"NonTraffic"},{"$f":"'Input - Inventory'!F182","v":"Minor < 130w"},{"$f":"'Input - Inventory'!G182","v":2},null,"Lamp - TF2x14 T5 (P09)",null,48.809142670707502,310,15130.834227919326,null,11.039195264937344,0.33333333333333331,0,0,11.039195264937344,1.8504811250925242E-2,0,0,11.039195264937344,0.16666666666666666,11.039195264937344,4.590314436538903E-3,11.039195264937344,4.0032025620496396E-2,165.58792897406013,2.1598272138228944E-2,275.97988162343358,1.2221950623319483E-2,0,0,13247.034317924812,1.1123470522803115E-4,9383.3159751967414,2.4953586329427266E-4,0,0,0,0,16.980900031228767,null,22.078390529874689,0.33333333333333331,42.580255312499986,1.8504811250925242E-2,11.555036406249997,0.16666666666666666,0,1.8504811250925242E-2,10.073242498573913,null,80.1548825388833,0.06,1.5133333333333332,80.1548825388833,1.4200000000000001E-2,0,80.1548825388833,0.01,0,7.2780633345306018,null,11.039195264937344,0.06,11.555036406249997,1.4200000000000001E-2,0,0.01,0.8264332328649906,null,32.015958281249993,9.0799999999999992E-2,2.9070490119374992,null,{"$f":"IF($D185=\"Connection\",VLOOKUP(C185,'Input - General'!$F$62:$N$79,7,FALSE),0)","v":0},null,0.1801212933606588,38.065688109135777,6.8564409748809867,null,8.6527813038891108E-2,44.922129084016767,3.8870135866907356]
[null,{"$f":"'Input - Inventory'!B183","v":175},{"$f":"'Input - Inventory'!C183","v":"TF2x20"},{"$f":"'Input - Inventory'!D183","v":"Lamp"},{"$f":"'Input - Inventory'!E183","v":"NonTraffic"},{"$f":"'Input - Inventory'!F183","v":"Minor < 130w"},{"$f":"'Input - Inventory'!G183","v":"2"},null,"Lamp - TF2x20",null,58.754073258981684,378,22209.039691895076,null,11.039195264937344,0.33333333333333331,0,0,11.039195264937344,1.8504811250925242E-2,0,0,11.039195264937344,0.16666666666666666,11.039195264937344,4.590314436538903E-3,11.039195264937344,4.0032025620496396E-2,165.58792897406013,2.1598272138228944E-2,275.97988162343358,1.2221950623319483E-2,0,0,13247.034317924812,1.1123470522803115E-4,9383.3159751967414,2.4953586329427266E-4,0,0,0,0,16.980900031228767,null,22.078390529874689,0.33333333333333331,42.580255312499986,1.8504811250925242E-2,11.555036406249997,0.16666666666666666,0,1.8504811250925242E-2,10.073242498573913,null,80.1548825388833,0.10290000000000001,1.5133333333333332,80.1548825388833,1.4200000000000001E-2,0,80.1548825388833,0.01,0,12.481878618719985,null,11.039195264937344,0.10290000000000001,11.555036406249997,1.4200000000000001E-2,0,0.01,1.3000147097308028,null,32.015958281249993,0.155722,4.9855890554728113,null,{"$f":"IF($D186=\"Connection\",VLOOKUP(C186,'Input - General'!$F$62:$N$79,7,FALSE),0)","v":0},null,0.1801212933606588,45.821624913726282,8.2534503433473638,null,8.6527813038891108E-2,54.075075257073649,4.6789980019080355]
[null,{"$f":"'Input - Inventory'!B184","v":176},{"$f":"'Input - Inventory'!C184","v":"TF2x20 (P09)"},{"$f":"'Input - Inventory'!D184","v":"Lamp"},{"$f":"'Input - Inventory'!E184","v":"NonTraffic"},{"$f":"'Input - Inventory'!F184","v":"Minor < 130w"},{"$f":"'Input - Inventory'!G184","v":2},null,"Lamp - TF2x20 (P09)",null,58.754073258981684,18453,1084188.9138479889,null,11.039195264937344,0.33333333333333331,0,0,11.039195264937344,1.8504811250925242E-2,0,0,11.039195264937344,0.16666666666666666,11.039195264937344,4.590314436538903E-3,11.039195264937344,4.0032025620496396E-2,165.58792897406013,2.1598272138228944E-2,275.97988162343358,1.2221950623319483E-2,0,0,13247.034317924812,1.1123470522803115E-4,9383.3159751967414,2.4953586329427266E-4,0,0,0,0,16.980900031228767,null,22.078390529874689,0.33333333333333331,42.580255312499986,1.8504811250925242E-2,11.555036406249997,0.16666666666666666,0,1.8504811250925242E-2,10.073242498573913,null,80.1548825388833,0.10290000000000001,1.5133333333333332,80.1548825388833,1.4200000000000001E-2,0,80.1548825388833,0.01,0,12.481878618719985,null,11.039195264937344,0.10290000000000001,11.555036406249997,1.4200000000000001E-2,0,0.01,1.3000147097308028,null,32.015958281249993,0.155722,4.9855890554728113,null,{"$f":"IF($D187=\"Connection\",VLOOKUP(C187,'Input - General'!$F$62:$N$79,7,FALSE),0)","v":0},null,0.1801212933606588,45.821624913726282,8.2534503433473638,null,8.6527813038891108E-2,54.075075257073649,4.6789980019080355]
[null,{"$f":"'Input - Inventory'!B185","v":177},{"$f":"'Input - Inventory'!C185","v":"TF2x26"},{"$f":"'Input - Inventory'!D185","v":"Lamp"},{"$f":"'Input - Inventory'!E185","v":"NonTraffic"},{"$f":"'Input - Inventory'!F185","v":"Minor < 130w"},{"$f":"'Input - Inventory'!G185","v":"2"},null,"Lamp - TF2x26",null,48.809142670707502,0,0,null,11.039195264937344,0.33333333333333331,0,0,11.039195264937344,1.8504811250925242E-2,0,0,11.039195264937344,0.16666666666666666,11.039195264937344,4.590314436538903E-3,11.039195264937344,4.0032025620496396E-2,165.58792897406013,2.1598272138228944E-2,275.97988162343358,1.2221950623319483E-2,0,0,13247.034317924812,1.1123470522803115E-4,9383.3159751967414,2.4953586329427266E-4,0,0,0,0,16.980900031228767,null,22.078390529874689,0.33333333333333331,42.580255312499986,1.8504811250925242E-2,11.555036406249997,0.16666666666666666,0,1.8504811250925242E-2,10.073242498573913,null,80.1548825388833,0.06,1.5133333333333332,80.1548825388833,1.4200000000000001E-2,0,80.1548825388833,0.01,0,7.2780633345306018,null,11.039195264937344,0.06,11.555036406249997,1.4200000000000001E-2,0,0.01,0.8264332328649906,null,32.015958281249993,9.0799999999999992E-2,2.9070490119374992,null,{"$f":"IF($D188=\"Connection\",VLOOKUP(C188,'Input - General'!$F$62:$N$79,7,FALSE),0)","v":0},null,0.1801212933606588,38.065688109135777,6.8564409748809867,null,8.6527813038891108E-2,44.922129084016767,3.8870135866907356]
[null,{"$f":"'Input - Inventory'!B186","v":178},{"$f":"'Input - Inventory'!C186","v":"TF2x26 (P09)"},{"$f":"'Input - Inventory'!D186","v":"Lamp"},{"$f":"'Input - Inventory'!E186","v":"NonTraffic"},{"$f":"'Input - Inventory'!F186","v":"Minor < 130w"},{"$f":"'Input - Inventory'!G186","v":2},null,"Lamp - TF2x26 (P09)",null,48.809142670707502,28,1366.65599477981,null,11.039195264937344,0.33333333333333331,0,0,11.039195264937344,1.8504811250925242E-2,0,0,11.039195264937344,0.16666666666666666,11.039195264937344,4.590314436538903E-3,11.039195264937344,4.0032025620496396E-2,165.58792897406013,2.1598272138228944E-2,275.97988162343358,1.2221950623319483E-2,0,0,13247.034317924812,1.1123470522803115E-4,9383.3159751967414,2.4953586329427266E-4,0,0,0,0,16.980900031228767,null,22.078390529874689,0.33333333333333331,42.580255312499986,1.8504811250925242E-2,11.555036406249997,0.16666666666666666,0,1.8504811250925242E-2,10.073242498573913,null,80.1548825388833,0.06,1.5133333333333332,80.1548825388833,1.4200000000000001E-2,0,80.1548825388833,0.01,0,7.2780633345306018,null,11.039195264937344,0.06,11.555036406249997,1.4200000000000001E-2,0,0.01,0.8264332328649906,null,32.015958281249993,9.0799999999999992E-2,2.9070490119374992,null,{"$f":"IF($D189=\"Connection\",VLOOKUP(C189,'Input - General'!$F$62:$N$79,7,FALSE),0)","v":0},null,0.1801212933606588,38.065688109135777,6.8564409748809867,null,8.6527813038891108E-2,44.922129084016767,3.8870135866907356]
[null,{"$f":"'Input - Inventory'!B187","v":179},{"$f":"'Input - Inventory'!C187","v":"TF2x40"},{"$f":"'Input - Inventory'!D187","v":"Lamp"},{"$f":"'Input - Inventory'!E187","v":"NonTraffic"},{"$f":"'Input - Inventory'!F187","v":"Minor < 130w"},{"$f":"'Input - Inventory'!G187","v":"2"},null,"Lamp - TF2x40",null,48.809142670707502,1,48.809142670707502,null,11.039195264937344,0.33333333333333331,0,0,11.039195264937344,1.8504811250925242E-2,0,0,11.039195264937344,0.16666666666666666,11.039195264937344,4.590314436538903E-3,11.039195264937344,4.0032025620496396E-2,165.58792897406013,2.1598272138228944E-2,275.97988162343358,1.2221950623319483E-2,0,0,13247.034317924812,1.1123470522803115E-4,9383.3159751967414,2.4953586329427266E-4,0,0,0,0,16.980900031228767,null,22.078390529874689,0.33333333333333331,42.580255312499986,1.8504811250925242E-2,11.555036406249997,0.16666666666666666,0,1.8504811250925242E-2,10.073242498573913,null,80.1548825388833,0.06,1.5133333333333332,80.1548825388833,1.4200000000000001E-2,0,80.1548825388833,0.01,0,7.2780633345306018,null,11.039195264937344,0.06,11.555036406249997,1.4200000000000001E-2,0,0.01,0.8264332328649906,null,32.015958281249993,9.0799999999999992E-2,2.9070490119374992,null,{"$f":"IF($D190=\"Connection\",VLOOKUP(C190,'Input - General'!$F$62:$N$79,7,FALSE),0)","v":0},null,0.1801212933606588,38.065688109135777,6.8564409748809867,null,8.6527813038891108E-2,44.922129084016767,3.8870135866907356]
[null,{"$f":"'Input - Inventory'!B188","v":180},{"$f":"'Input - Inventory'!C188","v":"TF2x58"},{"$f":"'Input - Inventory'!D188","v":"Lamp"},{"$f":"'Input - Inventory'!E188","v":"NonTraffic"},{"$f":"'Input - Inventory'!F188","v":"Minor < 130w"},{"$f":"'Input - Inventory'!G188","v":"2"},null,"Lamp - TF2x58",null,48.809142670707502,0,0,null,11.039195264937344,0.33333333333333331,0,0,11.039195264937344,1.8504811250925242E-2,0,0,11.039195264937344,0.16666666666666666,11.039195264937344,4.590314436538903E-3,11.039195264937344,4.0032025620496396E-2,165.58792897406013,2.1598272138228944E-2,275.97988162343358,1.2221950623319483E-2,0,0,13247.034317924812,1.1123470522803115E-4,9383.3159751967414,2.4953586329427266E-4,0,0,0,0,16.980900031228767,null,22.078390529874689,0.33333333333333331,42.580255312499986,1.8504811250925242E-2,11.555036406249997,0.16666666666666666,0,1.8504811250925242E-2,10.073242498573913,null,80.1548825388833,0.06,1.5133333333333332,80.1548825388833,1.4200000000000001E-2,0,80.1548825388833,0.01,0,7.2780633345306018,null,11.039195264937344,0.06,11.555036406249997,1.4200000000000001E-2,0,0.01,0.8264332328649906,null,32.015958281249993,9.0799999999999992E-2,2.9070490119374992,null,{"$f":"IF($D191=\"Connection\",VLOOKUP(C191,'Input - General'!$F$62:$N$79,7,FALSE),0)","v":0},null,0.1801212933606588,38.065688109135777,6.8564409748809867,null,8.6527813038891108E-2,44.922129084016767,3.8870135866907356]
[null,{"$f":"'Input - Inventory'!B189","v":181},{"$f":"'Input - Inventory'!C189","v":"TF2x80"},{"$f":"'Input - Inventory'!D189","v":"Lamp"},{"$f":"'Input - Inventory'!E189","v":"NonTraffic"},{"$f":"'Input - Inventory'!F189","v":"Minor < 130w"},{"$f":"'Input - Inventory'!G189","v":"2"},null,"Lamp - TF2x80",null,48.809142670707502,0,0,null,11.039195264937344,0.33333333333333331,0,0,11.039195264937344,1.8504811250925242E-2,0,0,11.039195264937344,0.16666666666666666,11.039195264937344,4.590314436538903E-3,11.039195264937344,4.0032025620496396E-2,165.58792897406013,2.1598272138228944E-2,275.97988162343358,1.2221950623319483E-2,0,0,13247.034317924812,1.1123470522803115E-4,9383.3159751967414,2.4953586329427266E-4,0,0,0,0,16.980900031228767,null,22.078390529874689,0.33333333333333331,42.580255312499986,1.8504811250925242E-2,11.555036406249997,0.16666666666666666,0,1.8504811250925242E-2,10.073242498573913,null,80.1548825388833,0.06,1.5133333333333332,80.1548825388833,1.4200000000000001E-2,0,80.1548825388833,0.01,0,7.2780633345306018,null,11.039195264937344,0.06,11.555036406249997,1.4200000000000001E-2,0,0.01,0.8264332328649906,null,32.015958281249993,9.0799999999999992E-2,2.9070490119374992,null,{"$f":"IF($D192=\"Connection\",VLOOKUP(C192,'Input - General'!$F$62:$N$79,7,FALSE),0)","v":0},null,0.1801212933606588,38.065688109135777,6.8564409748809867,null,8.6527813038891108E-2,44.922129084016767,3.8870135866907356]
[null,{"$f":"'Input - Inventory'!B190","v":182},{"$f":"'Input - Inventory'!C190","v":"TF3x20"},{"$f":"'Input - Inventory'!D190","v":"Lamp"},{"$f":"'Input - Inventory'!E190","v":"NonTraffic"},{"$f":"'Input - Inventory'!F190","v":"Minor < 130w"},{"$f":"'Input - Inventory'!G190","v":"3"},null,"Lamp - TF3x20",null,53.527422075082782,0,0,null,11.039195264937344,0.33333333333333331,0,0,11.039195264937344,1.8504811250925242E-2,0,0,11.039195264937344,0.16666666666666666,11.039195264937344,4.590314436538903E-3,11.039195264937344,4.0032025620496396E-2,165.58792897406013,2.1598272138228944E-2,275.97988162343358,1.2221950623319483E-2,0,0,13247.034317924812,1.1123470522803115E-4,9383.3159751967414,2.4953586329427266E-4,0,0,0,0,16.980900031228767,null,33.11758579481203,0.33333333333333331,42.580255312499986,1.8504811250925242E-2,11.555036406249997,0.16666666666666666,0,1.8504811250925242E-2,13.752974253553027,null,80.1548825388833,0.06,1.5133333333333332,80.1548825388833,1.4200000000000001E-2,0,80.1548825388833,0.01,0,7.2780633345306018,null,11.039195264937344,0.06,11.555036406249997,1.4200000000000001E-2,0,0.01,0.8264332328649906,null,32.015958281249993,9.0799999999999992E-2,2.9070490119374992,null,{"$f":"IF($D193=\"Connection\",VLOOKUP(C193,'Input - General'!$F$62:$N$79,7,FALSE),0)","v":0},null,0.1801212933606588,41.745419864114886,7.5192390178081103,null,8.6527813038891108E-2,49.264658881923005,4.2627631931597803]
[null,{"$f":"'Input - Inventory'!B191","v":183},{"$f":"'Input - Inventory'!C191","v":"TF3x40"},{"$f":"'Input - Inventory'!D191","v":"Lamp"},{"$f":"'Input - Inventory'!E191","v":"NonTraffic"},{"$f":"'Input - Inventory'!F191","v":"Minor < 130w"},{"$f":"'Input - Inventory'!G191","v":"3"},null,"Lamp - TF3x40",null,53.527422075082782,0,0,null,11.039195264937344,0.33333333333333331,0,0,11.039195264937344,1.8504811250925242E-2,0,0,11.039195264937344,0.16666666666666666,11.039195264937344,4.590314436538903E-3,11.039195264937344,4.0032025620496396E-2,165.58792897406013,2.1598272138228944E-2,275.97988162343358,1.2221950623319483E-2,0,0,13247.034317924812,1.1123470522803115E-4,9383.3159751967414,2.4953586329427266E-4,0,0,0,0,16.980900031228767,null,33.11758579481203,0.33333333333333331,42.580255312499986,1.8504811250925242E-2,11.555036406249997,0.16666666666666666,0,1.8504811250925242E-2,13.752974253553027,null,80.1548825388833,0.06,1.5133333333333332,80.1548825388833,1.4200000000000001E-2,0,80.1548825388833,0.01,0,7.2780633345306018,null,11.039195264937344,0.06,11.555036406249997,1.4200000000000001E-2,0,0.01,0.8264332328649906,null,32.015958281249993,9.0799999999999992E-2,2.9070490119374992,null,{"$f":"IF($D194=\"Connection\",VLOOKUP(C194,'Input - General'!$F$62:$N$79,7,FALSE),0)","v":0},null,0.1801212933606588,41.745419864114886,7.5192390178081103,null,8.6527813038891108E-2,49.264658881923005,4.2627631931597803]
[null,{"$f":"'Input - Inventory'!B192","v":184},{"$f":"'Input - Inventory'!C192","v":"TF3x80"},{"$f":"'Input - Inventory'!D192","v":"Lamp"},{"$f":"'Input - Inventory'!E192","v":"NonTraffic"},{"$f":"'Input - Inventory'!F192","v":"Minor < 130w"},{"$f":"'Input - Inventory'!G192","v":"3"},null,"Lamp - TF3x80",null,53.527422075082782,0,0,null,11.039195264937344,0.33333333333333331,0,0,11.039195264937344,1.8504811250925242E-2,0,0,11.039195264937344,0.16666666666666666,11.039195264937344,4.590314436538903E-3,11.039195264937344,4.0032025620496396E-2,165.58792897406013,2.1598272138228944E-2,275.97988162343358,1.2221950623319483E-2,0,0,13247.034317924812,1.1123470522803115E-4,9383.3159751967414,2.4953586329427266E-4,0,0,0,0,16.980900031228767,null,33.11758579481203,0.33333333333333331,42.580255312499986,1.8504811250925242E-2,11.555036406249997,0.16666666666666666,0,1.8504811250925242E-2,13.752974253553027,null,80.1548825388833,0.06,1.5133333333333332,80.1548825388833,1.4200000000000001E-2,0,80.1548825388833,0.01,0,7.2780633345306018,null,11.039195264937344,0.06,11.555036406249997,1.4200000000000001E-2,0,0.01,0.8264332328649906,null,32.015958281249993,9.0799999999999992E-2,2.9070490119374992,null,{"$f":"IF($D195=\"Connection\",VLOOKUP(C195,'Input - General'!$F$62:$N$79,7,FALSE),0)","v":0},null,0.1801212933606588,41.745419864114886,7.5192390178081103,null,8.6527813038891108E-2,49.264658881923005,4.2627631931597803]
[null,{"$f":"'Input - Inventory'!B193","v":185},{"$f":"'Input - Inventory'!C193","v":"TF4x20"},{"$f":"'Input - Inventory'!D193","v":"Lamp"},{"$f":"'Input - Inventory'!E193","v":"NonTraffic"},{"$f":"'Input - Inventory'!F193","v":"Minor < 130w"},{"$f":"'Input - Inventory'!G193","v":"4"},null,"Lamp - TF4x20",null,58.245701479458063,50,2912.2850739729033,null,11.039195264937344,0.33333333333333331,0,0,11.039195264937344,1.8504811250925242E-2,0,0,11.039195264937344,0.16666666666666666,11.039195264937344,4.590314436538903E-3,11.039195264937344,4.0032025620496396E-2,165.58792897406013,2.1598272138228944E-2,275.97988162343358,1.2221950623319483E-2,0,0,13247.034317924812,1.1123470522803115E-4,9383.3159751967414,2.4953586329427266E-4,0,0,0,0,16.980900031228767,null,44.156781059749378,0.33333333333333331,42.580255312499986,1.8504811250925242E-2,11.555036406249997,0.16666666666666666,0,1.8504811250925242E-2,17.432706008532143,null,80.1548825388833,0.06,1.5133333333333332,80.1548825388833,1.4200000000000001E-2,0,80.1548825388833,0.01,0,7.2780633345306018,null,11.039195264937344,0.06,11.555036406249997,1.4200000000000001E-2,0,0.01,0.8264332328649906,null,32.015958281249993,9.0799999999999992E-2,2.9070490119374992,null,{"$f":"IF($D196=\"Connection\",VLOOKUP(C196,'Input - General'!$F$62:$N$79,7,FALSE),0)","v":0},null,0.1801212933606588,45.425151619094002,8.1820370607352348,null,8.6527813038891108E-2,53.607188679829235,4.638512799628824]
[null,{"$f":"'Input - Inventory'!B194","v":186},{"$f":"'Input - Inventory'!C194","v":"TF4x40"},{"$f":"'Input - Inventory'!D194","v":"Lamp"},{"$f":"'Input - Inventory'!E194","v":"NonTraffic"},{"$f":"'Input - Inventory'!F194","v":"Minor < 130w"},{"$f":"'Input - Inventory'!G194","v":"4"},null,"Lamp - TF4x40",null,58.245701479458063,33,1922.1081488221162,null,11.039195264937344,0.33333333333333331,0,0,11.039195264937344,1.8504811250925242E-2,0,0,11.039195264937344,0.16666666666666666,11.039195264937344,4.590314436538903E-3,11.039195264937344,4.0032025620496396E-2,165.58792897406013,2.1598272138228944E-2,275.97988162343358,1.2221950623319483E-2,0,0,13247.034317924812,1.1123470522803115E-4,9383.3159751967414,2.4953586329427266E-4,0,0,0,0,16.980900031228767,null,44.156781059749378,0.33333333333333331,42.580255312499986,1.8504811250925242E-2,11.555036406249997,0.16666666666666666,0,1.8504811250925242E-2,17.432706008532143,null,80.1548825388833,0.06,1.5133333333333332,80.1548825388833,1.4200000000000001E-2,0,80.1548825388833,0.01,0,7.2780633345306018,null,11.039195264937344,0.06,11.555036406249997,1.4200000000000001E-2,0,0.01,0.8264332328649906,null,32.015958281249993,9.0799999999999992E-2,2.9070490119374992,null,{"$f":"IF($D197=\"Connection\",VLOOKUP(C197,'Input - General'!$F$62:$N$79,7,FALSE),0)","v":0},null,0.1801212933606588,45.425151619094002,8.1820370607352348,null,8.6527813038891108E-2,53.607188679829235,4.638512799628824]
[null,{"$f":"'Input - Inventory'!B195","v":187},{"$f":"'Input - Inventory'!C195","v":"TF4x40 (P09)"},{"$f":"'Input - Inventory'!D195","v":"Lamp"},{"$f":"'Input - Inventory'!E195","v":"NonTraffic"},{"$f":"'Input - Inventory'!F195","v":"Minor < 130w"},{"$f":"'Input - Inventory'!G195","v":4},null,"Lamp - TF4x40 (P09)",null,58.245701479458063,10,582.45701479458057,null,11.039195264937344,0.33333333333333331,0,0,11.039195264937344,1.8504811250925242E-2,0,0,11.039195264937344,0.16666666666666666,11.039195264937344,4.590314436538903E-3,11.039195264937344,4.0032025620496396E-2,165.58792897406013,2.1598272138228944E-2,275.97988162343358,1.2221950623319483E-2,0,0,13247.034317924812,1.1123470522803115E-4,9383.3159751967414,2.4953586329427266E-4,0,0,0,0,16.980900031228767,null,44.156781059749378,0.33333333333333331,42.580255312499986,1.8504811250925242E-2,11.555036406249997,0.16666666666666666,0,1.8504811250925242E-2,17.432706008532143,null,80.1548825388833,0.06,1.5133333333333332,80.1548825388833,1.4200000000000001E-2,0,80.1548825388833,0.01,0,7.2780633345306018,null,11.039195264937344,0.06,11.555036406249997,1.4200000000000001E-2,0,0.01,0.8264332328649906,null,32.015958281249993,9.0799999999999992E-2,2.9070490119374992,null,{"$f":"IF($D198=\"Connection\",VLOOKUP(C198,'Input - General'!$F$62:$N$79,7,FALSE),0)","v":0},null,0.1801212933606588,45.425151619094002,8.1820370607352348,null,8.6527813038891108E-2,53.607188679829235,4.638512799628824]
[null,{"$f":"'Input - Inventory'!B196","v":188},{"$f":"'Input - Inventory'!C196","v":"TF4x80"},{"$f":"'Input - Inventory'!D196","v":"Lamp"},{"$f":"'Input - Inventory'!E196","v":"NonTraffic"},{"$f":"'Input - Inventory'!F196","v":"Minor < 130w"},{"$f":"'Input - Inventory'!G196","v":"4"},null,"Lamp - TF4x80",null,58.245701479458063,0,0,null,11.039195264937344,0.33333333333333331,0,0,11.039195264937344,1.8504811250925242E-2,0,0,11.039195264937344,0.16666666666666666,11.039195264937344,4.590314436538903E-3,11.039195264937344,4.0032025620496396E-2,165.58792897406013,2.1598272138228944E-2,275.97988162343358,1.2221950623319483E-2,0,0,13247.034317924812,1.1123470522803115E-4,9383.3159751967414,2.4953586329427266E-4,0,0,0,0,16.980900031228767,null,44.156781059749378,0.33333333333333331,42.580255312499986,1.8504811250925242E-2,11.555036406249997,0.16666666666666666,0,1.8504811250925242E-2,17.432706008532143,null,80.1548825388833,0.06,1.5133333333333332,80.1548825388833,1.4200000000000001E-2,0,80.1548825388833,0.01,0,7.2780633345306018,null,11.039195264937344,0.06,11.555036406249997,1.4200000000000001E-2,0,0.01,0.8264332328649906,null,32.015958281249993,9.0799999999999992E-2,2.9070490119374992,null,{"$f":"IF($D199=\"Connection\",VLOOKUP(C199,'Input - General'!$F$62:$N$79,7,FALSE),0)","v":0},null,0.1801212933606588,45.425151619094002,8.1820370607352348,null,8.6527813038891108E-2,53.607188679829235,4.638512799628824]
[null,{"$f":"'Input - Inventory'!B197","v":189},{"$f":"'Input - Inventory'!C197","v":"TF5x58"},{"$f":"'Input - Inventory'!D197","v":"Lamp"},{"$f":"'Input - Inventory'!E197","v":"NonTraffic"},{"$f":"'Input - Inventory'!F197","v":"Minor < 130w"},{"$f":"'Input - Inventory'!G197","v":"5"},null,"Lamp - TF5x58",null,62.963980883833351,0,0,null,11.039195264937344,0.33333333333333331,0,0,11.039195264937344,1.8504811250925242E-2,0,0,11.039195264937344,0.16666666666666666,11.039195264937344,4.590314436538903E-3,11.039195264937344,4.0032025620496396E-2,165.58792897406013,2.1598272138228944E-2,275.97988162343358,1.2221950623319483E-2,0,0,13247.034317924812,1.1123470522803115E-4,9383.3159751967414,2.4953586329427266E-4,0,0,0,0,16.980900031228767,null,55.195976324686725,0.33333333333333331,42.580255312499986,1.8504811250925242E-2,11.555036406249997,0.16666666666666666,0,1.8504811250925242E-2,21.112437763511259,null,80.1548825388833,0.06,1.5133333333333332,80.1548825388833,1.4200000000000001E-2,0,80.1548825388833,0.01,0,7.2780633345306018,null,11.039195264937344,0.06,11.555036406249997,1.4200000000000001E-2,0,0.01,0.8264332328649906,null,32.015958281249993,9.0799999999999992E-2,2.9070490119374992,null,{"$f":"IF($D200=\"Connection\",VLOOKUP(C200,'Input - General'!$F$62:$N$79,7,FALSE),0)","v":0},null,0.1801212933606588,49.104883374073125,8.844835103662362,null,8.6527813038891108E-2,57.94971847773548,5.0142624060978687]
[null,{"$f":"'Input - Inventory'!B198","v":190},{"$f":"'Input - Inventory'!C198","v":"TF5x65"},{"$f":"'Input - Inventory'!D198","v":"Lamp"},{"$f":"'Input - Inventory'!E198","v":"NonTraffic"},{"$f":"'Input - Inventory'!F198","v":"Minor < 130w"},{"$f":"'Input - Inventory'!G198","v":"5"},null,"Lamp - TF5x65",null,62.963980883833351,0,0,null,11.039195264937344,0.33333333333333331,0,0,11.039195264937344,1.8504811250925242E-2,0,0,11.039195264937344,0.16666666666666666,11.039195264937344,4.590314436538903E-3,11.039195264937344,4.0032025620496396E-2,165.58792897406013,2.1598272138228944E-2,275.97988162343358,1.2221950623319483E-2,0,0,13247.034317924812,1.1123470522803115E-4,9383.3159751967414,2.4953586329427266E-4,0,0,0,0,16.980900031228767,null,55.195976324686725,0.33333333333333331,42.580255312499986,1.8504811250925242E-2,11.555036406249997,0.16666666666666666,0,1.8504811250925242E-2,21.112437763511259,null,80.1548825388833,0.06,1.5133333333333332,80.1548825388833,1.4200000000000001E-2,0,80.1548825388833,0.01,0,7.2780633345306018,null,11.039195264937344,0.06,11.555036406249997,1.4200000000000001E-2,0,0.01,0.8264332328649906,null,32.015958281249993,9.0799999999999992E-2,2.9070490119374992,null,{"$f":"IF($D201=\"Connection\",VLOOKUP(C201,'Input - General'!$F$62:$N$79,7,FALSE),0)","v":0},null,0.1801212933606588,49.104883374073125,8.844835103662362,null,8.6527813038891108E-2,57.94971847773548,5.0142624060978687]
[null,{"$f":"'Input - Inventory'!B199","v":191},{"$f":"'Input - Inventory'!C199","v":"TF5x80"},{"$f":"'Input - Inventory'!D199","v":"Lamp"},{"$f":"'Input - Inventory'!E199","v":"NonTraffic"},{"$f":"'Input - Inventory'!F199","v":"Minor < 130w"},{"$f":"'Input - Inventory'!G199","v":"5"},null,"Lamp - TF5x80",null,62.963980883833351,0,0,null,11.039195264937344,0.33333333333333331,0,0,11.039195264937344,1.8504811250925242E-2,0,0,11.039195264937344,0.16666666666666666,11.039195264937344,4.590314436538903E-3,11.039195264937344,4.0032025620496396E-2,165.58792897406013,2.1598272138228944E-2,275.97988162343358,1.2221950623319483E-2,0,0,13247.034317924812,1.1123470522803115E-4,9383.3159751967414,2.4953586329427266E-4,0,0,0,0,16.980900031228767,null,55.195976324686725,0.33333333333333331,42.580255312499986,1.8504811250925242E-2,11.555036406249997,0.16666666666666666,0,1.8504811250925242E-2,21.112437763511259,null,80.1548825388833,0.06,1.5133333333333332,80.1548825388833,1.4200000000000001E-2,0,80.1548825388833,0.01,0,7.2780633345306018,null,11.039195264937344,0.06,11.555036406249997,1.4200000000000001E-2,0,0.01,0.8264332328649906,null,32.015958281249993,9.0799999999999992E-2,2.9070490119374992,null,{"$f":"IF($D202=\"Connection\",VLOOKUP(C202,'Input - General'!$F$62:$N$79,7,FALSE),0)","v":0},null,0.1801212933606588,49.104883374073125,8.844835103662362,null,8.6527813038891108E-2,57.94971847773548,5.0142624060978687]
[null,{"$f":"'Input - Inventory'!B200","v":192},{"$f":"'Input - Inventory'!C200","v":"TF6x20"},{"$f":"'Input - Inventory'!D200","v":"Lamp"},{"$f":"'Input - Inventory'!E200","v":"NonTraffic"},{"$f":"'Input - Inventory'!F200","v":"Minor < 130w"},{"$f":"'Input - Inventory'!G200","v":"6"},null,"Lamp - TF6x20",null,67.682260288208624,0,0,null,11.039195264937344,0.33333333333333331,0,0,11.039195264937344,1.8504811250925242E-2,0,0,11.039195264937344,0.16666666666666666,11.039195264937344,4.590314436538903E-3,11.039195264937344,4.0032025620496396E-2,165.58792897406013,2.1598272138228944E-2,275.97988162343358,1.2221950623319483E-2,0,0,13247.034317924812,1.1123470522803115E-4,9383.3159751967414,2.4953586329427266E-4,0,0,0,0,16.980900031228767,null,66.235171589624059,0.33333333333333331,42.580255312499986,1.8504811250925242E-2,11.555036406249997,0.16666666666666666,0,1.8504811250925242E-2,24.792169518490372,null,80.1548825388833,0.06,1.5133333333333332,80.1548825388833,1.4200000000000001E-2,0,80.1548825388833,0.01,0,7.2780633345306018,null,11.039195264937344,0.06,11.555036406249997,1.4200000000000001E-2,0,0.01,0.8264332328649906,null,32.015958281249993,9.0799999999999992E-2,2.9070490119374992,null,{"$f":"IF($D203=\"Connection\",VLOOKUP(C203,'Input - General'!$F$62:$N$79,7,FALSE),0)","v":0},null,0.1801212933606588,52.784615129052227,9.5076331465894857,null,8.6527813038891108E-2,62.292248275641718,5.3900120125669133]
[null,{"$f":"'Input - Inventory'!B201","v":193},{"$f":"'Input - Inventory'!C201","v":"TF6x36"},{"$f":"'Input - Inventory'!D201","v":"Lamp"},{"$f":"'Input - Inventory'!E201","v":"NonTraffic"},{"$f":"'Input - Inventory'!F201","v":"Minor < 130w"},{"$f":"'Input - Inventory'!G201","v":"6"},null,"Lamp - TF6x36",null,67.682260288208624,0,{"$f":"L204*K204","v":0},null,11.039195264937344,{"$f":"IF(AND($D204=\"Lamp\",CycleBulkTask1<>0, OR($F204=O$9,O$9=\"All\")),1/CycleBulkTask1,0)","v":0.33333333333333331},0,{"$f":"IF(AND($D204=\"Lamp\",CycleBulkTask2<>0, OR($F204=Q$9,Q$9=\"All\")),1/CycleBulkTask2,0)","v":0},11.039195264937344,{"$f":"IF(AND($D204=\"Lamp\",CycleBulkTask3<>0, OR($F204=S$9,S$9=\"All\")),1/CycleBulkTask3,0)","v":1.8504811250925242E-2},0,{"$f":"IF(AND($D204=\"Lamp\",CycleBulkTask4<>0, OR($F204=U$9,U$9=\"All\")),1/CycleBulkTask4,0)","v":0},11.039195264937344,{"$f":"IF(AND($D204=\"Lamp\",CycleBulkTask5<>0, OR($F204=W$9,W$9=\"All\")),1/CycleBulkTask5,0)","v":0.16666666666666666},11.039195264937344,{"$f":"IF(AND($D204=\"Lamp\",CycleBulkTask6<>0, OR($F204=Y$9,Y$9=\"All\")),1/CycleBulkTask6,0)","v":4.590314436538903E-3},11.039195264937344,{"$f":"IF(AND($D204=\"Lamp\",CycleBulkTask7<>0, OR($F204=AA$9,AA$9=\"All\")),1/CycleBulkTask7,0)","v":4.0032025620496396E-2},165.58792897406013,{"$f":"IF(AND($D204=\"Lamp\",CycleBulkTask8<>0, OR($F204=AC$9,AC$9=\"All\")),1/CycleBulkTask8,0)","v":2.1598272138228944E-2},275.97988162343358,{"$f":"IF(AND($D204=\"Lamp\",CycleBulkTask9<>0, OR($F204=AE$9,AE$9=\"All\")),1/CycleBulkTask9,0)","v":1.2221950623319483E-2},0,{"$f":"IF(AND($D204=\"Lamp\",CycleBulkTask10<>0, OR($F204=AG$9,AG$9=\"All\")),1/CycleBulkTask10,0)","v":0},13247.034317924812,{"$f":"IF(AND($D204=\"Lamp\",CycleBulkTask11<>0, OR($F204=AI$9,AI$9=\"All\")),1/CycleBulkTask11,0)","v":1.1123470522803115E-4},9383.3159751967414,{"$f":"IF(AND($D204=\"Lamp\",CycleBulkTask12<>0, OR($F204=AK$9,AK$9=\"All\")),1/CycleBulkTask12,0)","v":2.4953586329427266E-4},0,{"$f":"IF(AND($D204=\"Lamp\",CycleBulkTask13<>0, OR($F204=AM$9,AM$9=\"All\")),1/CycleBulkTask13,0)","v":0},0,{"$f":"IF(AND($D204=\"Lamp\",CycleBulkTask14<>0, OR($F204=AO$9,AO$9=\"All\")),1/CycleBulkTask14,0)","v":0},{"$f":"O204*P204+Q204*R204+S204*T204+U204*V204+W204*X204+Y204*Z204+AA204*AB204+AC204*AD204+AE204*AF204+AG204*AH204+AI204*AJ204+AK204*AL204+AM204*AN204+AO204*AP204","v":16.980900031228767},null,66.235171589624059,{"$f":"MAX(P204,R204)","v":0.33333333333333331},42.580255312499986,{"$f":"MAX(T204,V204)","v":1.8504811250925242E-2},11.555036406249997,{"$f":"X204","v":0.16666666666666666},0,{"$f":"INDIRECT($E204)*$V204 +(1-INDIRECT($E204))*$T204","v":1.8504811250925242E-2},{"$f":"AS204*AT204+AU204*AV204+AW204*AX204+AY204*AZ204","v":24.792169518490372},null,{"$f":"IF($D204=$AS$9,(INDIRECT(\"PriceLabour\" & \"FY17\")*ProportionStandardHours + INDIRECT(\"PriceLabourOvertime\" & \"FY17\")*ProportionOvertimeHours)*(1+RateOnCostAnnual),0)","v":80.1548825388833},{"$f":"BO204","v":0.06},{"$f":"IF($D204=\"Lamp\",(NumberOfCrew+INDIRECT($E204)*TrafficController)*(TimeToReplaceLamp),0)","v":1.5133333333333332},{"$f":"IF($D204=$AS$9,(INDIRECT(\"PriceLabour\" & \"FY17\")*ProportionStandardHours + INDIRECT(\"PriceLabourOvertime\" & \"FY17\")*ProportionOvertimeHours)*(1+RateOnCostAnnual),0)","v":80.1548825388833},{"$f":"BQ204","v":1.4200000000000001E-2},{"$f":"IF($D204=\"Lamp\",(NumberOfCrew+INDIRECT($E204)*TrafficController)*(TimeForPECellReplace),0)","v":0},{"$f":"IF($D204=$AS$9,(INDIRECT(\"PriceLabour\" & \"FY17\")*ProportionStandardHours + INDIRECT(\"PriceLabourOvertime\" & \"FY17\")*ProportionOvertimeHours)*(1+RateOnCostAnnual),0)","v":80.1548825388833},{"$f":"BS204","v":0.01},{"$f":"IF($D204=\"Lamp\",(NumberOfCrew+INDIRECT($E204)*TrafficController)*(TimeForOtherSpot),0)","v":0},{"$f":"BC204*BD204*BE204+BF204*BG204*BH204+BI204*BJ204*BK204","v":7.2780633345306018},null,11.039195264937344,{"$f":"IF($D204=\"Lamp\",INDIRECT(BO$10 & $B204),0)","v":0.06},11.555036406249997,{"$f":"IF($D204=\"Lamp\",INDIRECT(\"FailurePECell\" & \"Annual\"),0)","v":1.4200000000000001E-2},0,{"$f":"IF($D204=\"Lamp\",INDIRECT(\"FailureMisc\" & \"Annual\"),0)","v":0.01},{"$f":"BN204*BO204+BP204*BQ204+BR204*BS204","v":0.8264332328649906},null,32.015958281249993,{"$f":"BD204*BE204+BG204*BH204+BJ204*BK204","v":9.0799999999999992E-2},{"$f":"BV204*BW204","v":2.9070490119374992},null,{"$f":"IF($D204=\"Connection\",VLOOKUP(C204,'Input - General'!$F$62:$N$79,7,FALSE),0)","v":0},null,{"$f":"RateOverhead","v":0.1801212933606588},{"$f":"BX204+BL204+BT204+BA204+AQ204+BZ204","v":52.784615129052227},{"$f":"CC204*CB204","v":9.5076331465894857},null,{"$f":"CorporateOverheads","v":8.6527813038891108E-2},62.292248275641718,{"$f":"CG204*CF204","v":5.3900120125669133}]
[null,{"$f":"'Input - Inventory'!B202","v":194},{"$f":"'Input - Inventory'!C202","v":"TF6x80"},{"$f":"'Input - Inventory'!D202","v":"Lamp"},{"$f":"'Input - Inventory'!E202","v":"NonTraffic"},{"$f":"'Input - Inventory'!F202","v":"Minor < 130w"},{"$f":"'Input - Inventory'!G202","v":"6"},null,{"$f":"CONCATENATE(D205,\" - \",C205)","v":"Lamp - TF6x80"},null,{"$f":"AQ205+BA205+BL205+BT205+BX205+BZ205+CD205+CH205","v":67.682260288208624},{"$f":"INDIRECT(L$10&$B205&\"FY17\")","v":0},0,null,{"$f":"IF(AND($D205=\"Lamp\", OR($F205=O$9, O$9=\"All\")),INDIRECT(\"PriceBulkTask1\" & \"FY17\"),0)","v":11.039195264937344},0.33333333333333331,{"$f":"IF(AND($D205=\"Lamp\", OR($F205=Q$9, Q$9=\"All\")),INDIRECT(\"PriceBulkTask2\" & \"FY17\"),0)","v":0},0,{"$f":"IF(AND($D205=\"Lamp\", OR($F205=S$9, S$9=\"All\")),INDIRECT(\"PriceBulkTask3\" & \"FY17\"),0)","v":11.039195264937344},1.8504811250925242E-2,{"$f":"IF(AND($D205=\"Lamp\", OR($F205=U$9, U$9=\"All\")),INDIRECT(\"PriceBulkTask4\" & \"FY17\"),0)","v":0},0,{"$f":"IF(AND($D205=\"Lamp\", OR($F205=W$9, W$9=\"All\")),INDIRECT(\"PriceBulkTask5\" & \"FY17\"),0)","v":11.039195264937344},0.16666666666666666,{"$f":"IF(AND($D205=\"Lamp\", OR($F205=Y$9, Y$9=\"All\")),INDIRECT(\"PriceBulkTask6\" & \"FY17\"),0)","v":11.039195264937344},4.590314436538903E-3,{"$f":"IF(AND($D205=\"Lamp\", OR($F205=AA$9, AA$9=\"All\")),INDIRECT(\"PriceBulkTask7\" & \"FY17\"),0)","v":11.039195264937344},4.0032025620496396E-2,{"$f":"IF(AND($D205=\"Lamp\", OR($F205=AC$9, AC$9=\"All\")),INDIRECT(\"PriceBulkTask8\" & \"FY17\"),0)","v":165.58792897406013},2.1598272138228944E-2,{"$f":"IF(AND($D205=\"Lamp\", OR($F205=AE$9, AE$9=\"All\")),INDIRECT(\"PriceBulkTask9\" & \"FY17\"),0)","v":275.97988162343358},1.2221950623319483E-2,{"$f":"IF(AND($D205=\"Lamp\", OR($F205=AG$9, AG$9=\"All\")),INDIRECT(\"PriceBulkTask10\" & \"FY17\"),0)","v":0},0,{"$f":"IF(AND($D205=\"Lamp\", OR($F205=AI$9, AI$9=\"All\")),INDIRECT(\"PriceBulkTask11\" & \"FY17\"),0)","v":13247.034317924812},1.1123470522803115E-4,{"$f":"IF(AND($D205=\"Lamp\", OR($F205=AK$9, AK$9=\"All\")),INDIRECT(\"PriceBulkTask12\" & \"FY17\"),0)","v":9383.3159751967414},2.4953586329427266E-4,{"$f":"IF(AND($D205=\"Lamp\", OR($F205=AM$9, AM$9=\"All\")),INDIRECT(\"PriceBulkTask13\" & \"FY17\"),0)","v":0},0,{"$f":"IF(AND($D205=\"Lamp\", OR($F205=AO$9, AO$9=\"All\")),INDIRECT(\"PriceBulkTask14\" & \"FY17\"),0)","v":0},0,16.980900031228767,null,{"$f":"IF($D205=\"Lamp\",$G205*INDIRECT(\"Price\" & $B205 & \"FY17\"),0)","v":66.235171589624059},0.33333333333333331,{"$f":"IF($D205=\"Lamp\",INDIRECT(\"PriceVisor\" & \"FY17\"),0)","v":42.580255312499986},1.8504811250925242E-2,{"$f":"IF($D205=\"Lamp\",INDIRECT(\"PricePECell\" & \"FY17\"),0)","v":11.555036406249997},0.16666666666666666,{"$f":"IF($D205=\"Lamp\",INDIRECT(\"PriceMisc\" & \"FY17\"),0)","v":0},1.8504811250925242E-2,24.792169518490372,null,80.1548825388833,0.06,1.5133333333333332,80.1548825388833,1.4200000000000001E-2,0,80.1548825388833,0.01,0,7.2780633345306018,null,{"$f":"IF($D205=\"Lamp\",INDIRECT(\"Price\" & $B205 & \"FY17\"),0)","v":11.039195264937344},0.06,{"$f":"IF($D205=\"Lamp\",INDIRECT(\"pRICEpecELL\" & \"FY17\"),0)","v":11.555036406249997},1.4200000000000001E-2,{"$f":"IF($D205=\"Lamp\",INDIRECT(\"PriceMisc\" & \"FY17\"),0)","v":0},0.01,0.8264332328649906,null,{"$f":"IF(AND($D205=\"Lamp\"),INDIRECT(\"PriceEWP\"&\"FY17\"),0)","v":32.015958281249993},9.0799999999999992E-2,2.9070490119374992,null,{"$f":"IF($D205=\"Connection\",VLOOKUP(C205,'Input - General'!$F$62:$N$79,7,FALSE),0)","v":0},null,0.1801212933606588,52.784615129052227,9.5076331465894857,null,8.6527813038891108E-2,{"$f":"AQ205+BA205+BL205+BT205+BX205+BZ205+CD205","v":62.292248275641718},5.3900120125669133]
[null,{"$f":"'Input - Inventory'!B203","v":195},{"$f":"'Input - Inventory'!C203","v":"TH1x1000"},{"$f":"'Input - Inventory'!D203","v":"Lamp"},{"$f":"'Input - Inventory'!E203","v":"Traffic"},{"$f":"'Input - Inventory'!F203","v":"Major > 130w"},{"$f":"'Input - Inventory'!G203","v":"1"},null,"Lamp - TH1x1000",null,60.82113444761714,0,0,null,0,0,11.039195264937344,0.33333333333333331,0,0,11.039195264937344,4.9094211792429674E-3,11.039195264937344,0.16666666666666666,11.039195264937344,4.590314436538903E-3,11.039195264937344,4.0032025620496396E-2,165.58792897406013,2.1598272138228944E-2,275.97988162343358,1.2221950623319483E-2,0,0,13247.034317924812,1.1123470522803115E-4,9383.3159751967414,2.4953586329427266E-4,0,0,0,0,16.830817865524477,null,33.11758579481203,0.33333333333333331,42.580255312499986,4.9094211792429674E-3,11.555036406249997,0.16666666666666666,0,4.9094211792429674E-3,13.174079073227768,null,80.1548825388833,0.06,2.2699999999999996,80.1548825388833,1.4200000000000001E-2,0,80.1548825388833,0.01,0,10.917095001795902,null,33.11758579481203,0.06,11.555036406249997,1.4200000000000001E-2,0,0.01,2.1511366646574714,null,32.015958281249993,0.13619999999999996,4.3605735179062481,null,{"$f":"IF($D206=\"Connection\",VLOOKUP(C206,'Input - General'!$F$62:$N$79,7,FALSE),0)","v":0},null,0.1801212933606588,47.433702123111871,8.5438197752991378,null,8.6527813038891108E-2,55.977521898410998,4.8436125492061395]
[null,{"$f":"'Input - Inventory'!B204","v":196},{"$f":"'Input - Inventory'!C204","v":"TH1x1500"},{"$f":"'Input - Inventory'!D204","v":"Lamp"},{"$f":"'Input - Inventory'!E204","v":"Traffic"},{"$f":"'Input - Inventory'!F204","v":"Major > 130w"},{"$f":"'Input - Inventory'!G204","v":"1"},null,"Lamp - TH1x1500",null,60.82113444761714,2,121.64226889523428,null,0,0,11.039195264937344,0.33333333333333331,0,0,11.039195264937344,4.9094211792429674E-3,11.039195264937344,0.16666666666666666,11.039195264937344,4.590314436538903E-3,11.039195264937344,4.0032025620496396E-2,165.58792897406013,2.1598272138228944E-2,275.97988162343358,1.2221950623319483E-2,0,0,13247.034317924812,1.1123470522803115E-4,9383.3159751967414,2.4953586329427266E-4,0,0,0,0,16.830817865524477,null,33.11758579481203,0.33333333333333331,42.580255312499986,4.9094211792429674E-3,11.555036406249997,0.16666666666666666,0,4.9094211792429674E-3,13.174079073227768,null,80.1548825388833,0.06,2.2699999999999996,80.1548825388833,1.4200000000000001E-2,0,80.1548825388833,0.01,0,10.917095001795902,null,33.11758579481203,0.06,11.555036406249997,1.4200000000000001E-2,0,0.01,2.1511366646574714,null,32.015958281249993,0.13619999999999996,4.3605735179062481,null,{"$f":"IF($D207=\"Connection\",VLOOKUP(C207,'Input - General'!$F$62:$N$79,7,FALSE),0)","v":0},null,0.1801212933606588,47.433702123111871,8.5438197752991378,null,8.6527813038891108E-2,55.977521898410998,4.8436125492061395]
[null,{"$f":"'Input - Inventory'!B205","v":197},{"$f":"'Input - Inventory'!C205","v":"TH1x400"},{"$f":"'Input - Inventory'!D205","v":"Lamp"},{"$f":"'Input - Inventory'!E205","v":"Traffic"},{"$f":"'Input - Inventory'!F205","v":"Major > 130w"},{"$f":"'Input - Inventory'!G205","v":"1"},null,"Lamp - TH1x400",null,60.82113444761714,1,60.82113444761714,null,0,0,11.039195264937344,0.33333333333333331,0,0,11.039195264937344,4.9094211792429674E-3,11.039195264937344,0.16666666666666666,11.039195264937344,4.590314436538903E-3,11.039195264937344,4.0032025620496396E-2,165.58792897406013,2.1598272138228944E-2,275.97988162343358,1.2221950623319483E-2,0,0,13247.034317924812,1.1123470522803115E-4,9383.3159751967414,2.4953586329427266E-4,0,0,0,0,16.830817865524477,null,33.11758579481203,0.33333333333333331,42.580255312499986,4.9094211792429674E-3,11.555036406249997,0.16666666666666666,0,4.9094211792429674E-3,13.174079073227768,null,80.1548825388833,0.06,2.2699999999999996,80.1548825388833,1.4200000000000001E-2,0,80.1548825388833,0.01,0,10.917095001795902,null,33.11758579481203,0.06,11.555036406249997,1.4200000000000001E-2,0,0.01,2.1511366646574714,null,32.015958281249993,0.13619999999999996,4.3605735179062481,null,{"$f":"IF($D208=\"Connection\",VLOOKUP(C208,'Input - General'!$F$62:$N$79,7,FALSE),0)","v":0},null,0.1801212933606588,47.433702123111871,8.5438197752991378,null,8.6527813038891108E-2,55.977521898410998,4.8436125492061395]
[null,{"$f":"'Input - Inventory'!B206","v":198},{"$f":"'Input - Inventory'!C206","v":"TH1x500"},{"$f":"'Input - Inventory'!D206","v":"Lamp"},{"$f":"'Input - Inventory'!E206","v":"Traffic"},{"$f":"'Input - Inventory'!F206","v":"Major > 130w"},{"$f":"'Input - Inventory'!G206","v":"1"},null,"Lamp - TH1x500",null,49.685995053291478,3,149.05798515987442,null,0,0,11.039195264937344,0.33333333333333331,0,0,11.039195264937344,4.9094211792429674E-3,11.039195264937344,0.16666666666666666,11.039195264937344,4.590314436538903E-3,11.039195264937344,4.0032025620496396E-2,165.58792897406013,2.1598272138228944E-2,275.97988162343358,1.2221950623319483E-2,0,0,13247.034317924812,1.1123470522803115E-4,9383.3159751967414,2.4953586329427266E-4,0,0,0,0,16.830817865524477,null,11.039195264937344,0.33333333333333331,42.580255312499986,4.9094211792429674E-3,11.555036406249997,0.16666666666666666,0,4.9094211792429674E-3,5.8146155632695411,null,80.1548825388833,0.06,2.2699999999999996,80.1548825388833,1.4200000000000001E-2,0,80.1548825388833,0.01,0,10.917095001795902,null,11.039195264937344,0.06,11.555036406249997,1.4200000000000001E-2,0,0.01,0.8264332328649906,null,32.015958281249993,0.13619999999999996,4.3605735179062481,null,{"$f":"IF($D209=\"Connection\",VLOOKUP(C209,'Input - General'!$F$62:$N$79,7,FALSE),0)","v":0},null,0.1801212933606588,38.749535181361153,6.9796163939911215,null,8.6527813038891108E-2,45.729151575352283,3.956843477939195]
[null,{"$f":"'Input - Inventory'!B207","v":199},{"$f":"'Input - Inventory'!C207","v":"TH1x500 (P09)"},{"$f":"'Input - Inventory'!D207","v":"Lamp"},{"$f":"'Input - Inventory'!E207","v":"Traffic"},{"$f":"'Input - Inventory'!F207","v":"Major > 130w"},{"$f":"'Input - Inventory'!G207","v":1},null,"Lamp - TH1x500 (P09)",null,49.685995053291478,10,496.85995053291481,null,0,0,11.039195264937344,0.33333333333333331,0,0,11.039195264937344,4.9094211792429674E-3,11.039195264937344,0.16666666666666666,11.039195264937344,4.590314436538903E-3,11.039195264937344,4.0032025620496396E-2,165.58792897406013,2.1598272138228944E-2,275.97988162343358,1.2221950623319483E-2,0,0,13247.034317924812,1.1123470522803115E-4,9383.3159751967414,2.4953586329427266E-4,0,0,0,0,16.830817865524477,null,11.039195264937344,0.33333333333333331,42.580255312499986,4.9094211792429674E-3,11.555036406249997,0.16666666666666666,0,4.9094211792429674E-3,5.8146155632695411,null,80.1548825388833,0.06,2.2699999999999996,80.1548825388833,1.4200000000000001E-2,0,80.1548825388833,0.01,0,10.917095001795902,null,11.039195264937344,0.06,11.555036406249997,1.4200000000000001E-2,0,0.01,0.8264332328649906,null,32.015958281249993,0.13619999999999996,4.3605735179062481,null,{"$f":"IF($D210=\"Connection\",VLOOKUP(C210,'Input - General'!$F$62:$N$79,7,FALSE),0)","v":0},null,0.1801212933606588,38.749535181361153,6.9796163939911215,null,8.6527813038891108E-2,45.729151575352283,3.956843477939195]
[null,{"$f":"'Input - Inventory'!B208","v":200},{"$f":"'Input - Inventory'!C208","v":"TH1x750"},{"$f":"'Input - Inventory'!D208","v":"Lamp"},{"$f":"'Input - Inventory'!E208","v":"Traffic"},{"$f":"'Input - Inventory'!F208","v":"Major > 130w"},{"$f":"'Input - Inventory'!G208","v":"1"},null,"Lamp - TH1x750",null,60.82113444761714,4,243.28453779046856,null,0,0,11.039195264937344,0.33333333333333331,0,0,11.039195264937344,4.9094211792429674E-3,11.039195264937344,0.16666666666666666,11.039195264937344,4.590314436538903E-3,11.039195264937344,4.0032025620496396E-2,165.58792897406013,2.1598272138228944E-2,275.97988162343358,1.2221950623319483E-2,0,0,13247.034317924812,1.1123470522803115E-4,9383.3159751967414,2.4953586329427266E-4,0,0,0,0,16.830817865524477,null,33.11758579481203,0.33333333333333331,42.580255312499986,4.9094211792429674E-3,11.555036406249997,0.16666666666666666,0,4.9094211792429674E-3,13.174079073227768,null,80.1548825388833,0.06,2.2699999999999996,80.1548825388833,1.4200000000000001E-2,0,80.1548825388833,0.01,0,10.917095001795902,null,33.11758579481203,0.06,11.555036406249997,1.4200000000000001E-2,0,0.01,2.1511366646574714,null,32.015958281249993,0.13619999999999996,4.3605735179062481,null,{"$f":"IF($D211=\"Connection\",VLOOKUP(C211,'Input - General'!$F$62:$N$79,7,FALSE),0)","v":0},null,0.1801212933606588,47.433702123111871,8.5438197752991378,null,8.6527813038891108E-2,55.977521898410998,4.8436125492061395]
[null,{"$f":"'Input - Inventory'!B209","v":201},{"$f":"'Input - Inventory'!C209","v":"1000W MBF"},{"$f":"'Input - Inventory'!D209","v":"Luminaire"},{"$f":"'Input - Inventory'!E209","v":"Traffic"},{"$f":"'Input - Inventory'!F209","v":"Major > 130w"},{"$f":"'Input - Inventory'!G209","v":0},null,"Luminaire - 1000W MBF",null,0,13,0,null,0,0,0,0,0,0,0,0,0,0,0,0,0,0,0,0,0,0,0,0,0,0,0,0,0,0,0,0,0,null,0,0,0,0,0,0,0,0,0,null,0,0,0,0,0,0,0,0,0,0,null,0,0,0,0,0,0,0,null,0,0,0,null,{"$f":"IF($D212=\"Connection\",VLOOKUP(C212,'Input - General'!$F$62:$N$79,7,FALSE),0)","v":0},null,0.1801212933606588,0,0,null,8.6527813038891108E-2,0,0]
[null,{"$f":"'Input - Inventory'!B210","v":202},{"$f":"'Input - Inventory'!C210","v":"1000W SON"},{"$f":"'Input - Inventory'!D210","v":"Luminaire"},{"$f":"'Input - Inventory'!E210","v":"Traffic"},{"$f":"'Input - Inventory'!F210","v":"Major > 130w"},{"$f":"'Input - Inventory'!G210","v":0},null,"Luminaire - 1000W SON",null,0,25,0,null,0,0,0,0,0,0,0,0,0,0,0,0,0,0,0,0,0,0,0,0,0,0,0,0,0,0,0,0,0,null,0,0,0,0,0,0,0,0,0,null,0,0,0,0,0,0,0,0,0,0,null,0,0,0,0,0,0,0,null,0,0,0,null,{"$f":"IF($D213=\"Connection\",VLOOKUP(C213,'Input - General'!$F$62:$N$79,7,FALSE),0)","v":0},null,0.1801212933606588,0,0,null,8.6527813038891108E-2,0,0]
[null,{"$f":"'Input - Inventory'!B211","v":203},{"$f":"'Input - Inventory'!C211","v":"1000W SON (P09)"},{"$f":"'Input - Inventory'!D211","v":"Luminaire"},{"$f":"'Input - Inventory'!E211","v":"Traffic"},{"$f":"'Input - Inventory'!F211","v":"Major > 130w"},{"$f":"'Input - Inventory'!G211","v":0},null,"Luminaire - 1000W SON (P09)",null,0,15,0,null,0,0,0,0,0,0,0,0,0,0,0,0,0,0,0,0,0,0,0,0,0,0,0,0,0,0,0,0,0,null,0,0,0,0,0,0,0,0,0,null,0,0,0,0,0,0,0,0,0,0,null,0,0,0,0,0,0,0,null,0,0,0,null,{"$f":"IF($D214=\"Connection\",VLOOKUP(C214,'Input - General'!$F$62:$N$79,7,FALSE),0)","v":0},null,0.1801212933606588,0,0,null,8.6527813038891108E-2,0,0]
[null,{"$f":"'Input - Inventory'!B212","v":204},{"$f":"'Input - Inventory'!C212","v":"1000W SON FLOODLIGHT"},{"$f":"'Input - Inventory'!D212","v":"Luminaire"},{"$f":"'Input - Inventory'!E212","v":"Traffic"},{"$f":"'Input - Inventory'!F212","v":"Major > 130w"},{"$f":"'Input - Inventory'!G212","v":0},null,"Luminaire - 1000W SON FLOODLIGHT",null,0,5,0,null,0,0,0,0,0,0,0,0,0,0,0,0,0,0,0,0,0,0,0,0,0,0,0,0,0,0,0,0,0,null,0,0,0,0,0,0,0,0,0,null,0,0,0,0,0,0,0,0,0,0,null,0,0,0,0,0,0,0,null,0,0,0,null,{"$f":"IF($D215=\"Connection\",VLOOKUP(C215,'Input - General'!$F$62:$N$79,7,FALSE),0)","v":0},null,0.1801212933606588,0,0,null,8.6527813038891108E-2,0,0]
[null,{"$f":"'Input - Inventory'!B213","v":205},{"$f":"'Input - Inventory'!C213","v":"1000W/1500W MBI FLOODLIG"},{"$f":"'Input - Inventory'!D213","v":"Luminaire"},{"$f":"'Input - Inventory'!E213","v":"Traffic"},{"$f":"'Input - Inventory'!F213","v":"Major > 130w"},{"$f":"'Input - Inventory'!G213","v":0},null,"Luminaire - 1000W/1500W MBI FLOODLIG",null,0,0,0,null,0,0,0,0,0,0,0,0,0,0,0,0,0,0,0,0,0,0,0,0,0,0,0,0,0,0,0,0,0,null,0,0,0,0,0,0,0,0,0,null,0,0,0,0,0,0,0,0,0,0,null,0,0,0,0,0,0,0,null,0,0,0,null,{"$f":"IF($D216=\"Connection\",VLOOKUP(C216,'Input - General'!$F$62:$N$79,7,FALSE),0)","v":0},null,0.1801212933606588,0,0,null,8.6527813038891108E-2,0,0]
[null,{"$f":"'Input - Inventory'!B214","v":206},{"$f":"'Input - Inventory'!C214","v":"100W MBI"},{"$f":"'Input - Inventory'!D214","v":"Luminaire"},{"$f":"'Input - Inventory'!E214","v":"Traffic"},{"$f":"'Input - Inventory'!F214","v":"Minor < 130w"},{"$f":"'Input - Inventory'!G214","v":0},null,"Luminaire - 100W MBI",null,0,18,0,null,0,0,0,0,0,0,0,0,0,0,0,0,0,0,0,0,0,0,0,0,0,0,0,0,0,0,0,0,0,null,0,0,0,0,0,0,0,0,0,null,0,0,0,0,0,0,0,0,0,0,null,0,0,0,0,0,0,0,null,0,0,0,null,{"$f":"IF($D217=\"Connection\",VLOOKUP(C217,'Input - General'!$F$62:$N$79,7,FALSE),0)","v":0},null,0.1801212933606588,0,0,null,8.6527813038891108E-2,0,0]
[null,{"$f":"'Input - Inventory'!B215","v":207},{"$f":"'Input - Inventory'!C215","v":"100W MBI FLOODLIGHT"},{"$f":"'Input - Inventory'!D215","v":"Luminaire"},{"$f":"'Input - Inventory'!E215","v":"Traffic"},{"$f":"'Input - Inventory'!F215","v":"Minor < 130w"},{"$f":"'Input - Inventory'!G215","v":0},null,"Luminaire - 100W MBI FLOODLIGHT",null,0,17,0,null,0,0,0,0,0,0,0,0,0,0,0,0,0,0,0,0,0,0,0,0,0,0,0,0,0,0,0,0,0,null,0,0,0,0,0,0,0,0,0,null,0,0,0,0,0,0,0,0,0,0,null,0,0,0,0,0,0,0,null,0,0,0,null,{"$f":"IF($D218=\"Connection\",VLOOKUP(C218,'Input - General'!$F$62:$N$79,7,FALSE),0)","v":0},null,0.1801212933606588,0,0,null,8.6527813038891108E-2,0,0]
[null,{"$f":"'Input - Inventory'!B216","v":208},{"$f":"'Input - Inventory'!C216","v":"100W SON"},{"$f":"'Input - Inventory'!D216","v":"Luminaire"},{"$f":"'Input - Inventory'!E216","v":"Traffic"},{"$f":"'Input - Inventory'!F216","v":"Minor < 130w"},{"$f":"'Input - Inventory'!G216","v":0},null,"Luminaire - 100W SON",null,0,542,0,null,0,0,0,0,0,0,0,0,0,0,0,0,0,0,0,0,0,0,0,0,0,0,0,0,0,0,0,0,0,null,0,0,0,0,0,0,0,0,0,null,0,0,0,0,0,0,0,0,0,0,null,0,0,0,0,0,0,0,null,0,0,0,null,{"$f":"IF($D219=\"Connection\",VLOOKUP(C219,'Input - General'!$F$62:$N$79,7,FALSE),0)","v":0},null,0.1801212933606588,0,0,null,8.6527813038891108E-2,0,0]
[null,{"$f":"'Input - Inventory'!B217","v":209},{"$f":"'Input - Inventory'!C217","v":"100W SON - PARKVILLE"},{"$f":"'Input - Inventory'!D217","v":"Luminaire"},{"$f":"'Input - Inventory'!E217","v":"Traffic"},{"$f":"'Input - Inventory'!F217","v":"Minor < 130w"},{"$f":"'Input - Inventory'!G217","v":0},null,"Luminaire - 100W SON - PARKVILLE",null,0,15,0,null,0,0,0,0,0,0,0,0,0,0,0,0,0,0,0,0,0,0,0,0,0,0,0,0,0,0,0,0,0,null,0,0,0,0,0,0,0,0,0,null,0,0,0,0,0,0,0,0,0,0,null,0,0,0,0,0,0,0,null,0,0,0,null,{"$f":"IF($D220=\"Connection\",VLOOKUP(C220,'Input - General'!$F$62:$N$79,7,FALSE),0)","v":0},null,0.1801212933606588,0,0,null,8.6527813038891108E-2,0,0]
[null,{"$f":"'Input - Inventory'!B218","v":210},{"$f":"'Input - Inventory'!C218","v":"100W SON (P09)"},{"$f":"'Input - Inventory'!D218","v":"Luminaire"},{"$f":"'Input - Inventory'!E218","v":"Traffic"},{"$f":"'Input - Inventory'!F218","v":"Minor < 130w"},{"$f":"'Input - Inventory'!G218","v":0},null,"Luminaire - 100W SON (P09)",null,0,340,0,null,0,0,0,0,0,0,0,0,0,0,0,0,0,0,0,0,0,0,0,0,0,0,0,0,0,0,0,0,0,null,0,0,0,0,0,0,0,0,0,null,0,0,0,0,0,0,0,0,0,0,null,0,0,0,0,0,0,0,null,0,0,0,null,{"$f":"IF($D221=\"Connection\",VLOOKUP(C221,'Input - General'!$F$62:$N$79,7,FALSE),0)","v":0},null,0.1801212933606588,0,0,null,8.6527813038891108E-2,0,0]
[null,{"$f":"'Input - Inventory'!B219","v":211},{"$f":"'Input - Inventory'!C219","v":"100W SON FLOODLIGHT"},{"$f":"'Input - Inventory'!D219","v":"Luminaire"},{"$f":"'Input - Inventory'!E219","v":"Traffic"},{"$f":"'Input - Inventory'!F219","v":"Minor < 130w"},{"$f":"'Input - Inventory'!G219","v":0},null,"Luminaire - 100W SON FLOODLIGHT",null,0,6,0,null,0,0,0,0,0,0,0,0,0,0,0,0,0,0,0,0,0,0,0,0,0,0,0,0,0,0,0,0,0,null,0,0,0,0,0,0,0,0,0,null,0,0,0,0,0,0,0,0,0,0,null,0,0,0,0,0,0,0,null,0,0,0,null,{"$f":"IF($D222=\"Connection\",VLOOKUP(C222,'Input - General'!$F$62:$N$79,7,FALSE),0)","v":0},null,0.1801212933606588,0,0,null,8.6527813038891108E-2,0,0]
[null,{"$f":"'Input - Inventory'!B220","v":212},{"$f":"'Input - Inventory'!C220","v":"100W SON Floodlight (P09)"},{"$f":"'Input - Inventory'!D220","v":"Luminaire"},{"$f":"'Input - Inventory'!E220","v":"Traffic"},{"$f":"'Input - Inventory'!F220","v":"Minor < 130w"},{"$f":"'Input - Inventory'!G220","v":0},null,"Luminaire - 100W SON Floodlight (P09)",null,0,4,0,null,0,0,0,0,0,0,0,0,0,0,0,0,0,0,0,0,0,0,0,0,0,0,0,0,0,0,0,0,0,null,0,0,0,0,0,0,0,0,0,null,0,0,0,0,0,0,0,0,0,0,null,0,0,0,0,0,0,0,null,0,0,0,null,{"$f":"IF($D223=\"Connection\",VLOOKUP(C223,'Input - General'!$F$62:$N$79,7,FALSE),0)","v":0},null,0.1801212933606588,0,0,null,8.6527813038891108E-2,0,0]
[null,{"$f":"'Input - Inventory'!B221","v":213},{"$f":"'Input - Inventory'!C221","v":"100W SON -PLAIN"},{"$f":"'Input - Inventory'!D221","v":"Luminaire"},{"$f":"'Input - Inventory'!E221","v":"Traffic"},{"$f":"'Input - Inventory'!F221","v":"Minor < 130w"},{"$f":"'Input - Inventory'!G221","v":0},null,"Luminaire - 100W SON -PLAIN",null,0,439,0,null,0,0,0,0,0,0,0,0,0,0,0,0,0,0,0,0,0,0,0,0,0,0,0,0,0,0,0,0,0,null,0,0,0,0,0,0,0,0,0,null,0,0,0,0,0,0,0,0,0,0,null,0,0,0,0,0,0,0,null,0,0,0,null,{"$f":"IF($D224=\"Connection\",VLOOKUP(C224,'Input - General'!$F$62:$N$79,7,FALSE),0)","v":0},null,0.1801212933606588,0,0,null,8.6527813038891108E-2,0,0]
[null,{"$f":"'Input - Inventory'!B222","v":214},{"$f":"'Input - Inventory'!C222","v":"100W SON -PLAIN (P09)"},{"$f":"'Input - Inventory'!D222","v":"Luminaire"},{"$f":"'Input - Inventory'!E222","v":"Traffic"},{"$f":"'Input - Inventory'!F222","v":"Minor < 130w"},{"$f":"'Input - Inventory'!G222","v":0},null,"Luminaire - 100W SON -PLAIN (P09)",null,0,107,0,null,0,0,0,0,0,0,0,0,0,0,0,0,0,0,0,0,0,0,0,0,0,0,0,0,0,0,0,0,0,null,0,0,0,0,0,0,0,0,0,null,0,0,0,0,0,0,0,0,0,0,null,0,0,0,0,0,0,0,null,0,0,0,null,{"$f":"IF($D225=\"Connection\",VLOOKUP(C225,'Input - General'!$F$62:$N$79,7,FALSE),0)","v":0},null,0.1801212933606588,0,0,null,8.6527813038891108E-2,0,0]
[null,{"$f":"'Input - Inventory'!B223","v":215},{"$f":"'Input - Inventory'!C223","v":"125W MBF"},{"$f":"'Input - Inventory'!D223","v":"Luminaire"},{"$f":"'Input - Inventory'!E223","v":"Traffic"},{"$f":"'Input - Inventory'!F223","v":"Minor < 130w"},{"$f":"'Input - Inventory'!G223","v":0},null,"Luminaire - 125W MBF",null,0,3283,0,null,0,0,0,0,0,0,0,0,0,0,0,0,0,0,0,0,0,0,0,0,0,0,0,0,0,0,0,0,0,null,0,0,0,0,0,0,0,0,0,null,0,0,0,0,0,0,0,0,0,0,null,0,0,0,0,0,0,0,null,0,0,0,null,{"$f":"IF($D226=\"Connection\",VLOOKUP(C226,'Input - General'!$F$62:$N$79,7,FALSE),0)","v":0},null,0.1801212933606588,0,0,null,8.6527813038891108E-2,0,0]
[null,{"$f":"'Input - Inventory'!B224","v":216},{"$f":"'Input - Inventory'!C224","v":"125W MBF - BOURKE HILL"},{"$f":"'Input - Inventory'!D224","v":"Luminaire"},{"$f":"'Input - Inventory'!E224","v":"Traffic"},{"$f":"'Input - Inventory'!F224","v":"Minor < 130w"},{"$f":"'Input - Inventory'!G224","v":0},null,"Luminaire - 125W MBF - BOURKE HILL",null,0,9,0,null,0,0,0,0,0,0,0,0,0,0,0,0,0,0,0,0,0,0,0,0,0,0,0,0,0,0,0,0,0,null,0,0,0,0,0,0,0,0,0,null,0,0,0,0,0,0,0,0,0,0,null,0,0,0,0,0,0,0,null,0,0,0,null,{"$f":"IF($D227=\"Connection\",VLOOKUP(C227,'Input - General'!$F$62:$N$79,7,FALSE),0)","v":0},null,0.1801212933606588,0,0,null,8.6527813038891108E-2,0,0]
[null,{"$f":"'Input - Inventory'!B225","v":217},{"$f":"'Input - Inventory'!C225","v":"125W MBF - HYDE PARK"},{"$f":"'Input - Inventory'!D225","v":"Luminaire"},{"$f":"'Input - Inventory'!E225","v":"Traffic"},{"$f":"'Input - Inventory'!F225","v":"Minor < 130w"},{"$f":"'Input - Inventory'!G225","v":0},null,"Luminaire - 125W MBF - HYDE PARK",null,0,168,0,null,0,0,0,0,0,0,0,0,0,0,0,0,0,0,0,0,0,0,0,0,0,0,0,0,0,0,0,0,0,null,0,0,0,0,0,0,0,0,0,null,0,0,0,0,0,0,0,0,0,0,null,0,0,0,0,0,0,0,null,0,0,0,null,{"$f":"IF($D228=\"Connection\",VLOOKUP(C228,'Input - General'!$F$62:$N$79,7,FALSE),0)","v":0},null,0.1801212933606588,0,0,null,8.6527813038891108E-2,0,0]
[null,{"$f":"'Input - Inventory'!B226","v":218},{"$f":"'Input - Inventory'!C226","v":"125W MBF - NOSTALGIA"},{"$f":"'Input - Inventory'!D226","v":"Luminaire"},{"$f":"'Input - Inventory'!E226","v":"Traffic"},{"$f":"'Input - Inventory'!F226","v":"Minor < 130w"},{"$f":"'Input - Inventory'!G226","v":0},null,"Luminaire - 125W MBF - NOSTALGIA",null,0,0,0,null,0,0,0,0,0,0,0,0,0,0,0,0,0,0,0,0,0,0,0,0,0,0,0,0,0,0,0,0,0,null,0,0,0,0,0,0,0,0,0,null,0,0,0,0,0,0,0,0,0,0,null,0,0,0,0,0,0,0,null,0,0,0,null,{"$f":"IF($D229=\"Connection\",VLOOKUP(C229,'Input - General'!$F$62:$N$79,7,FALSE),0)","v":0},null,0.1801212933606588,0,0,null,8.6527813038891108E-2,0,0]
[null,{"$f":"'Input - Inventory'!B227","v":219},{"$f":"'Input - Inventory'!C227","v":"125W MBF - PARKVILLE"},{"$f":"'Input - Inventory'!D227","v":"Luminaire"},{"$f":"'Input - Inventory'!E227","v":"Traffic"},{"$f":"'Input - Inventory'!F227","v":"Minor < 130w"},{"$f":"'Input - Inventory'!G227","v":0},null,"Luminaire - 125W MBF - PARKVILLE",null,0,6,0,null,0,0,0,0,0,0,0,0,0,0,0,0,0,0,0,0,0,0,0,0,0,0,0,0,0,0,0,0,0,null,0,0,0,0,0,0,0,0,0,null,0,0,0,0,0,0,0,0,0,0,null,0,0,0,0,0,0,0,null,0,0,0,null,{"$f":"IF($D230=\"Connection\",VLOOKUP(C230,'Input - General'!$F$62:$N$79,7,FALSE),0)","v":0},null,0.1801212933606588,0,0,null,8.6527813038891108E-2,0,0]
[null,{"$f":"'Input - Inventory'!B228","v":220},{"$f":"'Input - Inventory'!C228","v":"125W MBF (P09)"},{"$f":"'Input - Inventory'!D228","v":"Luminaire"},{"$f":"'Input - Inventory'!E228","v":"Traffic"},{"$f":"'Input - Inventory'!F228","v":"Minor < 130w"},{"$f":"'Input - Inventory'!G228","v":0},null,"Luminaire - 125W MBF (P09)",null,0,1244,0,null,0,0,0,0,0,0,0,0,0,0,0,0,0,0,0,0,0,0,0,0,0,0,0,0,0,0,0,0,0,null,0,0,0,0,0,0,0,0,0,null,0,0,0,0,0,0,0,0,0,0,null,0,0,0,0,0,0,0,null,0,0,0,null,{"$f":"IF($D231=\"Connection\",VLOOKUP(C231,'Input - General'!$F$62:$N$79,7,FALSE),0)","v":0},null,0.1801212933606588,0,0,null,8.6527813038891108E-2,0,0]
[null,{"$f":"'Input - Inventory'!B229","v":221},{"$f":"'Input - Inventory'!C229","v":"125W MBF BOLLARD"},{"$f":"'Input - Inventory'!D229","v":"Luminaire"},{"$f":"'Input - Inventory'!E229","v":"Traffic"},{"$f":"'Input - Inventory'!F229","v":"Minor < 130w"},{"$f":"'Input - Inventory'!G229","v":0},null,"Luminaire - 125W MBF BOLLARD",null,0,0,0,null,0,0,0,0,0,0,0,0,0,0,0,0,0,0,0,0,0,0,0,0,0,0,0,0,0,0,0,0,0,null,0,0,0,0,0,0,0,0,0,null,0,0,0,0,0,0,0,0,0,0,null,0,0,0,0,0,0,0,null,0,0,0,null,{"$f":"IF($D232=\"Connection\",VLOOKUP(C232,'Input - General'!$F$62:$N$79,7,FALSE),0)","v":0},null,0.1801212933606588,0,0,null,8.6527813038891108E-2,0,0]
[null,{"$f":"'Input - Inventory'!B230","v":222},{"$f":"'Input - Inventory'!C230","v":"125W MBF -PLAIN"},{"$f":"'Input - Inventory'!D230","v":"Luminaire"},{"$f":"'Input - Inventory'!E230","v":"Traffic"},{"$f":"'Input - Inventory'!F230","v":"Minor < 130w"},{"$f":"'Input - Inventory'!G230","v":0},null,"Luminaire - 125W MBF -PLAIN",null,0,794,0,null,0,0,0,0,0,0,0,0,0,0,0,0,0,0,0,0,0,0,0,0,0,0,0,0,0,0,0,0,0,null,0,0,0,0,0,0,0,0,0,null,0,0,0,0,0,0,0,0,0,0,null,0,0,0,0,0,0,0,null,0,0,0,null,{"$f":"IF($D233=\"Connection\",VLOOKUP(C233,'Input - General'!$F$62:$N$79,7,FALSE),0)","v":0},null,0.1801212933606588,0,0,null,8.6527813038891108E-2,0,0]
[null,{"$f":"'Input - Inventory'!B231","v":223},{"$f":"'Input - Inventory'!C231","v":"125W MBF -PLAIN (P09)"},{"$f":"'Input - Inventory'!D231","v":"Luminaire"},{"$f":"'Input - Inventory'!E231","v":"Traffic"},{"$f":"'Input - Inventory'!F231","v":"Minor < 130w"},{"$f":"'Input - Inventory'!G231","v":0},null,"Luminaire - 125W MBF -PLAIN (P09)",null,0,151,0,null,0,0,0,0,0,0,0,0,0,0,0,0,0,0,0,0,0,0,0,0,0,0,0,0,0,0,0,0,0,null,0,0,0,0,0,0,0,0,0,null,0,0,0,0,0,0,0,0,0,0,null,0,0,0,0,0,0,0,null,0,0,0,null,{"$f":"IF($D234=\"Connection\",VLOOKUP(C234,'Input - General'!$F$62:$N$79,7,FALSE),0)","v":0},null,0.1801212933606588,0,0,null,8.6527813038891108E-2,0,0]
[null,{"$f":"'Input - Inventory'!B232","v":224},{"$f":"'Input - Inventory'!C232","v":"125W/250W MBF FLOODLIGHT"},{"$f":"'Input - Inventory'!D232","v":"Luminaire"},{"$f":"'Input - Inventory'!E232","v":"Traffic"},{"$f":"'Input - Inventory'!F232","v":"Major > 130w"},{"$f":"'Input - Inventory'!G232","v":0},null,"Luminaire - 125W/250W MBF FLOODLIGHT",null,0,54,0,null,0,0,0,0,0,0,0,0,0,0,0,0,0,0,0,0,0,0,0,0,0,0,0,0,0,0,0,0,0,null,0,0,0,0,0,0,0,0,0,null,0,0,0,0,0,0,0,0,0,0,null,0,0,0,0,0,0,0,null,0,0,0,null,{"$f":"IF($D235=\"Connection\",VLOOKUP(C235,'Input - General'!$F$62:$N$79,7,FALSE),0)","v":0},null,0.1801212933606588,0,0,null,8.6527813038891108E-2,0,0]
[null,{"$f":"'Input - Inventory'!B233","v":225},{"$f":"'Input - Inventory'!C233","v":"135W SOX"},{"$f":"'Input - Inventory'!D233","v":"Luminaire"},{"$f":"'Input - Inventory'!E233","v":"Traffic"},{"$f":"'Input - Inventory'!F233","v":"Major > 130w"},{"$f":"'Input - Inventory'!G233","v":0},null,"Luminaire - 135W SOX",null,0,32,0,null,0,0,0,0,0,0,0,0,0,0,0,0,0,0,0,0,0,0,0,0,0,0,0,0,0,0,0,0,0,null,0,0,0,0,0,0,0,0,0,null,0,0,0,0,0,0,0,0,0,0,null,0,0,0,0,0,0,0,null,0,0,0,null,{"$f":"IF($D236=\"Connection\",VLOOKUP(C236,'Input - General'!$F$62:$N$79,7,FALSE),0)","v":0},null,0.1801212933606588,0,0,null,8.6527813038891108E-2,0,0]
[null,{"$f":"'Input - Inventory'!B234","v":226},{"$f":"'Input - Inventory'!C234","v":"150W SON"},{"$f":"'Input - Inventory'!D234","v":"Luminaire"},{"$f":"'Input - Inventory'!E234","v":"Traffic"},{"$f":"'Input - Inventory'!F234","v":"Major > 130w"},{"$f":"'Input - Inventory'!G234","v":0},null,"Luminaire - 150W SON",null,0,11707.5,0,null,0,0,0,0,0,0,0,0,0,0,0,0,0,0,0,0,0,0,0,0,0,0,0,0,0,0,0,0,0,null,0,0,0,0,0,0,0,0,0,null,0,0,0,0,0,0,0,0,0,0,null,0,0,0,0,0,0,0,null,0,0,0,null,{"$f":"IF($D237=\"Connection\",VLOOKUP(C237,'Input - General'!$F$62:$N$79,7,FALSE),0)","v":0},null,0.1801212933606588,0,0,null,8.6527813038891108E-2,0,0]
[null,{"$f":"'Input - Inventory'!B235","v":227},{"$f":"'Input - Inventory'!C235","v":"150W SON - HYDE PARK"},{"$f":"'Input - Inventory'!D235","v":"Luminaire"},{"$f":"'Input - Inventory'!E235","v":"Traffic"},{"$f":"'Input - Inventory'!F235","v":"Major > 130w"},{"$f":"'Input - Inventory'!G235","v":0},null,"Luminaire - 150W SON - HYDE PARK",null,0,16,0,null,0,0,0,0,0,0,0,0,0,0,0,0,0,0,0,0,0,0,0,0,0,0,0,0,0,0,0,0,0,null,0,0,0,0,0,0,0,0,0,null,0,0,0,0,0,0,0,0,0,0,null,0,0,0,0,0,0,0,null,0,0,0,null,{"$f":"IF($D238=\"Connection\",VLOOKUP(C238,'Input - General'!$F$62:$N$79,7,FALSE),0)","v":0},null,0.1801212933606588,0,0,null,8.6527813038891108E-2,0,0]
[null,{"$f":"'Input - Inventory'!B236","v":228},{"$f":"'Input - Inventory'!C236","v":"150W SON - PARKVILLE"},{"$f":"'Input - Inventory'!D236","v":"Luminaire"},{"$f":"'Input - Inventory'!E236","v":"Traffic"},{"$f":"'Input - Inventory'!F236","v":"Major > 130w"},{"$f":"'Input - Inventory'!G236","v":0},null,"Luminaire - 150W SON - PARKVILLE",null,0,21,0,null,0,0,0,0,0,0,0,0,0,0,0,0,0,0,0,0,0,0,0,0,0,0,0,0,0,0,0,0,0,null,0,0,0,0,0,0,0,0,0,null,0,0,0,0,0,0,0,0,0,0,null,0,0,0,0,0,0,0,null,0,0,0,null,{"$f":"IF($D239=\"Connection\",VLOOKUP(C239,'Input - General'!$F$62:$N$79,7,FALSE),0)","v":0},null,0.1801212933606588,0,0,null,8.6527813038891108E-2,0,0]
[null,{"$f":"'Input - Inventory'!B237","v":229},{"$f":"'Input - Inventory'!C237","v":"150W SON - PARKWAY 1"},{"$f":"'Input - Inventory'!D237","v":"Luminaire"},{"$f":"'Input - Inventory'!E237","v":"Traffic"},{"$f":"'Input - Inventory'!F237","v":"Major > 130w"},{"$f":"'Input - Inventory'!G237","v":0},null,"Luminaire - 150W SON - PARKWAY 1",null,0,209,0,null,0,0,0,0,0,0,0,0,0,0,0,0,0,0,0,0,0,0,0,0,0,0,0,0,0,0,0,0,0,null,0,0,0,0,0,0,0,0,0,null,0,0,0,0,0,0,0,0,0,0,null,0,0,0,0,0,0,0,null,0,0,0,null,{"$f":"IF($D240=\"Connection\",VLOOKUP(C240,'Input - General'!$F$62:$N$79,7,FALSE),0)","v":0},null,0.1801212933606588,0,0,null,8.6527813038891108E-2,0,0]
[null,{"$f":"'Input - Inventory'!B238","v":230},{"$f":"'Input - Inventory'!C238","v":"150W SON - Parkway 1 (P09)"},{"$f":"'Input - Inventory'!D238","v":"Luminaire"},{"$f":"'Input - Inventory'!E238","v":"Traffic"},{"$f":"'Input - Inventory'!F238","v":"Major > 130w"},{"$f":"'Input - Inventory'!G238","v":0},null,"Luminaire - 150W SON - Parkway 1 (P09)",null,0,32,0,null,0,0,0,0,0,0,0,0,0,0,0,0,0,0,0,0,0,0,0,0,0,0,0,0,0,0,0,0,0,null,0,0,0,0,0,0,0,0,0,null,0,0,0,0,0,0,0,0,0,0,null,0,0,0,0,0,0,0,null,0,0,0,null,{"$f":"IF($D241=\"Connection\",VLOOKUP(C241,'Input - General'!$F$62:$N$79,7,FALSE),0)","v":0},null,0.1801212933606588,0,0,null,8.6527813038891108E-2,0,0]
[null,{"$f":"'Input - Inventory'!B239","v":231},{"$f":"'Input - Inventory'!C239","v":"150W SON (P09)"},{"$f":"'Input - Inventory'!D239","v":"Luminaire"},{"$f":"'Input - Inventory'!E239","v":"Traffic"},{"$f":"'Input - Inventory'!F239","v":"Major > 130w"},{"$f":"'Input - Inventory'!G239","v":0},null,"Luminaire - 150W SON (P09)",null,0,7966,0,null,0,0,0,0,0,0,0,0,0,0,0,0,0,0,0,0,0,0,0,0,0,0,0,0,0,0,0,0,0,null,0,0,0,0,0,0,0,0,0,null,0,0,0,0,0,0,0,0,0,0,null,0,0,0,0,0,0,0,null,0,0,0,null,{"$f":"IF($D242=\"Connection\",VLOOKUP(C242,'Input - General'!$F$62:$N$79,7,FALSE),0)","v":0},null,0.1801212933606588,0,0,null,8.6527813038891108E-2,0,0]
[null,{"$f":"'Input - Inventory'!B240","v":232},{"$f":"'Input - Inventory'!C240","v":"150W SON Active Reactor"},{"$f":"'Input - Inventory'!D240","v":"Luminaire"},{"$f":"'Input - Inventory'!E240","v":"Traffic"},{"$f":"'Input - Inventory'!F240","v":"Major > 130w"},{"$f":"'Input - Inventory'!G240","v":0},null,"Luminaire - 150W SON Active Reactor",null,0,187,0,null,0,0,0,0,0,0,0,0,0,0,0,0,0,0,0,0,0,0,0,0,0,0,0,0,0,0,0,0,0,null,0,0,0,0,0,0,0,0,0,null,0,0,0,0,0,0,0,0,0,0,null,0,0,0,0,0,0,0,null,0,0,0,null,{"$f":"IF($D243=\"Connection\",VLOOKUP(C243,'Input - General'!$F$62:$N$79,7,FALSE),0)","v":0},null,0.1801212933606588,0,0,null,8.6527813038891108E-2,0,0]
[null,{"$f":"'Input - Inventory'!B241","v":233},{"$f":"'Input - Inventory'!C241","v":"150W SON FLOODLIGHT"},{"$f":"'Input - Inventory'!D241","v":"Luminaire"},{"$f":"'Input - Inventory'!E241","v":"Traffic"},{"$f":"'Input - Inventory'!F241","v":"Major > 130w"},{"$f":"'Input - Inventory'!G241","v":0},null,"Luminaire - 150W SON FLOODLIGHT",null,0,71,0,null,0,0,0,0,0,0,0,0,0,0,0,0,0,0,0,0,0,0,0,0,0,0,0,0,0,0,0,0,0,null,0,0,0,0,0,0,0,0,0,null,0,0,0,0,0,0,0,0,0,0,null,0,0,0,0,0,0,0,null,0,0,0,null,{"$f":"IF($D244=\"Connection\",VLOOKUP(C244,'Input - General'!$F$62:$N$79,7,FALSE),0)","v":0},null,0.1801212933606588,0,0,null,8.6527813038891108E-2,0,0]
[null,{"$f":"'Input - Inventory'!B242","v":234},{"$f":"'Input - Inventory'!C242","v":"150W SON Floodlight (P09)"},{"$f":"'Input - Inventory'!D242","v":"Luminaire"},{"$f":"'Input - Inventory'!E242","v":"Traffic"},{"$f":"'Input - Inventory'!F242","v":"Major > 130w"},{"$f":"'Input - Inventory'!G242","v":0},null,"Luminaire - 150W SON Floodlight (P09)",null,0,46,0,null,0,0,0,0,0,0,0,0,0,0,0,0,0,0,0,0,0,0,0,0,0,0,0,0,0,0,0,0,0,null,0,0,0,0,0,0,0,0,0,null,0,0,0,0,0,0,0,0,0,0,null,0,0,0,0,0,0,0,null,0,0,0,null,{"$f":"IF($D245=\"Connection\",VLOOKUP(C245,'Input - General'!$F$62:$N$79,7,FALSE),0)","v":0},null,0.1801212933606588,0,0,null,8.6527813038891108E-2,0,0]
[null,{"$f":"'Input - Inventory'!B243","v":235},{"$f":"'Input - Inventory'!C243","v":"150W SON GEC 'BOSTON 3'"},{"$f":"'Input - Inventory'!D243","v":"Luminaire"},{"$f":"'Input - Inventory'!E243","v":"Traffic"},{"$f":"'Input - Inventory'!F243","v":"Major > 130w"},{"$f":"'Input - Inventory'!G243","v":0},null,"Luminaire - 150W SON GEC 'BOSTON 3'",null,0,45,0,null,0,0,0,0,0,0,0,0,0,0,0,0,0,0,0,0,0,0,0,0,0,0,0,0,0,0,0,0,0,null,0,0,0,0,0,0,0,0,0,null,0,0,0,0,0,0,0,0,0,0,null,0,0,0,0,0,0,0,null,0,0,0,null,{"$f":"IF($D246=\"Connection\",VLOOKUP(C246,'Input - General'!$F$62:$N$79,7,FALSE),0)","v":0},null,0.1801212933606588,0,0,null,8.6527813038891108E-2,0,0]
[null,{"$f":"'Input - Inventory'!B244","v":236},{"$f":"'Input - Inventory'!C244","v":"150W/250W MBI FLOODLIGHT"},{"$f":"'Input - Inventory'!D244","v":"Luminaire"},{"$f":"'Input - Inventory'!E244","v":"Traffic"},{"$f":"'Input - Inventory'!F244","v":"Major > 130w"},{"$f":"'Input - Inventory'!G244","v":0},null,"Luminaire - 150W/250W MBI FLOODLIGHT",null,0,47,0,null,0,0,0,0,0,0,0,0,0,0,0,0,0,0,0,0,0,0,0,0,0,0,0,0,0,0,0,0,0,null,0,0,0,0,0,0,0,0,0,null,0,0,0,0,0,0,0,0,0,0,null,0,0,0,0,0,0,0,null,0,0,0,null,{"$f":"IF($D247=\"Connection\",VLOOKUP(C247,'Input - General'!$F$62:$N$79,7,FALSE),0)","v":0},null,0.1801212933606588,0,0,null,8.6527813038891108E-2,0,0]
[null,{"$f":"'Input - Inventory'!B245","v":237},{"$f":"'Input - Inventory'!C245","v":"180W SOX"},{"$f":"'Input - Inventory'!D245","v":"Luminaire"},{"$f":"'Input - Inventory'!E245","v":"Traffic"},{"$f":"'Input - Inventory'!F245","v":"Major > 130w"},{"$f":"'Input - Inventory'!G245","v":0},null,"Luminaire - 180W SOX",null,0,0,0,null,0,0,0,0,0,0,0,0,0,0,0,0,0,0,0,0,0,0,0,0,0,0,0,0,0,0,0,0,0,null,0,0,0,0,0,0,0,0,0,null,0,0,0,0,0,0,0,0,0,0,null,0,0,0,0,0,0,0,null,0,0,0,null,{"$f":"IF($D248=\"Connection\",VLOOKUP(C248,'Input - General'!$F$62:$N$79,7,FALSE),0)","v":0},null,0.1801212933606588,0,0,null,8.6527813038891108E-2,0,0]
[null,{"$f":"'Input - Inventory'!B246","v":238},{"$f":"'Input - Inventory'!C246","v":"1x29W LED"},{"$f":"'Input - Inventory'!D246","v":"Luminaire"},{"$f":"'Input - Inventory'!E246","v":"NonTraffic"},{"$f":"'Input - Inventory'!F246","v":"Minor < 130w"},{"$f":"'Input - Inventory'!G246","v":0},null,"Luminaire - 1x29W LED",null,0,1392,0,null,0,0,0,0,0,0,0,0,0,0,0,0,0,0,0,0,0,0,0,0,0,0,0,0,0,0,0,0,0,null,0,0,0,0,0,0,0,0,0,null,0,0,0,0,0,0,0,0,0,0,null,0,0,0,0,0,0,0,null,0,0,0,null,{"$f":"IF($D249=\"Connection\",VLOOKUP(C249,'Input - General'!$F$62:$N$79,7,FALSE),0)","v":0},null,0.1801212933606588,0,0,null,8.6527813038891108E-2,0,0]
[null,{"$f":"'Input - Inventory'!B247","v":239},{"$f":"'Input - Inventory'!C247","v":"1x40W TF"},{"$f":"'Input - Inventory'!D247","v":"Luminaire"},{"$f":"'Input - Inventory'!E247","v":"NonTraffic"},{"$f":"'Input - Inventory'!F247","v":"Minor < 130w"},{"$f":"'Input - Inventory'!G247","v":0},null,"Luminaire - 1x40W TF",null,0,594,0,null,0,0,0,0,0,0,0,0,0,0,0,0,0,0,0,0,0,0,0,0,0,0,0,0,0,0,0,0,0,null,0,0,0,0,0,0,0,0,0,null,0,0,0,0,0,0,0,0,0,0,null,0,0,0,0,0,0,0,null,0,0,0,null,{"$f":"IF($D250=\"Connection\",VLOOKUP(C250,'Input - General'!$F$62:$N$79,7,FALSE),0)","v":0},null,0.1801212933606588,0,0,null,8.6527813038891108E-2,0,0]
[null,{"$f":"'Input - Inventory'!B248","v":240},{"$f":"'Input - Inventory'!C248","v":"1x80W TF"},{"$f":"'Input - Inventory'!D248","v":"Luminaire"},{"$f":"'Input - Inventory'!E248","v":"NonTraffic"},{"$f":"'Input - Inventory'!F248","v":"Minor < 130w"},{"$f":"'Input - Inventory'!G248","v":0},null,"Luminaire - 1x80W TF",null,0,119,0,null,0,0,0,0,0,0,0,0,0,0,0,0,0,0,0,0,0,0,0,0,0,0,0,0,0,0,0,0,0,null,0,0,0,0,0,0,0,0,0,null,0,0,0,0,0,0,0,0,0,0,null,0,0,0,0,0,0,0,null,0,0,0,null,{"$f":"IF($D251=\"Connection\",VLOOKUP(C251,'Input - General'!$F$62:$N$79,7,FALSE),0)","v":0},null,0.1801212933606588,0,0,null,8.6527813038891108E-2,0,0]
[null,{"$f":"'Input - Inventory'!B249","v":241},{"$f":"'Input - Inventory'!C249","v":"250W MBF"},{"$f":"'Input - Inventory'!D249","v":"Luminaire"},{"$f":"'Input - Inventory'!E249","v":"Traffic"},{"$f":"'Input - Inventory'!F249","v":"Major > 130w"},{"$f":"'Input - Inventory'!G249","v":0},null,"Luminaire - 250W MBF",null,0,17196,0,null,0,0,0,0,0,0,0,0,0,0,0,0,0,0,0,0,0,0,0,0,0,0,0,0,0,0,0,0,0,null,0,0,0,0,0,0,0,0,0,null,0,0,0,0,0,0,0,0,0,0,null,0,0,0,0,0,0,0,null,0,0,0,null,{"$f":"IF($D252=\"Connection\",VLOOKUP(C252,'Input - General'!$F$62:$N$79,7,FALSE),0)","v":0},null,0.1801212933606588,0,0,null,8.6527813038891108E-2,0,0]
[null,{"$f":"'Input - Inventory'!B250","v":242},{"$f":"'Input - Inventory'!C250","v":"250W MBF - PARKVILLE"},{"$f":"'Input - Inventory'!D250","v":"Luminaire"},{"$f":"'Input - Inventory'!E250","v":"Traffic"},{"$f":"'Input - Inventory'!F250","v":"Major > 130w"},{"$f":"'Input - Inventory'!G250","v":0},null,"Luminaire - 250W MBF - PARKVILLE",null,0,0,0,null,0,0,0,0,0,0,0,0,0,0,0,0,0,0,0,0,0,0,0,0,0,0,0,0,0,0,0,0,0,null,0,0,0,0,0,0,0,0,0,null,0,0,0,0,0,0,0,0,0,0,null,0,0,0,0,0,0,0,null,0,0,0,null,{"$f":"IF($D253=\"Connection\",VLOOKUP(C253,'Input - General'!$F$62:$N$79,7,FALSE),0)","v":0},null,0.1801212933606588,0,0,null,8.6527813038891108E-2,0,0]
[null,{"$f":"'Input - Inventory'!B251","v":243},{"$f":"'Input - Inventory'!C251","v":"250W MBF - PARKWAY 1"},{"$f":"'Input - Inventory'!D251","v":"Luminaire"},{"$f":"'Input - Inventory'!E251","v":"Traffic"},{"$f":"'Input - Inventory'!F251","v":"Major > 130w"},{"$f":"'Input - Inventory'!G251","v":0},null,"Luminaire - 250W MBF - PARKWAY 1",null,0,782,0,null,0,0,0,0,0,0,0,0,0,0,0,0,0,0,0,0,0,0,0,0,0,0,0,0,0,0,0,0,0,null,0,0,0,0,0,0,0,0,0,null,0,0,0,0,0,0,0,0,0,0,null,0,0,0,0,0,0,0,null,0,0,0,null,{"$f":"IF($D254=\"Connection\",VLOOKUP(C254,'Input - General'!$F$62:$N$79,7,FALSE),0)","v":0},null,0.1801212933606588,0,0,null,8.6527813038891108E-2,0,0]
[null,{"$f":"'Input - Inventory'!B252","v":244},{"$f":"'Input - Inventory'!C252","v":"250W MBI - SMARTPOLE"},{"$f":"'Input - Inventory'!D252","v":"Luminaire"},{"$f":"'Input - Inventory'!E252","v":"Traffic"},{"$f":"'Input - Inventory'!F252","v":"Major > 130w"},{"$f":"'Input - Inventory'!G252","v":0},null,"Luminaire - 250W MBI - SMARTPOLE",null,0,21,0,null,0,0,0,0,0,0,0,0,0,0,0,0,0,0,0,0,0,0,0,0,0,0,0,0,0,0,0,0,0,null,0,0,0,0,0,0,0,0,0,null,0,0,0,0,0,0,0,0,0,0,null,0,0,0,0,0,0,0,null,0,0,0,null,{"$f":"IF($D255=\"Connection\",VLOOKUP(C255,'Input - General'!$F$62:$N$79,7,FALSE),0)","v":0},null,0.1801212933606588,0,0,null,8.6527813038891108E-2,0,0]
[null,{"$f":"'Input - Inventory'!B253","v":245},{"$f":"'Input - Inventory'!C253","v":"250W SON"},{"$f":"'Input - Inventory'!D253","v":"Luminaire"},{"$f":"'Input - Inventory'!E253","v":"Traffic"},{"$f":"'Input - Inventory'!F253","v":"Major > 130w"},{"$f":"'Input - Inventory'!G253","v":0},null,"Luminaire - 250W SON",null,0,14498,0,null,0,0,0,0,0,0,0,0,0,0,0,0,0,0,0,0,0,0,0,0,0,0,0,0,0,0,0,0,0,null,0,0,0,0,0,0,0,0,0,null,0,0,0,0,0,0,0,0,0,0,null,0,0,0,0,0,0,0,null,0,0,0,null,{"$f":"IF($D256=\"Connection\",VLOOKUP(C256,'Input - General'!$F$62:$N$79,7,FALSE),0)","v":0},null,0.1801212933606588,0,0,null,8.6527813038891108E-2,0,0]
[null,{"$f":"'Input - Inventory'!B254","v":246},{"$f":"'Input - Inventory'!C254","v":"250W SON - PARKVILLE"},{"$f":"'Input - Inventory'!D254","v":"Luminaire"},{"$f":"'Input - Inventory'!E254","v":"Traffic"},{"$f":"'Input - Inventory'!F254","v":"Major > 130w"},{"$f":"'Input - Inventory'!G254","v":0},null,"Luminaire - 250W SON - PARKVILLE",null,0,2,0,null,0,0,0,0,0,0,0,0,0,0,0,0,0,0,0,0,0,0,0,0,0,0,0,0,0,0,0,0,0,null,0,0,0,0,0,0,0,0,0,null,0,0,0,0,0,0,0,0,0,0,null,0,0,0,0,0,0,0,null,0,0,0,null,{"$f":"IF($D257=\"Connection\",VLOOKUP(C257,'Input - General'!$F$62:$N$79,7,FALSE),0)","v":0},null,0.1801212933606588,0,0,null,8.6527813038891108E-2,0,0]
[null,{"$f":"'Input - Inventory'!B255","v":247},{"$f":"'Input - Inventory'!C255","v":"250W SON - PARKWAY 1"},{"$f":"'Input - Inventory'!D255","v":"Luminaire"},{"$f":"'Input - Inventory'!E255","v":"Traffic"},{"$f":"'Input - Inventory'!F255","v":"Major > 130w"},{"$f":"'Input - Inventory'!G255","v":0},null,"Luminaire - 250W SON - PARKWAY 1",null,0,28,0,null,0,0,0,0,0,0,0,0,0,0,0,0,0,0,0,0,0,0,0,0,0,0,0,0,0,0,0,0,0,null,0,0,0,0,0,0,0,0,0,null,0,0,0,0,0,0,0,0,0,0,null,0,0,0,0,0,0,0,null,0,0,0,null,{"$f":"IF($D258=\"Connection\",VLOOKUP(C258,'Input - General'!$F$62:$N$79,7,FALSE),0)","v":0},null,0.1801212933606588,0,0,null,8.6527813038891108E-2,0,0]
[null,{"$f":"'Input - Inventory'!B256","v":248},{"$f":"'Input - Inventory'!C256","v":"250W SON - Parkway 1(P09)"},{"$f":"'Input - Inventory'!D256","v":"Luminaire"},{"$f":"'Input - Inventory'!E256","v":"Traffic"},{"$f":"'Input - Inventory'!F256","v":"Major > 130w"},{"$f":"'Input - Inventory'!G256","v":0},null,"Luminaire - 250W SON - Parkway 1(P09)",null,0,21,0,null,0,0,0,0,0,0,0,0,0,0,0,0,0,0,0,0,0,0,0,0,0,0,0,0,0,0,0,0,0,null,0,0,0,0,0,0,0,0,0,null,0,0,0,0,0,0,0,0,0,0,null,0,0,0,0,0,0,0,null,0,0,0,null,{"$f":"IF($D259=\"Connection\",VLOOKUP(C259,'Input - General'!$F$62:$N$79,7,FALSE),0)","v":0},null,0.1801212933606588,0,0,null,8.6527813038891108E-2,0,0]
[null,{"$f":"'Input - Inventory'!B257","v":249},{"$f":"'Input - Inventory'!C257","v":"250W SON (P09)"},{"$f":"'Input - Inventory'!D257","v":"Luminaire"},{"$f":"'Input - Inventory'!E257","v":"Traffic"},{"$f":"'Input - Inventory'!F257","v":"Major > 130w"},{"$f":"'Input - Inventory'!G257","v":0},null,"Luminaire - 250W SON (P09)",null,0,9417,0,null,0,0,0,0,0,0,0,0,0,0,0,0,0,0,0,0,0,0,0,0,0,0,0,0,0,0,0,0,0,null,0,0,0,0,0,0,0,0,0,null,0,0,0,0,0,0,0,0,0,0,null,0,0,0,0,0,0,0,null,0,0,0,null,{"$f":"IF($D260=\"Connection\",VLOOKUP(C260,'Input - General'!$F$62:$N$79,7,FALSE),0)","v":0},null,0.1801212933606588,0,0,null,8.6527813038891108E-2,0,0]
[null,{"$f":"'Input - Inventory'!B258","v":250},{"$f":"'Input - Inventory'!C258","v":"250W SON Active Reactor"},{"$f":"'Input - Inventory'!D258","v":"Luminaire"},{"$f":"'Input - Inventory'!E258","v":"Traffic"},{"$f":"'Input - Inventory'!F258","v":"Major > 130w"},{"$f":"'Input - Inventory'!G258","v":0},null,"Luminaire - 250W SON Active Reactor",null,0,220,0,null,0,0,0,0,0,0,0,0,0,0,0,0,0,0,0,0,0,0,0,0,0,0,0,0,0,0,0,0,0,null,0,0,0,0,0,0,0,0,0,null,0,0,0,0,0,0,0,0,0,0,null,0,0,0,0,0,0,0,null,0,0,0,null,{"$f":"IF($D261=\"Connection\",VLOOKUP(C261,'Input - General'!$F$62:$N$79,7,FALSE),0)","v":0},null,0.1801212933606588,0,0,null,8.6527813038891108E-2,0,0]
[null,{"$f":"'Input - Inventory'!B259","v":251},{"$f":"'Input - Inventory'!C259","v":"250W SON FLOODLIGHT"},{"$f":"'Input - Inventory'!D259","v":"Luminaire"},{"$f":"'Input - Inventory'!E259","v":"Traffic"},{"$f":"'Input - Inventory'!F259","v":"Major > 130w"},{"$f":"'Input - Inventory'!G259","v":0},null,"Luminaire - 250W SON FLOODLIGHT",null,0,929,0,null,0,0,0,0,0,0,0,0,0,0,0,0,0,0,0,0,0,0,0,0,0,0,0,0,0,0,0,0,0,null,0,0,0,0,0,0,0,0,0,null,0,0,0,0,0,0,0,0,0,0,null,0,0,0,0,0,0,0,null,0,0,0,null,{"$f":"IF($D262=\"Connection\",VLOOKUP(C262,'Input - General'!$F$62:$N$79,7,FALSE),0)","v":0},null,0.1801212933606588,0,0,null,8.6527813038891108E-2,0,0]
[null,{"$f":"'Input - Inventory'!B260","v":252},{"$f":"'Input - Inventory'!C260","v":"250W SON Floodlight (P09)"},{"$f":"'Input - Inventory'!D260","v":"Luminaire"},{"$f":"'Input - Inventory'!E260","v":"Traffic"},{"$f":"'Input - Inventory'!F260","v":"Major > 130w"},{"$f":"'Input - Inventory'!G260","v":0},null,"Luminaire - 250W SON Floodlight (P09)",null,0,423,0,null,0,0,0,0,0,0,0,0,0,0,0,0,0,0,0,0,0,0,0,0,0,0,0,0,0,0,0,0,0,null,0,0,0,0,0,0,0,0,0,null,0,0,0,0,0,0,0,0,0,0,null,0,0,0,0,0,0,0,null,0,0,0,null,{"$f":"IF($D263=\"Connection\",VLOOKUP(C263,'Input - General'!$F$62:$N$79,7,FALSE),0)","v":0},null,0.1801212933606588,0,0,null,8.6527813038891108E-2,0,0]
[null,{"$f":"'Input - Inventory'!B261","v":253},{"$f":"'Input - Inventory'!C261","v":"250W SON GEC 'BOSTON 3'"},{"$f":"'Input - Inventory'!D261","v":"Luminaire"},{"$f":"'Input - Inventory'!E261","v":"Traffic"},{"$f":"'Input - Inventory'!F261","v":"Major > 130w"},{"$f":"'Input - Inventory'!G261","v":0},null,"Luminaire - 250W SON GEC 'BOSTON 3'",null,0,103,0,null,0,0,0,0,0,0,0,0,0,0,0,0,0,0,0,0,0,0,0,0,0,0,0,0,0,0,0,0,0,null,0,0,0,0,0,0,0,0,0,null,0,0,0,0,0,0,0,0,0,0,null,0,0,0,0,0,0,0,null,0,0,0,null,{"$f":"IF($D264=\"Connection\",VLOOKUP(C264,'Input - General'!$F$62:$N$79,7,FALSE),0)","v":0},null,0.1801212933606588,0,0,null,8.6527813038891108E-2,0,0]
[null,{"$f":"'Input - Inventory'!B262","v":254},{"$f":"'Input - Inventory'!C262","v":"2X14W TF - T5 PIERLIGHT"},{"$f":"'Input - Inventory'!D262","v":"Luminaire"},{"$f":"'Input - Inventory'!E262","v":"NonTraffic"},{"$f":"'Input - Inventory'!F262","v":"Minor < 130w"},{"$f":"'Input - Inventory'!G262","v":0},null,"Luminaire - 2X14W TF - T5 PIERLIGHT",null,0,145,0,null,0,0,0,0,0,0,0,0,0,0,0,0,0,0,0,0,0,0,0,0,0,0,0,0,0,0,0,0,0,null,0,0,0,0,0,0,0,0,0,null,0,0,0,0,0,0,0,0,0,0,null,0,0,0,0,0,0,0,null,0,0,0,null,{"$f":"IF($D265=\"Connection\",VLOOKUP(C265,'Input - General'!$F$62:$N$79,7,FALSE),0)","v":0},null,0.1801212933606588,0,0,null,8.6527813038891108E-2,0,0]
[null,{"$f":"'Input - Inventory'!B263","v":255},{"$f":"'Input - Inventory'!C263","v":"2x14W TF - T5 Pierlight (P09)"},{"$f":"'Input - Inventory'!D263","v":"Luminaire"},{"$f":"'Input - Inventory'!E263","v":"NonTraffic"},{"$f":"'Input - Inventory'!F263","v":"Minor < 130w"},{"$f":"'Input - Inventory'!G263","v":0},null,"Luminaire - 2x14W TF - T5 Pierlight (P09)",null,0,13,0,null,0,0,0,0,0,0,0,0,0,0,0,0,0,0,0,0,0,0,0,0,0,0,0,0,0,0,0,0,0,null,0,0,0,0,0,0,0,0,0,null,0,0,0,0,0,0,0,0,0,0,null,0,0,0,0,0,0,0,null,0,0,0,null,{"$f":"IF($D266=\"Connection\",VLOOKUP(C266,'Input - General'!$F$62:$N$79,7,FALSE),0)","v":0},null,0.1801212933606588,0,0,null,8.6527813038891108E-2,0,0]
[null,{"$f":"'Input - Inventory'!B264","v":256},{"$f":"'Input - Inventory'!C264","v":"2x14W TF - T5 PIERLITE M"},{"$f":"'Input - Inventory'!D264","v":"Luminaire"},{"$f":"'Input - Inventory'!E264","v":"NonTraffic"},{"$f":"'Input - Inventory'!F264","v":"Minor < 130w"},{"$f":"'Input - Inventory'!G264","v":0},null,"Luminaire - 2x14W TF - T5 PIERLITE M",null,0,0,0,null,0,0,0,0,0,0,0,0,0,0,0,0,0,0,0,0,0,0,0,0,0,0,0,0,0,0,0,0,0,null,0,0,0,0,0,0,0,0,0,null,0,0,0,0,0,0,0,0,0,0,null,0,0,0,0,0,0,0,null,0,0,0,null,{"$f":"IF($D267=\"Connection\",VLOOKUP(C267,'Input - General'!$F$62:$N$79,7,FALSE),0)","v":0},null,0.1801212933606588,0,0,null,8.6527813038891108E-2,0,0]
[null,{"$f":"'Input - Inventory'!B265","v":257},{"$f":"'Input - Inventory'!C265","v":"2x175W MBF - PARKWAY 2"},{"$f":"'Input - Inventory'!D265","v":"Luminaire"},{"$f":"'Input - Inventory'!E265","v":"Traffic"},{"$f":"'Input - Inventory'!F265","v":"Major > 130w"},{"$f":"'Input - Inventory'!G265","v":0},null,"Luminaire - 2x175W MBF - PARKWAY 2",null,0,0,{"$f":"L268*K268","v":0},null,0,{"$f":"IF(AND($D268=\"Lamp\",CycleBulkTask1<>0, OR($F268=O$9,O$9=\"All\")),1/CycleBulkTask1,0)","v":0},0,{"$f":"IF(AND($D268=\"Lamp\",CycleBulkTask2<>0, OR($F268=Q$9,Q$9=\"All\")),1/CycleBulkTask2,0)","v":0},0,{"$f":"IF(AND($D268=\"Lamp\",CycleBulkTask3<>0, OR($F268=S$9,S$9=\"All\")),1/CycleBulkTask3,0)","v":0},0,{"$f":"IF(AND($D268=\"Lamp\",CycleBulkTask4<>0, OR($F268=U$9,U$9=\"All\")),1/CycleBulkTask4,0)","v":0},0,{"$f":"IF(AND($D268=\"Lamp\",CycleBulkTask5<>0, OR($F268=W$9,W$9=\"All\")),1/CycleBulkTask5,0)","v":0},0,{"$f":"IF(AND($D268=\"Lamp\",CycleBulkTask6<>0, OR($F268=Y$9,Y$9=\"All\")),1/CycleBulkTask6,0)","v":0},0,{"$f":"IF(AND($D268=\"Lamp\",CycleBulkTask7<>0, OR($F268=AA$9,AA$9=\"All\")),1/CycleBulkTask7,0)","v":0},0,{"$f":"IF(AND($D268=\"Lamp\",CycleBulkTask8<>0, OR($F268=AC$9,AC$9=\"All\")),1/CycleBulkTask8,0)","v":0},0,{"$f":"IF(AND($D268=\"Lamp\",CycleBulkTask9<>0, OR($F268=AE$9,AE$9=\"All\")),1/CycleBulkTask9,0)","v":0},0,{"$f":"IF(AND($D268=\"Lamp\",CycleBulkTask10<>0, OR($F268=AG$9,AG$9=\"All\")),1/CycleBulkTask10,0)","v":0},0,{"$f":"IF(AND($D268=\"Lamp\",CycleBulkTask11<>0, OR($F268=AI$9,AI$9=\"All\")),1/CycleBulkTask11,0)","v":0},0,{"$f":"IF(AND($D268=\"Lamp\",CycleBulkTask12<>0, OR($F268=AK$9,AK$9=\"All\")),1/CycleBulkTask12,0)","v":0},0,{"$f":"IF(AND($D268=\"Lamp\",CycleBulkTask13<>0, OR($F268=AM$9,AM$9=\"All\")),1/CycleBulkTask13,0)","v":0},0,{"$f":"IF(AND($D268=\"Lamp\",CycleBulkTask14<>0, OR($F268=AO$9,AO$9=\"All\")),1/CycleBulkTask14,0)","v":0},{"$f":"O268*P268+Q268*R268+S268*T268+U268*V268+W268*X268+Y268*Z268+AA268*AB268+AC268*AD268+AE268*AF268+AG268*AH268+AI268*AJ268+AK268*AL268+AM268*AN268+AO268*AP268","v":0},null,0,{"$f":"MAX(P268,R268)","v":0},0,{"$f":"MAX(T268,V268)","v":0},0,{"$f":"X268","v":0},0,{"$f":"INDIRECT($E268)*$V268 +(1-INDIRECT($E268))*$T268","v":0},{"$f":"AS268*AT268+AU268*AV268+AW268*AX268+AY268*AZ268","v":0},null,{"$f":"IF($D268=$AS$9,(INDIRECT(\"PriceLabour\" & \"FY17\")*ProportionStandardHours + INDIRECT(\"PriceLabourOvertime\" & \"FY17\")*ProportionOvertimeHours)*(1+RateOnCostAnnual),0)","v":0},{"$f":"BO268","v":0},{"$f":"IF($D268=\"Lamp\",(NumberOfCrew+INDIRECT($E268)*TrafficController)*(TimeToReplaceLamp),0)","v":0},{"$f":"IF($D268=$AS$9,(INDIRECT(\"PriceLabour\" & \"FY17\")*ProportionStandardHours + INDIRECT(\"PriceLabourOvertime\" & \"FY17\")*ProportionOvertimeHours)*(1+RateOnCostAnnual),0)","v":0},{"$f":"BQ268","v":0},{"$f":"IF($D268=\"Lamp\",(NumberOfCrew+INDIRECT($E268)*TrafficController)*(TimeForPECellReplace),0)","v":0},{"$f":"IF($D268=$AS$9,(INDIRECT(\"PriceLabour\" & \"FY17\")*ProportionStandardHours + INDIRECT(\"PriceLabourOvertime\" & \"FY17\")*ProportionOvertimeHours)*(1+RateOnCostAnnual),0)","v":0},{"$f":"BS268","v":0},{"$f":"IF($D268=\"Lamp\",(NumberOfCrew+INDIRECT($E268)*TrafficController)*(TimeForOtherSpot),0)","v":0},{"$f":"BC268*BD268*BE268+BF268*BG268*BH268+BI268*BJ268*BK268","v":0},null,0,{"$f":"IF($D268=\"Lamp\",INDIRECT(BO$10 & $B268),0)","v":0},0,{"$f":"IF($D268=\"Lamp\",INDIRECT(\"FailurePECell\" & \"Annual\"),0)","v":0},0,{"$f":"IF($D268=\"Lamp\",INDIRECT(\"FailureMisc\" & \"Annual\"),0)","v":0},{"$f":"BN268*BO268+BP268*BQ268+BR268*BS268","v":0},null,0,{"$f":"BD268*BE268+BG268*BH268+BJ268*BK268","v":0},{"$f":"BV268*BW268","v":0},null,{"$f":"IF($D268=\"Connection\",VLOOKUP(C268,'Input - General'!$F$62:$N$79,7,FALSE),0)","v":0},null,{"$f":"RateOverhead","v":0.1801212933606588},{"$f":"BX268+BL268+BT268+BA268+AQ268+BZ268","v":0},{"$f":"CC268*CB268","v":0},null,{"$f":"CorporateOverheads","v":8.6527813038891108E-2},0,{"$f":"CG268*CF268","v":0}]
[null,{"$f":"'Input - Inventory'!B266","v":258},{"$f":"'Input - Inventory'!C266","v":"2x20W TF"},{"$f":"'Input - Inventory'!D266","v":"Luminaire"},{"$f":"'Input - Inventory'!E266","v":"NonTraffic"},{"$f":"'Input - Inventory'!F266","v":"Minor < 130w"},{"$f":"'Input - Inventory'!G266","v":0},null,{"$f":"CONCATENATE(D269,\" - \",C269)","v":"Luminaire - 2x20W TF"},null,{"$f":"AQ269+BA269+BL269+BT269+BX269+BZ269+CD269+CH269","v":0},{"$f":"INDIRECT(L$10&$B269&\"FY17\")","v":18824},0,null,{"$f":"IF(AND($D269=\"Lamp\", OR($F269=O$9, O$9=\"All\")),INDIRECT(\"PriceBulkTask1\" & \"FY17\"),0)","v":0},0,{"$f":"IF(AND($D269=\"Lamp\", OR($F269=Q$9, Q$9=\"All\")),INDIRECT(\"PriceBulkTask2\" & \"FY17\"),0)","v":0},0,{"$f":"IF(AND($D269=\"Lamp\", OR($F269=S$9, S$9=\"All\")),INDIRECT(\"PriceBulkTask3\" & \"FY17\"),0)","v":0},0,{"$f":"IF(AND($D269=\"Lamp\", OR($F269=U$9, U$9=\"All\")),INDIRECT(\"PriceBulkTask4\" & \"FY17\"),0)","v":0},0,{"$f":"IF(AND($D269=\"Lamp\", OR($F269=W$9, W$9=\"All\")),INDIRECT(\"PriceBulkTask5\" & \"FY17\"),0)","v":0},0,{"$f":"IF(AND($D269=\"Lamp\", OR($F269=Y$9, Y$9=\"All\")),INDIRECT(\"PriceBulkTask6\" & \"FY17\"),0)","v":0},0,{"$f":"IF(AND($D269=\"Lamp\", OR($F269=AA$9, AA$9=\"All\")),INDIRECT(\"PriceBulkTask7\" & \"FY17\"),0)","v":0},0,{"$f":"IF(AND($D269=\"Lamp\", OR($F269=AC$9, AC$9=\"All\")),INDIRECT(\"PriceBulkTask8\" & \"FY17\"),0)","v":0},0,{"$f":"IF(AND($D269=\"Lamp\", OR($F269=AE$9, AE$9=\"All\")),INDIRECT(\"PriceBulkTask9\" & \"FY17\"),0)","v":0},0,{"$f":"IF(AND($D269=\"Lamp\", OR($F269=AG$9, AG$9=\"All\")),INDIRECT(\"PriceBulkTask10\" & \"FY17\"),0)","v":0},0,{"$f":"IF(AND($D269=\"Lamp\", OR($F269=AI$9, AI$9=\"All\")),INDIRECT(\"PriceBulkTask11\" & \"FY17\"),0)","v":0},0,{"$f":"IF(AND($D269=\"Lamp\", OR($F269=AK$9, AK$9=\"All\")),INDIRECT(\"PriceBulkTask12\" & \"FY17\"),0)","v":0},0,{"$f":"IF(AND($D269=\"Lamp\", OR($F269=AM$9, AM$9=\"All\")),INDIRECT(\"PriceBulkTask13\" & \"FY17\"),0)","v":0},0,{"$f":"IF(AND($D269=\"Lamp\", OR($F269=AO$9, AO$9=\"All\")),INDIRECT(\"PriceBulkTask14\" & \"FY17\"),0)","v":0},0,0,null,{"$f":"IF($D269=\"Lamp\",$G269*INDIRECT(\"Price\" & $B269 & \"FY17\"),0)","v":0},0,{"$f":"IF($D269=\"Lamp\",INDIRECT(\"PriceVisor\" & \"FY17\"),0)","v":0},0,{"$f":"IF($D269=\"Lamp\",INDIRECT(\"PricePECell\" & \"FY17\"),0)","v":0},0,{"$f":"IF($D269=\"Lamp\",INDIRECT(\"PriceMisc\" & \"FY17\"),0)","v":0},0,0,null,0,0,0,0,0,0,0,0,0,0,null,{"$f":"IF($D269=\"Lamp\",INDIRECT(\"Price\" & $B269 & \"FY17\"),0)","v":0},0,{"$f":"IF($D269=\"Lamp\",INDIRECT(\"pRICEpecELL\" & \"FY17\"),0)","v":0},0,{"$f":"IF($D269=\"Lamp\",INDIRECT(\"PriceMisc\" & \"FY17\"),0)","v":0},0,0,null,{"$f":"IF(AND($D269=\"Lamp\"),INDIRECT(\"PriceEWP\"&\"FY17\"),0)","v":0},0,0,null,{"$f":"IF($D269=\"Connection\",VLOOKUP(C269,'Input - General'!$F$62:$N$79,7,FALSE),0)","v":0},null,0.1801212933606588,0,0,null,8.6527813038891108E-2,{"$f":"AQ269+BA269+BL269+BT269+BX269+BZ269+CD269","v":0},0]
[null,{"$f":"'Input - Inventory'!B267","v":259},{"$f":"'Input - Inventory'!C267","v":"2x20W TF - WAVERLEY"},{"$f":"'Input - Inventory'!D267","v":"Luminaire"},{"$f":"'Input - Inventory'!E267","v":"NonTraffic"},{"$f":"'Input - Inventory'!F267","v":"Minor < 130w"},{"$f":"'Input - Inventory'!G267","v":0},null,"Luminaire - 2x20W TF - WAVERLEY",null,0,0,0,null,0,0,0,0,0,0,0,0,0,0,0,0,0,0,0,0,0,0,0,0,0,0,0,0,0,0,0,0,0,null,0,0,0,0,0,0,0,0,0,null,0,0,0,0,0,0,0,0,0,0,null,0,0,0,0,0,0,0,null,0,0,0,null,{"$f":"IF($D270=\"Connection\",VLOOKUP(C270,'Input - General'!$F$62:$N$79,7,FALSE),0)","v":0},null,0.1801212933606588,0,0,null,8.6527813038891108E-2,0,0]
[null,{"$f":"'Input - Inventory'!B268","v":260},{"$f":"'Input - Inventory'!C268","v":"2x250W SON FLOODLIGHT"},{"$f":"'Input - Inventory'!D268","v":"Luminaire"},{"$f":"'Input - Inventory'!E268","v":"Traffic"},{"$f":"'Input - Inventory'!F268","v":"Major > 130w"},{"$f":"'Input - Inventory'!G268","v":0},null,"Luminaire - 2x250W SON FLOODLIGHT",null,0,2,0,null,0,0,0,0,0,0,0,0,0,0,0,0,0,0,0,0,0,0,0,0,0,0,0,0,0,0,0,0,0,null,0,0,0,0,0,0,0,0,0,null,0,0,0,0,0,0,0,0,0,0,null,0,0,0,0,0,0,0,null,0,0,0,null,{"$f":"IF($D271=\"Connection\",VLOOKUP(C271,'Input - General'!$F$62:$N$79,7,FALSE),0)","v":0},null,0.1801212933606588,0,0,null,8.6527813038891108E-2,0,0]
[null,{"$f":"'Input - Inventory'!B269","v":261},{"$f":"'Input - Inventory'!C269","v":"2x26W TF MACQUARIE DEC."},{"$f":"'Input - Inventory'!D269","v":"Luminaire"},{"$f":"'Input - Inventory'!E269","v":"NonTraffic"},{"$f":"'Input - Inventory'!F269","v":"Minor < 130w"},{"$f":"'Input - Inventory'!G269","v":0},null,"Luminaire - 2x26W TF MACQUARIE DEC.",null,0,0,0,null,0,0,0,0,0,0,0,0,0,0,0,0,0,0,0,0,0,0,0,0,0,0,0,0,0,0,0,0,0,null,0,0,0,0,0,0,0,0,0,null,0,0,0,0,0,0,0,0,0,0,null,0,0,0,0,0,0,0,null,0,0,0,null,{"$f":"IF($D272=\"Connection\",VLOOKUP(C272,'Input - General'!$F$62:$N$79,7,FALSE),0)","v":0},null,0.1801212933606588,0,0,null,8.6527813038891108E-2,0,0]
[null,{"$f":"'Input - Inventory'!B270","v":262},{"$f":"'Input - Inventory'!C270","v":"2x400W MBF - PARKWAY 2"},{"$f":"'Input - Inventory'!D270","v":"Luminaire"},{"$f":"'Input - Inventory'!E270","v":"Traffic"},{"$f":"'Input - Inventory'!F270","v":"Major > 130w"},{"$f":"'Input - Inventory'!G270","v":0},null,"Luminaire - 2x400W MBF - PARKWAY 2",null,0,0,0,null,0,0,0,0,0,0,0,0,0,0,0,0,0,0,0,0,0,0,0,0,0,0,0,0,0,0,0,0,0,null,0,0,0,0,0,0,0,0,0,null,0,0,0,0,0,0,0,0,0,0,null,0,0,0,0,0,0,0,null,0,0,0,null,{"$f":"IF($D273=\"Connection\",VLOOKUP(C273,'Input - General'!$F$62:$N$79,7,FALSE),0)","v":0},null,0.1801212933606588,0,0,null,8.6527813038891108E-2,0,0]
[null,{"$f":"'Input - Inventory'!B271","v":263},{"$f":"'Input - Inventory'!C271","v":"2x400W MBI FLOODLIGHT"},{"$f":"'Input - Inventory'!D271","v":"Luminaire"},{"$f":"'Input - Inventory'!E271","v":"Traffic"},{"$f":"'Input - Inventory'!F271","v":"Major > 130w"},{"$f":"'Input - Inventory'!G271","v":0},null,"Luminaire - 2x400W MBI FLOODLIGHT",null,0,0,0,null,0,0,0,0,0,0,0,0,0,0,0,0,0,0,0,0,0,0,0,0,0,0,0,0,0,0,0,0,0,null,0,0,0,0,0,0,0,0,0,null,0,0,0,0,0,0,0,0,0,0,null,0,0,0,0,0,0,0,null,0,0,0,null,{"$f":"IF($D274=\"Connection\",VLOOKUP(C274,'Input - General'!$F$62:$N$79,7,FALSE),0)","v":0},null,0.1801212933606588,0,0,null,8.6527813038891108E-2,0,0]
[null,{"$f":"'Input - Inventory'!B272","v":264},{"$f":"'Input - Inventory'!C272","v":"2x400W SON FLOODLIGHT"},{"$f":"'Input - Inventory'!D272","v":"Luminaire"},{"$f":"'Input - Inventory'!E272","v":"Traffic"},{"$f":"'Input - Inventory'!F272","v":"Major > 130w"},{"$f":"'Input - Inventory'!G272","v":0},null,"Luminaire - 2x400W SON FLOODLIGHT",null,0,1,0,null,0,0,0,0,0,0,0,0,0,0,0,0,0,0,0,0,0,0,0,0,0,0,0,0,0,0,0,0,0,null,0,0,0,0,0,0,0,0,0,null,0,0,0,0,0,0,0,0,0,0,null,0,0,0,0,0,0,0,null,0,0,0,null,{"$f":"IF($D275=\"Connection\",VLOOKUP(C275,'Input - General'!$F$62:$N$79,7,FALSE),0)","v":0},null,0.1801212933606588,0,0,null,8.6527813038891108E-2,0,0]
[null,{"$f":"'Input - Inventory'!B273","v":265},{"$f":"'Input - Inventory'!C273","v":"2x40W TF"},{"$f":"'Input - Inventory'!D273","v":"Luminaire"},{"$f":"'Input - Inventory'!E273","v":"NonTraffic"},{"$f":"'Input - Inventory'!F273","v":"Minor < 130w"},{"$f":"'Input - Inventory'!G273","v":0},null,"Luminaire - 2x40W TF",null,0,14,0,null,0,0,0,0,0,0,0,0,0,0,0,0,0,0,0,0,0,0,0,0,0,0,0,0,0,0,0,0,0,null,0,0,0,0,0,0,0,0,0,null,0,0,0,0,0,0,0,0,0,0,null,0,0,0,0,0,0,0,null,0,0,0,null,{"$f":"IF($D276=\"Connection\",VLOOKUP(C276,'Input - General'!$F$62:$N$79,7,FALSE),0)","v":0},null,0.1801212933606588,0,0,null,8.6527813038891108E-2,0,0]
[null,{"$f":"'Input - Inventory'!B274","v":266},{"$f":"'Input - Inventory'!C274","v":"2x70W SON - BOURKE HILL"},{"$f":"'Input - Inventory'!D274","v":"Luminaire"},{"$f":"'Input - Inventory'!E274","v":"NonTraffic"},{"$f":"'Input - Inventory'!F274","v":"Minor < 130w"},{"$f":"'Input - Inventory'!G274","v":0},null,"Luminaire - 2x70W SON - BOURKE HILL",null,0,0,0,null,0,0,0,0,0,0,0,0,0,0,0,0,0,0,0,0,0,0,0,0,0,0,0,0,0,0,0,0,0,null,0,0,0,0,0,0,0,0,0,null,0,0,0,0,0,0,0,0,0,0,null,0,0,0,0,0,0,0,null,0,0,0,null,{"$f":"IF($D277=\"Connection\",VLOOKUP(C277,'Input - General'!$F$62:$N$79,7,FALSE),0)","v":0},null,0.1801212933606588,0,0,null,8.6527813038891108E-2,0,0]
[null,{"$f":"'Input - Inventory'!B275","v":267},{"$f":"'Input - Inventory'!C275","v":"2x80W MBF - BOURKE HILL"},{"$f":"'Input - Inventory'!D275","v":"Luminaire"},{"$f":"'Input - Inventory'!E275","v":"NonTraffic"},{"$f":"'Input - Inventory'!F275","v":"Minor < 130w"},{"$f":"'Input - Inventory'!G275","v":0},null,"Luminaire - 2x80W MBF - BOURKE HILL",null,0,53,0,null,0,0,0,0,0,0,0,0,0,0,0,0,0,0,0,0,0,0,0,0,0,0,0,0,0,0,0,0,0,null,0,0,0,0,0,0,0,0,0,null,0,0,0,0,0,0,0,0,0,0,null,0,0,0,0,0,0,0,null,0,0,0,null,{"$f":"IF($D278=\"Connection\",VLOOKUP(C278,'Input - General'!$F$62:$N$79,7,FALSE),0)","v":0},null,0.1801212933606588,0,0,null,8.6527813038891108E-2,0,0]
[null,{"$f":"'Input - Inventory'!B276","v":268},{"$f":"'Input - Inventory'!C276","v":"3x400W MBF - PARKWAY 3"},{"$f":"'Input - Inventory'!D276","v":"Luminaire"},{"$f":"'Input - Inventory'!E276","v":"Traffic"},{"$f":"'Input - Inventory'!F276","v":"Major > 130w"},{"$f":"'Input - Inventory'!G276","v":0},null,"Luminaire - 3x400W MBF - PARKWAY 3",null,0,0,0,null,0,0,0,0,0,0,0,0,0,0,0,0,0,0,0,0,0,0,0,0,0,0,0,0,0,0,0,0,0,null,0,0,0,0,0,0,0,0,0,null,0,0,0,0,0,0,0,0,0,0,null,0,0,0,0,0,0,0,null,0,0,0,null,{"$f":"IF($D279=\"Connection\",VLOOKUP(C279,'Input - General'!$F$62:$N$79,7,FALSE),0)","v":0},null,0.1801212933606588,0,0,null,8.6527813038891108E-2,0,0]
[null,{"$f":"'Input - Inventory'!B277","v":269},{"$f":"'Input - Inventory'!C277","v":"400W MBF"},{"$f":"'Input - Inventory'!D277","v":"Luminaire"},{"$f":"'Input - Inventory'!E277","v":"Traffic"},{"$f":"'Input - Inventory'!F277","v":"Major > 130w"},{"$f":"'Input - Inventory'!G277","v":0},null,"Luminaire - 400W MBF",null,0,6514.5,0,null,0,0,0,0,0,0,0,0,0,0,0,0,0,0,0,0,0,0,0,0,0,0,0,0,0,0,0,0,0,null,0,0,0,0,0,0,0,0,0,null,0,0,0,0,0,0,0,0,0,0,null,0,0,0,0,0,0,0,null,0,0,0,null,{"$f":"IF($D280=\"Connection\",VLOOKUP(C280,'Input - General'!$F$62:$N$79,7,FALSE),0)","v":0},null,0.1801212933606588,0,0,null,8.6527813038891108E-2,0,0]
[null,{"$f":"'Input - Inventory'!B278","v":270},{"$f":"'Input - Inventory'!C278","v":"400W MBF - PARKWAY 1"},{"$f":"'Input - Inventory'!D278","v":"Luminaire"},{"$f":"'Input - Inventory'!E278","v":"Traffic"},{"$f":"'Input - Inventory'!F278","v":"Major > 130w"},{"$f":"'Input - Inventory'!G278","v":0},null,"Luminaire - 400W MBF - PARKWAY 1",null,0,252,0,null,0,0,0,0,0,0,0,0,0,0,0,0,0,0,0,0,0,0,0,0,0,0,0,0,0,0,0,0,0,null,0,0,0,0,0,0,0,0,0,null,0,0,0,0,0,0,0,0,0,0,null,0,0,0,0,0,0,0,null,0,0,0,null,{"$f":"IF($D281=\"Connection\",VLOOKUP(C281,'Input - General'!$F$62:$N$79,7,FALSE),0)","v":0},null,0.1801212933606588,0,0,null,8.6527813038891108E-2,0,0]
[null,{"$f":"'Input - Inventory'!B279","v":271},{"$f":"'Input - Inventory'!C279","v":"400W MBF FLOODLIGHT"},{"$f":"'Input - Inventory'!D279","v":"Luminaire"},{"$f":"'Input - Inventory'!E279","v":"Traffic"},{"$f":"'Input - Inventory'!F279","v":"Major > 130w"},{"$f":"'Input - Inventory'!G279","v":0},null,"Luminaire - 400W MBF FLOODLIGHT",null,0,96,0,null,0,0,0,0,0,0,0,0,0,0,0,0,0,0,0,0,0,0,0,0,0,0,0,0,0,0,0,0,0,null,0,0,0,0,0,0,0,0,0,null,0,0,0,0,0,0,0,0,0,0,null,0,0,0,0,0,0,0,null,0,0,0,null,{"$f":"IF($D282=\"Connection\",VLOOKUP(C282,'Input - General'!$F$62:$N$79,7,FALSE),0)","v":0},null,0.1801212933606588,0,0,null,8.6527813038891108E-2,0,0]
[null,{"$f":"'Input - Inventory'!B280","v":272},{"$f":"'Input - Inventory'!C280","v":"400W MBI - SMARTPOLE"},{"$f":"'Input - Inventory'!D280","v":"Luminaire"},{"$f":"'Input - Inventory'!E280","v":"Traffic"},{"$f":"'Input - Inventory'!F280","v":"Major > 130w"},{"$f":"'Input - Inventory'!G280","v":0},null,"Luminaire - 400W MBI - SMARTPOLE",null,0,0,0,null,0,0,0,0,0,0,0,0,0,0,0,0,0,0,0,0,0,0,0,0,0,0,0,0,0,0,0,0,0,null,0,0,0,0,0,0,0,0,0,null,0,0,0,0,0,0,0,0,0,0,null,0,0,0,0,0,0,0,null,0,0,0,null,{"$f":"IF($D283=\"Connection\",VLOOKUP(C283,'Input - General'!$F$62:$N$79,7,FALSE),0)","v":0},null,0.1801212933606588,0,0,null,8.6527813038891108E-2,0,0]
[null,{"$f":"'Input - Inventory'!B281","v":273},{"$f":"'Input - Inventory'!C281","v":"400W MBI FLOODLIGHT"},{"$f":"'Input - Inventory'!D281","v":"Luminaire"},{"$f":"'Input - Inventory'!E281","v":"Traffic"},{"$f":"'Input - Inventory'!F281","v":"Major > 130w"},{"$f":"'Input - Inventory'!G281","v":0},null,"Luminaire - 400W MBI FLOODLIGHT",null,0,117,0,null,0,0,0,0,0,0,0,0,0,0,0,0,0,0,0,0,0,0,0,0,0,0,0,0,0,0,0,0,0,null,0,0,0,0,0,0,0,0,0,null,0,0,0,0,0,0,0,0,0,0,null,0,0,0,0,0,0,0,null,0,0,0,null,{"$f":"IF($D284=\"Connection\",VLOOKUP(C284,'Input - General'!$F$62:$N$79,7,FALSE),0)","v":0},null,0.1801212933606588,0,0,null,8.6527813038891108E-2,0,0]
[null,{"$f":"'Input - Inventory'!B282","v":274},{"$f":"'Input - Inventory'!C282","v":"400W SON"},{"$f":"'Input - Inventory'!D282","v":"Luminaire"},{"$f":"'Input - Inventory'!E282","v":"Traffic"},{"$f":"'Input - Inventory'!F282","v":"Major > 130w"},{"$f":"'Input - Inventory'!G282","v":0},null,"Luminaire - 400W SON",null,0,1082,0,null,0,0,0,0,0,0,0,0,0,0,0,0,0,0,0,0,0,0,0,0,0,0,0,0,0,0,0,0,0,null,0,0,0,0,0,0,0,0,0,null,0,0,0,0,0,0,0,0,0,0,null,0,0,0,0,0,0,0,null,0,0,0,null,{"$f":"IF($D285=\"Connection\",VLOOKUP(C285,'Input - General'!$F$62:$N$79,7,FALSE),0)","v":0},null,0.1801212933606588,0,0,null,8.6527813038891108E-2,0,0]
[null,{"$f":"'Input - Inventory'!B283","v":275},{"$f":"'Input - Inventory'!C283","v":"400W SON - PARKWAY 1"},{"$f":"'Input - Inventory'!D283","v":"Luminaire"},{"$f":"'Input - Inventory'!E283","v":"Traffic"},{"$f":"'Input - Inventory'!F283","v":"Major > 130w"},{"$f":"'Input - Inventory'!G283","v":0},null,"Luminaire - 400W SON - PARKWAY 1",null,0,19,0,null,0,0,0,0,0,0,0,0,0,0,0,0,0,0,0,0,0,0,0,0,0,0,0,0,0,0,0,0,0,null,0,0,0,0,0,0,0,0,0,null,0,0,0,0,0,0,0,0,0,0,null,0,0,0,0,0,0,0,null,0,0,0,null,{"$f":"IF($D286=\"Connection\",VLOOKUP(C286,'Input - General'!$F$62:$N$79,7,FALSE),0)","v":0},null,0.1801212933606588,0,0,null,8.6527813038891108E-2,0,0]
[null,{"$f":"'Input - Inventory'!B284","v":276},{"$f":"'Input - Inventory'!C284","v":"400W SON - Parkway 1(P09)"},{"$f":"'Input - Inventory'!D284","v":"Luminaire"},{"$f":"'Input - Inventory'!E284","v":"Traffic"},{"$f":"'Input - Inventory'!F284","v":"Major > 130w"},{"$f":"'Input - Inventory'!G284","v":0},null,"Luminaire - 400W SON - Parkway 1(P09)",null,0,3,0,null,0,0,0,0,0,0,0,0,0,0,0,0,0,0,0,0,0,0,0,0,0,0,0,0,0,0,0,0,0,null,0,0,0,0,0,0,0,0,0,null,0,0,0,0,0,0,0,0,0,0,null,0,0,0,0,0,0,0,null,0,0,0,null,{"$f":"IF($D287=\"Connection\",VLOOKUP(C287,'Input - General'!$F$62:$N$79,7,FALSE),0)","v":0},null,0.1801212933606588,0,0,null,8.6527813038891108E-2,0,0]
[null,{"$f":"'Input - Inventory'!B285","v":277},{"$f":"'Input - Inventory'!C285","v":"400W SON (P09)"},{"$f":"'Input - Inventory'!D285","v":"Luminaire"},{"$f":"'Input - Inventory'!E285","v":"Traffic"},{"$f":"'Input - Inventory'!F285","v":"Major > 130w"},{"$f":"'Input - Inventory'!G285","v":0},null,"Luminaire - 400W SON (P09)",null,0,643.5,0,null,0,0,0,0,0,0,0,0,0,0,0,0,0,0,0,0,0,0,0,0,0,0,0,0,0,0,0,0,0,null,0,0,0,0,0,0,0,0,0,null,0,0,0,0,0,0,0,0,0,0,null,0,0,0,0,0,0,0,null,0,0,0,null,{"$f":"IF($D288=\"Connection\",VLOOKUP(C288,'Input - General'!$F$62:$N$79,7,FALSE),0)","v":0},null,0.1801212933606588,0,0,null,8.6527813038891108E-2,0,0]
[null,{"$f":"'Input - Inventory'!B286","v":278},{"$f":"'Input - Inventory'!C286","v":"400W SON Active Reactor"},{"$f":"'Input - Inventory'!D286","v":"Luminaire"},{"$f":"'Input - Inventory'!E286","v":"Traffic"},{"$f":"'Input - Inventory'!F286","v":"Major > 130w"},{"$f":"'Input - Inventory'!G286","v":0},null,"Luminaire - 400W SON Active Reactor",null,0,108,0,null,0,0,0,0,0,0,0,0,0,0,0,0,0,0,0,0,0,0,0,0,0,0,0,0,0,0,0,0,0,null,0,0,0,0,0,0,0,0,0,null,0,0,0,0,0,0,0,0,0,0,null,0,0,0,0,0,0,0,null,0,0,0,null,{"$f":"IF($D289=\"Connection\",VLOOKUP(C289,'Input - General'!$F$62:$N$79,7,FALSE),0)","v":0},null,0.1801212933606588,0,0,null,8.6527813038891108E-2,0,0]
[null,{"$f":"'Input - Inventory'!B287","v":279},{"$f":"'Input - Inventory'!C287","v":"400W SON FLOODLIGHT"},{"$f":"'Input - Inventory'!D287","v":"Luminaire"},{"$f":"'Input - Inventory'!E287","v":"Traffic"},{"$f":"'Input - Inventory'!F287","v":"Major > 130w"},{"$f":"'Input - Inventory'!G287","v":0},null,"Luminaire - 400W SON FLOODLIGHT",null,0,283,0,null,0,0,0,0,0,0,0,0,0,0,0,0,0,0,0,0,0,0,0,0,0,0,0,0,0,0,0,0,0,null,0,0,0,0,0,0,0,0,0,null,0,0,0,0,0,0,0,0,0,0,null,0,0,0,0,0,0,0,null,0,0,0,null,{"$f":"IF($D290=\"Connection\",VLOOKUP(C290,'Input - General'!$F$62:$N$79,7,FALSE),0)","v":0},null,0.1801212933606588,0,0,null,8.6527813038891108E-2,0,0]
[null,{"$f":"'Input - Inventory'!B288","v":280},{"$f":"'Input - Inventory'!C288","v":"400W SON Floodlight (P09)"},{"$f":"'Input - Inventory'!D288","v":"Luminaire"},{"$f":"'Input - Inventory'!E288","v":"Traffic"},{"$f":"'Input - Inventory'!F288","v":"Major > 130w"},{"$f":"'Input - Inventory'!G288","v":0},null,"Luminaire - 400W SON Floodlight (P09)",null,0,186,0,null,0,0,0,0,0,0,0,0,0,0,0,0,0,0,0,0,0,0,0,0,0,0,0,0,0,0,0,0,0,null,0,0,0,0,0,0,0,0,0,null,0,0,0,0,0,0,0,0,0,0,null,0,0,0,0,0,0,0,null,0,0,0,null,{"$f":"IF($D291=\"Connection\",VLOOKUP(C291,'Input - General'!$F$62:$N$79,7,FALSE),0)","v":0},null,0.1801212933606588,0,0,null,8.6527813038891108E-2,0,0]
[null,{"$f":"'Input - Inventory'!B289","v":281},{"$f":"'Input - Inventory'!C289","v":"40W SOX"},{"$f":"'Input - Inventory'!D289","v":"Luminaire"},{"$f":"'Input - Inventory'!E289","v":"NonTraffic"},{"$f":"'Input - Inventory'!F289","v":"Minor < 130w"},{"$f":"'Input - Inventory'!G289","v":0},null,"Luminaire - 40W SOX",null,0,0,0,null,0,0,0,0,0,0,0,0,0,0,0,0,0,0,0,0,0,0,0,0,0,0,0,0,0,0,0,0,0,null,0,0,0,0,0,0,0,0,0,null,0,0,0,0,0,0,0,0,0,0,null,0,0,0,0,0,0,0,null,0,0,0,null,{"$f":"IF($D292=\"Connection\",VLOOKUP(C292,'Input - General'!$F$62:$N$79,7,FALSE),0)","v":0},null,0.1801212933606588,0,0,null,8.6527813038891108E-2,0,0]
[null,{"$f":"'Input - Inventory'!B290","v":282},{"$f":"'Input - Inventory'!C290","v":"42W MBF - Sylvania Suburban Ec (P09)"},{"$f":"'Input - Inventory'!D290","v":"Luminaire"},{"$f":"'Input - Inventory'!E290","v":"NonTraffic"},{"$f":"'Input - Inventory'!F290","v":"Minor < 130w"},{"$f":"'Input - Inventory'!G290","v":0},null,"Luminaire - 42W MBF - Sylvania Suburban Ec (P09)",null,0,44381.5,0,null,0,0,0,0,0,0,0,0,0,0,0,0,0,0,0,0,0,0,0,0,0,0,0,0,0,0,0,0,0,null,0,0,0,0,0,0,0,0,0,null,0,0,0,0,0,0,0,0,0,0,null,0,0,0,0,0,0,0,null,0,0,0,null,{"$f":"IF($D293=\"Connection\",VLOOKUP(C293,'Input - General'!$F$62:$N$79,7,FALSE),0)","v":0},null,0.1801212933606588,0,0,null,8.6527813038891108E-2,0,0]
[null,{"$f":"'Input - Inventory'!B291","v":283},{"$f":"'Input - Inventory'!C291","v":"42W MBF SYLVANIA SUB ECO"},{"$f":"'Input - Inventory'!D291","v":"Luminaire"},{"$f":"'Input - Inventory'!E291","v":"NonTraffic"},{"$f":"'Input - Inventory'!F291","v":"Minor < 130w"},{"$f":"'Input - Inventory'!G291","v":0},null,"Luminaire - 42W MBF SYLVANIA SUB ECO",null,0,0,0,null,0,0,0,0,0,0,0,0,0,0,0,0,0,0,0,0,0,0,0,0,0,0,0,0,0,0,0,0,0,null,0,0,0,0,0,0,0,0,0,null,0,0,0,0,0,0,0,0,0,0,null,0,0,0,0,0,0,0,null,0,0,0,null,{"$f":"IF($D294=\"Connection\",VLOOKUP(C294,'Input - General'!$F$62:$N$79,7,FALSE),0)","v":0},null,0.1801212933606588,0,0,null,8.6527813038891108E-2,0,0]
[null,{"$f":"'Input - Inventory'!B292","v":284},{"$f":"'Input - Inventory'!C292","v":"4x1000W MBF"},{"$f":"'Input - Inventory'!D292","v":"Luminaire"},{"$f":"'Input - Inventory'!E292","v":"Traffic"},{"$f":"'Input - Inventory'!F292","v":"Major > 130w"},{"$f":"'Input - Inventory'!G292","v":0},null,{"$f":"CONCATENATE(D295,\" - \",C295)","v":"Luminaire - 4x1000W MBF"},null,0,0,{"$f":"L295*K295","v":0},null,0,{"$f":"IF(AND($D295=\"Lamp\",CycleBulkTask1<>0, OR($F295=O$9,O$9=\"All\")),1/CycleBulkTask1,0)","v":0},0,{"$f":"IF(AND($D295=\"Lamp\",CycleBulkTask2<>0, OR($F295=Q$9,Q$9=\"All\")),1/CycleBulkTask2,0)","v":0},0,{"$f":"IF(AND($D295=\"Lamp\",CycleBulkTask3<>0, OR($F295=S$9,S$9=\"All\")),1/CycleBulkTask3,0)","v":0},0,{"$f":"IF(AND($D295=\"Lamp\",CycleBulkTask4<>0, OR($F295=U$9,U$9=\"All\")),1/CycleBulkTask4,0)","v":0},0,{"$f":"IF(AND($D295=\"Lamp\",CycleBulkTask5<>0, OR($F295=W$9,W$9=\"All\")),1/CycleBulkTask5,0)","v":0},0,{"$f":"IF(AND($D295=\"Lamp\",CycleBulkTask6<>0, OR($F295=Y$9,Y$9=\"All\")),1/CycleBulkTask6,0)","v":0},0,{"$f":"IF(AND($D295=\"Lamp\",CycleBulkTask7<>0, OR($F295=AA$9,AA$9=\"All\")),1/CycleBulkTask7,0)","v":0},0,{"$f":"IF(AND($D295=\"Lamp\",CycleBulkTask8<>0, OR($F295=AC$9,AC$9=\"All\")),1/CycleBulkTask8,0)","v":0},0,{"$f":"IF(AND($D295=\"Lamp\",CycleBulkTask9<>0, OR($F295=AE$9,AE$9=\"All\")),1/CycleBulkTask9,0)","v":0},0,{"$f":"IF(AND($D295=\"Lamp\",CycleBulkTask10<>0, OR($F295=AG$9,AG$9=\"All\")),1/CycleBulkTask10,0)","v":0},0,{"$f":"IF(AND($D295=\"Lamp\",CycleBulkTask11<>0, OR($F295=AI$9,AI$9=\"All\")),1/CycleBulkTask11,0)","v":0},0,{"$f":"IF(AND($D295=\"Lamp\",CycleBulkTask12<>0, OR($F295=AK$9,AK$9=\"All\")),1/CycleBulkTask12,0)","v":0},0,{"$f":"IF(AND($D295=\"Lamp\",CycleBulkTask13<>0, OR($F295=AM$9,AM$9=\"All\")),1/CycleBulkTask13,0)","v":0},0,{"$f":"IF(AND($D295=\"Lamp\",CycleBulkTask14<>0, OR($F295=AO$9,AO$9=\"All\")),1/CycleBulkTask14,0)","v":0},{"$f":"O295*P295+Q295*R295+S295*T295+U295*V295+W295*X295+Y295*Z295+AA295*AB295+AC295*AD295+AE295*AF295+AG295*AH295+AI295*AJ295+AK295*AL295+AM295*AN295+AO295*AP295","v":0},null,0,{"$f":"MAX(P295,R295)","v":0},0,{"$f":"MAX(T295,V295)","v":0},0,{"$f":"X295","v":0},0,0,{"$f":"AS295*AT295+AU295*AV295+AW295*AX295+AY295*AZ295","v":0},null,0,{"$f":"BO295","v":0},0,0,{"$f":"BQ295","v":0},0,0,{"$f":"BS295","v":0},0,{"$f":"BC295*BD295*BE295+BF295*BG295*BH295+BI295*BJ295*BK295","v":0},null,0,0,0,0,0,0,{"$f":"BN295*BO295+BP295*BQ295+BR295*BS295","v":0},null,0,{"$f":"BD295*BE295+BG295*BH295+BJ295*BK295","v":0},{"$f":"BV295*BW295","v":0},null,{"$f":"IF($D295=\"Connection\",VLOOKUP(C295,'Input - General'!$F$62:$N$79,7,FALSE),0)","v":0},null,0.1801212933606588,{"$f":"BX295+BL295+BT295+BA295+AQ295+BZ295","v":0},{"$f":"CC295*CB295","v":0},null,8.6527813038891108E-2,0,0]
[null,{"$f":"'Input - Inventory'!B293","v":285},{"$f":"'Input - Inventory'!C293","v":"4x20W TF"},{"$f":"'Input - Inventory'!D293","v":"Luminaire"},{"$f":"'Input - Inventory'!E293","v":"NonTraffic"},{"$f":"'Input - Inventory'!F293","v":"Minor < 130w"},{"$f":"'Input - Inventory'!G293","v":0},null,"Luminaire - 4x20W TF",null,0,6,0,null,0,0,0,0,0,0,0,0,0,0,0,0,0,0,0,0,0,0,0,0,0,0,0,0,0,0,0,0,0,null,0,0,0,0,0,0,0,0,0,null,0,0,0,0,0,0,0,0,0,0,null,0,0,0,0,0,0,0,null,0,0,0,null,{"$f":"IF($D296=\"Connection\",VLOOKUP(C296,'Input - General'!$F$62:$N$79,7,FALSE),0)","v":0},null,0.1801212933606588,0,0,null,8.6527813038891108E-2,0,0]
[null,{"$f":"'Input - Inventory'!B294","v":286},{"$f":"'Input - Inventory'!C294","v":"4x20W TF - WAVERLEY"},{"$f":"'Input - Inventory'!D294","v":"Luminaire"},{"$f":"'Input - Inventory'!E294","v":"NonTraffic"},{"$f":"'Input - Inventory'!F294","v":"Minor < 130w"},{"$f":"'Input - Inventory'!G294","v":0},null,"Luminaire - 4x20W TF - WAVERLEY",null,0,47,0,null,0,0,0,0,0,0,0,0,0,0,0,0,0,0,0,0,0,0,0,0,0,0,0,0,0,0,0,0,0,null,0,0,0,0,0,0,0,0,0,null,0,0,0,0,0,0,0,0,0,0,null,0,0,0,0,0,0,0,null,0,0,0,null,{"$f":"IF($D297=\"Connection\",VLOOKUP(C297,'Input - General'!$F$62:$N$79,7,FALSE),0)","v":0},null,0.1801212933606588,0,0,null,8.6527813038891108E-2,0,0]
[null,{"$f":"'Input - Inventory'!B295","v":287},{"$f":"'Input - Inventory'!C295","v":"4x250W SON"},{"$f":"'Input - Inventory'!D295","v":"Luminaire"},{"$f":"'Input - Inventory'!E295","v":"Traffic"},{"$f":"'Input - Inventory'!F295","v":"Major > 130w"},{"$f":"'Input - Inventory'!G295","v":0},null,"Luminaire - 4x250W SON",null,0,7,0,null,0,0,0,0,0,0,0,0,0,0,0,0,0,0,0,0,0,0,0,0,0,0,0,0,0,0,0,0,0,null,0,0,0,0,0,0,0,0,0,null,0,0,0,0,0,0,0,0,0,0,null,0,0,0,0,0,0,0,null,0,0,0,null,{"$f":"IF($D298=\"Connection\",VLOOKUP(C298,'Input - General'!$F$62:$N$79,7,FALSE),0)","v":0},null,0.1801212933606588,0,0,null,8.6527813038891108E-2,0,0]
[null,{"$f":"'Input - Inventory'!B296","v":288},{"$f":"'Input - Inventory'!C296","v":"4x40W TF"},{"$f":"'Input - Inventory'!D296","v":"Luminaire"},{"$f":"'Input - Inventory'!E296","v":"NonTraffic"},{"$f":"'Input - Inventory'!F296","v":"Minor < 130w"},{"$f":"'Input - Inventory'!G296","v":0},null,"Luminaire - 4x40W TF",null,0,0,0,null,0,0,0,0,0,0,0,0,0,0,0,0,0,0,0,0,0,0,0,0,0,0,0,0,0,0,0,0,0,null,0,0,0,0,0,0,0,0,0,null,0,0,0,0,0,0,0,0,0,0,null,0,0,0,0,0,0,0,null,0,0,0,null,{"$f":"IF($D299=\"Connection\",VLOOKUP(C299,'Input - General'!$F$62:$N$79,7,FALSE),0)","v":0},null,0.1801212933606588,0,0,null,8.6527813038891108E-2,0,0]
[null,{"$f":"'Input - Inventory'!B297","v":289},{"$f":"'Input - Inventory'!C297","v":"4x40W TF - WAVERLEY"},{"$f":"'Input - Inventory'!D297","v":"Luminaire"},{"$f":"'Input - Inventory'!E297","v":"NonTraffic"},{"$f":"'Input - Inventory'!F297","v":"Minor < 130w"},{"$f":"'Input - Inventory'!G297","v":0},null,"Luminaire - 4x40W TF - WAVERLEY",null,0,43,0,null,0,0,0,0,0,0,0,0,0,0,0,0,0,0,0,0,0,0,0,0,0,0,0,0,0,0,0,0,0,null,0,0,0,0,0,0,0,0,0,null,0,0,0,0,0,0,0,0,0,0,null,0,0,0,0,0,0,0,null,0,0,0,null,{"$f":"IF($D300=\"Connection\",VLOOKUP(C300,'Input - General'!$F$62:$N$79,7,FALSE),0)","v":0},null,0.1801212933606588,0,0,null,8.6527813038891108E-2,0,0]
[null,{"$f":"'Input - Inventory'!B298","v":290},{"$f":"'Input - Inventory'!C298","v":"4x600W SON"},{"$f":"'Input - Inventory'!D298","v":"Luminaire"},{"$f":"'Input - Inventory'!E298","v":"Traffic"},{"$f":"'Input - Inventory'!F298","v":"Major > 130w"},{"$f":"'Input - Inventory'!G298","v":0},null,"Luminaire - 4x600W SON",null,0,2,0,null,0,0,0,0,0,0,0,0,0,0,0,0,0,0,0,0,0,0,0,0,0,0,0,0,0,0,0,0,0,null,0,0,0,0,0,0,0,0,0,null,0,0,0,0,0,0,0,0,0,0,null,0,0,0,0,0,0,0,null,0,0,0,null,{"$f":"IF($D301=\"Connection\",VLOOKUP(C301,'Input - General'!$F$62:$N$79,7,FALSE),0)","v":0},null,0.1801212933606588,0,0,null,8.6527813038891108E-2,0,0]
[null,{"$f":"'Input - Inventory'!B299","v":291},{"$f":"'Input - Inventory'!C299","v":"500W MBI FLOODLIGHT"},{"$f":"'Input - Inventory'!D299","v":"Luminaire"},{"$f":"'Input - Inventory'!E299","v":"Traffic"},{"$f":"'Input - Inventory'!F299","v":"Major > 130w"},{"$f":"'Input - Inventory'!G299","v":0},null,"Luminaire - 500W MBI FLOODLIGHT",null,0,2,0,null,0,0,0,0,0,0,0,0,0,0,0,0,0,0,0,0,0,0,0,0,0,0,0,0,0,0,0,0,0,null,0,0,0,0,0,0,0,0,0,null,0,0,0,0,0,0,0,0,0,0,null,0,0,0,0,0,0,0,null,0,0,0,null,{"$f":"IF($D302=\"Connection\",VLOOKUP(C302,'Input - General'!$F$62:$N$79,7,FALSE),0)","v":0},null,0.1801212933606588,0,0,null,8.6527813038891108E-2,0,0]
[null,{"$f":"'Input - Inventory'!B300","v":292},{"$f":"'Input - Inventory'!C300","v":"50W MBF"},{"$f":"'Input - Inventory'!D300","v":"Luminaire"},{"$f":"'Input - Inventory'!E300","v":"NonTraffic"},{"$f":"'Input - Inventory'!F300","v":"Minor < 130w"},{"$f":"'Input - Inventory'!G300","v":0},null,"Luminaire - 50W MBF",null,0,11811,0,null,0,0,0,0,0,0,0,0,0,0,0,0,0,0,0,0,0,0,0,0,0,0,0,0,0,0,0,0,0,null,0,0,0,0,0,0,0,0,0,null,0,0,0,0,0,0,0,0,0,0,null,0,0,0,0,0,0,0,null,0,0,0,null,{"$f":"IF($D303=\"Connection\",VLOOKUP(C303,'Input - General'!$F$62:$N$79,7,FALSE),0)","v":0},null,0.1801212933606588,0,0,null,8.6527813038891108E-2,0,0]
[null,{"$f":"'Input - Inventory'!B301","v":293},{"$f":"'Input - Inventory'!C301","v":"50W MBF - BOURKE HILL"},{"$f":"'Input - Inventory'!D301","v":"Luminaire"},{"$f":"'Input - Inventory'!E301","v":"NonTraffic"},{"$f":"'Input - Inventory'!F301","v":"Minor < 130w"},{"$f":"'Input - Inventory'!G301","v":0},null,"Luminaire - 50W MBF - BOURKE HILL",null,0,16,0,null,0,0,0,0,0,0,0,0,0,0,0,0,0,0,0,0,0,0,0,0,0,0,0,0,0,0,0,0,0,null,0,0,0,0,0,0,0,0,0,null,0,0,0,0,0,0,0,0,0,0,null,0,0,0,0,0,0,0,null,0,0,0,null,{"$f":"IF($D304=\"Connection\",VLOOKUP(C304,'Input - General'!$F$62:$N$79,7,FALSE),0)","v":0},null,0.1801212933606588,0,0,null,8.6527813038891108E-2,0,0]
[null,{"$f":"'Input - Inventory'!B302","v":294},{"$f":"'Input - Inventory'!C302","v":"50W MBF - NOSTALGIA"},{"$f":"'Input - Inventory'!D302","v":"Luminaire"},{"$f":"'Input - Inventory'!E302","v":"NonTraffic"},{"$f":"'Input - Inventory'!F302","v":"Minor < 130w"},{"$f":"'Input - Inventory'!G302","v":0},null,"Luminaire - 50W MBF - NOSTALGIA",null,0,139,0,null,0,0,0,0,0,0,0,0,0,0,0,0,0,0,0,0,0,0,0,0,0,0,0,0,0,0,0,0,0,null,0,0,0,0,0,0,0,0,0,null,0,0,0,0,0,0,0,0,0,0,null,0,0,0,0,0,0,0,null,0,0,0,null,{"$f":"IF($D305=\"Connection\",VLOOKUP(C305,'Input - General'!$F$62:$N$79,7,FALSE),0)","v":0},null,0.1801212933606588,0,0,null,8.6527813038891108E-2,0,0]
[null,{"$f":"'Input - Inventory'!B303","v":295},{"$f":"'Input - Inventory'!C303","v":"50W MBF - PLAIN"},{"$f":"'Input - Inventory'!D303","v":"Luminaire"},{"$f":"'Input - Inventory'!E303","v":"NonTraffic"},{"$f":"'Input - Inventory'!F303","v":"Minor < 130w"},{"$f":"'Input - Inventory'!G303","v":0},null,"Luminaire - 50W MBF - PLAIN",null,0,11,0,null,0,0,0,0,0,0,0,0,0,0,0,0,0,0,0,0,0,0,0,0,0,0,0,0,0,0,0,0,0,null,0,0,0,0,0,0,0,0,0,null,0,0,0,0,0,0,0,0,0,0,null,0,0,0,0,0,0,0,null,0,0,0,null,{"$f":"IF($D306=\"Connection\",VLOOKUP(C306,'Input - General'!$F$62:$N$79,7,FALSE),0)","v":0},null,0.1801212933606588,0,0,null,8.6527813038891108E-2,0,0]
[null,{"$f":"'Input - Inventory'!B304","v":296},{"$f":"'Input - Inventory'!C304","v":"50W MBF BOLLARD"},{"$f":"'Input - Inventory'!D304","v":"Luminaire"},{"$f":"'Input - Inventory'!E304","v":"NonTraffic"},{"$f":"'Input - Inventory'!F304","v":"Minor < 130w"},{"$f":"'Input - Inventory'!G304","v":0},null,"Luminaire - 50W MBF BOLLARD",null,0,0,0,null,0,0,0,0,0,0,0,0,0,0,0,0,0,0,0,0,0,0,0,0,0,0,0,0,0,0,0,0,0,null,0,0,0,0,0,0,0,0,0,null,0,0,0,0,0,0,0,0,0,0,null,0,0,0,0,0,0,0,null,0,0,0,null,{"$f":"IF($D307=\"Connection\",VLOOKUP(C307,'Input - General'!$F$62:$N$79,7,FALSE),0)","v":0},null,0.1801212933606588,0,0,null,8.6527813038891108E-2,0,0]
[null,{"$f":"'Input - Inventory'!B305","v":297},{"$f":"'Input - Inventory'!C305","v":"50W SON"},{"$f":"'Input - Inventory'!D305","v":"Luminaire"},{"$f":"'Input - Inventory'!E305","v":"NonTraffic"},{"$f":"'Input - Inventory'!F305","v":"Minor < 130w"},{"$f":"'Input - Inventory'!G305","v":0},null,"Luminaire - 50W SON",null,0,607,0,null,0,0,0,0,0,0,0,0,0,0,0,0,0,0,0,0,0,0,0,0,0,0,0,0,0,0,0,0,0,null,0,0,0,0,0,0,0,0,0,null,0,0,0,0,0,0,0,0,0,0,null,0,0,0,0,0,0,0,null,0,0,0,null,{"$f":"IF($D308=\"Connection\",VLOOKUP(C308,'Input - General'!$F$62:$N$79,7,FALSE),0)","v":0},null,0.1801212933606588,0,0,null,8.6527813038891108E-2,0,0]
[null,{"$f":"'Input - Inventory'!B306","v":298},{"$f":"'Input - Inventory'!C306","v":"50W SON - BOURKE HILL"},{"$f":"'Input - Inventory'!D306","v":"Luminaire"},{"$f":"'Input - Inventory'!E306","v":"NonTraffic"},{"$f":"'Input - Inventory'!F306","v":"Minor < 130w"},{"$f":"'Input - Inventory'!G306","v":0},null,"Luminaire - 50W SON - BOURKE HILL",null,0,0,0,null,0,0,0,0,0,0,0,0,0,0,0,0,0,0,0,0,0,0,0,0,0,0,0,0,0,0,0,0,0,null,0,0,0,0,0,0,0,0,0,null,0,0,0,0,0,0,0,0,0,0,null,0,0,0,0,0,0,0,null,0,0,0,null,{"$f":"IF($D309=\"Connection\",VLOOKUP(C309,'Input - General'!$F$62:$N$79,7,FALSE),0)","v":0},null,0.1801212933606588,0,0,null,8.6527813038891108E-2,0,0]
[null,{"$f":"'Input - Inventory'!B307","v":299},{"$f":"'Input - Inventory'!C307","v":"50W SON - NOSTALGIA"},{"$f":"'Input - Inventory'!D307","v":"Luminaire"},{"$f":"'Input - Inventory'!E307","v":"NonTraffic"},{"$f":"'Input - Inventory'!F307","v":"Minor < 130w"},{"$f":"'Input - Inventory'!G307","v":0},null,"Luminaire - 50W SON - NOSTALGIA",null,0,10,0,null,0,0,0,0,0,0,0,0,0,0,0,0,0,0,0,0,0,0,0,0,0,0,0,0,0,0,0,0,0,null,0,0,0,0,0,0,0,0,0,null,0,0,0,0,0,0,0,0,0,0,null,0,0,0,0,0,0,0,null,0,0,0,null,{"$f":"IF($D310=\"Connection\",VLOOKUP(C310,'Input - General'!$F$62:$N$79,7,FALSE),0)","v":0},null,0.1801212933606588,0,0,null,8.6527813038891108E-2,0,0]
[null,{"$f":"'Input - Inventory'!B308","v":300},{"$f":"'Input - Inventory'!C308","v":"60W SOX"},{"$f":"'Input - Inventory'!D308","v":"Luminaire"},{"$f":"'Input - Inventory'!E308","v":"NonTraffic"},{"$f":"'Input - Inventory'!F308","v":"Minor < 130w"},{"$f":"'Input - Inventory'!G308","v":0},null,"Luminaire - 60W SOX",null,0,0,0,null,0,0,0,0,0,0,0,0,0,0,0,0,0,0,0,0,0,0,0,0,0,0,0,0,0,0,0,0,0,null,0,0,0,0,0,0,0,0,0,null,0,0,0,0,0,0,0,0,0,0,null,0,0,0,0,0,0,0,null,0,0,0,null,{"$f":"IF($D311=\"Connection\",VLOOKUP(C311,'Input - General'!$F$62:$N$79,7,FALSE),0)","v":0},null,0.1801212933606588,0,0,null,8.6527813038891108E-2,0,0]
[null,{"$f":"'Input - Inventory'!B309","v":301},{"$f":"'Input - Inventory'!C309","v":"700W MBF"},{"$f":"'Input - Inventory'!D309","v":"Luminaire"},{"$f":"'Input - Inventory'!E309","v":"Traffic"},{"$f":"'Input - Inventory'!F309","v":"Major > 130w"},{"$f":"'Input - Inventory'!G309","v":0},null,"Luminaire - 700W MBF",null,0,34,0,null,0,0,0,0,0,0,0,0,0,0,0,0,0,0,0,0,0,0,0,0,0,0,0,0,0,0,0,0,0,null,0,0,0,0,0,0,0,0,0,null,0,0,0,0,0,0,0,0,0,0,null,0,0,0,0,0,0,0,null,0,0,0,null,{"$f":"IF($D312=\"Connection\",VLOOKUP(C312,'Input - General'!$F$62:$N$79,7,FALSE),0)","v":0},null,0.1801212933606588,0,0,null,8.6527813038891108E-2,0,0]
[null,{"$f":"'Input - Inventory'!B310","v":302},{"$f":"'Input - Inventory'!C310","v":"70W MBI"},{"$f":"'Input - Inventory'!D310","v":"Luminaire"},{"$f":"'Input - Inventory'!E310","v":"NonTraffic"},{"$f":"'Input - Inventory'!F310","v":"Minor < 130w"},{"$f":"'Input - Inventory'!G310","v":0},null,"Luminaire - 70W MBI",null,0,59,0,null,0,0,0,0,0,0,0,0,0,0,0,0,0,0,0,0,0,0,0,0,0,0,0,0,0,0,0,0,0,null,0,0,0,0,0,0,0,0,0,null,0,0,0,0,0,0,0,0,0,0,null,0,0,0,0,0,0,0,null,0,0,0,null,{"$f":"IF($D313=\"Connection\",VLOOKUP(C313,'Input - General'!$F$62:$N$79,7,FALSE),0)","v":0},null,0.1801212933606588,0,0,null,8.6527813038891108E-2,0,0]
[null,{"$f":"'Input - Inventory'!B311","v":303},{"$f":"'Input - Inventory'!C311","v":"70W MBI - MACQUARIE DEC."},{"$f":"'Input - Inventory'!D311","v":"Luminaire"},{"$f":"'Input - Inventory'!E311","v":"NonTraffic"},{"$f":"'Input - Inventory'!F311","v":"Minor < 130w"},{"$f":"'Input - Inventory'!G311","v":0},null,"Luminaire - 70W MBI - MACQUARIE DEC.",null,0,0,0,null,0,0,0,0,0,0,0,0,0,0,0,0,0,0,0,0,0,0,0,0,0,0,0,0,0,0,0,0,0,null,0,0,0,0,0,0,0,0,0,null,0,0,0,0,0,0,0,0,0,0,null,0,0,0,0,0,0,0,null,0,0,0,null,{"$f":"IF($D314=\"Connection\",VLOOKUP(C314,'Input - General'!$F$62:$N$79,7,FALSE),0)","v":0},null,0.1801212933606588,0,0,null,8.6527813038891108E-2,0,0]
[null,{"$f":"'Input - Inventory'!B312","v":304},{"$f":"'Input - Inventory'!C312","v":"70W MBI II"},{"$f":"'Input - Inventory'!D312","v":"Luminaire"},{"$f":"'Input - Inventory'!E312","v":"Traffic"},{"$f":"'Input - Inventory'!F312","v":"Minor < 130w"},{"$f":"'Input - Inventory'!G312","v":0},null,"Luminaire - 70W MBI II",null,0,72,0,null,0,0,0,0,0,0,0,0,0,0,0,0,0,0,0,0,0,0,0,0,0,0,0,0,0,0,0,0,0,null,0,0,0,0,0,0,0,0,0,null,0,0,0,0,0,0,0,0,0,0,null,0,0,0,0,0,0,0,null,0,0,0,null,{"$f":"IF($D315=\"Connection\",VLOOKUP(C315,'Input - General'!$F$62:$N$79,7,FALSE),0)","v":0},null,0.1801212933606588,0,0,null,8.6527813038891108E-2,0,0]
[null,{"$f":"'Input - Inventory'!B313","v":305},{"$f":"'Input - Inventory'!C313","v":"70W MBI II AERO"},{"$f":"'Input - Inventory'!D313","v":"Luminaire"},{"$f":"'Input - Inventory'!E313","v":"Traffic"},{"$f":"'Input - Inventory'!F313","v":"Minor < 130w"},{"$f":"'Input - Inventory'!G313","v":0},null,"Luminaire - 70W MBI II AERO",null,0,8,0,null,0,0,0,0,0,0,0,0,0,0,0,0,0,0,0,0,0,0,0,0,0,0,0,0,0,0,0,0,0,null,0,0,0,0,0,0,0,0,0,null,0,0,0,0,0,0,0,0,0,0,null,0,0,0,0,0,0,0,null,0,0,0,null,{"$f":"IF($D316=\"Connection\",VLOOKUP(C316,'Input - General'!$F$62:$N$79,7,FALSE),0)","v":0},null,0.1801212933606588,0,0,null,8.6527813038891108E-2,0,0]
[null,{"$f":"'Input - Inventory'!B314","v":306},{"$f":"'Input - Inventory'!C314","v":"70W SON"},{"$f":"'Input - Inventory'!D314","v":"Luminaire"},{"$f":"'Input - Inventory'!E314","v":"NonTraffic"},{"$f":"'Input - Inventory'!F314","v":"Minor < 130w"},{"$f":"'Input - Inventory'!G314","v":0},null,"Luminaire - 70W SON",null,0,1361,0,null,0,0,0,0,0,0,0,0,0,0,0,0,0,0,0,0,0,0,0,0,0,0,0,0,0,0,0,0,0,null,0,0,0,0,0,0,0,0,0,null,0,0,0,0,0,0,0,0,0,0,null,0,0,0,0,0,0,0,null,0,0,0,null,{"$f":"IF($D317=\"Connection\",VLOOKUP(C317,'Input - General'!$F$62:$N$79,7,FALSE),0)","v":0},null,0.1801212933606588,0,0,null,8.6527813038891108E-2,0,0]
[null,{"$f":"'Input - Inventory'!B315","v":307},{"$f":"'Input - Inventory'!C315","v":"70W SON - BOURKE HILL"},{"$f":"'Input - Inventory'!D315","v":"Luminaire"},{"$f":"'Input - Inventory'!E315","v":"NonTraffic"},{"$f":"'Input - Inventory'!F315","v":"Minor < 130w"},{"$f":"'Input - Inventory'!G315","v":0},null,"Luminaire - 70W SON - BOURKE HILL",null,0,12,0,null,0,0,0,0,0,0,0,0,0,0,0,0,0,0,0,0,0,0,0,0,0,0,0,0,0,0,0,0,0,null,0,0,0,0,0,0,0,0,0,null,0,0,0,0,0,0,0,0,0,0,null,0,0,0,0,0,0,0,null,0,0,0,null,{"$f":"IF($D318=\"Connection\",VLOOKUP(C318,'Input - General'!$F$62:$N$79,7,FALSE),0)","v":0},null,0.1801212933606588,0,0,null,8.6527813038891108E-2,0,0]
[null,{"$f":"'Input - Inventory'!B316","v":308},{"$f":"'Input - Inventory'!C316","v":"70W SON - GEC BOSTON 2"},{"$f":"'Input - Inventory'!D316","v":"Luminaire"},{"$f":"'Input - Inventory'!E316","v":"NonTraffic"},{"$f":"'Input - Inventory'!F316","v":"Minor < 130w"},{"$f":"'Input - Inventory'!G316","v":0},null,"Luminaire - 70W SON - GEC BOSTON 2",null,0,6,0,null,0,0,0,0,0,0,0,0,0,0,0,0,0,0,0,0,0,0,0,0,0,0,0,0,0,0,0,0,0,null,0,0,0,0,0,0,0,0,0,null,0,0,0,0,0,0,0,0,0,0,null,0,0,0,0,0,0,0,null,0,0,0,null,{"$f":"IF($D319=\"Connection\",VLOOKUP(C319,'Input - General'!$F$62:$N$79,7,FALSE),0)","v":0},null,0.1801212933606588,0,0,null,8.6527813038891108E-2,0,0]
[null,{"$f":"'Input - Inventory'!B317","v":309},{"$f":"'Input - Inventory'!C317","v":"70W SON - NOSTALGIA"},{"$f":"'Input - Inventory'!D317","v":"Luminaire"},{"$f":"'Input - Inventory'!E317","v":"NonTraffic"},{"$f":"'Input - Inventory'!F317","v":"Minor < 130w"},{"$f":"'Input - Inventory'!G317","v":0},null,"Luminaire - 70W SON - NOSTALGIA",null,0,22,0,null,0,0,0,0,0,0,0,0,0,0,0,0,0,0,0,0,0,0,0,0,0,0,0,0,0,0,0,0,0,null,0,0,0,0,0,0,0,0,0,null,0,0,0,0,0,0,0,0,0,0,null,0,0,0,0,0,0,0,null,0,0,0,null,{"$f":"IF($D320=\"Connection\",VLOOKUP(C320,'Input - General'!$F$62:$N$79,7,FALSE),0)","v":0},null,0.1801212933606588,0,0,null,8.6527813038891108E-2,0,0]
[null,{"$f":"'Input - Inventory'!B318","v":310},{"$f":"'Input - Inventory'!C318","v":"70W SON - Nostalgia (P09)"},{"$f":"'Input - Inventory'!D318","v":"Luminaire"},{"$f":"'Input - Inventory'!E318","v":"Traffic"},{"$f":"'Input - Inventory'!F318","v":"Minor < 130w"},{"$f":"'Input - Inventory'!G318","v":0},null,"Luminaire - 70W SON - Nostalgia (P09)",null,0,50,0,null,0,0,0,0,0,0,0,0,0,0,0,0,0,0,0,0,0,0,0,0,0,0,0,0,0,0,0,0,0,null,0,0,0,0,0,0,0,0,0,null,0,0,0,0,0,0,0,0,0,0,null,0,0,0,0,0,0,0,null,0,0,0,null,{"$f":"IF($D321=\"Connection\",VLOOKUP(C321,'Input - General'!$F$62:$N$79,7,FALSE),0)","v":0},null,0.1801212933606588,0,0,null,8.6527813038891108E-2,0,0]
[null,{"$f":"'Input - Inventory'!B319","v":311},{"$f":"'Input - Inventory'!C319","v":"70W SON - PARKVILLE"},{"$f":"'Input - Inventory'!D319","v":"Luminaire"},{"$f":"'Input - Inventory'!E319","v":"NonTraffic"},{"$f":"'Input - Inventory'!F319","v":"Minor < 130w"},{"$f":"'Input - Inventory'!G319","v":0},null,"Luminaire - 70W SON - PARKVILLE",null,0,6,0,null,0,0,0,0,0,0,0,0,0,0,0,0,0,0,0,0,0,0,0,0,0,0,0,0,0,0,0,0,0,null,0,0,0,0,0,0,0,0,0,null,0,0,0,0,0,0,0,0,0,0,null,0,0,0,0,0,0,0,null,0,0,0,null,{"$f":"IF($D322=\"Connection\",VLOOKUP(C322,'Input - General'!$F$62:$N$79,7,FALSE),0)","v":0},null,0.1801212933606588,0,0,null,8.6527813038891108E-2,0,0]
[null,{"$f":"'Input - Inventory'!B320","v":312},{"$f":"'Input - Inventory'!C320","v":"70W SON - REGAL/FLINDERS"},{"$f":"'Input - Inventory'!D320","v":"Luminaire"},{"$f":"'Input - Inventory'!E320","v":"NonTraffic"},{"$f":"'Input - Inventory'!F320","v":"Minor < 130w"},{"$f":"'Input - Inventory'!G320","v":0},null,"Luminaire - 70W SON - REGAL/FLINDERS",null,0,0,0,null,0,0,0,0,0,0,0,0,0,0,0,0,0,0,0,0,0,0,0,0,0,0,0,0,0,0,0,0,0,null,0,0,0,0,0,0,0,0,0,null,0,0,0,0,0,0,0,0,0,0,null,0,0,0,0,0,0,0,null,0,0,0,null,{"$f":"IF($D323=\"Connection\",VLOOKUP(C323,'Input - General'!$F$62:$N$79,7,FALSE),0)","v":0},null,0.1801212933606588,0,0,null,8.6527813038891108E-2,0,0]
[null,{"$f":"'Input - Inventory'!B321","v":313},{"$f":"'Input - Inventory'!C321","v":"70W SON (P09)"},{"$f":"'Input - Inventory'!D321","v":"Luminaire"},{"$f":"'Input - Inventory'!E321","v":"NonTraffic"},{"$f":"'Input - Inventory'!F321","v":"Minor < 130w"},{"$f":"'Input - Inventory'!G321","v":0},null,"Luminaire - 70W SON (P09)",null,0,419,0,null,0,0,0,0,0,0,0,0,0,0,0,0,0,0,0,0,0,0,0,0,0,0,0,0,0,0,0,0,0,null,0,0,0,0,0,0,0,0,0,null,0,0,0,0,0,0,0,0,0,0,null,0,0,0,0,0,0,0,null,0,0,0,null,{"$f":"IF($D324=\"Connection\",VLOOKUP(C324,'Input - General'!$F$62:$N$79,7,FALSE),0)","v":0},null,0.1801212933606588,0,0,null,8.6527813038891108E-2,0,0]
[null,{"$f":"'Input - Inventory'!B322","v":314},{"$f":"'Input - Inventory'!C322","v":"70W SON BOLLARD"},{"$f":"'Input - Inventory'!D322","v":"Luminaire"},{"$f":"'Input - Inventory'!E322","v":"NonTraffic"},{"$f":"'Input - Inventory'!F322","v":"Minor < 130w"},{"$f":"'Input - Inventory'!G322","v":0},null,"Luminaire - 70W SON BOLLARD",null,0,9,0,null,0,0,0,0,0,0,0,0,0,0,0,0,0,0,0,0,0,0,0,0,0,0,0,0,0,0,0,0,0,null,0,0,0,0,0,0,0,0,0,null,0,0,0,0,0,0,0,0,0,0,null,0,0,0,0,0,0,0,null,0,0,0,null,{"$f":"IF($D325=\"Connection\",VLOOKUP(C325,'Input - General'!$F$62:$N$79,7,FALSE),0)","v":0},null,0.1801212933606588,0,0,null,8.6527813038891108E-2,0,0]
[null,{"$f":"'Input - Inventory'!B323","v":315},{"$f":"'Input - Inventory'!C323","v":"70W SON FLOODLIGHT"},{"$f":"'Input - Inventory'!D323","v":"Luminaire"},{"$f":"'Input - Inventory'!E323","v":"NonTraffic"},{"$f":"'Input - Inventory'!F323","v":"Minor < 130w"},{"$f":"'Input - Inventory'!G323","v":0},null,"Luminaire - 70W SON FLOODLIGHT",null,0,16,0,null,0,0,0,0,0,0,0,0,0,0,0,0,0,0,0,0,0,0,0,0,0,0,0,0,0,0,0,0,0,null,0,0,0,0,0,0,0,0,0,null,0,0,0,0,0,0,0,0,0,0,null,0,0,0,0,0,0,0,null,0,0,0,null,{"$f":"IF($D326=\"Connection\",VLOOKUP(C326,'Input - General'!$F$62:$N$79,7,FALSE),0)","v":0},null,0.1801212933606588,0,0,null,8.6527813038891108E-2,0,0]
[null,{"$f":"'Input - Inventory'!B324","v":316},{"$f":"'Input - Inventory'!C324","v":"70W SON Floodlight (P09)"},{"$f":"'Input - Inventory'!D324","v":"Luminaire"},{"$f":"'Input - Inventory'!E324","v":"NonTraffic"},{"$f":"'Input - Inventory'!F324","v":"Minor < 130w"},{"$f":"'Input - Inventory'!G324","v":0},null,"Luminaire - 70W SON Floodlight (P09)",null,0,12,0,null,0,0,0,0,0,0,0,0,0,0,0,0,0,0,0,0,0,0,0,0,0,0,0,0,0,0,0,0,0,null,0,0,0,0,0,0,0,0,0,null,0,0,0,0,0,0,0,0,0,0,null,0,0,0,0,0,0,0,null,0,0,0,null,{"$f":"IF($D327=\"Connection\",VLOOKUP(C327,'Input - General'!$F$62:$N$79,7,FALSE),0)","v":0},null,0.1801212933606588,0,0,null,8.6527813038891108E-2,0,0]
[null,{"$f":"'Input - Inventory'!B325","v":317},{"$f":"'Input - Inventory'!C325","v":"70W SON -PLAIN"},{"$f":"'Input - Inventory'!D325","v":"Luminaire"},{"$f":"'Input - Inventory'!E325","v":"NonTraffic"},{"$f":"'Input - Inventory'!F325","v":"Minor < 130w"},{"$f":"'Input - Inventory'!G325","v":0},null,"Luminaire - 70W SON -PLAIN",null,0,202,0,null,0,0,0,0,0,0,0,0,0,0,0,0,0,0,0,0,0,0,0,0,0,0,0,0,0,0,0,0,0,null,0,0,0,0,0,0,0,0,0,null,0,0,0,0,0,0,0,0,0,0,null,0,0,0,0,0,0,0,null,0,0,0,null,{"$f":"IF($D328=\"Connection\",VLOOKUP(C328,'Input - General'!$F$62:$N$79,7,FALSE),0)","v":0},null,0.1801212933606588,0,0,null,8.6527813038891108E-2,0,0]
[null,{"$f":"'Input - Inventory'!B326","v":318},{"$f":"'Input - Inventory'!C326","v":"70W SON -PLAIN (P09)"},{"$f":"'Input - Inventory'!D326","v":"Luminaire"},{"$f":"'Input - Inventory'!E326","v":"NonTraffic"},{"$f":"'Input - Inventory'!F326","v":"Minor < 130w"},{"$f":"'Input - Inventory'!G326","v":0},null,"Luminaire - 70W SON -PLAIN (P09)",null,0,20,0,null,0,0,0,0,0,0,0,0,0,0,0,0,0,0,0,0,0,0,0,0,0,0,0,0,0,0,0,0,0,null,0,0,0,0,0,0,0,0,0,null,0,0,0,0,0,0,0,0,0,0,null,0,0,0,0,0,0,0,null,0,0,0,null,{"$f":"IF($D329=\"Connection\",VLOOKUP(C329,'Input - General'!$F$62:$N$79,7,FALSE),0)","v":0},null,0.1801212933606588,0,0,null,8.6527813038891108E-2,0,0]
[null,{"$f":"'Input - Inventory'!B327","v":319},{"$f":"'Input - Inventory'!C327","v":"750W MBI FLOODLIGHT"},{"$f":"'Input - Inventory'!D327","v":"Luminaire"},{"$f":"'Input - Inventory'!E327","v":"Traffic"},{"$f":"'Input - Inventory'!F327","v":"Major > 130w"},{"$f":"'Input - Inventory'!G327","v":0},null,"Luminaire - 750W MBI FLOODLIGHT",null,0,0,0,null,0,0,0,0,0,0,0,0,0,0,0,0,0,0,0,0,0,0,0,0,0,0,0,0,0,0,0,0,0,null,0,0,0,0,0,0,0,0,0,null,0,0,0,0,0,0,0,0,0,0,null,0,0,0,0,0,0,0,null,0,0,0,null,{"$f":"IF($D330=\"Connection\",VLOOKUP(C330,'Input - General'!$F$62:$N$79,7,FALSE),0)","v":0},null,0.1801212933606588,0,0,null,8.6527813038891108E-2,0,0]
[null,{"$f":"'Input - Inventory'!B328","v":320},{"$f":"'Input - Inventory'!C328","v":"80W MBF"},{"$f":"'Input - Inventory'!D328","v":"Luminaire"},{"$f":"'Input - Inventory'!E328","v":"NonTraffic"},{"$f":"'Input - Inventory'!F328","v":"Minor < 130w"},{"$f":"'Input - Inventory'!G328","v":0},null,"Luminaire - 80W MBF",null,0,22785,0,null,0,0,0,0,0,0,0,0,0,0,0,0,0,0,0,0,0,0,0,0,0,0,0,0,0,0,0,0,0,null,0,0,0,0,0,0,0,0,0,null,0,0,0,0,0,0,0,0,0,0,null,0,0,0,0,0,0,0,null,0,0,0,null,{"$f":"IF($D331=\"Connection\",VLOOKUP(C331,'Input - General'!$F$62:$N$79,7,FALSE),0)","v":0},null,0.1801212933606588,0,0,null,8.6527813038891108E-2,0,0]
[null,{"$f":"'Input - Inventory'!B329","v":321},{"$f":"'Input - Inventory'!C329","v":"80W MBF - BEGA+CURVE BRA"},{"$f":"'Input - Inventory'!D329","v":"Luminaire"},{"$f":"'Input - Inventory'!E329","v":"NonTraffic"},{"$f":"'Input - Inventory'!F329","v":"Minor < 130w"},{"$f":"'Input - Inventory'!G329","v":0},null,"Luminaire - 80W MBF - BEGA+CURVE BRA",null,0,0,0,null,0,0,0,0,0,0,0,0,0,0,0,0,0,0,0,0,0,0,0,0,0,0,0,0,0,0,0,0,0,null,0,0,0,0,0,0,0,{"$f":"INDIRECT($E332)*$V332 +(1-INDIRECT($E332))*$T332","v":0},0,null,{"$f":"IF($D332=$AS$9,(INDIRECT(\"PriceLabour\" & \"FY17\")*ProportionStandardHours + INDIRECT(\"PriceLabourOvertime\" & \"FY17\")*ProportionOvertimeHours)*(1+RateOnCostAnnual),0)","v":0},0,{"$f":"IF($D332=\"Lamp\",(NumberOfCrew+INDIRECT($E332)*TrafficController)*(TimeToReplaceLamp),0)","v":0},{"$f":"IF($D332=$AS$9,(INDIRECT(\"PriceLabour\" & \"FY17\")*ProportionStandardHours + INDIRECT(\"PriceLabourOvertime\" & \"FY17\")*ProportionOvertimeHours)*(1+RateOnCostAnnual),0)","v":0},0,{"$f":"IF($D332=\"Lamp\",(NumberOfCrew+INDIRECT($E332)*TrafficController)*(TimeForPECellReplace),0)","v":0},{"$f":"IF($D332=$AS$9,(INDIRECT(\"PriceLabour\" & \"FY17\")*ProportionStandardHours + INDIRECT(\"PriceLabourOvertime\" & \"FY17\")*ProportionOvertimeHours)*(1+RateOnCostAnnual),0)","v":0},0,{"$f":"IF($D332=\"Lamp\",(NumberOfCrew+INDIRECT($E332)*TrafficController)*(TimeForOtherSpot),0)","v":0},0,null,0,{"$f":"IF($D332=\"Lamp\",INDIRECT(BO$10 & $B332),0)","v":0},0,{"$f":"IF($D332=\"Lamp\",INDIRECT(\"FailurePECell\" & \"Annual\"),0)","v":0},0,{"$f":"IF($D332=\"Lamp\",INDIRECT(\"FailureMisc\" & \"Annual\"),0)","v":0},0,null,0,0,0,null,{"$f":"IF($D332=\"Connection\",VLOOKUP(C332,'Input - General'!$F$62:$N$79,7,FALSE),0)","v":0},null,{"$f":"RateOverhead","v":0.1801212933606588},0,0,null,{"$f":"CorporateOverheads","v":8.6527813038891108E-2},0,{"$f":"CG332*CF332","v":0}]
[null,{"$f":"'Input - Inventory'!B330","v":322},{"$f":"'Input - Inventory'!C330","v":"80W MBF - BOURKE HILL"},{"$f":"'Input - Inventory'!D330","v":"Luminaire"},{"$f":"'Input - Inventory'!E330","v":"NonTraffic"},{"$f":"'Input - Inventory'!F330","v":"Minor < 130w"},{"$f":"'Input - Inventory'!G330","v":0},null,"Luminaire - 80W MBF - BOURKE HILL",null,{"$f":"AQ333+BA333+BL333+BT333+BX333+BZ333+CD333+CH333","v":0},{"$f":"INDIRECT(L$10&$B333&\"FY17\")","v":714},0,null,{"$f":"IF(AND($D333=\"Lamp\", OR($F333=O$9, O$9=\"All\")),INDIRECT(\"PriceBulkTask1\" & \"FY17\"),0)","v":0},0,{"$f":"IF(AND($D333=\"Lamp\", OR($F333=Q$9, Q$9=\"All\")),INDIRECT(\"PriceBulkTask2\" & \"FY17\"),0)","v":0},0,{"$f":"IF(AND($D333=\"Lamp\", OR($F333=S$9, S$9=\"All\")),INDIRECT(\"PriceBulkTask3\" & \"FY17\"),0)","v":0},0,{"$f":"IF(AND($D333=\"Lamp\", OR($F333=U$9, U$9=\"All\")),INDIRECT(\"PriceBulkTask4\" & \"FY17\"),0)","v":0},0,{"$f":"IF(AND($D333=\"Lamp\", OR($F333=W$9, W$9=\"All\")),INDIRECT(\"PriceBulkTask5\" & \"FY17\"),0)","v":0},0,{"$f":"IF(AND($D333=\"Lamp\", OR($F333=Y$9, Y$9=\"All\")),INDIRECT(\"PriceBulkTask6\" & \"FY17\"),0)","v":0},0,{"$f":"IF(AND($D333=\"Lamp\", OR($F333=AA$9, AA$9=\"All\")),INDIRECT(\"PriceBulkTask7\" & \"FY17\"),0)","v":0},0,{"$f":"IF(AND($D333=\"Lamp\", OR($F333=AC$9, AC$9=\"All\")),INDIRECT(\"PriceBulkTask8\" & \"FY17\"),0)","v":0},0,{"$f":"IF(AND($D333=\"Lamp\", OR($F333=AE$9, AE$9=\"All\")),INDIRECT(\"PriceBulkTask9\" & \"FY17\"),0)","v":0},0,{"$f":"IF(AND($D333=\"Lamp\", OR($F333=AG$9, AG$9=\"All\")),INDIRECT(\"PriceBulkTask10\" & \"FY17\"),0)","v":0},0,{"$f":"IF(AND($D333=\"Lamp\", OR($F333=AI$9, AI$9=\"All\")),INDIRECT(\"PriceBulkTask11\" & \"FY17\"),0)","v":0},0,{"$f":"IF(AND($D333=\"Lamp\", OR($F333=AK$9, AK$9=\"All\")),INDIRECT(\"PriceBulkTask12\" & \"FY17\"),0)","v":0},0,{"$f":"IF(AND($D333=\"Lamp\", OR($F333=AM$9, AM$9=\"All\")),INDIRECT(\"PriceBulkTask13\" & \"FY17\"),0)","v":0},0,{"$f":"IF(AND($D333=\"Lamp\", OR($F333=AO$9, AO$9=\"All\")),INDIRECT(\"PriceBulkTask14\" & \"FY17\"),0)","v":0},0,0,null,{"$f":"IF($D333=\"Lamp\",$G333*INDIRECT(\"Price\" & $B333 & \"FY17\"),0)","v":0},0,{"$f":"IF($D333=\"Lamp\",INDIRECT(\"PriceVisor\" & \"FY17\"),0)","v":0},0,{"$f":"IF($D333=\"Lamp\",INDIRECT(\"PricePECell\" & \"FY17\"),0)","v":0},0,{"$f":"IF($D333=\"Lamp\",INDIRECT(\"PriceMisc\" & \"FY17\"),0)","v":0},0,0,null,0,0,0,0,0,0,0,0,0,0,null,{"$f":"IF($D333=\"Lamp\",INDIRECT(\"Price\" & $B333 & \"FY17\"),0)","v":0},0,{"$f":"IF($D333=\"Lamp\",INDIRECT(\"pRICEpecELL\" & \"FY17\"),0)","v":0},0,{"$f":"IF($D333=\"Lamp\",INDIRECT(\"PriceMisc\" & \"FY17\"),0)","v":0},0,0,null,{"$f":"IF(AND($D333=\"Lamp\"),INDIRECT(\"PriceEWP\"&\"FY17\"),0)","v":0},0,0,null,{"$f":"IF($D333=\"Connection\",VLOOKUP(C333,'Input - General'!$F$62:$N$79,7,FALSE),0)","v":0},null,0.1801212933606588,0,0,null,8.6527813038891108E-2,{"$f":"AQ333+BA333+BL333+BT333+BX333+BZ333+CD333","v":0},0]
[null,{"$f":"'Input - Inventory'!B331","v":323},{"$f":"'Input - Inventory'!C331","v":"80W MBF - Bourke Hill (P09)"},{"$f":"'Input - Inventory'!D331","v":"Luminaire"},{"$f":"'Input - Inventory'!E331","v":"NonTraffic"},{"$f":"'Input - Inventory'!F331","v":"Minor < 130w"},{"$f":"'Input - Inventory'!G331","v":0},null,"Luminaire - 80W MBF - Bourke Hill (P09)",null,0,175,0,null,0,0,0,0,0,0,0,0,0,0,0,0,0,0,0,0,0,0,0,0,0,0,0,0,0,0,0,0,0,null,0,0,0,0,0,0,0,0,0,null,0,0,0,0,0,0,0,0,0,0,null,0,0,0,0,0,0,0,null,0,0,0,null,{"$f":"IF($D334=\"Connection\",VLOOKUP(C334,'Input - General'!$F$62:$N$79,7,FALSE),0)","v":0},null,0.1801212933606588,0,0,null,8.6527813038891108E-2,0,0]
[null,{"$f":"'Input - Inventory'!B332","v":324},{"$f":"'Input - Inventory'!C332","v":"80W MBF - GEC BOSTON 2"},{"$f":"'Input - Inventory'!D332","v":"Luminaire"},{"$f":"'Input - Inventory'!E332","v":"NonTraffic"},{"$f":"'Input - Inventory'!F332","v":"Minor < 130w"},{"$f":"'Input - Inventory'!G332","v":0},null,"Luminaire - 80W MBF - GEC BOSTON 2",null,0,12,0,null,0,0,0,0,0,0,0,0,0,0,0,0,0,0,0,0,0,0,0,0,0,0,0,0,0,0,0,0,0,null,0,0,0,0,0,0,0,0,0,null,0,0,0,0,0,0,0,0,0,0,null,0,0,0,0,0,0,0,null,0,0,0,null,{"$f":"IF($D335=\"Connection\",VLOOKUP(C335,'Input - General'!$F$62:$N$79,7,FALSE),0)","v":0},null,0.1801212933606588,0,0,null,8.6527813038891108E-2,0,0]
[null,{"$f":"'Input - Inventory'!B333","v":325},{"$f":"'Input - Inventory'!C333","v":"80W MBF - NOSTALGIA"},{"$f":"'Input - Inventory'!D333","v":"Luminaire"},{"$f":"'Input - Inventory'!E333","v":"NonTraffic"},{"$f":"'Input - Inventory'!F333","v":"Minor < 130w"},{"$f":"'Input - Inventory'!G333","v":0},null,"Luminaire - 80W MBF - NOSTALGIA",null,0,562,0,null,0,0,0,0,0,0,0,0,0,0,0,0,0,0,0,0,0,0,0,0,0,0,0,0,0,0,0,0,0,null,0,0,0,0,0,0,0,0,0,null,0,0,0,0,0,0,0,0,0,0,null,0,0,0,0,0,0,0,null,0,0,0,null,{"$f":"IF($D336=\"Connection\",VLOOKUP(C336,'Input - General'!$F$62:$N$79,7,FALSE),0)","v":0},null,0.1801212933606588,0,0,null,8.6527813038891108E-2,0,0]
[null,{"$f":"'Input - Inventory'!B334","v":326},{"$f":"'Input - Inventory'!C334","v":"80W MBF - PLAIN"},{"$f":"'Input - Inventory'!D334","v":"Luminaire"},{"$f":"'Input - Inventory'!E334","v":"NonTraffic"},{"$f":"'Input - Inventory'!F334","v":"Minor < 130w"},{"$f":"'Input - Inventory'!G334","v":0},null,"Luminaire - 80W MBF - PLAIN",null,0,318,0,null,0,0,0,0,0,0,0,0,0,0,0,0,0,0,0,0,0,0,0,0,0,0,0,0,0,0,0,0,0,null,0,0,0,0,0,0,0,0,0,null,0,0,0,0,0,0,0,0,0,0,null,0,0,0,0,0,0,0,null,0,0,0,null,{"$f":"IF($D337=\"Connection\",VLOOKUP(C337,'Input - General'!$F$62:$N$79,7,FALSE),0)","v":0},null,0.1801212933606588,0,0,null,8.6527813038891108E-2,0,0]
[null,{"$f":"'Input - Inventory'!B335","v":327},{"$f":"'Input - Inventory'!C335","v":"80W MBF - PLAIN (P09)"},{"$f":"'Input - Inventory'!D335","v":"Luminaire"},{"$f":"'Input - Inventory'!E335","v":"NonTraffic"},{"$f":"'Input - Inventory'!F335","v":"Minor < 130w"},{"$f":"'Input - Inventory'!G335","v":0},null,"Luminaire - 80W MBF - PLAIN (P09)",null,0,285,0,null,0,0,0,0,0,0,0,0,0,0,0,0,0,0,0,0,0,0,0,0,0,0,0,0,0,0,0,0,0,null,0,0,0,0,0,0,0,0,0,null,0,0,0,0,0,0,0,0,0,0,null,0,0,0,0,0,0,0,null,0,0,0,null,{"$f":"IF($D338=\"Connection\",VLOOKUP(C338,'Input - General'!$F$62:$N$79,7,FALSE),0)","v":0},null,0.1801212933606588,0,0,null,8.6527813038891108E-2,0,0]
[null,{"$f":"'Input - Inventory'!B336","v":328},{"$f":"'Input - Inventory'!C336","v":"80W MBF - REGAL/FLINDERS"},{"$f":"'Input - Inventory'!D336","v":"Luminaire"},{"$f":"'Input - Inventory'!E336","v":"NonTraffic"},{"$f":"'Input - Inventory'!F336","v":"Minor < 130w"},{"$f":"'Input - Inventory'!G336","v":0},null,"Luminaire - 80W MBF - REGAL/FLINDERS",null,0,0,0,null,0,0,0,0,0,0,0,0,0,0,0,0,0,0,0,0,0,0,0,0,0,0,0,0,0,0,0,0,0,null,0,0,0,0,0,0,0,0,0,null,0,0,0,0,0,0,0,0,0,0,null,0,0,0,0,0,0,0,null,0,0,0,null,{"$f":"IF($D339=\"Connection\",VLOOKUP(C339,'Input - General'!$F$62:$N$79,7,FALSE),0)","v":0},null,0.1801212933606588,0,0,null,8.6527813038891108E-2,0,0]
[null,{"$f":"'Input - Inventory'!B337","v":329},{"$f":"'Input - Inventory'!C337","v":"80W MBF - SYLVANIA SUBUR"},{"$f":"'Input - Inventory'!D337","v":"Luminaire"},{"$f":"'Input - Inventory'!E337","v":"NonTraffic"},{"$f":"'Input - Inventory'!F337","v":"Minor < 130w"},{"$f":"'Input - Inventory'!G337","v":0},null,"Luminaire - 80W MBF - SYLVANIA SUBUR",null,0,0,0,null,0,0,0,0,0,0,0,0,0,0,0,0,0,0,0,0,0,0,0,0,0,0,0,0,0,0,0,0,0,null,0,0,0,0,0,0,0,0,0,null,0,0,0,0,0,0,0,0,0,0,null,0,0,0,0,0,0,0,null,0,0,0,null,{"$f":"IF($D340=\"Connection\",VLOOKUP(C340,'Input - General'!$F$62:$N$79,7,FALSE),0)","v":0},null,0.1801212933606588,0,0,null,8.6527813038891108E-2,0,0]
[null,{"$f":"'Input - Inventory'!B338","v":330},{"$f":"'Input - Inventory'!C338","v":"80W MBF - Sylvania Suburban (P09)"},{"$f":"'Input - Inventory'!D338","v":"Luminaire"},{"$f":"'Input - Inventory'!E338","v":"NonTraffic"},{"$f":"'Input - Inventory'!F338","v":"Minor < 130w"},{"$f":"'Input - Inventory'!G338","v":0},null,"Luminaire - 80W MBF - Sylvania Suburban (P09)",null,0,8214.5,0,null,0,0,0,0,0,0,0,0,0,0,0,0,0,0,0,0,0,0,0,0,0,0,0,0,0,0,0,0,0,null,0,0,0,0,0,0,0,0,0,null,0,0,0,0,0,0,0,0,0,0,null,0,0,0,0,0,0,0,null,0,0,0,null,{"$f":"IF($D341=\"Connection\",VLOOKUP(C341,'Input - General'!$F$62:$N$79,7,FALSE),0)","v":0},null,0.1801212933606588,0,0,null,8.6527813038891108E-2,0,0]
[null,{"$f":"'Input - Inventory'!B339","v":331},{"$f":"'Input - Inventory'!C339","v":"80W MBF BOLLARD"},{"$f":"'Input - Inventory'!D339","v":"Luminaire"},{"$f":"'Input - Inventory'!E339","v":"NonTraffic"},{"$f":"'Input - Inventory'!F339","v":"Minor < 130w"},{"$f":"'Input - Inventory'!G339","v":0},null,"Luminaire - 80W MBF BOLLARD",null,0,68,0,null,0,0,0,0,0,0,0,0,0,0,0,0,0,0,0,0,0,0,0,0,0,0,0,0,0,0,0,0,0,null,0,0,0,0,0,0,0,0,0,null,0,0,0,0,0,0,0,0,0,0,null,0,0,0,0,0,0,0,null,0,0,0,null,{"$f":"IF($D342=\"Connection\",VLOOKUP(C342,'Input - General'!$F$62:$N$79,7,FALSE),0)","v":0},null,0.1801212933606588,0,0,null,8.6527813038891108E-2,0,0]
[null,{"$f":"'Input - Inventory'!B340","v":332},{"$f":"'Input - Inventory'!C340","v":"80W MBF TOORAK"},{"$f":"'Input - Inventory'!D340","v":"Luminaire"},{"$f":"'Input - Inventory'!E340","v":"NonTraffic"},{"$f":"'Input - Inventory'!F340","v":"Minor < 130w"},{"$f":"'Input - Inventory'!G340","v":0},null,"Luminaire - 80W MBF TOORAK",null,0,107,0,null,0,0,0,0,0,0,0,0,0,0,0,0,0,0,0,0,0,0,0,0,0,0,0,0,0,0,0,0,0,null,0,0,0,0,0,0,0,0,0,null,0,0,0,0,0,0,0,0,0,0,null,0,0,0,0,0,0,0,null,0,0,0,null,{"$f":"IF($D343=\"Connection\",VLOOKUP(C343,'Input - General'!$F$62:$N$79,7,FALSE),0)","v":0},null,0.1801212933606588,0,0,null,8.6527813038891108E-2,0,0]
[null,{"$f":"'Input - Inventory'!B341","v":333},{"$f":"'Input - Inventory'!C341","v":"90W SOX"},{"$f":"'Input - Inventory'!D341","v":"Luminaire"},{"$f":"'Input - Inventory'!E341","v":"Traffic"},{"$f":"'Input - Inventory'!F341","v":"Minor < 130w"},{"$f":"'Input - Inventory'!G341","v":0},null,"Luminaire - 90W SOX",null,0,1,0,null,0,0,0,0,0,0,0,0,0,0,0,0,0,0,0,0,0,0,0,0,0,0,0,0,0,0,0,0,0,null,0,0,0,0,0,0,0,0,0,null,0,0,0,0,0,0,0,0,0,0,null,0,0,0,0,0,0,0,null,0,0,0,null,{"$f":"IF($D344=\"Connection\",VLOOKUP(C344,'Input - General'!$F$62:$N$79,7,FALSE),0)","v":0},null,0.1801212933606588,0,0,null,8.6527813038891108E-2,0,0]
[null,{"$f":"'Input - Inventory'!B342","v":334},{"$f":"'Input - Inventory'!C342","v":"EMPTY"},{"$f":"'Input - Inventory'!D342","v":"Luminaire"},{"$f":"'Input - Inventory'!E342","v":"NonTraffic"},{"$f":"'Input - Inventory'!F342","v":"Minor < 130w"},{"$f":"'Input - Inventory'!G342","v":0},null,"Luminaire - EMPTY",null,0,0,0,null,0,0,0,0,0,0,0,0,0,0,0,0,0,0,0,0,0,0,0,0,0,0,0,0,0,0,0,0,0,null,0,0,0,0,0,0,0,0,0,null,0,0,0,0,0,0,0,0,0,0,null,0,0,0,0,0,0,0,null,0,0,0,null,{"$f":"IF($D345=\"Connection\",VLOOKUP(C345,'Input - General'!$F$62:$N$79,7,FALSE),0)","v":0},null,0.1801212933606588,0,0,null,8.6527813038891108E-2,0,0]
[null,{"$f":"'Input - Inventory'!B343","v":335},{"$f":"'Input - Inventory'!C343","v":"INCANDESCENT"},{"$f":"'Input - Inventory'!D343","v":"Luminaire"},{"$f":"'Input - Inventory'!E343","v":"NonTraffic"},{"$f":"'Input - Inventory'!F343","v":"Minor < 130w"},{"$f":"'Input - Inventory'!G343","v":0},null,"Luminaire - INCANDESCENT",null,0,12,0,null,0,0,0,0,0,0,0,0,0,0,0,0,0,0,0,0,0,0,0,0,0,0,0,0,0,0,0,0,0,null,0,0,0,0,0,0,0,0,0,null,0,0,0,0,0,0,0,0,0,0,null,0,0,0,0,0,0,0,null,0,0,0,null,{"$f":"IF($D346=\"Connection\",VLOOKUP(C346,'Input - General'!$F$62:$N$79,7,FALSE),0)","v":0},null,0.1801212933606588,0,0,null,8.6527813038891108E-2,0,0]
[null,{"$f":"'Input - Inventory'!B344","v":336},{"$f":"'Input - Inventory'!C344","v":"PRIVATE"},{"$f":"'Input - Inventory'!D344","v":"Luminaire"},{"$f":"'Input - Inventory'!E344","v":"NonTraffic"},{"$f":"'Input - Inventory'!F344","v":"Minor < 130w"},{"$f":"'Input - Inventory'!G344","v":0},null,"Luminaire - PRIVATE",null,0,113,0,null,0,0,0,0,0,0,0,0,0,0,0,0,0,0,0,0,0,0,0,0,0,0,0,0,0,0,0,0,0,null,0,0,0,0,0,0,0,0,0,null,0,0,0,0,0,0,0,0,0,0,null,0,0,0,0,0,0,0,null,0,0,0,null,{"$f":"IF($D347=\"Connection\",VLOOKUP(C347,'Input - General'!$F$62:$N$79,7,FALSE),0)","v":0},null,0.1801212933606588,0,0,null,8.6527813038891108E-2,0,0]
[null,{"$f":"'Input - Inventory'!B345","v":337},{"$f":"'Input - Inventory'!C345","v":"TH FLOODLIGHT"},{"$f":"'Input - Inventory'!D345","v":"Luminaire"},{"$f":"'Input - Inventory'!E345","v":"Traffic"},{"$f":"'Input - Inventory'!F345","v":"Major > 130w"},{"$f":"'Input - Inventory'!G345","v":0},null,"Luminaire - TH FLOODLIGHT",null,0,32,0,null,0,0,0,0,0,0,0,0,0,0,0,0,0,0,0,0,0,0,0,0,0,0,0,0,0,0,0,0,0,null,0,0,0,0,0,0,0,0,0,null,0,0,0,0,0,0,0,0,0,0,null,0,0,0,0,0,0,0,null,0,0,0,null,{"$f":"IF($D348=\"Connection\",VLOOKUP(C348,'Input - General'!$F$62:$N$79,7,FALSE),0)","v":0},null,0.1801212933606588,0,0,null,8.6527813038891108E-2,0,0]
[null,{"$f":"'Input - Inventory'!B346","v":338},{"$f":"'Input - Inventory'!C346","v":"2ND LIGHT NON-TRL"},{"$f":"'Input - Inventory'!D346","v":"Support"},{"$f":"'Input - Inventory'!E346","v":"NonTraffic"},{"$f":"'Input - Inventory'!F346","v":"n/a"},{"$f":"'Input - Inventory'!G346","v":0},null,"Support - 2ND LIGHT NON-TRL",null,0,427,0,null,0,0,0,0,0,0,0,0,0,0,0,0,0,0,0,0,0,0,0,0,0,0,0,0,0,0,0,0,0,null,0,0,0,0,0,0,0,0,0,null,0,0,0,0,0,0,0,0,0,0,null,0,0,0,0,0,0,0,null,0,0,0,null,{"$f":"IF($D349=\"Connection\",VLOOKUP(C349,'Input - General'!$F$62:$N$79,7,FALSE),0)","v":0},null,0.1801212933606588,0,0,null,8.6527813038891108E-2,0,0]
[null,{"$f":"'Input - Inventory'!B347","v":339},{"$f":"'Input - Inventory'!C347","v":"2nd Light non-TRL (P09)"},{"$f":"'Input - Inventory'!D347","v":"Support"},{"$f":"'Input - Inventory'!E347","v":"NonTraffic"},{"$f":"'Input - Inventory'!F347","v":"n/a"},{"$f":"'Input - Inventory'!G347","v":0},null,"Support - 2nd Light non-TRL (P09)",null,0,56,0,null,0,0,0,0,0,0,0,0,0,0,0,0,0,0,0,0,0,0,0,0,0,0,0,0,0,0,0,0,0,null,0,0,0,0,0,0,0,0,0,null,0,0,0,0,0,0,0,0,0,0,null,0,0,0,0,0,0,0,null,0,0,0,null,{"$f":"IF($D350=\"Connection\",VLOOKUP(C350,'Input - General'!$F$62:$N$79,7,FALSE),0)","v":0},null,0.1801212933606588,0,0,null,8.6527813038891108E-2,0,0]
[null,{"$f":"'Input - Inventory'!B348","v":340},{"$f":"'Input - Inventory'!C348","v":"2ND LIGHT TRL"},{"$f":"'Input - Inventory'!D348","v":"Support"},{"$f":"'Input - Inventory'!E348","v":"Traffic"},{"$f":"'Input - Inventory'!F348","v":"n/a"},{"$f":"'Input - Inventory'!G348","v":0},null,"Support - 2ND LIGHT TRL",null,0,367,0,null,0,0,0,0,0,0,0,0,0,0,0,0,0,0,0,0,0,0,0,0,0,0,0,0,0,0,0,0,0,null,0,0,0,0,0,0,0,0,0,null,0,0,0,0,0,0,0,0,0,0,null,0,0,0,0,0,0,0,null,0,0,0,null,{"$f":"IF($D351=\"Connection\",VLOOKUP(C351,'Input - General'!$F$62:$N$79,7,FALSE),0)","v":0},null,0.1801212933606588,0,0,null,8.6527813038891108E-2,0,0]
[null,{"$f":"'Input - Inventory'!B349","v":341},{"$f":"'Input - Inventory'!C349","v":"2nd Light TRL (P09)"},{"$f":"'Input - Inventory'!D349","v":"Support"},{"$f":"'Input - Inventory'!E349","v":"Traffic"},{"$f":"'Input - Inventory'!F349","v":"n/a"},{"$f":"'Input - Inventory'!G349","v":0},null,"Support - 2nd Light TRL (P09)",null,0,18,0,null,0,0,0,0,0,0,0,0,0,0,0,0,0,0,0,0,0,0,0,0,0,0,0,0,0,0,0,0,0,null,0,0,0,0,0,0,0,0,0,null,0,0,0,0,0,0,0,0,0,0,null,0,0,0,0,0,0,0,null,0,0,0,null,{"$f":"IF($D352=\"Connection\",VLOOKUP(C352,'Input - General'!$F$62:$N$79,7,FALSE),0)","v":0},null,0.1801212933606588,0,0,null,8.6527813038891108E-2,0,0]
[null,{"$f":"'Input - Inventory'!B350","v":342},{"$f":"'Input - Inventory'!C350","v":"BOLLARD"},{"$f":"'Input - Inventory'!D350","v":"Support"},{"$f":"'Input - Inventory'!E350","v":"NonTraffic"},{"$f":"'Input - Inventory'!F350","v":"n/a"},{"$f":"'Input - Inventory'!G350","v":0},null,"Support - BOLLARD",null,0,73,0,null,0,0,0,0,0,0,0,0,0,0,0,0,0,0,0,0,0,0,0,0,0,0,0,0,0,0,0,0,0,null,0,0,0,0,0,0,0,0,0,null,0,0,0,0,0,0,0,0,0,0,null,0,0,0,0,0,0,0,null,0,0,0,null,{"$f":"IF($D353=\"Connection\",VLOOKUP(C353,'Input - General'!$F$62:$N$79,7,FALSE),0)","v":0},null,0.1801212933606588,0,0,null,8.6527813038891108E-2,0,0]
[null,{"$f":"'Input - Inventory'!B351","v":343},{"$f":"'Input - Inventory'!C351","v":"COLUMN 10.5M-13.5M"},{"$f":"'Input - Inventory'!D351","v":"Support"},{"$f":"'Input - Inventory'!E351","v":"Traffic"},{"$f":"'Input - Inventory'!F351","v":"n/a"},{"$f":"'Input - Inventory'!G351","v":0},null,"Support - COLUMN 10.5M-13.5M",null,0,9205,0,null,0,0,0,0,0,0,0,0,0,0,0,0,0,0,0,0,0,0,0,0,0,0,0,0,0,0,0,0,0,null,0,0,0,0,0,0,0,0,0,null,0,0,0,0,0,0,0,0,0,0,null,0,0,0,0,0,0,0,null,0,0,0,null,{"$f":"IF($D354=\"Connection\",VLOOKUP(C354,'Input - General'!$F$62:$N$79,7,FALSE),0)","v":0},null,0.1801212933606588,0,0,null,8.6527813038891108E-2,0,0]
[null,{"$f":"'Input - Inventory'!B352","v":344},{"$f":"'Input - Inventory'!C352","v":"Column 10.5m-13.5m (P09)"},{"$f":"'Input - Inventory'!D352","v":"Support"},{"$f":"'Input - Inventory'!E352","v":"Traffic"},{"$f":"'Input - Inventory'!F352","v":"n/a"},{"$f":"'Input - Inventory'!G352","v":0},null,"Support - Column 10.5m-13.5m (P09)",null,0,850,0,null,0,0,0,0,0,0,0,0,0,0,0,0,0,0,0,0,0,0,0,0,0,0,0,0,0,0,0,0,0,null,0,0,0,0,0,0,0,0,0,null,0,0,0,0,0,0,0,0,0,0,null,0,0,0,0,0,0,0,null,0,0,0,null,{"$f":"IF($D355=\"Connection\",VLOOKUP(C355,'Input - General'!$F$62:$N$79,7,FALSE),0)","v":0},null,0.1801212933606588,0,0,null,8.6527813038891108E-2,0,0]
[null,{"$f":"'Input - Inventory'!B353","v":345},{"$f":"'Input - Inventory'!C353","v":"COLUMN 14M-15M"},{"$f":"'Input - Inventory'!D353","v":"Support"},{"$f":"'Input - Inventory'!E353","v":"Traffic"},{"$f":"'Input - Inventory'!F353","v":"n/a"},{"$f":"'Input - Inventory'!G353","v":0},null,"Support - COLUMN 14M-15M",null,0,34,0,null,0,0,0,0,0,0,0,0,0,0,0,0,0,0,0,0,0,0,0,0,0,0,0,0,0,0,0,0,0,null,0,0,0,0,0,0,0,0,0,null,0,0,0,0,0,0,0,0,0,0,null,0,0,0,0,0,0,0,null,0,0,0,null,{"$f":"IF($D356=\"Connection\",VLOOKUP(C356,'Input - General'!$F$62:$N$79,7,FALSE),0)","v":0},null,0.1801212933606588,0,0,null,8.6527813038891108E-2,0,0]
[null,{"$f":"'Input - Inventory'!B354","v":346},{"$f":"'Input - Inventory'!C354","v":"COLUMN 2.5M-3.5M"},{"$f":"'Input - Inventory'!D354","v":"Support"},{"$f":"'Input - Inventory'!E354","v":"NonTraffic"},{"$f":"'Input - Inventory'!F354","v":"n/a"},{"$f":"'Input - Inventory'!G354","v":0},null,"Support - COLUMN 2.5M-3.5M",null,0,223,0,null,0,0,0,0,0,0,0,0,0,0,0,0,0,0,0,0,0,0,0,0,0,0,0,0,0,0,0,0,0,null,0,0,0,0,0,0,0,0,0,null,0,0,0,0,0,0,0,0,0,0,null,0,0,0,0,0,0,0,null,0,0,0,null,{"$f":"IF($D357=\"Connection\",VLOOKUP(C357,'Input - General'!$F$62:$N$79,7,FALSE),0)","v":0},null,0.1801212933606588,0,0,null,8.6527813038891108E-2,0,0]
[null,{"$f":"'Input - Inventory'!B355","v":347},{"$f":"'Input - Inventory'!C355","v":"Column 2.5m-3.5m (P09)"},{"$f":"'Input - Inventory'!D355","v":"Support"},{"$f":"'Input - Inventory'!E355","v":"NonTraffic"},{"$f":"'Input - Inventory'!F355","v":"n/a"},{"$f":"'Input - Inventory'!G355","v":0},null,"Support - Column 2.5m-3.5m (P09)",null,0,75,0,null,0,0,0,0,0,0,0,0,0,0,0,0,0,0,0,0,0,0,0,0,0,0,0,0,0,0,0,0,0,null,0,0,0,0,0,0,0,0,0,null,0,0,0,0,0,0,0,0,0,0,null,0,0,0,0,0,0,0,null,0,0,0,null,{"$f":"IF($D358=\"Connection\",VLOOKUP(C358,'Input - General'!$F$62:$N$79,7,FALSE),0)","v":0},null,0.1801212933606588,0,0,null,8.6527813038891108E-2,0,0]
[null,{"$f":"'Input - Inventory'!B356","v":348},{"$f":"'Input - Inventory'!C356","v":"COLUMN 4-6.5M ORION WATE"},{"$f":"'Input - Inventory'!D356","v":"Support"},{"$f":"'Input - Inventory'!E356","v":"NonTraffic"},{"$f":"'Input - Inventory'!F356","v":"n/a"},{"$f":"'Input - Inventory'!G356","v":0},null,{"$f":"CONCATENATE(D359,\" - \",C359)","v":"Support - COLUMN 4-6.5M ORION WATE"},null,0,0,{"$f":"L359*K359","v":0},null,0,{"$f":"IF(AND($D359=\"Lamp\",CycleBulkTask1<>0, OR($F359=O$9,O$9=\"All\")),1/CycleBulkTask1,0)","v":0},0,{"$f":"IF(AND($D359=\"Lamp\",CycleBulkTask2<>0, OR($F359=Q$9,Q$9=\"All\")),1/CycleBulkTask2,0)","v":0},0,{"$f":"IF(AND($D359=\"Lamp\",CycleBulkTask3<>0, OR($F359=S$9,S$9=\"All\")),1/CycleBulkTask3,0)","v":0},0,{"$f":"IF(AND($D359=\"Lamp\",CycleBulkTask4<>0, OR($F359=U$9,U$9=\"All\")),1/CycleBulkTask4,0)","v":0},0,{"$f":"IF(AND($D359=\"Lamp\",CycleBulkTask5<>0, OR($F359=W$9,W$9=\"All\")),1/CycleBulkTask5,0)","v":0},0,{"$f":"IF(AND($D359=\"Lamp\",CycleBulkTask6<>0, OR($F359=Y$9,Y$9=\"All\")),1/CycleBulkTask6,0)","v":0},0,{"$f":"IF(AND($D359=\"Lamp\",CycleBulkTask7<>0, OR($F359=AA$9,AA$9=\"All\")),1/CycleBulkTask7,0)","v":0},0,{"$f":"IF(AND($D359=\"Lamp\",CycleBulkTask8<>0, OR($F359=AC$9,AC$9=\"All\")),1/CycleBulkTask8,0)","v":0},0,{"$f":"IF(AND($D359=\"Lamp\",CycleBulkTask9<>0, OR($F359=AE$9,AE$9=\"All\")),1/CycleBulkTask9,0)","v":0},0,{"$f":"IF(AND($D359=\"Lamp\",CycleBulkTask10<>0, OR($F359=AG$9,AG$9=\"All\")),1/CycleBulkTask10,0)","v":0},0,{"$f":"IF(AND($D359=\"Lamp\",CycleBulkTask11<>0, OR($F359=AI$9,AI$9=\"All\")),1/CycleBulkTask11,0)","v":0},0,{"$f":"IF(AND($D359=\"Lamp\",CycleBulkTask12<>0, OR($F359=AK$9,AK$9=\"All\")),1/CycleBulkTask12,0)","v":0},0,{"$f":"IF(AND($D359=\"Lamp\",CycleBulkTask13<>0, OR($F359=AM$9,AM$9=\"All\")),1/CycleBulkTask13,0)","v":0},0,{"$f":"IF(AND($D359=\"Lamp\",CycleBulkTask14<>0, OR($F359=AO$9,AO$9=\"All\")),1/CycleBulkTask14,0)","v":0},{"$f":"O359*P359+Q359*R359+S359*T359+U359*V359+W359*X359+Y359*Z359+AA359*AB359+AC359*AD359+AE359*AF359+AG359*AH359+AI359*AJ359+AK359*AL359+AM359*AN359+AO359*AP359","v":0},null,0,{"$f":"MAX(P359,R359)","v":0},0,{"$f":"MAX(T359,V359)","v":0},0,{"$f":"X359","v":0},0,0,{"$f":"AS359*AT359+AU359*AV359+AW359*AX359+AY359*AZ359","v":0},null,0,{"$f":"BO359","v":0},0,0,{"$f":"BQ359","v":0},0,0,{"$f":"BS359","v":0},0,{"$f":"BC359*BD359*BE359+BF359*BG359*BH359+BI359*BJ359*BK359","v":0},null,0,0,0,0,0,0,{"$f":"BN359*BO359+BP359*BQ359+BR359*BS359","v":0},null,0,{"$f":"BD359*BE359+BG359*BH359+BJ359*BK359","v":0},{"$f":"BV359*BW359","v":0},null,{"$f":"IF($D359=\"Connection\",VLOOKUP(C359,'Input - General'!$F$62:$N$79,7,FALSE),0)","v":0},null,0.1801212933606588,{"$f":"BX359+BL359+BT359+BA359+AQ359+BZ359","v":0},{"$f":"CC359*CB359","v":0},null,8.6527813038891108E-2,0,0]
[null,{"$f":"'Input - Inventory'!B357","v":349},{"$f":"'Input - Inventory'!C357","v":"COLUMN 4M-6.5M"},{"$f":"'Input - Inventory'!D357","v":"Support"},{"$f":"'Input - Inventory'!E357","v":"NonTraffic"},{"$f":"'Input - Inventory'!F357","v":"n/a"},{"$f":"'Input - Inventory'!G357","v":0},null,"Support - COLUMN 4M-6.5M",null,0,17881,0,null,0,0,0,0,0,0,0,0,0,0,0,0,0,0,0,0,0,0,0,0,0,0,0,0,0,0,0,0,0,null,0,0,0,0,0,0,0,0,0,null,0,0,0,0,0,0,0,0,0,0,null,0,0,0,0,0,0,0,null,0,0,0,null,{"$f":"IF($D360=\"Connection\",VLOOKUP(C360,'Input - General'!$F$62:$N$79,7,FALSE),0)","v":0},null,0.1801212933606588,0,0,null,8.6527813038891108E-2,0,0]
[null,{"$f":"'Input - Inventory'!B358","v":350},{"$f":"'Input - Inventory'!C358","v":"Column 4m-6.5m (P09)"},{"$f":"'Input - Inventory'!D358","v":"Support"},{"$f":"'Input - Inventory'!E358","v":"NonTraffic"},{"$f":"'Input - Inventory'!F358","v":"n/a"},{"$f":"'Input - Inventory'!G358","v":0},null,"Support - Column 4m-6.5m (P09)",null,0,4025,0,null,0,0,0,0,0,0,0,0,0,0,0,0,0,0,0,0,0,0,0,0,0,0,0,0,0,0,0,0,0,null,0,0,0,0,0,0,0,0,0,null,0,0,0,0,0,0,0,0,0,0,null,0,0,0,0,0,0,0,null,0,0,0,null,{"$f":"IF($D361=\"Connection\",VLOOKUP(C361,'Input - General'!$F$62:$N$79,7,FALSE),0)","v":0},null,0.1801212933606588,0,0,null,8.6527813038891108E-2,0,0]
[null,{"$f":"'Input - Inventory'!B359","v":351},{"$f":"'Input - Inventory'!C359","v":"COLUMN 7M-10M"},{"$f":"'Input - Inventory'!D359","v":"Support"},{"$f":"'Input - Inventory'!E359","v":"Traffic"},{"$f":"'Input - Inventory'!F359","v":"n/a"},{"$f":"'Input - Inventory'!G359","v":0},null,"Support - COLUMN 7M-10M",null,0,5824,0,null,0,0,0,0,0,0,0,0,0,0,0,0,0,0,0,0,0,0,0,0,0,0,0,0,0,0,0,0,0,null,0,0,0,0,0,0,0,0,0,null,0,0,0,0,0,0,0,0,0,0,null,0,0,0,0,0,0,0,null,0,0,0,null,{"$f":"IF($D362=\"Connection\",VLOOKUP(C362,'Input - General'!$F$62:$N$79,7,FALSE),0)","v":0},null,0.1801212933606588,0,0,null,8.6527813038891108E-2,0,0]
[null,{"$f":"'Input - Inventory'!B360","v":352},{"$f":"'Input - Inventory'!C360","v":"Column 7m-10m (P09)"},{"$f":"'Input - Inventory'!D360","v":"Support"},{"$f":"'Input - Inventory'!E360","v":"Traffic"},{"$f":"'Input - Inventory'!F360","v":"n/a"},{"$f":"'Input - Inventory'!G360","v":0},null,"Support - Column 7m-10m (P09)",null,0,678,0,null,0,0,0,0,0,0,0,0,0,0,0,0,0,0,0,0,0,0,0,0,0,0,0,0,0,0,0,0,0,null,0,0,0,0,0,0,0,0,0,null,0,0,0,0,0,0,0,0,0,0,null,0,0,0,0,0,0,0,null,0,0,0,null,{"$f":"IF($D363=\"Connection\",VLOOKUP(C363,'Input - General'!$F$62:$N$79,7,FALSE),0)","v":0},null,0.1801212933606588,0,0,null,8.6527813038891108E-2,0,0]
[null,{"$f":"'Input - Inventory'!B361","v":353},{"$f":"'Input - Inventory'!C361","v":"DECORATIVE COLUMN"},{"$f":"'Input - Inventory'!D361","v":"Support"},{"$f":"'Input - Inventory'!E361","v":"NonTraffic"},{"$f":"'Input - Inventory'!F361","v":"n/a"},{"$f":"'Input - Inventory'!G361","v":0},null,"Support - DECORATIVE COLUMN",null,0,2093,0,null,0,0,0,0,0,0,0,0,0,0,0,0,0,0,0,0,0,0,0,0,0,0,0,0,0,0,0,0,0,null,0,0,0,0,0,0,0,0,0,null,0,0,0,0,0,0,0,0,0,0,null,0,0,0,0,0,0,0,null,0,0,0,null,{"$f":"IF($D364=\"Connection\",VLOOKUP(C364,'Input - General'!$F$62:$N$79,7,FALSE),0)","v":0},null,0.1801212933606588,0,0,null,8.6527813038891108E-2,0,0]
[null,{"$f":"'Input - Inventory'!B362","v":354},{"$f":"'Input - Inventory'!C362","v":"DEDICATED SUPPORT & COND"},{"$f":"'Input - Inventory'!D362","v":"Support"},{"$f":"'Input - Inventory'!E362","v":"NonTraffic"},{"$f":"'Input - Inventory'!F362","v":"n/a"},{"$f":"'Input - Inventory'!G362","v":0},null,"Support - DEDICATED SUPPORT & COND",null,0,0,0,null,0,0,0,0,0,0,0,0,0,0,0,0,0,0,0,0,0,0,0,0,0,0,0,0,0,0,0,0,0,null,0,0,0,0,0,0,0,0,0,null,0,0,0,0,0,0,0,0,0,0,null,0,0,0,0,0,0,0,null,0,0,0,null,{"$f":"IF($D365=\"Connection\",VLOOKUP(C365,'Input - General'!$F$62:$N$79,7,FALSE),0)","v":0},null,0.1801212933606588,0,0,null,8.6527813038891108E-2,0,0]
[null,{"$f":"'Input - Inventory'!B363","v":355},{"$f":"'Input - Inventory'!C363","v":"Dedicated Support & Conductor (P09)"},{"$f":"'Input - Inventory'!D363","v":"Support"},{"$f":"'Input - Inventory'!E363","v":"NonTraffic"},{"$f":"'Input - Inventory'!F363","v":"n/a"},{"$f":"'Input - Inventory'!G363","v":0},null,"Support - Dedicated Support & Conductor (P09)",null,0,48,0,null,0,0,0,0,0,0,0,0,0,0,0,0,0,0,0,0,0,0,0,0,0,0,0,0,0,0,0,0,0,null,0,0,0,0,0,0,0,0,0,null,0,0,0,0,0,0,0,0,0,0,null,0,0,0,0,0,0,0,null,0,0,0,null,{"$f":"IF($D366=\"Connection\",VLOOKUP(C366,'Input - General'!$F$62:$N$79,7,FALSE),0)","v":0},null,0.1801212933606588,0,0,null,8.6527813038891108E-2,0,0]
[null,{"$f":"'Input - Inventory'!B364","v":356},{"$f":"'Input - Inventory'!C364","v":"EMPTY"},{"$f":"'Input - Inventory'!D364","v":"Support"},{"$f":"'Input - Inventory'!E364","v":"NonTraffic"},{"$f":"'Input - Inventory'!F364","v":"n/a"},{"$f":"'Input - Inventory'!G364","v":0},null,"Support - EMPTY",null,0,0,0,null,0,0,0,0,0,0,0,0,0,0,0,0,0,0,0,0,0,0,0,0,0,0,0,0,0,0,0,0,0,null,0,0,0,0,0,0,0,0,0,null,0,0,0,0,0,0,0,0,0,0,null,0,0,0,0,0,0,0,null,0,0,0,null,{"$f":"IF($D367=\"Connection\",VLOOKUP(C367,'Input - General'!$F$62:$N$79,7,FALSE),0)","v":0},null,0.1801212933606588,0,0,null,8.6527813038891108E-2,0,0]
[null,{"$f":"'Input - Inventory'!B365","v":357},{"$f":"'Input - Inventory'!C365","v":"HYDE PARK STANDARD"},{"$f":"'Input - Inventory'!D365","v":"Support"},{"$f":"'Input - Inventory'!E365","v":"NonTraffic"},{"$f":"'Input - Inventory'!F365","v":"n/a"},{"$f":"'Input - Inventory'!G365","v":0},null,"Support - HYDE PARK STANDARD",null,0,184,0,null,0,0,0,0,0,0,0,0,0,0,0,0,0,0,0,0,0,0,0,0,0,0,0,0,0,0,0,0,0,null,0,0,0,0,0,0,0,0,0,null,0,0,0,0,0,0,0,0,0,0,null,0,0,0,0,0,0,0,null,0,0,0,null,{"$f":"IF($D368=\"Connection\",VLOOKUP(C368,'Input - General'!$F$62:$N$79,7,FALSE),0)","v":0},null,0.1801212933606588,0,0,null,8.6527813038891108E-2,0,0]
[null,{"$f":"'Input - Inventory'!B366","v":358},{"$f":"'Input - Inventory'!C366","v":"MACQUARIE STANDARD"},{"$f":"'Input - Inventory'!D366","v":"Support"},{"$f":"'Input - Inventory'!E366","v":"Traffic"},{"$f":"'Input - Inventory'!F366","v":"n/a"},{"$f":"'Input - Inventory'!G366","v":0},null,"Support - MACQUARIE STANDARD",null,0,28,0,null,0,0,0,0,0,0,0,0,0,0,0,0,0,0,0,0,0,0,0,0,0,0,0,0,0,0,0,0,0,null,0,0,0,0,0,0,0,0,0,null,0,0,0,0,0,0,0,0,0,0,null,0,0,0,0,0,0,0,null,0,0,0,null,{"$f":"IF($D369=\"Connection\",VLOOKUP(C369,'Input - General'!$F$62:$N$79,7,FALSE),0)","v":0},null,0.1801212933606588,0,0,null,8.6527813038891108E-2,0,0]
[null,{"$f":"'Input - Inventory'!B367","v":359},{"$f":"'Input - Inventory'!C367","v":"Macquarie Standard (P09)"},{"$f":"'Input - Inventory'!D367","v":"Support"},{"$f":"'Input - Inventory'!E367","v":"NonTraffic"},{"$f":"'Input - Inventory'!F367","v":"n/a"},{"$f":"'Input - Inventory'!G367","v":0},null,"Support - Macquarie Standard (P09)",null,0,7,0,null,0,0,0,0,0,0,0,0,0,0,0,0,0,0,0,0,0,0,0,0,0,0,0,0,0,0,0,0,0,null,0,0,0,0,0,0,0,0,0,null,0,0,0,0,0,0,0,0,0,0,null,0,0,0,0,0,0,0,null,0,0,0,null,{"$f":"IF($D370=\"Connection\",VLOOKUP(C370,'Input - General'!$F$62:$N$79,7,FALSE),0)","v":0},null,0.1801212933606588,0,0,null,8.6527813038891108E-2,0,0]
[null,{"$f":"'Input - Inventory'!B368","v":360},{"$f":"'Input - Inventory'!C368","v":"MAST 15.5M-30M"},{"$f":"'Input - Inventory'!D368","v":"Support"},{"$f":"'Input - Inventory'!E368","v":"Traffic"},{"$f":"'Input - Inventory'!F368","v":"n/a"},{"$f":"'Input - Inventory'!G368","v":0},null,"Support - MAST 15.5M-30M",null,0,15,0,null,0,0,0,0,0,0,0,0,0,0,0,0,0,0,0,0,0,0,0,0,0,0,0,0,0,0,0,0,0,null,0,0,0,0,0,0,0,0,0,null,0,0,0,0,0,0,0,0,0,0,null,0,0,0,0,0,0,0,null,0,0,0,null,{"$f":"IF($D371=\"Connection\",VLOOKUP(C371,'Input - General'!$F$62:$N$79,7,FALSE),0)","v":0},null,0.1801212933606588,0,0,null,8.6527813038891108E-2,0,0]
[null,{"$f":"'Input - Inventory'!B369","v":361},{"$f":"'Input - Inventory'!C369","v":"MAST 23M"},{"$f":"'Input - Inventory'!D369","v":"Support"},{"$f":"'Input - Inventory'!E369","v":"Traffic"},{"$f":"'Input - Inventory'!F369","v":"n/a"},{"$f":"'Input - Inventory'!G369","v":0},null,"Support - MAST 23M",null,0,3,0,null,0,0,0,0,0,0,0,0,0,0,0,0,0,0,0,0,0,0,0,0,0,0,0,0,0,0,0,0,0,null,0,0,0,0,0,0,0,0,0,null,0,0,0,0,0,0,0,0,0,0,null,0,0,0,0,0,0,0,null,0,0,0,null,{"$f":"IF($D372=\"Connection\",VLOOKUP(C372,'Input - General'!$F$62:$N$79,7,FALSE),0)","v":0},null,0.1801212933606588,0,0,null,8.6527813038891108E-2,0,0]
[null,{"$f":"'Input - Inventory'!B370","v":362},{"$f":"'Input - Inventory'!C370","v":"MAST 25M"},{"$f":"'Input - Inventory'!D370","v":"Support"},{"$f":"'Input - Inventory'!E370","v":"Traffic"},{"$f":"'Input - Inventory'!F370","v":"n/a"},{"$f":"'Input - Inventory'!G370","v":0},null,"Support - MAST 25M",null,0,4,0,null,0,0,0,0,0,0,0,0,0,0,0,0,0,0,0,0,0,0,0,0,0,0,0,0,0,0,0,0,0,null,0,0,0,0,0,0,0,0,0,null,0,0,0,0,0,0,0,0,0,0,null,0,0,0,0,0,0,0,null,0,0,0,null,{"$f":"IF($D373=\"Connection\",VLOOKUP(C373,'Input - General'!$F$62:$N$79,7,FALSE),0)","v":0},null,0.1801212933606588,0,0,null,8.6527813038891108E-2,0,0]
[null,{"$f":"'Input - Inventory'!B371","v":363},{"$f":"'Input - Inventory'!C371","v":"ORION DOUBLE ARM"},{"$f":"'Input - Inventory'!D371","v":"Support"},{"$f":"'Input - Inventory'!E371","v":"NonTraffic"},{"$f":"'Input - Inventory'!F371","v":"n/a"},{"$f":"'Input - Inventory'!G371","v":0},null,"Support - ORION DOUBLE ARM",null,0,6,0,null,0,0,0,0,0,0,0,0,0,0,0,0,0,0,0,0,0,0,0,0,0,0,0,0,0,0,0,0,0,null,0,0,0,0,0,0,0,0,0,null,0,0,0,0,0,0,0,0,0,0,null,0,0,0,0,0,0,0,null,0,0,0,null,{"$f":"IF($D374=\"Connection\",VLOOKUP(C374,'Input - General'!$F$62:$N$79,7,FALSE),0)","v":0},null,0.1801212933606588,0,0,null,8.6527813038891108E-2,0,0]
[null,{"$f":"'Input - Inventory'!B372","v":364},{"$f":"'Input - Inventory'!C372","v":"Orion Double Arm (P09)"},{"$f":"'Input - Inventory'!D372","v":"Support"},{"$f":"'Input - Inventory'!E372","v":"NonTraffic"},{"$f":"'Input - Inventory'!F372","v":"n/a"},{"$f":"'Input - Inventory'!G372","v":0},null,"Support - Orion Double Arm (P09)",null,0,1,0,null,0,0,0,0,0,0,0,0,0,0,0,0,0,0,0,0,0,0,0,0,0,0,0,0,0,0,0,0,0,null,0,0,0,0,0,0,0,0,0,null,0,0,0,0,0,0,0,0,0,0,null,0,0,0,0,0,0,0,null,0,0,0,null,{"$f":"IF($D375=\"Connection\",VLOOKUP(C375,'Input - General'!$F$62:$N$79,7,FALSE),0)","v":0},null,0.1801212933606588,0,0,null,8.6527813038891108E-2,0,0]
[null,{"$f":"'Input - Inventory'!B373","v":365},{"$f":"'Input - Inventory'!C373","v":"POLO 10.5M DECORATIVE 2M"},{"$f":"'Input - Inventory'!D373","v":"Support"},{"$f":"'Input - Inventory'!E373","v":"NonTraffic"},{"$f":"'Input - Inventory'!F373","v":"n/a"},{"$f":"'Input - Inventory'!G373","v":0},null,"Support - POLO 10.5M DECORATIVE 2M",null,0,0,0,null,0,0,0,0,0,0,0,0,0,0,0,0,0,0,0,0,0,0,0,0,0,0,0,0,0,0,0,0,0,null,0,0,0,0,0,0,0,0,0,null,0,0,0,0,0,0,0,0,0,0,null,0,0,0,0,0,0,0,null,0,0,0,null,{"$f":"IF($D376=\"Connection\",VLOOKUP(C376,'Input - General'!$F$62:$N$79,7,FALSE),0)","v":0},null,0.1801212933606588,0,0,null,8.6527813038891108E-2,0,0]
[null,{"$f":"'Input - Inventory'!B374","v":366},{"$f":"'Input - Inventory'!C374","v":"POLO 4.5M DECORATIVE 1.2"},{"$f":"'Input - Inventory'!D374","v":"Support"},{"$f":"'Input - Inventory'!E374","v":"NonTraffic"},{"$f":"'Input - Inventory'!F374","v":"n/a"},{"$f":"'Input - Inventory'!G374","v":0},null,"Support - POLO 4.5M DECORATIVE 1.2",null,0,0,0,null,0,0,0,0,0,0,0,0,0,0,0,0,0,0,0,0,0,0,0,0,0,0,0,0,0,0,0,0,0,null,0,0,0,0,0,0,0,0,0,null,0,0,0,0,0,0,0,0,0,0,null,0,0,0,0,0,0,0,null,0,0,0,null,{"$f":"IF($D377=\"Connection\",VLOOKUP(C377,'Input - General'!$F$62:$N$79,7,FALSE),0)","v":0},null,0.1801212933606588,0,0,null,8.6527813038891108E-2,0,0]
[null,{"$f":"'Input - Inventory'!B375","v":367},{"$f":"'Input - Inventory'!C375","v":"PRIVATE"},{"$f":"'Input - Inventory'!D375","v":"Support"},{"$f":"'Input - Inventory'!E375","v":"NonTraffic"},{"$f":"'Input - Inventory'!F375","v":"n/a"},{"$f":"'Input - Inventory'!G375","v":0},null,"Support - PRIVATE",null,0,113,0,null,0,0,0,0,0,0,0,0,0,0,0,0,0,0,0,0,0,0,0,0,0,0,0,0,0,0,0,0,0,null,0,0,0,0,0,0,0,0,0,null,0,0,0,0,0,0,0,0,0,0,null,0,0,0,0,0,0,0,null,0,0,0,null,{"$f":"IF($D378=\"Connection\",VLOOKUP(C378,'Input - General'!$F$62:$N$79,7,FALSE),0)","v":0},null,0.1801212933606588,0,0,null,8.6527813038891108E-2,0,0]
[null,{"$f":"'Input - Inventory'!B376","v":368},{"$f":"'Input - Inventory'!C376","v":"Private (P09)"},{"$f":"'Input - Inventory'!D376","v":"Support"},{"$f":"'Input - Inventory'!E376","v":"NonTraffic"},{"$f":"'Input - Inventory'!F376","v":"n/a"},{"$f":"'Input - Inventory'!G376","v":0},null,"Support - Private (P09)",null,0,10,0,null,0,0,0,0,0,0,0,0,0,0,0,0,0,0,0,0,0,0,0,0,0,0,0,0,0,0,0,0,0,null,0,0,0,0,0,0,0,0,0,null,0,0,0,0,0,0,0,0,0,0,null,0,0,0,0,0,0,0,null,0,0,0,null,{"$f":"IF($D379=\"Connection\",VLOOKUP(C379,'Input - General'!$F$62:$N$79,7,FALSE),0)","v":0},null,0.1801212933606588,0,0,null,8.6527813038891108E-2,0,0]
[null,{"$f":"'Input - Inventory'!B377","v":369},{"$f":"'Input - Inventory'!C377","v":"ROCKS STANDARD"},{"$f":"'Input - Inventory'!D377","v":"Support"},{"$f":"'Input - Inventory'!E377","v":"NonTraffic"},{"$f":"'Input - Inventory'!F377","v":"n/a"},{"$f":"'Input - Inventory'!G377","v":0},null,"Support - ROCKS STANDARD",null,0,1829,0,null,0,0,0,0,0,0,0,0,0,0,0,0,0,0,0,0,0,0,0,0,0,0,0,0,0,0,0,0,0,null,0,0,0,0,0,0,0,0,0,null,0,0,0,0,0,0,0,0,0,0,null,0,0,0,0,0,0,0,null,0,0,0,null,{"$f":"IF($D380=\"Connection\",VLOOKUP(C380,'Input - General'!$F$62:$N$79,7,FALSE),0)","v":0},null,0.1801212933606588,0,0,null,8.6527813038891108E-2,0,0]
[null,{"$f":"'Input - Inventory'!B378","v":370},{"$f":"'Input - Inventory'!C378","v":"SMARTPOLE A"},{"$f":"'Input - Inventory'!D378","v":"Support"},{"$f":"'Input - Inventory'!E378","v":"NonTraffic"},{"$f":"'Input - Inventory'!F378","v":"n/a"},{"$f":"'Input - Inventory'!G378","v":0},null,"Support - SMARTPOLE A",null,0,5,0,null,0,0,0,0,0,0,0,0,0,0,0,0,0,0,0,0,0,0,0,0,0,0,0,0,0,0,0,0,0,null,0,0,0,0,0,0,0,0,0,null,0,0,0,0,0,0,0,0,0,0,null,0,0,0,0,0,0,0,null,0,0,0,null,{"$f":"IF($D381=\"Connection\",VLOOKUP(C381,'Input - General'!$F$62:$N$79,7,FALSE),0)","v":0},null,0.1801212933606588,0,0,null,8.6527813038891108E-2,0,0]
[null,{"$f":"'Input - Inventory'!B379","v":371},{"$f":"'Input - Inventory'!C379","v":"SMARTPOLE AB"},{"$f":"'Input - Inventory'!D379","v":"Support"},{"$f":"'Input - Inventory'!E379","v":"NonTraffic"},{"$f":"'Input - Inventory'!F379","v":"n/a"},{"$f":"'Input - Inventory'!G379","v":0},null,"Support - SMARTPOLE AB",null,0,0,0,null,0,0,0,0,0,0,0,0,0,0,0,0,0,0,0,0,0,0,0,0,0,0,0,0,0,0,0,0,0,null,0,0,0,0,0,0,0,0,0,null,0,0,0,0,0,0,0,0,0,0,null,0,0,0,0,0,0,0,null,0,0,0,null,{"$f":"IF($D382=\"Connection\",VLOOKUP(C382,'Input - General'!$F$62:$N$79,7,FALSE),0)","v":0},null,0.1801212933606588,0,0,null,8.6527813038891108E-2,0,0]
[null,{"$f":"'Input - Inventory'!B380","v":372},{"$f":"'Input - Inventory'!C380","v":"SMARTPOLE B"},{"$f":"'Input - Inventory'!D380","v":"Support"},{"$f":"'Input - Inventory'!E380","v":"NonTraffic"},{"$f":"'Input - Inventory'!F380","v":"n/a"},{"$f":"'Input - Inventory'!G380","v":0},null,"Support - SMARTPOLE B",null,0,0,0,null,0,0,0,0,0,0,0,0,0,0,0,0,0,0,0,0,0,0,0,0,0,0,0,0,0,0,0,0,0,null,0,0,0,0,0,0,0,0,0,null,0,0,0,0,0,0,0,0,0,0,null,0,0,0,0,0,0,0,null,0,0,0,null,{"$f":"IF($D383=\"Connection\",VLOOKUP(C383,'Input - General'!$F$62:$N$79,7,FALSE),0)","v":0},null,0.1801212933606588,0,0,null,8.6527813038891108E-2,0,0]
[null,{"$f":"'Input - Inventory'!B381","v":373},{"$f":"'Input - Inventory'!C381","v":"SMARTPOLE C"},{"$f":"'Input - Inventory'!D381","v":"Support"},{"$f":"'Input - Inventory'!E381","v":"NonTraffic"},{"$f":"'Input - Inventory'!F381","v":"n/a"},{"$f":"'Input - Inventory'!G381","v":0},null,"Support - SMARTPOLE C",null,0,0,0,null,0,0,0,0,0,0,0,0,0,0,0,0,0,0,0,0,0,0,0,0,0,0,0,0,0,0,0,0,0,null,0,0,0,0,0,0,0,0,0,null,0,0,0,0,0,0,0,0,0,0,null,0,0,0,0,0,0,0,null,0,0,0,null,{"$f":"IF($D384=\"Connection\",VLOOKUP(C384,'Input - General'!$F$62:$N$79,7,FALSE),0)","v":0},null,0.1801212933606588,0,0,null,8.6527813038891108E-2,0,0]
[null,{"$f":"'Input - Inventory'!B382","v":374},{"$f":"'Input - Inventory'!C382","v":"SUSPENDED"},{"$f":"'Input - Inventory'!D382","v":"Support"},{"$f":"'Input - Inventory'!E382","v":"NonTraffic"},{"$f":"'Input - Inventory'!F382","v":"n/a"},{"$f":"'Input - Inventory'!G382","v":0},null,"Support - SUSPENDED",null,0,153,0,null,0,0,0,0,0,0,0,0,0,0,0,0,0,0,0,0,0,0,0,0,0,0,0,0,0,0,0,0,0,null,0,0,0,0,0,0,0,0,0,null,0,0,0,0,0,0,0,0,0,0,null,0,0,0,0,0,0,0,null,0,0,0,null,{"$f":"IF($D385=\"Connection\",VLOOKUP(C385,'Input - General'!$F$62:$N$79,7,FALSE),0)","v":0},null,0.1801212933606588,0,0,null,8.6527813038891108E-2,0,0]
[null,{"$f":"'Input - Inventory'!B383","v":375},{"$f":"'Input - Inventory'!C383","v":"Suspended (P09)"},{"$f":"'Input - Inventory'!D383","v":"Support"},{"$f":"'Input - Inventory'!E383","v":"NonTraffic"},{"$f":"'Input - Inventory'!F383","v":"n/a"},{"$f":"'Input - Inventory'!G383","v":0},null,"Support - Suspended (P09)",null,0,5,0,null,0,0,0,0,0,0,0,0,0,0,0,0,0,0,0,0,0,0,0,0,0,0,0,0,0,0,0,0,0,null,0,0,0,0,0,0,0,0,0,null,0,0,0,0,0,0,0,0,0,0,null,0,0,0,0,0,0,0,null,0,0,0,null,{"$f":"IF($D386=\"Connection\",VLOOKUP(C386,'Input - General'!$F$62:$N$79,7,FALSE),0)","v":0},null,0.1801212933606588,0,0,null,8.6527813038891108E-2,0,0]
[null,{"$f":"'Input - Inventory'!B384","v":376},{"$f":"'Input - Inventory'!C384","v":"UNKNOWN"},{"$f":"'Input - Inventory'!D384","v":"Support"},{"$f":"'Input - Inventory'!E384","v":"NonTraffic"},{"$f":"'Input - Inventory'!F384","v":"n/a"},{"$f":"'Input - Inventory'!G384","v":0},null,"Support - UNKNOWN",null,0,207,0,null,0,0,0,0,0,0,0,0,0,0,0,0,0,0,0,0,0,0,0,0,0,0,0,0,0,0,0,0,0,null,0,0,0,0,0,0,0,0,0,null,0,0,0,0,0,0,0,0,0,0,null,0,0,0,0,0,0,0,null,0,0,0,null,{"$f":"IF($D387=\"Connection\",VLOOKUP(C387,'Input - General'!$F$62:$N$79,7,FALSE),0)","v":0},null,0.1801212933606588,0,0,null,8.6527813038891108E-2,0,0]
[null,{"$f":"'Input - Inventory'!B385","v":377},{"$f":"'Input - Inventory'!C385","v":"WALL"},{"$f":"'Input - Inventory'!D385","v":"Support"},{"$f":"'Input - Inventory'!E385","v":"NonTraffic"},{"$f":"'Input - Inventory'!F385","v":"n/a"},{"$f":"'Input - Inventory'!G385","v":0},null,"Support - WALL",null,0,369,0,null,0,0,0,0,0,0,0,0,0,0,0,0,0,0,0,0,0,0,0,0,0,0,0,0,0,0,0,0,0,null,0,0,0,0,0,0,0,0,0,null,0,0,0,0,0,0,0,0,0,0,null,0,0,0,0,0,0,0,null,0,0,0,null,{"$f":"IF($D388=\"Connection\",VLOOKUP(C388,'Input - General'!$F$62:$N$79,7,FALSE),0)","v":0},null,0.1801212933606588,0,0,null,8.6527813038891108E-2,0,0]
[null,{"$f":"'Input - Inventory'!B386","v":378},{"$f":"'Input - Inventory'!C386","v":"Wall (P09)"},{"$f":"'Input - Inventory'!D386","v":"Support"},{"$f":"'Input - Inventory'!E386","v":"NonTraffic"},{"$f":"'Input - Inventory'!F386","v":"n/a"},{"$f":"'Input - Inventory'!G386","v":0},null,"Support - Wall (P09)",null,0,54,0,null,0,0,0,0,0,0,0,0,0,0,0,0,0,0,0,0,0,0,0,0,0,0,0,0,0,0,0,0,0,null,0,0,0,0,0,0,0,0,0,null,0,0,0,0,0,0,0,0,0,0,null,0,0,0,0,0,0,0,null,0,0,0,null,{"$f":"IF($D389=\"Connection\",VLOOKUP(C389,'Input - General'!$F$62:$N$79,7,FALSE),0)","v":0},null,0.1801212933606588,0,0,null,8.6527813038891108E-2,0,0]
[null,{"$f":"'Input - Inventory'!B387","v":379},{"$f":"'Input - Inventory'!C387","v":"WOOD POLE NON-TRL"},{"$f":"'Input - Inventory'!D387","v":"Support"},{"$f":"'Input - Inventory'!E387","v":"NonTraffic"},{"$f":"'Input - Inventory'!F387","v":"n/a"},{"$f":"'Input - Inventory'!G387","v":0},null,"Support - WOOD POLE NON-TRL",null,0,143400.5,0,null,0,0,0,0,0,0,0,0,0,0,0,0,0,0,0,0,0,0,0,0,0,0,0,0,0,0,0,0,0,null,0,0,0,0,0,0,0,0,0,null,0,0,0,0,0,0,0,0,0,0,null,0,0,0,0,0,0,0,null,0,0,0,null,{"$f":"IF($D390=\"Connection\",VLOOKUP(C390,'Input - General'!$F$62:$N$79,7,FALSE),0)","v":0},null,0.1801212933606588,0,0,null,8.6527813038891108E-2,0,0]
[null,{"$f":"'Input - Inventory'!B388","v":380},{"$f":"'Input - Inventory'!C388","v":"Wood Pole non-TRL (P09)"},{"$f":"'Input - Inventory'!D388","v":"Support"},{"$f":"'Input - Inventory'!E388","v":"NonTraffic"},{"$f":"'Input - Inventory'!F388","v":"n/a"},{"$f":"'Input - Inventory'!G388","v":0},null,"Support - Wood Pole non-TRL (P09)",null,0,4464.5,0,null,0,0,0,0,0,0,0,0,0,0,0,0,0,0,0,0,0,0,0,0,0,0,0,0,0,0,0,0,0,null,0,0,0,0,0,0,0,0,0,null,0,0,0,0,0,0,0,0,0,0,null,0,0,0,0,0,0,0,null,0,0,0,null,{"$f":"IF($D391=\"Connection\",VLOOKUP(C391,'Input - General'!$F$62:$N$79,7,FALSE),0)","v":0},null,0.1801212933606588,0,0,null,8.6527813038891108E-2,0,0]
[null,{"$f":"'Input - Inventory'!B389","v":381},{"$f":"'Input - Inventory'!C389","v":"WOOD POLE TRL"},{"$f":"'Input - Inventory'!D389","v":"Support"},{"$f":"'Input - Inventory'!E389","v":"NonTraffic"},{"$f":"'Input - Inventory'!F389","v":"n/a"},{"$f":"'Input - Inventory'!G389","v":0},null,"Support - WOOD POLE TRL",null,0,47735,0,null,0,0,0,0,0,0,0,0,0,0,0,0,0,0,0,0,0,0,0,0,0,0,0,0,0,0,0,0,0,null,0,0,0,0,0,0,0,0,0,null,0,0,0,0,0,0,0,0,0,0,null,0,0,0,0,0,0,0,null,0,0,0,null,{"$f":"IF($D392=\"Connection\",VLOOKUP(C392,'Input - General'!$F$62:$N$79,7,FALSE),0)","v":0},null,0.1801212933606588,0,0,null,8.6527813038891108E-2,0,0]
[null,{"$f":"'Input - Inventory'!B390","v":382},{"$f":"'Input - Inventory'!C390","v":"Wood Pole TRL (P09)"},{"$f":"'Input - Inventory'!D390","v":"Support"},{"$f":"'Input - Inventory'!E390","v":"Traffic"},{"$f":"'Input - Inventory'!F390","v":"n/a"},{"$f":"'Input - Inventory'!G390","v":0},null,"Support - Wood Pole TRL (P09)",null,0,1550.5,0,null,0,0,0,0,0,0,0,0,0,0,0,0,0,0,0,0,0,0,0,0,0,0,0,0,0,0,0,0,0,null,0,0,0,0,0,0,0,0,0,null,0,0,0,0,0,0,0,0,0,0,null,0,0,0,0,0,0,0,null,0,0,0,null,{"$f":"IF($D393=\"Connection\",VLOOKUP(C393,'Input - General'!$F$62:$N$79,7,FALSE),0)","v":0},null,0.1801212933606588,0,0,null,8.6527813038891108E-2,0,0]

{"sheet":"Calc - Opex FY18","index":6,"n_rows":393,"n_cols":86,"rows_kept":393,"cut":false,"hidden":false,"merged":[[7,38,7,39],[7,30,7,31],[7,26,7,27],[7,28,7,29],[7,40,7,41],[8,38,8,39],[8,40,8,41],[7,14,7,15],[7,12,9,12],[7,36,7,37],[7,34,7,35],[7,32,7,33],[7,16,7,17],[8,24,8,25],[8,26,8,27],[8,28,8,29],[7,18,7,19],[7,20,7,21],[7,22,7,23],[7,24,7,25],[8,30,8,31],[1,1,8,6],[8,65,8,66],[7,81,9,81],[8,14,8,15],[8,16,8,17],[8,18,8,19],[8,20,8,21],[8,22,8,23],[7,71,9,71],[7,75,9,75],[8,74,9,74],[8,73,9,73],[7,77,9,77],[8,32,8,33],[8,34,8,35],[8,36,8,37],[7,85,9,85],[8,67,8,68],[8,69,8,70],[7,42,9,42],[7,52,9,52],[7,63,9,63],[8,54,8,56],[8,57,8,59],[8,60,8,62],[8,50,8,51],[8,46,8,47],[8,44,8,45],[8,48,8,49]]}
[]
[null,{"$f":"CONCATENATE(\"This sheet contains no inputs and all values are calculated for \" & \"FY18\" )","v":"This sheet contains no inputs and all values are calculated for FY18"},null,null,null,null,null,null,null,null,null,null,null,null,null,null,null,null,null,null,null,null,null,null,null,null,null,null,null,null,null,null,null,null,null,null,null,null,null,null,null,null,"Bulk contract",null,null,null,null,null,null,null,null,null,"Bulk materials",null,null,null,null,null,null,null,null,null,null,"Spot labour",null,null,null,null,null,null,null,"Spot materials",null,null,null,"EWP costs",null,"Connections",null,null,null,"Overheads",null,null,null,"CAM"]
[]
[null,null,null,null,null,null,null,null,null,null,null,"Totals --->   ",{"$f":"SUM(M12:M475)","v":20209542.422514413},null,{"$f":"SUMPRODUCT(O12:O294,P12:P294,$L$12:$L$294)","v":656923.23762135464},null,{"$f":"SUMPRODUCT(Q12:Q294,R12:R294,$L$12:$L$294)","v":277399.06216803507},null,{"$f":"SUMPRODUCT(S12:S294,T12:T294,$L$12:$L$294)","v":36614.348948528823},null,{"$f":"SUMPRODUCT(U12:U294,V12:V294,$L$12:$L$294)","v":4085.606492729667},null,{"$f":"SUMPRODUCT(W12:W294,X12:X294,$L$12:$L$294)","v":468472.76728043391},null,{"$f":"SUMPRODUCT(Y12:Y294,Z12:Z294,$L$12:$L$294)","v":12902.623840636232},null,{"$f":"SUMPRODUCT(AA12:AA294,AB12:AB294,$L$12:$L$294)","v":112523.48293365099},null,{"$f":"SUMPRODUCT(AC12:AC294,AD12:AD294,$L$12:$L$294)","v":910638.20853648009},null,{"$f":"SUMPRODUCT(AE12:AE294,AF12:AF294,$L$12:$L$294)","v":858847.65451069502},null,{"$f":"SUMPRODUCT(AG12:AG294,AH12:AH294,$L$12:$L$294)","v":0},null,{"$f":"SUMPRODUCT(AI12:AI294,AJ12:AJ294,$L$12:$L$294)","v":375195.0972657532},null,{"$f":"SUMPRODUCT(AK12:AK294,AL12:AL294,$L$12:$L$294)","v":596193.8577072171},null,{"$f":"SUMPRODUCT(AM12:AM294,AN12:AN294,$L$12:$L$294)","v":0},null,{"$f":"SUMPRODUCT(AO12:AO294,AP12:AP294,$L$12:$L$294)","v":0},null,{"$f":"SUMPRODUCT(AQ12:AQ475,$L$12:$L$475)","v":4309795.9473055145},null,{"$f":"SUMPRODUCT(AS12:AS294,AT12:AT294,$L$12:$L$294)","v":1410353.6040677265},null,{"$f":"SUMPRODUCT(AU12:AU294,AV12:AV294,$L$12:$L$294)","v":156987.39376415909},null,{"$f":"SUMPRODUCT(AW12:AW294,AX12:AX294,$L$12:$L$294)","v":490363.63170923764},null,{"$f":"SUMPRODUCT(AY12:AY294,AZ12:AZ294,$L$12:$L$294)","v":1925},null,{"$f":"SUMPRODUCT(BA12:BA475,$L$12:$L$475)","v":2059629.6295411231},null,{"$f":"SUMPRODUCT(BC12:BC294,BD12:BD294,BE12:BE294,$L$12:$L$294)","v":4457942.6473270841},null,null,{"$f":"SUMPRODUCT(BF12:BF294,BG12:BG294,BH12:BH294,$L$12:$L$294)","v":0},null,null,{"$f":"SUMPRODUCT(BI12:BI294,BJ12:BJ294,BK12:BK294,$L$12:$L$294)","v":0},null,null,{"$f":"SUMPRODUCT(BL12:BL475,$L$12:$L$475)","v":4457942.6473270841},null,{"$f":"SUMPRODUCT(BN12:BN294,BO12:BO294,$L$12:$L$294)","v":510709.72433863248},null,{"$f":"SUMPRODUCT(BP12:BP294,BQ12:BQ294,$L$12:$L$294)","v":41778.981421627032},null,{"$f":"SUMPRODUCT(BR12:BR294,BS12:BS294,$L$12:$L$294)","v":732.2},null,{"$f":"SUMPRODUCT(BT12:BT475,$L$12:$L$475)","v":553220.90576025925},null,null,null,{"$f":"SUMPRODUCT(BX12:BX475,$L$12:$L$475)","v":1752232.8162198414},null,{"$f":"SUMPRODUCT(BZ12:BZ475,$L$12:$L$475)","v":2628367.3841694538},null,null,null,{"$f":"SUMPRODUCT(CD12:CD475,$L$12:$L$475)","v":2838925.8070800449},null,null,null,{"$f":"SUMPRODUCT(CH12:CH475,$L$12:$L$475)","v":1609427.2851110834}]
[]
[null,null,null,null,null,null,null,null,null,null,null,"Percent --->   ",null,null,null,null,null,null,null,null,null,null,null,null,null,null,null,null,null,null,null,null,null,null,null,null,null,null,null,null,null,null,{"$f":"TotalOpexBulkContract/TotalOpex","v":0.21325549372677494},null,null,null,null,null,null,null,null,null,{"$f":"TotalOpexBulkMaterials/TotalOpex","v":0.10191371909769692},null,null,null,null,null,null,null,null,null,null,{"$f":"TotalOpexSpotLabour/TotalOpex","v":0.22058602585483178},null,null,null,null,null,null,null,{"$f":"TotalOpexSpotMaterials/TotalOpex","v":2.7374242038451315E-2},null,null,null,{"$f":"TotalOpexSpotOther/TotalOpex","v":8.6703240458713637E-2},null,{"$f":"BZ4/TotalOpex","v":0.13005575926554996},null,null,null,{"$f":"TotalOpexOverheads/TotalOpex","v":0.14047452177429529},null,null,null,{"$f":"CH4/TotalOpex","v":7.9636997783685756E-2}]
[]
[null,null,null,null,null,null,null,null,null,null,null,null,"Sub-total annual cost",null,"Task 1",null,"Task 2",null,"Task 3",null,"Task 4",null,"Task 5",null,"Task 6",null,"Task 7",null,"Task 8",null,"Task 9",null,"Task 10",null,"Task 11",null,"Task 12",null,"Task 13",null,"Task 14",null,"Sub-total annual cost per asset",null,null,null,null,null,null,null,null,null,"Sub-total annual cost per asset",null,null,null,null,null,null,null,null,null,null,"Sub-total annual cost per asset",null,null,null,null,null,null,null,"Sub-total annual cost per asset",null,null,null,"Sub-total annual cost per asset",null,"Sub-total annual cost per asset",null,null,null,"Sub-total annual cost per asset",null,null,null,"Sub-total annual cost per asset"]
[null,null,null,null,null,null,null,null,null,null,null,null,null,null,"Minor < 130w",null,"Major > 130w",null,"Minor < 130w",null,"Major > 130w",null,"All",null,"All",null,"All",null,"All",null,"All",null,"All",null,"All",null,"All",null,"All",null,"All",null,null,null,"Lamp",null,"Visors",null,"PE Cell",null,"Misc",null,null,null,"Lamp change",null,null,"PE Cell change",null,null,"Misc",null,null,null,null,"Lamp",null,"PE Cell",null,"Misc",null,null,null,"Price","Hours (weighted by failure)"]
[null,"#","Description","Type","Route","Category","Lamps (#)",null,null,null,"Price","Count",null,null,"Price","Cycle","Price","Cycle","Price","Cycle","Price","Cycle","Price","Cycle","Price","Cycle","Price","Cycle","Price","Cycle","Price","Cycle","Price","Cycle","Price","Cycle","Price","Cycle","Price","Cycle","Price","Cycle",null,null,"Price","Cycle","Price","Cycle","Price","Cycle","Price","Cycle",null,null,"Price","Failure","Hours","Price","Failure","Hours","Price","Failure","Hours",null,null,"Price","Failure","Price","Failure","Price","Failure",null,null,null,null,null,null,null,null,"Rate","Cost",null,null,"Rate","Cost"]
[]
[null,{"$f":"'Input - Inventory'!B9","v":1},{"$f":"'Input - Inventory'!C9","v":"0.5"},{"$f":"'Input - Inventory'!D9","v":"Bracket"},{"$f":"'Input - Inventory'!E9","v":"NonTraffic"},{"$f":"'Input - Inventory'!F9","v":"n/a"},{"$f":"'Input - Inventory'!G9","v":0},null,{"$f":"CONCATENATE(D12,\" - \",C12)","v":"Bracket - 0.5"},null,{"$f":"AQ12+BA12+BL12+BT12+BX12+BZ12+CD12+CH12","v":0},{"$f":"INDIRECT(L$10&$B12&\"FY18\")","v":33642},{"$f":"L12*K12","v":0},null,{"$f":"IF(AND($D12=\"Lamp\", OR($F12=O$9, O$9=\"All\")),INDIRECT(\"PriceBulkTask1\" & \"FY18\"),0)","v":0},{"$f":"IF(AND($D12=\"Lamp\",CycleBulkTask1<>0, OR($F12=O$9,O$9=\"All\")),1/CycleBulkTask1,0)","v":0},{"$f":"IF(AND($D12=\"Lamp\", OR($F12=Q$9, Q$9=\"All\")),INDIRECT(\"PriceBulkTask2\" & \"FY18\"),0)","v":0},{"$f":"IF(AND($D12=\"Lamp\",CycleBulkTask2<>0, OR($F12=Q$9,Q$9=\"All\")),1/CycleBulkTask2,0)","v":0},{"$f":"IF(AND($D12=\"Lamp\", OR($F12=S$9, S$9=\"All\")),INDIRECT(\"PriceBulkTask3\" & \"FY18\"),0)","v":0},{"$f":"IF(AND($D12=\"Lamp\",CycleBulkTask3<>0, OR($F12=S$9,S$9=\"All\")),1/CycleBulkTask3,0)","v":0},{"$f":"IF(AND($D12=\"Lamp\", OR($F12=U$9, U$9=\"All\")),INDIRECT(\"PriceBulkTask4\" & \"FY18\"),0)","v":0},{"$f":"IF(AND($D12=\"Lamp\",CycleBulkTask4<>0, OR($F12=U$9,U$9=\"All\")),1/CycleBulkTask4,0)","v":0},{"$f":"IF(AND($D12=\"Lamp\", OR($F12=W$9, W$9=\"All\")),INDIRECT(\"PriceBulkTask5\" & \"FY18\"),0)","v":0},{"$f":"IF(AND($D12=\"Lamp\",CycleBulkTask5<>0, OR($F12=W$9,W$9=\"All\")),1/CycleBulkTask5,0)","v":0},{"$f":"IF(AND($D12=\"Lamp\", OR($F12=Y$9, Y$9=\"All\")),INDIRECT(\"PriceBulkTask6\" & \"FY18\"),0)","v":0},{"$f":"IF(AND($D12=\"Lamp\",CycleBulkTask6<>0, OR($F12=Y$9,Y$9=\"All\")),1/CycleBulkTask6,0)","v":0},{"$f":"IF(AND($D12=\"Lamp\", OR($F12=AA$9, AA$9=\"All\")),INDIRECT(\"PriceBulkTask7\" & \"FY18\"),0)","v":0},{"$f":"IF(AND($D12=\"Lamp\",CycleBulkTask7<>0, OR($F12=AA$9,AA$9=\"All\")),1/CycleBulkTask7,0)","v":0},{"$f":"IF(AND($D12=\"Lamp\", OR($F12=AC$9, AC$9=\"All\")),INDIRECT(\"PriceBulkTask8\" & \"FY18\"),0)","v":0},{"$f":"IF(AND($D12=\"Lamp\",CycleBulkTask8<>0, OR($F12=AC$9,AC$9=\"All\")),1/CycleBulkTask8,0)","v":0},{"$f":"IF(AND($D12=\"Lamp\", OR($F12=AE$9, AE$9=\"All\")),INDIRECT(\"PriceBulkTask9\" & \"FY18\"),0)","v":0},{"$f":"IF(AND($D12=\"Lamp\",CycleBulkTask9<>0, OR($F12=AE$9,AE$9=\"All\")),1/CycleBulkTask9,0)","v":0},{"$f":"IF(AND($D12=\"Lamp\", OR($F12=AG$9, AG$9=\"All\")),INDIRECT(\"PriceBulkTask10\" & \"FY18\"),0)","v":0},{"$f":"IF(AND($D12=\"Lamp\",CycleBulkTask10<>0, OR($F12=AG$9,AG$9=\"All\")),1/CycleBulkTask10,0)","v":0},{"$f":"IF(AND($D12=\"Lamp\", OR($F12=AI$9, AI$9=\"All\")),INDIRECT(\"PriceBulkTask11\" & \"FY18\"),0)","v":0},{"$f":"IF(AND($D12=\"Lamp\",CycleBulkTask11<>0, OR($F12=AI$9,AI$9=\"All\")),1/CycleBulkTask11,0)","v":0},{"$f":"IF(AND($D12=\"Lamp\", OR($F12=AK$9, AK$9=\"All\")),INDIRECT(\"PriceBulkTask12\" & \"FY18\"),0)","v":0},{"$f":"IF(AND($D12=\"Lamp\",CycleBulkTask12<>0, OR($F12=AK$9,AK$9=\"All\")),1/CycleBulkTask12,0)","v":0},{"$f":"IF(AND($D12=\"Lamp\", OR($F12=AM$9, AM$9=\"All\")),INDIRECT(\"PriceBulkTask13\" & \"FY18\"),0)","v":0},{"$f":"IF(AND($D12=\"Lamp\",CycleBulkTask13<>0, OR($F12=AM$9,AM$9=\"All\")),1/CycleBulkTask13,0)","v":0},{"$f":"IF(AND($D12=\"Lamp\", OR($F12=AO$9, AO$9=\"All\")),INDIRECT(\"PriceBulkTask14\" & \"FY18\"),0)","v":0},{"$f":"IF(AND($D12=\"Lamp\",CycleBulkTask14<>0, OR($F12=AO$9,AO$9=\"All\")),1/CycleBulkTask14,0)","v":0},{"$f":"O12*P12+Q12*R12+S12*T12+U12*V12+W12*X12+Y12*Z12+AA12*AB12+AC12*AD12+AE12*AF12+AG12*AH12+AI12*AJ12+AK12*AL12+AM12*AN12+AO12*AP12","v":0},null,{"$f":"IF($D12=\"Lamp\",$G12*INDIRECT(\"Price\" & $B12 & \"FY18\"),0)","v":0},{"$f":"MAX(P12,R12)","v":0},{"$f":"IF($D12=\"Lamp\",INDIRECT(\"PriceVisor\" & \"FY18\"),0)","v":0},{"$f":"MAX(T12,V12)","v":0},{"$f":"IF($D12=\"Lamp\",INDIRECT(\"PricePECell\" & \"FY18\"),0)","v":0},{"$f":"X12","v":0},{"$f":"IF($D12=\"Lamp\",INDIRECT(\"PriceMisc\" & \"FY18\"),0)","v":0},{"$f":"INDIRECT($E12)*$V12 +(1-INDIRECT($E12))*$T12","v":0},{"$f":"AS12*AT12+AU12*AV12+AW12*AX12+AY12*AZ12","v":0},null,{"$f":"IF($D12=$AS$9,(INDIRECT(\"PriceLabour\" & \"FY18\")*ProportionStandardHours + INDIRECT(\"PriceLabourOvertime\" & \"FY18\")*ProportionOvertimeHours)*(1+RateOnCostAnnual),0)","v":0},{"$f":"BO12","v":0},{"$f":"IF($D12=\"Lamp\",(NumberOfCrew+INDIRECT($E12)*TrafficController)*(TimeToReplaceLamp),0)","v":0},{"$f":"IF($D12=$AS$9,(INDIRECT(\"PriceLabour\" & \"FY18\")*ProportionStandardHours + INDIRECT(\"PriceLabourOvertime\" & \"FY18\")*ProportionOvertimeHours)*(1+RateOnCostAnnual),0)","v":0},{"$f":"BQ12","v":0},{"$f":"IF($D12=\"Lamp\",(NumberOfCrew+INDIRECT($E12)*TrafficController)*(TimeForPECellReplace),0)","v":0},{"$f":"IF($D12=$AS$9,(INDIRECT(\"PriceLabour\" & \"FY18\")*ProportionStandardHours + INDIRECT(\"PriceLabourOvertime\" & \"FY18\")*ProportionOvertimeHours)*(1+RateOnCostAnnual),0)","v":0},{"$f":"BS12","v":0},{"$f":"IF($D12=\"Lamp\",(NumberOfCrew+INDIRECT($E12)*TrafficController)*(TimeForOtherSpot),0)","v":0},{"$f":"BC12*BD12*BE12+BF12*BG12*BH12+BI12*BJ12*BK12","v":0},null,{"$f":"IF($D12=\"Lamp\",INDIRECT(\"Price\" & $B12 & \"FY18\"),0)","v":0},{"$f":"IF($D12=\"Lamp\",INDIRECT(BO$10 & $B12),0)","v":0},{"$f":"IF($D12=\"Lamp\",INDIRECT(\"pRICEpecELL\" & \"FY18\"),0)","v":0},{"$f":"IF($D12=\"Lamp\",INDIRECT(\"FailurePECell\" & \"Annual\"),0)","v":0},{"$f":"IF($D12=\"Lamp\",INDIRECT(\"PriceMisc\" & \"FY18\"),0)","v":0},{"$f":"IF($D12=\"Lamp\",INDIRECT(\"FailureMisc\" & \"Annual\"),0)","v":0},{"$f":"BN12*BO12+BP12*BQ12+BR12*BS12","v":0},null,{"$f":"IF(AND($D12=\"Lamp\"),INDIRECT(\"PriceEWP\"&\"FY18\"),0)","v":0},{"$f":"BD12*BE12+BG12*BH12+BJ12*BK12","v":0},{"$f":"BV12*BW12","v":0},null,{"$f":"IF($D12=\"Connection\",VLOOKUP(C12,'Input - General'!$F$62:$N$79,8,FALSE),0)","v":0},null,{"$f":"RateOverhead","v":0.1801212933606588},{"$f":"BX12+BL12+BT12+BA12+AQ12+BZ12","v":0},{"$f":"CC12*CB12","v":0},null,{"$f":"CorporateOverheads","v":8.6527813038891108E-2},{"$f":"AQ12+BA12+BL12+BT12+BX12+BZ12+CD12","v":0},{"$f":"CG12*CF12","v":0}]
[null,{"$f":"'Input - Inventory'!B10","v":2},{"$f":"'Input - Inventory'!C10","v":"0.5 (P09)"},{"$f":"'Input - Inventory'!D10","v":"Bracket"},{"$f":"'Input - Inventory'!E10","v":"NonTraffic"},{"$f":"'Input - Inventory'!F10","v":"n/a"},{"$f":"'Input - Inventory'!G10","v":0},null,{"$f":"CONCATENATE(D13,\" - \",C13)","v":"Bracket - 0.5 (P09)"},null,{"$f":"AQ13+BA13+BL13+BT13+BX13+BZ13+CD13+CH13","v":0},{"$f":"INDIRECT(L$10&$B13&\"FY18\")","v":1150},0,null,{"$f":"IF(AND($D13=\"Lamp\", OR($F13=O$9, O$9=\"All\")),INDIRECT(\"PriceBulkTask1\" & \"FY18\"),0)","v":0},0,{"$f":"IF(AND($D13=\"Lamp\", OR($F13=Q$9, Q$9=\"All\")),INDIRECT(\"PriceBulkTask2\" & \"FY18\"),0)","v":0},0,{"$f":"IF(AND($D13=\"Lamp\", OR($F13=S$9, S$9=\"All\")),INDIRECT(\"PriceBulkTask3\" & \"FY18\"),0)","v":0},0,{"$f":"IF(AND($D13=\"Lamp\", OR($F13=U$9, U$9=\"All\")),INDIRECT(\"PriceBulkTask4\" & \"FY18\"),0)","v":0},0,{"$f":"IF(AND($D13=\"Lamp\", OR($F13=W$9, W$9=\"All\")),INDIRECT(\"PriceBulkTask5\" & \"FY18\"),0)","v":0},0,{"$f":"IF(AND($D13=\"Lamp\", OR($F13=Y$9, Y$9=\"All\")),INDIRECT(\"PriceBulkTask6\" & \"FY18\"),0)","v":0},0,{"$f":"IF(AND($D13=\"Lamp\", OR($F13=AA$9, AA$9=\"All\")),INDIRECT(\"PriceBulkTask7\" & \"FY18\"),0)","v":0},0,{"$f":"IF(AND($D13=\"Lamp\", OR($F13=AC$9, AC$9=\"All\")),INDIRECT(\"PriceBulkTask8\" & \"FY18\"),0)","v":0},0,{"$f":"IF(AND($D13=\"Lamp\", OR($F13=AE$9, AE$9=\"All\")),INDIRECT(\"PriceBulkTask9\" & \"FY18\"),0)","v":0},0,{"$f":"IF(AND($D13=\"Lamp\", OR($F13=AG$9, AG$9=\"All\")),INDIRECT(\"PriceBulkTask10\" & \"FY18\"),0)","v":0},0,{"$f":"IF(AND($D13=\"Lamp\", OR($F13=AI$9, AI$9=\"All\")),INDIRECT(\"PriceBulkTask11\" & \"FY18\"),0)","v":0},0,{"$f":"IF(AND($D13=\"Lamp\", OR($F13=AK$9, AK$9=\"All\")),INDIRECT(\"PriceBulkTask12\" & \"FY18\"),0)","v":0},0,{"$f":"IF(AND($D13=\"Lamp\", OR($F13=AM$9, AM$9=\"All\")),INDIRECT(\"PriceBulkTask13\" & \"FY18\"),0)","v":0},0,{"$f":"IF(AND($D13=\"Lamp\", OR($F13=AO$9, AO$9=\"All\")),INDIRECT(\"PriceBulkTask14\" & \"FY18\"),0)","v":0},0,0,null,{"$f":"IF($D13=\"Lamp\",$G13*INDIRECT(\"Price\" & $B13 & \"FY18\"),0)","v":0},0,{"$f":"IF($D13=\"Lamp\",INDIRECT(\"PriceVisor\" & \"FY18\"),0)","v":0},0,{"$f":"IF($D13=\"Lamp\",INDIRECT(\"PricePECell\" & \"FY18\"),0)","v":0},0,{"$f":"IF($D13=\"Lamp\",INDIRECT(\"PriceMisc\" & \"FY18\"),0)","v":0},0,0,null,0,0,0,0,0,0,0,0,0,0,null,{"$f":"IF($D13=\"Lamp\",INDIRECT(\"Price\" & $B13 & \"FY18\"),0)","v":0},0,{"$f":"IF($D13=\"Lamp\",INDIRECT(\"pRICEpecELL\" & \"FY18\"),0)","v":0},0,{"$f":"IF($D13=\"Lamp\",INDIRECT(\"PriceMisc\" & \"FY18\"),0)","v":0},0,0,null,{"$f":"IF(AND($D13=\"Lamp\"),INDIRECT(\"PriceEWP\"&\"FY18\"),0)","v":0},0,0,null,{"$f":"IF($D13=\"Connection\",VLOOKUP(C13,'Input - General'!$F$62:$N$79,8,FALSE),0)","v":0},null,0.1801212933606588,0,0,null,8.6527813038891108E-2,{"$f":"AQ13+BA13+BL13+BT13+BX13+BZ13+CD13","v":0},0]
[null,{"$f":"'Input - Inventory'!B11","v":3},{"$f":"'Input - Inventory'!C11","v":"0.6"},{"$f":"'Input - Inventory'!D11","v":"Bracket"},{"$f":"'Input - Inventory'!E11","v":"NonTraffic"},{"$f":"'Input - Inventory'!F11","v":"n/a"},{"$f":"'Input - Inventory'!G11","v":0},null,"Bracket - 0.6",null,0,149,0,null,0,0,0,0,0,0,0,0,0,0,0,0,0,0,0,0,0,0,0,0,0,0,0,0,0,0,0,0,0,null,0,0,0,0,0,0,0,0,0,null,0,0,0,0,0,0,0,0,0,0,null,0,0,0,0,0,0,0,null,0,0,0,null,{"$f":"IF($D14=\"Connection\",VLOOKUP(C14,'Input - General'!$F$62:$N$79,8,FALSE),0)","v":0},null,0.1801212933606588,0,0,null,8.6527813038891108E-2,0,0]
[null,{"$f":"'Input - Inventory'!B12","v":4},{"$f":"'Input - Inventory'!C12","v":"1.0"},{"$f":"'Input - Inventory'!D12","v":"Bracket"},{"$f":"'Input - Inventory'!E12","v":"NonTraffic"},{"$f":"'Input - Inventory'!F12","v":"n/a"},{"$f":"'Input - Inventory'!G12","v":0},null,"Bracket - 1.0",null,0,8607,0,null,0,0,0,0,0,0,0,0,0,0,0,0,0,0,0,0,0,0,0,0,0,0,0,0,0,0,0,0,0,null,0,0,0,0,0,0,0,0,0,null,0,0,0,0,0,0,0,0,0,0,null,0,0,0,0,0,0,0,null,0,0,0,null,{"$f":"IF($D15=\"Connection\",VLOOKUP(C15,'Input - General'!$F$62:$N$79,8,FALSE),0)","v":0},null,0.1801212933606588,0,0,null,8.6527813038891108E-2,0,0]
[null,{"$f":"'Input - Inventory'!B13","v":5},{"$f":"'Input - Inventory'!C13","v":"1.2"},{"$f":"'Input - Inventory'!D13","v":"Bracket"},{"$f":"'Input - Inventory'!E13","v":"NonTraffic"},{"$f":"'Input - Inventory'!F13","v":"n/a"},{"$f":"'Input - Inventory'!G13","v":0},null,"Bracket - 1.2",null,0,24937,0,null,0,0,0,0,0,0,0,0,0,0,0,0,0,0,0,0,0,0,0,0,0,0,0,0,0,0,0,0,0,null,0,0,0,0,0,0,0,0,0,null,0,0,0,0,0,0,0,0,0,0,null,0,0,0,0,0,0,0,null,0,0,0,null,{"$f":"IF($D16=\"Connection\",VLOOKUP(C16,'Input - General'!$F$62:$N$79,8,FALSE),0)","v":0},null,0.1801212933606588,0,0,null,8.6527813038891108E-2,0,0]
[null,{"$f":"'Input - Inventory'!B14","v":6},{"$f":"'Input - Inventory'!C14","v":"1.2 (P09)"},{"$f":"'Input - Inventory'!D14","v":"Bracket"},{"$f":"'Input - Inventory'!E14","v":"NonTraffic"},{"$f":"'Input - Inventory'!F14","v":"n/a"},{"$f":"'Input - Inventory'!G14","v":0},null,"Bracket - 1.2 (P09)",null,0,696,0,null,0,0,0,0,0,0,0,0,0,0,0,0,0,0,0,0,0,0,0,0,0,0,0,0,0,0,0,0,0,null,0,0,0,0,0,0,0,0,0,null,0,0,0,0,0,0,0,0,0,0,null,0,0,0,0,0,0,0,null,0,0,0,null,{"$f":"IF($D17=\"Connection\",VLOOKUP(C17,'Input - General'!$F$62:$N$79,8,FALSE),0)","v":0},null,0.1801212933606588,0,0,null,8.6527813038891108E-2,0,0]
[null,{"$f":"'Input - Inventory'!B15","v":7},{"$f":"'Input - Inventory'!C15","v":"1.5"},{"$f":"'Input - Inventory'!D15","v":"Bracket"},{"$f":"'Input - Inventory'!E15","v":"NonTraffic"},{"$f":"'Input - Inventory'!F15","v":"n/a"},{"$f":"'Input - Inventory'!G15","v":0},null,"Bracket - 1.5",null,0,3808,0,null,0,0,0,0,0,0,0,0,0,0,0,0,0,0,0,0,0,0,0,0,0,0,0,0,0,0,0,0,0,null,0,0,0,0,0,0,0,0,0,null,0,0,0,0,0,0,0,0,0,0,null,0,0,0,0,0,0,0,null,0,0,0,null,{"$f":"IF($D18=\"Connection\",VLOOKUP(C18,'Input - General'!$F$62:$N$79,8,FALSE),0)","v":0},null,0.1801212933606588,0,0,null,8.6527813038891108E-2,0,0]
[null,{"$f":"'Input - Inventory'!B16","v":8},{"$f":"'Input - Inventory'!C16","v":"2.0"},{"$f":"'Input - Inventory'!D16","v":"Bracket"},{"$f":"'Input - Inventory'!E16","v":"NonTraffic"},{"$f":"'Input - Inventory'!F16","v":"n/a"},{"$f":"'Input - Inventory'!G16","v":0},null,"Bracket - 2.0",null,0,70865,0,null,0,0,0,0,0,0,0,0,0,0,0,0,0,0,0,0,0,0,0,0,0,0,0,0,0,0,0,0,0,null,0,0,0,0,0,0,0,0,0,null,0,0,0,0,0,0,0,0,0,0,null,0,0,0,0,0,0,0,null,0,0,0,null,{"$f":"IF($D19=\"Connection\",VLOOKUP(C19,'Input - General'!$F$62:$N$79,8,FALSE),0)","v":0},null,0.1801212933606588,0,0,null,8.6527813038891108E-2,0,0]
[null,{"$f":"'Input - Inventory'!B17","v":9},{"$f":"'Input - Inventory'!C17","v":"2.0 (P09)"},{"$f":"'Input - Inventory'!D17","v":"Bracket"},{"$f":"'Input - Inventory'!E17","v":"NonTraffic"},{"$f":"'Input - Inventory'!F17","v":"n/a"},{"$f":"'Input - Inventory'!G17","v":0},null,"Bracket - 2.0 (P09)",null,0,17415.5,0,null,0,0,0,0,0,0,0,0,0,0,0,0,0,0,0,0,0,0,0,0,0,0,0,0,0,0,0,0,0,null,0,0,0,0,0,0,0,0,0,null,0,0,0,0,0,0,0,0,0,0,null,0,0,0,0,0,0,0,null,0,0,0,null,{"$f":"IF($D20=\"Connection\",VLOOKUP(C20,'Input - General'!$F$62:$N$79,8,FALSE),0)","v":0},null,0.1801212933606588,0,0,null,8.6527813038891108E-2,0,0]
[null,{"$f":"'Input - Inventory'!B18","v":10},{"$f":"'Input - Inventory'!C18","v":"2.5"},{"$f":"'Input - Inventory'!D18","v":"Bracket"},{"$f":"'Input - Inventory'!E18","v":"Traffic"},{"$f":"'Input - Inventory'!F18","v":"n/a"},{"$f":"'Input - Inventory'!G18","v":0},null,"Bracket - 2.5",null,0,518,0,null,0,0,0,0,0,0,0,0,0,0,0,0,0,0,0,0,0,0,0,0,0,0,0,0,0,0,0,0,0,null,0,0,0,0,0,0,0,0,0,null,0,0,0,0,0,0,0,0,0,0,null,0,0,0,0,0,0,0,null,0,0,0,null,{"$f":"IF($D21=\"Connection\",VLOOKUP(C21,'Input - General'!$F$62:$N$79,8,FALSE),0)","v":0},null,0.1801212933606588,0,0,null,8.6527813038891108E-2,0,0]
[null,{"$f":"'Input - Inventory'!B19","v":11},{"$f":"'Input - Inventory'!C19","v":"3.0"},{"$f":"'Input - Inventory'!D19","v":"Bracket"},{"$f":"'Input - Inventory'!E19","v":"Traffic"},{"$f":"'Input - Inventory'!F19","v":"n/a"},{"$f":"'Input - Inventory'!G19","v":0},null,"Bracket - 3.0",null,0,5928,0,null,0,0,0,0,0,0,0,0,0,0,0,0,0,0,0,0,0,0,0,0,0,0,0,0,0,0,0,0,0,null,0,0,0,0,0,0,0,0,0,null,0,0,0,0,0,0,0,0,0,0,null,0,0,0,0,0,0,0,null,0,0,0,null,{"$f":"IF($D22=\"Connection\",VLOOKUP(C22,'Input - General'!$F$62:$N$79,8,FALSE),0)","v":0},null,0.1801212933606588,0,0,null,8.6527813038891108E-2,0,0]
[null,{"$f":"'Input - Inventory'!B20","v":12},{"$f":"'Input - Inventory'!C20","v":"3.0 (P09)"},{"$f":"'Input - Inventory'!D20","v":"Bracket"},{"$f":"'Input - Inventory'!E20","v":"Traffic"},{"$f":"'Input - Inventory'!F20","v":"n/a"},{"$f":"'Input - Inventory'!G20","v":0},null,"Bracket - 3.0 (P09)",null,0,603,0,null,0,0,0,0,0,0,0,0,0,0,0,0,0,0,0,0,0,0,0,0,0,0,0,0,0,0,0,0,0,null,0,0,0,0,0,0,0,0,0,null,0,0,0,0,0,0,0,0,0,0,null,0,0,0,0,0,0,0,null,0,0,0,null,{"$f":"IF($D23=\"Connection\",VLOOKUP(C23,'Input - General'!$F$62:$N$79,8,FALSE),0)","v":0},null,0.1801212933606588,0,0,null,8.6527813038891108E-2,0,0]
[null,{"$f":"'Input - Inventory'!B21","v":13},{"$f":"'Input - Inventory'!C21","v":"3.5"},{"$f":"'Input - Inventory'!D21","v":"Bracket"},{"$f":"'Input - Inventory'!E21","v":"Traffic"},{"$f":"'Input - Inventory'!F21","v":"n/a"},{"$f":"'Input - Inventory'!G21","v":0},null,"Bracket - 3.5",null,0,7196,0,null,0,0,0,0,0,0,0,0,0,0,0,0,0,0,0,0,0,0,0,0,0,0,0,0,0,0,0,0,0,null,0,0,0,0,0,0,0,0,0,null,0,0,0,0,0,0,0,0,0,0,null,0,0,0,0,0,0,0,null,0,0,0,null,{"$f":"IF($D24=\"Connection\",VLOOKUP(C24,'Input - General'!$F$62:$N$79,8,FALSE),0)","v":0},null,0.1801212933606588,0,0,null,8.6527813038891108E-2,0,0]
[null,{"$f":"'Input - Inventory'!B22","v":14},{"$f":"'Input - Inventory'!C22","v":"3.5 (P09)"},{"$f":"'Input - Inventory'!D22","v":"Bracket"},{"$f":"'Input - Inventory'!E22","v":"Traffic"},{"$f":"'Input - Inventory'!F22","v":"n/a"},{"$f":"'Input - Inventory'!G22","v":0},null,"Bracket - 3.5 (P09)",null,0,787,0,null,0,0,0,0,0,0,0,0,0,0,0,0,0,0,0,0,0,0,0,0,0,0,0,0,0,0,0,0,0,null,0,0,0,0,0,0,0,0,0,null,0,0,0,0,0,0,0,0,0,0,null,0,0,0,0,0,0,0,null,0,0,0,null,{"$f":"IF($D25=\"Connection\",VLOOKUP(C25,'Input - General'!$F$62:$N$79,8,FALSE),0)","v":0},null,0.1801212933606588,0,0,null,8.6527813038891108E-2,0,0]
[null,{"$f":"'Input - Inventory'!B23","v":15},{"$f":"'Input - Inventory'!C23","v":"4.0"},{"$f":"'Input - Inventory'!D23","v":"Bracket"},{"$f":"'Input - Inventory'!E23","v":"Traffic"},{"$f":"'Input - Inventory'!F23","v":"n/a"},{"$f":"'Input - Inventory'!G23","v":0},null,"Bracket - 4.0",null,0,983,0,null,0,0,0,0,0,0,0,0,0,0,0,0,0,0,0,0,0,0,0,0,0,0,0,0,0,0,0,0,0,null,0,0,0,0,0,0,0,0,0,null,0,0,0,0,0,0,0,0,0,0,null,0,0,0,0,0,0,0,null,0,0,0,null,{"$f":"IF($D26=\"Connection\",VLOOKUP(C26,'Input - General'!$F$62:$N$79,8,FALSE),0)","v":0},null,0.1801212933606588,0,0,null,8.6527813038891108E-2,0,0]
[null,{"$f":"'Input - Inventory'!B24","v":16},{"$f":"'Input - Inventory'!C24","v":"4.0 (P09)"},{"$f":"'Input - Inventory'!D24","v":"Bracket"},{"$f":"'Input - Inventory'!E24","v":"Traffic"},{"$f":"'Input - Inventory'!F24","v":"n/a"},{"$f":"'Input - Inventory'!G24","v":0},null,"Bracket - 4.0 (P09)",null,0,466,0,null,0,0,0,0,0,0,0,0,0,0,0,0,0,0,0,0,0,0,0,0,0,0,0,0,0,0,0,0,0,null,0,0,0,0,0,0,0,0,0,null,0,0,0,0,0,0,0,0,0,0,null,0,0,0,0,0,0,0,null,0,0,0,null,{"$f":"IF($D27=\"Connection\",VLOOKUP(C27,'Input - General'!$F$62:$N$79,8,FALSE),0)","v":0},null,0.1801212933606588,0,0,null,8.6527813038891108E-2,0,0]
[null,{"$f":"'Input - Inventory'!B25","v":17},{"$f":"'Input - Inventory'!C25","v":"4.5"},{"$f":"'Input - Inventory'!D25","v":"Bracket"},{"$f":"'Input - Inventory'!E25","v":"Traffic"},{"$f":"'Input - Inventory'!F25","v":"n/a"},{"$f":"'Input - Inventory'!G25","v":0},null,"Bracket - 4.5",null,0,3037,0,null,0,0,0,0,0,0,0,0,0,0,0,0,0,0,0,0,0,0,0,0,0,0,0,0,0,0,0,0,0,null,0,0,0,0,0,0,0,0,0,null,0,0,0,0,0,0,0,0,0,0,null,0,0,0,0,0,0,0,null,0,0,0,null,{"$f":"IF($D28=\"Connection\",VLOOKUP(C28,'Input - General'!$F$62:$N$79,8,FALSE),0)","v":0},null,0.1801212933606588,0,0,null,8.6527813038891108E-2,0,0]
[null,{"$f":"'Input - Inventory'!B26","v":18},{"$f":"'Input - Inventory'!C26","v":"5.0"},{"$f":"'Input - Inventory'!D26","v":"Bracket"},{"$f":"'Input - Inventory'!E26","v":"Traffic"},{"$f":"'Input - Inventory'!F26","v":"n/a"},{"$f":"'Input - Inventory'!G26","v":0},null,"Bracket - 5.0",null,0,423,0,null,0,0,0,0,0,0,0,0,0,0,0,0,0,0,0,0,0,0,0,0,0,0,0,0,0,0,0,0,0,null,0,0,0,0,0,0,0,0,0,null,0,0,0,0,0,0,0,0,0,0,null,0,0,0,0,0,0,0,null,0,0,0,null,{"$f":"IF($D29=\"Connection\",VLOOKUP(C29,'Input - General'!$F$62:$N$79,8,FALSE),0)","v":0},null,0.1801212933606588,0,0,null,8.6527813038891108E-2,0,0]
[null,{"$f":"'Input - Inventory'!B27","v":19},{"$f":"'Input - Inventory'!C27","v":"6.0"},{"$f":"'Input - Inventory'!D27","v":"Bracket"},{"$f":"'Input - Inventory'!E27","v":"Traffic"},{"$f":"'Input - Inventory'!F27","v":"n/a"},{"$f":"'Input - Inventory'!G27","v":0},null,"Bracket - 6.0",null,0,1100.5,0,null,0,0,0,0,0,0,0,0,0,0,0,0,0,0,0,0,0,0,0,0,0,0,0,0,0,0,0,0,0,null,0,0,0,0,0,0,0,0,0,null,0,0,0,0,0,0,0,0,0,0,null,0,0,0,0,0,0,0,null,0,0,0,null,{"$f":"IF($D30=\"Connection\",VLOOKUP(C30,'Input - General'!$F$62:$N$79,8,FALSE),0)","v":0},null,0.1801212933606588,0,0,null,8.6527813038891108E-2,0,0]
[null,{"$f":"'Input - Inventory'!B28","v":20},{"$f":"'Input - Inventory'!C28","v":"6.5"},{"$f":"'Input - Inventory'!D28","v":"Bracket"},{"$f":"'Input - Inventory'!E28","v":"Traffic"},{"$f":"'Input - Inventory'!F28","v":"n/a"},{"$f":"'Input - Inventory'!G28","v":0},null,"Bracket - 6.5",null,0,60,0,null,0,0,0,0,0,0,0,0,0,0,0,0,0,0,0,0,0,0,0,0,0,0,0,0,0,0,0,0,0,null,0,0,0,0,0,0,0,0,0,null,0,0,0,0,0,0,0,0,0,0,null,0,0,0,0,0,0,0,null,0,0,0,null,{"$f":"IF($D31=\"Connection\",VLOOKUP(C31,'Input - General'!$F$62:$N$79,8,FALSE),0)","v":0},null,0.1801212933606588,0,0,null,8.6527813038891108E-2,0,0]
[null,{"$f":"'Input - Inventory'!B29","v":21},{"$f":"'Input - Inventory'!C29","v":"7.0"},{"$f":"'Input - Inventory'!D29","v":"Bracket"},{"$f":"'Input - Inventory'!E29","v":"Traffic"},{"$f":"'Input - Inventory'!F29","v":"n/a"},{"$f":"'Input - Inventory'!G29","v":0},null,"Bracket - 7.0",null,0,80,0,null,0,0,0,0,0,0,0,0,0,0,0,0,0,0,0,0,0,0,0,0,0,0,0,0,0,0,0,0,0,null,0,0,0,0,0,0,0,0,0,null,0,0,0,0,0,0,0,0,0,0,null,0,0,0,0,0,0,0,null,0,0,0,null,{"$f":"IF($D32=\"Connection\",VLOOKUP(C32,'Input - General'!$F$62:$N$79,8,FALSE),0)","v":0},null,0.1801212933606588,0,0,null,8.6527813038891108E-2,0,0]
[null,{"$f":"'Input - Inventory'!B30","v":22},{"$f":"'Input - Inventory'!C30","v":"8.0"},{"$f":"'Input - Inventory'!D30","v":"Bracket"},{"$f":"'Input - Inventory'!E30","v":"Traffic"},{"$f":"'Input - Inventory'!F30","v":"n/a"},{"$f":"'Input - Inventory'!G30","v":0},null,"Bracket - 8.0",null,0,27,0,null,0,0,0,0,0,0,0,0,0,0,0,0,0,0,0,0,0,0,0,0,0,0,0,0,0,0,0,0,0,null,0,0,0,0,0,0,0,0,0,null,0,0,0,0,0,0,0,0,0,0,null,0,0,0,0,0,0,0,null,0,0,0,null,{"$f":"IF($D33=\"Connection\",VLOOKUP(C33,'Input - General'!$F$62:$N$79,8,FALSE),0)","v":0},null,0.1801212933606588,0,0,null,8.6527813038891108E-2,0,0]
[null,{"$f":"'Input - Inventory'!B31","v":23},{"$f":"'Input - Inventory'!C31","v":"C4"},{"$f":"'Input - Inventory'!D31","v":"Bracket"},{"$f":"'Input - Inventory'!E31","v":"Traffic"},{"$f":"'Input - Inventory'!F31","v":"n/a"},{"$f":"'Input - Inventory'!G31","v":0},null,"Bracket - C4",null,0,87,0,null,0,0,0,0,0,0,0,0,0,0,0,0,0,0,0,0,0,0,0,0,0,0,0,0,0,0,0,0,0,null,0,0,0,0,0,0,0,0,0,null,0,0,0,0,0,0,0,0,0,0,null,0,0,0,0,0,0,0,null,0,0,0,null,{"$f":"IF($D34=\"Connection\",VLOOKUP(C34,'Input - General'!$F$62:$N$79,8,FALSE),0)","v":0},null,0.1801212933606588,0,0,null,8.6527813038891108E-2,0,0]
[null,{"$f":"'Input - Inventory'!B32","v":24},{"$f":"'Input - Inventory'!C32","v":"NIL"},{"$f":"'Input - Inventory'!D32","v":"Bracket"},{"$f":"'Input - Inventory'!E32","v":"NonTraffic"},{"$f":"'Input - Inventory'!F32","v":"n/a"},{"$f":"'Input - Inventory'!G32","v":0},null,"Bracket - NIL",null,0,12976,0,null,0,0,0,0,0,0,0,0,0,0,0,0,0,0,0,0,0,0,0,0,0,0,0,0,0,0,0,0,0,null,0,0,0,0,0,0,0,0,0,null,0,0,0,0,0,0,0,0,0,0,null,0,0,0,0,0,0,0,null,0,0,0,null,{"$f":"IF($D35=\"Connection\",VLOOKUP(C35,'Input - General'!$F$62:$N$79,8,FALSE),0)","v":0},null,0.1801212933606588,0,0,null,8.6527813038891108E-2,0,0]
[null,{"$f":"'Input - Inventory'!B33","v":25},{"$f":"'Input - Inventory'!C33","v":"PRIVATE"},{"$f":"'Input - Inventory'!D33","v":"Bracket"},{"$f":"'Input - Inventory'!E33","v":"NonTraffic"},{"$f":"'Input - Inventory'!F33","v":"n/a"},{"$f":"'Input - Inventory'!G33","v":0},null,"Bracket - PRIVATE",null,0,113,0,null,0,0,0,0,0,0,0,0,0,0,0,0,0,0,0,0,0,0,0,0,0,0,0,0,0,0,0,0,0,null,0,0,0,0,0,0,0,0,0,null,0,0,0,0,0,0,0,0,0,0,null,0,0,0,0,0,0,0,null,0,0,0,null,{"$f":"IF($D36=\"Connection\",VLOOKUP(C36,'Input - General'!$F$62:$N$79,8,FALSE),0)","v":0},null,0.1801212933606588,0,0,null,8.6527813038891108E-2,0,0]
[null,{"$f":"'Input - Inventory'!B34","v":26},{"$f":"'Input - Inventory'!C34","v":"SMARTPOLE DOUBLE"},{"$f":"'Input - Inventory'!D34","v":"Bracket"},{"$f":"'Input - Inventory'!E34","v":"NonTraffic"},{"$f":"'Input - Inventory'!F34","v":"n/a"},{"$f":"'Input - Inventory'!G34","v":0},null,"Bracket - SMARTPOLE DOUBLE",null,0,0,0,null,0,0,0,0,0,0,0,0,0,0,0,0,0,0,0,0,0,0,0,0,0,0,0,0,0,0,0,0,0,null,0,0,0,0,0,0,0,0,0,null,0,0,0,0,0,0,0,0,0,0,null,0,0,0,0,0,0,0,null,0,0,0,null,{"$f":"IF($D37=\"Connection\",VLOOKUP(C37,'Input - General'!$F$62:$N$79,8,FALSE),0)","v":0},null,0.1801212933606588,0,0,null,8.6527813038891108E-2,0,0]
[null,{"$f":"'Input - Inventory'!B35","v":27},{"$f":"'Input - Inventory'!C35","v":"SMARTPOLE SINGLE LONG"},{"$f":"'Input - Inventory'!D35","v":"Bracket"},{"$f":"'Input - Inventory'!E35","v":"NonTraffic"},{"$f":"'Input - Inventory'!F35","v":"n/a"},{"$f":"'Input - Inventory'!G35","v":0},null,"Bracket - SMARTPOLE SINGLE LONG",null,0,0,0,null,0,0,0,0,0,0,0,0,0,0,0,0,0,0,0,0,0,0,0,0,0,0,0,0,0,0,0,0,0,null,0,0,0,0,0,0,0,0,0,null,0,0,0,0,0,0,0,0,0,0,null,0,0,0,0,0,0,0,null,0,0,0,null,{"$f":"IF($D38=\"Connection\",VLOOKUP(C38,'Input - General'!$F$62:$N$79,8,FALSE),0)","v":0},null,0.1801212933606588,0,0,null,8.6527813038891108E-2,0,0]
[null,{"$f":"'Input - Inventory'!B36","v":28},{"$f":"'Input - Inventory'!C36","v":"SMARTPOLE SINGLE SHORT"},{"$f":"'Input - Inventory'!D36","v":"Bracket"},{"$f":"'Input - Inventory'!E36","v":"NonTraffic"},{"$f":"'Input - Inventory'!F36","v":"n/a"},{"$f":"'Input - Inventory'!G36","v":0},null,"Bracket - SMARTPOLE SINGLE SHORT",null,0,1,0,null,0,0,0,0,0,0,0,0,0,0,0,0,0,0,0,0,0,0,0,0,0,0,0,0,0,0,0,0,0,null,0,0,0,0,0,0,0,0,0,null,0,0,0,0,0,0,0,0,0,0,null,0,0,0,0,0,0,0,null,0,0,0,null,{"$f":"IF($D39=\"Connection\",VLOOKUP(C39,'Input - General'!$F$62:$N$79,8,FALSE),0)","v":0},null,0.1801212933606588,0,0,null,8.6527813038891108E-2,0,0]
[null,{"$f":"'Input - Inventory'!B37","v":29},{"$f":"'Input - Inventory'!C37","v":"SUSPENDED"},{"$f":"'Input - Inventory'!D37","v":"Bracket"},{"$f":"'Input - Inventory'!E37","v":"NonTraffic"},{"$f":"'Input - Inventory'!F37","v":"n/a"},{"$f":"'Input - Inventory'!G37","v":0},null,"Bracket - SUSPENDED",null,0,153,0,null,0,0,0,0,0,0,0,0,0,0,0,0,0,0,0,0,0,0,0,0,0,0,0,0,0,0,0,0,0,null,0,0,0,0,0,0,0,0,0,null,0,0,0,0,0,0,0,0,0,0,null,0,0,0,0,0,0,0,null,0,0,0,null,{"$f":"IF($D40=\"Connection\",VLOOKUP(C40,'Input - General'!$F$62:$N$79,8,FALSE),0)","v":0},null,0.1801212933606588,0,0,null,8.6527813038891108E-2,0,0]
[null,{"$f":"'Input - Inventory'!B38","v":30},{"$f":"'Input - Inventory'!C38","v":"T1"},{"$f":"'Input - Inventory'!D38","v":"Bracket"},{"$f":"'Input - Inventory'!E38","v":"NonTraffic"},{"$f":"'Input - Inventory'!F38","v":"n/a"},{"$f":"'Input - Inventory'!G38","v":0},null,"Bracket - T1",null,0,19762,0,null,0,0,0,0,0,0,0,0,0,0,0,0,0,0,0,0,0,0,0,0,0,0,0,0,0,0,0,0,0,null,0,0,0,0,0,0,0,0,0,null,0,0,0,0,0,0,0,0,0,0,null,0,0,0,0,0,0,0,null,0,0,0,null,{"$f":"IF($D41=\"Connection\",VLOOKUP(C41,'Input - General'!$F$62:$N$79,8,FALSE),0)","v":0},null,0.1801212933606588,0,0,null,8.6527813038891108E-2,0,0]
[null,{"$f":"'Input - Inventory'!B39","v":31},{"$f":"'Input - Inventory'!C39","v":"T1 (P09)"},{"$f":"'Input - Inventory'!D39","v":"Bracket"},{"$f":"'Input - Inventory'!E39","v":"NonTraffic"},{"$f":"'Input - Inventory'!F39","v":"n/a"},{"$f":"'Input - Inventory'!G39","v":0},null,"Bracket - T1 (P09)",null,0,1335,0,null,0,0,0,0,0,0,0,0,0,0,0,0,0,0,0,0,0,0,0,0,0,0,0,0,0,0,0,0,0,null,0,0,0,0,0,0,0,0,0,null,0,0,0,0,0,0,0,0,0,0,null,0,0,0,0,0,0,0,null,0,0,0,null,{"$f":"IF($D42=\"Connection\",VLOOKUP(C42,'Input - General'!$F$62:$N$79,8,FALSE),0)","v":0},null,0.1801212933606588,0,0,null,8.6527813038891108E-2,0,0]
[null,{"$f":"'Input - Inventory'!B40","v":32},{"$f":"'Input - Inventory'!C40","v":"T2"},{"$f":"'Input - Inventory'!D40","v":"Bracket"},{"$f":"'Input - Inventory'!E40","v":"Traffic"},{"$f":"'Input - Inventory'!F40","v":"n/a"},{"$f":"'Input - Inventory'!G40","v":0},null,"Bracket - T2",null,0,9830.5,0,null,0,0,0,0,0,0,0,0,0,0,0,0,0,0,0,0,0,0,0,0,0,0,0,0,0,0,0,0,0,null,0,0,0,0,0,0,0,0,0,null,0,0,0,0,0,0,0,0,0,0,null,0,0,0,0,0,0,0,null,0,0,0,null,{"$f":"IF($D43=\"Connection\",VLOOKUP(C43,'Input - General'!$F$62:$N$79,8,FALSE),0)","v":0},null,0.1801212933606588,0,0,null,8.6527813038891108E-2,0,0]
[null,{"$f":"'Input - Inventory'!B41","v":33},{"$f":"'Input - Inventory'!C41","v":"T2A"},{"$f":"'Input - Inventory'!D41","v":"Bracket"},{"$f":"'Input - Inventory'!E41","v":"Traffic"},{"$f":"'Input - Inventory'!F41","v":"n/a"},{"$f":"'Input - Inventory'!G41","v":0},null,"Bracket - T2A",null,0,1196,0,null,0,0,0,0,0,0,0,0,0,0,0,0,0,0,0,0,0,0,0,0,0,0,0,0,0,0,0,0,0,null,0,0,0,0,0,0,0,0,0,null,0,0,0,0,0,0,0,0,0,0,null,0,0,0,0,0,0,0,null,0,0,0,null,{"$f":"IF($D44=\"Connection\",VLOOKUP(C44,'Input - General'!$F$62:$N$79,8,FALSE),0)","v":0},null,0.1801212933606588,0,0,null,8.6527813038891108E-2,0,0]
[null,{"$f":"'Input - Inventory'!B42","v":34},{"$f":"'Input - Inventory'!C42","v":"T2A (P09)"},{"$f":"'Input - Inventory'!D42","v":"Bracket"},{"$f":"'Input - Inventory'!E42","v":"Traffic"},{"$f":"'Input - Inventory'!F42","v":"n/a"},{"$f":"'Input - Inventory'!G42","v":0},null,"Bracket - T2A (P09)",null,0,174,0,null,0,0,0,0,0,0,0,0,0,0,0,0,0,0,0,0,0,0,0,0,0,0,0,0,0,0,0,0,0,null,0,0,0,0,0,0,0,0,0,null,0,0,0,0,0,0,0,0,0,0,null,0,0,0,0,0,0,0,null,0,0,0,null,{"$f":"IF($D45=\"Connection\",VLOOKUP(C45,'Input - General'!$F$62:$N$79,8,FALSE),0)","v":0},null,0.1801212933606588,0,0,null,8.6527813038891108E-2,0,0]
[null,{"$f":"'Input - Inventory'!B43","v":35},{"$f":"'Input - Inventory'!C43","v":"T3"},{"$f":"'Input - Inventory'!D43","v":"Bracket"},{"$f":"'Input - Inventory'!E43","v":"Traffic"},{"$f":"'Input - Inventory'!F43","v":"n/a"},{"$f":"'Input - Inventory'!G43","v":0},null,"Bracket - T3",null,0,3628,0,null,0,0,0,0,0,0,0,0,0,0,0,0,0,0,0,0,0,0,0,0,0,0,0,0,0,0,0,0,0,null,0,0,0,0,0,0,0,0,0,null,0,0,0,0,0,0,0,0,0,0,null,0,0,0,0,0,0,0,null,0,0,0,null,{"$f":"IF($D46=\"Connection\",VLOOKUP(C46,'Input - General'!$F$62:$N$79,8,FALSE),0)","v":0},null,0.1801212933606588,0,0,null,8.6527813038891108E-2,0,0]
[null,{"$f":"'Input - Inventory'!B44","v":36},{"$f":"'Input - Inventory'!C44","v":"T3 (P09)"},{"$f":"'Input - Inventory'!D44","v":"Bracket"},{"$f":"'Input - Inventory'!E44","v":"Traffic"},{"$f":"'Input - Inventory'!F44","v":"n/a"},{"$f":"'Input - Inventory'!G44","v":0},null,"Bracket - T3 (P09)",null,0,649.5,0,null,0,0,0,0,0,0,0,0,0,0,0,0,0,0,0,0,0,0,0,0,0,0,0,0,0,0,0,0,0,null,0,0,0,0,0,0,0,0,0,null,0,0,0,0,0,0,0,0,0,0,null,0,0,0,0,0,0,0,null,0,0,0,null,{"$f":"IF($D47=\"Connection\",VLOOKUP(C47,'Input - General'!$F$62:$N$79,8,FALSE),0)","v":0},null,0.1801212933606588,0,0,null,8.6527813038891108E-2,0,0]
[null,{"$f":"'Input - Inventory'!B45","v":37},{"$f":"'Input - Inventory'!C45","v":"T3A"},{"$f":"'Input - Inventory'!D45","v":"Bracket"},{"$f":"'Input - Inventory'!E45","v":"Traffic"},{"$f":"'Input - Inventory'!F45","v":"n/a"},{"$f":"'Input - Inventory'!G45","v":0},null,"Bracket - T3A",null,0,1031,0,null,0,0,0,0,0,0,0,0,0,0,0,0,0,0,0,0,0,0,0,0,0,0,0,0,0,0,0,0,0,null,0,0,0,0,0,0,0,0,0,null,0,0,0,0,0,0,0,0,0,0,null,0,0,0,0,0,0,0,null,0,0,0,null,{"$f":"IF($D48=\"Connection\",VLOOKUP(C48,'Input - General'!$F$62:$N$79,8,FALSE),0)","v":0},null,0.1801212933606588,0,0,null,8.6527813038891108E-2,0,0]
[null,{"$f":"'Input - Inventory'!B46","v":38},{"$f":"'Input - Inventory'!C46","v":"T4"},{"$f":"'Input - Inventory'!D46","v":"Bracket"},{"$f":"'Input - Inventory'!E46","v":"Traffic"},{"$f":"'Input - Inventory'!F46","v":"n/a"},{"$f":"'Input - Inventory'!G46","v":0},null,"Bracket - T4",null,0,11045,0,null,0,0,0,0,0,0,0,0,0,0,0,0,0,0,0,0,0,0,0,0,0,0,0,0,0,0,0,0,0,null,0,0,0,0,0,0,0,0,0,null,0,0,0,0,0,0,0,0,0,0,null,0,0,0,0,0,0,0,null,0,0,0,null,{"$f":"IF($D49=\"Connection\",VLOOKUP(C49,'Input - General'!$F$62:$N$79,8,FALSE),0)","v":0},null,0.1801212933606588,0,0,null,8.6527813038891108E-2,0,0]
[null,{"$f":"'Input - Inventory'!B47","v":39},{"$f":"'Input - Inventory'!C47","v":"T4 (P09)"},{"$f":"'Input - Inventory'!D47","v":"Bracket"},{"$f":"'Input - Inventory'!E47","v":"Traffic"},{"$f":"'Input - Inventory'!F47","v":"n/a"},{"$f":"'Input - Inventory'!G47","v":0},null,"Bracket - T4 (P09)",null,0,500,0,null,0,0,0,0,0,0,0,0,0,0,0,0,0,0,0,0,0,0,0,0,0,0,0,0,0,0,0,0,0,null,0,0,0,0,0,0,0,0,0,null,0,0,0,0,0,0,0,0,0,0,null,0,0,0,0,0,0,0,null,0,0,0,null,{"$f":"IF($D50=\"Connection\",VLOOKUP(C50,'Input - General'!$F$62:$N$79,8,FALSE),0)","v":0},null,0.1801212933606588,0,0,null,8.6527813038891108E-2,0,0]
[null,{"$f":"'Input - Inventory'!B48","v":40},{"$f":"'Input - Inventory'!C48","v":"T5"},{"$f":"'Input - Inventory'!D48","v":"Bracket"},{"$f":"'Input - Inventory'!E48","v":"Traffic"},{"$f":"'Input - Inventory'!F48","v":"n/a"},{"$f":"'Input - Inventory'!G48","v":0},null,"Bracket - T5",null,0,515,0,null,0,0,0,0,0,0,0,0,0,0,0,0,0,0,0,0,0,0,0,0,0,0,0,0,0,0,0,0,0,null,0,0,0,0,0,0,0,0,0,null,0,0,0,0,0,0,0,0,0,0,null,0,0,0,0,0,0,0,null,0,0,0,null,{"$f":"IF($D51=\"Connection\",VLOOKUP(C51,'Input - General'!$F$62:$N$79,8,FALSE),0)","v":0},null,0.1801212933606588,0,0,null,8.6527813038891108E-2,0,0]
[null,{"$f":"'Input - Inventory'!B49","v":41},{"$f":"'Input - Inventory'!C49","v":"T5 (P09)"},{"$f":"'Input - Inventory'!D49","v":"Bracket"},{"$f":"'Input - Inventory'!E49","v":"Traffic"},{"$f":"'Input - Inventory'!F49","v":"n/a"},{"$f":"'Input - Inventory'!G49","v":0},null,"Bracket - T5 (P09)",null,0,80,0,null,0,0,0,0,0,0,0,0,0,0,0,0,0,0,0,0,0,0,0,0,0,0,0,0,0,0,0,0,0,null,0,0,0,0,0,0,0,0,0,null,0,0,0,0,0,0,0,0,0,0,null,0,0,0,0,0,0,0,null,0,0,0,null,{"$f":"IF($D52=\"Connection\",VLOOKUP(C52,'Input - General'!$F$62:$N$79,8,FALSE),0)","v":0},null,0.1801212933606588,0,0,null,8.6527813038891108E-2,0,0]
[null,{"$f":"'Input - Inventory'!B50","v":42},{"$f":"'Input - Inventory'!C50","v":"T6"},{"$f":"'Input - Inventory'!D50","v":"Bracket"},{"$f":"'Input - Inventory'!E50","v":"Traffic"},{"$f":"'Input - Inventory'!F50","v":"n/a"},{"$f":"'Input - Inventory'!G50","v":0},null,"Bracket - T6",null,0,2029,0,null,0,0,0,0,0,0,0,0,0,0,0,0,0,0,0,0,0,0,0,0,0,0,0,0,0,0,0,0,0,null,0,0,0,0,0,0,0,0,0,null,0,0,0,0,0,0,0,0,0,0,null,0,0,0,0,0,0,0,null,0,0,0,null,{"$f":"IF($D53=\"Connection\",VLOOKUP(C53,'Input - General'!$F$62:$N$79,8,FALSE),0)","v":0},null,0.1801212933606588,0,0,null,8.6527813038891108E-2,0,0]
[null,{"$f":"'Input - Inventory'!B51","v":43},{"$f":"'Input - Inventory'!C51","v":"T6 (P09)"},{"$f":"'Input - Inventory'!D51","v":"Bracket"},{"$f":"'Input - Inventory'!E51","v":"Traffic"},{"$f":"'Input - Inventory'!F51","v":"n/a"},{"$f":"'Input - Inventory'!G51","v":0},null,"Bracket - T6 (P09)",null,0,347,0,null,0,0,0,0,0,0,0,0,0,0,0,0,0,0,0,0,0,0,0,0,0,0,0,0,0,0,0,0,0,null,0,0,0,0,0,0,0,0,0,null,0,0,0,0,0,0,0,0,0,0,null,0,0,0,0,0,0,0,null,0,0,0,null,{"$f":"IF($D54=\"Connection\",VLOOKUP(C54,'Input - General'!$F$62:$N$79,8,FALSE),0)","v":0},null,0.1801212933606588,0,0,null,8.6527813038891108E-2,0,0]
[null,{"$f":"'Input - Inventory'!B52","v":44},{"$f":"'Input - Inventory'!C52","v":"T7"},{"$f":"'Input - Inventory'!D52","v":"Bracket"},{"$f":"'Input - Inventory'!E52","v":"Traffic"},{"$f":"'Input - Inventory'!F52","v":"n/a"},{"$f":"'Input - Inventory'!G52","v":0},null,"Bracket - T7",null,0,722,0,null,0,0,0,0,0,0,0,0,0,0,0,0,0,0,0,0,0,0,0,0,0,0,0,0,0,0,0,0,0,null,0,0,0,0,0,0,0,0,0,null,0,0,0,0,0,0,0,0,0,0,null,0,0,0,0,0,0,0,null,0,0,0,null,{"$f":"IF($D55=\"Connection\",VLOOKUP(C55,'Input - General'!$F$62:$N$79,8,FALSE),0)","v":0},null,0.1801212933606588,0,0,null,8.6527813038891108E-2,0,0]
[null,{"$f":"'Input - Inventory'!B53","v":45},{"$f":"'Input - Inventory'!C53","v":"T7 (P09)"},{"$f":"'Input - Inventory'!D53","v":"Bracket"},{"$f":"'Input - Inventory'!E53","v":"Traffic"},{"$f":"'Input - Inventory'!F53","v":"n/a"},{"$f":"'Input - Inventory'!G53","v":0},null,"Bracket - T7 (P09)",null,0,182.5,0,null,0,0,0,0,0,0,0,0,0,0,0,0,0,0,0,0,0,0,0,0,0,0,0,0,0,0,0,0,0,null,0,0,0,0,0,0,0,0,0,null,0,0,0,0,0,0,0,0,0,0,null,0,0,0,0,0,0,0,null,0,0,0,null,{"$f":"IF($D56=\"Connection\",VLOOKUP(C56,'Input - General'!$F$62:$N$79,8,FALSE),0)","v":0},null,0.1801212933606588,0,0,null,8.6527813038891108E-2,0,0]
[null,{"$f":"'Input - Inventory'!B54","v":46},{"$f":"'Input - Inventory'!C54","v":"EMPTY"},{"$f":"'Input - Inventory'!D54","v":"Connection"},{"$f":"'Input - Inventory'!E54","v":"NonTraffic"},{"$f":"'Input - Inventory'!F54","v":"n/a"},{"$f":"'Input - Inventory'!G54","v":0},null,"Connection - EMPTY",null,0,0,0,null,0,0,0,0,0,0,0,0,0,0,0,0,0,0,0,0,0,0,0,0,0,0,0,0,0,0,0,0,0,null,0,0,0,0,0,0,0,0,0,null,0,0,0,0,0,0,0,0,0,0,null,0,0,0,0,0,0,0,null,0,0,0,null,{"$f":"IF($D57=\"Connection\",VLOOKUP(C57,'Input - General'!$F$62:$N$79,8,FALSE),0)","v":0},null,0.1801212933606588,0,0,null,8.6527813038891108E-2,0,0]
[null,{"$f":"'Input - Inventory'!B55","v":47},{"$f":"'Input - Inventory'!C55","v":"O/U (P09)"},{"$f":"'Input - Inventory'!D55","v":"Connection"},{"$f":"'Input - Inventory'!E55","v":"NonTraffic"},{"$f":"'Input - Inventory'!F55","v":"n/a"},{"$f":"'Input - Inventory'!G55","v":0},null,"Connection - O/U (P09)",null,97.499792628906206,14,1364.9970968046869,null,0,0,0,0,0,0,0,0,0,0,0,0,0,0,0,0,0,0,0,0,0,0,0,0,0,0,0,0,0,null,0,0,0,0,0,0,0,0,0,null,0,0,0,0,0,0,0,0,0,0,null,0,0,0,0,0,0,0,null,0,0,0,null,{"$f":"IF($D58=\"Connection\",VLOOKUP(C58,'Input - General'!$F$62:$N$79,8,FALSE),0)","v":76.038965116769617},null,0.1801212933606588,76.038965116769617,13.696236742638561,null,8.6527813038891108E-2,89.735201859408178,7.7645907694980245]
[null,{"$f":"'Input - Inventory'!B56","v":48},{"$f":"'Input - Inventory'!C56","v":"OH"},{"$f":"'Input - Inventory'!D56","v":"Connection"},{"$f":"'Input - Inventory'!E56","v":"NonTraffic"},{"$f":"'Input - Inventory'!F56","v":"n/a"},{"$f":"'Input - Inventory'!G56","v":0},null,"Connection - OH",null,0,191303.5,0,null,0,0,0,0,0,0,0,0,0,0,0,0,0,0,0,0,0,0,0,0,0,0,0,0,0,0,0,0,0,null,0,0,0,0,0,0,0,0,0,null,0,0,0,0,0,0,0,0,0,0,null,0,0,0,0,0,0,0,null,0,0,0,null,{"$f":"IF($D59=\"Connection\",VLOOKUP(C59,'Input - General'!$F$62:$N$79,8,FALSE),0)","v":0},null,0.1801212933606588,0,0,null,8.6527813038891108E-2,0,0]
[null,{"$f":"'Input - Inventory'!B57","v":49},{"$f":"'Input - Inventory'!C57","v":"OH(P09)"},{"$f":"'Input - Inventory'!D57","v":"Connection"},{"$f":"'Input - Inventory'!E57","v":"NonTraffic"},{"$f":"'Input - Inventory'!F57","v":"n/a"},{"$f":"'Input - Inventory'!G57","v":0},null,"Connection - OH(P09)",null,0,5736,0,null,0,0,0,0,0,0,0,0,0,0,0,0,0,0,0,0,0,0,0,0,0,0,0,0,0,0,0,0,0,null,0,0,0,0,0,0,0,0,0,null,0,0,0,0,0,0,0,0,0,0,null,0,0,0,0,0,0,0,null,0,0,0,null,{"$f":"IF($D60=\"Connection\",VLOOKUP(C60,'Input - General'!$F$62:$N$79,8,FALSE),0)","v":0},null,0.1801212933606588,0,0,null,8.6527813038891108E-2,0,0]
[null,{"$f":"'Input - Inventory'!B58","v":50},{"$f":"'Input - Inventory'!C58","v":"OH2"},{"$f":"'Input - Inventory'!D58","v":"Connection"},{"$f":"'Input - Inventory'!E58","v":"NonTraffic"},{"$f":"'Input - Inventory'!F58","v":"n/a"},{"$f":"'Input - Inventory'!G58","v":0},null,"Connection - OH2",null,0,484,0,null,0,0,0,0,0,0,0,0,0,0,0,0,0,0,0,0,0,0,0,0,0,0,0,0,0,0,0,0,0,null,0,0,0,0,0,0,0,0,0,null,0,0,0,0,0,0,0,0,0,0,null,0,0,0,0,0,0,0,null,0,0,0,null,{"$f":"IF($D61=\"Connection\",VLOOKUP(C61,'Input - General'!$F$62:$N$79,8,FALSE),0)","v":0},null,0.1801212933606588,0,0,null,8.6527813038891108E-2,0,0]
[null,{"$f":"'Input - Inventory'!B59","v":51},{"$f":"'Input - Inventory'!C59","v":"OH2 (P09)"},{"$f":"'Input - Inventory'!D59","v":"Connection"},{"$f":"'Input - Inventory'!E59","v":"NonTraffic"},{"$f":"'Input - Inventory'!F59","v":"n/a"},{"$f":"'Input - Inventory'!G59","v":0},null,"Connection - OH2 (P09)",null,0,119,0,null,0,0,0,0,0,0,0,0,0,0,0,0,0,0,0,0,0,0,0,0,0,0,0,0,0,0,0,0,0,null,0,0,0,0,0,0,0,0,0,null,0,0,0,0,0,0,0,0,0,0,null,0,0,0,0,0,0,0,null,0,0,0,null,{"$f":"IF($D62=\"Connection\",VLOOKUP(C62,'Input - General'!$F$62:$N$79,8,FALSE),0)","v":0},null,0.1801212933606588,0,0,null,8.6527813038891108E-2,0,0]
[null,{"$f":"'Input - Inventory'!B60","v":52},{"$f":"'Input - Inventory'!C60","v":"OHS"},{"$f":"'Input - Inventory'!D60","v":"Connection"},{"$f":"'Input - Inventory'!E60","v":"NonTraffic"},{"$f":"'Input - Inventory'!F60","v":"n/a"},{"$f":"'Input - Inventory'!G60","v":0},null,"Connection - OHS",null,0,4,0,null,0,0,0,0,0,0,0,0,0,0,0,0,0,0,0,0,0,0,0,0,0,0,0,0,0,0,0,0,0,null,0,0,0,0,0,0,0,0,0,null,0,0,0,0,0,0,0,0,0,0,null,0,0,0,0,0,0,0,null,0,0,0,null,{"$f":"IF($D63=\"Connection\",VLOOKUP(C63,'Input - General'!$F$62:$N$79,8,FALSE),0)","v":0},null,0.1801212933606588,0,0,null,8.6527813038891108E-2,0,0]
[null,{"$f":"'Input - Inventory'!B61","v":53},{"$f":"'Input - Inventory'!C61","v":"O/U"},{"$f":"'Input - Inventory'!D61","v":"Connection"},{"$f":"'Input - Inventory'!E61","v":"NonTraffic"},{"$f":"'Input - Inventory'!F61","v":"n/a"},{"$f":"'Input - Inventory'!G61","v":0},null,"Connection - O/U",null,97.503260968873306,587,57234.414188728631,null,0,0,0,0,0,0,0,0,0,0,0,0,0,0,0,0,0,0,0,0,0,0,0,0,0,0,0,0,0,null,0,0,0,0,0,0,0,0,0,null,0,0,0,0,0,0,0,0,0,0,null,0,0,0,0,0,0,0,null,0,0,0,null,{"$f":"IF($D64=\"Connection\",VLOOKUP(C64,'Input - General'!$F$62:$N$79,8,FALSE),0)","v":76.041670035156216},null,0.1801212933606588,76.041670035156216,13.69672395603679,null,8.6527813038891108E-2,89.738393991193007,7.7648669776802981]
[null,{"$f":"'Input - Inventory'!B62","v":54},{"$f":"'Input - Inventory'!C62","v":"UG2"},{"$f":"'Input - Inventory'!D62","v":"Connection"},{"$f":"'Input - Inventory'!E62","v":"NonTraffic"},{"$f":"'Input - Inventory'!F62","v":"n/a"},{"$f":"'Input - Inventory'!G62","v":0},null,"Connection - UG2",null,0,1897,0,null,0,0,0,0,0,0,0,0,0,0,0,0,0,0,0,0,0,0,0,0,0,0,0,0,0,0,0,0,0,null,0,0,0,0,0,0,0,0,0,null,0,0,0,0,0,0,0,0,0,0,null,0,0,0,0,0,0,0,null,0,0,0,null,{"$f":"IF($D65=\"Connection\",VLOOKUP(C65,'Input - General'!$F$62:$N$79,8,FALSE),0)","v":0},null,0.1801212933606588,0,0,null,8.6527813038891108E-2,0,0]
[null,{"$f":"'Input - Inventory'!B63","v":55},{"$f":"'Input - Inventory'!C63","v":"UG2 (P09)"},{"$f":"'Input - Inventory'!D63","v":"Connection"},{"$f":"'Input - Inventory'!E63","v":"NonTraffic"},{"$f":"'Input - Inventory'!F63","v":"n/a"},{"$f":"'Input - Inventory'!G63","v":0},null,"Connection - UG2 (P09)",null,0,405,0,null,0,0,0,0,0,0,0,0,0,0,0,0,0,0,0,0,0,0,0,0,0,0,0,0,0,0,0,0,0,null,0,0,0,0,0,0,0,0,0,null,0,0,0,0,0,0,0,0,0,0,null,0,0,0,0,0,0,0,null,0,0,0,null,{"$f":"IF($D66=\"Connection\",VLOOKUP(C66,'Input - General'!$F$62:$N$79,8,FALSE),0)","v":0},null,0.1801212933606588,0,0,null,8.6527813038891108E-2,0,0]
[null,{"$f":"'Input - Inventory'!B64","v":56},{"$f":"'Input - Inventory'!C64","v":"UGORDA"},{"$f":"'Input - Inventory'!D64","v":"Connection"},{"$f":"'Input - Inventory'!E64","v":"NonTraffic"},{"$f":"'Input - Inventory'!F64","v":"n/a"},{"$f":"'Input - Inventory'!G64","v":0},null,"Connection - UGORDA",null,0,1,0,null,0,0,0,0,0,0,0,0,0,0,0,0,0,0,0,0,0,0,0,0,0,0,0,0,0,0,0,0,0,null,0,0,0,0,0,0,0,0,0,null,0,0,0,0,0,0,0,0,0,0,null,0,0,0,0,0,0,0,null,0,0,0,null,{"$f":"IF($D67=\"Connection\",VLOOKUP(C67,'Input - General'!$F$62:$N$79,8,FALSE),0)","v":0},null,0.1801212933606588,0,0,null,8.6527813038891108E-2,0,0]
[null,{"$f":"'Input - Inventory'!B65","v":57},{"$f":"'Input - Inventory'!C65","v":"UGR1"},{"$f":"'Input - Inventory'!D65","v":"Connection"},{"$f":"'Input - Inventory'!E65","v":"NonTraffic"},{"$f":"'Input - Inventory'!F65","v":"n/a"},{"$f":"'Input - Inventory'!G65","v":0},null,"Connection - UGR1",null,89.375729753906256,26497,2368188.711289254,null,0,0,0,0,0,0,0,0,0,0,0,0,0,0,0,0,0,0,0,0,0,0,0,0,0,0,0,0,0,null,0,0,0,0,0,0,0,0,0,null,0,0,0,0,0,0,0,0,0,0,null,0,0,0,0,0,0,0,null,0,0,0,null,{"$f":"IF($D68=\"Connection\",VLOOKUP(C68,'Input - General'!$F$62:$N$79,8,FALSE),0)","v":69.703102066170487},null,0.1801212933606588,69.703102066170487,12.555012895408636,null,8.6527813038891108E-2,82.258114961579125,7.1176147923271298]
[null,{"$f":"'Input - Inventory'!B66","v":58},{"$f":"'Input - Inventory'!C66","v":"UGR1 (P09)"},{"$f":"'Input - Inventory'!D66","v":"Connection"},{"$f":"'Input - Inventory'!E66","v":"NonTraffic"},{"$f":"'Input - Inventory'!F66","v":"n/a"},{"$f":"'Input - Inventory'!G66","v":0},null,"Connection - UGR1 (P09)",null,89.379168677374793,4244,379325.19186677859,null,0,0,0,0,0,0,0,0,0,0,0,0,0,0,0,0,0,0,0,0,0,0,0,0,0,0,0,0,0,null,0,0,0,0,0,0,0,0,0,null,0,0,0,0,0,0,0,0,0,0,null,0,0,0,0,0,0,0,null,0,0,0,null,{"$f":"IF($D69=\"Connection\",VLOOKUP(C69,'Input - General'!$F$62:$N$79,8,FALSE),0)","v":69.70578404296873},null,0.1801212933606588,69.70578404296873,12.5554959765383,null,8.6527813038891108E-2,82.261280019507026,7.1178886578677725]
[null,{"$f":"'Input - Inventory'!B67","v":59},{"$f":"'Input - Inventory'!C67","v":"UGR2"},{"$f":"'Input - Inventory'!D67","v":"Connection"},{"$f":"'Input - Inventory'!E67","v":"NonTraffic"},{"$f":"'Input - Inventory'!F67","v":"n/a"},{"$f":"'Input - Inventory'!G67","v":0},null,"Connection - UGR2",null,32.496251499999971,14175,460634.36501249962,null,0,0,0,0,0,0,0,0,0,0,0,0,0,0,0,0,0,0,0,0,0,0,0,0,0,0,0,0,0,null,0,0,0,0,0,0,0,0,0,null,0,0,0,0,0,0,0,0,0,0,null,0,0,0,0,0,0,0,null,0,0,0,null,{"$f":"IF($D70=\"Connection\",VLOOKUP(C70,'Input - General'!$F$62:$N$79,8,FALSE),0)","v":25.343452202396659},null,0.1801212933606588,25.343452202396659,4.564895388919723,null,8.6527813038891108E-2,29.908347591316382,2.5879039086835931]
[null,{"$f":"'Input - Inventory'!B68","v":60},{"$f":"'Input - Inventory'!C68","v":"UGR2 (P09)"},{"$f":"'Input - Inventory'!D68","v":"Connection"},{"$f":"'Input - Inventory'!E68","v":"NonTraffic"},{"$f":"'Input - Inventory'!F68","v":"n/a"},{"$f":"'Input - Inventory'!G68","v":0},null,"Connection - UGR2 (P09)",null,32.496369165994068,3183,103435.94305535912,null,0,0,0,0,0,0,0,0,0,0,0,0,0,0,0,0,0,0,0,0,0,0,0,0,0,0,0,0,0,null,0,0,0,0,0,0,0,0,0,null,0,0,0,0,0,0,0,0,0,0,null,0,0,0,0,0,0,0,null,0,0,0,null,{"$f":"IF($D71=\"Connection\",VLOOKUP(C71,'Input - General'!$F$62:$N$79,8,FALSE),0)","v":25.343543968749994},null,0.1801212933606588,25.343543968749994,4.5649119179939728,null,8.6527813038891108E-2,29.908455886743965,2.5879132792501038]
[null,{"$f":"'Input - Inventory'!B69","v":61},{"$f":"'Input - Inventory'!C69","v":"UGS"},{"$f":"'Input - Inventory'!D69","v":"Connection"},{"$f":"'Input - Inventory'!E69","v":"NonTraffic"},{"$f":"'Input - Inventory'!F69","v":"n/a"},{"$f":"'Input - Inventory'!G69","v":0},null,"Connection - UGS",null,0,43,0,null,0,0,0,0,0,0,0,0,0,0,0,0,0,0,0,0,0,0,0,0,0,0,0,0,0,0,0,0,0,null,0,0,0,0,0,0,0,0,0,null,0,0,0,0,0,0,0,0,0,0,null,0,0,0,0,0,0,0,null,0,0,0,null,{"$f":"IF($D72=\"Connection\",VLOOKUP(C72,'Input - General'!$F$62:$N$79,8,FALSE),0)","v":0},null,0.1801212933606588,0,0,null,8.6527813038891108E-2,0,0]
[null,{"$f":"'Input - Inventory'!B70","v":62},{"$f":"'Input - Inventory'!C70","v":"UG-SP"},{"$f":"'Input - Inventory'!D70","v":"Connection"},{"$f":"'Input - Inventory'!E70","v":"NonTraffic"},{"$f":"'Input - Inventory'!F70","v":"n/a"},{"$f":"'Input - Inventory'!G70","v":0},null,"Connection - UG-SP",null,0,1,0,null,0,0,0,0,0,0,0,0,0,0,0,0,0,0,0,0,0,0,0,0,0,0,0,0,0,0,0,0,0,null,0,0,0,0,0,0,0,0,0,null,0,0,0,0,0,0,0,0,0,0,null,0,0,0,0,0,0,0,null,0,0,0,null,{"$f":"IF($D73=\"Connection\",VLOOKUP(C73,'Input - General'!$F$62:$N$79,8,FALSE),0)","v":0},null,0.1801212933606588,0,0,null,8.6527813038891108E-2,0,0]
[null,{"$f":"'Input - Inventory'!B71","v":63},{"$f":"'Input - Inventory'!C71","v":"UG-SP (P09)"},{"$f":"'Input - Inventory'!D71","v":"Connection"},{"$f":"'Input - Inventory'!E71","v":"NonTraffic"},{"$f":"'Input - Inventory'!F71","v":"n/a"},{"$f":"'Input - Inventory'!G71","v":0},null,"Connection - UG-SP (P09)",null,0,15,0,null,0,0,0,0,0,0,0,0,0,0,0,0,0,0,0,0,0,0,0,0,0,0,0,0,0,0,0,0,0,null,0,0,0,0,0,0,0,0,0,null,0,0,0,0,0,0,0,0,0,0,null,0,0,0,0,0,0,0,null,0,0,0,null,{"$f":"IF($D74=\"Connection\",VLOOKUP(C74,'Input - General'!$F$62:$N$79,8,FALSE),0)","v":0},null,0.1801212933606588,0,0,null,8.6527813038891108E-2,0,0]
[null,{"$f":"'Input - Inventory'!B72","v":64},{"$f":"'Input - Inventory'!C72","v":"EMPTY"},{"$f":"'Input - Inventory'!D72","v":"Lamp"},{"$f":"'Input - Inventory'!E72","v":"NonTraffic"},{"$f":"'Input - Inventory'!F72","v":"Minor < 130w"},{"$f":"'Input - Inventory'!G72","v":1},null,"Lamp - EMPTY",null,26.100179783007896,0,0,null,11.315175146560778,0.33333333333333331,0,0,11.315175146560778,1.8504811250925242E-2,0,0,11.315175146560778,0.16666666666666666,11.315175146560778,4.590314436538903E-3,11.315175146560778,4.0032025620496396E-2,169.72762719841162,2.1598272138228944E-2,282.87937866401938,1.2221950623319483E-2,0,0,13578.210175872931,1.1123470522803115E-4,9617.8988745766583,2.4953586329427266E-4,0,0,0,0,17.405422532009485,null,0,0.33333333333333331,43.644761695312482,1.8504811250925242E-2,11.843912316406245,0.16666666666666666,0,1.8504811250925242E-2,2.7816234633310768,null,83.489726426913506,0,1.5133333333333332,83.489726426913506,1.4200000000000001E-2,0,83.489726426913506,0.01,0,0,null,0,0,11.843912316406245,1.4200000000000001E-2,0,0.01,0.16818355489296868,null,32.816357238281242,0,0,null,{"$f":"IF($D75=\"Connection\",VLOOKUP(C75,'Input - General'!$F$62:$N$79,8,FALSE),0)","v":0},null,0.1801212933606588,20.355229550233531,3.6664102732411648,null,8.6527813038891108E-2,24.021639823474697,2.0785399595331997]
[null,{"$f":"'Input - Inventory'!B73","v":65},{"$f":"'Input - Inventory'!C73","v":"INC1x100"},{"$f":"'Input - Inventory'!D73","v":"Lamp"},{"$f":"'Input - Inventory'!E73","v":"NonTraffic"},{"$f":"'Input - Inventory'!F73","v":"Minor < 130w"},{"$f":"'Input - Inventory'!G73","v":"1"},null,"Lamp - INC1x100",null,45.348095774713499,1,{"$f":"L76*K76","v":45.348095774713499},null,11.315175146560778,{"$f":"IF(AND($D76=\"Lamp\",CycleBulkTask1<>0, OR($F76=O$9,O$9=\"All\")),1/CycleBulkTask1,0)","v":0.33333333333333331},0,{"$f":"IF(AND($D76=\"Lamp\",CycleBulkTask2<>0, OR($F76=Q$9,Q$9=\"All\")),1/CycleBulkTask2,0)","v":0},11.315175146560778,{"$f":"IF(AND($D76=\"Lamp\",CycleBulkTask3<>0, OR($F76=S$9,S$9=\"All\")),1/CycleBulkTask3,0)","v":1.8504811250925242E-2},0,{"$f":"IF(AND($D76=\"Lamp\",CycleBulkTask4<>0, OR($F76=U$9,U$9=\"All\")),1/CycleBulkTask4,0)","v":0},11.315175146560778,{"$f":"IF(AND($D76=\"Lamp\",CycleBulkTask5<>0, OR($F76=W$9,W$9=\"All\")),1/CycleBulkTask5,0)","v":0.16666666666666666},11.315175146560778,{"$f":"IF(AND($D76=\"Lamp\",CycleBulkTask6<>0, OR($F76=Y$9,Y$9=\"All\")),1/CycleBulkTask6,0)","v":4.590314436538903E-3},11.315175146560778,{"$f":"IF(AND($D76=\"Lamp\",CycleBulkTask7<>0, OR($F76=AA$9,AA$9=\"All\")),1/CycleBulkTask7,0)","v":4.0032025620496396E-2},169.72762719841162,{"$f":"IF(AND($D76=\"Lamp\",CycleBulkTask8<>0, OR($F76=AC$9,AC$9=\"All\")),1/CycleBulkTask8,0)","v":2.1598272138228944E-2},282.87937866401938,{"$f":"IF(AND($D76=\"Lamp\",CycleBulkTask9<>0, OR($F76=AE$9,AE$9=\"All\")),1/CycleBulkTask9,0)","v":1.2221950623319483E-2},0,{"$f":"IF(AND($D76=\"Lamp\",CycleBulkTask10<>0, OR($F76=AG$9,AG$9=\"All\")),1/CycleBulkTask10,0)","v":0},13578.210175872931,{"$f":"IF(AND($D76=\"Lamp\",CycleBulkTask11<>0, OR($F76=AI$9,AI$9=\"All\")),1/CycleBulkTask11,0)","v":1.1123470522803115E-4},9617.8988745766583,{"$f":"IF(AND($D76=\"Lamp\",CycleBulkTask12<>0, OR($F76=AK$9,AK$9=\"All\")),1/CycleBulkTask12,0)","v":2.4953586329427266E-4},0,{"$f":"IF(AND($D76=\"Lamp\",CycleBulkTask13<>0, OR($F76=AM$9,AM$9=\"All\")),1/CycleBulkTask13,0)","v":0},0,{"$f":"IF(AND($D76=\"Lamp\",CycleBulkTask14<>0, OR($F76=AO$9,AO$9=\"All\")),1/CycleBulkTask14,0)","v":0},{"$f":"O76*P76+Q76*R76+S76*T76+U76*V76+W76*X76+Y76*Z76+AA76*AB76+AC76*AD76+AE76*AF76+AG76*AH76+AI76*AJ76+AK76*AL76+AM76*AN76+AO76*AP76","v":17.405422532009485},null,11.315175146560778,{"$f":"MAX(P76,R76)","v":0.33333333333333331},43.644761695312482,{"$f":"MAX(T76,V76)","v":1.8504811250925242E-2},11.843912316406245,{"$f":"X76","v":0.16666666666666666},0,{"$f":"INDIRECT($E76)*$V76 +(1-INDIRECT($E76))*$T76","v":1.8504811250925242E-2},{"$f":"AS76*AT76+AU76*AV76+AW76*AX76+AY76*AZ76","v":6.5533485121846695},null,{"$f":"IF($D76=$AS$9,(INDIRECT(\"PriceLabour\" & \"FY18\")*ProportionStandardHours + INDIRECT(\"PriceLabourOvertime\" & \"FY18\")*ProportionOvertimeHours)*(1+RateOnCostAnnual),0)","v":83.489726426913506},{"$f":"BO76","v":0.06},{"$f":"IF($D76=\"Lamp\",(NumberOfCrew+INDIRECT($E76)*TrafficController)*(TimeToReplaceLamp),0)","v":1.5133333333333332},{"$f":"IF($D76=$AS$9,(INDIRECT(\"PriceLabour\" & \"FY18\")*ProportionStandardHours + INDIRECT(\"PriceLabourOvertime\" & \"FY18\")*ProportionOvertimeHours)*(1+RateOnCostAnnual),0)","v":83.489726426913506},{"$f":"BQ76","v":1.4200000000000001E-2},{"$f":"IF($D76=\"Lamp\",(NumberOfCrew+INDIRECT($E76)*TrafficController)*(TimeForPECellReplace),0)","v":0},{"$f":"IF($D76=$AS$9,(INDIRECT(\"PriceLabour\" & \"FY18\")*ProportionStandardHours + INDIRECT(\"PriceLabourOvertime\" & \"FY18\")*ProportionOvertimeHours)*(1+RateOnCostAnnual),0)","v":83.489726426913506},{"$f":"BS76","v":0.01},{"$f":"IF($D76=\"Lamp\",(NumberOfCrew+INDIRECT($E76)*TrafficController)*(TimeForOtherSpot),0)","v":0},{"$f":"BC76*BD76*BE76+BF76*BG76*BH76+BI76*BJ76*BK76","v":7.5808671595637458},null,11.315175146560778,{"$f":"IF($D76=\"Lamp\",INDIRECT(BO$10 & $B76),0)","v":0.06},11.843912316406245,{"$f":"IF($D76=\"Lamp\",INDIRECT(\"FailurePECell\" & \"Annual\"),0)","v":1.4200000000000001E-2},0,{"$f":"IF($D76=\"Lamp\",INDIRECT(\"FailureMisc\" & \"Annual\"),0)","v":0.01},{"$f":"BN76*BO76+BP76*BQ76+BR76*BS76","v":0.84709406368661533},null,32.816357238281242,{"$f":"BD76*BE76+BG76*BH76+BJ76*BK76","v":9.0799999999999992E-2},{"$f":"BV76*BW76","v":2.9797252372359364},null,{"$f":"IF($D76=\"Connection\",VLOOKUP(C76,'Input - General'!$F$62:$N$79,8,FALSE),0)","v":0},null,{"$f":"RateOverhead","v":0.1801212933606588},{"$f":"BX76+BL76+BT76+BA76+AQ76+BZ76","v":35.366457504680454},{"$f":"CC76*CB76","v":6.3702520673278213},null,{"$f":"CorporateOverheads","v":8.6527813038891108E-2},41.736709572008273,{"$f":"CG76*CF76","v":3.6113862027052286}]
[null,{"$f":"'Input - Inventory'!B74","v":66},{"$f":"'Input - Inventory'!C74","v":"INC1x1000"},{"$f":"'Input - Inventory'!D74","v":"Lamp"},{"$f":"'Input - Inventory'!E74","v":"Traffic"},{"$f":"'Input - Inventory'!F74","v":"Major > 130w"},{"$f":"'Input - Inventory'!G74","v":"1"},null,{"$f":"CONCATENATE(D77,\" - \",C77)","v":"Lamp - INC1x1000"},null,{"$f":"AQ77+BA77+BL77+BT77+BX77+BZ77+CD77+CH77","v":102.52141677603541},{"$f":"INDIRECT(L$10&$B77&\"FY18\")","v":0},0,null,{"$f":"IF(AND($D77=\"Lamp\", OR($F77=O$9, O$9=\"All\")),INDIRECT(\"PriceBulkTask1\" & \"FY18\"),0)","v":0},0,{"$f":"IF(AND($D77=\"Lamp\", OR($F77=Q$9, Q$9=\"All\")),INDIRECT(\"PriceBulkTask2\" & \"FY18\"),0)","v":11.315175146560778},0.33333333333333331,{"$f":"IF(AND($D77=\"Lamp\", OR($F77=S$9, S$9=\"All\")),INDIRECT(\"PriceBulkTask3\" & \"FY18\"),0)","v":0},0,{"$f":"IF(AND($D77=\"Lamp\", OR($F77=U$9, U$9=\"All\")),INDIRECT(\"PriceBulkTask4\" & \"FY18\"),0)","v":11.315175146560778},4.9094211792429674E-3,{"$f":"IF(AND($D77=\"Lamp\", OR($F77=W$9, W$9=\"All\")),INDIRECT(\"PriceBulkTask5\" & \"FY18\"),0)","v":11.315175146560778},0.16666666666666666,{"$f":"IF(AND($D77=\"Lamp\", OR($F77=Y$9, Y$9=\"All\")),INDIRECT(\"PriceBulkTask6\" & \"FY18\"),0)","v":11.315175146560778},4.590314436538903E-3,{"$f":"IF(AND($D77=\"Lamp\", OR($F77=AA$9, AA$9=\"All\")),INDIRECT(\"PriceBulkTask7\" & \"FY18\"),0)","v":11.315175146560778},4.0032025620496396E-2,{"$f":"IF(AND($D77=\"Lamp\", OR($F77=AC$9, AC$9=\"All\")),INDIRECT(\"PriceBulkTask8\" & \"FY18\"),0)","v":169.72762719841162},2.1598272138228944E-2,{"$f":"IF(AND($D77=\"Lamp\", OR($F77=AE$9, AE$9=\"All\")),INDIRECT(\"PriceBulkTask9\" & \"FY18\"),0)","v":282.87937866401938},1.2221950623319483E-2,{"$f":"IF(AND($D77=\"Lamp\", OR($F77=AG$9, AG$9=\"All\")),INDIRECT(\"PriceBulkTask10\" & \"FY18\"),0)","v":0},0,{"$f":"IF(AND($D77=\"Lamp\", OR($F77=AI$9, AI$9=\"All\")),INDIRECT(\"PriceBulkTask11\" & \"FY18\"),0)","v":13578.210175872931},1.1123470522803115E-4,{"$f":"IF(AND($D77=\"Lamp\", OR($F77=AK$9, AK$9=\"All\")),INDIRECT(\"PriceBulkTask12\" & \"FY18\"),0)","v":9617.8988745766583},2.4953586329427266E-4,{"$f":"IF(AND($D77=\"Lamp\", OR($F77=AM$9, AM$9=\"All\")),INDIRECT(\"PriceBulkTask13\" & \"FY18\"),0)","v":0},0,{"$f":"IF(AND($D77=\"Lamp\", OR($F77=AO$9, AO$9=\"All\")),INDIRECT(\"PriceBulkTask14\" & \"FY18\"),0)","v":0},0,17.251588312162589,null,{"$f":"IF($D77=\"Lamp\",$G77*INDIRECT(\"Price\" & $B77 & \"FY18\"),0)","v":113.15175146560777},0.33333333333333331,{"$f":"IF($D77=\"Lamp\",INDIRECT(\"PriceVisor\" & \"FY18\"),0)","v":43.644761695312482},4.9094211792429674E-3,{"$f":"IF($D77=\"Lamp\",INDIRECT(\"PricePECell\" & \"FY18\"),0)","v":11.843912316406245},0.16666666666666666,{"$f":"IF($D77=\"Lamp\",INDIRECT(\"PriceMisc\" & \"FY18\"),0)","v":0},4.9094211792429674E-3,39.905506392033615,null,83.489726426913506,0.06,2.2699999999999996,83.489726426913506,1.4200000000000001E-2,0,83.489726426913506,0.01,0,11.371300739345617,null,{"$f":"IF($D77=\"Lamp\",INDIRECT(\"Price\" & $B77 & \"FY18\"),0)","v":113.15175146560777},0.06,{"$f":"IF($D77=\"Lamp\",INDIRECT(\"pRICEpecELL\" & \"FY18\"),0)","v":11.843912316406245},1.4200000000000001E-2,{"$f":"IF($D77=\"Lamp\",INDIRECT(\"PriceMisc\" & \"FY18\"),0)","v":0},0.01,6.9572886428294352,null,{"$f":"IF(AND($D77=\"Lamp\"),INDIRECT(\"PriceEWP\"&\"FY18\"),0)","v":32.816357238281242},0.13619999999999996,4.4695878558539039,null,{"$f":"IF($D77=\"Connection\",VLOOKUP(C77,'Input - General'!$F$62:$N$79,8,FALSE),0)","v":0},null,0.1801212933606588,79.955271942225153,14.401646993236788,null,8.6527813038891108E-2,{"$f":"AQ77+BA77+BL77+BT77+BX77+BZ77+CD77","v":94.356918935461948},8.1644978405734552]
[null,{"$f":"'Input - Inventory'!B75","v":67},{"$f":"'Input - Inventory'!C75","v":"INC1x1440"},{"$f":"'Input - Inventory'!D75","v":"Lamp"},{"$f":"'Input - Inventory'!E75","v":"NonTraffic"},{"$f":"'Input - Inventory'!F75","v":"Major > 130w"},{"$f":"'Input - Inventory'!G75","v":"1"},null,"Lamp - INC1x1440",null,38.683248854059492,0,0,null,0,0,11.315175146560778,0.33333333333333331,0,0,11.315175146560778,4.9094211792429674E-3,11.315175146560778,0.16666666666666666,11.315175146560778,4.590314436538903E-3,11.315175146560778,4.0032025620496396E-2,169.72762719841162,2.1598272138228944E-2,282.87937866401938,1.2221950623319483E-2,0,0,13578.210175872931,1.1123470522803115E-4,9617.8988745766583,2.4953586329427266E-4,0,0,0,0,17.251588312162589,null,0,0.33333333333333331,43.644761695312482,4.9094211792429674E-3,11.843912316406245,0.16666666666666666,0,0,2.1882559034976867,null,83.489726426913506,0.06,1.5133333333333332,83.489726426913506,1.4200000000000001E-2,0,83.489726426913506,0.01,0,7.5808671595637458,null,0,0.06,11.843912316406245,1.4200000000000001E-2,0,0.01,0.16818355489296868,null,32.816357238281242,9.0799999999999992E-2,2.9797252372359364,null,{"$f":"IF($D78=\"Connection\",VLOOKUP(C78,'Input - General'!$F$62:$N$79,8,FALSE),0)","v":0},null,0.1801212933606588,30.168620167352927,5.434010883450064,null,8.6527813038891108E-2,35.602631050802991,3.0806178032565006]
[null,{"$f":"'Input - Inventory'!B76","v":68},{"$f":"'Input - Inventory'!C76","v":"INC1x150"},{"$f":"'Input - Inventory'!D76","v":"Lamp"},{"$f":"'Input - Inventory'!E76","v":"NonTraffic"},{"$f":"'Input - Inventory'!F76","v":"Major > 130w"},{"$f":"'Input - Inventory'!G76","v":"1"},null,"Lamp - INC1x150",null,44.390007793651392,0,0,null,0,0,11.315175146560778,0.33333333333333331,0,0,11.315175146560778,4.9094211792429674E-3,11.315175146560778,0.16666666666666666,11.315175146560778,4.590314436538903E-3,11.315175146560778,4.0032025620496396E-2,169.72762719841162,2.1598272138228944E-2,282.87937866401938,1.2221950623319483E-2,0,0,13578.210175872931,1.1123470522803115E-4,9617.8988745766583,2.4953586329427266E-4,0,0,0,0,17.251588312162589,null,11.315175146560778,0.33333333333333331,43.644761695312482,4.9094211792429674E-3,11.843912316406245,0.16666666666666666,0,0,5.9599809523512786,null,83.489726426913506,0.06,1.5133333333333332,83.489726426913506,1.4200000000000001E-2,0,83.489726426913506,0.01,0,7.5808671595637458,null,11.315175146560778,0.06,11.843912316406245,1.4200000000000001E-2,0,0.01,0.84709406368661533,null,32.816357238281242,9.0799999999999992E-2,2.9797252372359364,null,{"$f":"IF($D79=\"Connection\",VLOOKUP(C79,'Input - General'!$F$62:$N$79,8,FALSE),0)","v":0},null,0.1801212933606588,34.619255725000166,6.2356651163704218,null,8.6527813038891108E-2,40.854920841370586,3.5350869522808099]
[null,{"$f":"'Input - Inventory'!B77","v":69},{"$f":"'Input - Inventory'!C77","v":"INC1x150 (P09)"},{"$f":"'Input - Inventory'!D77","v":"Lamp"},{"$f":"'Input - Inventory'!E77","v":"NonTraffic"},{"$f":"'Input - Inventory'!F77","v":"Major > 130w"},{"$f":"'Input - Inventory'!G77","v":1},null,"Lamp - INC1x150 (P09)",null,44.390007793651392,13,577.07010131746813,null,0,0,11.315175146560778,0.33333333333333331,0,0,11.315175146560778,4.9094211792429674E-3,11.315175146560778,0.16666666666666666,11.315175146560778,4.590314436538903E-3,11.315175146560778,4.0032025620496396E-2,169.72762719841162,2.1598272138228944E-2,282.87937866401938,1.2221950623319483E-2,0,0,13578.210175872931,1.1123470522803115E-4,9617.8988745766583,2.4953586329427266E-4,0,0,0,0,17.251588312162589,null,11.315175146560778,0.33333333333333331,43.644761695312482,4.9094211792429674E-3,11.843912316406245,0.16666666666666666,0,0,5.9599809523512786,null,83.489726426913506,0.06,1.5133333333333332,83.489726426913506,1.4200000000000001E-2,0,83.489726426913506,0.01,0,7.5808671595637458,null,11.315175146560778,0.06,11.843912316406245,1.4200000000000001E-2,0,0.01,0.84709406368661533,null,32.816357238281242,9.0799999999999992E-2,2.9797252372359364,null,{"$f":"IF($D80=\"Connection\",VLOOKUP(C80,'Input - General'!$F$62:$N$79,8,FALSE),0)","v":0},null,0.1801212933606588,34.619255725000166,6.2356651163704218,null,8.6527813038891108E-2,40.854920841370586,3.5350869522808099]
[null,{"$f":"'Input - Inventory'!B78","v":70},{"$f":"'Input - Inventory'!C78","v":"INC1x200"},{"$f":"'Input - Inventory'!D78","v":"Lamp"},{"$f":"'Input - Inventory'!E78","v":"NonTraffic"},{"$f":"'Input - Inventory'!F78","v":"Major > 130w"},{"$f":"'Input - Inventory'!G78","v":"1"},null,"Lamp - INC1x200",null,44.390007793651392,0,0,null,0,0,11.315175146560778,0.33333333333333331,0,0,11.315175146560778,4.9094211792429674E-3,11.315175146560778,0.16666666666666666,11.315175146560778,4.590314436538903E-3,11.315175146560778,4.0032025620496396E-2,169.72762719841162,2.1598272138228944E-2,282.87937866401938,1.2221950623319483E-2,0,0,13578.210175872931,1.1123470522803115E-4,9617.8988745766583,2.4953586329427266E-4,0,0,0,0,17.251588312162589,null,11.315175146560778,0.33333333333333331,43.644761695312482,4.9094211792429674E-3,11.843912316406245,0.16666666666666666,0,0,5.9599809523512786,null,83.489726426913506,0.06,1.5133333333333332,83.489726426913506,1.4200000000000001E-2,0,83.489726426913506,0.01,0,7.5808671595637458,null,11.315175146560778,0.06,11.843912316406245,1.4200000000000001E-2,0,0.01,0.84709406368661533,null,32.816357238281242,9.0799999999999992E-2,2.9797252372359364,null,{"$f":"IF($D81=\"Connection\",VLOOKUP(C81,'Input - General'!$F$62:$N$79,8,FALSE),0)","v":0},null,0.1801212933606588,34.619255725000166,6.2356651163704218,null,8.6527813038891108E-2,40.854920841370586,3.5350869522808099]
[null,{"$f":"'Input - Inventory'!B79","v":71},{"$f":"'Input - Inventory'!C79","v":"INC1x300"},{"$f":"'Input - Inventory'!D79","v":"Lamp"},{"$f":"'Input - Inventory'!E79","v":"NonTraffic"},{"$f":"'Input - Inventory'!F79","v":"Major > 130w"},{"$f":"'Input - Inventory'!G79","v":"1"},null,"Lamp - INC1x300",null,55.803525672835221,0,0,null,0,0,11.315175146560778,0.33333333333333331,0,0,11.315175146560778,4.9094211792429674E-3,11.315175146560778,0.16666666666666666,11.315175146560778,4.590314436538903E-3,11.315175146560778,4.0032025620496396E-2,169.72762719841162,2.1598272138228944E-2,282.87937866401938,1.2221950623319483E-2,0,0,13578.210175872931,1.1123470522803115E-4,9617.8988745766583,2.4953586329427266E-4,0,0,0,0,17.251588312162589,null,33.945525439682328,0.33333333333333331,43.644761695312482,4.9094211792429674E-3,11.843912316406245,0.16666666666666666,0,0,13.503431050058463,null,83.489726426913506,0.06,1.5133333333333332,83.489726426913506,1.4200000000000001E-2,0,83.489726426913506,0.01,0,7.5808671595637458,null,33.945525439682328,0.06,11.843912316406245,1.4200000000000001E-2,0,0.01,2.2049150812739087,null,32.816357238281242,9.0799999999999992E-2,2.9797252372359364,null,{"$f":"IF($D82=\"Connection\",VLOOKUP(C82,'Input - General'!$F$62:$N$79,8,FALSE),0)","v":0},null,0.1801212933606588,43.520526840294643,7.8389735822111364,null,8.6527813038891108E-2,51.359500422505789,4.44402525032943]
[null,{"$f":"'Input - Inventory'!B80","v":72},{"$f":"'Input - Inventory'!C80","v":"INC1x40"},{"$f":"'Input - Inventory'!D80","v":"Lamp"},{"$f":"'Input - Inventory'!E80","v":"NonTraffic"},{"$f":"'Input - Inventory'!F80","v":"Minor < 130w"},{"$f":"'Input - Inventory'!G80","v":"1"},null,"Lamp - INC1x40",null,45.348095774713499,0,0,null,11.315175146560778,0.33333333333333331,0,0,11.315175146560778,1.8504811250925242E-2,0,0,11.315175146560778,0.16666666666666666,11.315175146560778,4.590314436538903E-3,11.315175146560778,4.0032025620496396E-2,169.72762719841162,2.1598272138228944E-2,282.87937866401938,1.2221950623319483E-2,0,0,13578.210175872931,1.1123470522803115E-4,9617.8988745766583,2.4953586329427266E-4,0,0,0,0,17.405422532009485,null,11.315175146560778,0.33333333333333331,43.644761695312482,1.8504811250925242E-2,11.843912316406245,0.16666666666666666,0,1.8504811250925242E-2,6.5533485121846695,null,83.489726426913506,0.06,1.5133333333333332,83.489726426913506,1.4200000000000001E-2,0,83.489726426913506,0.01,0,7.5808671595637458,null,11.315175146560778,0.06,11.843912316406245,1.4200000000000001E-2,0,0.01,0.84709406368661533,null,32.816357238281242,9.0799999999999992E-2,2.9797252372359364,null,{"$f":"IF($D83=\"Connection\",VLOOKUP(C83,'Input - General'!$F$62:$N$79,8,FALSE),0)","v":0},null,0.1801212933606588,35.366457504680454,6.3702520673278213,null,8.6527813038891108E-2,41.736709572008273,3.6113862027052286]
[null,{"$f":"'Input - Inventory'!B81","v":73},{"$f":"'Input - Inventory'!C81","v":"INC1x500"},{"$f":"'Input - Inventory'!D81","v":"Lamp"},{"$f":"'Input - Inventory'!E81","v":"NonTraffic"},{"$f":"'Input - Inventory'!F81","v":"Major > 130w"},{"$f":"'Input - Inventory'!G81","v":"1"},null,"Lamp - INC1x500",null,55.803525672835221,0,0,null,0,0,11.315175146560778,0.33333333333333331,0,0,11.315175146560778,4.9094211792429674E-3,11.315175146560778,0.16666666666666666,11.315175146560778,4.590314436538903E-3,11.315175146560778,4.0032025620496396E-2,169.72762719841162,2.1598272138228944E-2,282.87937866401938,1.2221950623319483E-2,0,0,13578.210175872931,1.1123470522803115E-4,9617.8988745766583,2.4953586329427266E-4,0,0,0,0,17.251588312162589,null,33.945525439682328,0.33333333333333331,43.644761695312482,4.9094211792429674E-3,11.843912316406245,0.16666666666666666,0,0,13.503431050058463,null,83.489726426913506,0.06,1.5133333333333332,83.489726426913506,1.4200000000000001E-2,0,83.489726426913506,0.01,0,7.5808671595637458,null,33.945525439682328,0.06,11.843912316406245,1.4200000000000001E-2,0,0.01,2.2049150812739087,null,32.816357238281242,9.0799999999999992E-2,2.9797252372359364,null,{"$f":"IF($D84=\"Connection\",VLOOKUP(C84,'Input - General'!$F$62:$N$79,8,FALSE),0)","v":0},null,0.1801212933606588,43.520526840294643,7.8389735822111364,null,8.6527813038891108E-2,51.359500422505789,4.44402525032943]
[null,{"$f":"'Input - Inventory'!B82","v":74},{"$f":"'Input - Inventory'!C82","v":"INC1x60"},{"$f":"'Input - Inventory'!D82","v":"Lamp"},{"$f":"'Input - Inventory'!E82","v":"NonTraffic"},{"$f":"'Input - Inventory'!F82","v":"Minor < 130w"},{"$f":"'Input - Inventory'!G82","v":"1"},null,"Lamp - INC1x60",null,45.348095774713499,0,0,null,11.315175146560778,0.33333333333333331,0,0,11.315175146560778,1.8504811250925242E-2,0,0,11.315175146560778,0.16666666666666666,11.315175146560778,4.590314436538903E-3,11.315175146560778,4.0032025620496396E-2,169.72762719841162,2.1598272138228944E-2,282.87937866401938,1.2221950623319483E-2,0,0,13578.210175872931,1.1123470522803115E-4,9617.8988745766583,2.4953586329427266E-4,0,0,0,0,17.405422532009485,null,11.315175146560778,0.33333333333333331,43.644761695312482,1.8504811250925242E-2,11.843912316406245,0.16666666666666666,0,1.8504811250925242E-2,6.5533485121846695,null,83.489726426913506,0.06,1.5133333333333332,83.489726426913506,1.4200000000000001E-2,0,83.489726426913506,0.01,0,7.5808671595637458,null,11.315175146560778,0.06,11.843912316406245,1.4200000000000001E-2,0,0.01,0.84709406368661533,null,32.816357238281242,9.0799999999999992E-2,2.9797252372359364,null,{"$f":"IF($D85=\"Connection\",VLOOKUP(C85,'Input - General'!$F$62:$N$79,8,FALSE),0)","v":0},null,0.1801212933606588,35.366457504680454,6.3702520673278213,null,8.6527813038891108E-2,41.736709572008273,3.6113862027052286]
[null,{"$f":"'Input - Inventory'!B83","v":75},{"$f":"'Input - Inventory'!C83","v":"INC1x75"},{"$f":"'Input - Inventory'!D83","v":"Lamp"},{"$f":"'Input - Inventory'!E83","v":"NonTraffic"},{"$f":"'Input - Inventory'!F83","v":"Minor < 130w"},{"$f":"'Input - Inventory'!G83","v":"1"},null,"Lamp - INC1x75",null,45.348095774713499,0,0,null,11.315175146560778,0.33333333333333331,0,0,11.315175146560778,1.8504811250925242E-2,0,0,11.315175146560778,0.16666666666666666,11.315175146560778,4.590314436538903E-3,11.315175146560778,4.0032025620496396E-2,169.72762719841162,2.1598272138228944E-2,282.87937866401938,1.2221950623319483E-2,0,0,13578.210175872931,1.1123470522803115E-4,9617.8988745766583,2.4953586329427266E-4,0,0,0,0,17.405422532009485,null,11.315175146560778,0.33333333333333331,43.644761695312482,1.8504811250925242E-2,11.843912316406245,0.16666666666666666,0,1.8504811250925242E-2,6.5533485121846695,null,83.489726426913506,0.06,1.5133333333333332,83.489726426913506,1.4200000000000001E-2,0,83.489726426913506,0.01,0,7.5808671595637458,null,11.315175146560778,0.06,11.843912316406245,1.4200000000000001E-2,0,0.01,0.84709406368661533,null,32.816357238281242,9.0799999999999992E-2,2.9797252372359364,null,{"$f":"IF($D86=\"Connection\",VLOOKUP(C86,'Input - General'!$F$62:$N$79,8,FALSE),0)","v":0},null,0.1801212933606588,35.366457504680454,6.3702520673278213,null,8.6527813038891108E-2,41.736709572008273,3.6113862027052286]
[null,{"$f":"'Input - Inventory'!B84","v":76},{"$f":"'Input - Inventory'!C84","v":"INC3x100"},{"$f":"'Input - Inventory'!D84","v":"Lamp"},{"$f":"'Input - Inventory'!E84","v":"NonTraffic"},{"$f":"'Input - Inventory'!F84","v":"Minor < 130w"},{"$f":"'Input - Inventory'!G84","v":"3"},null,"Lamp - INC3x100",null,55.02056855368285,0,0,null,11.315175146560778,0.33333333333333331,0,0,11.315175146560778,1.8504811250925242E-2,0,0,11.315175146560778,0.16666666666666666,11.315175146560778,4.590314436538903E-3,11.315175146560778,4.0032025620496396E-2,169.72762719841162,2.1598272138228944E-2,282.87937866401938,1.2221950623319483E-2,0,0,13578.210175872931,1.1123470522803115E-4,9617.8988745766583,2.4953586329427266E-4,0,0,0,0,17.405422532009485,null,33.945525439682335,0.33333333333333331,43.644761695312482,1.8504811250925242E-2,11.843912316406245,0.16666666666666666,0,1.8504811250925242E-2,14.096798609891856,null,83.489726426913506,0.06,1.5133333333333332,83.489726426913506,1.4200000000000001E-2,0,83.489726426913506,0.01,0,7.5808671595637458,null,11.315175146560778,0.06,11.843912316406245,1.4200000000000001E-2,0,0.01,0.84709406368661533,null,32.816357238281242,9.0799999999999992E-2,2.9797252372359364,null,{"$f":"IF($D87=\"Connection\",VLOOKUP(C87,'Input - General'!$F$62:$N$79,8,FALSE),0)","v":0},null,0.1801212933606588,42.909907602387634,7.7289880553284265,null,8.6527813038891108E-2,50.638895657716077,4.3816728959667719]
[null,{"$f":"'Input - Inventory'!B85","v":77},{"$f":"'Input - Inventory'!C85","v":"LED1x237"},{"$f":"'Input - Inventory'!D85","v":"Lamp"},{"$f":"'Input - Inventory'!E85","v":"NonTraffic"},{"$f":"'Input - Inventory'!F85","v":"Major > 130w"},{"$f":"'Input - Inventory'!G85","v":1},null,"Lamp - LED1x237",null,27.398951310631411,1,27.398951310631411,null,0,0,11.315175146560778,0.33333333333333331,0,0,11.315175146560778,4.9094211792429674E-3,11.315175146560778,0.16666666666666666,11.315175146560778,4.590314436538903E-3,11.315175146560778,4.0032025620496396E-2,169.72762719841162,2.1598272138228944E-2,282.87937866401938,1.2221950623319483E-2,0,0,13578.210175872931,1.1123470522803115E-4,9617.8988745766583,2.4953586329427266E-4,0,0,0,0,17.251588312162589,null,0,0.33333333333333331,43.644761695312482,4.9094211792429674E-3,11.843912316406245,0.16666666666666666,0,0,2.1882559034976867,null,83.489726426913506,0.01,1.5133333333333332,83.489726426913506,1.4200000000000001E-2,0,83.489726426913506,0.01,0,1.2634778599272911,null,0,0.01,11.843912316406245,1.4200000000000001E-2,0,0.01,0.16818355489296868,null,32.816357238281242,1.5133333333333332E-2,0.49662087287265611,null,{"$f":"IF($D88=\"Connection\",VLOOKUP(C88,'Input - General'!$F$62:$N$79,8,FALSE),0)","v":0},null,0.1801212933606588,21.368126503353192,3.8488545824781486,null,8.6527813038891108E-2,25.216981085831343,2.1819702248000676]
[null,{"$f":"'Input - Inventory'!B86","v":78},{"$f":"'Input - Inventory'!C86","v":"LED1x29"},{"$f":"'Input - Inventory'!D86","v":"Lamp"},{"$f":"'Input - Inventory'!E86","v":"NonTraffic"},{"$f":"'Input - Inventory'!F86","v":"Minor < 130w"},{"$f":"'Input - Inventory'!G86","v":1},null,"Lamp - LED1x29",null,25.938921096951184,1391,36081.039245859094,null,11.315175146560778,{"$f":"1/6","v":0.16666666666666666},0,0,11.315175146560778,1.8504811250925242E-2,0,0,11.315175146560778,0.16666666666666666,11.315175146560778,4.590314436538903E-3,11.315175146560778,4.0032025620496396E-2,169.72762719841162,2.1598272138228944E-2,282.87937866401938,1.2221950623319483E-2,0,0,13578.210175872931,1.1123470522803115E-4,9617.8988745766583,2.4953586329427266E-4,0,0,0,0,15.51956000758269,null,0,0.16666666666666666,43.644761695312482,1.8504811250925242E-2,11.843912316406245,0.16666666666666666,0,1.8504811250925242E-2,2.7816234633310768,null,83.489726426913506,0.01,1.5133333333333332,83.489726426913506,1.4200000000000001E-2,0,83.489726426913506,0.01,0,1.2634778599272911,null,0,0.01,11.843912316406245,1.4200000000000001E-2,0,0.01,0.16818355489296868,null,32.816357238281242,1.5133333333333332E-2,0.49662087287265611,null,{"$f":"IF($D89=\"Connection\",VLOOKUP(C89,'Input - General'!$F$62:$N$79,8,FALSE),0)","v":0},null,0.1801212933606588,20.229465758606683,3.6437575364353965,null,8.6527813038891108E-2,23.873223295042081,2.065697801909101]
[null,{"$f":"'Input - Inventory'!B87","v":79},{"$f":"'Input - Inventory'!C87","v":"MBF1x1000"},{"$f":"'Input - Inventory'!D87","v":"Lamp"},{"$f":"'Input - Inventory'!E87","v":"Traffic"},{"$f":"'Input - Inventory'!F87","v":"Major > 130w"},{"$f":"'Input - Inventory'!G87","v":"1"},null,"Lamp - MBF1x1000",null,112.19373713578304,1,112.19373713578304,null,0,0,11.315175146560778,0.33333333333333331,0,0,11.315175146560778,4.9094211792429674E-3,11.315175146560778,0.16666666666666666,11.315175146560778,4.590314436538903E-3,11.315175146560778,4.0032025620496396E-2,169.72762719841162,2.1598272138228944E-2,282.87937866401938,1.2221950623319483E-2,0,0,13578.210175872931,1.1123470522803115E-4,9617.8988745766583,2.4953586329427266E-4,0,0,0,0,17.251588312162589,null,113.15175146560777,0.33333333333333331,43.644761695312482,4.9094211792429674E-3,11.843912316406245,0.16666666666666666,0,4.9094211792429674E-3,39.905506392033615,null,83.489726426913506,0.08,2.2699999999999996,83.489726426913506,1.4200000000000001E-2,0,83.489726426913506,0.01,0,15.161734319127492,null,113.15175146560777,0.08,11.843912316406245,1.4200000000000001E-2,0,0.01,9.2203236721415909,null,32.816357238281242,0.18159999999999996,5.9594504744718719,null,{"$f":"IF($D90=\"Connection\",VLOOKUP(C90,'Input - General'!$F$62:$N$79,8,FALSE),0)","v":0},null,0.1801212933606588,87.498603169937155,15.76036157022012,null,8.6527813038891108E-2,103.25896474015727,8.9347723956257763]
[null,{"$f":"'Input - Inventory'!B88","v":80},{"$f":"'Input - Inventory'!C88","v":"MBF1x1000 (P09)"},{"$f":"'Input - Inventory'!D88","v":"Lamp"},{"$f":"'Input - Inventory'!E88","v":"Traffic"},{"$f":"'Input - Inventory'!F88","v":"Major > 130w"},{"$f":"'Input - Inventory'!G88","v":1},null,"Lamp - MBF1x1000 (P09)",null,112.19373713578304,13,1458.5185827651794,null,0,0,11.315175146560778,0.33333333333333331,0,0,11.315175146560778,4.9094211792429674E-3,11.315175146560778,0.16666666666666666,11.315175146560778,4.590314436538903E-3,11.315175146560778,4.0032025620496396E-2,169.72762719841162,2.1598272138228944E-2,282.87937866401938,1.2221950623319483E-2,0,0,13578.210175872931,1.1123470522803115E-4,9617.8988745766583,2.4953586329427266E-4,0,0,0,0,17.251588312162589,null,113.15175146560777,0.33333333333333331,43.644761695312482,4.9094211792429674E-3,11.843912316406245,0.16666666666666666,0,4.9094211792429674E-3,39.905506392033615,null,83.489726426913506,0.08,2.2699999999999996,83.489726426913506,1.4200000000000001E-2,0,83.489726426913506,0.01,0,15.161734319127492,null,113.15175146560777,0.08,11.843912316406245,1.4200000000000001E-2,0,0.01,9.2203236721415909,null,32.816357238281242,0.18159999999999996,5.9594504744718719,null,{"$f":"IF($D91=\"Connection\",VLOOKUP(C91,'Input - General'!$F$62:$N$79,8,FALSE),0)","v":0},null,0.1801212933606588,87.498603169937155,15.76036157022012,null,8.6527813038891108E-2,103.25896474015727,8.9347723956257763]
[null,{"$f":"'Input - Inventory'!B89","v":81},{"$f":"'Input - Inventory'!C89","v":"MBF1x125"},{"$f":"'Input - Inventory'!D89","v":"Lamp"},{"$f":"'Input - Inventory'!E89","v":"NonTraffic"},{"$f":"'Input - Inventory'!F89","v":"Minor < 130w"},{"$f":"'Input - Inventory'!G89","v":"1"},null,"Lamp - MBF1x125",null,63.530831539515589,338,21473.421060356268,null,11.315175146560778,0.33333333333333331,0,0,11.315175146560778,1.8504811250925242E-2,0,0,11.315175146560778,0.16666666666666666,11.315175146560778,4.590314436538903E-3,11.315175146560778,4.0032025620496396E-2,169.72762719841162,2.1598272138228944E-2,282.87937866401938,1.2221950623319483E-2,0,0,13578.210175872931,1.1123470522803115E-4,9617.8988745766583,2.4953586329427266E-4,0,0,0,0,17.405422532009485,null,11.315175146560778,0.33333333333333331,43.644761695312482,1.8504811250925242E-2,11.843912316406245,0.16666666666666666,0,1.8504811250925242E-2,6.5533485121846695,null,83.489726426913506,0.13570000000000002,1.5133333333333332,83.489726426913506,1.4200000000000001E-2,0,83.489726426913506,0.01,0,17.14539455921334,null,11.315175146560778,0.13570000000000002,11.843912316406245,1.4200000000000001E-2,0,0.01,1.7036528222812664,null,32.816357238281242,0.20535933333333334,6.7391452448819438,null,{"$f":"IF($D92=\"Connection\",VLOOKUP(C92,'Input - General'!$F$62:$N$79,8,FALSE),0)","v":0},null,0.1801212933606588,49.546963670570705,8.9244631784367705,null,8.6527813038891108E-2,58.471426849007472,5.0594046905081163]
[null,{"$f":"'Input - Inventory'!B90","v":82},{"$f":"'Input - Inventory'!C90","v":"MBF1x125 (P09)"},{"$f":"'Input - Inventory'!D90","v":"Lamp"},{"$f":"'Input - Inventory'!E90","v":"NonTraffic"},{"$f":"'Input - Inventory'!F90","v":"Minor < 130w"},{"$f":"'Input - Inventory'!G90","v":1},null,"Lamp - MBF1x125 (P09)",null,63.530831539515589,5341,339318.17125255277,null,11.315175146560778,0.33333333333333331,0,0,11.315175146560778,1.8504811250925242E-2,0,0,11.315175146560778,0.16666666666666666,11.315175146560778,4.590314436538903E-3,11.315175146560778,4.0032025620496396E-2,169.72762719841162,2.1598272138228944E-2,282.87937866401938,1.2221950623319483E-2,0,0,13578.210175872931,1.1123470522803115E-4,9617.8988745766583,2.4953586329427266E-4,0,0,0,0,17.405422532009485,null,11.315175146560778,0.33333333333333331,43.644761695312482,1.8504811250925242E-2,11.843912316406245,0.16666666666666666,0,1.8504811250925242E-2,6.5533485121846695,null,83.489726426913506,0.13570000000000002,1.5133333333333332,83.489726426913506,1.4200000000000001E-2,0,83.489726426913506,0.01,0,17.14539455921334,null,11.315175146560778,0.13570000000000002,11.843912316406245,1.4200000000000001E-2,0,0.01,1.7036528222812664,null,32.816357238281242,0.20535933333333334,6.7391452448819438,null,{"$f":"IF($D93=\"Connection\",VLOOKUP(C93,'Input - General'!$F$62:$N$79,8,FALSE),0)","v":0},null,0.1801212933606588,49.546963670570705,8.9244631784367705,null,8.6527813038891108E-2,58.471426849007472,5.0594046905081163]
[null,{"$f":"'Input - Inventory'!B91","v":83},{"$f":"'Input - Inventory'!C91","v":"MBF1x160"},{"$f":"'Input - Inventory'!D91","v":"Lamp"},{"$f":"'Input - Inventory'!E91","v":"NonTraffic"},{"$f":"'Input - Inventory'!F91","v":"Major > 130w"},{"$f":"'Input - Inventory'!G91","v":"1"},null,"Lamp - MBF1x160",null,39.58611459291108,1,39.58611459291108,null,0,0,11.315175146560778,0.33333333333333331,0,0,11.315175146560778,4.9094211792429674E-3,11.315175146560778,0.16666666666666666,11.315175146560778,4.590314436538903E-3,11.315175146560778,4.0032025620496396E-2,169.72762719841162,2.1598272138228944E-2,282.87937866401938,1.2221950623319483E-2,0,0,13578.210175872931,1.1123470522803115E-4,9617.8988745766583,2.4953586329427266E-4,0,0,0,0,17.251588312162589,null,11.315175146560778,0.33333333333333331,43.644761695312482,4.9094211792429674E-3,11.843912316406245,0.16666666666666666,0,0,5.9599809523512786,null,83.489726426913506,0.04,1.5133333333333332,83.489726426913506,1.4200000000000001E-2,0,83.489726426913506,0.01,0,5.0539114397091645,null,11.315175146560778,0.04,11.843912316406245,1.4200000000000001E-2,0,0.01,0.62079056075539985,null,32.816357238281242,6.0533333333333328E-2,1.9864834914906244,null,{"$f":"IF($D94=\"Connection\",VLOOKUP(C94,'Input - General'!$F$62:$N$79,8,FALSE),0)","v":0},null,0.1801212933606588,30.872754756469057,5.5608405163416368,null,8.6527813038891108E-2,36.433595272810692,3.1525193201003905]
[null,{"$f":"'Input - Inventory'!B92","v":84},{"$f":"'Input - Inventory'!C92","v":"MBF1x250"},{"$f":"'Input - Inventory'!D92","v":"Lamp"},{"$f":"'Input - Inventory'!E92","v":"Traffic"},{"$f":"'Input - Inventory'!F92","v":"Major > 130w"},{"$f":"'Input - Inventory'!G92","v":"1"},null,"Lamp - MBF1x250",null,71.730912546502452,1153,82705.742166117328,null,0,0,11.315175146560778,0.33333333333333331,0,0,11.315175146560778,4.9094211792429674E-3,11.315175146560778,0.16666666666666666,11.315175146560778,4.590314436538903E-3,11.315175146560778,4.0032025620496396E-2,169.72762719841162,2.1598272138228944E-2,282.87937866401938,1.2221950623319483E-2,0,0,13578.210175872931,1.1123470522803115E-4,9617.8988745766583,2.4953586329427266E-4,0,0,0,0,17.251588312162589,null,11.315175146560778,0.33333333333333331,43.644761695312482,4.9094211792429674E-3,11.843912316406245,0.16666666666666666,0,4.9094211792429674E-3,5.9599809523512786,null,83.489726426913506,0.11826666666666664,2.2699999999999996,83.489726426913506,1.4200000000000001E-2,0,83.489726426913506,0.01,0,22.414097235110134,null,11.315175146560778,0.11826666666666664,11.843912316406245,1.4200000000000001E-2,0,0.01,1.5063916022262231,null,32.816357238281242,0.26846533333333322,8.8100542847609162,null,{"$f":"IF($D95=\"Connection\",VLOOKUP(C95,'Input - General'!$F$62:$N$79,8,FALSE),0)","v":0},null,0.1801212933606588,55.942112386611143,10.076365636403731,null,8.6527813038891108E-2,66.018478023014879,5.7124345234875733]
[null,{"$f":"'Input - Inventory'!B93","v":85},{"$f":"'Input - Inventory'!C93","v":"MBF1x250 (P09)"},{"$f":"'Input - Inventory'!D93","v":"Lamp"},{"$f":"'Input - Inventory'!E93","v":"Traffic"},{"$f":"'Input - Inventory'!F93","v":"Major > 130w"},{"$f":"'Input - Inventory'!G93","v":1},null,"Lamp - MBF1x250 (P09)",null,71.730912546502452,16912,1213113.1929864495,null,0,0,11.315175146560778,0.33333333333333331,0,0,11.315175146560778,4.9094211792429674E-3,11.315175146560778,0.16666666666666666,11.315175146560778,4.590314436538903E-3,11.315175146560778,4.0032025620496396E-2,169.72762719841162,2.1598272138228944E-2,282.87937866401938,1.2221950623319483E-2,0,0,13578.210175872931,1.1123470522803115E-4,9617.8988745766583,2.4953586329427266E-4,0,0,0,0,17.251588312162589,null,11.315175146560778,0.33333333333333331,43.644761695312482,4.9094211792429674E-3,11.843912316406245,0.16666666666666666,0,4.9094211792429674E-3,5.9599809523512786,null,83.489726426913506,0.11826666666666664,2.2699999999999996,83.489726426913506,1.4200000000000001E-2,0,83.489726426913506,0.01,0,22.414097235110134,null,11.315175146560778,0.11826666666666664,11.843912316406245,1.4200000000000001E-2,0,0.01,1.5063916022262231,null,32.816357238281242,0.26846533333333322,8.8100542847609162,null,{"$f":"IF($D96=\"Connection\",VLOOKUP(C96,'Input - General'!$F$62:$N$79,8,FALSE),0)","v":0},null,0.1801212933606588,55.942112386611143,10.076365636403731,null,8.6527813038891108E-2,66.018478023014879,5.7124345234875733]
[null,{"$f":"'Input - Inventory'!B94","v":86},{"$f":"'Input - Inventory'!C94","v":"MBF1x400"},{"$f":"'Input - Inventory'!D94","v":"Lamp"},{"$f":"'Input - Inventory'!E94","v":"Traffic"},{"$f":"'Input - Inventory'!F94","v":"Major > 130w"},{"$f":"'Input - Inventory'!G94","v":"1"},null,"Lamp - MBF1x400",null,74.225711837166287,343,25459.419160148038,null,0,0,11.315175146560778,0.33333333333333331,0,0,11.315175146560778,4.9094211792429674E-3,11.315175146560778,0.16666666666666666,11.315175146560778,4.590314436538903E-3,11.315175146560778,4.0032025620496396E-2,169.72762719841162,2.1598272138228944E-2,282.87937866401938,1.2221950623319483E-2,0,0,13578.210175872931,1.1123470522803115E-4,9617.8988745766583,2.4953586329427266E-4,0,0,0,0,17.251588312162589,null,11.315175146560778,0.33333333333333331,43.644761695312482,4.9094211792429674E-3,11.843912316406245,0.16666666666666666,0,4.9094211792429674E-3,5.9599809523512786,null,83.489726426913506,0.12533333333333332,2.2699999999999996,83.489726426913506,1.4200000000000001E-2,0,83.489726426913506,0.01,0,23.753383766633064,null,11.315175146560778,0.12533333333333332,11.843912316406245,1.4200000000000001E-2,0,0.01,1.5863521732619195,null,32.816357238281242,0.28450666666666657,9.336472410005932,null,{"$f":"IF($D97=\"Connection\",VLOOKUP(C97,'Input - General'!$F$62:$N$79,8,FALSE),0)","v":0},null,0.1801212933606588,57.887777614414787,10.426821373682584,null,8.6527813038891108E-2,68.314598988097373,5.9111128490689095]
[null,{"$f":"'Input - Inventory'!B95","v":87},{"$f":"'Input - Inventory'!C95","v":"MBF1x400 (P09)"},{"$f":"'Input - Inventory'!D95","v":"Lamp"},{"$f":"'Input - Inventory'!E95","v":"Traffic"},{"$f":"'Input - Inventory'!F95","v":"Major > 130w"},{"$f":"'Input - Inventory'!G95","v":1},null,"Lamp - MBF1x400 (P09)",null,74.225711837166287,6550.5,486215.52538935776,null,0,0,11.315175146560778,0.33333333333333331,0,0,11.315175146560778,4.9094211792429674E-3,11.315175146560778,0.16666666666666666,11.315175146560778,4.590314436538903E-3,11.315175146560778,4.0032025620496396E-2,169.72762719841162,2.1598272138228944E-2,282.87937866401938,1.2221950623319483E-2,0,0,13578.210175872931,1.1123470522803115E-4,9617.8988745766583,2.4953586329427266E-4,0,0,0,0,17.251588312162589,null,11.315175146560778,0.33333333333333331,43.644761695312482,4.9094211792429674E-3,11.843912316406245,0.16666666666666666,0,4.9094211792429674E-3,5.9599809523512786,null,83.489726426913506,0.12533333333333332,2.2699999999999996,83.489726426913506,1.4200000000000001E-2,0,83.489726426913506,0.01,0,23.753383766633064,null,11.315175146560778,0.12533333333333332,11.843912316406245,1.4200000000000001E-2,0,0.01,1.5863521732619195,null,32.816357238281242,0.28450666666666657,9.336472410005932,null,{"$f":"IF($D98=\"Connection\",VLOOKUP(C98,'Input - General'!$F$62:$N$79,8,FALSE),0)","v":0},null,0.1801212933606588,57.887777614414787,10.426821373682584,null,8.6527813038891108E-2,68.314598988097373,5.9111128490689095]
[null,{"$f":"'Input - Inventory'!B96","v":88},{"$f":"'Input - Inventory'!C96","v":"MBF1x42"},{"$f":"'Input - Inventory'!D96","v":"Lamp"},{"$f":"'Input - Inventory'!E96","v":"NonTraffic"},{"$f":"'Input - Inventory'!F96","v":"Minor < 130w"},{"$f":"'Input - Inventory'!G96","v":"1"},null,"Lamp - MBF1x42",null,67.950413284196671,197,13386.231416986744,null,11.315175146560778,0.33333333333333331,0,0,11.315175146560778,1.8504811250925242E-2,0,0,11.315175146560778,0.16666666666666666,11.315175146560778,4.590314436538903E-3,11.315175146560778,4.0032025620496396E-2,169.72762719841162,2.1598272138228944E-2,282.87937866401938,1.2221950623319483E-2,0,0,13578.210175872931,1.1123470522803115E-4,9617.8988745766583,2.4953586329427266E-4,0,0,0,0,17.405422532009485,null,11.315175146560778,0.33333333333333331,43.644761695312482,1.8504811250925242E-2,11.843912316406245,0.16666666666666666,0,1.8504811250925242E-2,6.5533485121846695,null,83.489726426913506,0.15409999999999999,1.5133333333333332,83.489726426913506,1.4200000000000001E-2,0,83.489726426913506,0.01,0,19.470193821479551,null,11.315175146560778,0.15409999999999999,11.843912316406245,1.4200000000000001E-2,0,0.01,1.9118520449779843,null,32.816357238281242,0.23320466666666662,7.6529276509676292,null,{"$f":"IF($D99=\"Connection\",VLOOKUP(C99,'Input - General'!$F$62:$N$79,8,FALSE),0)","v":0},null,0.1801212933606588,52.993744561619323,9.5453018104632505,null,8.6527813038891108E-2,62.539046372082566,5.4113669121141017]
[null,{"$f":"'Input - Inventory'!B97","v":89},{"$f":"'Input - Inventory'!C97","v":"MBF1x42 (P09)"},{"$f":"'Input - Inventory'!D97","v":"Lamp"},{"$f":"'Input - Inventory'!E97","v":"NonTraffic"},{"$f":"'Input - Inventory'!F97","v":"Minor < 130w"},{"$f":"'Input - Inventory'!G97","v":1},null,"Lamp - MBF1x42 (P09)",null,67.950413284196671,52383.5,3559480.4742727163,null,11.315175146560778,0.33333333333333331,0,0,11.315175146560778,1.8504811250925242E-2,0,0,11.315175146560778,0.16666666666666666,11.315175146560778,4.590314436538903E-3,11.315175146560778,4.0032025620496396E-2,169.72762719841162,2.1598272138228944E-2,282.87937866401938,1.2221950623319483E-2,0,0,13578.210175872931,1.1123470522803115E-4,9617.8988745766583,2.4953586329427266E-4,0,0,0,0,17.405422532009485,null,11.315175146560778,0.33333333333333331,43.644761695312482,1.8504811250925242E-2,11.843912316406245,0.16666666666666666,0,1.8504811250925242E-2,6.5533485121846695,null,83.489726426913506,0.15409999999999999,1.5133333333333332,83.489726426913506,1.4200000000000001E-2,0,83.489726426913506,0.01,0,19.470193821479551,null,11.315175146560778,0.15409999999999999,11.843912316406245,1.4200000000000001E-2,0,0.01,1.9118520449779843,null,32.816357238281242,0.23320466666666662,7.6529276509676292,null,{"$f":"IF($D100=\"Connection\",VLOOKUP(C100,'Input - General'!$F$62:$N$79,8,FALSE),0)","v":0},null,0.1801212933606588,52.993744561619323,9.5453018104632505,null,8.6527813038891108E-2,62.539046372082566,5.4113669121141017]
[null,{"$f":"'Input - Inventory'!B98","v":90},{"$f":"'Input - Inventory'!C98","v":"MBF1x50"},{"$f":"'Input - Inventory'!D98","v":"Lamp"},{"$f":"'Input - Inventory'!E98","v":"NonTraffic"},{"$f":"'Input - Inventory'!F98","v":"Minor < 130w"},{"$f":"'Input - Inventory'!G98","v":"1"},null,"Lamp - MBF1x50",null,76.357226385492211,271,20692.808350468389,null,11.315175146560778,0.33333333333333331,0,0,11.315175146560778,1.8504811250925242E-2,0,0,11.315175146560778,0.16666666666666666,11.315175146560778,4.590314436538903E-3,11.315175146560778,4.0032025620496396E-2,169.72762719841162,2.1598272138228944E-2,282.87937866401938,1.2221950623319483E-2,0,0,13578.210175872931,1.1123470522803115E-4,9617.8988745766583,2.4953586329427266E-4,0,0,0,0,17.405422532009485,null,11.315175146560778,0.33333333333333331,43.644761695312482,1.8504811250925242E-2,11.843912316406245,0.16666666666666666,0,1.8504811250925242E-2,6.5533485121846695,null,83.489726426913506,0.18909999999999996,1.5133333333333332,83.489726426913506,1.4200000000000001E-2,0,83.489726426913506,0.01,0,23.89236633122507,null,11.315175146560778,0.18909999999999996,11.843912316406245,1.4200000000000001E-2,0,0.01,2.3078831751076114,null,32.816357238281242,0.28617133333333328,9.3911007060219251,null,{"$f":"IF($D101=\"Connection\",VLOOKUP(C101,'Input - General'!$F$62:$N$79,8,FALSE),0)","v":0},null,0.1801212933606588,59.550121256548763,10.726244860513622,null,8.6527813038891108E-2,70.276366117062381,6.0808602684298352]
[null,{"$f":"'Input - Inventory'!B99","v":91},{"$f":"'Input - Inventory'!C99","v":"MBF1x50 (P09)"},{"$f":"'Input - Inventory'!D99","v":"Lamp"},{"$f":"'Input - Inventory'!E99","v":"NonTraffic"},{"$f":"'Input - Inventory'!F99","v":"Minor < 130w"},{"$f":"'Input - Inventory'!G99","v":1},null,"Lamp - MBF1x50 (P09)",null,76.357226385492211,11869,906283.91996940703,null,11.315175146560778,0.33333333333333331,0,0,11.315175146560778,1.8504811250925242E-2,0,0,11.315175146560778,0.16666666666666666,11.315175146560778,4.590314436538903E-3,11.315175146560778,4.0032025620496396E-2,169.72762719841162,2.1598272138228944E-2,282.87937866401938,1.2221950623319483E-2,0,0,13578.210175872931,1.1123470522803115E-4,9617.8988745766583,2.4953586329427266E-4,0,0,0,0,17.405422532009485,null,11.315175146560778,0.33333333333333331,43.644761695312482,1.8504811250925242E-2,11.843912316406245,0.16666666666666666,0,1.8504811250925242E-2,6.5533485121846695,null,83.489726426913506,0.18909999999999996,1.5133333333333332,83.489726426913506,1.4200000000000001E-2,0,83.489726426913506,0.01,0,23.89236633122507,null,11.315175146560778,0.18909999999999996,11.843912316406245,1.4200000000000001E-2,0,0.01,2.3078831751076114,null,32.816357238281242,0.28617133333333328,9.3911007060219251,null,{"$f":"IF($D102=\"Connection\",VLOOKUP(C102,'Input - General'!$F$62:$N$79,8,FALSE),0)","v":0},null,0.1801212933606588,59.550121256548763,10.726244860513622,null,8.6527813038891108E-2,70.276366117062381,6.0808602684298352]
[null,{"$f":"'Input - Inventory'!B100","v":92},{"$f":"'Input - Inventory'!C100","v":"MBF1x500"},{"$f":"'Input - Inventory'!D100","v":"Lamp"},{"$f":"'Input - Inventory'!E100","v":"Traffic"},{"$f":"'Input - Inventory'!F100","v":"Major > 130w"},{"$f":"'Input - Inventory'!G100","v":"1"},null,"Lamp - MBF1x500",null,92.849096416287765,0,0,null,0,0,11.315175146560778,0.33333333333333331,0,0,11.315175146560778,4.9094211792429674E-3,11.315175146560778,0.16666666666666666,11.315175146560778,4.590314436538903E-3,11.315175146560778,4.0032025620496396E-2,169.72762719841162,2.1598272138228944E-2,282.87937866401938,1.2221950623319483E-2,0,0,13578.210175872931,1.1123470522803115E-4,9617.8988745766583,2.4953586329427266E-4,0,0,0,0,17.251588312162589,null,113.15175146560777,0.33333333333333331,43.644761695312482,4.9094211792429674E-3,11.843912316406245,0.16666666666666666,0,4.9094211792429674E-3,39.905506392033615,null,83.489726426913506,0.04,2.2699999999999996,83.489726426913506,1.4200000000000001E-2,0,83.489726426913506,0.01,0,7.5808671595637458,null,113.15175146560777,0.04,11.843912316406245,1.4200000000000001E-2,0,0.01,4.6942536135172803,null,32.816357238281242,9.0799999999999978E-2,2.979725237235936,null,{"$f":"IF($D103=\"Connection\",VLOOKUP(C103,'Input - General'!$F$62:$N$79,8,FALSE),0)","v":0},null,0.1801212933606588,72.411940714513165,13.042932416253459,null,8.6527813038891108E-2,85.454873130766629,7.3942232855211341]
[null,{"$f":"'Input - Inventory'!B101","v":93},{"$f":"'Input - Inventory'!C101","v":"MBF1x700"},{"$f":"'Input - Inventory'!D101","v":"Lamp"},{"$f":"'Input - Inventory'!E101","v":"Traffic"},{"$f":"'Input - Inventory'!F101","v":"Major > 130w"},{"$f":"'Input - Inventory'!G101","v":"1"},null,"Lamp - MBF1x700",null,92.849096416287765,2,185.69819283257553,null,0,0,11.315175146560778,0.33333333333333331,0,0,11.315175146560778,4.9094211792429674E-3,11.315175146560778,0.16666666666666666,11.315175146560778,4.590314436538903E-3,11.315175146560778,4.0032025620496396E-2,169.72762719841162,2.1598272138228944E-2,282.87937866401938,1.2221950623319483E-2,0,0,13578.210175872931,1.1123470522803115E-4,9617.8988745766583,2.4953586329427266E-4,0,0,0,0,17.251588312162589,null,113.15175146560777,0.33333333333333331,43.644761695312482,4.9094211792429674E-3,11.843912316406245,0.16666666666666666,0,4.9094211792429674E-3,39.905506392033615,null,83.489726426913506,0.04,2.2699999999999996,83.489726426913506,1.4200000000000001E-2,0,83.489726426913506,0.01,0,7.5808671595637458,null,113.15175146560777,0.04,11.843912316406245,1.4200000000000001E-2,0,0.01,4.6942536135172803,null,32.816357238281242,9.0799999999999978E-2,2.979725237235936,null,{"$f":"IF($D104=\"Connection\",VLOOKUP(C104,'Input - General'!$F$62:$N$79,8,FALSE),0)","v":0},null,0.1801212933606588,72.411940714513165,13.042932416253459,null,8.6527813038891108E-2,85.454873130766629,7.3942232855211341]
[null,{"$f":"'Input - Inventory'!B102","v":94},{"$f":"'Input - Inventory'!C102","v":"MBF1x80"},{"$f":"'Input - Inventory'!D102","v":"Lamp"},{"$f":"'Input - Inventory'!E102","v":"NonTraffic"},{"$f":"'Input - Inventory'!F102","v":"Minor < 130w"},{"$f":"'Input - Inventory'!G102","v":"1"},null,"Lamp - MBF1x80",null,50.784501580217949,1665,84556.195131062879,null,11.315175146560778,0.33333333333333331,0,0,11.315175146560778,1.8504811250925242E-2,0,0,11.315175146560778,0.16666666666666666,11.315175146560778,4.590314436538903E-3,11.315175146560778,4.0032025620496396E-2,169.72762719841162,2.1598272138228944E-2,282.87937866401938,1.2221950623319483E-2,0,0,13578.210175872931,1.1123470522803115E-4,9617.8988745766583,2.4953586329427266E-4,0,0,0,0,17.405422532009485,null,11.315175146560778,0.33333333333333331,43.644761695312482,1.8504811250925242E-2,11.843912316406245,0.16666666666666666,0,1.8504811250925242E-2,6.5533485121846695,null,83.489726426913506,8.2633333333333323E-2,1.5133333333333332,83.489726426913506,1.4200000000000001E-2,0,83.489726426913506,0.01,0,10.440538715865845,null,11.315175146560778,8.2633333333333323E-2,11.843912316406245,1.4200000000000001E-2,0,0.01,1.1031941945037742,null,32.816357238281242,0.12505177777777776,4.1037438128377142,null,{"$f":"IF($D105=\"Connection\",VLOOKUP(C105,'Input - General'!$F$62:$N$79,8,FALSE),0)","v":0},null,0.1801212933606588,39.606247767401484,7.1339285730270605,null,8.6527813038891108E-2,46.740176340428548,4.0443252397894032]
[null,{"$f":"'Input - Inventory'!B103","v":95},{"$f":"'Input - Inventory'!C103","v":"MBF1x80 (P09)"},{"$f":"'Input - Inventory'!D103","v":"Lamp"},{"$f":"'Input - Inventory'!E103","v":"NonTraffic"},{"$f":"'Input - Inventory'!F103","v":"Minor < 130w"},{"$f":"'Input - Inventory'!G103","v":1},null,"Lamp - MBF1x80 (P09)",null,50.784501580217949,77027.5,3911803.1954702381,null,11.315175146560778,0.33333333333333331,0,0,11.315175146560778,1.8504811250925242E-2,0,0,11.315175146560778,0.16666666666666666,11.315175146560778,4.590314436538903E-3,11.315175146560778,4.0032025620496396E-2,169.72762719841162,2.1598272138228944E-2,282.87937866401938,1.2221950623319483E-2,0,0,13578.210175872931,1.1123470522803115E-4,9617.8988745766583,2.4953586329427266E-4,0,0,0,0,17.405422532009485,null,11.315175146560778,0.33333333333333331,43.644761695312482,1.8504811250925242E-2,11.843912316406245,0.16666666666666666,0,1.8504811250925242E-2,6.5533485121846695,null,83.489726426913506,8.2633333333333323E-2,1.5133333333333332,83.489726426913506,1.4200000000000001E-2,0,83.489726426913506,0.01,0,10.440538715865845,null,11.315175146560778,8.2633333333333323E-2,11.843912316406245,1.4200000000000001E-2,0,0.01,1.1031941945037742,null,32.816357238281242,0.12505177777777776,4.1037438128377142,null,{"$f":"IF($D106=\"Connection\",VLOOKUP(C106,'Input - General'!$F$62:$N$79,8,FALSE),0)","v":0},null,0.1801212933606588,39.606247767401484,7.1339285730270605,null,8.6527813038891108E-2,46.740176340428548,4.0443252397894032]
[null,{"$f":"'Input - Inventory'!B104","v":96},{"$f":"'Input - Inventory'!C104","v":"MBF1x800"},{"$f":"'Input - Inventory'!D104","v":"Lamp"},{"$f":"'Input - Inventory'!E104","v":"Traffic"},{"$f":"'Input - Inventory'!F104","v":"Major > 130w"},{"$f":"'Input - Inventory'!G104","v":"1"},null,"Lamp - MBF1x800",null,92.849096416287765,0,0,null,0,0,11.315175146560778,0.33333333333333331,0,0,11.315175146560778,4.9094211792429674E-3,11.315175146560778,0.16666666666666666,11.315175146560778,4.590314436538903E-3,11.315175146560778,4.0032025620496396E-2,169.72762719841162,2.1598272138228944E-2,282.87937866401938,1.2221950623319483E-2,0,0,13578.210175872931,1.1123470522803115E-4,9617.8988745766583,2.4953586329427266E-4,0,0,0,0,17.251588312162589,null,113.15175146560777,0.33333333333333331,43.644761695312482,4.9094211792429674E-3,11.843912316406245,0.16666666666666666,0,4.9094211792429674E-3,39.905506392033615,null,83.489726426913506,0.04,2.2699999999999996,83.489726426913506,1.4200000000000001E-2,0,83.489726426913506,0.01,0,7.5808671595637458,null,113.15175146560777,0.04,11.843912316406245,1.4200000000000001E-2,0,0.01,4.6942536135172803,null,32.816357238281242,9.0799999999999978E-2,2.979725237235936,null,{"$f":"IF($D107=\"Connection\",VLOOKUP(C107,'Input - General'!$F$62:$N$79,8,FALSE),0)","v":0},null,0.1801212933606588,72.411940714513165,13.042932416253459,null,8.6527813038891108E-2,85.454873130766629,7.3942232855211341]
[null,{"$f":"'Input - Inventory'!B105","v":97},{"$f":"'Input - Inventory'!C105","v":"MBF2x125"},{"$f":"'Input - Inventory'!D105","v":"Lamp"},{"$f":"'Input - Inventory'!E105","v":"Traffic"},{"$f":"'Input - Inventory'!F105","v":"Major > 130w"},{"$f":"'Input - Inventory'!G105","v":"2"},null,"Lamp - MBF2x125",null,124.12797083981515,0,0,null,0,0,11.315175146560778,0.33333333333333331,0,0,11.315175146560778,4.9094211792429674E-3,11.315175146560778,0.16666666666666666,11.315175146560778,4.590314436538903E-3,11.315175146560778,4.0032025620496396E-2,169.72762719841162,2.1598272138228944E-2,282.87937866401938,1.2221950623319483E-2,0,0,13578.210175872931,1.1123470522803115E-4,9617.8988745766583,2.4953586329427266E-4,0,0,0,0,17.251588312162589,null,22.630350293121555,0.33333333333333331,43.644761695312482,4.9094211792429674E-3,11.843912316406245,0.16666666666666666,0,4.9094211792429674E-3,9.7317060012048717,null,83.489726426913506,0.25298551000000002,2.2699999999999996,83.489726426913506,1.4200000000000001E-2,0,83.489726426913506,0.01,0,47.946238615112136,null,11.315175146560778,0.25298551000000002,11.843912316406245,1.4200000000000001E-2,0,0.01,3.0307589100849723,null,32.816357238281242,0.57427710769999996,18.84568272005011,null,{"$f":"IF($D108=\"Connection\",VLOOKUP(C108,'Input - General'!$F$62:$N$79,8,FALSE),0)","v":0},null,0.1801212933606588,96.805974558614679,17.436817342536706,null,8.6527813038891108E-2,114.24279190115138,9.8851789386637705]
[null,{"$f":"'Input - Inventory'!B106","v":98},{"$f":"'Input - Inventory'!C106","v":"MBF2x125 (P09)"},{"$f":"'Input - Inventory'!D106","v":"Lamp"},{"$f":"'Input - Inventory'!E106","v":"Traffic"},{"$f":"'Input - Inventory'!F106","v":"Major > 130w"},{"$f":"'Input - Inventory'!G106","v":2},null,"Lamp - MBF2x125 (P09)",null,124.12797083981515,1,124.12797083981515,null,0,0,11.315175146560778,0.33333333333333331,0,0,11.315175146560778,4.9094211792429674E-3,11.315175146560778,0.16666666666666666,11.315175146560778,4.590314436538903E-3,11.315175146560778,4.0032025620496396E-2,169.72762719841162,2.1598272138228944E-2,282.87937866401938,1.2221950623319483E-2,0,0,13578.210175872931,1.1123470522803115E-4,9617.8988745766583,2.4953586329427266E-4,0,0,0,0,17.251588312162589,null,22.630350293121555,0.33333333333333331,43.644761695312482,4.9094211792429674E-3,11.843912316406245,0.16666666666666666,0,4.9094211792429674E-3,9.7317060012048717,null,83.489726426913506,0.25298551000000002,2.2699999999999996,83.489726426913506,1.4200000000000001E-2,0,83.489726426913506,0.01,0,47.946238615112136,null,11.315175146560778,0.25298551000000002,11.843912316406245,1.4200000000000001E-2,0,0.01,3.0307589100849723,null,32.816357238281242,0.57427710769999996,18.84568272005011,null,{"$f":"IF($D109=\"Connection\",VLOOKUP(C109,'Input - General'!$F$62:$N$79,8,FALSE),0)","v":0},null,0.1801212933606588,96.805974558614679,17.436817342536706,null,8.6527813038891108E-2,114.24279190115138,9.8851789386637705]
[null,{"$f":"'Input - Inventory'!B107","v":99},{"$f":"'Input - Inventory'!C107","v":"MBF2x160"},{"$f":"'Input - Inventory'!D107","v":"Lamp"},{"$f":"'Input - Inventory'!E107","v":"Traffic"},{"$f":"'Input - Inventory'!F107","v":"Major > 130w"},{"$f":"'Input - Inventory'!G107","v":"2"},null,"Lamp - MBF2x160",null,48.936069999766978,0,0,null,0,0,11.315175146560778,0.33333333333333331,0,0,11.315175146560778,4.9094211792429674E-3,11.315175146560778,0.16666666666666666,11.315175146560778,4.590314436538903E-3,11.315175146560778,4.0032025620496396E-2,169.72762719841162,2.1598272138228944E-2,282.87937866401938,1.2221950623319483E-2,0,0,13578.210175872931,1.1123470522803115E-4,9617.8988745766583,2.4953586329427266E-4,0,0,0,0,17.251588312162589,null,22.630350293121555,0.33333333333333331,43.644761695312482,4.9094211792429674E-3,11.843912316406245,0.16666666666666666,0,4.9094211792429674E-3,9.7317060012048717,null,83.489726426913506,0.04,2.2699999999999996,83.489726426913506,1.4200000000000001E-2,0,83.489726426913506,0.01,0,7.5808671595637458,null,11.315175146560778,0.04,11.843912316406245,1.4200000000000001E-2,0,0.01,0.62079056075539985,null,32.816357238281242,9.0799999999999978E-2,2.979725237235936,null,{"$f":"IF($D110=\"Connection\",VLOOKUP(C110,'Input - General'!$F$62:$N$79,8,FALSE),0)","v":0},null,0.1801212933606588,38.164677270922539,6.8742710307307053,null,8.6527813038891108E-2,45.038948301653242,3.8971216981137338]
[null,{"$f":"'Input - Inventory'!B108","v":100},{"$f":"'Input - Inventory'!C108","v":"MBF2x175"},{"$f":"'Input - Inventory'!D108","v":"Lamp"},{"$f":"'Input - Inventory'!E108","v":"Traffic"},{"$f":"'Input - Inventory'!F108","v":"Major > 130w"},{"$f":"'Input - Inventory'!G108","v":"2"},null,"Lamp - MBF2x175",null,48.936069999766978,0,0,null,0,0,11.315175146560778,0.33333333333333331,0,0,11.315175146560778,4.9094211792429674E-3,11.315175146560778,0.16666666666666666,11.315175146560778,4.590314436538903E-3,11.315175146560778,4.0032025620496396E-2,169.72762719841162,2.1598272138228944E-2,282.87937866401938,1.2221950623319483E-2,0,0,13578.210175872931,1.1123470522803115E-4,9617.8988745766583,2.4953586329427266E-4,0,0,0,0,17.251588312162589,null,22.630350293121555,0.33333333333333331,43.644761695312482,4.9094211792429674E-3,11.843912316406245,0.16666666666666666,0,4.9094211792429674E-3,9.7317060012048717,null,83.489726426913506,0.04,2.2699999999999996,83.489726426913506,1.4200000000000001E-2,0,83.489726426913506,0.01,0,7.5808671595637458,null,11.315175146560778,0.04,11.843912316406245,1.4200000000000001E-2,0,0.01,0.62079056075539985,null,32.816357238281242,9.0799999999999978E-2,2.979725237235936,null,{"$f":"IF($D111=\"Connection\",VLOOKUP(C111,'Input - General'!$F$62:$N$79,8,FALSE),0)","v":0},null,0.1801212933606588,38.164677270922539,6.8742710307307053,null,8.6527813038891108E-2,45.038948301653242,3.8971216981137338]
[null,{"$f":"'Input - Inventory'!B109","v":101},{"$f":"'Input - Inventory'!C109","v":"MBF2x400"},{"$f":"'Input - Inventory'!D109","v":"Lamp"},{"$f":"'Input - Inventory'!E109","v":"Traffic"},{"$f":"'Input - Inventory'!F109","v":"Major > 130w"},{"$f":"'Input - Inventory'!G109","v":"2"},null,"Lamp - MBF2x400",null,113.38179431466591,0,0,null,0,0,11.315175146560778,0.33333333333333331,0,0,11.315175146560778,4.9094211792429674E-3,11.315175146560778,0.16666666666666666,11.315175146560778,4.590314436538903E-3,11.315175146560778,4.0032025620496396E-2,169.72762719841162,2.1598272138228944E-2,282.87937866401938,1.2221950623319483E-2,0,0,13578.210175872931,1.1123470522803115E-4,9617.8988745766583,2.4953586329427266E-4,0,0,0,0,17.251588312162589,null,22.630350293121555,0.33333333333333331,43.644761695312482,4.9094211792429674E-3,11.843912316406245,0.16666666666666666,0,4.9094211792429674E-3,9.7317060012048717,null,83.489726426913506,0.22254632888888881,2.2699999999999996,83.489726426913506,1.4200000000000001E-2,0,83.489726426913506,0.01,0,42.17735390388124,null,11.315175146560778,0.22254632888888881,11.843912316406245,1.4200000000000001E-2,0,0.01,2.6863342444948644,null,32.816357238281242,0.50518016657777753,16.578172816110772,null,{"$f":"IF($D112=\"Connection\",VLOOKUP(C112,'Input - General'!$F$62:$N$79,8,FALSE),0)","v":0},null,0.1801212933606588,88.425155277854344,15.92725333426421,null,8.6527813038891108E-2,104.35240861211855,9.0293857025473638]
[null,{"$f":"'Input - Inventory'!B110","v":102},{"$f":"'Input - Inventory'!C110","v":"MBF2x80"},{"$f":"'Input - Inventory'!D110","v":"Lamp"},{"$f":"'Input - Inventory'!E110","v":"NonTraffic"},{"$f":"'Input - Inventory'!F110","v":"Minor < 130w"},{"$f":"'Input - Inventory'!G110","v":"2"},null,"Lamp - MBF2x80",null,73.828709919902977,0,0,null,11.315175146560778,0.33333333333333331,0,0,11.315175146560778,1.8504811250925242E-2,0,0,11.315175146560778,0.16666666666666666,11.315175146560778,4.590314436538903E-3,11.315175146560778,4.0032025620496396E-2,169.72762719841162,2.1598272138228944E-2,282.87937866401938,1.2221950623319483E-2,0,0,13578.210175872931,1.1123470522803115E-4,9617.8988745766583,2.4953586329427266E-4,0,0,0,0,17.405422532009485,null,22.630350293121555,0.33333333333333331,43.644761695312482,1.8504811250925242E-2,11.843912316406245,0.16666666666666666,0,1.8504811250925242E-2,10.325073561038263,null,83.489726426913506,0.15843839888888889,1.5133333333333332,83.489726426913506,1.4200000000000001E-2,0,83.489726426913506,0.01,0,20.018340915843982,null,11.315175146560778,0.15843839888888889,11.843912316406245,1.4200000000000001E-2,0,0.01,1.9609417882614069,null,32.816357238281242,0.2397701103185185,7.8683815952746068,null,{"$f":"IF($D113=\"Connection\",VLOOKUP(C113,'Input - General'!$F$62:$N$79,8,FALSE),0)","v":0},null,0.1801212933606588,57.578160392427748,10.371052719211542,null,8.6527813038891108E-2,67.949213111639281,5.879496808263692]
[null,{"$f":"'Input - Inventory'!B111","v":103},{"$f":"'Input - Inventory'!C111","v":"MBF3x160"},{"$f":"'Input - Inventory'!D111","v":"Lamp"},{"$f":"'Input - Inventory'!E111","v":"Traffic"},{"$f":"'Input - Inventory'!F111","v":"Major > 130w"},{"$f":"'Input - Inventory'!G111","v":"3"},null,"Lamp - MBF3x160",null,53.772306389251654,0,0,null,0,0,11.315175146560778,0.33333333333333331,0,0,11.315175146560778,4.9094211792429674E-3,11.315175146560778,0.16666666666666666,11.315175146560778,4.590314436538903E-3,11.315175146560778,4.0032025620496396E-2,169.72762719841162,2.1598272138228944E-2,282.87937866401938,1.2221950623319483E-2,0,0,13578.210175872931,1.1123470522803115E-4,9617.8988745766583,2.4953586329427266E-4,0,0,0,0,17.251588312162589,null,33.945525439682335,0.33333333333333331,43.644761695312482,4.9094211792429674E-3,11.843912316406245,0.16666666666666666,0,4.9094211792429674E-3,13.503431050058463,null,83.489726426913506,0.04,2.2699999999999996,83.489726426913506,1.4200000000000001E-2,0,83.489726426913506,0.01,0,7.5808671595637458,null,11.315175146560778,0.04,11.843912316406245,1.4200000000000001E-2,0,0.01,0.62079056075539985,null,32.816357238281242,9.0799999999999978E-2,2.979725237235936,null,{"$f":"IF($D114=\"Connection\",VLOOKUP(C114,'Input - General'!$F$62:$N$79,8,FALSE),0)","v":0},null,0.1801212933606588,41.936402319776136,7.5536390247310097,null,8.6527813038891108E-2,49.490041344507148,4.2822650447445056]
[null,{"$f":"'Input - Inventory'!B112","v":104},{"$f":"'Input - Inventory'!C112","v":"MBF3x250"},{"$f":"'Input - Inventory'!D112","v":"Lamp"},{"$f":"'Input - Inventory'!E112","v":"Traffic"},{"$f":"'Input - Inventory'!F112","v":"Major > 130w"},{"$f":"'Input - Inventory'!G112","v":"3"},null,"Lamp - MBF3x250",null,150.67873068937763,0,0,null,0,0,11.315175146560778,0.33333333333333331,0,0,11.315175146560778,4.9094211792429674E-3,11.315175146560778,0.16666666666666666,11.315175146560778,4.590314436538903E-3,11.315175146560778,4.0032025620496396E-2,169.72762719841162,2.1598272138228944E-2,282.87937866401938,1.2221950623319483E-2,0,0,13578.210175872931,1.1123470522803115E-4,9617.8988745766583,2.4953586329427266E-4,0,0,0,0,17.251588312162589,null,33.945525439682335,0.33333333333333331,43.644761695312482,4.9094211792429674E-3,11.843912316406245,0.16666666666666666,0,4.9094211792429674E-3,13.503431050058463,null,83.489726426913506,0.3144931830589629,2.2699999999999996,83.489726426913506,1.4200000000000001E-2,0,83.489726426913506,0.01,0,59.603276083959024,null,11.315175146560778,0.3144931830589629,11.843912316406245,1.4200000000000001E-2,0,0.01,3.7267290036045351,null,32.816357238281242,0.71389952554384561,23.427581862486321,null,{"$f":"IF($D115=\"Connection\",VLOOKUP(C115,'Input - General'!$F$62:$N$79,8,FALSE),0)","v":0},null,0.1801212933606588,117.51260631227092,21.166522635148155,null,8.6527813038891108E-2,138.67912894741909,11.99960174195855]
[null,{"$f":"'Input - Inventory'!B113","v":105},{"$f":"'Input - Inventory'!C113","v":"MBF3x400"},{"$f":"'Input - Inventory'!D113","v":"Lamp"},{"$f":"'Input - Inventory'!E113","v":"Traffic"},{"$f":"'Input - Inventory'!F113","v":"Major > 130w"},{"$f":"'Input - Inventory'!G113","v":"3"},null,"Lamp - MBF3x400",null,156.45099322462161,0,0,null,0,0,11.315175146560778,0.33333333333333331,0,0,11.315175146560778,4.9094211792429674E-3,11.315175146560778,0.16666666666666666,11.315175146560778,4.590314436538903E-3,11.315175146560778,4.0032025620496396E-2,169.72762719841162,2.1598272138228944E-2,282.87937866401938,1.2221950623319483E-2,0,0,13578.210175872931,1.1123470522803115E-4,9617.8988745766583,2.4953586329427266E-4,0,0,0,0,17.251588312162589,null,33.945525439682335,0.33333333333333331,43.644761695312482,4.9094211792429674E-3,11.843912316406245,0.16666666666666666,0,4.9094211792429674E-3,13.503431050058463,null,83.489726426913506,0.33084345837037032,2.2699999999999996,83.489726426913506,1.4200000000000001E-2,0,83.489726426913506,0.01,0,62.702007712910884,null,11.315175146560778,0.33084345837037032,11.843912316406245,1.4200000000000001E-2,0,0.01,3.9117352324475987,null,32.816357238281242,0.75101465050074045,24.64556506201523,null,{"$f":"IF($D116=\"Connection\",VLOOKUP(C116,'Input - General'!$F$62:$N$79,8,FALSE),0)","v":0},null,0.1801212933606588,122.01432736959475,21.977378454342237,null,8.6527813038891108E-2,143.991705823937,12.459287400684628]
[null,{"$f":"'Input - Inventory'!B114","v":106},{"$f":"'Input - Inventory'!C114","v":"MBF3x80"},{"$f":"'Input - Inventory'!D114","v":"Lamp"},{"$f":"'Input - Inventory'!E114","v":"NonTraffic"},{"$f":"'Input - Inventory'!F114","v":"Minor < 130w"},{"$f":"'Input - Inventory'!G114","v":"3"},null,"Lamp - MBF3x80",null,95.368332844103108,0,0,null,11.315175146560778,0.33333333333333331,0,0,11.315175146560778,1.8504811250925242E-2,0,0,11.315175146560778,0.16666666666666666,11.315175146560778,4.590314436538903E-3,11.315175146560778,4.0032025620496396E-2,169.72762719841162,2.1598272138228944E-2,282.87937866401938,1.2221950623319483E-2,0,0,13578.210175872931,1.1123470522803115E-4,9617.8988745766583,2.4953586329427266E-4,0,0,0,0,17.405422532009485,null,33.945525439682335,0.33333333333333331,43.644761695312482,1.8504811250925242E-2,11.843912316406245,0.16666666666666666,0,1.8504811250925242E-2,14.096798609891856,null,83.489726426913506,0.22797943919403707,1.5133333333333332,83.489726426913506,1.4200000000000001E-2,0,83.489726426913506,0.01,0,28.80469739403059,null,11.315175146560778,0.22797943919403707,11.843912316406245,1.4200000000000001E-2,0,0.01,2.747810839188201,null,32.816357238281242,0.34500888464697604,11.321934808956131,null,{"$f":"IF($D117=\"Connection\",VLOOKUP(C117,'Input - General'!$F$62:$N$79,8,FALSE),0)","v":0},null,0.1801212933606588,74.376664184076262,13.396820948687205,null,8.6527813038891108E-2,87.773485132763469,7.5948477113396455]
[null,{"$f":"'Input - Inventory'!B115","v":107},{"$f":"'Input - Inventory'!C115","v":"MBF4x1000"},{"$f":"'Input - Inventory'!D115","v":"Lamp"},{"$f":"'Input - Inventory'!E115","v":"Traffic"},{"$f":"'Input - Inventory'!F115","v":"Major > 130w"},{"$f":"'Input - Inventory'!G115","v":"4"},null,"Lamp - MBF4x1000",null,355.74845473932066,0,0,null,0,0,11.315175146560778,0.33333333333333331,0,0,11.315175146560778,4.9094211792429674E-3,11.315175146560778,0.16666666666666666,11.315175146560778,4.590314436538903E-3,11.315175146560778,4.0032025620496396E-2,169.72762719841162,2.1598272138228944E-2,282.87937866401938,1.2221950623319483E-2,0,0,13578.210175872931,1.1123470522803115E-4,9617.8988745766583,2.4953586329427266E-4,0,0,0,0,17.251588312162589,null,452.60700586243109,0.33333333333333331,43.644761695312482,4.9094211792429674E-3,11.843912316406245,0.16666666666666666,0,4.9094211792429674E-3,153.05725785764139,null,83.489726426913506,0.28360703999999992,2.2699999999999996,83.489726426913506,1.4200000000000001E-2,0,83.489726426913506,0.01,0,53.749682393927017,null,113.15175146560777,0.28360703999999992,11.843912316406245,1.4200000000000001E-2,0,0.01,32.258816858869643,null,32.816357238281242,0.64378798079999966,21.126776363644534,null,{"$f":"IF($D118=\"Connection\",VLOOKUP(C118,'Input - General'!$F$62:$N$79,8,FALSE),0)","v":0},null,0.1801212933606588,277.44412178624515,49.973594051450611,null,8.6527813038891108E-2,327.41771583769577,28.330738901624915]
[null,{"$f":"'Input - Inventory'!B116","v":108},{"$f":"'Input - Inventory'!C116","v":"MBF4x80"},{"$f":"'Input - Inventory'!D116","v":"Lamp"},{"$f":"'Input - Inventory'!E116","v":"NonTraffic"},{"$f":"'Input - Inventory'!F116","v":"Minor < 130w"},{"$f":"'Input - Inventory'!G116","v":"4"},null,"Lamp - MBF4x80",null,115.52769926098458,0,0,null,11.315175146560778,0.33333333333333331,0,0,11.315175146560778,1.8504811250925242E-2,0,0,11.315175146560778,0.16666666666666666,11.315175146560778,4.590314436538903E-3,11.315175146560778,4.0032025620496396E-2,169.72762719841162,2.1598272138228944E-2,282.87937866401938,1.2221950623319483E-2,0,0,13578.210175872931,1.1123470522803115E-4,9617.8988745766583,2.4953586329427266E-4,0,0,0,0,17.405422532009485,null,45.260700586243111,0.33333333333333331,43.644761695312482,1.8504811250925242E-2,11.843912316406245,0.16666666666666666,0,1.8504811250925242E-2,17.868523658745445,null,83.489726426913506,0.2917740715353031,1.5133333333333332,83.489726426913506,1.4200000000000001E-2,0,83.489726426913506,0.01,0,36.865007948569705,null,11.315175146560778,0.2917740715353031,11.843912316406245,1.4200000000000001E-2,0,0.01,3.4696582775400771,null,32.816357238281242,0.44155142825675864,14.490109408747102,null,{"$f":"IF($D119=\"Connection\",VLOOKUP(C119,'Input - General'!$F$62:$N$79,8,FALSE),0)","v":0},null,0.1801212933606588,90.098721825611818,16.228698305371417,null,8.6527813038891108E-2,106.32742013098323,9.2002791300013431]
[null,{"$f":"'Input - Inventory'!B117","v":109},{"$f":"'Input - Inventory'!C117","v":"MBF6x125"},{"$f":"'Input - Inventory'!D117","v":"Lamp"},{"$f":"'Input - Inventory'!E117","v":"Traffic"},{"$f":"'Input - Inventory'!F117","v":"Major > 130w"},{"$f":"'Input - Inventory'!G117","v":"6"},null,"Lamp - MBF6x125",null,260.0309430182611,0,0,null,0,0,11.315175146560778,0.33333333333333331,0,0,11.315175146560778,4.9094211792429674E-3,11.315175146560778,0.16666666666666666,11.315175146560778,4.590314436538903E-3,11.315175146560778,4.0032025620496396E-2,169.72762719841162,2.1598272138228944E-2,282.87937866401938,1.2221950623319483E-2,0,0,13578.210175872931,1.1123470522803115E-4,9617.8988745766583,2.4953586329427266E-4,0,0,0,0,17.251588312162589,null,67.89105087936467,0.33333333333333331,43.644761695312482,4.9094211792429674E-3,11.843912316406245,0.16666666666666666,0,4.9094211792429674E-3,24.818606196619243,null,83.489726426913506,0.58314301987824635,2.2699999999999996,83.489726426913506,1.4200000000000001E-2,0,83.489726426913506,0.01,0,110.51824421809565,null,11.315175146560778,0.58314301987824635,11.843912316406245,1.4200000000000001E-2,0,0.01,6.7665489603096995,null,32.816357238281242,1.3237346551236189,43.440149331229691,null,{"$f":"IF($D120=\"Connection\",VLOOKUP(C120,'Input - General'!$F$62:$N$79,8,FALSE),0)","v":0},null,0.1801212933606588,202.79513701841688,36.527722367009261,null,8.6527813038891108E-2,239.32285938542614,20.708083632834978]
[null,{"$f":"'Input - Inventory'!B118","v":110},{"$f":"'Input - Inventory'!C118","v":"MBF6x160"},{"$f":"'Input - Inventory'!D118","v":"Lamp"},{"$f":"'Input - Inventory'!E118","v":"Traffic"},{"$f":"'Input - Inventory'!F118","v":"Major > 130w"},{"$f":"'Input - Inventory'!G118","v":"6"},null,"Lamp - MBF6x160",null,68.281015557705643,0,0,null,0,0,11.315175146560778,0.33333333333333331,0,0,11.315175146560778,4.9094211792429674E-3,11.315175146560778,0.16666666666666666,11.315175146560778,4.590314436538903E-3,11.315175146560778,4.0032025620496396E-2,169.72762719841162,2.1598272138228944E-2,282.87937866401938,1.2221950623319483E-2,0,0,13578.210175872931,1.1123470522803115E-4,9617.8988745766583,2.4953586329427266E-4,0,0,0,0,17.251588312162589,null,67.89105087936467,0.33333333333333331,43.644761695312482,4.9094211792429674E-3,11.843912316406245,0.16666666666666666,0,4.9094211792429674E-3,24.818606196619243,null,83.489726426913506,0.04,2.2699999999999996,83.489726426913506,1.4200000000000001E-2,0,83.489726426913506,0.01,0,7.5808671595637458,null,11.315175146560778,0.04,11.843912316406245,1.4200000000000001E-2,0,0.01,0.62079056075539985,null,32.816357238281242,9.0799999999999978E-2,2.979725237235936,null,{"$f":"IF($D121=\"Connection\",VLOOKUP(C121,'Input - General'!$F$62:$N$79,8,FALSE),0)","v":0},null,0.1801212933606588,53.251577466336911,9.5917430067319192,null,8.6527813038891108E-2,62.843320473068829,5.4376950846368173]
[null,{"$f":"'Input - Inventory'!B119","v":111},{"$f":"'Input - Inventory'!C119","v":"MBF9x160"},{"$f":"'Input - Inventory'!D119","v":"Lamp"},{"$f":"'Input - Inventory'!E119","v":"Traffic"},{"$f":"'Input - Inventory'!F119","v":"Major > 130w"},{"$f":"'Input - Inventory'!G119","v":"9"},null,"Lamp - MBF9x160",null,82.789724726159633,0,0,null,0,0,11.315175146560778,0.33333333333333331,0,0,11.315175146560778,4.9094211792429674E-3,11.315175146560778,0.16666666666666666,11.315175146560778,4.590314436538903E-3,11.315175146560778,4.0032025620496396E-2,169.72762719841162,2.1598272138228944E-2,282.87937866401938,1.2221950623319483E-2,0,0,13578.210175872931,1.1123470522803115E-4,9617.8988745766583,2.4953586329427266E-4,0,0,0,0,17.251588312162589,null,101.836576319047,0.33333333333333331,43.644761695312482,4.9094211792429674E-3,11.843912316406245,0.16666666666666666,0,4.9094211792429674E-3,36.133781343180019,null,83.489726426913506,0.04,2.2699999999999996,83.489726426913506,1.4200000000000001E-2,0,83.489726426913506,0.01,0,7.5808671595637458,null,11.315175146560778,0.04,11.843912316406245,1.4200000000000001E-2,0,0.01,0.62079056075539985,null,32.816357238281242,9.0799999999999978E-2,2.979725237235936,null,{"$f":"IF($D122=\"Connection\",VLOOKUP(C122,'Input - General'!$F$62:$N$79,8,FALSE),0)","v":0},null,0.1801212933606588,64.566752612897687,11.629846988732828,null,8.6527813038891108E-2,76.19659960163051,6.5931251245291298]
[null,{"$f":"'Input - Inventory'!B120","v":112},{"$f":"'Input - Inventory'!C120","v":"MBI1x100"},{"$f":"'Input - Inventory'!D120","v":"Lamp"},{"$f":"'Input - Inventory'!E120","v":"Traffic"},{"$f":"'Input - Inventory'!F120","v":"Minor < 130w"},{"$f":"'Input - Inventory'!G120","v":"1"},null,"Lamp - MBI1x100",null,55.891091103790075,1,55.891091103790075,null,11.315175146560778,0.33333333333333331,0,0,11.315175146560778,1.8504811250925242E-2,0,0,11.315175146560778,0.16666666666666666,11.315175146560778,4.590314436538903E-3,11.315175146560778,4.0032025620496396E-2,169.72762719841162,2.1598272138228944E-2,282.87937866401938,1.2221950623319483E-2,0,0,13578.210175872931,1.1123470522803115E-4,9617.8988745766583,2.4953586329427266E-4,0,0,0,0,17.405422532009485,null,33.945525439682328,0.33333333333333331,43.644761695312482,1.8504811250925242E-2,11.843912316406245,0.16666666666666666,0,0,14.096798609891852,null,83.489726426913506,0.04,2.2699999999999996,83.489726426913506,1.4200000000000001E-2,0,83.489726426913506,0.01,0,7.5808671595637458,null,33.945525439682328,0.04,11.843912316406245,1.4200000000000001E-2,0,0.01,1.5260045724802618,null,32.816357238281242,9.0799999999999978E-2,2.979725237235936,null,{"$f":"IF($D123=\"Connection\",VLOOKUP(C123,'Input - General'!$F$62:$N$79,8,FALSE),0)","v":0},null,0.1801212933606588,43.588818111181283,7.8512742942484808,null,8.6527813038891108E-2,51.440092405429766,4.4509986983603094]
[null,{"$f":"'Input - Inventory'!B121","v":113},{"$f":"'Input - Inventory'!C121","v":"MBI1x100 (P09)"},{"$f":"'Input - Inventory'!D121","v":"Lamp"},{"$f":"'Input - Inventory'!E121","v":"Traffic"},{"$f":"'Input - Inventory'!F121","v":"Minor < 130w"},{"$f":"'Input - Inventory'!G121","v":1},null,"Lamp - MBI1x100 (P09)",null,55.891091103790075,34,1900.2970975288627,null,11.315175146560778,0.33333333333333331,0,0,11.315175146560778,1.8504811250925242E-2,0,0,11.315175146560778,0.16666666666666666,11.315175146560778,4.590314436538903E-3,11.315175146560778,4.0032025620496396E-2,169.72762719841162,2.1598272138228944E-2,282.87937866401938,1.2221950623319483E-2,0,0,13578.210175872931,1.1123470522803115E-4,9617.8988745766583,2.4953586329427266E-4,0,0,0,0,17.405422532009485,null,33.945525439682328,0.33333333333333331,43.644761695312482,1.8504811250925242E-2,11.843912316406245,0.16666666666666666,0,0,14.096798609891852,null,83.489726426913506,0.04,2.2699999999999996,83.489726426913506,1.4200000000000001E-2,0,83.489726426913506,0.01,0,7.5808671595637458,null,33.945525439682328,0.04,11.843912316406245,1.4200000000000001E-2,0,0.01,1.5260045724802618,null,32.816357238281242,9.0799999999999978E-2,2.979725237235936,null,{"$f":"IF($D124=\"Connection\",VLOOKUP(C124,'Input - General'!$F$62:$N$79,8,FALSE),0)","v":0},null,0.1801212933606588,43.588818111181283,7.8512742942484808,null,8.6527813038891108E-2,51.440092405429766,4.4509986983603094]
[null,{"$f":"'Input - Inventory'!B122","v":114},{"$f":"'Input - Inventory'!C122","v":"MBI1x1000"},{"$f":"'Input - Inventory'!D122","v":"Lamp"},{"$f":"'Input - Inventory'!E122","v":"Traffic"},{"$f":"'Input - Inventory'!F122","v":"Major > 130w"},{"$f":"'Input - Inventory'!G122","v":"1"},null,"Lamp - MBI1x1000",null,92.849096416287765,1,92.849096416287765,null,0,0,11.315175146560778,0.33333333333333331,0,0,11.315175146560778,4.9094211792429674E-3,11.315175146560778,0.16666666666666666,11.315175146560778,4.590314436538903E-3,11.315175146560778,4.0032025620496396E-2,169.72762719841162,2.1598272138228944E-2,282.87937866401938,1.2221950623319483E-2,0,0,13578.210175872931,1.1123470522803115E-4,9617.8988745766583,2.4953586329427266E-4,0,0,0,0,17.251588312162589,null,113.15175146560777,0.33333333333333331,43.644761695312482,4.9094211792429674E-3,11.843912316406245,0.16666666666666666,0,4.9094211792429674E-3,39.905506392033615,null,83.489726426913506,0.04,2.2699999999999996,83.489726426913506,1.4200000000000001E-2,0,83.489726426913506,0.01,0,7.5808671595637458,null,113.15175146560777,0.04,11.843912316406245,1.4200000000000001E-2,0,0.01,4.6942536135172803,null,32.816357238281242,9.0799999999999978E-2,2.979725237235936,null,{"$f":"IF($D125=\"Connection\",VLOOKUP(C125,'Input - General'!$F$62:$N$79,8,FALSE),0)","v":0},null,0.1801212933606588,72.411940714513165,13.042932416253459,null,8.6527813038891108E-2,85.454873130766629,7.3942232855211341]
[null,{"$f":"'Input - Inventory'!B123","v":115},{"$f":"'Input - Inventory'!C123","v":"MBI1x1000 (P09)"},{"$f":"'Input - Inventory'!D123","v":"Lamp"},{"$f":"'Input - Inventory'!E123","v":"Traffic"},{"$f":"'Input - Inventory'!F123","v":"Major > 130w"},{"$f":"'Input - Inventory'!G123","v":1},null,"Lamp - MBI1x1000 (P09)",null,92.849096416287765,10,928.49096416287762,null,0,0,11.315175146560778,0.33333333333333331,0,0,11.315175146560778,4.9094211792429674E-3,11.315175146560778,0.16666666666666666,11.315175146560778,4.590314436538903E-3,11.315175146560778,4.0032025620496396E-2,169.72762719841162,2.1598272138228944E-2,282.87937866401938,1.2221950623319483E-2,0,0,13578.210175872931,1.1123470522803115E-4,9617.8988745766583,2.4953586329427266E-4,0,0,0,0,17.251588312162589,null,113.15175146560777,0.33333333333333331,43.644761695312482,4.9094211792429674E-3,11.843912316406245,0.16666666666666666,0,4.9094211792429674E-3,39.905506392033615,null,83.489726426913506,0.04,2.2699999999999996,83.489726426913506,1.4200000000000001E-2,0,83.489726426913506,0.01,0,7.5808671595637458,null,113.15175146560777,0.04,11.843912316406245,1.4200000000000001E-2,0,0.01,4.6942536135172803,null,32.816357238281242,9.0799999999999978E-2,2.979725237235936,null,{"$f":"IF($D126=\"Connection\",VLOOKUP(C126,'Input - General'!$F$62:$N$79,8,FALSE),0)","v":0},null,0.1801212933606588,72.411940714513165,13.042932416253459,null,8.6527813038891108E-2,85.454873130766629,7.3942232855211341]
[null,{"$f":"'Input - Inventory'!B124","v":116},{"$f":"'Input - Inventory'!C124","v":"MBI1x150"},{"$f":"'Input - Inventory'!D124","v":"Lamp"},{"$f":"'Input - Inventory'!E124","v":"Traffic"},{"$f":"'Input - Inventory'!F124","v":"Major > 130w"},{"$f":"'Input - Inventory'!G124","v":"1"},null,"Lamp - MBI1x150",null,92.849096416287765,5,464.24548208143881,null,0,0,11.315175146560778,0.33333333333333331,0,0,11.315175146560778,4.9094211792429674E-3,11.315175146560778,0.16666666666666666,11.315175146560778,4.590314436538903E-3,11.315175146560778,4.0032025620496396E-2,169.72762719841162,2.1598272138228944E-2,282.87937866401938,1.2221950623319483E-2,0,0,13578.210175872931,1.1123470522803115E-4,9617.8988745766583,2.4953586329427266E-4,0,0,0,0,17.251588312162589,null,113.15175146560777,0.33333333333333331,43.644761695312482,4.9094211792429674E-3,11.843912316406245,0.16666666666666666,0,4.9094211792429674E-3,39.905506392033615,null,83.489726426913506,0.04,2.2699999999999996,83.489726426913506,1.4200000000000001E-2,0,83.489726426913506,0.01,0,7.5808671595637458,null,113.15175146560777,0.04,11.843912316406245,1.4200000000000001E-2,0,0.01,4.6942536135172803,null,32.816357238281242,9.0799999999999978E-2,2.979725237235936,null,{"$f":"IF($D127=\"Connection\",VLOOKUP(C127,'Input - General'!$F$62:$N$79,8,FALSE),0)","v":0},null,0.1801212933606588,72.411940714513165,13.042932416253459,null,8.6527813038891108E-2,85.454873130766629,7.3942232855211341]
[null,{"$f":"'Input - Inventory'!B125","v":117},{"$f":"'Input - Inventory'!C125","v":"MBI1x150 (P09)"},{"$f":"'Input - Inventory'!D125","v":"Lamp"},{"$f":"'Input - Inventory'!E125","v":"Traffic"},{"$f":"'Input - Inventory'!F125","v":"Major > 130w"},{"$f":"'Input - Inventory'!G125","v":1},null,"Lamp - MBI1x150 (P09)",null,92.849096416287765,69,6406.5876527238561,null,0,0,11.315175146560778,0.33333333333333331,0,0,11.315175146560778,4.9094211792429674E-3,11.315175146560778,0.16666666666666666,11.315175146560778,4.590314436538903E-3,11.315175146560778,4.0032025620496396E-2,169.72762719841162,2.1598272138228944E-2,282.87937866401938,1.2221950623319483E-2,0,0,13578.210175872931,1.1123470522803115E-4,9617.8988745766583,2.4953586329427266E-4,0,0,0,0,17.251588312162589,null,113.15175146560777,0.33333333333333331,43.644761695312482,4.9094211792429674E-3,11.843912316406245,0.16666666666666666,0,4.9094211792429674E-3,39.905506392033615,null,83.489726426913506,0.04,2.2699999999999996,83.489726426913506,1.4200000000000001E-2,0,83.489726426913506,0.01,0,7.5808671595637458,null,113.15175146560777,0.04,11.843912316406245,1.4200000000000001E-2,0,0.01,4.6942536135172803,null,32.816357238281242,9.0799999999999978E-2,2.979725237235936,null,{"$f":"IF($D128=\"Connection\",VLOOKUP(C128,'Input - General'!$F$62:$N$79,8,FALSE),0)","v":0},null,0.1801212933606588,72.411940714513165,13.042932416253459,null,8.6527813038891108E-2,85.454873130766629,7.3942232855211341]
[null,{"$f":"'Input - Inventory'!B126","v":118},{"$f":"'Input - Inventory'!C126","v":"MBI1x1500"},{"$f":"'Input - Inventory'!D126","v":"Lamp"},{"$f":"'Input - Inventory'!E126","v":"Traffic"},{"$f":"'Input - Inventory'!F126","v":"Major > 130w"},{"$f":"'Input - Inventory'!G126","v":"1"},null,"Lamp - MBI1x1500",null,92.849096416287765,0,0,null,0,0,11.315175146560778,0.33333333333333331,0,0,11.315175146560778,4.9094211792429674E-3,11.315175146560778,0.16666666666666666,11.315175146560778,4.590314436538903E-3,11.315175146560778,4.0032025620496396E-2,169.72762719841162,2.1598272138228944E-2,282.87937866401938,1.2221950623319483E-2,0,0,13578.210175872931,1.1123470522803115E-4,9617.8988745766583,2.4953586329427266E-4,0,0,0,0,17.251588312162589,null,113.15175146560777,0.33333333333333331,43.644761695312482,4.9094211792429674E-3,11.843912316406245,0.16666666666666666,0,4.9094211792429674E-3,39.905506392033615,null,83.489726426913506,0.04,2.2699999999999996,83.489726426913506,1.4200000000000001E-2,0,83.489726426913506,0.01,0,7.5808671595637458,null,113.15175146560777,0.04,11.843912316406245,1.4200000000000001E-2,0,0.01,4.6942536135172803,null,32.816357238281242,9.0799999999999978E-2,2.979725237235936,null,{"$f":"IF($D129=\"Connection\",VLOOKUP(C129,'Input - General'!$F$62:$N$79,8,FALSE),0)","v":0},null,0.1801212933606588,72.411940714513165,13.042932416253459,null,8.6527813038891108E-2,85.454873130766629,7.3942232855211341]
[null,{"$f":"'Input - Inventory'!B127","v":119},{"$f":"'Input - Inventory'!C127","v":"MBI1x250"},{"$f":"'Input - Inventory'!D127","v":"Lamp"},{"$f":"'Input - Inventory'!E127","v":"Traffic"},{"$f":"'Input - Inventory'!F127","v":"Major > 130w"},{"$f":"'Input - Inventory'!G127","v":"1"},null,"Lamp - MBI1x250",null,54.933003122727975,2,109.86600624545595,null,0,0,11.315175146560778,0.33333333333333331,0,0,11.315175146560778,4.9094211792429674E-3,11.315175146560778,0.16666666666666666,11.315175146560778,4.590314436538903E-3,11.315175146560778,4.0032025620496396E-2,169.72762719841162,2.1598272138228944E-2,282.87937866401938,1.2221950623319483E-2,0,0,13578.210175872931,1.1123470522803115E-4,9617.8988745766583,2.4953586329427266E-4,0,0,0,0,17.251588312162589,null,33.945525439682328,0.33333333333333331,43.644761695312482,4.9094211792429674E-3,11.843912316406245,0.16666666666666666,0,4.9094211792429674E-3,13.503431050058463,null,83.489726426913506,0.04,2.2699999999999996,83.489726426913506,1.4200000000000001E-2,0,83.489726426913506,0.01,0,7.5808671595637458,null,33.945525439682328,0.04,11.843912316406245,1.4200000000000001E-2,0,0.01,1.5260045724802618,null,32.816357238281242,9.0799999999999978E-2,2.979725237235936,null,{"$f":"IF($D130=\"Connection\",VLOOKUP(C130,'Input - General'!$F$62:$N$79,8,FALSE),0)","v":0},null,0.1801212933606588,42.841616331500994,7.7166873432910812,null,8.6527813038891108E-2,50.558303674792086,4.3746994479358907]
[null,{"$f":"'Input - Inventory'!B128","v":120},{"$f":"'Input - Inventory'!C128","v":"MBI1x250 (P09)"},{"$f":"'Input - Inventory'!D128","v":"Lamp"},{"$f":"'Input - Inventory'!E128","v":"Traffic"},{"$f":"'Input - Inventory'!F128","v":"Major > 130w"},{"$f":"'Input - Inventory'!G128","v":1},null,"Lamp - MBI1x250 (P09)",null,54.933003122727975,61,3350.9131904864066,null,0,0,11.315175146560778,0.33333333333333331,0,0,11.315175146560778,4.9094211792429674E-3,11.315175146560778,0.16666666666666666,11.315175146560778,4.590314436538903E-3,11.315175146560778,4.0032025620496396E-2,169.72762719841162,2.1598272138228944E-2,282.87937866401938,1.2221950623319483E-2,0,0,13578.210175872931,1.1123470522803115E-4,9617.8988745766583,2.4953586329427266E-4,0,0,0,0,17.251588312162589,null,33.945525439682328,0.33333333333333331,43.644761695312482,4.9094211792429674E-3,11.843912316406245,0.16666666666666666,0,4.9094211792429674E-3,13.503431050058463,null,83.489726426913506,0.04,2.2699999999999996,83.489726426913506,1.4200000000000001E-2,0,83.489726426913506,0.01,0,7.5808671595637458,null,33.945525439682328,0.04,11.843912316406245,1.4200000000000001E-2,0,0.01,1.5260045724802618,null,32.816357238281242,9.0799999999999978E-2,2.979725237235936,null,{"$f":"IF($D131=\"Connection\",VLOOKUP(C131,'Input - General'!$F$62:$N$79,8,FALSE),0)","v":0},null,0.1801212933606588,42.841616331500994,7.7166873432910812,null,8.6527813038891108E-2,50.558303674792086,4.3746994479358907]
[null,{"$f":"'Input - Inventory'!B129","v":121},{"$f":"'Input - Inventory'!C129","v":"MBI1x3745"},{"$f":"'Input - Inventory'!D129","v":"Lamp"},{"$f":"'Input - Inventory'!E129","v":"Traffic"},{"$f":"'Input - Inventory'!F129","v":"Major > 130w"},{"$f":"'Input - Inventory'!G129","v":"1"},null,"Lamp - MBI1x3745",null,38.683248854059492,0,0,null,0,0,11.315175146560778,0.33333333333333331,0,0,11.315175146560778,4.9094211792429674E-3,11.315175146560778,0.16666666666666666,11.315175146560778,4.590314436538903E-3,11.315175146560778,4.0032025620496396E-2,169.72762719841162,2.1598272138228944E-2,282.87937866401938,1.2221950623319483E-2,0,0,13578.210175872931,1.1123470522803115E-4,9617.8988745766583,2.4953586329427266E-4,0,0,0,0,17.251588312162589,null,0,0.33333333333333331,43.644761695312482,4.9094211792429674E-3,11.843912316406245,0.16666666666666666,0,4.9094211792429674E-3,2.1882559034976867,null,83.489726426913506,0.04,2.2699999999999996,83.489726426913506,1.4200000000000001E-2,0,83.489726426913506,0.01,0,7.5808671595637458,null,0,0.04,11.843912316406245,1.4200000000000001E-2,0,0.01,0.16818355489296868,null,32.816357238281242,9.0799999999999978E-2,2.979725237235936,null,{"$f":"IF($D132=\"Connection\",VLOOKUP(C132,'Input - General'!$F$62:$N$79,8,FALSE),0)","v":0},null,0.1801212933606588,30.168620167352927,5.434010883450064,null,8.6527813038891108E-2,35.602631050802991,3.0806178032565006]
[null,{"$f":"'Input - Inventory'!B130","v":122},{"$f":"'Input - Inventory'!C130","v":"MBI1x400"},{"$f":"'Input - Inventory'!D130","v":"Lamp"},{"$f":"'Input - Inventory'!E130","v":"Traffic"},{"$f":"'Input - Inventory'!F130","v":"Major > 130w"},{"$f":"'Input - Inventory'!G130","v":"1"},null,"Lamp - MBI1x400",null,54.933003122727975,13,714.12904059546372,null,0,0,11.315175146560778,0.33333333333333331,0,0,11.315175146560778,4.9094211792429674E-3,11.315175146560778,0.16666666666666666,11.315175146560778,4.590314436538903E-3,11.315175146560778,4.0032025620496396E-2,169.72762719841162,2.1598272138228944E-2,282.87937866401938,1.2221950623319483E-2,0,0,13578.210175872931,1.1123470522803115E-4,9617.8988745766583,2.4953586329427266E-4,0,0,0,0,17.251588312162589,null,33.945525439682328,0.33333333333333331,43.644761695312482,4.9094211792429674E-3,11.843912316406245,0.16666666666666666,0,4.9094211792429674E-3,13.503431050058463,null,83.489726426913506,0.04,2.2699999999999996,83.489726426913506,1.4200000000000001E-2,0,83.489726426913506,0.01,0,7.5808671595637458,null,33.945525439682328,0.04,11.843912316406245,1.4200000000000001E-2,0,0.01,1.5260045724802618,null,32.816357238281242,9.0799999999999978E-2,2.979725237235936,null,{"$f":"IF($D133=\"Connection\",VLOOKUP(C133,'Input - General'!$F$62:$N$79,8,FALSE),0)","v":0},null,0.1801212933606588,42.841616331500994,7.7166873432910812,null,8.6527813038891108E-2,50.558303674792086,4.3746994479358907]
[null,{"$f":"'Input - Inventory'!B131","v":123},{"$f":"'Input - Inventory'!C131","v":"MBI1x400 (P09)"},{"$f":"'Input - Inventory'!D131","v":"Lamp"},{"$f":"'Input - Inventory'!E131","v":"Traffic"},{"$f":"'Input - Inventory'!F131","v":"Major > 130w"},{"$f":"'Input - Inventory'!G131","v":1},null,"Lamp - MBI1x400 (P09)",null,54.933003122727975,109,5987.6973403773491,null,0,0,11.315175146560778,0.33333333333333331,0,0,11.315175146560778,4.9094211792429674E-3,11.315175146560778,0.16666666666666666,11.315175146560778,4.590314436538903E-3,11.315175146560778,4.0032025620496396E-2,169.72762719841162,2.1598272138228944E-2,282.87937866401938,1.2221950623319483E-2,0,0,13578.210175872931,1.1123470522803115E-4,9617.8988745766583,2.4953586329427266E-4,0,0,0,0,17.251588312162589,null,33.945525439682328,0.33333333333333331,43.644761695312482,4.9094211792429674E-3,11.843912316406245,0.16666666666666666,0,4.9094211792429674E-3,13.503431050058463,null,83.489726426913506,0.04,2.2699999999999996,83.489726426913506,1.4200000000000001E-2,0,83.489726426913506,0.01,0,7.5808671595637458,null,33.945525439682328,0.04,11.843912316406245,1.4200000000000001E-2,0,0.01,1.5260045724802618,null,32.816357238281242,9.0799999999999978E-2,2.979725237235936,null,{"$f":"IF($D134=\"Connection\",VLOOKUP(C134,'Input - General'!$F$62:$N$79,8,FALSE),0)","v":0},null,0.1801212933606588,42.841616331500994,7.7166873432910812,null,8.6527813038891108E-2,50.558303674792086,4.3746994479358907]
[null,{"$f":"'Input - Inventory'!B132","v":124},{"$f":"'Input - Inventory'!C132","v":"MBI1x500"},{"$f":"'Input - Inventory'!D132","v":"Lamp"},{"$f":"'Input - Inventory'!E132","v":"Traffic"},{"$f":"'Input - Inventory'!F132","v":"Major > 130w"},{"$f":"'Input - Inventory'!G132","v":"1"},null,"Lamp - MBI1x500",null,92.849096416287765,0,0,null,0,0,11.315175146560778,0.33333333333333331,0,0,11.315175146560778,4.9094211792429674E-3,11.315175146560778,0.16666666666666666,11.315175146560778,4.590314436538903E-3,11.315175146560778,4.0032025620496396E-2,169.72762719841162,2.1598272138228944E-2,282.87937866401938,1.2221950623319483E-2,0,0,13578.210175872931,1.1123470522803115E-4,9617.8988745766583,2.4953586329427266E-4,0,0,0,0,17.251588312162589,null,113.15175146560777,0.33333333333333331,43.644761695312482,4.9094211792429674E-3,11.843912316406245,0.16666666666666666,0,4.9094211792429674E-3,39.905506392033615,null,83.489726426913506,0.04,2.2699999999999996,83.489726426913506,1.4200000000000001E-2,0,83.489726426913506,0.01,0,7.5808671595637458,null,113.15175146560777,0.04,11.843912316406245,1.4200000000000001E-2,0,0.01,4.6942536135172803,null,32.816357238281242,9.0799999999999978E-2,2.979725237235936,null,{"$f":"IF($D135=\"Connection\",VLOOKUP(C135,'Input - General'!$F$62:$N$79,8,FALSE),0)","v":0},null,0.1801212933606588,72.411940714513165,13.042932416253459,null,8.6527813038891108E-2,85.454873130766629,7.3942232855211341]
[null,{"$f":"'Input - Inventory'!B133","v":125},{"$f":"'Input - Inventory'!C133","v":"MBI1x70"},{"$f":"'Input - Inventory'!D133","v":"Lamp"},{"$f":"'Input - Inventory'!E133","v":"NonTraffic"},{"$f":"'Input - Inventory'!F133","v":"Minor < 130w"},{"$f":"'Input - Inventory'!G133","v":"1"},null,"Lamp - MBI1x70",null,51.377372086418838,0,0,null,11.315175146560778,0.33333333333333331,0,0,11.315175146560778,1.8504811250925242E-2,0,0,11.315175146560778,0.16666666666666666,11.315175146560778,4.590314436538903E-3,11.315175146560778,4.0032025620496396E-2,169.72762719841162,2.1598272138228944E-2,282.87937866401938,1.2221950623319483E-2,0,0,13578.210175872931,1.1123470522803115E-4,9617.8988745766583,2.4953586329427266E-4,0,0,0,0,17.405422532009485,null,33.945525439682328,0.33333333333333331,43.644761695312482,1.8504811250925242E-2,11.843912316406245,0.16666666666666666,0,1.8504811250925242E-2,14.096798609891852,null,83.489726426913506,0.04,1.5133333333333332,83.489726426913506,1.4200000000000001E-2,0,83.489726426913506,0.01,0,5.0539114397091645,null,33.945525439682328,0.04,11.843912316406245,1.4200000000000001E-2,0,0.01,1.5260045724802618,null,32.816357238281242,6.0533333333333328E-2,1.9864834914906244,null,{"$f":"IF($D136=\"Connection\",VLOOKUP(C136,'Input - General'!$F$62:$N$79,8,FALSE),0)","v":0},null,0.1801212933606588,40.06862064558139,7.2172117738597148,null,8.6527813038891108E-2,47.2858324194411,4.0915396669777353]
[null,{"$f":"'Input - Inventory'!B134","v":126},{"$f":"'Input - Inventory'!C134","v":"MBI1x70 (P09)"},{"$f":"'Input - Inventory'!D134","v":"Lamp"},{"$f":"'Input - Inventory'!E134","v":"NonTraffic"},{"$f":"'Input - Inventory'!F134","v":"Minor < 130w"},{"$f":"'Input - Inventory'!G134","v":1},null,"Lamp - MBI1x70 (P09)",null,51.377372086418838,183,9402.0590918146481,null,11.315175146560778,0.33333333333333331,0,0,11.315175146560778,1.8504811250925242E-2,0,0,11.315175146560778,0.16666666666666666,11.315175146560778,4.590314436538903E-3,11.315175146560778,4.0032025620496396E-2,169.72762719841162,2.1598272138228944E-2,282.87937866401938,1.2221950623319483E-2,0,0,13578.210175872931,1.1123470522803115E-4,9617.8988745766583,2.4953586329427266E-4,0,0,0,0,17.405422532009485,null,33.945525439682328,0.33333333333333331,43.644761695312482,1.8504811250925242E-2,11.843912316406245,0.16666666666666666,0,1.8504811250925242E-2,14.096798609891852,null,83.489726426913506,0.04,1.5133333333333332,83.489726426913506,1.4200000000000001E-2,0,83.489726426913506,0.01,0,5.0539114397091645,null,33.945525439682328,0.04,11.843912316406245,1.4200000000000001E-2,0,0.01,1.5260045724802618,null,32.816357238281242,6.0533333333333328E-2,1.9864834914906244,null,{"$f":"IF($D137=\"Connection\",VLOOKUP(C137,'Input - General'!$F$62:$N$79,8,FALSE),0)","v":0},null,0.1801212933606588,40.06862064558139,7.2172117738597148,null,8.6527813038891108E-2,47.2858324194411,4.0915396669777353]
[null,{"$f":"'Input - Inventory'!B135","v":127},{"$f":"'Input - Inventory'!C135","v":"MBI1x70 II"},{"$f":"'Input - Inventory'!D135","v":"Lamp"},{"$f":"'Input - Inventory'!E135","v":"Traffic"},{"$f":"'Input - Inventory'!F135","v":"Minor < 130w"},{"$f":"'Input - Inventory'!G135","v":1},null,"Lamp - MBI1x70 II",null,55.891091103790075,79,4415.3961971994158,null,11.315175146560778,0.33333333333333331,0,0,11.315175146560778,1.8504811250925242E-2,0,0,11.315175146560778,0.16666666666666666,11.315175146560778,4.590314436538903E-3,11.315175146560778,4.0032025620496396E-2,169.72762719841162,2.1598272138228944E-2,282.87937866401938,1.2221950623319483E-2,0,0,13578.210175872931,1.1123470522803115E-4,9617.8988745766583,2.4953586329427266E-4,0,0,0,0,17.405422532009485,null,33.945525439682328,0.33333333333333331,43.644761695312482,1.8504811250925242E-2,11.843912316406245,0.16666666666666666,0,0,14.096798609891852,null,83.489726426913506,0.04,2.2699999999999996,83.489726426913506,1.4200000000000001E-2,0,83.489726426913506,0.01,0,7.5808671595637458,null,33.945525439682328,0.04,11.843912316406245,1.4200000000000001E-2,0,0.01,1.5260045724802618,null,32.816357238281242,9.0799999999999978E-2,2.979725237235936,null,{"$f":"IF($D138=\"Connection\",VLOOKUP(C138,'Input - General'!$F$62:$N$79,8,FALSE),0)","v":0},null,0.1801212933606588,43.588818111181283,7.8512742942484808,null,8.6527813038891108E-2,51.440092405429766,4.4509986983603094]
[null,{"$f":"'Input - Inventory'!B136","v":128},{"$f":"'Input - Inventory'!C136","v":"MBI2x400"},{"$f":"'Input - Inventory'!D136","v":"Lamp"},{"$f":"'Input - Inventory'!E136","v":"Traffic"},{"$f":"'Input - Inventory'!F136","v":"Major > 130w"},{"$f":"'Input - Inventory'!G136","v":"2"},null,"Lamp - MBI2x400",null,69.441712291181958,0,0,null,0,0,11.315175146560778,0.33333333333333331,0,0,11.315175146560778,4.9094211792429674E-3,11.315175146560778,0.16666666666666666,11.315175146560778,4.590314436538903E-3,11.315175146560778,4.0032025620496396E-2,169.72762719841162,2.1598272138228944E-2,282.87937866401938,1.2221950623319483E-2,0,0,13578.210175872931,1.1123470522803115E-4,9617.8988745766583,2.4953586329427266E-4,0,0,0,0,17.251588312162589,null,67.891050879364656,0.33333333333333331,43.644761695312482,4.9094211792429674E-3,11.843912316406245,0.16666666666666666,0,4.9094211792429674E-3,24.818606196619239,null,83.489726426913506,0.04,2.2699999999999996,83.489726426913506,1.4200000000000001E-2,0,83.489726426913506,0.01,0,7.5808671595637458,null,33.945525439682328,0.04,11.843912316406245,1.4200000000000001E-2,0,0.01,1.5260045724802618,null,32.816357238281242,9.0799999999999978E-2,2.979725237235936,null,{"$f":"IF($D139=\"Connection\",VLOOKUP(C139,'Input - General'!$F$62:$N$79,8,FALSE),0)","v":0},null,0.1801212933606588,54.15679147806177,9.7547913252919898,null,8.6527813038891108E-2,63.911582803353753,5.5301294878282015]
[null,{"$f":"'Input - Inventory'!B137","v":129},{"$f":"'Input - Inventory'!C137","v":"MBI4x150"},{"$f":"'Input - Inventory'!D137","v":"Lamp"},{"$f":"'Input - Inventory'!E137","v":"Traffic"},{"$f":"'Input - Inventory'!F137","v":"Major > 130w"},{"$f":"'Input - Inventory'!G137","v":"4"},null,"Lamp - MBI4x150",null,237.93618810082776,5,{"$f":"L140*K140","v":1189.6809405041388},null,0,{"$f":"IF(AND($D140=\"Lamp\",CycleBulkTask1<>0, OR($F140=O$9,O$9=\"All\")),1/CycleBulkTask1,0)","v":0},11.315175146560778,{"$f":"IF(AND($D140=\"Lamp\",CycleBulkTask2<>0, OR($F140=Q$9,Q$9=\"All\")),1/CycleBulkTask2,0)","v":0.33333333333333331},0,{"$f":"IF(AND($D140=\"Lamp\",CycleBulkTask3<>0, OR($F140=S$9,S$9=\"All\")),1/CycleBulkTask3,0)","v":0},11.315175146560778,{"$f":"IF(AND($D140=\"Lamp\",CycleBulkTask4<>0, OR($F140=U$9,U$9=\"All\")),1/CycleBulkTask4,0)","v":4.9094211792429674E-3},11.315175146560778,{"$f":"IF(AND($D140=\"Lamp\",CycleBulkTask5<>0, OR($F140=W$9,W$9=\"All\")),1/CycleBulkTask5,0)","v":0.16666666666666666},11.315175146560778,{"$f":"IF(AND($D140=\"Lamp\",CycleBulkTask6<>0, OR($F140=Y$9,Y$9=\"All\")),1/CycleBulkTask6,0)","v":4.590314436538903E-3},11.315175146560778,{"$f":"IF(AND($D140=\"Lamp\",CycleBulkTask7<>0, OR($F140=AA$9,AA$9=\"All\")),1/CycleBulkTask7,0)","v":4.0032025620496396E-2},169.72762719841162,{"$f":"IF(AND($D140=\"Lamp\",CycleBulkTask8<>0, OR($F140=AC$9,AC$9=\"All\")),1/CycleBulkTask8,0)","v":2.1598272138228944E-2},282.87937866401938,{"$f":"IF(AND($D140=\"Lamp\",CycleBulkTask9<>0, OR($F140=AE$9,AE$9=\"All\")),1/CycleBulkTask9,0)","v":1.2221950623319483E-2},0,{"$f":"IF(AND($D140=\"Lamp\",CycleBulkTask10<>0, OR($F140=AG$9,AG$9=\"All\")),1/CycleBulkTask10,0)","v":0},13578.210175872931,{"$f":"IF(AND($D140=\"Lamp\",CycleBulkTask11<>0, OR($F140=AI$9,AI$9=\"All\")),1/CycleBulkTask11,0)","v":1.1123470522803115E-4},9617.8988745766583,{"$f":"IF(AND($D140=\"Lamp\",CycleBulkTask12<>0, OR($F140=AK$9,AK$9=\"All\")),1/CycleBulkTask12,0)","v":2.4953586329427266E-4},0,{"$f":"IF(AND($D140=\"Lamp\",CycleBulkTask13<>0, OR($F140=AM$9,AM$9=\"All\")),1/CycleBulkTask13,0)","v":0},0,{"$f":"IF(AND($D140=\"Lamp\",CycleBulkTask14<>0, OR($F140=AO$9,AO$9=\"All\")),1/CycleBulkTask14,0)","v":0},{"$f":"O140*P140+Q140*R140+S140*T140+U140*V140+W140*X140+Y140*Z140+AA140*AB140+AC140*AD140+AE140*AF140+AG140*AH140+AI140*AJ140+AK140*AL140+AM140*AN140+AO140*AP140","v":17.251588312162589},null,452.60700586243109,{"$f":"MAX(P140,R140)","v":0.33333333333333331},43.644761695312482,{"$f":"MAX(T140,V140)","v":4.9094211792429674E-3},11.843912316406245,{"$f":"X140","v":0.16666666666666666},0,{"$f":"INDIRECT($E140)*$V140 +(1-INDIRECT($E140))*$T140","v":4.9094211792429674E-3},{"$f":"AS140*AT140+AU140*AV140+AW140*AX140+AY140*AZ140","v":153.05725785764139},null,{"$f":"IF($D140=$AS$9,(INDIRECT(\"PriceLabour\" & \"FY18\")*ProportionStandardHours + INDIRECT(\"PriceLabourOvertime\" & \"FY18\")*ProportionOvertimeHours)*(1+RateOnCostAnnual),0)","v":83.489726426913506},{"$f":"BO140","v":0.04},{"$f":"IF($D140=\"Lamp\",(NumberOfCrew+INDIRECT($E140)*TrafficController)*(TimeToReplaceLamp),0)","v":2.2699999999999996},{"$f":"IF($D140=$AS$9,(INDIRECT(\"PriceLabour\" & \"FY18\")*ProportionStandardHours + INDIRECT(\"PriceLabourOvertime\" & \"FY18\")*ProportionOvertimeHours)*(1+RateOnCostAnnual),0)","v":83.489726426913506},{"$f":"BQ140","v":1.4200000000000001E-2},{"$f":"IF($D140=\"Lamp\",(NumberOfCrew+INDIRECT($E140)*TrafficController)*(TimeForPECellReplace),0)","v":0},{"$f":"IF($D140=$AS$9,(INDIRECT(\"PriceLabour\" & \"FY18\")*ProportionStandardHours + INDIRECT(\"PriceLabourOvertime\" & \"FY18\")*ProportionOvertimeHours)*(1+RateOnCostAnnual),0)","v":83.489726426913506},{"$f":"BS140","v":0.01},{"$f":"IF($D140=\"Lamp\",(NumberOfCrew+INDIRECT($E140)*TrafficController)*(TimeForOtherSpot),0)","v":0},{"$f":"BC140*BD140*BE140+BF140*BG140*BH140+BI140*BJ140*BK140","v":7.5808671595637458},null,113.15175146560777,{"$f":"IF($D140=\"Lamp\",INDIRECT(BO$10 & $B140),0)","v":0.04},11.843912316406245,{"$f":"IF($D140=\"Lamp\",INDIRECT(\"FailurePECell\" & \"Annual\"),0)","v":1.4200000000000001E-2},0,{"$f":"IF($D140=\"Lamp\",INDIRECT(\"FailureMisc\" & \"Annual\"),0)","v":0.01},{"$f":"BN140*BO140+BP140*BQ140+BR140*BS140","v":4.6942536135172803},null,32.816357238281242,{"$f":"BD140*BE140+BG140*BH140+BJ140*BK140","v":9.0799999999999978E-2},{"$f":"BV140*BW140","v":2.979725237235936},null,{"$f":"IF($D140=\"Connection\",VLOOKUP(C140,'Input - General'!$F$62:$N$79,8,FALSE),0)","v":0},null,{"$f":"RateOverhead","v":0.1801212933606588},{"$f":"BX140+BL140+BT140+BA140+AQ140+BZ140","v":185.56369218012094},{"$f":"CC140*CB140","v":33.42397223626255},null,{"$f":"CorporateOverheads","v":8.6527813038891108E-2},218.9876644163835,{"$f":"CG140*CF140","v":18.948523684444257}]
[null,{"$f":"'Input - Inventory'!B138","v":130},{"$f":"'Input - Inventory'!C138","v":"SON1x100"},{"$f":"'Input - Inventory'!D138","v":"Lamp"},{"$f":"'Input - Inventory'!E138","v":"Traffic"},{"$f":"'Input - Inventory'!F138","v":"Minor < 130w"},{"$f":"'Input - Inventory'!G138","v":"1"},null,{"$f":"CONCATENATE(D141,\" - \",C141)","v":"Lamp - SON1x100"},null,{"$f":"AQ141+BA141+BL141+BT141+BX141+BZ141+CD141+CH141","v":91.957088183284583},{"$f":"INDIRECT(L$10&$B141&\"FY18\")","v":63},5793.2965555469291,null,{"$f":"IF(AND($D141=\"Lamp\", OR($F141=O$9, O$9=\"All\")),INDIRECT(\"PriceBulkTask1\" & \"FY18\"),0)","v":11.315175146560778},0.33333333333333331,{"$f":"IF(AND($D141=\"Lamp\", OR($F141=Q$9, Q$9=\"All\")),INDIRECT(\"PriceBulkTask2\" & \"FY18\"),0)","v":0},0,{"$f":"IF(AND($D141=\"Lamp\", OR($F141=S$9, S$9=\"All\")),INDIRECT(\"PriceBulkTask3\" & \"FY18\"),0)","v":11.315175146560778},1.8504811250925242E-2,{"$f":"IF(AND($D141=\"Lamp\", OR($F141=U$9, U$9=\"All\")),INDIRECT(\"PriceBulkTask4\" & \"FY18\"),0)","v":0},0,{"$f":"IF(AND($D141=\"Lamp\", OR($F141=W$9, W$9=\"All\")),INDIRECT(\"PriceBulkTask5\" & \"FY18\"),0)","v":11.315175146560778},0.16666666666666666,{"$f":"IF(AND($D141=\"Lamp\", OR($F141=Y$9, Y$9=\"All\")),INDIRECT(\"PriceBulkTask6\" & \"FY18\"),0)","v":11.315175146560778},4.590314436538903E-3,{"$f":"IF(AND($D141=\"Lamp\", OR($F141=AA$9, AA$9=\"All\")),INDIRECT(\"PriceBulkTask7\" & \"FY18\"),0)","v":11.315175146560778},4.0032025620496396E-2,{"$f":"IF(AND($D141=\"Lamp\", OR($F141=AC$9, AC$9=\"All\")),INDIRECT(\"PriceBulkTask8\" & \"FY18\"),0)","v":169.72762719841162},2.1598272138228944E-2,{"$f":"IF(AND($D141=\"Lamp\", OR($F141=AE$9, AE$9=\"All\")),INDIRECT(\"PriceBulkTask9\" & \"FY18\"),0)","v":282.87937866401938},1.2221950623319483E-2,{"$f":"IF(AND($D141=\"Lamp\", OR($F141=AG$9, AG$9=\"All\")),INDIRECT(\"PriceBulkTask10\" & \"FY18\"),0)","v":0},0,{"$f":"IF(AND($D141=\"Lamp\", OR($F141=AI$9, AI$9=\"All\")),INDIRECT(\"PriceBulkTask11\" & \"FY18\"),0)","v":13578.210175872931},1.1123470522803115E-4,{"$f":"IF(AND($D141=\"Lamp\", OR($F141=AK$9, AK$9=\"All\")),INDIRECT(\"PriceBulkTask12\" & \"FY18\"),0)","v":9617.8988745766583},2.4953586329427266E-4,{"$f":"IF(AND($D141=\"Lamp\", OR($F141=AM$9, AM$9=\"All\")),INDIRECT(\"PriceBulkTask13\" & \"FY18\"),0)","v":0},0,{"$f":"IF(AND($D141=\"Lamp\", OR($F141=AO$9, AO$9=\"All\")),INDIRECT(\"PriceBulkTask14\" & \"FY18\"),0)","v":0},0,17.405422532009485,null,{"$f":"IF($D141=\"Lamp\",$G141*INDIRECT(\"Price\" & $B141 & \"FY18\"),0)","v":33.945525439682328},0.33333333333333331,{"$f":"IF($D141=\"Lamp\",INDIRECT(\"PriceVisor\" & \"FY18\"),0)","v":43.644761695312482},1.8504811250925242E-2,{"$f":"IF($D141=\"Lamp\",INDIRECT(\"PricePECell\" & \"FY18\"),0)","v":11.843912316406245},0.16666666666666666,{"$f":"IF($D141=\"Lamp\",INDIRECT(\"PriceMisc\" & \"FY18\"),0)","v":0},0,14.096798609891852,null,83.489726426913506,0.13439999999999999,2.2699999999999996,83.489726426913506,1.4200000000000001E-2,0,83.489726426913506,0.01,0,25.471713656134185,null,{"$f":"IF($D141=\"Lamp\",INDIRECT(\"Price\" & $B141 & \"FY18\"),0)","v":33.945525439682328},0.13439999999999999,{"$f":"IF($D141=\"Lamp\",INDIRECT(\"pRICEpecELL\" & \"FY18\"),0)","v":11.843912316406245},1.4200000000000001E-2,{"$f":"IF($D141=\"Lamp\",INDIRECT(\"PriceMisc\" & \"FY18\"),0)","v":0},0.01,4.7304621739862736,null,{"$f":"IF(AND($D141=\"Lamp\"),INDIRECT(\"PriceEWP\"&\"FY18\"),0)","v":32.816357238281242},0.30508799999999991,10.011876797112745,null,{"$f":"IF($D141=\"Connection\",VLOOKUP(C141,'Input - General'!$F$62:$N$79,8,FALSE),0)","v":0},null,0.1801212933606588,71.716273769134546,12.917627986303604,null,8.6527813038891108E-2,{"$f":"AQ141+BA141+BL141+BT141+BX141+BZ141+CD141","v":84.633901755438146},7.32318642784643]
[null,{"$f":"'Input - Inventory'!B139","v":131},{"$f":"'Input - Inventory'!C139","v":"SON1x100 (P09)"},{"$f":"'Input - Inventory'!D139","v":"Lamp"},{"$f":"'Input - Inventory'!E139","v":"Traffic"},{"$f":"'Input - Inventory'!F139","v":"Minor < 130w"},{"$f":"'Input - Inventory'!G139","v":1},null,"Lamp - SON1x100 (P09)",null,91.957088183284583,1383,127176.65295748258,null,11.315175146560778,0.33333333333333331,0,0,11.315175146560778,1.8504811250925242E-2,0,0,11.315175146560778,0.16666666666666666,11.315175146560778,4.590314436538903E-3,11.315175146560778,4.0032025620496396E-2,169.72762719841162,2.1598272138228944E-2,282.87937866401938,1.2221950623319483E-2,0,0,13578.210175872931,1.1123470522803115E-4,9617.8988745766583,2.4953586329427266E-4,0,0,0,0,17.405422532009485,null,33.945525439682328,0.33333333333333331,43.644761695312482,1.8504811250925242E-2,11.843912316406245,0.16666666666666666,0,0,14.096798609891852,null,83.489726426913506,0.13439999999999999,2.2699999999999996,83.489726426913506,1.4200000000000001E-2,0,83.489726426913506,0.01,0,25.471713656134185,null,33.945525439682328,0.13439999999999999,11.843912316406245,1.4200000000000001E-2,0,0.01,4.7304621739862736,null,32.816357238281242,0.30508799999999991,10.011876797112745,null,{"$f":"IF($D142=\"Connection\",VLOOKUP(C142,'Input - General'!$F$62:$N$79,8,FALSE),0)","v":0},null,0.1801212933606588,71.716273769134546,12.917627986303604,null,8.6527813038891108E-2,84.633901755438146,7.32318642784643]
[null,{"$f":"'Input - Inventory'!B140","v":132},{"$f":"'Input - Inventory'!C140","v":"SON1x1000"},{"$f":"'Input - Inventory'!D140","v":"Lamp"},{"$f":"'Input - Inventory'!E140","v":"Traffic"},{"$f":"'Input - Inventory'!F140","v":"Major > 130w"},{"$f":"'Input - Inventory'!G140","v":"1"},null,"Lamp - SON1x1000",null,97.68525659616158,0,0,null,0,0,11.315175146560778,0.33333333333333331,0,0,11.315175146560778,4.9094211792429674E-3,11.315175146560778,0.16666666666666666,11.315175146560778,4.590314436538903E-3,11.315175146560778,4.0032025620496396E-2,169.72762719841162,2.1598272138228944E-2,282.87937866401938,1.2221950623319483E-2,0,0,13578.210175872931,1.1123470522803115E-4,9617.8988745766583,2.4953586329427266E-4,0,0,0,0,17.251588312162589,null,113.15175146560777,0.33333333333333331,43.644761695312482,4.9094211792429674E-3,11.843912316406245,0.16666666666666666,0,4.9094211792429674E-3,39.905506392033615,null,83.489726426913506,0.05,2.2699999999999996,83.489726426913506,1.4200000000000001E-2,0,83.489726426913506,0.01,0,9.4760839494546811,null,113.15175146560777,0.05,11.843912316406245,1.4200000000000001E-2,0,0.01,5.8257711281733577,null,32.816357238281242,0.11349999999999999,3.7246565465449204,null,{"$f":"IF($D143=\"Connection\",VLOOKUP(C143,'Input - General'!$F$62:$N$79,8,FALSE),0)","v":0},null,0.1801212933606588,76.183606328369166,13.722289704745124,null,8.6527813038891108E-2,89.905896033114288,7.7793605630472946]
[null,{"$f":"'Input - Inventory'!B141","v":133},{"$f":"'Input - Inventory'!C141","v":"SON1x1000 (P09)"},{"$f":"'Input - Inventory'!D141","v":"Lamp"},{"$f":"'Input - Inventory'!E141","v":"Traffic"},{"$f":"'Input - Inventory'!F141","v":"Major > 130w"},{"$f":"'Input - Inventory'!G141","v":1},null,"Lamp - SON1x1000 (P09)",null,97.68525659616158,49,4786.5775732119173,null,0,0,11.315175146560778,0.33333333333333331,0,0,11.315175146560778,4.9094211792429674E-3,11.315175146560778,0.16666666666666666,11.315175146560778,4.590314436538903E-3,11.315175146560778,4.0032025620496396E-2,169.72762719841162,2.1598272138228944E-2,282.87937866401938,1.2221950623319483E-2,0,0,13578.210175872931,1.1123470522803115E-4,9617.8988745766583,2.4953586329427266E-4,0,0,0,0,17.251588312162589,null,113.15175146560777,0.33333333333333331,43.644761695312482,4.9094211792429674E-3,11.843912316406245,0.16666666666666666,0,4.9094211792429674E-3,39.905506392033615,null,83.489726426913506,0.05,2.2699999999999996,83.489726426913506,1.4200000000000001E-2,0,83.489726426913506,0.01,0,9.4760839494546811,null,113.15175146560777,0.05,11.843912316406245,1.4200000000000001E-2,0,0.01,5.8257711281733577,null,32.816357238281242,0.11349999999999999,3.7246565465449204,null,{"$f":"IF($D144=\"Connection\",VLOOKUP(C144,'Input - General'!$F$62:$N$79,8,FALSE),0)","v":0},null,0.1801212933606588,76.183606328369166,13.722289704745124,null,8.6527813038891108E-2,89.905896033114288,7.7793605630472946]
[null,{"$f":"'Input - Inventory'!B142","v":134},{"$f":"'Input - Inventory'!C142","v":"SON1x120"},{"$f":"'Input - Inventory'!D142","v":"Lamp"},{"$f":"'Input - Inventory'!E142","v":"Traffic"},{"$f":"'Input - Inventory'!F142","v":"Minor < 130w"},{"$f":"'Input - Inventory'!G142","v":"1"},null,"Lamp - SON1x120",null,59.711641641872113,0,0,null,11.315175146560778,0.33333333333333331,0,0,11.315175146560778,1.8504811250925242E-2,0,0,11.315175146560778,0.16666666666666666,11.315175146560778,4.590314436538903E-3,11.315175146560778,4.0032025620496396E-2,169.72762719841162,2.1598272138228944E-2,282.87937866401938,1.2221950623319483E-2,0,0,13578.210175872931,1.1123470522803115E-4,9617.8988745766583,2.4953586329427266E-4,0,0,0,0,17.405422532009485,null,33.945525439682328,0.33333333333333331,43.644761695312482,1.8504811250925242E-2,11.843912316406245,0.16666666666666666,0,0,14.096798609891852,null,83.489726426913506,0.05,2.2699999999999996,83.489726426913506,1.4200000000000001E-2,0,83.489726426913506,0.01,0,9.4760839494546811,null,33.945525439682328,0.05,11.843912316406245,1.4200000000000001E-2,0,0.01,1.8654598268770852,null,32.816357238281242,0.11349999999999999,3.7246565465449204,null,{"$f":"IF($D145=\"Connection\",VLOOKUP(C145,'Input - General'!$F$62:$N$79,8,FALSE),0)","v":0},null,0.1801212933606588,46.568421464778027,8.3879643040000822,null,8.6527813038891108E-2,54.956385768778105,4.7552558730940078]
[null,{"$f":"'Input - Inventory'!B143","v":135},{"$f":"'Input - Inventory'!C143","v":"SON1x150"},{"$f":"'Input - Inventory'!D143","v":"Lamp"},{"$f":"'Input - Inventory'!E143","v":"Traffic"},{"$f":"'Input - Inventory'!F143","v":"Major > 130w"},{"$f":"'Input - Inventory'!G143","v":"1"},null,"Lamp - SON1x150",null,93.393211872753895,714,66682.753277146287,null,0,0,11.315175146560778,0.33333333333333331,0,0,11.315175146560778,4.9094211792429674E-3,11.315175146560778,0.16666666666666666,11.315175146560778,4.590314436538903E-3,11.315175146560778,4.0032025620496396E-2,169.72762719841162,2.1598272138228944E-2,282.87937866401938,1.2221950623319483E-2,0,0,13578.210175872931,1.1123470522803115E-4,9617.8988745766583,2.4953586329427266E-4,0,0,0,0,17.251588312162589,null,33.945525439682328,0.33333333333333331,43.644761695312482,4.9094211792429674E-3,11.843912316406245,0.16666666666666666,0,4.9094211792429674E-3,13.503431050058463,null,83.489726426913506,0.14066666666666669,2.2699999999999996,83.489726426913506,1.4200000000000001E-2,0,83.489726426913506,0.01,0,26.659382844465842,null,33.945525439682328,0.14066666666666669,11.843912316406245,1.4200000000000001E-2,0,0.01,4.9431874667416169,null,32.816357238281242,0.31931333333333334,10.478700417613044,null,{"$f":"IF($D146=\"Connection\",VLOOKUP(C146,'Input - General'!$F$62:$N$79,8,FALSE),0)","v":0},null,0.1801212933606588,72.836290091041548,13.11936677479054,null,8.6527813038891108E-2,85.955656865832097,7.4375550069217962]
[null,{"$f":"'Input - Inventory'!B144","v":136},{"$f":"'Input - Inventory'!C144","v":"SON1x150 (P09)"},{"$f":"'Input - Inventory'!D144","v":"Lamp"},{"$f":"'Input - Inventory'!E144","v":"Traffic"},{"$f":"'Input - Inventory'!F144","v":"Major > 130w"},{"$f":"'Input - Inventory'!G144","v":1},null,"Lamp - SON1x150 (P09)",null,93.393211872753895,19351.5,1807298.7395555971,null,0,0,11.315175146560778,0.33333333333333331,0,0,11.315175146560778,4.9094211792429674E-3,11.315175146560778,0.16666666666666666,11.315175146560778,4.590314436538903E-3,11.315175146560778,4.0032025620496396E-2,169.72762719841162,2.1598272138228944E-2,282.87937866401938,1.2221950623319483E-2,0,0,13578.210175872931,1.1123470522803115E-4,9617.8988745766583,2.4953586329427266E-4,0,0,0,0,17.251588312162589,null,33.945525439682328,0.33333333333333331,43.644761695312482,4.9094211792429674E-3,11.843912316406245,0.16666666666666666,0,4.9094211792429674E-3,13.503431050058463,null,83.489726426913506,0.14066666666666669,2.2699999999999996,83.489726426913506,1.4200000000000001E-2,0,83.489726426913506,0.01,0,26.659382844465842,null,33.945525439682328,0.14066666666666669,11.843912316406245,1.4200000000000001E-2,0,0.01,4.9431874667416169,null,32.816357238281242,0.31931333333333334,10.478700417613044,null,{"$f":"IF($D147=\"Connection\",VLOOKUP(C147,'Input - General'!$F$62:$N$79,8,FALSE),0)","v":0},null,0.1801212933606588,72.836290091041548,13.11936677479054,null,8.6527813038891108E-2,85.955656865832097,7.4375550069217962]
[null,{"$f":"'Input - Inventory'!B145","v":137},{"$f":"'Input - Inventory'!C145","v":"SON1x150 AR"},{"$f":"'Input - Inventory'!D145","v":"Lamp"},{"$f":"'Input - Inventory'!E145","v":"Traffic"},{"$f":"'Input - Inventory'!F145","v":"Major > 130w"},{"$f":"'Input - Inventory'!G145","v":1},null,"Lamp - SON1x150 AR",null,68.317134872770936,194,13253.524165317562,null,0,0,11.315175146560778,0.33333333333333331,0,0,11.315175146560778,4.9094211792429674E-3,11.315175146560778,0.16666666666666666,11.315175146560778,4.590314436538903E-3,11.315175146560778,4.0032025620496396E-2,169.72762719841162,2.1598272138228944E-2,282.87937866401938,1.2221950623319483E-2,0,0,13578.210175872931,1.1123470522803115E-4,9617.8988745766583,2.4953586329427266E-4,0,0,0,0,17.251588312162589,null,33.945525439682328,0.33333333333333331,43.644761695312482,4.9094211792429674E-3,11.843912316406245,0.16666666666666666,0,4.9094211792429674E-3,13.503431050058463,null,83.489726426913506,7.0333333333333345E-2,2.2699999999999996,83.489726426913506,1.4200000000000001E-2,0,83.489726426913506,0.01,0,13.329691422232921,null,33.945525439682328,7.0333333333333345E-2,11.843912316406245,1.4200000000000001E-2,140,0.01,3.9556855108172932,null,32.816357238281242,0.15965666666666667,5.2393502088065222,null,{"$f":"IF($D148=\"Connection\",VLOOKUP(C148,'Input - General'!$F$62:$N$79,8,FALSE),0)","v":0},null,0.1801212933606588,53.279746504077785,9.5968168502425293,null,8.6527813038891108E-2,62.876563354320311,5.4405715184506196]
[null,{"$f":"'Input - Inventory'!B146","v":138},{"$f":"'Input - Inventory'!C146","v":"SON1x220"},{"$f":"'Input - Inventory'!D146","v":"Lamp"},{"$f":"'Input - Inventory'!E146","v":"Traffic"},{"$f":"'Input - Inventory'!F146","v":"Major > 130w"},{"$f":"'Input - Inventory'!G146","v":"1"},null,"Lamp - SON1x220",null,58.753553660810013,0,0,null,0,0,11.315175146560778,0.33333333333333331,0,0,11.315175146560778,4.9094211792429674E-3,11.315175146560778,0.16666666666666666,11.315175146560778,4.590314436538903E-3,11.315175146560778,4.0032025620496396E-2,169.72762719841162,2.1598272138228944E-2,282.87937866401938,1.2221950623319483E-2,0,0,13578.210175872931,1.1123470522803115E-4,9617.8988745766583,2.4953586329427266E-4,0,0,0,0,17.251588312162589,null,33.945525439682328,0.33333333333333331,43.644761695312482,4.9094211792429674E-3,11.843912316406245,0.16666666666666666,0,4.9094211792429674E-3,13.503431050058463,null,83.489726426913506,0.05,2.2699999999999996,83.489726426913506,1.4200000000000001E-2,0,83.489726426913506,0.01,0,9.4760839494546811,null,33.945525439682328,0.05,11.843912316406245,1.4200000000000001E-2,0,0.01,1.8654598268770852,null,32.816357238281242,0.11349999999999999,3.7246565465449204,null,{"$f":"IF($D149=\"Connection\",VLOOKUP(C149,'Input - General'!$F$62:$N$79,8,FALSE),0)","v":0},null,0.1801212933606588,45.821219685097738,8.2533773530426835,null,8.6527813038891108E-2,54.074597038140425,4.6789566226695891]
[null,{"$f":"'Input - Inventory'!B147","v":139},{"$f":"'Input - Inventory'!C147","v":"SON1x250"},{"$f":"'Input - Inventory'!D147","v":"Lamp"},{"$f":"'Input - Inventory'!E147","v":"Traffic"},{"$f":"'Input - Inventory'!F147","v":"Major > 130w"},{"$f":"'Input - Inventory'!G147","v":"1"},null,"Lamp - SON1x250",null,95.736482869444217,761,72855.463463647044,null,0,0,11.315175146560778,0.33333333333333331,0,0,11.315175146560778,4.9094211792429674E-3,11.315175146560778,0.16666666666666666,11.315175146560778,4.590314436538903E-3,11.315175146560778,4.0032025620496396E-2,169.72762719841162,2.1598272138228944E-2,282.87937866401938,1.2221950623319483E-2,0,0,13578.210175872931,1.1123470522803115E-4,9617.8988745766583,2.4953586329427266E-4,0,0,0,0,17.251588312162589,null,33.945525439682328,0.33333333333333331,43.644761695312482,4.9094211792429674E-3,11.843912316406245,0.16666666666666666,0,4.9094211792429674E-3,13.503431050058463,null,83.489726426913506,0.14680000000000001,2.2699999999999996,83.489726426913506,1.4200000000000001E-2,0,83.489726426913506,0.01,0,27.821782475598948,null,33.945525439682328,0.14680000000000001,11.843912316406245,1.4200000000000001E-2,0,0.01,5.1513866894383353,null,32.816357238281242,0.33323599999999998,10.935591620655886,null,{"$f":"IF($D150=\"Connection\",VLOOKUP(C150,'Input - General'!$F$62:$N$79,8,FALSE),0)","v":0},null,0.1801212933606588,74.663780147914224,13.448536647438191,null,8.6527813038891108E-2,88.112316795352413,7.6241660740917983]
[null,{"$f":"'Input - Inventory'!B148","v":140},{"$f":"'Input - Inventory'!C148","v":"SON1x250 (P09)"},{"$f":"'Input - Inventory'!D148","v":"Lamp"},{"$f":"'Input - Inventory'!E148","v":"Traffic"},{"$f":"'Input - Inventory'!F148","v":"Major > 130w"},{"$f":"'Input - Inventory'!G148","v":1},null,"Lamp - SON1x250 (P09)",null,95.736482869444217,24623,2357319.4176943251,null,0,0,11.315175146560778,0.33333333333333331,0,0,11.315175146560778,4.9094211792429674E-3,11.315175146560778,0.16666666666666666,11.315175146560778,4.590314436538903E-3,11.315175146560778,4.0032025620496396E-2,169.72762719841162,2.1598272138228944E-2,282.87937866401938,1.2221950623319483E-2,0,0,13578.210175872931,1.1123470522803115E-4,9617.8988745766583,2.4953586329427266E-4,0,0,0,0,17.251588312162589,null,33.945525439682328,0.33333333333333331,43.644761695312482,4.9094211792429674E-3,11.843912316406245,0.16666666666666666,0,4.9094211792429674E-3,13.503431050058463,null,83.489726426913506,0.14680000000000001,2.2699999999999996,83.489726426913506,1.4200000000000001E-2,0,83.489726426913506,0.01,0,27.821782475598948,null,33.945525439682328,0.14680000000000001,11.843912316406245,1.4200000000000001E-2,0,0.01,5.1513866894383353,null,32.816357238281242,0.33323599999999998,10.935591620655886,null,{"$f":"IF($D151=\"Connection\",VLOOKUP(C151,'Input - General'!$F$62:$N$79,8,FALSE),0)","v":0},null,0.1801212933606588,74.663780147914224,13.448536647438191,null,8.6527813038891108E-2,88.112316795352413,7.6241660740917983]
[null,{"$f":"'Input - Inventory'!B149","v":141},{"$f":"'Input - Inventory'!C149","v":"SON1x250 AR"},{"$f":"'Input - Inventory'!D149","v":"Lamp"},{"$f":"'Input - Inventory'!E149","v":"Traffic"},{"$f":"'Input - Inventory'!F149","v":"Major > 130w"},{"$f":"'Input - Inventory'!G149","v":1},null,"Lamp - SON1x250 AR",null,69.48877037111609,219,15218.040711274423,null,0,0,11.315175146560778,0.33333333333333331,0,0,11.315175146560778,4.9094211792429674E-3,11.315175146560778,0.16666666666666666,11.315175146560778,4.590314436538903E-3,11.315175146560778,4.0032025620496396E-2,169.72762719841162,2.1598272138228944E-2,282.87937866401938,1.2221950623319483E-2,0,0,13578.210175872931,1.1123470522803115E-4,9617.8988745766583,2.4953586329427266E-4,0,0,0,0,17.251588312162589,null,33.945525439682328,0.33333333333333331,43.644761695312482,4.9094211792429674E-3,11.843912316406245,0.16666666666666666,0,4.9094211792429674E-3,13.503431050058463,null,83.489726426913506,7.3400000000000007E-2,2.2699999999999996,83.489726426913506,1.4200000000000001E-2,0,83.489726426913506,0.01,0,13.910891237799474,null,33.945525439682328,7.3400000000000007E-2,11.843912316406245,1.4200000000000001E-2,140,0.01,4.0597851221656525,null,32.816357238281242,0.16661799999999999,5.4677958103279432,null,{"$f":"IF($D152=\"Connection\",VLOOKUP(C152,'Input - General'!$F$62:$N$79,8,FALSE),0)","v":0},null,0.1801212933606588,54.193491532514123,9.7614017865663545,null,8.6527813038891108E-2,63.954893319080469,5.5338770520356206]
[null,{"$f":"'Input - Inventory'!B150","v":142},{"$f":"'Input - Inventory'!C150","v":"SON1x310"},{"$f":"'Input - Inventory'!D150","v":"Lamp"},{"$f":"'Input - Inventory'!E150","v":"Traffic"},{"$f":"'Input - Inventory'!F150","v":"Major > 130w"},{"$f":"'Input - Inventory'!G150","v":"1"},null,"Lamp - SON1x310",null,58.753553660810013,0,0,null,0,0,11.315175146560778,0.33333333333333331,0,0,11.315175146560778,4.9094211792429674E-3,11.315175146560778,0.16666666666666666,11.315175146560778,4.590314436538903E-3,11.315175146560778,4.0032025620496396E-2,169.72762719841162,2.1598272138228944E-2,282.87937866401938,1.2221950623319483E-2,0,0,13578.210175872931,1.1123470522803115E-4,9617.8988745766583,2.4953586329427266E-4,0,0,0,0,17.251588312162589,null,33.945525439682328,0.33333333333333331,43.644761695312482,4.9094211792429674E-3,11.843912316406245,0.16666666666666666,0,4.9094211792429674E-3,13.503431050058463,null,83.489726426913506,0.05,2.2699999999999996,83.489726426913506,1.4200000000000001E-2,0,83.489726426913506,0.01,0,9.4760839494546811,null,33.945525439682328,0.05,11.843912316406245,1.4200000000000001E-2,0,0.01,1.8654598268770852,null,32.816357238281242,0.11349999999999999,3.7246565465449204,null,{"$f":"IF($D153=\"Connection\",VLOOKUP(C153,'Input - General'!$F$62:$N$79,8,FALSE),0)","v":0},null,0.1801212933606588,45.821219685097738,8.2533773530426835,null,8.6527813038891108E-2,54.074597038140425,4.6789566226695891]
[null,{"$f":"'Input - Inventory'!B151","v":143},{"$f":"'Input - Inventory'!C151","v":"SON1x360"},{"$f":"'Input - Inventory'!D151","v":"Lamp"},{"$f":"'Input - Inventory'!E151","v":"Traffic"},{"$f":"'Input - Inventory'!F151","v":"Major > 130w"},{"$f":"'Input - Inventory'!G151","v":"1"},null,"Lamp - SON1x360",null,58.753553660810013,0,0,null,0,0,11.315175146560778,0.33333333333333331,0,0,11.315175146560778,4.9094211792429674E-3,11.315175146560778,0.16666666666666666,11.315175146560778,4.590314436538903E-3,11.315175146560778,4.0032025620496396E-2,169.72762719841162,2.1598272138228944E-2,282.87937866401938,1.2221950623319483E-2,0,0,13578.210175872931,1.1123470522803115E-4,9617.8988745766583,2.4953586329427266E-4,0,0,0,0,17.251588312162589,null,33.945525439682328,0.33333333333333331,43.644761695312482,4.9094211792429674E-3,11.843912316406245,0.16666666666666666,0,4.9094211792429674E-3,13.503431050058463,null,83.489726426913506,0.05,2.2699999999999996,83.489726426913506,1.4200000000000001E-2,0,83.489726426913506,0.01,0,9.4760839494546811,null,33.945525439682328,0.05,11.843912316406245,1.4200000000000001E-2,0,0.01,1.8654598268770852,null,32.816357238281242,0.11349999999999999,3.7246565465449204,null,{"$f":"IF($D154=\"Connection\",VLOOKUP(C154,'Input - General'!$F$62:$N$79,8,FALSE),0)","v":0},null,0.1801212933606588,45.821219685097738,8.2533773530426835,null,8.6527813038891108E-2,54.074597038140425,4.6789566226695891]
[null,{"$f":"'Input - Inventory'!B152","v":144},{"$f":"'Input - Inventory'!C152","v":"SON1x400"},{"$f":"'Input - Inventory'!D152","v":"Lamp"},{"$f":"'Input - Inventory'!E152","v":"Traffic"},{"$f":"'Input - Inventory'!F152","v":"Major > 130w"},{"$f":"'Input - Inventory'!G152","v":"1"},null,"Lamp - SON1x400",null,102.09133193112068,60,6125.4799158672404,null,0,0,11.315175146560778,0.33333333333333331,0,0,11.315175146560778,4.9094211792429674E-3,11.315175146560778,0.16666666666666666,11.315175146560778,4.590314436538903E-3,11.315175146560778,4.0032025620496396E-2,169.72762719841162,2.1598272138228944E-2,282.87937866401938,1.2221950623319483E-2,0,0,13578.210175872931,1.1123470522803115E-4,9617.8988745766583,2.4953586329427266E-4,0,0,0,0,17.251588312162589,null,33.945525439682328,0.33333333333333331,43.644761695312482,4.9094211792429674E-3,11.843912316406245,0.16666666666666666,0,4.9094211792429674E-3,13.503431050058463,null,83.489726426913506,0.16343333333333335,2.2699999999999996,83.489726426913506,1.4200000000000001E-2,0,83.489726426913506,0.01,0,30.974159736117539,null,33.945525439682328,0.16343333333333335,11.843912316406245,1.4200000000000001E-2,0,0.01,5.7160139292517176,null,32.816357238281242,0.37099366666666661,12.174660698473163,null,{"$f":"IF($D155=\"Connection\",VLOOKUP(C155,'Input - General'!$F$62:$N$79,8,FALSE),0)","v":0},null,0.1801212933606588,79.619853726063468,14.341231030325019,null,8.6527813038891108E-2,93.961084756388487,8.1302471747321849]
[null,{"$f":"'Input - Inventory'!B153","v":145},{"$f":"'Input - Inventory'!C153","v":"SON1x400 (P09)"},{"$f":"'Input - Inventory'!D153","v":"Lamp"},{"$f":"'Input - Inventory'!E153","v":"Traffic"},{"$f":"'Input - Inventory'!F153","v":"Major > 130w"},{"$f":"'Input - Inventory'!G153","v":1},null,"Lamp - SON1x400 (P09)",null,102.09133193112068,2149,219394.27231997834,null,0,0,11.315175146560778,0.33333333333333331,0,0,11.315175146560778,4.9094211792429674E-3,11.315175146560778,0.16666666666666666,11.315175146560778,4.590314436538903E-3,11.315175146560778,4.0032025620496396E-2,169.72762719841162,2.1598272138228944E-2,282.87937866401938,1.2221950623319483E-2,0,0,13578.210175872931,1.1123470522803115E-4,9617.8988745766583,2.4953586329427266E-4,0,0,0,0,17.251588312162589,null,33.945525439682328,0.33333333333333331,43.644761695312482,4.9094211792429674E-3,11.843912316406245,0.16666666666666666,0,4.9094211792429674E-3,13.503431050058463,null,83.489726426913506,0.16343333333333335,2.2699999999999996,83.489726426913506,1.4200000000000001E-2,0,83.489726426913506,0.01,0,30.974159736117539,null,33.945525439682328,0.16343333333333335,11.843912316406245,1.4200000000000001E-2,0,0.01,5.7160139292517176,null,32.816357238281242,0.37099366666666661,12.174660698473163,null,{"$f":"IF($D156=\"Connection\",VLOOKUP(C156,'Input - General'!$F$62:$N$79,8,FALSE),0)","v":0},null,0.1801212933606588,79.619853726063468,14.341231030325019,null,8.6527813038891108E-2,93.961084756388487,8.1302471747321849]
[null,{"$f":"'Input - Inventory'!B154","v":146},{"$f":"'Input - Inventory'!C154","v":"SON1x400 AR"},{"$f":"'Input - Inventory'!D154","v":"Lamp"},{"$f":"'Input - Inventory'!E154","v":"Traffic"},{"$f":"'Input - Inventory'!F154","v":"Major > 130w"},{"$f":"'Input - Inventory'!G154","v":1},null,"Lamp - SON1x400 AR",null,95.105300541880538,110,10461.583059606859,null,0,0,11.315175146560778,0.33333333333333331,0,0,11.315175146560778,4.9094211792429674E-3,11.315175146560778,0.16666666666666666,11.315175146560778,4.590314436538903E-3,11.315175146560778,4.0032025620496396E-2,169.72762719841162,2.1598272138228944E-2,282.87937866401938,1.2221950623319483E-2,0,0,13578.210175872931,1.1123470522803115E-4,9617.8988745766583,2.4953586329427266E-4,0,0,0,0,17.251588312162589,null,33.945525439682328,0.33333333333333331,43.644761695312482,4.9094211792429674E-3,11.843912316406245,0.16666666666666666,140,0.125,31.003431050058463,null,83.489726426913506,8.1716666666666674E-2,2.2699999999999996,83.489726426913506,1.4200000000000001E-2,0,83.489726426913506,0.01,0,15.487079868058769,null,33.945525439682328,8.1716666666666674E-2,11.843912316406245,1.4200000000000001E-2,140,0.01,4.3420987420723431,null,32.816357238281242,0.18549683333333331,6.0873303492365816,null,{"$f":"IF($D157=\"Connection\",VLOOKUP(C157,'Input - General'!$F$62:$N$79,8,FALSE),0)","v":0},null,0.1801212933606588,74.171528321588738,13.359871611821298,null,8.6527813038891108E-2,87.531399933410029,7.5739006084705087]
[null,{"$f":"'Input - Inventory'!B155","v":147},{"$f":"'Input - Inventory'!C155","v":"SON1x50"},{"$f":"'Input - Inventory'!D155","v":"Lamp"},{"$f":"'Input - Inventory'!E155","v":"NonTraffic"},{"$f":"'Input - Inventory'!F155","v":"Minor < 130w"},{"$f":"'Input - Inventory'!G155","v":"1"},null,"Lamp - SON1x50",null,54.069492870158072,16,865.11188592252915,null,11.315175146560778,0.33333333333333331,0,0,11.315175146560778,1.8504811250925242E-2,0,0,11.315175146560778,0.16666666666666666,11.315175146560778,4.590314436538903E-3,11.315175146560778,4.0032025620496396E-2,169.72762719841162,2.1598272138228944E-2,282.87937866401938,1.2221950623319483E-2,0,0,13578.210175872931,1.1123470522803115E-4,9617.8988745766583,2.4953586329427266E-4,0,0,0,0,17.405422532009485,null,33.945525439682328,0.33333333333333331,43.644761695312482,1.8504811250925242E-2,11.843912316406245,0.16666666666666666,0,1.8504811250925242E-2,14.096798609891852,null,83.489726426913506,0.05,1.5133333333333332,83.489726426913506,1.4200000000000001E-2,0,83.489726426913506,0.01,0,6.3173892996364547,null,33.945525439682328,0.05,11.843912316406245,1.4200000000000001E-2,0,0.01,1.8654598268770852,null,32.816357238281242,7.566666666666666E-2,2.4831043643632804,null,{"$f":"IF($D158=\"Connection\",VLOOKUP(C158,'Input - General'!$F$62:$N$79,8,FALSE),0)","v":0},null,0.1801212933606588,42.168174632778161,7.5953861535141254,null,8.6527813038891108E-2,49.763560786292281,4.3059320838657911]
[null,{"$f":"'Input - Inventory'!B156","v":148},{"$f":"'Input - Inventory'!C156","v":"SON1x50 (P09)"},{"$f":"'Input - Inventory'!D156","v":"Lamp"},{"$f":"'Input - Inventory'!E156","v":"NonTraffic"},{"$f":"'Input - Inventory'!F156","v":"Minor < 130w"},{"$f":"'Input - Inventory'!G156","v":1},null,"Lamp - SON1x50 (P09)",null,54.069492870158072,597,32279.487243484367,null,11.315175146560778,0.33333333333333331,0,0,11.315175146560778,1.8504811250925242E-2,0,0,11.315175146560778,0.16666666666666666,11.315175146560778,4.590314436538903E-3,11.315175146560778,4.0032025620496396E-2,169.72762719841162,2.1598272138228944E-2,282.87937866401938,1.2221950623319483E-2,0,0,13578.210175872931,1.1123470522803115E-4,9617.8988745766583,2.4953586329427266E-4,0,0,0,0,17.405422532009485,null,33.945525439682328,0.33333333333333331,43.644761695312482,1.8504811250925242E-2,11.843912316406245,0.16666666666666666,0,1.8504811250925242E-2,14.096798609891852,null,83.489726426913506,0.05,1.5133333333333332,83.489726426913506,1.4200000000000001E-2,0,83.489726426913506,0.01,0,6.3173892996364547,null,33.945525439682328,0.05,11.843912316406245,1.4200000000000001E-2,0,0.01,1.8654598268770852,null,32.816357238281242,7.566666666666666E-2,2.4831043643632804,null,{"$f":"IF($D159=\"Connection\",VLOOKUP(C159,'Input - General'!$F$62:$N$79,8,FALSE),0)","v":0},null,0.1801212933606588,42.168174632778161,7.5953861535141254,null,8.6527813038891108E-2,49.763560786292281,4.3059320838657911]
[null,{"$f":"'Input - Inventory'!B157","v":149},{"$f":"'Input - Inventory'!C157","v":"SON1x70"},{"$f":"'Input - Inventory'!D157","v":"Lamp"},{"$f":"'Input - Inventory'!E157","v":"NonTraffic"},{"$f":"'Input - Inventory'!F157","v":"Minor < 130w"},{"$f":"'Input - Inventory'!G157","v":"1"},null,"Lamp - SON1x70",null,70.904221504474108,105,7444.9432579697814,null,11.315175146560778,0.33333333333333331,0,0,11.315175146560778,1.8504811250925242E-2,0,0,11.315175146560778,0.16666666666666666,11.315175146560778,4.590314436538903E-3,11.315175146560778,4.0032025620496396E-2,169.72762719841162,2.1598272138228944E-2,282.87937866401938,1.2221950623319483E-2,0,0,13578.210175872931,1.1123470522803115E-4,9617.8988745766583,2.4953586329427266E-4,0,0,0,0,17.405422532009485,null,33.945525439682328,0.33333333333333331,43.644761695312482,1.8504811250925242E-2,11.843912316406245,0.16666666666666666,0,1.8504811250925242E-2,14.096798609891852,null,83.489726426913506,0.11253333333333332,1.5133333333333332,83.489726426913506,1.4200000000000001E-2,0,83.489726426913506,0.01,0,14.218337517048445,null,33.945525439682328,0.11253333333333332,11.843912316406245,1.4200000000000001E-2,0,0.01,3.9881866843718865,null,32.816357238281242,0.17030044444444439,5.5886402227269549,null,{"$f":"IF($D160=\"Connection\",VLOOKUP(C160,'Input - General'!$F$62:$N$79,8,FALSE),0)","v":0},null,0.1801212933606588,55.297385566048618,9.9602366076197022,null,8.6527813038891108E-2,65.257622173668338,5.6465993308057687]
[null,{"$f":"'Input - Inventory'!B158","v":150},{"$f":"'Input - Inventory'!C158","v":"SON1x70 (P09)"},{"$f":"'Input - Inventory'!D158","v":"Lamp"},{"$f":"'Input - Inventory'!E158","v":"NonTraffic"},{"$f":"'Input - Inventory'!F158","v":"Minor < 130w"},{"$f":"'Input - Inventory'!G158","v":1},null,"Lamp - SON1x70 (P09)",null,70.904221504474108,2045,144999.13297664956,null,11.315175146560778,0.33333333333333331,0,0,11.315175146560778,1.8504811250925242E-2,0,0,11.315175146560778,0.16666666666666666,11.315175146560778,4.590314436538903E-3,11.315175146560778,4.0032025620496396E-2,169.72762719841162,2.1598272138228944E-2,282.87937866401938,1.2221950623319483E-2,0,0,13578.210175872931,1.1123470522803115E-4,9617.8988745766583,2.4953586329427266E-4,0,0,0,0,17.405422532009485,null,33.945525439682328,0.33333333333333331,43.644761695312482,1.8504811250925242E-2,11.843912316406245,0.16666666666666666,0,1.8504811250925242E-2,14.096798609891852,null,83.489726426913506,0.11253333333333332,1.5133333333333332,83.489726426913506,1.4200000000000001E-2,0,83.489726426913506,0.01,0,14.218337517048445,null,33.945525439682328,0.11253333333333332,11.843912316406245,1.4200000000000001E-2,0,0.01,3.9881866843718865,null,32.816357238281242,0.17030044444444439,5.5886402227269549,null,{"$f":"IF($D161=\"Connection\",VLOOKUP(C161,'Input - General'!$F$62:$N$79,8,FALSE),0)","v":0},null,0.1801212933606588,55.297385566048618,9.9602366076197022,null,8.6527813038891108E-2,65.257622173668338,5.6465993308057687]
[null,{"$f":"'Input - Inventory'!B159","v":151},{"$f":"'Input - Inventory'!C159","v":"SON2x250"},{"$f":"'Input - Inventory'!D159","v":"Lamp"},{"$f":"'Input - Inventory'!E159","v":"Traffic"},{"$f":"'Input - Inventory'!F159","v":"Major > 130w"},{"$f":"'Input - Inventory'!G159","v":"2"},null,"Lamp - SON2x250",null,158.09749583416291,0,0,null,0,0,11.315175146560778,0.33333333333333331,0,0,11.315175146560778,4.9094211792429674E-3,11.315175146560778,0.16666666666666666,11.315175146560778,4.590314436538903E-3,11.315175146560778,4.0032025620496396E-2,169.72762719841162,2.1598272138228944E-2,282.87937866401938,1.2221950623319483E-2,0,0,13578.210175872931,1.1123470522803115E-4,9617.8988745766583,2.4953586329427266E-4,0,0,0,0,17.251588312162589,null,67.891050879364656,0.33333333333333331,43.644761695312482,4.9094211792429674E-3,11.843912316406245,0.16666666666666666,0,4.9094211792429674E-3,24.818606196619239,null,83.489726426913506,0.27204976000000003,2.2699999999999996,83.489726426913506,1.4200000000000001E-2,0,83.489726426913506,0.01,0,51.559327283779965,null,33.945525439682328,0.27204976000000003,11.843912316406245,1.4200000000000001E-2,0,0.01,9.4030556038324402,null,32.816357238281242,0.61755295519999998,20.265838391399491,null,{"$f":"IF($D162=\"Connection\",VLOOKUP(C162,'Input - General'!$F$62:$N$79,8,FALSE),0)","v":0},null,0.1801212933606588,123.29841578779372,22.208670121017676,null,8.6527813038891108E-2,145.5070859088114,12.5904099253515]
[null,{"$f":"'Input - Inventory'!B160","v":152},{"$f":"'Input - Inventory'!C160","v":"SON2x250 (P09)"},{"$f":"'Input - Inventory'!D160","v":"Lamp"},{"$f":"'Input - Inventory'!E160","v":"Traffic"},{"$f":"'Input - Inventory'!F160","v":"Major > 130w"},{"$f":"'Input - Inventory'!G160","v":2},null,"Lamp - SON2x250 (P09)",null,158.09749583416291,29,4584.8273791907241,null,0,0,11.315175146560778,0.33333333333333331,0,0,11.315175146560778,4.9094211792429674E-3,11.315175146560778,0.16666666666666666,11.315175146560778,4.590314436538903E-3,11.315175146560778,4.0032025620496396E-2,169.72762719841162,2.1598272138228944E-2,282.87937866401938,1.2221950623319483E-2,0,0,13578.210175872931,1.1123470522803115E-4,9617.8988745766583,2.4953586329427266E-4,0,0,0,0,17.251588312162589,null,67.891050879364656,0.33333333333333331,43.644761695312482,4.9094211792429674E-3,11.843912316406245,0.16666666666666666,0,4.9094211792429674E-3,24.818606196619239,null,83.489726426913506,0.27204976000000003,2.2699999999999996,83.489726426913506,1.4200000000000001E-2,0,83.489726426913506,0.01,0,51.559327283779965,null,33.945525439682328,0.27204976000000003,11.843912316406245,1.4200000000000001E-2,0,0.01,9.4030556038324402,null,32.816357238281242,0.61755295519999998,20.265838391399491,null,{"$f":"IF($D163=\"Connection\",VLOOKUP(C163,'Input - General'!$F$62:$N$79,8,FALSE),0)","v":0},null,0.1801212933606588,123.29841578779372,22.208670121017676,null,8.6527813038891108E-2,145.5070859088114,12.5904099253515]
[null,{"$f":"'Input - Inventory'!B161","v":153},{"$f":"'Input - Inventory'!C161","v":"SON2x400"},{"$f":"'Input - Inventory'!D161","v":"Lamp"},{"$f":"'Input - Inventory'!E161","v":"Traffic"},{"$f":"'Input - Inventory'!F161","v":"Major > 130w"},{"$f":"'Input - Inventory'!G161","v":"2"},null,"Lamp - SON2x400",null,168.83570795028172,0,0,null,0,0,11.315175146560778,0.33333333333333331,0,0,11.315175146560778,4.9094211792429674E-3,11.315175146560778,0.16666666666666666,11.315175146560778,4.590314436538903E-3,11.315175146560778,4.0032025620496396E-2,169.72762719841162,2.1598272138228944E-2,282.87937866401938,1.2221950623319483E-2,0,0,13578.210175872931,1.1123470522803115E-4,9617.8988745766583,2.4953586329427266E-4,0,0,0,0,17.251588312162589,null,67.891050879364656,0.33333333333333331,43.644761695312482,4.9094211792429674E-3,11.843912316406245,0.16666666666666666,0,4.9094211792429674E-3,24.818606196619239,null,83.489726426913506,0.30015621222222222,2.2699999999999996,83.489726426913506,1.4200000000000001E-2,0,83.489726426913506,0.01,0,56.886109299362261,null,33.945525439682328,0.30015621222222222,11.843912316406245,1.4200000000000001E-2,0,0.01,10.357143892761099,null,32.816357238281242,0.68135460174444429,22.359576016792527,null,{"$f":"IF($D164=\"Connection\",VLOOKUP(C164,'Input - General'!$F$62:$N$79,8,FALSE),0)","v":0},null,0.1801212933606588,131.67302371769773,23.717115332740416,null,8.6527813038891108E-2,155.39013905043811,13.4455688998436]
[null,{"$f":"'Input - Inventory'!B162","v":154},{"$f":"'Input - Inventory'!C162","v":"SON2x70"},{"$f":"'Input - Inventory'!D162","v":"Lamp"},{"$f":"'Input - Inventory'!E162","v":"NonTraffic"},{"$f":"'Input - Inventory'!F162","v":"Minor < 130w"},{"$f":"'Input - Inventory'!G162","v":"2"},null,"Lamp - SON2x70",null,112.29902846930804,0,0,null,11.315175146560778,0.33333333333333331,0,0,11.315175146560778,1.8504811250925242E-2,0,0,11.315175146560778,0.16666666666666666,11.315175146560778,4.590314436538903E-3,11.315175146560778,4.0032025620496396E-2,169.72762719841162,2.1598272138228944E-2,282.87937866401938,1.2221950623319483E-2,0,0,13578.210175872931,1.1123470522803115E-4,9617.8988745766583,2.4953586329427266E-4,0,0,0,0,17.405422532009485,null,67.891050879364656,0.33333333333333331,43.644761695312482,1.8504811250925242E-2,11.843912316406245,0.16666666666666666,0,1.8504811250925242E-2,25.411973756452628,null,83.489726426913506,0.21240291555555568,1.5133333333333332,83.489726426913506,1.4200000000000001E-2,0,83.489726426913506,0.01,0,26.836638118845062,null,33.945525439682328,0.21240291555555568,11.843912316406245,1.4200000000000001E-2,0,0.01,7.3783121283467814,null,32.816357238281242,0.3214364122074076,10.548372132389714,null,{"$f":"IF($D165=\"Connection\",VLOOKUP(C165,'Input - General'!$F$62:$N$79,8,FALSE),0)","v":0},null,0.1801212933606588,87.580718668043659,15.775152319944018,null,8.6527813038891108E-2,103.35587098798769,8.9431574813203483]
[null,{"$f":"'Input - Inventory'!B163","v":155},{"$f":"'Input - Inventory'!C163","v":"SON3x70"},{"$f":"'Input - Inventory'!D163","v":"Lamp"},{"$f":"'Input - Inventory'!E163","v":"NonTraffic"},{"$f":"'Input - Inventory'!F163","v":"Minor < 130w"},{"$f":"'Input - Inventory'!G163","v":"3"},null,"Lamp - SON3x70",null,150.66825322878933,0,0,null,11.315175146560778,0.33333333333333331,0,0,11.315175146560778,1.8504811250925242E-2,0,0,11.315175146560778,0.16666666666666666,11.315175146560778,4.590314436538903E-3,11.315175146560778,4.0032025620496396E-2,169.72762719841162,2.1598272138228944E-2,282.87937866401938,1.2221950623319483E-2,0,0,13578.210175872931,1.1123470522803115E-4,9617.8988745766583,2.4953586329427266E-4,0,0,0,0,17.405422532009485,null,101.83657631904698,0.33333333333333331,43.644761695312482,1.8504811250925242E-2,11.843912316406245,0.16666666666666666,0,1.8504811250925242E-2,36.727148903013408,null,83.489726426913506,0.30103384079170381,1.5133333333333332,83.489726426913506,1.4200000000000001E-2,0,83.489726426913506,0.01,0,38.034959292919474,null,33.945525439682328,0.30103384079170381,11.843912316406245,1.4200000000000001E-2,0,0.01,10.386935455693029,null,32.816357238281242,0.45556454573144506,14.949968877818414,null,{"$f":"IF($D166=\"Connection\",VLOOKUP(C166,'Input - General'!$F$62:$N$79,8,FALSE),0)","v":0},null,0.1801212933606588,117.5044350614538,21.165050818882602,null,8.6527813038891108E-2,138.66948588033642,11.998767348452901]
[null,{"$f":"'Input - Inventory'!B164","v":156},{"$f":"'Input - Inventory'!C164","v":"SON4x250"},{"$f":"'Input - Inventory'!D164","v":"Lamp"},{"$f":"'Input - Inventory'!E164","v":"Traffic"},{"$f":"'Input - Inventory'!F164","v":"Major > 130w"},{"$f":"'Input - Inventory'!G164","v":"4"},null,"Lamp - SON4x250",null,262.77659580308779,0,0,null,0,0,11.315175146560778,0.33333333333333331,0,0,11.315175146560778,4.9094211792429674E-3,11.315175146560778,0.16666666666666666,11.315175146560778,4.590314436538903E-3,11.315175146560778,4.0032025620496396E-2,169.72762719841162,2.1598272138228944E-2,282.87937866401938,1.2221950623319483E-2,0,0,13578.210175872931,1.1123470522803115E-4,9617.8988745766583,2.4953586329427266E-4,0,0,0,0,17.251588312162589,null,135.78210175872931,0.33333333333333331,43.644761695312482,4.9094211792429674E-3,11.843912316406245,0.16666666666666666,0,4.9094211792429674E-3,47.448956489740794,null,83.489726426913506,0.47008844808394246,2.2699999999999996,83.489726426913506,1.4200000000000001E-2,0,83.489726426913506,0.01,0,89.091951954246142,null,33.945525439682328,0.47008844808394246,11.843912316406245,1.4200000000000001E-2,0,0.01,16.125582928227224,null,32.816357238281242,1.0671007771505492,35.018360312219961,null,{"$f":"IF($D167=\"Connection\",VLOOKUP(C167,'Input - General'!$F$62:$N$79,8,FALSE),0)","v":0},null,0.1801212933606588,204.93643999659673,36.913416628916046,null,8.6527813038891108E-2,241.84985662551279,20.926739177574991]
[null,{"$f":"'Input - Inventory'!B165","v":157},{"$f":"'Input - Inventory'!C165","v":"SON4x600"},{"$f":"'Input - Inventory'!D165","v":"Lamp"},{"$f":"'Input - Inventory'!E165","v":"Traffic"},{"$f":"'Input - Inventory'!F165","v":"Major > 130w"},{"$f":"'Input - Inventory'!G165","v":"4"},null,"Lamp - SON4x600",null,278.10855093149314,0,0,null,0,0,11.315175146560778,0.33333333333333331,0,0,11.315175146560778,4.9094211792429674E-3,11.315175146560778,0.16666666666666666,11.315175146560778,4.590314436538903E-3,11.315175146560778,4.0032025620496396E-2,169.72762719841162,2.1598272138228944E-2,282.87937866401938,1.2221950623319483E-2,0,0,13578.210175872931,1.1123470522803115E-4,9617.8988745766583,2.4953586329427266E-4,0,0,0,0,17.251588312162589,null,135.78210175872931,0.33333333333333331,43.644761695312482,4.9094211792429674E-3,11.843912316406245,0.16666666666666666,0,4.9094211792429674E-3,47.448956489740794,null,83.489726426913506,0.51021867270885268,2.2699999999999996,83.489726426913506,1.4200000000000001E-2,0,83.489726426913506,0.01,0,96.697499503368604,null,33.945525439682328,0.51021867270885268,11.843912316406245,1.4200000000000001E-2,0,0.01,17.487824489132279,null,32.816357238281242,1.1581963870490954,38.007786389489766,null,{"$f":"IF($D168=\"Connection\",VLOOKUP(C168,'Input - General'!$F$62:$N$79,8,FALSE),0)","v":0},null,0.1801212933606588,216.89365518389405,39.067165693443755,null,8.6527813038891108E-2,255.96082087733777,22.147730054155378]
[null,{"$f":"'Input - Inventory'!B166","v":158},{"$f":"'Input - Inventory'!C166","v":"SON4x70"},{"$f":"'Input - Inventory'!D166","v":"Lamp"},{"$f":"'Input - Inventory'!E166","v":"NonTraffic"},{"$f":"'Input - Inventory'!F166","v":"Minor < 130w"},{"$f":"'Input - Inventory'!G166","v":"4"},null,"Lamp - SON4x70",null,186.35237463376038,0,0,null,11.315175146560778,0.33333333333333331,0,0,11.315175146560778,1.8504811250925242E-2,0,0,11.315175146560778,0.16666666666666666,11.315175146560778,4.590314436538903E-3,11.315175146560778,4.0032025620496396E-2,169.72762719841162,2.1598272138228944E-2,282.87937866401938,1.2221950623319483E-2,0,0,13578.210175872931,1.1123470522803115E-4,9617.8988745766583,2.4953586329427266E-4,0,0,0,0,17.405422532009485,null,135.78210175872931,0.33333333333333331,43.644761695312482,1.8504811250925242E-2,11.843912316406245,0.16666666666666666,0,1.8504811250925242E-2,48.042324049574184,null,83.489726426913506,0.37969083257461089,1.5133333333333332,83.489726426913506,1.4200000000000001E-2,0,83.489726426913506,0.01,0,47.973096057538072,null,33.945525439682328,0.37969083257461089,11.843912316406245,1.4200000000000001E-2,0,0.01,13.056988371268586,null,32.816357238281242,0.57459879329624441,18.856239269494878,null,{"$f":"IF($D169=\"Connection\",VLOOKUP(C169,'Input - General'!$F$62:$N$79,8,FALSE),0)","v":0},null,0.1801212933606588,145.3340702798852,26.177760708181804,null,8.6527813038891108E-2,171.51183098806703,14.840543645693355]
[null,{"$f":"'Input - Inventory'!B167","v":159},{"$f":"'Input - Inventory'!C167","v":"SON8x70"},{"$f":"'Input - Inventory'!D167","v":"Lamp"},{"$f":"'Input - Inventory'!E167","v":"NonTraffic"},{"$f":"'Input - Inventory'!F167","v":"Minor < 130w"},{"$f":"'Input - Inventory'!G167","v":"8"},null,"Lamp - SON8x70",null,307.79357565473464,0,0,null,11.315175146560778,0.33333333333333331,0,0,11.315175146560778,1.8504811250925242E-2,0,0,11.315175146560778,0.16666666666666666,11.315175146560778,4.590314436538903E-3,11.315175146560778,4.0032025620496396E-2,169.72762719841162,2.1598272138228944E-2,282.87937866401938,1.2221950623319483E-2,0,0,13578.210175872931,1.1123470522803115E-4,9617.8988745766583,2.4953586329427266E-4,0,0,0,0,17.405422532009485,null,271.56420351745862,0.33333333333333331,43.644761695312482,1.8504811250925242E-2,11.843912316406245,0.16666666666666666,0,1.8504811250925242E-2,93.30302463581728,null,83.489726426913506,0.61521653680802058,1.5133333333333332,83.489726426913506,1.4200000000000001E-2,0,83.489726426913506,0.01,0,77.731247331807722,null,33.945525439682328,0.61521653680802058,11.843912316406245,1.4200000000000001E-2,0,0.01,21.052032156022893,null,32.816357238281242,0.93102769236947103,30.55293735152917,null,{"$f":"IF($D170=\"Connection\",VLOOKUP(C170,'Input - General'!$F$62:$N$79,8,FALSE),0)","v":0},null,0.1801212933606588,240.04466400718655,43.237155345299222,null,8.6527813038891108E-2,283.2818193524858,24.511756302248816]
[null,{"$f":"'Input - Inventory'!B168","v":160},{"$f":"'Input - Inventory'!C168","v":"SOX1x135"},{"$f":"'Input - Inventory'!D168","v":"Lamp"},{"$f":"'Input - Inventory'!E168","v":"Traffic"},{"$f":"'Input - Inventory'!F168","v":"Major > 130w"},{"$f":"'Input - Inventory'!G168","v":"1"},null,"Lamp - SOX1x135",null,58.753553660810013,2,117.50710732162003,null,0,0,11.315175146560778,0.33333333333333331,0,0,11.315175146560778,4.9094211792429674E-3,11.315175146560778,0.16666666666666666,11.315175146560778,4.590314436538903E-3,11.315175146560778,4.0032025620496396E-2,169.72762719841162,2.1598272138228944E-2,282.87937866401938,1.2221950623319483E-2,0,0,13578.210175872931,1.1123470522803115E-4,9617.8988745766583,2.4953586329427266E-4,0,0,0,0,17.251588312162589,null,33.945525439682328,0.33333333333333331,43.644761695312482,4.9094211792429674E-3,11.843912316406245,0.16666666666666666,0,4.9094211792429674E-3,13.503431050058463,null,83.489726426913506,0.05,2.2699999999999996,83.489726426913506,1.4200000000000001E-2,0,83.489726426913506,0.01,0,9.4760839494546811,null,33.945525439682328,0.05,11.843912316406245,1.4200000000000001E-2,0,0.01,1.8654598268770852,null,32.816357238281242,0.11349999999999999,3.7246565465449204,null,{"$f":"IF($D171=\"Connection\",VLOOKUP(C171,'Input - General'!$F$62:$N$79,8,FALSE),0)","v":0},null,0.1801212933606588,45.821219685097738,8.2533773530426835,null,8.6527813038891108E-2,54.074597038140425,4.6789566226695891]
[null,{"$f":"'Input - Inventory'!B169","v":161},{"$f":"'Input - Inventory'!C169","v":"SOX1x150"},{"$f":"'Input - Inventory'!D169","v":"Lamp"},{"$f":"'Input - Inventory'!E169","v":"Traffic"},{"$f":"'Input - Inventory'!F169","v":"Major > 130w"},{"$f":"'Input - Inventory'!G169","v":"1"},null,"Lamp - SOX1x150",null,58.753553660810013,0,0,null,0,0,11.315175146560778,0.33333333333333331,0,0,11.315175146560778,4.9094211792429674E-3,11.315175146560778,0.16666666666666666,11.315175146560778,4.590314436538903E-3,11.315175146560778,4.0032025620496396E-2,169.72762719841162,2.1598272138228944E-2,282.87937866401938,1.2221950623319483E-2,0,0,13578.210175872931,1.1123470522803115E-4,9617.8988745766583,2.4953586329427266E-4,0,0,0,0,17.251588312162589,null,33.945525439682328,0.33333333333333331,43.644761695312482,4.9094211792429674E-3,11.843912316406245,0.16666666666666666,0,4.9094211792429674E-3,13.503431050058463,null,83.489726426913506,0.05,2.2699999999999996,83.489726426913506,1.4200000000000001E-2,0,83.489726426913506,0.01,0,9.4760839494546811,null,33.945525439682328,0.05,11.843912316406245,1.4200000000000001E-2,0,0.01,1.8654598268770852,null,32.816357238281242,0.11349999999999999,3.7246565465449204,null,{"$f":"IF($D172=\"Connection\",VLOOKUP(C172,'Input - General'!$F$62:$N$79,8,FALSE),0)","v":0},null,0.1801212933606588,45.821219685097738,8.2533773530426835,null,8.6527813038891108E-2,54.074597038140425,4.6789566226695891]
[null,{"$f":"'Input - Inventory'!B170","v":162},{"$f":"'Input - Inventory'!C170","v":"SOX1x180"},{"$f":"'Input - Inventory'!D170","v":"Lamp"},{"$f":"'Input - Inventory'!E170","v":"Traffic"},{"$f":"'Input - Inventory'!F170","v":"Major > 130w"},{"$f":"'Input - Inventory'!G170","v":"1"},null,"Lamp - SOX1x180",null,97.68525659616158,0,0,null,0,0,11.315175146560778,0.33333333333333331,0,0,11.315175146560778,4.9094211792429674E-3,11.315175146560778,0.16666666666666666,11.315175146560778,4.590314436538903E-3,11.315175146560778,4.0032025620496396E-2,169.72762719841162,2.1598272138228944E-2,282.87937866401938,1.2221950623319483E-2,0,0,13578.210175872931,1.1123470522803115E-4,9617.8988745766583,2.4953586329427266E-4,0,0,0,0,17.251588312162589,null,113.15175146560777,0.33333333333333331,43.644761695312482,4.9094211792429674E-3,11.843912316406245,0.16666666666666666,0,4.9094211792429674E-3,39.905506392033615,null,83.489726426913506,0.05,2.2699999999999996,83.489726426913506,1.4200000000000001E-2,0,83.489726426913506,0.01,0,9.4760839494546811,null,113.15175146560777,0.05,11.843912316406245,1.4200000000000001E-2,0,0.01,5.8257711281733577,null,32.816357238281242,0.11349999999999999,3.7246565465449204,null,{"$f":"IF($D173=\"Connection\",VLOOKUP(C173,'Input - General'!$F$62:$N$79,8,FALSE),0)","v":0},null,0.1801212933606588,76.183606328369166,13.722289704745124,null,8.6527813038891108E-2,89.905896033114288,7.7793605630472946]
[null,{"$f":"'Input - Inventory'!B171","v":163},{"$f":"'Input - Inventory'!C171","v":"SOX1x90"},{"$f":"'Input - Inventory'!D171","v":"Lamp"},{"$f":"'Input - Inventory'!E171","v":"NonTraffic"},{"$f":"'Input - Inventory'!F171","v":"Minor < 130w"},{"$f":"'Input - Inventory'!G171","v":"1"},null,"Lamp - SOX1x90",null,54.069492870158072,0,0,null,11.315175146560778,0.33333333333333331,0,0,11.315175146560778,1.8504811250925242E-2,0,0,11.315175146560778,0.16666666666666666,11.315175146560778,4.590314436538903E-3,11.315175146560778,4.0032025620496396E-2,169.72762719841162,2.1598272138228944E-2,282.87937866401938,1.2221950623319483E-2,0,0,13578.210175872931,1.1123470522803115E-4,9617.8988745766583,2.4953586329427266E-4,0,0,0,0,17.405422532009485,null,33.945525439682328,0.33333333333333331,43.644761695312482,1.8504811250925242E-2,11.843912316406245,0.16666666666666666,0,1.8504811250925242E-2,14.096798609891852,null,83.489726426913506,0.05,1.5133333333333332,83.489726426913506,1.4200000000000001E-2,0,83.489726426913506,0.01,0,6.3173892996364547,null,33.945525439682328,0.05,11.843912316406245,1.4200000000000001E-2,0,0.01,1.8654598268770852,null,32.816357238281242,7.566666666666666E-2,2.4831043643632804,null,{"$f":"IF($D174=\"Connection\",VLOOKUP(C174,'Input - General'!$F$62:$N$79,8,FALSE),0)","v":0},null,0.1801212933606588,42.168174632778161,7.5953861535141254,null,8.6527813038891108E-2,49.763560786292281,4.3059320838657911]
[null,{"$f":"'Input - Inventory'!B172","v":164},{"$f":"'Input - Inventory'!C172","v":"TF1x16"},{"$f":"'Input - Inventory'!D172","v":"Lamp"},{"$f":"'Input - Inventory'!E172","v":"NonTraffic"},{"$f":"'Input - Inventory'!F172","v":"Minor < 130w"},{"$f":"'Input - Inventory'!G172","v":"1"},null,"Lamp - TF1x16",null,45.348095774713499,1,45.348095774713499,null,11.315175146560778,0.33333333333333331,0,0,11.315175146560778,1.8504811250925242E-2,0,0,11.315175146560778,0.16666666666666666,11.315175146560778,4.590314436538903E-3,11.315175146560778,4.0032025620496396E-2,169.72762719841162,2.1598272138228944E-2,282.87937866401938,1.2221950623319483E-2,0,0,13578.210175872931,1.1123470522803115E-4,9617.8988745766583,2.4953586329427266E-4,0,0,0,0,17.405422532009485,null,11.315175146560778,0.33333333333333331,43.644761695312482,1.8504811250925242E-2,11.843912316406245,0.16666666666666666,0,1.8504811250925242E-2,6.5533485121846695,null,83.489726426913506,0.06,1.5133333333333332,83.489726426913506,1.4200000000000001E-2,0,83.489726426913506,0.01,0,7.5808671595637458,null,11.315175146560778,0.06,11.843912316406245,1.4200000000000001E-2,0,0.01,0.84709406368661533,null,32.816357238281242,9.0799999999999992E-2,2.9797252372359364,null,{"$f":"IF($D175=\"Connection\",VLOOKUP(C175,'Input - General'!$F$62:$N$79,8,FALSE),0)","v":0},null,0.1801212933606588,35.366457504680454,6.3702520673278213,null,8.6527813038891108E-2,41.736709572008273,3.6113862027052286]
[null,{"$f":"'Input - Inventory'!B173","v":165},{"$f":"'Input - Inventory'!C173","v":"TF1x176"},{"$f":"'Input - Inventory'!D173","v":"Lamp"},{"$f":"'Input - Inventory'!E173","v":"Traffic"},{"$f":"'Input - Inventory'!F173","v":"Major > 130w"},{"$f":"'Input - Inventory'!G173","v":"1"},null,"Lamp - TF1x176",null,51.160586319708237,0,0,null,0,0,11.315175146560778,0.33333333333333331,0,0,11.315175146560778,4.9094211792429674E-3,11.315175146560778,0.16666666666666666,11.315175146560778,4.590314436538903E-3,11.315175146560778,4.0032025620496396E-2,169.72762719841162,2.1598272138228944E-2,282.87937866401938,1.2221950623319483E-2,0,0,13578.210175872931,1.1123470522803115E-4,9617.8988745766583,2.4953586329427266E-4,0,0,0,0,17.251588312162589,null,11.315175146560778,0.33333333333333331,43.644761695312482,4.9094211792429674E-3,11.843912316406245,0.16666666666666666,0,4.9094211792429674E-3,5.9599809523512786,null,83.489726426913506,0.06,2.2699999999999996,83.489726426913506,1.4200000000000001E-2,0,83.489726426913506,0.01,0,11.371300739345617,null,11.315175146560778,0.06,11.843912316406245,1.4200000000000001E-2,0,0.01,0.84709406368661533,null,32.816357238281242,0.13619999999999996,4.4695878558539039,null,{"$f":"IF($D176=\"Connection\",VLOOKUP(C176,'Input - General'!$F$62:$N$79,8,FALSE),0)","v":0},null,0.1801212933606588,39.899551923400004,7.1867588969535703,null,8.6527813038891108E-2,47.086310820353567,4.0742754993546688]
[null,{"$f":"'Input - Inventory'!B174","v":166},{"$f":"'Input - Inventory'!C174","v":"TF1x20"},{"$f":"'Input - Inventory'!D174","v":"Lamp"},{"$f":"'Input - Inventory'!E174","v":"NonTraffic"},{"$f":"'Input - Inventory'!F174","v":"Minor < 130w"},{"$f":"'Input - Inventory'!G174","v":"1"},null,"Lamp - TF1x20",null,45.348095774713499,0,0,null,11.315175146560778,0.33333333333333331,0,0,11.315175146560778,1.8504811250925242E-2,0,0,11.315175146560778,0.16666666666666666,11.315175146560778,4.590314436538903E-3,11.315175146560778,4.0032025620496396E-2,169.72762719841162,2.1598272138228944E-2,282.87937866401938,1.2221950623319483E-2,0,0,13578.210175872931,1.1123470522803115E-4,9617.8988745766583,2.4953586329427266E-4,0,0,0,0,17.405422532009485,null,11.315175146560778,0.33333333333333331,43.644761695312482,1.8504811250925242E-2,11.843912316406245,0.16666666666666666,0,1.8504811250925242E-2,6.5533485121846695,null,83.489726426913506,0.06,1.5133333333333332,83.489726426913506,1.4200000000000001E-2,0,83.489726426913506,0.01,0,7.5808671595637458,null,11.315175146560778,0.06,11.843912316406245,1.4200000000000001E-2,0,0.01,0.84709406368661533,null,32.816357238281242,9.0799999999999992E-2,2.9797252372359364,null,{"$f":"IF($D177=\"Connection\",VLOOKUP(C177,'Input - General'!$F$62:$N$79,8,FALSE),0)","v":0},null,0.1801212933606588,35.366457504680454,6.3702520673278213,null,8.6527813038891108E-2,41.736709572008273,3.6113862027052286]
[null,{"$f":"'Input - Inventory'!B175","v":167},{"$f":"'Input - Inventory'!C175","v":"TF1x236"},{"$f":"'Input - Inventory'!D175","v":"Lamp"},{"$f":"'Input - Inventory'!E175","v":"Traffic"},{"$f":"'Input - Inventory'!F175","v":"Major > 130w"},{"$f":"'Input - Inventory'!G175","v":"1"},null,"Lamp - TF1x236",null,51.160586319708237,0,0,null,0,0,11.315175146560778,0.33333333333333331,0,0,11.315175146560778,4.9094211792429674E-3,11.315175146560778,0.16666666666666666,11.315175146560778,4.590314436538903E-3,11.315175146560778,4.0032025620496396E-2,169.72762719841162,2.1598272138228944E-2,282.87937866401938,1.2221950623319483E-2,0,0,13578.210175872931,1.1123470522803115E-4,9617.8988745766583,2.4953586329427266E-4,0,0,0,0,17.251588312162589,null,11.315175146560778,0.33333333333333331,43.644761695312482,4.9094211792429674E-3,11.843912316406245,0.16666666666666666,0,4.9094211792429674E-3,5.9599809523512786,null,83.489726426913506,0.06,2.2699999999999996,83.489726426913506,1.4200000000000001E-2,0,83.489726426913506,0.01,0,11.371300739345617,null,11.315175146560778,0.06,11.843912316406245,1.4200000000000001E-2,0,0.01,0.84709406368661533,null,32.816357238281242,0.13619999999999996,4.4695878558539039,null,{"$f":"IF($D178=\"Connection\",VLOOKUP(C178,'Input - General'!$F$62:$N$79,8,FALSE),0)","v":0},null,0.1801212933606588,39.899551923400004,7.1867588969535703,null,8.6527813038891108E-2,47.086310820353567,4.0742754993546688]
[null,{"$f":"'Input - Inventory'!B176","v":168},{"$f":"'Input - Inventory'!C176","v":"TF1x26"},{"$f":"'Input - Inventory'!D176","v":"Lamp"},{"$f":"'Input - Inventory'!E176","v":"NonTraffic"},{"$f":"'Input - Inventory'!F176","v":"Minor < 130w"},{"$f":"'Input - Inventory'!G176","v":"1"},null,"Lamp - TF1x26",null,45.348095774713499,0,0,null,11.315175146560778,0.33333333333333331,0,0,11.315175146560778,1.8504811250925242E-2,0,0,11.315175146560778,0.16666666666666666,11.315175146560778,4.590314436538903E-3,11.315175146560778,4.0032025620496396E-2,169.72762719841162,2.1598272138228944E-2,282.87937866401938,1.2221950623319483E-2,0,0,13578.210175872931,1.1123470522803115E-4,9617.8988745766583,2.4953586329427266E-4,0,0,0,0,17.405422532009485,null,11.315175146560778,0.33333333333333331,43.644761695312482,1.8504811250925242E-2,11.843912316406245,0.16666666666666666,0,1.8504811250925242E-2,6.5533485121846695,null,83.489726426913506,0.06,1.5133333333333332,83.489726426913506,1.4200000000000001E-2,0,83.489726426913506,0.01,0,7.5808671595637458,null,11.315175146560778,0.06,11.843912316406245,1.4200000000000001E-2,0,0.01,0.84709406368661533,null,32.816357238281242,9.0799999999999992E-2,2.9797252372359364,null,{"$f":"IF($D179=\"Connection\",VLOOKUP(C179,'Input - General'!$F$62:$N$79,8,FALSE),0)","v":0},null,0.1801212933606588,35.366457504680454,6.3702520673278213,null,8.6527813038891108E-2,41.736709572008273,3.6113862027052286]
[null,{"$f":"'Input - Inventory'!B177","v":169},{"$f":"'Input - Inventory'!C177","v":"TF1x40"},{"$f":"'Input - Inventory'!D177","v":"Lamp"},{"$f":"'Input - Inventory'!E177","v":"NonTraffic"},{"$f":"'Input - Inventory'!F177","v":"Minor < 130w"},{"$f":"'Input - Inventory'!G177","v":"1"},null,"Lamp - TF1x40",null,68.887172458341041,86,5924.2968314173295,null,11.315175146560778,0.33333333333333331,0,0,11.315175146560778,1.8504811250925242E-2,0,0,11.315175146560778,0.16666666666666666,11.315175146560778,4.590314436538903E-3,11.315175146560778,4.0032025620496396E-2,169.72762719841162,2.1598272138228944E-2,282.87937866401938,1.2221950623319483E-2,0,0,13578.210175872931,1.1123470522803115E-4,9617.8988745766583,2.4953586329427266E-4,0,0,0,0,17.405422532009485,null,11.315175146560778,0.33333333333333331,43.644761695312482,1.8504811250925242E-2,11.843912316406245,0.16666666666666666,0,1.8504811250925242E-2,6.5533485121846695,null,83.489726426913506,0.158,1.5133333333333332,83.489726426913506,1.4200000000000001E-2,0,83.489726426913506,0.01,0,19.962950186851195,null,11.315175146560778,0.158,11.843912316406245,1.4200000000000001E-2,0,0.01,1.9559812280495716,null,32.816357238281242,0.23910666666666663,7.8466097913879658,null,{"$f":"IF($D180=\"Connection\",VLOOKUP(C180,'Input - General'!$F$62:$N$79,8,FALSE),0)","v":0},null,0.1801212933606588,53.724312250482882,9.6768926074688615,null,8.6527813038891108E-2,63.401204857951754,5.4859676003892837]
[null,{"$f":"'Input - Inventory'!B178","v":170},{"$f":"'Input - Inventory'!C178","v":"TF1x40 (P09)"},{"$f":"'Input - Inventory'!D178","v":"Lamp"},{"$f":"'Input - Inventory'!E178","v":"NonTraffic"},{"$f":"'Input - Inventory'!F178","v":"Minor < 130w"},{"$f":"'Input - Inventory'!G178","v":1},null,"Lamp - TF1x40 (P09)",null,68.887172458341041,508,34994.683608837251,null,11.315175146560778,0.33333333333333331,0,0,11.315175146560778,1.8504811250925242E-2,0,0,11.315175146560778,0.16666666666666666,11.315175146560778,4.590314436538903E-3,11.315175146560778,4.0032025620496396E-2,169.72762719841162,2.1598272138228944E-2,282.87937866401938,1.2221950623319483E-2,0,0,13578.210175872931,1.1123470522803115E-4,9617.8988745766583,2.4953586329427266E-4,0,0,0,0,17.405422532009485,null,11.315175146560778,0.33333333333333331,43.644761695312482,1.8504811250925242E-2,11.843912316406245,0.16666666666666666,0,1.8504811250925242E-2,6.5533485121846695,null,83.489726426913506,0.158,1.5133333333333332,83.489726426913506,1.4200000000000001E-2,0,83.489726426913506,0.01,0,19.962950186851195,null,11.315175146560778,0.158,11.843912316406245,1.4200000000000001E-2,0,0.01,1.9559812280495716,null,32.816357238281242,0.23910666666666663,7.8466097913879658,null,{"$f":"IF($D181=\"Connection\",VLOOKUP(C181,'Input - General'!$F$62:$N$79,8,FALSE),0)","v":0},null,0.1801212933606588,53.724312250482882,9.6768926074688615,null,8.6527813038891108E-2,63.401204857951754,5.4859676003892837]
[null,{"$f":"'Input - Inventory'!B179","v":171},{"$f":"'Input - Inventory'!C179","v":"TF1x60"},{"$f":"'Input - Inventory'!D179","v":"Lamp"},{"$f":"'Input - Inventory'!E179","v":"NonTraffic"},{"$f":"'Input - Inventory'!F179","v":"Minor < 130w"},{"$f":"'Input - Inventory'!G179","v":"1"},null,"Lamp - TF1x60",null,45.348095774713499,0,0,null,11.315175146560778,0.33333333333333331,0,0,11.315175146560778,1.8504811250925242E-2,0,0,11.315175146560778,0.16666666666666666,11.315175146560778,4.590314436538903E-3,11.315175146560778,4.0032025620496396E-2,169.72762719841162,2.1598272138228944E-2,282.87937866401938,1.2221950623319483E-2,0,0,13578.210175872931,1.1123470522803115E-4,9617.8988745766583,2.4953586329427266E-4,0,0,0,0,17.405422532009485,null,11.315175146560778,0.33333333333333331,43.644761695312482,1.8504811250925242E-2,11.843912316406245,0.16666666666666666,0,1.8504811250925242E-2,6.5533485121846695,null,83.489726426913506,0.06,1.5133333333333332,83.489726426913506,1.4200000000000001E-2,0,83.489726426913506,0.01,0,7.5808671595637458,null,11.315175146560778,0.06,11.843912316406245,1.4200000000000001E-2,0,0.01,0.84709406368661533,null,32.816357238281242,9.0799999999999992E-2,2.9797252372359364,null,{"$f":"IF($D182=\"Connection\",VLOOKUP(C182,'Input - General'!$F$62:$N$79,8,FALSE),0)","v":0},null,0.1801212933606588,35.366457504680454,6.3702520673278213,null,8.6527813038891108E-2,41.736709572008273,3.6113862027052286]
[null,{"$f":"'Input - Inventory'!B180","v":172},{"$f":"'Input - Inventory'!C180","v":"TF1x80"},{"$f":"'Input - Inventory'!D180","v":"Lamp"},{"$f":"'Input - Inventory'!E180","v":"NonTraffic"},{"$f":"'Input - Inventory'!F180","v":"Minor < 130w"},{"$f":"'Input - Inventory'!G180","v":"1"},null,"Lamp - TF1x80",null,45.348095774713499,14,634.87334084598899,null,11.315175146560778,0.33333333333333331,0,0,11.315175146560778,1.8504811250925242E-2,0,0,11.315175146560778,0.16666666666666666,11.315175146560778,4.590314436538903E-3,11.315175146560778,4.0032025620496396E-2,169.72762719841162,2.1598272138228944E-2,282.87937866401938,1.2221950623319483E-2,0,0,13578.210175872931,1.1123470522803115E-4,9617.8988745766583,2.4953586329427266E-4,0,0,0,0,17.405422532009485,null,11.315175146560778,0.33333333333333331,43.644761695312482,1.8504811250925242E-2,11.843912316406245,0.16666666666666666,0,1.8504811250925242E-2,6.5533485121846695,null,83.489726426913506,0.06,1.5133333333333332,83.489726426913506,1.4200000000000001E-2,0,83.489726426913506,0.01,0,7.5808671595637458,null,11.315175146560778,0.06,11.843912316406245,1.4200000000000001E-2,0,0.01,0.84709406368661533,null,32.816357238281242,9.0799999999999992E-2,2.9797252372359364,null,{"$f":"IF($D183=\"Connection\",VLOOKUP(C183,'Input - General'!$F$62:$N$79,8,FALSE),0)","v":0},null,0.1801212933606588,35.366457504680454,6.3702520673278213,null,8.6527813038891108E-2,41.736709572008273,3.6113862027052286]
[null,{"$f":"'Input - Inventory'!B181","v":173},{"$f":"'Input - Inventory'!C181","v":"TF2x14 T5"},{"$f":"'Input - Inventory'!D181","v":"Lamp"},{"$f":"'Input - Inventory'!E181","v":"NonTraffic"},{"$f":"'Input - Inventory'!F181","v":"Minor < 130w"},{"$f":"'Input - Inventory'!G181","v":"2"},null,"Lamp - TF2x14 T5",null,50.184332164198182,4,200.73732865679273,null,11.315175146560778,0.33333333333333331,0,0,11.315175146560778,1.8504811250925242E-2,0,0,11.315175146560778,0.16666666666666666,11.315175146560778,4.590314436538903E-3,11.315175146560778,4.0032025620496396E-2,169.72762719841162,2.1598272138228944E-2,282.87937866401938,1.2221950623319483E-2,0,0,13578.210175872931,1.1123470522803115E-4,9617.8988745766583,2.4953586329427266E-4,0,0,0,0,17.405422532009485,null,22.630350293121555,0.33333333333333331,43.644761695312482,1.8504811250925242E-2,11.843912316406245,0.16666666666666666,0,1.8504811250925242E-2,10.325073561038263,null,83.489726426913506,0.06,1.5133333333333332,83.489726426913506,1.4200000000000001E-2,0,83.489726426913506,0.01,0,7.5808671595637458,null,11.315175146560778,0.06,11.843912316406245,1.4200000000000001E-2,0,0.01,0.84709406368661533,null,32.816357238281242,9.0799999999999992E-2,2.9797252372359364,null,{"$f":"IF($D184=\"Connection\",VLOOKUP(C184,'Input - General'!$F$62:$N$79,8,FALSE),0)","v":0},null,0.1801212933606588,39.138182553534051,7.0496200613281248,null,8.6527813038891108E-2,46.187802614862179,3.9965295493360005]
[null,{"$f":"'Input - Inventory'!B182","v":174},{"$f":"'Input - Inventory'!C182","v":"TF2x14 T5 (P09)"},{"$f":"'Input - Inventory'!D182","v":"Lamp"},{"$f":"'Input - Inventory'!E182","v":"NonTraffic"},{"$f":"'Input - Inventory'!F182","v":"Minor < 130w"},{"$f":"'Input - Inventory'!G182","v":2},null,"Lamp - TF2x14 T5 (P09)",null,50.184332164198182,310,15557.142970901436,null,11.315175146560778,0.33333333333333331,0,0,11.315175146560778,1.8504811250925242E-2,0,0,11.315175146560778,0.16666666666666666,11.315175146560778,4.590314436538903E-3,11.315175146560778,4.0032025620496396E-2,169.72762719841162,2.1598272138228944E-2,282.87937866401938,1.2221950623319483E-2,0,0,13578.210175872931,1.1123470522803115E-4,9617.8988745766583,2.4953586329427266E-4,0,0,0,0,17.405422532009485,null,22.630350293121555,0.33333333333333331,43.644761695312482,1.8504811250925242E-2,11.843912316406245,0.16666666666666666,0,1.8504811250925242E-2,10.325073561038263,null,83.489726426913506,0.06,1.5133333333333332,83.489726426913506,1.4200000000000001E-2,0,83.489726426913506,0.01,0,7.5808671595637458,null,11.315175146560778,0.06,11.843912316406245,1.4200000000000001E-2,0,0.01,0.84709406368661533,null,32.816357238281242,9.0799999999999992E-2,2.9797252372359364,null,{"$f":"IF($D185=\"Connection\",VLOOKUP(C185,'Input - General'!$F$62:$N$79,8,FALSE),0)","v":0},null,0.1801212933606588,39.138182553534051,7.0496200613281248,null,8.6527813038891108E-2,46.187802614862179,3.9965295493360005]
[null,{"$f":"'Input - Inventory'!B183","v":175},{"$f":"'Input - Inventory'!C183","v":"TF2x20"},{"$f":"'Input - Inventory'!D183","v":"Lamp"},{"$f":"'Input - Inventory'!E183","v":"NonTraffic"},{"$f":"'Input - Inventory'!F183","v":"Minor < 130w"},{"$f":"'Input - Inventory'!G183","v":"2"},null,"Lamp - TF2x20",null,60.488683079786142,378,22864.722204159163,null,11.315175146560778,0.33333333333333331,0,0,11.315175146560778,1.8504811250925242E-2,0,0,11.315175146560778,0.16666666666666666,11.315175146560778,4.590314436538903E-3,11.315175146560778,4.0032025620496396E-2,169.72762719841162,2.1598272138228944E-2,282.87937866401938,1.2221950623319483E-2,0,0,13578.210175872931,1.1123470522803115E-4,9617.8988745766583,2.4953586329427266E-4,0,0,0,0,17.405422532009485,null,22.630350293121555,0.33333333333333331,43.644761695312482,1.8504811250925242E-2,11.843912316406245,0.16666666666666666,0,1.8504811250925242E-2,10.325073561038263,null,83.489726426913506,0.10290000000000001,1.5133333333333332,83.489726426913506,1.4200000000000001E-2,0,83.489726426913506,0.01,0,13.001187178651824,null,11.315175146560778,0.10290000000000001,11.843912316406245,1.4200000000000001E-2,0,0.01,1.3325150774740728,null,32.816357238281242,0.155722,5.1102287818596315,null,{"$f":"IF($D186=\"Connection\",VLOOKUP(C186,'Input - General'!$F$62:$N$79,8,FALSE),0)","v":0},null,0.1801212933606588,47.174427131033276,8.4971188283898655,null,8.6527813038891108E-2,55.671545959423142,4.8171371203629993]
[null,{"$f":"'Input - Inventory'!B184","v":176},{"$f":"'Input - Inventory'!C184","v":"TF2x20 (P09)"},{"$f":"'Input - Inventory'!D184","v":"Lamp"},{"$f":"'Input - Inventory'!E184","v":"NonTraffic"},{"$f":"'Input - Inventory'!F184","v":"Minor < 130w"},{"$f":"'Input - Inventory'!G184","v":2},null,"Lamp - TF2x20 (P09)",null,60.488683079786142,18453,1116197.6688712938,null,11.315175146560778,0.33333333333333331,0,0,11.315175146560778,1.8504811250925242E-2,0,0,11.315175146560778,0.16666666666666666,11.315175146560778,4.590314436538903E-3,11.315175146560778,4.0032025620496396E-2,169.72762719841162,2.1598272138228944E-2,282.87937866401938,1.2221950623319483E-2,0,0,13578.210175872931,1.1123470522803115E-4,9617.8988745766583,2.4953586329427266E-4,0,0,0,0,17.405422532009485,null,22.630350293121555,0.33333333333333331,43.644761695312482,1.8504811250925242E-2,11.843912316406245,0.16666666666666666,0,1.8504811250925242E-2,10.325073561038263,null,83.489726426913506,0.10290000000000001,1.5133333333333332,83.489726426913506,1.4200000000000001E-2,0,83.489726426913506,0.01,0,13.001187178651824,null,11.315175146560778,0.10290000000000001,11.843912316406245,1.4200000000000001E-2,0,0.01,1.3325150774740728,null,32.816357238281242,0.155722,5.1102287818596315,null,{"$f":"IF($D187=\"Connection\",VLOOKUP(C187,'Input - General'!$F$62:$N$79,8,FALSE),0)","v":0},null,0.1801212933606588,47.174427131033276,8.4971188283898655,null,8.6527813038891108E-2,55.671545959423142,4.8171371203629993]
[null,{"$f":"'Input - Inventory'!B185","v":177},{"$f":"'Input - Inventory'!C185","v":"TF2x26"},{"$f":"'Input - Inventory'!D185","v":"Lamp"},{"$f":"'Input - Inventory'!E185","v":"NonTraffic"},{"$f":"'Input - Inventory'!F185","v":"Minor < 130w"},{"$f":"'Input - Inventory'!G185","v":"2"},null,"Lamp - TF2x26",null,50.184332164198182,0,0,null,11.315175146560778,0.33333333333333331,0,0,11.315175146560778,1.8504811250925242E-2,0,0,11.315175146560778,0.16666666666666666,11.315175146560778,4.590314436538903E-3,11.315175146560778,4.0032025620496396E-2,169.72762719841162,2.1598272138228944E-2,282.87937866401938,1.2221950623319483E-2,0,0,13578.210175872931,1.1123470522803115E-4,9617.8988745766583,2.4953586329427266E-4,0,0,0,0,17.405422532009485,null,22.630350293121555,0.33333333333333331,43.644761695312482,1.8504811250925242E-2,11.843912316406245,0.16666666666666666,0,1.8504811250925242E-2,10.325073561038263,null,83.489726426913506,0.06,1.5133333333333332,83.489726426913506,1.4200000000000001E-2,0,83.489726426913506,0.01,0,7.5808671595637458,null,11.315175146560778,0.06,11.843912316406245,1.4200000000000001E-2,0,0.01,0.84709406368661533,null,32.816357238281242,9.0799999999999992E-2,2.9797252372359364,null,{"$f":"IF($D188=\"Connection\",VLOOKUP(C188,'Input - General'!$F$62:$N$79,8,FALSE),0)","v":0},null,0.1801212933606588,39.138182553534051,7.0496200613281248,null,8.6527813038891108E-2,46.187802614862179,3.9965295493360005]
[null,{"$f":"'Input - Inventory'!B186","v":178},{"$f":"'Input - Inventory'!C186","v":"TF2x26 (P09)"},{"$f":"'Input - Inventory'!D186","v":"Lamp"},{"$f":"'Input - Inventory'!E186","v":"NonTraffic"},{"$f":"'Input - Inventory'!F186","v":"Minor < 130w"},{"$f":"'Input - Inventory'!G186","v":2},null,"Lamp - TF2x26 (P09)",null,50.184332164198182,28,1405.1613005975491,null,11.315175146560778,0.33333333333333331,0,0,11.315175146560778,1.8504811250925242E-2,0,0,11.315175146560778,0.16666666666666666,11.315175146560778,4.590314436538903E-3,11.315175146560778,4.0032025620496396E-2,169.72762719841162,2.1598272138228944E-2,282.87937866401938,1.2221950623319483E-2,0,0,13578.210175872931,1.1123470522803115E-4,9617.8988745766583,2.4953586329427266E-4,0,0,0,0,17.405422532009485,null,22.630350293121555,0.33333333333333331,43.644761695312482,1.8504811250925242E-2,11.843912316406245,0.16666666666666666,0,1.8504811250925242E-2,10.325073561038263,null,83.489726426913506,0.06,1.5133333333333332,83.489726426913506,1.4200000000000001E-2,0,83.489726426913506,0.01,0,7.5808671595637458,null,11.315175146560778,0.06,11.843912316406245,1.4200000000000001E-2,0,0.01,0.84709406368661533,null,32.816357238281242,9.0799999999999992E-2,2.9797252372359364,null,{"$f":"IF($D189=\"Connection\",VLOOKUP(C189,'Input - General'!$F$62:$N$79,8,FALSE),0)","v":0},null,0.1801212933606588,39.138182553534051,7.0496200613281248,null,8.6527813038891108E-2,46.187802614862179,3.9965295493360005]
[null,{"$f":"'Input - Inventory'!B187","v":179},{"$f":"'Input - Inventory'!C187","v":"TF2x40"},{"$f":"'Input - Inventory'!D187","v":"Lamp"},{"$f":"'Input - Inventory'!E187","v":"NonTraffic"},{"$f":"'Input - Inventory'!F187","v":"Minor < 130w"},{"$f":"'Input - Inventory'!G187","v":"2"},null,"Lamp - TF2x40",null,50.184332164198182,1,50.184332164198182,null,11.315175146560778,0.33333333333333331,0,0,11.315175146560778,1.8504811250925242E-2,0,0,11.315175146560778,0.16666666666666666,11.315175146560778,4.590314436538903E-3,11.315175146560778,4.0032025620496396E-2,169.72762719841162,2.1598272138228944E-2,282.87937866401938,1.2221950623319483E-2,0,0,13578.210175872931,1.1123470522803115E-4,9617.8988745766583,2.4953586329427266E-4,0,0,0,0,17.405422532009485,null,22.630350293121555,0.33333333333333331,43.644761695312482,1.8504811250925242E-2,11.843912316406245,0.16666666666666666,0,1.8504811250925242E-2,10.325073561038263,null,83.489726426913506,0.06,1.5133333333333332,83.489726426913506,1.4200000000000001E-2,0,83.489726426913506,0.01,0,7.5808671595637458,null,11.315175146560778,0.06,11.843912316406245,1.4200000000000001E-2,0,0.01,0.84709406368661533,null,32.816357238281242,9.0799999999999992E-2,2.9797252372359364,null,{"$f":"IF($D190=\"Connection\",VLOOKUP(C190,'Input - General'!$F$62:$N$79,8,FALSE),0)","v":0},null,0.1801212933606588,39.138182553534051,7.0496200613281248,null,8.6527813038891108E-2,46.187802614862179,3.9965295493360005]
[null,{"$f":"'Input - Inventory'!B188","v":180},{"$f":"'Input - Inventory'!C188","v":"TF2x58"},{"$f":"'Input - Inventory'!D188","v":"Lamp"},{"$f":"'Input - Inventory'!E188","v":"NonTraffic"},{"$f":"'Input - Inventory'!F188","v":"Minor < 130w"},{"$f":"'Input - Inventory'!G188","v":"2"},null,"Lamp - TF2x58",null,50.184332164198182,0,0,null,11.315175146560778,0.33333333333333331,0,0,11.315175146560778,1.8504811250925242E-2,0,0,11.315175146560778,0.16666666666666666,11.315175146560778,4.590314436538903E-3,11.315175146560778,4.0032025620496396E-2,169.72762719841162,2.1598272138228944E-2,282.87937866401938,1.2221950623319483E-2,0,0,13578.210175872931,1.1123470522803115E-4,9617.8988745766583,2.4953586329427266E-4,0,0,0,0,17.405422532009485,null,22.630350293121555,0.33333333333333331,43.644761695312482,1.8504811250925242E-2,11.843912316406245,0.16666666666666666,0,1.8504811250925242E-2,10.325073561038263,null,83.489726426913506,0.06,1.5133333333333332,83.489726426913506,1.4200000000000001E-2,0,83.489726426913506,0.01,0,7.5808671595637458,null,11.315175146560778,0.06,11.843912316406245,1.4200000000000001E-2,0,0.01,0.84709406368661533,null,32.816357238281242,9.0799999999999992E-2,2.9797252372359364,null,{"$f":"IF($D191=\"Connection\",VLOOKUP(C191,'Input - General'!$F$62:$N$79,8,FALSE),0)","v":0},null,0.1801212933606588,39.138182553534051,7.0496200613281248,null,8.6527813038891108E-2,46.187802614862179,3.9965295493360005]
[null,{"$f":"'Input - Inventory'!B189","v":181},{"$f":"'Input - Inventory'!C189","v":"TF2x80"},{"$f":"'Input - Inventory'!D189","v":"Lamp"},{"$f":"'Input - Inventory'!E189","v":"NonTraffic"},{"$f":"'Input - Inventory'!F189","v":"Minor < 130w"},{"$f":"'Input - Inventory'!G189","v":"2"},null,"Lamp - TF2x80",null,50.184332164198182,0,0,null,11.315175146560778,0.33333333333333331,0,0,11.315175146560778,1.8504811250925242E-2,0,0,11.315175146560778,0.16666666666666666,11.315175146560778,4.590314436538903E-3,11.315175146560778,4.0032025620496396E-2,169.72762719841162,2.1598272138228944E-2,282.87937866401938,1.2221950623319483E-2,0,0,13578.210175872931,1.1123470522803115E-4,9617.8988745766583,2.4953586329427266E-4,0,0,0,0,17.405422532009485,null,22.630350293121555,0.33333333333333331,43.644761695312482,1.8504811250925242E-2,11.843912316406245,0.16666666666666666,0,1.8504811250925242E-2,10.325073561038263,null,83.489726426913506,0.06,1.5133333333333332,83.489726426913506,1.4200000000000001E-2,0,83.489726426913506,0.01,0,7.5808671595637458,null,11.315175146560778,0.06,11.843912316406245,1.4200000000000001E-2,0,0.01,0.84709406368661533,null,32.816357238281242,9.0799999999999992E-2,2.9797252372359364,null,{"$f":"IF($D192=\"Connection\",VLOOKUP(C192,'Input - General'!$F$62:$N$79,8,FALSE),0)","v":0},null,0.1801212933606588,39.138182553534051,7.0496200613281248,null,8.6527813038891108E-2,46.187802614862179,3.9965295493360005]
[null,{"$f":"'Input - Inventory'!B190","v":182},{"$f":"'Input - Inventory'!C190","v":"TF3x20"},{"$f":"'Input - Inventory'!D190","v":"Lamp"},{"$f":"'Input - Inventory'!E190","v":"NonTraffic"},{"$f":"'Input - Inventory'!F190","v":"Minor < 130w"},{"$f":"'Input - Inventory'!G190","v":"3"},null,"Lamp - TF3x20",null,55.02056855368285,0,0,null,11.315175146560778,0.33333333333333331,0,0,11.315175146560778,1.8504811250925242E-2,0,0,11.315175146560778,0.16666666666666666,11.315175146560778,4.590314436538903E-3,11.315175146560778,4.0032025620496396E-2,169.72762719841162,2.1598272138228944E-2,282.87937866401938,1.2221950623319483E-2,0,0,13578.210175872931,1.1123470522803115E-4,9617.8988745766583,2.4953586329427266E-4,0,0,0,0,17.405422532009485,null,33.945525439682335,0.33333333333333331,43.644761695312482,1.8504811250925242E-2,11.843912316406245,0.16666666666666666,0,1.8504811250925242E-2,14.096798609891856,null,83.489726426913506,0.06,1.5133333333333332,83.489726426913506,1.4200000000000001E-2,0,83.489726426913506,0.01,0,7.5808671595637458,null,11.315175146560778,0.06,11.843912316406245,1.4200000000000001E-2,0,0.01,0.84709406368661533,null,32.816357238281242,9.0799999999999992E-2,2.9797252372359364,null,{"$f":"IF($D193=\"Connection\",VLOOKUP(C193,'Input - General'!$F$62:$N$79,8,FALSE),0)","v":0},null,0.1801212933606588,42.909907602387634,7.7289880553284265,null,8.6527813038891108E-2,50.638895657716077,4.3816728959667719]
[null,{"$f":"'Input - Inventory'!B191","v":183},{"$f":"'Input - Inventory'!C191","v":"TF3x40"},{"$f":"'Input - Inventory'!D191","v":"Lamp"},{"$f":"'Input - Inventory'!E191","v":"NonTraffic"},{"$f":"'Input - Inventory'!F191","v":"Minor < 130w"},{"$f":"'Input - Inventory'!G191","v":"3"},null,"Lamp - TF3x40",null,55.02056855368285,0,0,null,11.315175146560778,0.33333333333333331,0,0,11.315175146560778,1.8504811250925242E-2,0,0,11.315175146560778,0.16666666666666666,11.315175146560778,4.590314436538903E-3,11.315175146560778,4.0032025620496396E-2,169.72762719841162,2.1598272138228944E-2,282.87937866401938,1.2221950623319483E-2,0,0,13578.210175872931,1.1123470522803115E-4,9617.8988745766583,2.4953586329427266E-4,0,0,0,0,17.405422532009485,null,33.945525439682335,0.33333333333333331,43.644761695312482,1.8504811250925242E-2,11.843912316406245,0.16666666666666666,0,1.8504811250925242E-2,14.096798609891856,null,83.489726426913506,0.06,1.5133333333333332,83.489726426913506,1.4200000000000001E-2,0,83.489726426913506,0.01,0,7.5808671595637458,null,11.315175146560778,0.06,11.843912316406245,1.4200000000000001E-2,0,0.01,0.84709406368661533,null,32.816357238281242,9.0799999999999992E-2,2.9797252372359364,null,{"$f":"IF($D194=\"Connection\",VLOOKUP(C194,'Input - General'!$F$62:$N$79,8,FALSE),0)","v":0},null,0.1801212933606588,42.909907602387634,7.7289880553284265,null,8.6527813038891108E-2,50.638895657716077,4.3816728959667719]
[null,{"$f":"'Input - Inventory'!B192","v":184},{"$f":"'Input - Inventory'!C192","v":"TF3x80"},{"$f":"'Input - Inventory'!D192","v":"Lamp"},{"$f":"'Input - Inventory'!E192","v":"NonTraffic"},{"$f":"'Input - Inventory'!F192","v":"Minor < 130w"},{"$f":"'Input - Inventory'!G192","v":"3"},null,"Lamp - TF3x80",null,55.02056855368285,0,0,null,11.315175146560778,0.33333333333333331,0,0,11.315175146560778,1.8504811250925242E-2,0,0,11.315175146560778,0.16666666666666666,11.315175146560778,4.590314436538903E-3,11.315175146560778,4.0032025620496396E-2,169.72762719841162,2.1598272138228944E-2,282.87937866401938,1.2221950623319483E-2,0,0,13578.210175872931,1.1123470522803115E-4,9617.8988745766583,2.4953586329427266E-4,0,0,0,0,17.405422532009485,null,33.945525439682335,0.33333333333333331,43.644761695312482,1.8504811250925242E-2,11.843912316406245,0.16666666666666666,0,1.8504811250925242E-2,14.096798609891856,null,83.489726426913506,0.06,1.5133333333333332,83.489726426913506,1.4200000000000001E-2,0,83.489726426913506,0.01,0,7.5808671595637458,null,11.315175146560778,0.06,11.843912316406245,1.4200000000000001E-2,0,0.01,0.84709406368661533,null,32.816357238281242,9.0799999999999992E-2,2.9797252372359364,null,{"$f":"IF($D195=\"Connection\",VLOOKUP(C195,'Input - General'!$F$62:$N$79,8,FALSE),0)","v":0},null,0.1801212933606588,42.909907602387634,7.7289880553284265,null,8.6527813038891108E-2,50.638895657716077,4.3816728959667719]
[null,{"$f":"'Input - Inventory'!B193","v":185},{"$f":"'Input - Inventory'!C193","v":"TF4x20"},{"$f":"'Input - Inventory'!D193","v":"Lamp"},{"$f":"'Input - Inventory'!E193","v":"NonTraffic"},{"$f":"'Input - Inventory'!F193","v":"Minor < 130w"},{"$f":"'Input - Inventory'!G193","v":"4"},null,"Lamp - TF4x20",null,59.856804943167504,50,2992.840247158375,null,11.315175146560778,0.33333333333333331,0,0,11.315175146560778,1.8504811250925242E-2,0,0,11.315175146560778,0.16666666666666666,11.315175146560778,4.590314436538903E-3,11.315175146560778,4.0032025620496396E-2,169.72762719841162,2.1598272138228944E-2,282.87937866401938,1.2221950623319483E-2,0,0,13578.210175872931,1.1123470522803115E-4,9617.8988745766583,2.4953586329427266E-4,0,0,0,0,17.405422532009485,null,45.260700586243111,0.33333333333333331,43.644761695312482,1.8504811250925242E-2,11.843912316406245,0.16666666666666666,0,1.8504811250925242E-2,17.868523658745445,null,83.489726426913506,0.06,1.5133333333333332,83.489726426913506,1.4200000000000001E-2,0,83.489726426913506,0.01,0,7.5808671595637458,null,11.315175146560778,0.06,11.843912316406245,1.4200000000000001E-2,0,0.01,0.84709406368661533,null,32.816357238281242,9.0799999999999992E-2,2.9797252372359364,null,{"$f":"IF($D196=\"Connection\",VLOOKUP(C196,'Input - General'!$F$62:$N$79,8,FALSE),0)","v":0},null,0.1801212933606588,46.68163265124123,8.408356049328729,null,8.6527813038891108E-2,55.089988700569961,4.7668162425975416]
[null,{"$f":"'Input - Inventory'!B194","v":186},{"$f":"'Input - Inventory'!C194","v":"TF4x40"},{"$f":"'Input - Inventory'!D194","v":"Lamp"},{"$f":"'Input - Inventory'!E194","v":"NonTraffic"},{"$f":"'Input - Inventory'!F194","v":"Minor < 130w"},{"$f":"'Input - Inventory'!G194","v":"4"},null,"Lamp - TF4x40",null,59.856804943167504,33,1975.2745631245275,null,11.315175146560778,0.33333333333333331,0,0,11.315175146560778,1.8504811250925242E-2,0,0,11.315175146560778,0.16666666666666666,11.315175146560778,4.590314436538903E-3,11.315175146560778,4.0032025620496396E-2,169.72762719841162,2.1598272138228944E-2,282.87937866401938,1.2221950623319483E-2,0,0,13578.210175872931,1.1123470522803115E-4,9617.8988745766583,2.4953586329427266E-4,0,0,0,0,17.405422532009485,null,45.260700586243111,0.33333333333333331,43.644761695312482,1.8504811250925242E-2,11.843912316406245,0.16666666666666666,0,1.8504811250925242E-2,17.868523658745445,null,83.489726426913506,0.06,1.5133333333333332,83.489726426913506,1.4200000000000001E-2,0,83.489726426913506,0.01,0,7.5808671595637458,null,11.315175146560778,0.06,11.843912316406245,1.4200000000000001E-2,0,0.01,0.84709406368661533,null,32.816357238281242,9.0799999999999992E-2,2.9797252372359364,null,{"$f":"IF($D197=\"Connection\",VLOOKUP(C197,'Input - General'!$F$62:$N$79,8,FALSE),0)","v":0},null,0.1801212933606588,46.68163265124123,8.408356049328729,null,8.6527813038891108E-2,55.089988700569961,4.7668162425975416]
[null,{"$f":"'Input - Inventory'!B195","v":187},{"$f":"'Input - Inventory'!C195","v":"TF4x40 (P09)"},{"$f":"'Input - Inventory'!D195","v":"Lamp"},{"$f":"'Input - Inventory'!E195","v":"NonTraffic"},{"$f":"'Input - Inventory'!F195","v":"Minor < 130w"},{"$f":"'Input - Inventory'!G195","v":4},null,"Lamp - TF4x40 (P09)",null,59.856804943167504,10,598.56804943167504,null,11.315175146560778,0.33333333333333331,0,0,11.315175146560778,1.8504811250925242E-2,0,0,11.315175146560778,0.16666666666666666,11.315175146560778,4.590314436538903E-3,11.315175146560778,4.0032025620496396E-2,169.72762719841162,2.1598272138228944E-2,282.87937866401938,1.2221950623319483E-2,0,0,13578.210175872931,1.1123470522803115E-4,9617.8988745766583,2.4953586329427266E-4,0,0,0,0,17.405422532009485,null,45.260700586243111,0.33333333333333331,43.644761695312482,1.8504811250925242E-2,11.843912316406245,0.16666666666666666,0,1.8504811250925242E-2,17.868523658745445,null,83.489726426913506,0.06,1.5133333333333332,83.489726426913506,1.4200000000000001E-2,0,83.489726426913506,0.01,0,7.5808671595637458,null,11.315175146560778,0.06,11.843912316406245,1.4200000000000001E-2,0,0.01,0.84709406368661533,null,32.816357238281242,9.0799999999999992E-2,2.9797252372359364,null,{"$f":"IF($D198=\"Connection\",VLOOKUP(C198,'Input - General'!$F$62:$N$79,8,FALSE),0)","v":0},null,0.1801212933606588,46.68163265124123,8.408356049328729,null,8.6527813038891108E-2,55.089988700569961,4.7668162425975416]
[null,{"$f":"'Input - Inventory'!B196","v":188},{"$f":"'Input - Inventory'!C196","v":"TF4x80"},{"$f":"'Input - Inventory'!D196","v":"Lamp"},{"$f":"'Input - Inventory'!E196","v":"NonTraffic"},{"$f":"'Input - Inventory'!F196","v":"Minor < 130w"},{"$f":"'Input - Inventory'!G196","v":"4"},null,"Lamp - TF4x80",null,59.856804943167504,0,0,null,11.315175146560778,0.33333333333333331,0,0,11.315175146560778,1.8504811250925242E-2,0,0,11.315175146560778,0.16666666666666666,11.315175146560778,4.590314436538903E-3,11.315175146560778,4.0032025620496396E-2,169.72762719841162,2.1598272138228944E-2,282.87937866401938,1.2221950623319483E-2,0,0,13578.210175872931,1.1123470522803115E-4,9617.8988745766583,2.4953586329427266E-4,0,0,0,0,17.405422532009485,null,45.260700586243111,0.33333333333333331,43.644761695312482,1.8504811250925242E-2,11.843912316406245,0.16666666666666666,0,1.8504811250925242E-2,17.868523658745445,null,83.489726426913506,0.06,1.5133333333333332,83.489726426913506,1.4200000000000001E-2,0,83.489726426913506,0.01,0,7.5808671595637458,null,11.315175146560778,0.06,11.843912316406245,1.4200000000000001E-2,0,0.01,0.84709406368661533,null,32.816357238281242,9.0799999999999992E-2,2.9797252372359364,null,{"$f":"IF($D199=\"Connection\",VLOOKUP(C199,'Input - General'!$F$62:$N$79,8,FALSE),0)","v":0},null,0.1801212933606588,46.68163265124123,8.408356049328729,null,8.6527813038891108E-2,55.089988700569961,4.7668162425975416]
[null,{"$f":"'Input - Inventory'!B197","v":189},{"$f":"'Input - Inventory'!C197","v":"TF5x58"},{"$f":"'Input - Inventory'!D197","v":"Lamp"},{"$f":"'Input - Inventory'!E197","v":"NonTraffic"},{"$f":"'Input - Inventory'!F197","v":"Minor < 130w"},{"$f":"'Input - Inventory'!G197","v":"5"},null,"Lamp - TF5x58",null,64.693041332652172,0,0,null,11.315175146560778,0.33333333333333331,0,0,11.315175146560778,1.8504811250925242E-2,0,0,11.315175146560778,0.16666666666666666,11.315175146560778,4.590314436538903E-3,11.315175146560778,4.0032025620496396E-2,169.72762719841162,2.1598272138228944E-2,282.87937866401938,1.2221950623319483E-2,0,0,13578.210175872931,1.1123470522803115E-4,9617.8988745766583,2.4953586329427266E-4,0,0,0,0,17.405422532009485,null,56.575875732803887,0.33333333333333331,43.644761695312482,1.8504811250925242E-2,11.843912316406245,0.16666666666666666,0,1.8504811250925242E-2,21.640248707599039,null,83.489726426913506,0.06,1.5133333333333332,83.489726426913506,1.4200000000000001E-2,0,83.489726426913506,0.01,0,7.5808671595637458,null,11.315175146560778,0.06,11.843912316406245,1.4200000000000001E-2,0,0.01,0.84709406368661533,null,32.816357238281242,9.0799999999999992E-2,2.9797252372359364,null,{"$f":"IF($D200=\"Connection\",VLOOKUP(C200,'Input - General'!$F$62:$N$79,8,FALSE),0)","v":0},null,0.1801212933606588,50.453357700094827,9.0877240433290343,null,8.6527813038891108E-2,59.54108174342386,5.1519595892283121]
[null,{"$f":"'Input - Inventory'!B198","v":190},{"$f":"'Input - Inventory'!C198","v":"TF5x65"},{"$f":"'Input - Inventory'!D198","v":"Lamp"},{"$f":"'Input - Inventory'!E198","v":"NonTraffic"},{"$f":"'Input - Inventory'!F198","v":"Minor < 130w"},{"$f":"'Input - Inventory'!G198","v":"5"},null,"Lamp - TF5x65",null,64.693041332652172,0,0,null,11.315175146560778,0.33333333333333331,0,0,11.315175146560778,1.8504811250925242E-2,0,0,11.315175146560778,0.16666666666666666,11.315175146560778,4.590314436538903E-3,11.315175146560778,4.0032025620496396E-2,169.72762719841162,2.1598272138228944E-2,282.87937866401938,1.2221950623319483E-2,0,0,13578.210175872931,1.1123470522803115E-4,9617.8988745766583,2.4953586329427266E-4,0,0,0,0,17.405422532009485,null,56.575875732803887,0.33333333333333331,43.644761695312482,1.8504811250925242E-2,11.843912316406245,0.16666666666666666,0,1.8504811250925242E-2,21.640248707599039,null,83.489726426913506,0.06,1.5133333333333332,83.489726426913506,1.4200000000000001E-2,0,83.489726426913506,0.01,0,7.5808671595637458,null,11.315175146560778,0.06,11.843912316406245,1.4200000000000001E-2,0,0.01,0.84709406368661533,null,32.816357238281242,9.0799999999999992E-2,2.9797252372359364,null,{"$f":"IF($D201=\"Connection\",VLOOKUP(C201,'Input - General'!$F$62:$N$79,8,FALSE),0)","v":0},null,0.1801212933606588,50.453357700094827,9.0877240433290343,null,8.6527813038891108E-2,59.54108174342386,5.1519595892283121]
[null,{"$f":"'Input - Inventory'!B199","v":191},{"$f":"'Input - Inventory'!C199","v":"TF5x80"},{"$f":"'Input - Inventory'!D199","v":"Lamp"},{"$f":"'Input - Inventory'!E199","v":"NonTraffic"},{"$f":"'Input - Inventory'!F199","v":"Minor < 130w"},{"$f":"'Input - Inventory'!G199","v":"5"},null,"Lamp - TF5x80",null,64.693041332652172,0,0,null,11.315175146560778,0.33333333333333331,0,0,11.315175146560778,1.8504811250925242E-2,0,0,11.315175146560778,0.16666666666666666,11.315175146560778,4.590314436538903E-3,11.315175146560778,4.0032025620496396E-2,169.72762719841162,2.1598272138228944E-2,282.87937866401938,1.2221950623319483E-2,0,0,13578.210175872931,1.1123470522803115E-4,9617.8988745766583,2.4953586329427266E-4,0,0,0,0,17.405422532009485,null,56.575875732803887,0.33333333333333331,43.644761695312482,1.8504811250925242E-2,11.843912316406245,0.16666666666666666,0,1.8504811250925242E-2,21.640248707599039,null,83.489726426913506,0.06,1.5133333333333332,83.489726426913506,1.4200000000000001E-2,0,83.489726426913506,0.01,0,7.5808671595637458,null,11.315175146560778,0.06,11.843912316406245,1.4200000000000001E-2,0,0.01,0.84709406368661533,null,32.816357238281242,9.0799999999999992E-2,2.9797252372359364,null,{"$f":"IF($D202=\"Connection\",VLOOKUP(C202,'Input - General'!$F$62:$N$79,8,FALSE),0)","v":0},null,0.1801212933606588,50.453357700094827,9.0877240433290343,null,8.6527813038891108E-2,59.54108174342386,5.1519595892283121]
[null,{"$f":"'Input - Inventory'!B200","v":192},{"$f":"'Input - Inventory'!C200","v":"TF6x20"},{"$f":"'Input - Inventory'!D200","v":"Lamp"},{"$f":"'Input - Inventory'!E200","v":"NonTraffic"},{"$f":"'Input - Inventory'!F200","v":"Minor < 130w"},{"$f":"'Input - Inventory'!G200","v":"6"},null,"Lamp - TF6x20",null,69.52927772213684,0,0,null,11.315175146560778,0.33333333333333331,0,0,11.315175146560778,1.8504811250925242E-2,0,0,11.315175146560778,0.16666666666666666,11.315175146560778,4.590314436538903E-3,11.315175146560778,4.0032025620496396E-2,169.72762719841162,2.1598272138228944E-2,282.87937866401938,1.2221950623319483E-2,0,0,13578.210175872931,1.1123470522803115E-4,9617.8988745766583,2.4953586329427266E-4,0,0,0,0,17.405422532009485,null,67.89105087936467,0.33333333333333331,43.644761695312482,1.8504811250925242E-2,11.843912316406245,0.16666666666666666,0,1.8504811250925242E-2,25.411973756452632,null,83.489726426913506,0.06,1.5133333333333332,83.489726426913506,1.4200000000000001E-2,0,83.489726426913506,0.01,0,7.5808671595637458,null,11.315175146560778,0.06,11.843912316406245,1.4200000000000001E-2,0,0.01,0.84709406368661533,null,32.816357238281242,9.0799999999999992E-2,2.9797252372359364,null,{"$f":"IF($D203=\"Connection\",VLOOKUP(C203,'Input - General'!$F$62:$N$79,8,FALSE),0)","v":0},null,0.1801212933606588,54.22508274894841,9.7670920373293342,null,8.6527813038891108E-2,63.992174786277758,5.5371029358590835]
[null,{"$f":"'Input - Inventory'!B201","v":193},{"$f":"'Input - Inventory'!C201","v":"TF6x36"},{"$f":"'Input - Inventory'!D201","v":"Lamp"},{"$f":"'Input - Inventory'!E201","v":"NonTraffic"},{"$f":"'Input - Inventory'!F201","v":"Minor < 130w"},{"$f":"'Input - Inventory'!G201","v":"6"},null,"Lamp - TF6x36",null,69.52927772213684,0,{"$f":"L204*K204","v":0},null,11.315175146560778,{"$f":"IF(AND($D204=\"Lamp\",CycleBulkTask1<>0, OR($F204=O$9,O$9=\"All\")),1/CycleBulkTask1,0)","v":0.33333333333333331},0,{"$f":"IF(AND($D204=\"Lamp\",CycleBulkTask2<>0, OR($F204=Q$9,Q$9=\"All\")),1/CycleBulkTask2,0)","v":0},11.315175146560778,{"$f":"IF(AND($D204=\"Lamp\",CycleBulkTask3<>0, OR($F204=S$9,S$9=\"All\")),1/CycleBulkTask3,0)","v":1.8504811250925242E-2},0,{"$f":"IF(AND($D204=\"Lamp\",CycleBulkTask4<>0, OR($F204=U$9,U$9=\"All\")),1/CycleBulkTask4,0)","v":0},11.315175146560778,{"$f":"IF(AND($D204=\"Lamp\",CycleBulkTask5<>0, OR($F204=W$9,W$9=\"All\")),1/CycleBulkTask5,0)","v":0.16666666666666666},11.315175146560778,{"$f":"IF(AND($D204=\"Lamp\",CycleBulkTask6<>0, OR($F204=Y$9,Y$9=\"All\")),1/CycleBulkTask6,0)","v":4.590314436538903E-3},11.315175146560778,{"$f":"IF(AND($D204=\"Lamp\",CycleBulkTask7<>0, OR($F204=AA$9,AA$9=\"All\")),1/CycleBulkTask7,0)","v":4.0032025620496396E-2},169.72762719841162,{"$f":"IF(AND($D204=\"Lamp\",CycleBulkTask8<>0, OR($F204=AC$9,AC$9=\"All\")),1/CycleBulkTask8,0)","v":2.1598272138228944E-2},282.87937866401938,{"$f":"IF(AND($D204=\"Lamp\",CycleBulkTask9<>0, OR($F204=AE$9,AE$9=\"All\")),1/CycleBulkTask9,0)","v":1.2221950623319483E-2},0,{"$f":"IF(AND($D204=\"Lamp\",CycleBulkTask10<>0, OR($F204=AG$9,AG$9=\"All\")),1/CycleBulkTask10,0)","v":0},13578.210175872931,{"$f":"IF(AND($D204=\"Lamp\",CycleBulkTask11<>0, OR($F204=AI$9,AI$9=\"All\")),1/CycleBulkTask11,0)","v":1.1123470522803115E-4},9617.8988745766583,{"$f":"IF(AND($D204=\"Lamp\",CycleBulkTask12<>0, OR($F204=AK$9,AK$9=\"All\")),1/CycleBulkTask12,0)","v":2.4953586329427266E-4},0,{"$f":"IF(AND($D204=\"Lamp\",CycleBulkTask13<>0, OR($F204=AM$9,AM$9=\"All\")),1/CycleBulkTask13,0)","v":0},0,{"$f":"IF(AND($D204=\"Lamp\",CycleBulkTask14<>0, OR($F204=AO$9,AO$9=\"All\")),1/CycleBulkTask14,0)","v":0},{"$f":"O204*P204+Q204*R204+S204*T204+U204*V204+W204*X204+Y204*Z204+AA204*AB204+AC204*AD204+AE204*AF204+AG204*AH204+AI204*AJ204+AK204*AL204+AM204*AN204+AO204*AP204","v":17.405422532009485},null,67.89105087936467,{"$f":"MAX(P204,R204)","v":0.33333333333333331},43.644761695312482,{"$f":"MAX(T204,V204)","v":1.8504811250925242E-2},11.843912316406245,{"$f":"X204","v":0.16666666666666666},0,{"$f":"INDIRECT($E204)*$V204 +(1-INDIRECT($E204))*$T204","v":1.8504811250925242E-2},{"$f":"AS204*AT204+AU204*AV204+AW204*AX204+AY204*AZ204","v":25.411973756452632},null,{"$f":"IF($D204=$AS$9,(INDIRECT(\"PriceLabour\" & \"FY18\")*ProportionStandardHours + INDIRECT(\"PriceLabourOvertime\" & \"FY18\")*ProportionOvertimeHours)*(1+RateOnCostAnnual),0)","v":83.489726426913506},{"$f":"BO204","v":0.06},{"$f":"IF($D204=\"Lamp\",(NumberOfCrew+INDIRECT($E204)*TrafficController)*(TimeToReplaceLamp),0)","v":1.5133333333333332},{"$f":"IF($D204=$AS$9,(INDIRECT(\"PriceLabour\" & \"FY18\")*ProportionStandardHours + INDIRECT(\"PriceLabourOvertime\" & \"FY18\")*ProportionOvertimeHours)*(1+RateOnCostAnnual),0)","v":83.489726426913506},{"$f":"BQ204","v":1.4200000000000001E-2},{"$f":"IF($D204=\"Lamp\",(NumberOfCrew+INDIRECT($E204)*TrafficController)*(TimeForPECellReplace),0)","v":0},{"$f":"IF($D204=$AS$9,(INDIRECT(\"PriceLabour\" & \"FY18\")*ProportionStandardHours + INDIRECT(\"PriceLabourOvertime\" & \"FY18\")*ProportionOvertimeHours)*(1+RateOnCostAnnual),0)","v":83.489726426913506},{"$f":"BS204","v":0.01},{"$f":"IF($D204=\"Lamp\",(NumberOfCrew+INDIRECT($E204)*TrafficController)*(TimeForOtherSpot),0)","v":0},{"$f":"BC204*BD204*BE204+BF204*BG204*BH204+BI204*BJ204*BK204","v":7.5808671595637458},null,11.315175146560778,{"$f":"IF($D204=\"Lamp\",INDIRECT(BO$10 & $B204),0)","v":0.06},11.843912316406245,{"$f":"IF($D204=\"Lamp\",INDIRECT(\"FailurePECell\" & \"Annual\"),0)","v":1.4200000000000001E-2},0,{"$f":"IF($D204=\"Lamp\",INDIRECT(\"FailureMisc\" & \"Annual\"),0)","v":0.01},{"$f":"BN204*BO204+BP204*BQ204+BR204*BS204","v":0.84709406368661533},null,32.816357238281242,{"$f":"BD204*BE204+BG204*BH204+BJ204*BK204","v":9.0799999999999992E-2},{"$f":"BV204*BW204","v":2.9797252372359364},null,{"$f":"IF($D204=\"Connection\",VLOOKUP(C204,'Input - General'!$F$62:$N$79,8,FALSE),0)","v":0},null,{"$f":"RateOverhead","v":0.1801212933606588},{"$f":"BX204+BL204+BT204+BA204+AQ204+BZ204","v":54.22508274894841},{"$f":"CC204*CB204","v":9.7670920373293342},null,{"$f":"CorporateOverheads","v":8.6527813038891108E-2},63.992174786277758,{"$f":"CG204*CF204","v":5.5371029358590835}]
[null,{"$f":"'Input - Inventory'!B202","v":194},{"$f":"'Input - Inventory'!C202","v":"TF6x80"},{"$f":"'Input - Inventory'!D202","v":"Lamp"},{"$f":"'Input - Inventory'!E202","v":"NonTraffic"},{"$f":"'Input - Inventory'!F202","v":"Minor < 130w"},{"$f":"'Input - Inventory'!G202","v":"6"},null,{"$f":"CONCATENATE(D205,\" - \",C205)","v":"Lamp - TF6x80"},null,{"$f":"AQ205+BA205+BL205+BT205+BX205+BZ205+CD205+CH205","v":69.52927772213684},{"$f":"INDIRECT(L$10&$B205&\"FY18\")","v":0},0,null,{"$f":"IF(AND($D205=\"Lamp\", OR($F205=O$9, O$9=\"All\")),INDIRECT(\"PriceBulkTask1\" & \"FY18\"),0)","v":11.315175146560778},0.33333333333333331,{"$f":"IF(AND($D205=\"Lamp\", OR($F205=Q$9, Q$9=\"All\")),INDIRECT(\"PriceBulkTask2\" & \"FY18\"),0)","v":0},0,{"$f":"IF(AND($D205=\"Lamp\", OR($F205=S$9, S$9=\"All\")),INDIRECT(\"PriceBulkTask3\" & \"FY18\"),0)","v":11.315175146560778},1.8504811250925242E-2,{"$f":"IF(AND($D205=\"Lamp\", OR($F205=U$9, U$9=\"All\")),INDIRECT(\"PriceBulkTask4\" & \"FY18\"),0)","v":0},0,{"$f":"IF(AND($D205=\"Lamp\", OR($F205=W$9, W$9=\"All\")),INDIRECT(\"PriceBulkTask5\" & \"FY18\"),0)","v":11.315175146560778},0.16666666666666666,{"$f":"IF(AND($D205=\"Lamp\", OR($F205=Y$9, Y$9=\"All\")),INDIRECT(\"PriceBulkTask6\" & \"FY18\"),0)","v":11.315175146560778},4.590314436538903E-3,{"$f":"IF(AND($D205=\"Lamp\", OR($F205=AA$9, AA$9=\"All\")),INDIRECT(\"PriceBulkTask7\" & \"FY18\"),0)","v":11.315175146560778},4.0032025620496396E-2,{"$f":"IF(AND($D205=\"Lamp\", OR($F205=AC$9, AC$9=\"All\")),INDIRECT(\"PriceBulkTask8\" & \"FY18\"),0)","v":169.72762719841162},2.1598272138228944E-2,{"$f":"IF(AND($D205=\"Lamp\", OR($F205=AE$9, AE$9=\"All\")),INDIRECT(\"PriceBulkTask9\" & \"FY18\"),0)","v":282.87937866401938},1.2221950623319483E-2,{"$f":"IF(AND($D205=\"Lamp\", OR($F205=AG$9, AG$9=\"All\")),INDIRECT(\"PriceBulkTask10\" & \"FY18\"),0)","v":0},0,{"$f":"IF(AND($D205=\"Lamp\", OR($F205=AI$9, AI$9=\"All\")),INDIRECT(\"PriceBulkTask11\" & \"FY18\"),0)","v":13578.210175872931},1.1123470522803115E-4,{"$f":"IF(AND($D205=\"Lamp\", OR($F205=AK$9, AK$9=\"All\")),INDIRECT(\"PriceBulkTask12\" & \"FY18\"),0)","v":9617.8988745766583},2.4953586329427266E-4,{"$f":"IF(AND($D205=\"Lamp\", OR($F205=AM$9, AM$9=\"All\")),INDIRECT(\"PriceBulkTask13\" & \"FY18\"),0)","v":0},0,{"$f":"IF(AND($D205=\"Lamp\", OR($F205=AO$9, AO$9=\"All\")),INDIRECT(\"PriceBulkTask14\" & \"FY18\"),0)","v":0},0,17.405422532009485,null,{"$f":"IF($D205=\"Lamp\",$G205*INDIRECT(\"Price\" & $B205 & \"FY18\"),0)","v":67.89105087936467},0.33333333333333331,{"$f":"IF($D205=\"Lamp\",INDIRECT(\"PriceVisor\" & \"FY18\"),0)","v":43.644761695312482},1.8504811250925242E-2,{"$f":"IF($D205=\"Lamp\",INDIRECT(\"PricePECell\" & \"FY18\"),0)","v":11.843912316406245},0.16666666666666666,{"$f":"IF($D205=\"Lamp\",INDIRECT(\"PriceMisc\" & \"FY18\"),0)","v":0},1.8504811250925242E-2,25.411973756452632,null,83.489726426913506,0.06,1.5133333333333332,83.489726426913506,1.4200000000000001E-2,0,83.489726426913506,0.01,0,7.5808671595637458,null,{"$f":"IF($D205=\"Lamp\",INDIRECT(\"Price\" & $B205 & \"FY18\"),0)","v":11.315175146560778},0.06,{"$f":"IF($D205=\"Lamp\",INDIRECT(\"pRICEpecELL\" & \"FY18\"),0)","v":11.843912316406245},1.4200000000000001E-2,{"$f":"IF($D205=\"Lamp\",INDIRECT(\"PriceMisc\" & \"FY18\"),0)","v":0},0.01,0.84709406368661533,null,{"$f":"IF(AND($D205=\"Lamp\"),INDIRECT(\"PriceEWP\"&\"FY18\"),0)","v":32.816357238281242},9.0799999999999992E-2,2.9797252372359364,null,{"$f":"IF($D205=\"Connection\",VLOOKUP(C205,'Input - General'!$F$62:$N$79,8,FALSE),0)","v":0},null,0.1801212933606588,54.22508274894841,9.7670920373293342,null,8.6527813038891108E-2,{"$f":"AQ205+BA205+BL205+BT205+BX205+BZ205+CD205","v":63.992174786277758},5.5371029358590835]
[null,{"$f":"'Input - Inventory'!B203","v":195},{"$f":"'Input - Inventory'!C203","v":"TH1x1000"},{"$f":"'Input - Inventory'!D203","v":"Lamp"},{"$f":"'Input - Inventory'!E203","v":"Traffic"},{"$f":"'Input - Inventory'!F203","v":"Major > 130w"},{"$f":"'Input - Inventory'!G203","v":"1"},null,"Lamp - TH1x1000",null,62.574104198892051,0,0,null,0,0,11.315175146560778,0.33333333333333331,0,0,11.315175146560778,4.9094211792429674E-3,11.315175146560778,0.16666666666666666,11.315175146560778,4.590314436538903E-3,11.315175146560778,4.0032025620496396E-2,169.72762719841162,2.1598272138228944E-2,282.87937866401938,1.2221950623319483E-2,0,0,13578.210175872931,1.1123470522803115E-4,9617.8988745766583,2.4953586329427266E-4,0,0,0,0,17.251588312162589,null,33.945525439682328,0.33333333333333331,43.644761695312482,4.9094211792429674E-3,11.843912316406245,0.16666666666666666,0,4.9094211792429674E-3,13.503431050058463,null,83.489726426913506,0.06,2.2699999999999996,83.489726426913506,1.4200000000000001E-2,0,83.489726426913506,0.01,0,11.371300739345617,null,33.945525439682328,0.06,11.843912316406245,1.4200000000000001E-2,0,0.01,2.2049150812739087,null,32.816357238281242,0.13619999999999996,4.4695878558539039,null,{"$f":"IF($D206=\"Connection\",VLOOKUP(C206,'Input - General'!$F$62:$N$79,8,FALSE),0)","v":0},null,0.1801212933606588,48.800823038694482,8.7900673627942858,null,8.6527813038891108E-2,57.590890401488764,4.9832137974032884]
[null,{"$f":"'Input - Inventory'!B204","v":196},{"$f":"'Input - Inventory'!C204","v":"TH1x1500"},{"$f":"'Input - Inventory'!D204","v":"Lamp"},{"$f":"'Input - Inventory'!E204","v":"Traffic"},{"$f":"'Input - Inventory'!F204","v":"Major > 130w"},{"$f":"'Input - Inventory'!G204","v":"1"},null,"Lamp - TH1x1500",null,62.574104198892051,2,125.1482083977841,null,0,0,11.315175146560778,0.33333333333333331,0,0,11.315175146560778,4.9094211792429674E-3,11.315175146560778,0.16666666666666666,11.315175146560778,4.590314436538903E-3,11.315175146560778,4.0032025620496396E-2,169.72762719841162,2.1598272138228944E-2,282.87937866401938,1.2221950623319483E-2,0,0,13578.210175872931,1.1123470522803115E-4,9617.8988745766583,2.4953586329427266E-4,0,0,0,0,17.251588312162589,null,33.945525439682328,0.33333333333333331,43.644761695312482,4.9094211792429674E-3,11.843912316406245,0.16666666666666666,0,4.9094211792429674E-3,13.503431050058463,null,83.489726426913506,0.06,2.2699999999999996,83.489726426913506,1.4200000000000001E-2,0,83.489726426913506,0.01,0,11.371300739345617,null,33.945525439682328,0.06,11.843912316406245,1.4200000000000001E-2,0,0.01,2.2049150812739087,null,32.816357238281242,0.13619999999999996,4.4695878558539039,null,{"$f":"IF($D207=\"Connection\",VLOOKUP(C207,'Input - General'!$F$62:$N$79,8,FALSE),0)","v":0},null,0.1801212933606588,48.800823038694482,8.7900673627942858,null,8.6527813038891108E-2,57.590890401488764,4.9832137974032884]
[null,{"$f":"'Input - Inventory'!B205","v":197},{"$f":"'Input - Inventory'!C205","v":"TH1x400"},{"$f":"'Input - Inventory'!D205","v":"Lamp"},{"$f":"'Input - Inventory'!E205","v":"Traffic"},{"$f":"'Input - Inventory'!F205","v":"Major > 130w"},{"$f":"'Input - Inventory'!G205","v":"1"},null,"Lamp - TH1x400",null,62.574104198892051,1,62.574104198892051,null,0,0,11.315175146560778,0.33333333333333331,0,0,11.315175146560778,4.9094211792429674E-3,11.315175146560778,0.16666666666666666,11.315175146560778,4.590314436538903E-3,11.315175146560778,4.0032025620496396E-2,169.72762719841162,2.1598272138228944E-2,282.87937866401938,1.2221950623319483E-2,0,0,13578.210175872931,1.1123470522803115E-4,9617.8988745766583,2.4953586329427266E-4,0,0,0,0,17.251588312162589,null,33.945525439682328,0.33333333333333331,43.644761695312482,4.9094211792429674E-3,11.843912316406245,0.16666666666666666,0,4.9094211792429674E-3,13.503431050058463,null,83.489726426913506,0.06,2.2699999999999996,83.489726426913506,1.4200000000000001E-2,0,83.489726426913506,0.01,0,11.371300739345617,null,33.945525439682328,0.06,11.843912316406245,1.4200000000000001E-2,0,0.01,2.2049150812739087,null,32.816357238281242,0.13619999999999996,4.4695878558539039,null,{"$f":"IF($D208=\"Connection\",VLOOKUP(C208,'Input - General'!$F$62:$N$79,8,FALSE),0)","v":0},null,0.1801212933606588,48.800823038694482,8.7900673627942858,null,8.6527813038891108E-2,57.590890401488764,4.9832137974032884]
[null,{"$f":"'Input - Inventory'!B206","v":198},{"$f":"'Input - Inventory'!C206","v":"TH1x500"},{"$f":"'Input - Inventory'!D206","v":"Lamp"},{"$f":"'Input - Inventory'!E206","v":"Traffic"},{"$f":"'Input - Inventory'!F206","v":"Major > 130w"},{"$f":"'Input - Inventory'!G206","v":"1"},null,"Lamp - TH1x500",null,51.160586319708237,3,153.4817589591247,null,0,0,11.315175146560778,0.33333333333333331,0,0,11.315175146560778,4.9094211792429674E-3,11.315175146560778,0.16666666666666666,11.315175146560778,4.590314436538903E-3,11.315175146560778,4.0032025620496396E-2,169.72762719841162,2.1598272138228944E-2,282.87937866401938,1.2221950623319483E-2,0,0,13578.210175872931,1.1123470522803115E-4,9617.8988745766583,2.4953586329427266E-4,0,0,0,0,17.251588312162589,null,11.315175146560778,0.33333333333333331,43.644761695312482,4.9094211792429674E-3,11.843912316406245,0.16666666666666666,0,4.9094211792429674E-3,5.9599809523512786,null,83.489726426913506,0.06,2.2699999999999996,83.489726426913506,1.4200000000000001E-2,0,83.489726426913506,0.01,0,11.371300739345617,null,11.315175146560778,0.06,11.843912316406245,1.4200000000000001E-2,0,0.01,0.84709406368661533,null,32.816357238281242,0.13619999999999996,4.4695878558539039,null,{"$f":"IF($D209=\"Connection\",VLOOKUP(C209,'Input - General'!$F$62:$N$79,8,FALSE),0)","v":0},null,0.1801212933606588,39.899551923400004,7.1867588969535703,null,8.6527813038891108E-2,47.086310820353567,4.0742754993546688]
[null,{"$f":"'Input - Inventory'!B207","v":199},{"$f":"'Input - Inventory'!C207","v":"TH1x500 (P09)"},{"$f":"'Input - Inventory'!D207","v":"Lamp"},{"$f":"'Input - Inventory'!E207","v":"Traffic"},{"$f":"'Input - Inventory'!F207","v":"Major > 130w"},{"$f":"'Input - Inventory'!G207","v":1},null,"Lamp - TH1x500 (P09)",null,51.160586319708237,10,511.60586319708239,null,0,0,11.315175146560778,0.33333333333333331,0,0,11.315175146560778,4.9094211792429674E-3,11.315175146560778,0.16666666666666666,11.315175146560778,4.590314436538903E-3,11.315175146560778,4.0032025620496396E-2,169.72762719841162,2.1598272138228944E-2,282.87937866401938,1.2221950623319483E-2,0,0,13578.210175872931,1.1123470522803115E-4,9617.8988745766583,2.4953586329427266E-4,0,0,0,0,17.251588312162589,null,11.315175146560778,0.33333333333333331,43.644761695312482,4.9094211792429674E-3,11.843912316406245,0.16666666666666666,0,4.9094211792429674E-3,5.9599809523512786,null,83.489726426913506,0.06,2.2699999999999996,83.489726426913506,1.4200000000000001E-2,0,83.489726426913506,0.01,0,11.371300739345617,null,11.315175146560778,0.06,11.843912316406245,1.4200000000000001E-2,0,0.01,0.84709406368661533,null,32.816357238281242,0.13619999999999996,4.4695878558539039,null,{"$f":"IF($D210=\"Connection\",VLOOKUP(C210,'Input - General'!$F$62:$N$79,8,FALSE),0)","v":0},null,0.1801212933606588,39.899551923400004,7.1867588969535703,null,8.6527813038891108E-2,47.086310820353567,4.0742754993546688]
[null,{"$f":"'Input - Inventory'!B208","v":200},{"$f":"'Input - Inventory'!C208","v":"TH1x750"},{"$f":"'Input - Inventory'!D208","v":"Lamp"},{"$f":"'Input - Inventory'!E208","v":"Traffic"},{"$f":"'Input - Inventory'!F208","v":"Major > 130w"},{"$f":"'Input - Inventory'!G208","v":"1"},null,"Lamp - TH1x750",null,62.574104198892051,4,250.29641679556821,null,0,0,11.315175146560778,0.33333333333333331,0,0,11.315175146560778,4.9094211792429674E-3,11.315175146560778,0.16666666666666666,11.315175146560778,4.590314436538903E-3,11.315175146560778,4.0032025620496396E-2,169.72762719841162,2.1598272138228944E-2,282.87937866401938,1.2221950623319483E-2,0,0,13578.210175872931,1.1123470522803115E-4,9617.8988745766583,2.4953586329427266E-4,0,0,0,0,17.251588312162589,null,33.945525439682328,0.33333333333333331,43.644761695312482,4.9094211792429674E-3,11.843912316406245,0.16666666666666666,0,4.9094211792429674E-3,13.503431050058463,null,83.489726426913506,0.06,2.2699999999999996,83.489726426913506,1.4200000000000001E-2,0,83.489726426913506,0.01,0,11.371300739345617,null,33.945525439682328,0.06,11.843912316406245,1.4200000000000001E-2,0,0.01,2.2049150812739087,null,32.816357238281242,0.13619999999999996,4.4695878558539039,null,{"$f":"IF($D211=\"Connection\",VLOOKUP(C211,'Input - General'!$F$62:$N$79,8,FALSE),0)","v":0},null,0.1801212933606588,48.800823038694482,8.7900673627942858,null,8.6527813038891108E-2,57.590890401488764,4.9832137974032884]
[null,{"$f":"'Input - Inventory'!B209","v":201},{"$f":"'Input - Inventory'!C209","v":"1000W MBF"},{"$f":"'Input - Inventory'!D209","v":"Luminaire"},{"$f":"'Input - Inventory'!E209","v":"Traffic"},{"$f":"'Input - Inventory'!F209","v":"Major > 130w"},{"$f":"'Input - Inventory'!G209","v":0},null,"Luminaire - 1000W MBF",null,0,13,0,null,0,0,0,0,0,0,0,0,0,0,0,0,0,0,0,0,0,0,0,0,0,0,0,0,0,0,0,0,0,null,0,0,0,0,0,0,0,0,0,null,0,0,0,0,0,0,0,0,0,0,null,0,0,0,0,0,0,0,null,0,0,0,null,{"$f":"IF($D212=\"Connection\",VLOOKUP(C212,'Input - General'!$F$62:$N$79,8,FALSE),0)","v":0},null,0.1801212933606588,0,0,null,8.6527813038891108E-2,0,0]
[null,{"$f":"'Input - Inventory'!B210","v":202},{"$f":"'Input - Inventory'!C210","v":"1000W SON"},{"$f":"'Input - Inventory'!D210","v":"Luminaire"},{"$f":"'Input - Inventory'!E210","v":"Traffic"},{"$f":"'Input - Inventory'!F210","v":"Major > 130w"},{"$f":"'Input - Inventory'!G210","v":0},null,"Luminaire - 1000W SON",null,0,25,0,null,0,0,0,0,0,0,0,0,0,0,0,0,0,0,0,0,0,0,0,0,0,0,0,0,0,0,0,0,0,null,0,0,0,0,0,0,0,0,0,null,0,0,0,0,0,0,0,0,0,0,null,0,0,0,0,0,0,0,null,0,0,0,null,{"$f":"IF($D213=\"Connection\",VLOOKUP(C213,'Input - General'!$F$62:$N$79,8,FALSE),0)","v":0},null,0.1801212933606588,0,0,null,8.6527813038891108E-2,0,0]
[null,{"$f":"'Input - Inventory'!B211","v":203},{"$f":"'Input - Inventory'!C211","v":"1000W SON (P09)"},{"$f":"'Input - Inventory'!D211","v":"Luminaire"},{"$f":"'Input - Inventory'!E211","v":"Traffic"},{"$f":"'Input - Inventory'!F211","v":"Major > 130w"},{"$f":"'Input - Inventory'!G211","v":0},null,"Luminaire - 1000W SON (P09)",null,0,15,0,null,0,0,0,0,0,0,0,0,0,0,0,0,0,0,0,0,0,0,0,0,0,0,0,0,0,0,0,0,0,null,0,0,0,0,0,0,0,0,0,null,0,0,0,0,0,0,0,0,0,0,null,0,0,0,0,0,0,0,null,0,0,0,null,{"$f":"IF($D214=\"Connection\",VLOOKUP(C214,'Input - General'!$F$62:$N$79,8,FALSE),0)","v":0},null,0.1801212933606588,0,0,null,8.6527813038891108E-2,0,0]
[null,{"$f":"'Input - Inventory'!B212","v":204},{"$f":"'Input - Inventory'!C212","v":"1000W SON FLOODLIGHT"},{"$f":"'Input - Inventory'!D212","v":"Luminaire"},{"$f":"'Input - Inventory'!E212","v":"Traffic"},{"$f":"'Input - Inventory'!F212","v":"Major > 130w"},{"$f":"'Input - Inventory'!G212","v":0},null,"Luminaire - 1000W SON FLOODLIGHT",null,0,5,0,null,0,0,0,0,0,0,0,0,0,0,0,0,0,0,0,0,0,0,0,0,0,0,0,0,0,0,0,0,0,null,0,0,0,0,0,0,0,0,0,null,0,0,0,0,0,0,0,0,0,0,null,0,0,0,0,0,0,0,null,0,0,0,null,{"$f":"IF($D215=\"Connection\",VLOOKUP(C215,'Input - General'!$F$62:$N$79,8,FALSE),0)","v":0},null,0.1801212933606588,0,0,null,8.6527813038891108E-2,0,0]
[null,{"$f":"'Input - Inventory'!B213","v":205},{"$f":"'Input - Inventory'!C213","v":"1000W/1500W MBI FLOODLIG"},{"$f":"'Input - Inventory'!D213","v":"Luminaire"},{"$f":"'Input - Inventory'!E213","v":"Traffic"},{"$f":"'Input - Inventory'!F213","v":"Major > 130w"},{"$f":"'Input - Inventory'!G213","v":0},null,"Luminaire - 1000W/1500W MBI FLOODLIG",null,0,0,0,null,0,0,0,0,0,0,0,0,0,0,0,0,0,0,0,0,0,0,0,0,0,0,0,0,0,0,0,0,0,null,0,0,0,0,0,0,0,0,0,null,0,0,0,0,0,0,0,0,0,0,null,0,0,0,0,0,0,0,null,0,0,0,null,{"$f":"IF($D216=\"Connection\",VLOOKUP(C216,'Input - General'!$F$62:$N$79,8,FALSE),0)","v":0},null,0.1801212933606588,0,0,null,8.6527813038891108E-2,0,0]
[null,{"$f":"'Input - Inventory'!B214","v":206},{"$f":"'Input - Inventory'!C214","v":"100W MBI"},{"$f":"'Input - Inventory'!D214","v":"Luminaire"},{"$f":"'Input - Inventory'!E214","v":"Traffic"},{"$f":"'Input - Inventory'!F214","v":"Minor < 130w"},{"$f":"'Input - Inventory'!G214","v":0},null,"Luminaire - 100W MBI",null,0,18,0,null,0,0,0,0,0,0,0,0,0,0,0,0,0,0,0,0,0,0,0,0,0,0,0,0,0,0,0,0,0,null,0,0,0,0,0,0,0,0,0,null,0,0,0,0,0,0,0,0,0,0,null,0,0,0,0,0,0,0,null,0,0,0,null,{"$f":"IF($D217=\"Connection\",VLOOKUP(C217,'Input - General'!$F$62:$N$79,8,FALSE),0)","v":0},null,0.1801212933606588,0,0,null,8.6527813038891108E-2,0,0]
[null,{"$f":"'Input - Inventory'!B215","v":207},{"$f":"'Input - Inventory'!C215","v":"100W MBI FLOODLIGHT"},{"$f":"'Input - Inventory'!D215","v":"Luminaire"},{"$f":"'Input - Inventory'!E215","v":"Traffic"},{"$f":"'Input - Inventory'!F215","v":"Minor < 130w"},{"$f":"'Input - Inventory'!G215","v":0},null,"Luminaire - 100W MBI FLOODLIGHT",null,0,17,0,null,0,0,0,0,0,0,0,0,0,0,0,0,0,0,0,0,0,0,0,0,0,0,0,0,0,0,0,0,0,null,0,0,0,0,0,0,0,0,0,null,0,0,0,0,0,0,0,0,0,0,null,0,0,0,0,0,0,0,null,0,0,0,null,{"$f":"IF($D218=\"Connection\",VLOOKUP(C218,'Input - General'!$F$62:$N$79,8,FALSE),0)","v":0},null,0.1801212933606588,0,0,null,8.6527813038891108E-2,0,0]
[null,{"$f":"'Input - Inventory'!B216","v":208},{"$f":"'Input - Inventory'!C216","v":"100W SON"},{"$f":"'Input - Inventory'!D216","v":"Luminaire"},{"$f":"'Input - Inventory'!E216","v":"Traffic"},{"$f":"'Input - Inventory'!F216","v":"Minor < 130w"},{"$f":"'Input - Inventory'!G216","v":0},null,"Luminaire - 100W SON",null,0,542,0,null,0,0,0,0,0,0,0,0,0,0,0,0,0,0,0,0,0,0,0,0,0,0,0,0,0,0,0,0,0,null,0,0,0,0,0,0,0,0,0,null,0,0,0,0,0,0,0,0,0,0,null,0,0,0,0,0,0,0,null,0,0,0,null,{"$f":"IF($D219=\"Connection\",VLOOKUP(C219,'Input - General'!$F$62:$N$79,8,FALSE),0)","v":0},null,0.1801212933606588,0,0,null,8.6527813038891108E-2,0,0]
[null,{"$f":"'Input - Inventory'!B217","v":209},{"$f":"'Input - Inventory'!C217","v":"100W SON - PARKVILLE"},{"$f":"'Input - Inventory'!D217","v":"Luminaire"},{"$f":"'Input - Inventory'!E217","v":"Traffic"},{"$f":"'Input - Inventory'!F217","v":"Minor < 130w"},{"$f":"'Input - Inventory'!G217","v":0},null,"Luminaire - 100W SON - PARKVILLE",null,0,15,0,null,0,0,0,0,0,0,0,0,0,0,0,0,0,0,0,0,0,0,0,0,0,0,0,0,0,0,0,0,0,null,0,0,0,0,0,0,0,0,0,null,0,0,0,0,0,0,0,0,0,0,null,0,0,0,0,0,0,0,null,0,0,0,null,{"$f":"IF($D220=\"Connection\",VLOOKUP(C220,'Input - General'!$F$62:$N$79,8,FALSE),0)","v":0},null,0.1801212933606588,0,0,null,8.6527813038891108E-2,0,0]
[null,{"$f":"'Input - Inventory'!B218","v":210},{"$f":"'Input - Inventory'!C218","v":"100W SON (P09)"},{"$f":"'Input - Inventory'!D218","v":"Luminaire"},{"$f":"'Input - Inventory'!E218","v":"Traffic"},{"$f":"'Input - Inventory'!F218","v":"Minor < 130w"},{"$f":"'Input - Inventory'!G218","v":0},null,"Luminaire - 100W SON (P09)",null,0,340,0,null,0,0,0,0,0,0,0,0,0,0,0,0,0,0,0,0,0,0,0,0,0,0,0,0,0,0,0,0,0,null,0,0,0,0,0,0,0,0,0,null,0,0,0,0,0,0,0,0,0,0,null,0,0,0,0,0,0,0,null,0,0,0,null,{"$f":"IF($D221=\"Connection\",VLOOKUP(C221,'Input - General'!$F$62:$N$79,8,FALSE),0)","v":0},null,0.1801212933606588,0,0,null,8.6527813038891108E-2,0,0]
[null,{"$f":"'Input - Inventory'!B219","v":211},{"$f":"'Input - Inventory'!C219","v":"100W SON FLOODLIGHT"},{"$f":"'Input - Inventory'!D219","v":"Luminaire"},{"$f":"'Input - Inventory'!E219","v":"Traffic"},{"$f":"'Input - Inventory'!F219","v":"Minor < 130w"},{"$f":"'Input - Inventory'!G219","v":0},null,"Luminaire - 100W SON FLOODLIGHT",null,0,6,0,null,0,0,0,0,0,0,0,0,0,0,0,0,0,0,0,0,0,0,0,0,0,0,0,0,0,0,0,0,0,null,0,0,0,0,0,0,0,0,0,null,0,0,0,0,0,0,0,0,0,0,null,0,0,0,0,0,0,0,null,0,0,0,null,{"$f":"IF($D222=\"Connection\",VLOOKUP(C222,'Input - General'!$F$62:$N$79,8,FALSE),0)","v":0},null,0.1801212933606588,0,0,null,8.6527813038891108E-2,0,0]
[null,{"$f":"'Input - Inventory'!B220","v":212},{"$f":"'Input - Inventory'!C220","v":"100W SON Floodlight (P09)"},{"$f":"'Input - Inventory'!D220","v":"Luminaire"},{"$f":"'Input - Inventory'!E220","v":"Traffic"},{"$f":"'Input - Inventory'!F220","v":"Minor < 130w"},{"$f":"'Input - Inventory'!G220","v":0},null,"Luminaire - 100W SON Floodlight (P09)",null,0,4,0,null,0,0,0,0,0,0,0,0,0,0,0,0,0,0,0,0,0,0,0,0,0,0,0,0,0,0,0,0,0,null,0,0,0,0,0,0,0,0,0,null,0,0,0,0,0,0,0,0,0,0,null,0,0,0,0,0,0,0,null,0,0,0,null,{"$f":"IF($D223=\"Connection\",VLOOKUP(C223,'Input - General'!$F$62:$N$79,8,FALSE),0)","v":0},null,0.1801212933606588,0,0,null,8.6527813038891108E-2,0,0]
[null,{"$f":"'Input - Inventory'!B221","v":213},{"$f":"'Input - Inventory'!C221","v":"100W SON -PLAIN"},{"$f":"'Input - Inventory'!D221","v":"Luminaire"},{"$f":"'Input - Inventory'!E221","v":"Traffic"},{"$f":"'Input - Inventory'!F221","v":"Minor < 130w"},{"$f":"'Input - Inventory'!G221","v":0},null,"Luminaire - 100W SON -PLAIN",null,0,439,0,null,0,0,0,0,0,0,0,0,0,0,0,0,0,0,0,0,0,0,0,0,0,0,0,0,0,0,0,0,0,null,0,0,0,0,0,0,0,0,0,null,0,0,0,0,0,0,0,0,0,0,null,0,0,0,0,0,0,0,null,0,0,0,null,{"$f":"IF($D224=\"Connection\",VLOOKUP(C224,'Input - General'!$F$62:$N$79,8,FALSE),0)","v":0},null,0.1801212933606588,0,0,null,8.6527813038891108E-2,0,0]
[null,{"$f":"'Input - Inventory'!B222","v":214},{"$f":"'Input - Inventory'!C222","v":"100W SON -PLAIN (P09)"},{"$f":"'Input - Inventory'!D222","v":"Luminaire"},{"$f":"'Input - Inventory'!E222","v":"Traffic"},{"$f":"'Input - Inventory'!F222","v":"Minor < 130w"},{"$f":"'Input - Inventory'!G222","v":0},null,"Luminaire - 100W SON -PLAIN (P09)",null,0,107,0,null,0,0,0,0,0,0,0,0,0,0,0,0,0,0,0,0,0,0,0,0,0,0,0,0,0,0,0,0,0,null,0,0,0,0,0,0,0,0,0,null,0,0,0,0,0,0,0,0,0,0,null,0,0,0,0,0,0,0,null,0,0,0,null,{"$f":"IF($D225=\"Connection\",VLOOKUP(C225,'Input - General'!$F$62:$N$79,8,FALSE),0)","v":0},null,0.1801212933606588,0,0,null,8.6527813038891108E-2,0,0]
[null,{"$f":"'Input - Inventory'!B223","v":215},{"$f":"'Input - Inventory'!C223","v":"125W MBF"},{"$f":"'Input - Inventory'!D223","v":"Luminaire"},{"$f":"'Input - Inventory'!E223","v":"Traffic"},{"$f":"'Input - Inventory'!F223","v":"Minor < 130w"},{"$f":"'Input - Inventory'!G223","v":0},null,"Luminaire - 125W MBF",null,0,3283,0,null,0,0,0,0,0,0,0,0,0,0,0,0,0,0,0,0,0,0,0,0,0,0,0,0,0,0,0,0,0,null,0,0,0,0,0,0,0,0,0,null,0,0,0,0,0,0,0,0,0,0,null,0,0,0,0,0,0,0,null,0,0,0,null,{"$f":"IF($D226=\"Connection\",VLOOKUP(C226,'Input - General'!$F$62:$N$79,8,FALSE),0)","v":0},null,0.1801212933606588,0,0,null,8.6527813038891108E-2,0,0]
[null,{"$f":"'Input - Inventory'!B224","v":216},{"$f":"'Input - Inventory'!C224","v":"125W MBF - BOURKE HILL"},{"$f":"'Input - Inventory'!D224","v":"Luminaire"},{"$f":"'Input - Inventory'!E224","v":"Traffic"},{"$f":"'Input - Inventory'!F224","v":"Minor < 130w"},{"$f":"'Input - Inventory'!G224","v":0},null,"Luminaire - 125W MBF - BOURKE HILL",null,0,9,0,null,0,0,0,0,0,0,0,0,0,0,0,0,0,0,0,0,0,0,0,0,0,0,0,0,0,0,0,0,0,null,0,0,0,0,0,0,0,0,0,null,0,0,0,0,0,0,0,0,0,0,null,0,0,0,0,0,0,0,null,0,0,0,null,{"$f":"IF($D227=\"Connection\",VLOOKUP(C227,'Input - General'!$F$62:$N$79,8,FALSE),0)","v":0},null,0.1801212933606588,0,0,null,8.6527813038891108E-2,0,0]
[null,{"$f":"'Input - Inventory'!B225","v":217},{"$f":"'Input - Inventory'!C225","v":"125W MBF - HYDE PARK"},{"$f":"'Input - Inventory'!D225","v":"Luminaire"},{"$f":"'Input - Inventory'!E225","v":"Traffic"},{"$f":"'Input - Inventory'!F225","v":"Minor < 130w"},{"$f":"'Input - Inventory'!G225","v":0},null,"Luminaire - 125W MBF - HYDE PARK",null,0,168,0,null,0,0,0,0,0,0,0,0,0,0,0,0,0,0,0,0,0,0,0,0,0,0,0,0,0,0,0,0,0,null,0,0,0,0,0,0,0,0,0,null,0,0,0,0,0,0,0,0,0,0,null,0,0,0,0,0,0,0,null,0,0,0,null,{"$f":"IF($D228=\"Connection\",VLOOKUP(C228,'Input - General'!$F$62:$N$79,8,FALSE),0)","v":0},null,0.1801212933606588,0,0,null,8.6527813038891108E-2,0,0]
[null,{"$f":"'Input - Inventory'!B226","v":218},{"$f":"'Input - Inventory'!C226","v":"125W MBF - NOSTALGIA"},{"$f":"'Input - Inventory'!D226","v":"Luminaire"},{"$f":"'Input - Inventory'!E226","v":"Traffic"},{"$f":"'Input - Inventory'!F226","v":"Minor < 130w"},{"$f":"'Input - Inventory'!G226","v":0},null,"Luminaire - 125W MBF - NOSTALGIA",null,0,0,0,null,0,0,0,0,0,0,0,0,0,0,0,0,0,0,0,0,0,0,0,0,0,0,0,0,0,0,0,0,0,null,0,0,0,0,0,0,0,0,0,null,0,0,0,0,0,0,0,0,0,0,null,0,0,0,0,0,0,0,null,0,0,0,null,{"$f":"IF($D229=\"Connection\",VLOOKUP(C229,'Input - General'!$F$62:$N$79,8,FALSE),0)","v":0},null,0.1801212933606588,0,0,null,8.6527813038891108E-2,0,0]
[null,{"$f":"'Input - Inventory'!B227","v":219},{"$f":"'Input - Inventory'!C227","v":"125W MBF - PARKVILLE"},{"$f":"'Input - Inventory'!D227","v":"Luminaire"},{"$f":"'Input - Inventory'!E227","v":"Traffic"},{"$f":"'Input - Inventory'!F227","v":"Minor < 130w"},{"$f":"'Input - Inventory'!G227","v":0},null,"Luminaire - 125W MBF - PARKVILLE",null,0,6,0,null,0,0,0,0,0,0,0,0,0,0,0,0,0,0,0,0,0,0,0,0,0,0,0,0,0,0,0,0,0,null,0,0,0,0,0,0,0,0,0,null,0,0,0,0,0,0,0,0,0,0,null,0,0,0,0,0,0,0,null,0,0,0,null,{"$f":"IF($D230=\"Connection\",VLOOKUP(C230,'Input - General'!$F$62:$N$79,8,FALSE),0)","v":0},null,0.1801212933606588,0,0,null,8.6527813038891108E-2,0,0]
[null,{"$f":"'Input - Inventory'!B228","v":220},{"$f":"'Input - Inventory'!C228","v":"125W MBF (P09)"},{"$f":"'Input - Inventory'!D228","v":"Luminaire"},{"$f":"'Input - Inventory'!E228","v":"Traffic"},{"$f":"'Input - Inventory'!F228","v":"Minor < 130w"},{"$f":"'Input - Inventory'!G228","v":0},null,"Luminaire - 125W MBF (P09)",null,0,1244,0,null,0,0,0,0,0,0,0,0,0,0,0,0,0,0,0,0,0,0,0,0,0,0,0,0,0,0,0,0,0,null,0,0,0,0,0,0,0,0,0,null,0,0,0,0,0,0,0,0,0,0,null,0,0,0,0,0,0,0,null,0,0,0,null,{"$f":"IF($D231=\"Connection\",VLOOKUP(C231,'Input - General'!$F$62:$N$79,8,FALSE),0)","v":0},null,0.1801212933606588,0,0,null,8.6527813038891108E-2,0,0]
[null,{"$f":"'Input - Inventory'!B229","v":221},{"$f":"'Input - Inventory'!C229","v":"125W MBF BOLLARD"},{"$f":"'Input - Inventory'!D229","v":"Luminaire"},{"$f":"'Input - Inventory'!E229","v":"Traffic"},{"$f":"'Input - Inventory'!F229","v":"Minor < 130w"},{"$f":"'Input - Inventory'!G229","v":0},null,"Luminaire - 125W MBF BOLLARD",null,0,0,0,null,0,0,0,0,0,0,0,0,0,0,0,0,0,0,0,0,0,0,0,0,0,0,0,0,0,0,0,0,0,null,0,0,0,0,0,0,0,0,0,null,0,0,0,0,0,0,0,0,0,0,null,0,0,0,0,0,0,0,null,0,0,0,null,{"$f":"IF($D232=\"Connection\",VLOOKUP(C232,'Input - General'!$F$62:$N$79,8,FALSE),0)","v":0},null,0.1801212933606588,0,0,null,8.6527813038891108E-2,0,0]
[null,{"$f":"'Input - Inventory'!B230","v":222},{"$f":"'Input - Inventory'!C230","v":"125W MBF -PLAIN"},{"$f":"'Input - Inventory'!D230","v":"Luminaire"},{"$f":"'Input - Inventory'!E230","v":"Traffic"},{"$f":"'Input - Inventory'!F230","v":"Minor < 130w"},{"$f":"'Input - Inventory'!G230","v":0},null,"Luminaire - 125W MBF -PLAIN",null,0,794,0,null,0,0,0,0,0,0,0,0,0,0,0,0,0,0,0,0,0,0,0,0,0,0,0,0,0,0,0,0,0,null,0,0,0,0,0,0,0,0,0,null,0,0,0,0,0,0,0,0,0,0,null,0,0,0,0,0,0,0,null,0,0,0,null,{"$f":"IF($D233=\"Connection\",VLOOKUP(C233,'Input - General'!$F$62:$N$79,8,FALSE),0)","v":0},null,0.1801212933606588,0,0,null,8.6527813038891108E-2,0,0]
[null,{"$f":"'Input - Inventory'!B231","v":223},{"$f":"'Input - Inventory'!C231","v":"125W MBF -PLAIN (P09)"},{"$f":"'Input - Inventory'!D231","v":"Luminaire"},{"$f":"'Input - Inventory'!E231","v":"Traffic"},{"$f":"'Input - Inventory'!F231","v":"Minor < 130w"},{"$f":"'Input - Inventory'!G231","v":0},null,"Luminaire - 125W MBF -PLAIN (P09)",null,0,151,0,null,0,0,0,0,0,0,0,0,0,0,0,0,0,0,0,0,0,0,0,0,0,0,0,0,0,0,0,0,0,null,0,0,0,0,0,0,0,0,0,null,0,0,0,0,0,0,0,0,0,0,null,0,0,0,0,0,0,0,null,0,0,0,null,{"$f":"IF($D234=\"Connection\",VLOOKUP(C234,'Input - General'!$F$62:$N$79,8,FALSE),0)","v":0},null,0.1801212933606588,0,0,null,8.6527813038891108E-2,0,0]
[null,{"$f":"'Input - Inventory'!B232","v":224},{"$f":"'Input - Inventory'!C232","v":"125W/250W MBF FLOODLIGHT"},{"$f":"'Input - Inventory'!D232","v":"Luminaire"},{"$f":"'Input - Inventory'!E232","v":"Traffic"},{"$f":"'Input - Inventory'!F232","v":"Major > 130w"},{"$f":"'Input - Inventory'!G232","v":0},null,"Luminaire - 125W/250W MBF FLOODLIGHT",null,0,54,0,null,0,0,0,0,0,0,0,0,0,0,0,0,0,0,0,0,0,0,0,0,0,0,0,0,0,0,0,0,0,null,0,0,0,0,0,0,0,0,0,null,0,0,0,0,0,0,0,0,0,0,null,0,0,0,0,0,0,0,null,0,0,0,null,{"$f":"IF($D235=\"Connection\",VLOOKUP(C235,'Input - General'!$F$62:$N$79,8,FALSE),0)","v":0},null,0.1801212933606588,0,0,null,8.6527813038891108E-2,0,0]
[null,{"$f":"'Input - Inventory'!B233","v":225},{"$f":"'Input - Inventory'!C233","v":"135W SOX"},{"$f":"'Input - Inventory'!D233","v":"Luminaire"},{"$f":"'Input - Inventory'!E233","v":"Traffic"},{"$f":"'Input - Inventory'!F233","v":"Major > 130w"},{"$f":"'Input - Inventory'!G233","v":0},null,"Luminaire - 135W SOX",null,0,32,0,null,0,0,0,0,0,0,0,0,0,0,0,0,0,0,0,0,0,0,0,0,0,0,0,0,0,0,0,0,0,null,0,0,0,0,0,0,0,0,0,null,0,0,0,0,0,0,0,0,0,0,null,0,0,0,0,0,0,0,null,0,0,0,null,{"$f":"IF($D236=\"Connection\",VLOOKUP(C236,'Input - General'!$F$62:$N$79,8,FALSE),0)","v":0},null,0.1801212933606588,0,0,null,8.6527813038891108E-2,0,0]
[null,{"$f":"'Input - Inventory'!B234","v":226},{"$f":"'Input - Inventory'!C234","v":"150W SON"},{"$f":"'Input - Inventory'!D234","v":"Luminaire"},{"$f":"'Input - Inventory'!E234","v":"Traffic"},{"$f":"'Input - Inventory'!F234","v":"Major > 130w"},{"$f":"'Input - Inventory'!G234","v":0},null,"Luminaire - 150W SON",null,0,11707.5,0,null,0,0,0,0,0,0,0,0,0,0,0,0,0,0,0,0,0,0,0,0,0,0,0,0,0,0,0,0,0,null,0,0,0,0,0,0,0,0,0,null,0,0,0,0,0,0,0,0,0,0,null,0,0,0,0,0,0,0,null,0,0,0,null,{"$f":"IF($D237=\"Connection\",VLOOKUP(C237,'Input - General'!$F$62:$N$79,8,FALSE),0)","v":0},null,0.1801212933606588,0,0,null,8.6527813038891108E-2,0,0]
[null,{"$f":"'Input - Inventory'!B235","v":227},{"$f":"'Input - Inventory'!C235","v":"150W SON - HYDE PARK"},{"$f":"'Input - Inventory'!D235","v":"Luminaire"},{"$f":"'Input - Inventory'!E235","v":"Traffic"},{"$f":"'Input - Inventory'!F235","v":"Major > 130w"},{"$f":"'Input - Inventory'!G235","v":0},null,"Luminaire - 150W SON - HYDE PARK",null,0,16,0,null,0,0,0,0,0,0,0,0,0,0,0,0,0,0,0,0,0,0,0,0,0,0,0,0,0,0,0,0,0,null,0,0,0,0,0,0,0,0,0,null,0,0,0,0,0,0,0,0,0,0,null,0,0,0,0,0,0,0,null,0,0,0,null,{"$f":"IF($D238=\"Connection\",VLOOKUP(C238,'Input - General'!$F$62:$N$79,8,FALSE),0)","v":0},null,0.1801212933606588,0,0,null,8.6527813038891108E-2,0,0]
[null,{"$f":"'Input - Inventory'!B236","v":228},{"$f":"'Input - Inventory'!C236","v":"150W SON - PARKVILLE"},{"$f":"'Input - Inventory'!D236","v":"Luminaire"},{"$f":"'Input - Inventory'!E236","v":"Traffic"},{"$f":"'Input - Inventory'!F236","v":"Major > 130w"},{"$f":"'Input - Inventory'!G236","v":0},null,"Luminaire - 150W SON - PARKVILLE",null,0,21,0,null,0,0,0,0,0,0,0,0,0,0,0,0,0,0,0,0,0,0,0,0,0,0,0,0,0,0,0,0,0,null,0,0,0,0,0,0,0,0,0,null,0,0,0,0,0,0,0,0,0,0,null,0,0,0,0,0,0,0,null,0,0,0,null,{"$f":"IF($D239=\"Connection\",VLOOKUP(C239,'Input - General'!$F$62:$N$79,8,FALSE),0)","v":0},null,0.1801212933606588,0,0,null,8.6527813038891108E-2,0,0]
[null,{"$f":"'Input - Inventory'!B237","v":229},{"$f":"'Input - Inventory'!C237","v":"150W SON - PARKWAY 1"},{"$f":"'Input - Inventory'!D237","v":"Luminaire"},{"$f":"'Input - Inventory'!E237","v":"Traffic"},{"$f":"'Input - Inventory'!F237","v":"Major > 130w"},{"$f":"'Input - Inventory'!G237","v":0},null,"Luminaire - 150W SON - PARKWAY 1",null,0,209,0,null,0,0,0,0,0,0,0,0,0,0,0,0,0,0,0,0,0,0,0,0,0,0,0,0,0,0,0,0,0,null,0,0,0,0,0,0,0,0,0,null,0,0,0,0,0,0,0,0,0,0,null,0,0,0,0,0,0,0,null,0,0,0,null,{"$f":"IF($D240=\"Connection\",VLOOKUP(C240,'Input - General'!$F$62:$N$79,8,FALSE),0)","v":0},null,0.1801212933606588,0,0,null,8.6527813038891108E-2,0,0]
[null,{"$f":"'Input - Inventory'!B238","v":230},{"$f":"'Input - Inventory'!C238","v":"150W SON - Parkway 1 (P09)"},{"$f":"'Input - Inventory'!D238","v":"Luminaire"},{"$f":"'Input - Inventory'!E238","v":"Traffic"},{"$f":"'Input - Inventory'!F238","v":"Major > 130w"},{"$f":"'Input - Inventory'!G238","v":0},null,"Luminaire - 150W SON - Parkway 1 (P09)",null,0,32,0,null,0,0,0,0,0,0,0,0,0,0,0,0,0,0,0,0,0,0,0,0,0,0,0,0,0,0,0,0,0,null,0,0,0,0,0,0,0,0,0,null,0,0,0,0,0,0,0,0,0,0,null,0,0,0,0,0,0,0,null,0,0,0,null,{"$f":"IF($D241=\"Connection\",VLOOKUP(C241,'Input - General'!$F$62:$N$79,8,FALSE),0)","v":0},null,0.1801212933606588,0,0,null,8.6527813038891108E-2,0,0]
[null,{"$f":"'Input - Inventory'!B239","v":231},{"$f":"'Input - Inventory'!C239","v":"150W SON (P09)"},{"$f":"'Input - Inventory'!D239","v":"Luminaire"},{"$f":"'Input - Inventory'!E239","v":"Traffic"},{"$f":"'Input - Inventory'!F239","v":"Major > 130w"},{"$f":"'Input - Inventory'!G239","v":0},null,"Luminaire - 150W SON (P09)",null,0,7966,0,null,0,0,0,0,0,0,0,0,0,0,0,0,0,0,0,0,0,0,0,0,0,0,0,0,0,0,0,0,0,null,0,0,0,0,0,0,0,0,0,null,0,0,0,0,0,0,0,0,0,0,null,0,0,0,0,0,0,0,null,0,0,0,null,{"$f":"IF($D242=\"Connection\",VLOOKUP(C242,'Input - General'!$F$62:$N$79,8,FALSE),0)","v":0},null,0.1801212933606588,0,0,null,8.6527813038891108E-2,0,0]
[null,{"$f":"'Input - Inventory'!B240","v":232},{"$f":"'Input - Inventory'!C240","v":"150W SON Active Reactor"},{"$f":"'Input - Inventory'!D240","v":"Luminaire"},{"$f":"'Input - Inventory'!E240","v":"Traffic"},{"$f":"'Input - Inventory'!F240","v":"Major > 130w"},{"$f":"'Input - Inventory'!G240","v":0},null,"Luminaire - 150W SON Active Reactor",null,0,187,0,null,0,0,0,0,0,0,0,0,0,0,0,0,0,0,0,0,0,0,0,0,0,0,0,0,0,0,0,0,0,null,0,0,0,0,0,0,0,0,0,null,0,0,0,0,0,0,0,0,0,0,null,0,0,0,0,0,0,0,null,0,0,0,null,{"$f":"IF($D243=\"Connection\",VLOOKUP(C243,'Input - General'!$F$62:$N$79,8,FALSE),0)","v":0},null,0.1801212933606588,0,0,null,8.6527813038891108E-2,0,0]
[null,{"$f":"'Input - Inventory'!B241","v":233},{"$f":"'Input - Inventory'!C241","v":"150W SON FLOODLIGHT"},{"$f":"'Input - Inventory'!D241","v":"Luminaire"},{"$f":"'Input - Inventory'!E241","v":"Traffic"},{"$f":"'Input - Inventory'!F241","v":"Major > 130w"},{"$f":"'Input - Inventory'!G241","v":0},null,"Luminaire - 150W SON FLOODLIGHT",null,0,71,0,null,0,0,0,0,0,0,0,0,0,0,0,0,0,0,0,0,0,0,0,0,0,0,0,0,0,0,0,0,0,null,0,0,0,0,0,0,0,0,0,null,0,0,0,0,0,0,0,0,0,0,null,0,0,0,0,0,0,0,null,0,0,0,null,{"$f":"IF($D244=\"Connection\",VLOOKUP(C244,'Input - General'!$F$62:$N$79,8,FALSE),0)","v":0},null,0.1801212933606588,0,0,null,8.6527813038891108E-2,0,0]
[null,{"$f":"'Input - Inventory'!B242","v":234},{"$f":"'Input - Inventory'!C242","v":"150W SON Floodlight (P09)"},{"$f":"'Input - Inventory'!D242","v":"Luminaire"},{"$f":"'Input - Inventory'!E242","v":"Traffic"},{"$f":"'Input - Inventory'!F242","v":"Major > 130w"},{"$f":"'Input - Inventory'!G242","v":0},null,"Luminaire - 150W SON Floodlight (P09)",null,0,46,0,null,0,0,0,0,0,0,0,0,0,0,0,0,0,0,0,0,0,0,0,0,0,0,0,0,0,0,0,0,0,null,0,0,0,0,0,0,0,0,0,null,0,0,0,0,0,0,0,0,0,0,null,0,0,0,0,0,0,0,null,0,0,0,null,{"$f":"IF($D245=\"Connection\",VLOOKUP(C245,'Input - General'!$F$62:$N$79,8,FALSE),0)","v":0},null,0.1801212933606588,0,0,null,8.6527813038891108E-2,0,0]
[null,{"$f":"'Input - Inventory'!B243","v":235},{"$f":"'Input - Inventory'!C243","v":"150W SON GEC 'BOSTON 3'"},{"$f":"'Input - Inventory'!D243","v":"Luminaire"},{"$f":"'Input - Inventory'!E243","v":"Traffic"},{"$f":"'Input - Inventory'!F243","v":"Major > 130w"},{"$f":"'Input - Inventory'!G243","v":0},null,"Luminaire - 150W SON GEC 'BOSTON 3'",null,0,45,0,null,0,0,0,0,0,0,0,0,0,0,0,0,0,0,0,0,0,0,0,0,0,0,0,0,0,0,0,0,0,null,0,0,0,0,0,0,0,0,0,null,0,0,0,0,0,0,0,0,0,0,null,0,0,0,0,0,0,0,null,0,0,0,null,{"$f":"IF($D246=\"Connection\",VLOOKUP(C246,'Input - General'!$F$62:$N$79,8,FALSE),0)","v":0},null,0.1801212933606588,0,0,null,8.6527813038891108E-2,0,0]
[null,{"$f":"'Input - Inventory'!B244","v":236},{"$f":"'Input - Inventory'!C244","v":"150W/250W MBI FLOODLIGHT"},{"$f":"'Input - Inventory'!D244","v":"Luminaire"},{"$f":"'Input - Inventory'!E244","v":"Traffic"},{"$f":"'Input - Inventory'!F244","v":"Major > 130w"},{"$f":"'Input - Inventory'!G244","v":0},null,"Luminaire - 150W/250W MBI FLOODLIGHT",null,0,47,0,null,0,0,0,0,0,0,0,0,0,0,0,0,0,0,0,0,0,0,0,0,0,0,0,0,0,0,0,0,0,null,0,0,0,0,0,0,0,0,0,null,0,0,0,0,0,0,0,0,0,0,null,0,0,0,0,0,0,0,null,0,0,0,null,{"$f":"IF($D247=\"Connection\",VLOOKUP(C247,'Input - General'!$F$62:$N$79,8,FALSE),0)","v":0},null,0.1801212933606588,0,0,null,8.6527813038891108E-2,0,0]
[null,{"$f":"'Input - Inventory'!B245","v":237},{"$f":"'Input - Inventory'!C245","v":"180W SOX"},{"$f":"'Input - Inventory'!D245","v":"Luminaire"},{"$f":"'Input - Inventory'!E245","v":"Traffic"},{"$f":"'Input - Inventory'!F245","v":"Major > 130w"},{"$f":"'Input - Inventory'!G245","v":0},null,"Luminaire - 180W SOX",null,0,0,0,null,0,0,0,0,0,0,0,0,0,0,0,0,0,0,0,0,0,0,0,0,0,0,0,0,0,0,0,0,0,null,0,0,0,0,0,0,0,0,0,null,0,0,0,0,0,0,0,0,0,0,null,0,0,0,0,0,0,0,null,0,0,0,null,{"$f":"IF($D248=\"Connection\",VLOOKUP(C248,'Input - General'!$F$62:$N$79,8,FALSE),0)","v":0},null,0.1801212933606588,0,0,null,8.6527813038891108E-2,0,0]
[null,{"$f":"'Input - Inventory'!B246","v":238},{"$f":"'Input - Inventory'!C246","v":"1x29W LED"},{"$f":"'Input - Inventory'!D246","v":"Luminaire"},{"$f":"'Input - Inventory'!E246","v":"NonTraffic"},{"$f":"'Input - Inventory'!F246","v":"Minor < 130w"},{"$f":"'Input - Inventory'!G246","v":0},null,"Luminaire - 1x29W LED",null,0,1392,0,null,0,0,0,0,0,0,0,0,0,0,0,0,0,0,0,0,0,0,0,0,0,0,0,0,0,0,0,0,0,null,0,0,0,0,0,0,0,0,0,null,0,0,0,0,0,0,0,0,0,0,null,0,0,0,0,0,0,0,null,0,0,0,null,{"$f":"IF($D249=\"Connection\",VLOOKUP(C249,'Input - General'!$F$62:$N$79,8,FALSE),0)","v":0},null,0.1801212933606588,0,0,null,8.6527813038891108E-2,0,0]
[null,{"$f":"'Input - Inventory'!B247","v":239},{"$f":"'Input - Inventory'!C247","v":"1x40W TF"},{"$f":"'Input - Inventory'!D247","v":"Luminaire"},{"$f":"'Input - Inventory'!E247","v":"NonTraffic"},{"$f":"'Input - Inventory'!F247","v":"Minor < 130w"},{"$f":"'Input - Inventory'!G247","v":0},null,"Luminaire - 1x40W TF",null,0,594,0,null,0,0,0,0,0,0,0,0,0,0,0,0,0,0,0,0,0,0,0,0,0,0,0,0,0,0,0,0,0,null,0,0,0,0,0,0,0,0,0,null,0,0,0,0,0,0,0,0,0,0,null,0,0,0,0,0,0,0,null,0,0,0,null,{"$f":"IF($D250=\"Connection\",VLOOKUP(C250,'Input - General'!$F$62:$N$79,8,FALSE),0)","v":0},null,0.1801212933606588,0,0,null,8.6527813038891108E-2,0,0]
[null,{"$f":"'Input - Inventory'!B248","v":240},{"$f":"'Input - Inventory'!C248","v":"1x80W TF"},{"$f":"'Input - Inventory'!D248","v":"Luminaire"},{"$f":"'Input - Inventory'!E248","v":"NonTraffic"},{"$f":"'Input - Inventory'!F248","v":"Minor < 130w"},{"$f":"'Input - Inventory'!G248","v":0},null,"Luminaire - 1x80W TF",null,0,119,0,null,0,0,0,0,0,0,0,0,0,0,0,0,0,0,0,0,0,0,0,0,0,0,0,0,0,0,0,0,0,null,0,0,0,0,0,0,0,0,0,null,0,0,0,0,0,0,0,0,0,0,null,0,0,0,0,0,0,0,null,0,0,0,null,{"$f":"IF($D251=\"Connection\",VLOOKUP(C251,'Input - General'!$F$62:$N$79,8,FALSE),0)","v":0},null,0.1801212933606588,0,0,null,8.6527813038891108E-2,0,0]
[null,{"$f":"'Input - Inventory'!B249","v":241},{"$f":"'Input - Inventory'!C249","v":"250W MBF"},{"$f":"'Input - Inventory'!D249","v":"Luminaire"},{"$f":"'Input - Inventory'!E249","v":"Traffic"},{"$f":"'Input - Inventory'!F249","v":"Major > 130w"},{"$f":"'Input - Inventory'!G249","v":0},null,"Luminaire - 250W MBF",null,0,17196,0,null,0,0,0,0,0,0,0,0,0,0,0,0,0,0,0,0,0,0,0,0,0,0,0,0,0,0,0,0,0,null,0,0,0,0,0,0,0,0,0,null,0,0,0,0,0,0,0,0,0,0,null,0,0,0,0,0,0,0,null,0,0,0,null,{"$f":"IF($D252=\"Connection\",VLOOKUP(C252,'Input - General'!$F$62:$N$79,8,FALSE),0)","v":0},null,0.1801212933606588,0,0,null,8.6527813038891108E-2,0,0]
[null,{"$f":"'Input - Inventory'!B250","v":242},{"$f":"'Input - Inventory'!C250","v":"250W MBF - PARKVILLE"},{"$f":"'Input - Inventory'!D250","v":"Luminaire"},{"$f":"'Input - Inventory'!E250","v":"Traffic"},{"$f":"'Input - Inventory'!F250","v":"Major > 130w"},{"$f":"'Input - Inventory'!G250","v":0},null,"Luminaire - 250W MBF - PARKVILLE",null,0,0,0,null,0,0,0,0,0,0,0,0,0,0,0,0,0,0,0,0,0,0,0,0,0,0,0,0,0,0,0,0,0,null,0,0,0,0,0,0,0,0,0,null,0,0,0,0,0,0,0,0,0,0,null,0,0,0,0,0,0,0,null,0,0,0,null,{"$f":"IF($D253=\"Connection\",VLOOKUP(C253,'Input - General'!$F$62:$N$79,8,FALSE),0)","v":0},null,0.1801212933606588,0,0,null,8.6527813038891108E-2,0,0]
[null,{"$f":"'Input - Inventory'!B251","v":243},{"$f":"'Input - Inventory'!C251","v":"250W MBF - PARKWAY 1"},{"$f":"'Input - Inventory'!D251","v":"Luminaire"},{"$f":"'Input - Inventory'!E251","v":"Traffic"},{"$f":"'Input - Inventory'!F251","v":"Major > 130w"},{"$f":"'Input - Inventory'!G251","v":0},null,"Luminaire - 250W MBF - PARKWAY 1",null,0,782,0,null,0,0,0,0,0,0,0,0,0,0,0,0,0,0,0,0,0,0,0,0,0,0,0,0,0,0,0,0,0,null,0,0,0,0,0,0,0,0,0,null,0,0,0,0,0,0,0,0,0,0,null,0,0,0,0,0,0,0,null,0,0,0,null,{"$f":"IF($D254=\"Connection\",VLOOKUP(C254,'Input - General'!$F$62:$N$79,8,FALSE),0)","v":0},null,0.1801212933606588,0,0,null,8.6527813038891108E-2,0,0]
[null,{"$f":"'Input - Inventory'!B252","v":244},{"$f":"'Input - Inventory'!C252","v":"250W MBI - SMARTPOLE"},{"$f":"'Input - Inventory'!D252","v":"Luminaire"},{"$f":"'Input - Inventory'!E252","v":"Traffic"},{"$f":"'Input - Inventory'!F252","v":"Major > 130w"},{"$f":"'Input - Inventory'!G252","v":0},null,"Luminaire - 250W MBI - SMARTPOLE",null,0,21,0,null,0,0,0,0,0,0,0,0,0,0,0,0,0,0,0,0,0,0,0,0,0,0,0,0,0,0,0,0,0,null,0,0,0,0,0,0,0,0,0,null,0,0,0,0,0,0,0,0,0,0,null,0,0,0,0,0,0,0,null,0,0,0,null,{"$f":"IF($D255=\"Connection\",VLOOKUP(C255,'Input - General'!$F$62:$N$79,8,FALSE),0)","v":0},null,0.1801212933606588,0,0,null,8.6527813038891108E-2,0,0]
[null,{"$f":"'Input - Inventory'!B253","v":245},{"$f":"'Input - Inventory'!C253","v":"250W SON"},{"$f":"'Input - Inventory'!D253","v":"Luminaire"},{"$f":"'Input - Inventory'!E253","v":"Traffic"},{"$f":"'Input - Inventory'!F253","v":"Major > 130w"},{"$f":"'Input - Inventory'!G253","v":0},null,"Luminaire - 250W SON",null,0,14498,0,null,0,0,0,0,0,0,0,0,0,0,0,0,0,0,0,0,0,0,0,0,0,0,0,0,0,0,0,0,0,null,0,0,0,0,0,0,0,0,0,null,0,0,0,0,0,0,0,0,0,0,null,0,0,0,0,0,0,0,null,0,0,0,null,{"$f":"IF($D256=\"Connection\",VLOOKUP(C256,'Input - General'!$F$62:$N$79,8,FALSE),0)","v":0},null,0.1801212933606588,0,0,null,8.6527813038891108E-2,0,0]
[null,{"$f":"'Input - Inventory'!B254","v":246},{"$f":"'Input - Inventory'!C254","v":"250W SON - PARKVILLE"},{"$f":"'Input - Inventory'!D254","v":"Luminaire"},{"$f":"'Input - Inventory'!E254","v":"Traffic"},{"$f":"'Input - Inventory'!F254","v":"Major > 130w"},{"$f":"'Input - Inventory'!G254","v":0},null,"Luminaire - 250W SON - PARKVILLE",null,0,2,0,null,0,0,0,0,0,0,0,0,0,0,0,0,0,0,0,0,0,0,0,0,0,0,0,0,0,0,0,0,0,null,0,0,0,0,0,0,0,0,0,null,0,0,0,0,0,0,0,0,0,0,null,0,0,0,0,0,0,0,null,0,0,0,null,{"$f":"IF($D257=\"Connection\",VLOOKUP(C257,'Input - General'!$F$62:$N$79,8,FALSE),0)","v":0},null,0.1801212933606588,0,0,null,8.6527813038891108E-2,0,0]
[null,{"$f":"'Input - Inventory'!B255","v":247},{"$f":"'Input - Inventory'!C255","v":"250W SON - PARKWAY 1"},{"$f":"'Input - Inventory'!D255","v":"Luminaire"},{"$f":"'Input - Inventory'!E255","v":"Traffic"},{"$f":"'Input - Inventory'!F255","v":"Major > 130w"},{"$f":"'Input - Inventory'!G255","v":0},null,"Luminaire - 250W SON - PARKWAY 1",null,0,28,0,null,0,0,0,0,0,0,0,0,0,0,0,0,0,0,0,0,0,0,0,0,0,0,0,0,0,0,0,0,0,null,0,0,0,0,0,0,0,0,0,null,0,0,0,0,0,0,0,0,0,0,null,0,0,0,0,0,0,0,null,0,0,0,null,{"$f":"IF($D258=\"Connection\",VLOOKUP(C258,'Input - General'!$F$62:$N$79,8,FALSE),0)","v":0},null,0.1801212933606588,0,0,null,8.6527813038891108E-2,0,0]
[null,{"$f":"'Input - Inventory'!B256","v":248},{"$f":"'Input - Inventory'!C256","v":"250W SON - Parkway 1(P09)"},{"$f":"'Input - Inventory'!D256","v":"Luminaire"},{"$f":"'Input - Inventory'!E256","v":"Traffic"},{"$f":"'Input - Inventory'!F256","v":"Major > 130w"},{"$f":"'Input - Inventory'!G256","v":0},null,"Luminaire - 250W SON - Parkway 1(P09)",null,0,21,0,null,0,0,0,0,0,0,0,0,0,0,0,0,0,0,0,0,0,0,0,0,0,0,0,0,0,0,0,0,0,null,0,0,0,0,0,0,0,0,0,null,0,0,0,0,0,0,0,0,0,0,null,0,0,0,0,0,0,0,null,0,0,0,null,{"$f":"IF($D259=\"Connection\",VLOOKUP(C259,'Input - General'!$F$62:$N$79,8,FALSE),0)","v":0},null,0.1801212933606588,0,0,null,8.6527813038891108E-2,0,0]
[null,{"$f":"'Input - Inventory'!B257","v":249},{"$f":"'Input - Inventory'!C257","v":"250W SON (P09)"},{"$f":"'Input - Inventory'!D257","v":"Luminaire"},{"$f":"'Input - Inventory'!E257","v":"Traffic"},{"$f":"'Input - Inventory'!F257","v":"Major > 130w"},{"$f":"'Input - Inventory'!G257","v":0},null,"Luminaire - 250W SON (P09)",null,0,9417,0,null,0,0,0,0,0,0,0,0,0,0,0,0,0,0,0,0,0,0,0,0,0,0,0,0,0,0,0,0,0,null,0,0,0,0,0,0,0,0,0,null,0,0,0,0,0,0,0,0,0,0,null,0,0,0,0,0,0,0,null,0,0,0,null,{"$f":"IF($D260=\"Connection\",VLOOKUP(C260,'Input - General'!$F$62:$N$79,8,FALSE),0)","v":0},null,0.1801212933606588,0,0,null,8.6527813038891108E-2,0,0]
[null,{"$f":"'Input - Inventory'!B258","v":250},{"$f":"'Input - Inventory'!C258","v":"250W SON Active Reactor"},{"$f":"'Input - Inventory'!D258","v":"Luminaire"},{"$f":"'Input - Inventory'!E258","v":"Traffic"},{"$f":"'Input - Inventory'!F258","v":"Major > 130w"},{"$f":"'Input - Inventory'!G258","v":0},null,"Luminaire - 250W SON Active Reactor",null,0,220,0,null,0,0,0,0,0,0,0,0,0,0,0,0,0,0,0,0,0,0,0,0,0,0,0,0,0,0,0,0,0,null,0,0,0,0,0,0,0,0,0,null,0,0,0,0,0,0,0,0,0,0,null,0,0,0,0,0,0,0,null,0,0,0,null,{"$f":"IF($D261=\"Connection\",VLOOKUP(C261,'Input - General'!$F$62:$N$79,8,FALSE),0)","v":0},null,0.1801212933606588,0,0,null,8.6527813038891108E-2,0,0]
[null,{"$f":"'Input - Inventory'!B259","v":251},{"$f":"'Input - Inventory'!C259","v":"250W SON FLOODLIGHT"},{"$f":"'Input - Inventory'!D259","v":"Luminaire"},{"$f":"'Input - Inventory'!E259","v":"Traffic"},{"$f":"'Input - Inventory'!F259","v":"Major > 130w"},{"$f":"'Input - Inventory'!G259","v":0},null,"Luminaire - 250W SON FLOODLIGHT",null,0,929,0,null,0,0,0,0,0,0,0,0,0,0,0,0,0,0,0,0,0,0,0,0,0,0,0,0,0,0,0,0,0,null,0,0,0,0,0,0,0,0,0,null,0,0,0,0,0,0,0,0,0,0,null,0,0,0,0,0,0,0,null,0,0,0,null,{"$f":"IF($D262=\"Connection\",VLOOKUP(C262,'Input - General'!$F$62:$N$79,8,FALSE),0)","v":0},null,0.1801212933606588,0,0,null,8.6527813038891108E-2,0,0]
[null,{"$f":"'Input - Inventory'!B260","v":252},{"$f":"'Input - Inventory'!C260","v":"250W SON Floodlight (P09)"},{"$f":"'Input - Inventory'!D260","v":"Luminaire"},{"$f":"'Input - Inventory'!E260","v":"Traffic"},{"$f":"'Input - Inventory'!F260","v":"Major > 130w"},{"$f":"'Input - Inventory'!G260","v":0},null,"Luminaire - 250W SON Floodlight (P09)",null,0,423,0,null,0,0,0,0,0,0,0,0,0,0,0,0,0,0,0,0,0,0,0,0,0,0,0,0,0,0,0,0,0,null,0,0,0,0,0,0,0,0,0,null,0,0,0,0,0,0,0,0,0,0,null,0,0,0,0,0,0,0,null,0,0,0,null,{"$f":"IF($D263=\"Connection\",VLOOKUP(C263,'Input - General'!$F$62:$N$79,8,FALSE),0)","v":0},null,0.1801212933606588,0,0,null,8.6527813038891108E-2,0,0]
[null,{"$f":"'Input - Inventory'!B261","v":253},{"$f":"'Input - Inventory'!C261","v":"250W SON GEC 'BOSTON 3'"},{"$f":"'Input - Inventory'!D261","v":"Luminaire"},{"$f":"'Input - Inventory'!E261","v":"Traffic"},{"$f":"'Input - Inventory'!F261","v":"Major > 130w"},{"$f":"'Input - Inventory'!G261","v":0},null,"Luminaire - 250W SON GEC 'BOSTON 3'",null,0,103,0,null,0,0,0,0,0,0,0,0,0,0,0,0,0,0,0,0,0,0,0,0,0,0,0,0,0,0,0,0,0,null,0,0,0,0,0,0,0,0,0,null,0,0,0,0,0,0,0,0,0,0,null,0,0,0,0,0,0,0,null,0,0,0,null,{"$f":"IF($D264=\"Connection\",VLOOKUP(C264,'Input - General'!$F$62:$N$79,8,FALSE),0)","v":0},null,0.1801212933606588,0,0,null,8.6527813038891108E-2,0,0]
[null,{"$f":"'Input - Inventory'!B262","v":254},{"$f":"'Input - Inventory'!C262","v":"2X14W TF - T5 PIERLIGHT"},{"$f":"'Input - Inventory'!D262","v":"Luminaire"},{"$f":"'Input - Inventory'!E262","v":"NonTraffic"},{"$f":"'Input - Inventory'!F262","v":"Minor < 130w"},{"$f":"'Input - Inventory'!G262","v":0},null,"Luminaire - 2X14W TF - T5 PIERLIGHT",null,0,145,0,null,0,0,0,0,0,0,0,0,0,0,0,0,0,0,0,0,0,0,0,0,0,0,0,0,0,0,0,0,0,null,0,0,0,0,0,0,0,0,0,null,0,0,0,0,0,0,0,0,0,0,null,0,0,0,0,0,0,0,null,0,0,0,null,{"$f":"IF($D265=\"Connection\",VLOOKUP(C265,'Input - General'!$F$62:$N$79,8,FALSE),0)","v":0},null,0.1801212933606588,0,0,null,8.6527813038891108E-2,0,0]
[null,{"$f":"'Input - Inventory'!B263","v":255},{"$f":"'Input - Inventory'!C263","v":"2x14W TF - T5 Pierlight (P09)"},{"$f":"'Input - Inventory'!D263","v":"Luminaire"},{"$f":"'Input - Inventory'!E263","v":"NonTraffic"},{"$f":"'Input - Inventory'!F263","v":"Minor < 130w"},{"$f":"'Input - Inventory'!G263","v":0},null,"Luminaire - 2x14W TF - T5 Pierlight (P09)",null,0,13,0,null,0,0,0,0,0,0,0,0,0,0,0,0,0,0,0,0,0,0,0,0,0,0,0,0,0,0,0,0,0,null,0,0,0,0,0,0,0,0,0,null,0,0,0,0,0,0,0,0,0,0,null,0,0,0,0,0,0,0,null,0,0,0,null,{"$f":"IF($D266=\"Connection\",VLOOKUP(C266,'Input - General'!$F$62:$N$79,8,FALSE),0)","v":0},null,0.1801212933606588,0,0,null,8.6527813038891108E-2,0,0]
[null,{"$f":"'Input - Inventory'!B264","v":256},{"$f":"'Input - Inventory'!C264","v":"2x14W TF - T5 PIERLITE M"},{"$f":"'Input - Inventory'!D264","v":"Luminaire"},{"$f":"'Input - Inventory'!E264","v":"NonTraffic"},{"$f":"'Input - Inventory'!F264","v":"Minor < 130w"},{"$f":"'Input - Inventory'!G264","v":0},null,"Luminaire - 2x14W TF - T5 PIERLITE M",null,0,0,0,null,0,0,0,0,0,0,0,0,0,0,0,0,0,0,0,0,0,0,0,0,0,0,0,0,0,0,0,0,0,null,0,0,0,0,0,0,0,0,0,null,0,0,0,0,0,0,0,0,0,0,null,0,0,0,0,0,0,0,null,0,0,0,null,{"$f":"IF($D267=\"Connection\",VLOOKUP(C267,'Input - General'!$F$62:$N$79,8,FALSE),0)","v":0},null,0.1801212933606588,0,0,null,8.6527813038891108E-2,0,0]
[null,{"$f":"'Input - Inventory'!B265","v":257},{"$f":"'Input - Inventory'!C265","v":"2x175W MBF - PARKWAY 2"},{"$f":"'Input - Inventory'!D265","v":"Luminaire"},{"$f":"'Input - Inventory'!E265","v":"Traffic"},{"$f":"'Input - Inventory'!F265","v":"Major > 130w"},{"$f":"'Input - Inventory'!G265","v":0},null,"Luminaire - 2x175W MBF - PARKWAY 2",null,0,0,{"$f":"L268*K268","v":0},null,0,{"$f":"IF(AND($D268=\"Lamp\",CycleBulkTask1<>0, OR($F268=O$9,O$9=\"All\")),1/CycleBulkTask1,0)","v":0},0,{"$f":"IF(AND($D268=\"Lamp\",CycleBulkTask2<>0, OR($F268=Q$9,Q$9=\"All\")),1/CycleBulkTask2,0)","v":0},0,{"$f":"IF(AND($D268=\"Lamp\",CycleBulkTask3<>0, OR($F268=S$9,S$9=\"All\")),1/CycleBulkTask3,0)","v":0},0,{"$f":"IF(AND($D268=\"Lamp\",CycleBulkTask4<>0, OR($F268=U$9,U$9=\"All\")),1/CycleBulkTask4,0)","v":0},0,{"$f":"IF(AND($D268=\"Lamp\",CycleBulkTask5<>0, OR($F268=W$9,W$9=\"All\")),1/CycleBulkTask5,0)","v":0},0,{"$f":"IF(AND($D268=\"Lamp\",CycleBulkTask6<>0, OR($F268=Y$9,Y$9=\"All\")),1/CycleBulkTask6,0)","v":0},0,{"$f":"IF(AND($D268=\"Lamp\",CycleBulkTask7<>0, OR($F268=AA$9,AA$9=\"All\")),1/CycleBulkTask7,0)","v":0},0,{"$f":"IF(AND($D268=\"Lamp\",CycleBulkTask8<>0, OR($F268=AC$9,AC$9=\"All\")),1/CycleBulkTask8,0)","v":0},0,{"$f":"IF(AND($D268=\"Lamp\",CycleBulkTask9<>0, OR($F268=AE$9,AE$9=\"All\")),1/CycleBulkTask9,0)","v":0},0,{"$f":"IF(AND($D268=\"Lamp\",CycleBulkTask10<>0, OR($F268=AG$9,AG$9=\"All\")),1/CycleBulkTask10,0)","v":0},0,{"$f":"IF(AND($D268=\"Lamp\",CycleBulkTask11<>0, OR($F268=AI$9,AI$9=\"All\")),1/CycleBulkTask11,0)","v":0},0,{"$f":"IF(AND($D268=\"Lamp\",CycleBulkTask12<>0, OR($F268=AK$9,AK$9=\"All\")),1/CycleBulkTask12,0)","v":0},0,{"$f":"IF(AND($D268=\"Lamp\",CycleBulkTask13<>0, OR($F268=AM$9,AM$9=\"All\")),1/CycleBulkTask13,0)","v":0},0,{"$f":"IF(AND($D268=\"Lamp\",CycleBulkTask14<>0, OR($F268=AO$9,AO$9=\"All\")),1/CycleBulkTask14,0)","v":0},{"$f":"O268*P268+Q268*R268+S268*T268+U268*V268+W268*X268+Y268*Z268+AA268*AB268+AC268*AD268+AE268*AF268+AG268*AH268+AI268*AJ268+AK268*AL268+AM268*AN268+AO268*AP268","v":0},null,0,{"$f":"MAX(P268,R268)","v":0},0,{"$f":"MAX(T268,V268)","v":0},0,{"$f":"X268","v":0},0,{"$f":"INDIRECT($E268)*$V268 +(1-INDIRECT($E268))*$T268","v":0},{"$f":"AS268*AT268+AU268*AV268+AW268*AX268+AY268*AZ268","v":0},null,{"$f":"IF($D268=$AS$9,(INDIRECT(\"PriceLabour\" & \"FY18\")*ProportionStandardHours + INDIRECT(\"PriceLabourOvertime\" & \"FY18\")*ProportionOvertimeHours)*(1+RateOnCostAnnual),0)","v":0},{"$f":"BO268","v":0},{"$f":"IF($D268=\"Lamp\",(NumberOfCrew+INDIRECT($E268)*TrafficController)*(TimeToReplaceLamp),0)","v":0},{"$f":"IF($D268=$AS$9,(INDIRECT(\"PriceLabour\" & \"FY18\")*ProportionStandardHours + INDIRECT(\"PriceLabourOvertime\" & \"FY18\")*ProportionOvertimeHours)*(1+RateOnCostAnnual),0)","v":0},{"$f":"BQ268","v":0},{"$f":"IF($D268=\"Lamp\",(NumberOfCrew+INDIRECT($E268)*TrafficController)*(TimeForPECellReplace),0)","v":0},{"$f":"IF($D268=$AS$9,(INDIRECT(\"PriceLabour\" & \"FY18\")*ProportionStandardHours + INDIRECT(\"PriceLabourOvertime\" & \"FY18\")*ProportionOvertimeHours)*(1+RateOnCostAnnual),0)","v":0},{"$f":"BS268","v":0},{"$f":"IF($D268=\"Lamp\",(NumberOfCrew+INDIRECT($E268)*TrafficController)*(TimeForOtherSpot),0)","v":0},{"$f":"BC268*BD268*BE268+BF268*BG268*BH268+BI268*BJ268*BK268","v":0},null,0,{"$f":"IF($D268=\"Lamp\",INDIRECT(BO$10 & $B268),0)","v":0},0,{"$f":"IF($D268=\"Lamp\",INDIRECT(\"FailurePECell\" & \"Annual\"),0)","v":0},0,{"$f":"IF($D268=\"Lamp\",INDIRECT(\"FailureMisc\" & \"Annual\"),0)","v":0},{"$f":"BN268*BO268+BP268*BQ268+BR268*BS268","v":0},null,0,{"$f":"BD268*BE268+BG268*BH268+BJ268*BK268","v":0},{"$f":"BV268*BW268","v":0},null,{"$f":"IF($D268=\"Connection\",VLOOKUP(C268,'Input - General'!$F$62:$N$79,8,FALSE),0)","v":0},null,{"$f":"RateOverhead","v":0.1801212933606588},{"$f":"BX268+BL268+BT268+BA268+AQ268+BZ268","v":0},{"$f":"CC268*CB268","v":0},null,{"$f":"CorporateOverheads","v":8.6527813038891108E-2},0,{"$f":"CG268*CF268","v":0}]
[null,{"$f":"'Input - Inventory'!B266","v":258},{"$f":"'Input - Inventory'!C266","v":"2x20W TF"},{"$f":"'Input - Inventory'!D266","v":"Luminaire"},{"$f":"'Input - Inventory'!E266","v":"NonTraffic"},{"$f":"'Input - Inventory'!F266","v":"Minor < 130w"},{"$f":"'Input - Inventory'!G266","v":0},null,{"$f":"CONCATENATE(D269,\" - \",C269)","v":"Luminaire - 2x20W TF"},null,{"$f":"AQ269+BA269+BL269+BT269+BX269+BZ269+CD269+CH269","v":0},{"$f":"INDIRECT(L$10&$B269&\"FY18\")","v":18824},0,null,{"$f":"IF(AND($D269=\"Lamp\", OR($F269=O$9, O$9=\"All\")),INDIRECT(\"PriceBulkTask1\" & \"FY18\"),0)","v":0},0,{"$f":"IF(AND($D269=\"Lamp\", OR($F269=Q$9, Q$9=\"All\")),INDIRECT(\"PriceBulkTask2\" & \"FY18\"),0)","v":0},0,{"$f":"IF(AND($D269=\"Lamp\", OR($F269=S$9, S$9=\"All\")),INDIRECT(\"PriceBulkTask3\" & \"FY18\"),0)","v":0},0,{"$f":"IF(AND($D269=\"Lamp\", OR($F269=U$9, U$9=\"All\")),INDIRECT(\"PriceBulkTask4\" & \"FY18\"),0)","v":0},0,{"$f":"IF(AND($D269=\"Lamp\", OR($F269=W$9, W$9=\"All\")),INDIRECT(\"PriceBulkTask5\" & \"FY18\"),0)","v":0},0,{"$f":"IF(AND($D269=\"Lamp\", OR($F269=Y$9, Y$9=\"All\")),INDIRECT(\"PriceBulkTask6\" & \"FY18\"),0)","v":0},0,{"$f":"IF(AND($D269=\"Lamp\", OR($F269=AA$9, AA$9=\"All\")),INDIRECT(\"PriceBulkTask7\" & \"FY18\"),0)","v":0},0,{"$f":"IF(AND($D269=\"Lamp\", OR($F269=AC$9, AC$9=\"All\")),INDIRECT(\"PriceBulkTask8\" & \"FY18\"),0)","v":0},0,{"$f":"IF(AND($D269=\"Lamp\", OR($F269=AE$9, AE$9=\"All\")),INDIRECT(\"PriceBulkTask9\" & \"FY18\"),0)","v":0},0,{"$f":"IF(AND($D269=\"Lamp\", OR($F269=AG$9, AG$9=\"All\")),INDIRECT(\"PriceBulkTask10\" & \"FY18\"),0)","v":0},0,{"$f":"IF(AND($D269=\"Lamp\", OR($F269=AI$9, AI$9=\"All\")),INDIRECT(\"PriceBulkTask11\" & \"FY18\"),0)","v":0},0,{"$f":"IF(AND($D269=\"Lamp\", OR($F269=AK$9, AK$9=\"All\")),INDIRECT(\"PriceBulkTask12\" & \"FY18\"),0)","v":0},0,{"$f":"IF(AND($D269=\"Lamp\", OR($F269=AM$9, AM$9=\"All\")),INDIRECT(\"PriceBulkTask13\" & \"FY18\"),0)","v":0},0,{"$f":"IF(AND($D269=\"Lamp\", OR($F269=AO$9, AO$9=\"All\")),INDIRECT(\"PriceBulkTask14\" & \"FY18\"),0)","v":0},0,0,null,{"$f":"IF($D269=\"Lamp\",$G269*INDIRECT(\"Price\" & $B269 & \"FY18\"),0)","v":0},0,{"$f":"IF($D269=\"Lamp\",INDIRECT(\"PriceVisor\" & \"FY18\"),0)","v":0},0,{"$f":"IF($D269=\"Lamp\",INDIRECT(\"PricePECell\" & \"FY18\"),0)","v":0},0,{"$f":"IF($D269=\"Lamp\",INDIRECT(\"PriceMisc\" & \"FY18\"),0)","v":0},0,0,null,0,0,0,0,0,0,0,0,0,0,null,{"$f":"IF($D269=\"Lamp\",INDIRECT(\"Price\" & $B269 & \"FY18\"),0)","v":0},0,{"$f":"IF($D269=\"Lamp\",INDIRECT(\"pRICEpecELL\" & \"FY18\"),0)","v":0},0,{"$f":"IF($D269=\"Lamp\",INDIRECT(\"PriceMisc\" & \"FY18\"),0)","v":0},0,0,null,{"$f":"IF(AND($D269=\"Lamp\"),INDIRECT(\"PriceEWP\"&\"FY18\"),0)","v":0},0,0,null,{"$f":"IF($D269=\"Connection\",VLOOKUP(C269,'Input - General'!$F$62:$N$79,8,FALSE),0)","v":0},null,0.1801212933606588,0,0,null,8.6527813038891108E-2,{"$f":"AQ269+BA269+BL269+BT269+BX269+BZ269+CD269","v":0},0]
[null,{"$f":"'Input - Inventory'!B267","v":259},{"$f":"'Input - Inventory'!C267","v":"2x20W TF - WAVERLEY"},{"$f":"'Input - Inventory'!D267","v":"Luminaire"},{"$f":"'Input - Inventory'!E267","v":"NonTraffic"},{"$f":"'Input - Inventory'!F267","v":"Minor < 130w"},{"$f":"'Input - Inventory'!G267","v":0},null,"Luminaire - 2x20W TF - WAVERLEY",null,0,0,0,null,0,0,0,0,0,0,0,0,0,0,0,0,0,0,0,0,0,0,0,0,0,0,0,0,0,0,0,0,0,null,0,0,0,0,0,0,0,0,0,null,0,0,0,0,0,0,0,0,0,0,null,0,0,0,0,0,0,0,null,0,0,0,null,{"$f":"IF($D270=\"Connection\",VLOOKUP(C270,'Input - General'!$F$62:$N$79,8,FALSE),0)","v":0},null,0.1801212933606588,0,0,null,8.6527813038891108E-2,0,0]
[null,{"$f":"'Input - Inventory'!B268","v":260},{"$f":"'Input - Inventory'!C268","v":"2x250W SON FLOODLIGHT"},{"$f":"'Input - Inventory'!D268","v":"Luminaire"},{"$f":"'Input - Inventory'!E268","v":"Traffic"},{"$f":"'Input - Inventory'!F268","v":"Major > 130w"},{"$f":"'Input - Inventory'!G268","v":0},null,"Luminaire - 2x250W SON FLOODLIGHT",null,0,2,0,null,0,0,0,0,0,0,0,0,0,0,0,0,0,0,0,0,0,0,0,0,0,0,0,0,0,0,0,0,0,null,0,0,0,0,0,0,0,0,0,null,0,0,0,0,0,0,0,0,0,0,null,0,0,0,0,0,0,0,null,0,0,0,null,{"$f":"IF($D271=\"Connection\",VLOOKUP(C271,'Input - General'!$F$62:$N$79,8,FALSE),0)","v":0},null,0.1801212933606588,0,0,null,8.6527813038891108E-2,0,0]
[null,{"$f":"'Input - Inventory'!B269","v":261},{"$f":"'Input - Inventory'!C269","v":"2x26W TF MACQUARIE DEC."},{"$f":"'Input - Inventory'!D269","v":"Luminaire"},{"$f":"'Input - Inventory'!E269","v":"NonTraffic"},{"$f":"'Input - Inventory'!F269","v":"Minor < 130w"},{"$f":"'Input - Inventory'!G269","v":0},null,"Luminaire - 2x26W TF MACQUARIE DEC.",null,0,0,0,null,0,0,0,0,0,0,0,0,0,0,0,0,0,0,0,0,0,0,0,0,0,0,0,0,0,0,0,0,0,null,0,0,0,0,0,0,0,0,0,null,0,0,0,0,0,0,0,0,0,0,null,0,0,0,0,0,0,0,null,0,0,0,null,{"$f":"IF($D272=\"Connection\",VLOOKUP(C272,'Input - General'!$F$62:$N$79,8,FALSE),0)","v":0},null,0.1801212933606588,0,0,null,8.6527813038891108E-2,0,0]
[null,{"$f":"'Input - Inventory'!B270","v":262},{"$f":"'Input - Inventory'!C270","v":"2x400W MBF - PARKWAY 2"},{"$f":"'Input - Inventory'!D270","v":"Luminaire"},{"$f":"'Input - Inventory'!E270","v":"Traffic"},{"$f":"'Input - Inventory'!F270","v":"Major > 130w"},{"$f":"'Input - Inventory'!G270","v":0},null,"Luminaire - 2x400W MBF - PARKWAY 2",null,0,0,0,null,0,0,0,0,0,0,0,0,0,0,0,0,0,0,0,0,0,0,0,0,0,0,0,0,0,0,0,0,0,null,0,0,0,0,0,0,0,0,0,null,0,0,0,0,0,0,0,0,0,0,null,0,0,0,0,0,0,0,null,0,0,0,null,{"$f":"IF($D273=\"Connection\",VLOOKUP(C273,'Input - General'!$F$62:$N$79,8,FALSE),0)","v":0},null,0.1801212933606588,0,0,null,8.6527813038891108E-2,0,0]
[null,{"$f":"'Input - Inventory'!B271","v":263},{"$f":"'Input - Inventory'!C271","v":"2x400W MBI FLOODLIGHT"},{"$f":"'Input - Inventory'!D271","v":"Luminaire"},{"$f":"'Input - Inventory'!E271","v":"Traffic"},{"$f":"'Input - Inventory'!F271","v":"Major > 130w"},{"$f":"'Input - Inventory'!G271","v":0},null,"Luminaire - 2x400W MBI FLOODLIGHT",null,0,0,0,null,0,0,0,0,0,0,0,0,0,0,0,0,0,0,0,0,0,0,0,0,0,0,0,0,0,0,0,0,0,null,0,0,0,0,0,0,0,0,0,null,0,0,0,0,0,0,0,0,0,0,null,0,0,0,0,0,0,0,null,0,0,0,null,{"$f":"IF($D274=\"Connection\",VLOOKUP(C274,'Input - General'!$F$62:$N$79,8,FALSE),0)","v":0},null,0.1801212933606588,0,0,null,8.6527813038891108E-2,0,0]
[null,{"$f":"'Input - Inventory'!B272","v":264},{"$f":"'Input - Inventory'!C272","v":"2x400W SON FLOODLIGHT"},{"$f":"'Input - Inventory'!D272","v":"Luminaire"},{"$f":"'Input - Inventory'!E272","v":"Traffic"},{"$f":"'Input - Inventory'!F272","v":"Major > 130w"},{"$f":"'Input - Inventory'!G272","v":0},null,"Luminaire - 2x400W SON FLOODLIGHT",null,0,1,0,null,0,0,0,0,0,0,0,0,0,0,0,0,0,0,0,0,0,0,0,0,0,0,0,0,0,0,0,0,0,null,0,0,0,0,0,0,0,0,0,null,0,0,0,0,0,0,0,0,0,0,null,0,0,0,0,0,0,0,null,0,0,0,null,{"$f":"IF($D275=\"Connection\",VLOOKUP(C275,'Input - General'!$F$62:$N$79,8,FALSE),0)","v":0},null,0.1801212933606588,0,0,null,8.6527813038891108E-2,0,0]
[null,{"$f":"'Input - Inventory'!B273","v":265},{"$f":"'Input - Inventory'!C273","v":"2x40W TF"},{"$f":"'Input - Inventory'!D273","v":"Luminaire"},{"$f":"'Input - Inventory'!E273","v":"NonTraffic"},{"$f":"'Input - Inventory'!F273","v":"Minor < 130w"},{"$f":"'Input - Inventory'!G273","v":0},null,"Luminaire - 2x40W TF",null,0,14,0,null,0,0,0,0,0,0,0,0,0,0,0,0,0,0,0,0,0,0,0,0,0,0,0,0,0,0,0,0,0,null,0,0,0,0,0,0,0,0,0,null,0,0,0,0,0,0,0,0,0,0,null,0,0,0,0,0,0,0,null,0,0,0,null,{"$f":"IF($D276=\"Connection\",VLOOKUP(C276,'Input - General'!$F$62:$N$79,8,FALSE),0)","v":0},null,0.1801212933606588,0,0,null,8.6527813038891108E-2,0,0]
[null,{"$f":"'Input - Inventory'!B274","v":266},{"$f":"'Input - Inventory'!C274","v":"2x70W SON - BOURKE HILL"},{"$f":"'Input - Inventory'!D274","v":"Luminaire"},{"$f":"'Input - Inventory'!E274","v":"NonTraffic"},{"$f":"'Input - Inventory'!F274","v":"Minor < 130w"},{"$f":"'Input - Inventory'!G274","v":0},null,"Luminaire - 2x70W SON - BOURKE HILL",null,0,0,0,null,0,0,0,0,0,0,0,0,0,0,0,0,0,0,0,0,0,0,0,0,0,0,0,0,0,0,0,0,0,null,0,0,0,0,0,0,0,0,0,null,0,0,0,0,0,0,0,0,0,0,null,0,0,0,0,0,0,0,null,0,0,0,null,{"$f":"IF($D277=\"Connection\",VLOOKUP(C277,'Input - General'!$F$62:$N$79,8,FALSE),0)","v":0},null,0.1801212933606588,0,0,null,8.6527813038891108E-2,0,0]
[null,{"$f":"'Input - Inventory'!B275","v":267},{"$f":"'Input - Inventory'!C275","v":"2x80W MBF - BOURKE HILL"},{"$f":"'Input - Inventory'!D275","v":"Luminaire"},{"$f":"'Input - Inventory'!E275","v":"NonTraffic"},{"$f":"'Input - Inventory'!F275","v":"Minor < 130w"},{"$f":"'Input - Inventory'!G275","v":0},null,"Luminaire - 2x80W MBF - BOURKE HILL",null,0,53,0,null,0,0,0,0,0,0,0,0,0,0,0,0,0,0,0,0,0,0,0,0,0,0,0,0,0,0,0,0,0,null,0,0,0,0,0,0,0,0,0,null,0,0,0,0,0,0,0,0,0,0,null,0,0,0,0,0,0,0,null,0,0,0,null,{"$f":"IF($D278=\"Connection\",VLOOKUP(C278,'Input - General'!$F$62:$N$79,8,FALSE),0)","v":0},null,0.1801212933606588,0,0,null,8.6527813038891108E-2,0,0]
[null,{"$f":"'Input - Inventory'!B276","v":268},{"$f":"'Input - Inventory'!C276","v":"3x400W MBF - PARKWAY 3"},{"$f":"'Input - Inventory'!D276","v":"Luminaire"},{"$f":"'Input - Inventory'!E276","v":"Traffic"},{"$f":"'Input - Inventory'!F276","v":"Major > 130w"},{"$f":"'Input - Inventory'!G276","v":0},null,"Luminaire - 3x400W MBF - PARKWAY 3",null,0,0,0,null,0,0,0,0,0,0,0,0,0,0,0,0,0,0,0,0,0,0,0,0,0,0,0,0,0,0,0,0,0,null,0,0,0,0,0,0,0,0,0,null,0,0,0,0,0,0,0,0,0,0,null,0,0,0,0,0,0,0,null,0,0,0,null,{"$f":"IF($D279=\"Connection\",VLOOKUP(C279,'Input - General'!$F$62:$N$79,8,FALSE),0)","v":0},null,0.1801212933606588,0,0,null,8.6527813038891108E-2,0,0]
[null,{"$f":"'Input - Inventory'!B277","v":269},{"$f":"'Input - Inventory'!C277","v":"400W MBF"},{"$f":"'Input - Inventory'!D277","v":"Luminaire"},{"$f":"'Input - Inventory'!E277","v":"Traffic"},{"$f":"'Input - Inventory'!F277","v":"Major > 130w"},{"$f":"'Input - Inventory'!G277","v":0},null,"Luminaire - 400W MBF",null,0,6514.5,0,null,0,0,0,0,0,0,0,0,0,0,0,0,0,0,0,0,0,0,0,0,0,0,0,0,0,0,0,0,0,null,0,0,0,0,0,0,0,0,0,null,0,0,0,0,0,0,0,0,0,0,null,0,0,0,0,0,0,0,null,0,0,0,null,{"$f":"IF($D280=\"Connection\",VLOOKUP(C280,'Input - General'!$F$62:$N$79,8,FALSE),0)","v":0},null,0.1801212933606588,0,0,null,8.6527813038891108E-2,0,0]
[null,{"$f":"'Input - Inventory'!B278","v":270},{"$f":"'Input - Inventory'!C278","v":"400W MBF - PARKWAY 1"},{"$f":"'Input - Inventory'!D278","v":"Luminaire"},{"$f":"'Input - Inventory'!E278","v":"Traffic"},{"$f":"'Input - Inventory'!F278","v":"Major > 130w"},{"$f":"'Input - Inventory'!G278","v":0},null,"Luminaire - 400W MBF - PARKWAY 1",null,0,252,0,null,0,0,0,0,0,0,0,0,0,0,0,0,0,0,0,0,0,0,0,0,0,0,0,0,0,0,0,0,0,null,0,0,0,0,0,0,0,0,0,null,0,0,0,0,0,0,0,0,0,0,null,0,0,0,0,0,0,0,null,0,0,0,null,{"$f":"IF($D281=\"Connection\",VLOOKUP(C281,'Input - General'!$F$62:$N$79,8,FALSE),0)","v":0},null,0.1801212933606588,0,0,null,8.6527813038891108E-2,0,0]
[null,{"$f":"'Input - Inventory'!B279","v":271},{"$f":"'Input - Inventory'!C279","v":"400W MBF FLOODLIGHT"},{"$f":"'Input - Inventory'!D279","v":"Luminaire"},{"$f":"'Input - Inventory'!E279","v":"Traffic"},{"$f":"'Input - Inventory'!F279","v":"Major > 130w"},{"$f":"'Input - Inventory'!G279","v":0},null,"Luminaire - 400W MBF FLOODLIGHT",null,0,96,0,null,0,0,0,0,0,0,0,0,0,0,0,0,0,0,0,0,0,0,0,0,0,0,0,0,0,0,0,0,0,null,0,0,0,0,0,0,0,0,0,null,0,0,0,0,0,0,0,0,0,0,null,0,0,0,0,0,0,0,null,0,0,0,null,{"$f":"IF($D282=\"Connection\",VLOOKUP(C282,'Input - General'!$F$62:$N$79,8,FALSE),0)","v":0},null,0.1801212933606588,0,0,null,8.6527813038891108E-2,0,0]
[null,{"$f":"'Input - Inventory'!B280","v":272},{"$f":"'Input - Inventory'!C280","v":"400W MBI - SMARTPOLE"},{"$f":"'Input - Inventory'!D280","v":"Luminaire"},{"$f":"'Input - Inventory'!E280","v":"Traffic"},{"$f":"'Input - Inventory'!F280","v":"Major > 130w"},{"$f":"'Input - Inventory'!G280","v":0},null,"Luminaire - 400W MBI - SMARTPOLE",null,0,0,0,null,0,0,0,0,0,0,0,0,0,0,0,0,0,0,0,0,0,0,0,0,0,0,0,0,0,0,0,0,0,null,0,0,0,0,0,0,0,0,0,null,0,0,0,0,0,0,0,0,0,0,null,0,0,0,0,0,0,0,null,0,0,0,null,{"$f":"IF($D283=\"Connection\",VLOOKUP(C283,'Input - General'!$F$62:$N$79,8,FALSE),0)","v":0},null,0.1801212933606588,0,0,null,8.6527813038891108E-2,0,0]
[null,{"$f":"'Input - Inventory'!B281","v":273},{"$f":"'Input - Inventory'!C281","v":"400W MBI FLOODLIGHT"},{"$f":"'Input - Inventory'!D281","v":"Luminaire"},{"$f":"'Input - Inventory'!E281","v":"Traffic"},{"$f":"'Input - Inventory'!F281","v":"Major > 130w"},{"$f":"'Input - Inventory'!G281","v":0},null,"Luminaire - 400W MBI FLOODLIGHT",null,0,117,0,null,0,0,0,0,0,0,0,0,0,0,0,0,0,0,0,0,0,0,0,0,0,0,0,0,0,0,0,0,0,null,0,0,0,0,0,0,0,0,0,null,0,0,0,0,0,0,0,0,0,0,null,0,0,0,0,0,0,0,null,0,0,0,null,{"$f":"IF($D284=\"Connection\",VLOOKUP(C284,'Input - General'!$F$62:$N$79,8,FALSE),0)","v":0},null,0.1801212933606588,0,0,null,8.6527813038891108E-2,0,0]
[null,{"$f":"'Input - Inventory'!B282","v":274},{"$f":"'Input - Inventory'!C282","v":"400W SON"},{"$f":"'Input - Inventory'!D282","v":"Luminaire"},{"$f":"'Input - Inventory'!E282","v":"Traffic"},{"$f":"'Input - Inventory'!F282","v":"Major > 130w"},{"$f":"'Input - Inventory'!G282","v":0},null,"Luminaire - 400W SON",null,0,1082,0,null,0,0,0,0,0,0,0,0,0,0,0,0,0,0,0,0,0,0,0,0,0,0,0,0,0,0,0,0,0,null,0,0,0,0,0,0,0,0,0,null,0,0,0,0,0,0,0,0,0,0,null,0,0,0,0,0,0,0,null,0,0,0,null,{"$f":"IF($D285=\"Connection\",VLOOKUP(C285,'Input - General'!$F$62:$N$79,8,FALSE),0)","v":0},null,0.1801212933606588,0,0,null,8.6527813038891108E-2,0,0]
[null,{"$f":"'Input - Inventory'!B283","v":275},{"$f":"'Input - Inventory'!C283","v":"400W SON - PARKWAY 1"},{"$f":"'Input - Inventory'!D283","v":"Luminaire"},{"$f":"'Input - Inventory'!E283","v":"Traffic"},{"$f":"'Input - Inventory'!F283","v":"Major > 130w"},{"$f":"'Input - Inventory'!G283","v":0},null,"Luminaire - 400W SON - PARKWAY 1",null,0,19,0,null,0,0,0,0,0,0,0,0,0,0,0,0,0,0,0,0,0,0,0,0,0,0,0,0,0,0,0,0,0,null,0,0,0,0,0,0,0,0,0,null,0,0,0,0,0,0,0,0,0,0,null,0,0,0,0,0,0,0,null,0,0,0,null,{"$f":"IF($D286=\"Connection\",VLOOKUP(C286,'Input - General'!$F$62:$N$79,8,FALSE),0)","v":0},null,0.1801212933606588,0,0,null,8.6527813038891108E-2,0,0]
[null,{"$f":"'Input - Inventory'!B284","v":276},{"$f":"'Input - Inventory'!C284","v":"400W SON - Parkway 1(P09)"},{"$f":"'Input - Inventory'!D284","v":"Luminaire"},{"$f":"'Input - Inventory'!E284","v":"Traffic"},{"$f":"'Input - Inventory'!F284","v":"Major > 130w"},{"$f":"'Input - Inventory'!G284","v":0},null,"Luminaire - 400W SON - Parkway 1(P09)",null,0,3,0,null,0,0,0,0,0,0,0,0,0,0,0,0,0,0,0,0,0,0,0,0,0,0,0,0,0,0,0,0,0,null,0,0,0,0,0,0,0,0,0,null,0,0,0,0,0,0,0,0,0,0,null,0,0,0,0,0,0,0,null,0,0,0,null,{"$f":"IF($D287=\"Connection\",VLOOKUP(C287,'Input - General'!$F$62:$N$79,8,FALSE),0)","v":0},null,0.1801212933606588,0,0,null,8.6527813038891108E-2,0,0]
[null,{"$f":"'Input - Inventory'!B285","v":277},{"$f":"'Input - Inventory'!C285","v":"400W SON (P09)"},{"$f":"'Input - Inventory'!D285","v":"Luminaire"},{"$f":"'Input - Inventory'!E285","v":"Traffic"},{"$f":"'Input - Inventory'!F285","v":"Major > 130w"},{"$f":"'Input - Inventory'!G285","v":0},null,"Luminaire - 400W SON (P09)",null,0,643.5,0,null,0,0,0,0,0,0,0,0,0,0,0,0,0,0,0,0,0,0,0,0,0,0,0,0,0,0,0,0,0,null,0,0,0,0,0,0,0,0,0,null,0,0,0,0,0,0,0,0,0,0,null,0,0,0,0,0,0,0,null,0,0,0,null,{"$f":"IF($D288=\"Connection\",VLOOKUP(C288,'Input - General'!$F$62:$N$79,8,FALSE),0)","v":0},null,0.1801212933606588,0,0,null,8.6527813038891108E-2,0,0]
[null,{"$f":"'Input - Inventory'!B286","v":278},{"$f":"'Input - Inventory'!C286","v":"400W SON Active Reactor"},{"$f":"'Input - Inventory'!D286","v":"Luminaire"},{"$f":"'Input - Inventory'!E286","v":"Traffic"},{"$f":"'Input - Inventory'!F286","v":"Major > 130w"},{"$f":"'Input - Inventory'!G286","v":0},null,"Luminaire - 400W SON Active Reactor",null,0,108,0,null,0,0,0,0,0,0,0,0,0,0,0,0,0,0,0,0,0,0,0,0,0,0,0,0,0,0,0,0,0,null,0,0,0,0,0,0,0,0,0,null,0,0,0,0,0,0,0,0,0,0,null,0,0,0,0,0,0,0,null,0,0,0,null,{"$f":"IF($D289=\"Connection\",VLOOKUP(C289,'Input - General'!$F$62:$N$79,8,FALSE),0)","v":0},null,0.1801212933606588,0,0,null,8.6527813038891108E-2,0,0]
[null,{"$f":"'Input - Inventory'!B287","v":279},{"$f":"'Input - Inventory'!C287","v":"400W SON FLOODLIGHT"},{"$f":"'Input - Inventory'!D287","v":"Luminaire"},{"$f":"'Input - Inventory'!E287","v":"Traffic"},{"$f":"'Input - Inventory'!F287","v":"Major > 130w"},{"$f":"'Input - Inventory'!G287","v":0},null,"Luminaire - 400W SON FLOODLIGHT",null,0,283,0,null,0,0,0,0,0,0,0,0,0,0,0,0,0,0,0,0,0,0,0,0,0,0,0,0,0,0,0,0,0,null,0,0,0,0,0,0,0,0,0,null,0,0,0,0,0,0,0,0,0,0,null,0,0,0,0,0,0,0,null,0,0,0,null,{"$f":"IF($D290=\"Connection\",VLOOKUP(C290,'Input - General'!$F$62:$N$79,8,FALSE),0)","v":0},null,0.1801212933606588,0,0,null,8.6527813038891108E-2,0,0]
[null,{"$f":"'Input - Inventory'!B288","v":280},{"$f":"'Input - Inventory'!C288","v":"400W SON Floodlight (P09)"},{"$f":"'Input - Inventory'!D288","v":"Luminaire"},{"$f":"'Input - Inventory'!E288","v":"Traffic"},{"$f":"'Input - Inventory'!F288","v":"Major > 130w"},{"$f":"'Input - Inventory'!G288","v":0},null,"Luminaire - 400W SON Floodlight (P09)",null,0,186,0,null,0,0,0,0,0,0,0,0,0,0,0,0,0,0,0,0,0,0,0,0,0,0,0,0,0,0,0,0,0,null,0,0,0,0,0,0,0,0,0,null,0,0,0,0,0,0,0,0,0,0,null,0,0,0,0,0,0,0,null,0,0,0,null,{"$f":"IF($D291=\"Connection\",VLOOKUP(C291,'Input - General'!$F$62:$N$79,8,FALSE),0)","v":0},null,0.1801212933606588,0,0,null,8.6527813038891108E-2,0,0]
[null,{"$f":"'Input - Inventory'!B289","v":281},{"$f":"'Input - Inventory'!C289","v":"40W SOX"},{"$f":"'Input - Inventory'!D289","v":"Luminaire"},{"$f":"'Input - Inventory'!E289","v":"NonTraffic"},{"$f":"'Input - Inventory'!F289","v":"Minor < 130w"},{"$f":"'Input - Inventory'!G289","v":0},null,"Luminaire - 40W SOX",null,0,0,0,null,0,0,0,0,0,0,0,0,0,0,0,0,0,0,0,0,0,0,0,0,0,0,0,0,0,0,0,0,0,null,0,0,0,0,0,0,0,0,0,null,0,0,0,0,0,0,0,0,0,0,null,0,0,0,0,0,0,0,null,0,0,0,null,{"$f":"IF($D292=\"Connection\",VLOOKUP(C292,'Input - General'!$F$62:$N$79,8,FALSE),0)","v":0},null,0.1801212933606588,0,0,null,8.6527813038891108E-2,0,0]
[null,{"$f":"'Input - Inventory'!B290","v":282},{"$f":"'Input - Inventory'!C290","v":"42W MBF - Sylvania Suburban Ec (P09)"},{"$f":"'Input - Inventory'!D290","v":"Luminaire"},{"$f":"'Input - Inventory'!E290","v":"NonTraffic"},{"$f":"'Input - Inventory'!F290","v":"Minor < 130w"},{"$f":"'Input - Inventory'!G290","v":0},null,"Luminaire - 42W MBF - Sylvania Suburban Ec (P09)",null,0,44381.5,0,null,0,0,0,0,0,0,0,0,0,0,0,0,0,0,0,0,0,0,0,0,0,0,0,0,0,0,0,0,0,null,0,0,0,0,0,0,0,0,0,null,0,0,0,0,0,0,0,0,0,0,null,0,0,0,0,0,0,0,null,0,0,0,null,{"$f":"IF($D293=\"Connection\",VLOOKUP(C293,'Input - General'!$F$62:$N$79,8,FALSE),0)","v":0},null,0.1801212933606588,0,0,null,8.6527813038891108E-2,0,0]
[null,{"$f":"'Input - Inventory'!B291","v":283},{"$f":"'Input - Inventory'!C291","v":"42W MBF SYLVANIA SUB ECO"},{"$f":"'Input - Inventory'!D291","v":"Luminaire"},{"$f":"'Input - Inventory'!E291","v":"NonTraffic"},{"$f":"'Input - Inventory'!F291","v":"Minor < 130w"},{"$f":"'Input - Inventory'!G291","v":0},null,"Luminaire - 42W MBF SYLVANIA SUB ECO",null,0,0,0,null,0,0,0,0,0,0,0,0,0,0,0,0,0,0,0,0,0,0,0,0,0,0,0,0,0,0,0,0,0,null,0,0,0,0,0,0,0,0,0,null,0,0,0,0,0,0,0,0,0,0,null,0,0,0,0,0,0,0,null,0,0,0,null,{"$f":"IF($D294=\"Connection\",VLOOKUP(C294,'Input - General'!$F$62:$N$79,8,FALSE),0)","v":0},null,0.1801212933606588,0,0,null,8.6527813038891108E-2,0,0]
[null,{"$f":"'Input - Inventory'!B292","v":284},{"$f":"'Input - Inventory'!C292","v":"4x1000W MBF"},{"$f":"'Input - Inventory'!D292","v":"Luminaire"},{"$f":"'Input - Inventory'!E292","v":"Traffic"},{"$f":"'Input - Inventory'!F292","v":"Major > 130w"},{"$f":"'Input - Inventory'!G292","v":0},null,{"$f":"CONCATENATE(D295,\" - \",C295)","v":"Luminaire - 4x1000W MBF"},null,0,0,{"$f":"L295*K295","v":0},null,0,{"$f":"IF(AND($D295=\"Lamp\",CycleBulkTask1<>0, OR($F295=O$9,O$9=\"All\")),1/CycleBulkTask1,0)","v":0},0,{"$f":"IF(AND($D295=\"Lamp\",CycleBulkTask2<>0, OR($F295=Q$9,Q$9=\"All\")),1/CycleBulkTask2,0)","v":0},0,{"$f":"IF(AND($D295=\"Lamp\",CycleBulkTask3<>0, OR($F295=S$9,S$9=\"All\")),1/CycleBulkTask3,0)","v":0},0,{"$f":"IF(AND($D295=\"Lamp\",CycleBulkTask4<>0, OR($F295=U$9,U$9=\"All\")),1/CycleBulkTask4,0)","v":0},0,{"$f":"IF(AND($D295=\"Lamp\",CycleBulkTask5<>0, OR($F295=W$9,W$9=\"All\")),1/CycleBulkTask5,0)","v":0},0,{"$f":"IF(AND($D295=\"Lamp\",CycleBulkTask6<>0, OR($F295=Y$9,Y$9=\"All\")),1/CycleBulkTask6,0)","v":0},0,{"$f":"IF(AND($D295=\"Lamp\",CycleBulkTask7<>0, OR($F295=AA$9,AA$9=\"All\")),1/CycleBulkTask7,0)","v":0},0,{"$f":"IF(AND($D295=\"Lamp\",CycleBulkTask8<>0, OR($F295=AC$9,AC$9=\"All\")),1/CycleBulkTask8,0)","v":0},0,{"$f":"IF(AND($D295=\"Lamp\",CycleBulkTask9<>0, OR($F295=AE$9,AE$9=\"All\")),1/CycleBulkTask9,0)","v":0},0,{"$f":"IF(AND($D295=\"Lamp\",CycleBulkTask10<>0, OR($F295=AG$9,AG$9=\"All\")),1/CycleBulkTask10,0)","v":0},0,{"$f":"IF(AND($D295=\"Lamp\",CycleBulkTask11<>0, OR($F295=AI$9,AI$9=\"All\")),1/CycleBulkTask11,0)","v":0},0,{"$f":"IF(AND($D295=\"Lamp\",CycleBulkTask12<>0, OR($F295=AK$9,AK$9=\"All\")),1/CycleBulkTask12,0)","v":0},0,{"$f":"IF(AND($D295=\"Lamp\",CycleBulkTask13<>0, OR($F295=AM$9,AM$9=\"All\")),1/CycleBulkTask13,0)","v":0},0,{"$f":"IF(AND($D295=\"Lamp\",CycleBulkTask14<>0, OR($F295=AO$9,AO$9=\"All\")),1/CycleBulkTask14,0)","v":0},{"$f":"O295*P295+Q295*R295+S295*T295+U295*V295+W295*X295+Y295*Z295+AA295*AB295+AC295*AD295+AE295*AF295+AG295*AH295+AI295*AJ295+AK295*AL295+AM295*AN295+AO295*AP295","v":0},null,0,{"$f":"MAX(P295,R295)","v":0},0,{"$f":"MAX(T295,V295)","v":0},0,{"$f":"X295","v":0},0,0,{"$f":"AS295*AT295+AU295*AV295+AW295*AX295+AY295*AZ295","v":0},null,0,{"$f":"BO295","v":0},0,0,{"$f":"BQ295","v":0},0,0,{"$f":"BS295","v":0},0,{"$f":"BC295*BD295*BE295+BF295*BG295*BH295+BI295*BJ295*BK295","v":0},null,0,0,0,0,0,0,{"$f":"BN295*BO295+BP295*BQ295+BR295*BS295","v":0},null,0,{"$f":"BD295*BE295+BG295*BH295+BJ295*BK295","v":0},{"$f":"BV295*BW295","v":0},null,{"$f":"IF($D295=\"Connection\",VLOOKUP(C295,'Input - General'!$F$62:$N$79,8,FALSE),0)","v":0},null,0.1801212933606588,{"$f":"BX295+BL295+BT295+BA295+AQ295+BZ295","v":0},{"$f":"CC295*CB295","v":0},null,8.6527813038891108E-2,0,0]
[null,{"$f":"'Input - Inventory'!B293","v":285},{"$f":"'Input - Inventory'!C293","v":"4x20W TF"},{"$f":"'Input - Inventory'!D293","v":"Luminaire"},{"$f":"'Input - Inventory'!E293","v":"NonTraffic"},{"$f":"'Input - Inventory'!F293","v":"Minor < 130w"},{"$f":"'Input - Inventory'!G293","v":0},null,"Luminaire - 4x20W TF",null,0,6,0,null,0,0,0,0,0,0,0,0,0,0,0,0,0,0,0,0,0,0,0,0,0,0,0,0,0,0,0,0,0,null,0,0,0,0,0,0,0,0,0,null,0,0,0,0,0,0,0,0,0,0,null,0,0,0,0,0,0,0,null,0,0,0,null,{"$f":"IF($D296=\"Connection\",VLOOKUP(C296,'Input - General'!$F$62:$N$79,8,FALSE),0)","v":0},null,0.1801212933606588,0,0,null,8.6527813038891108E-2,0,0]
[null,{"$f":"'Input - Inventory'!B294","v":286},{"$f":"'Input - Inventory'!C294","v":"4x20W TF - WAVERLEY"},{"$f":"'Input - Inventory'!D294","v":"Luminaire"},{"$f":"'Input - Inventory'!E294","v":"NonTraffic"},{"$f":"'Input - Inventory'!F294","v":"Minor < 130w"},{"$f":"'Input - Inventory'!G294","v":0},null,"Luminaire - 4x20W TF - WAVERLEY",null,0,47,0,null,0,0,0,0,0,0,0,0,0,0,0,0,0,0,0,0,0,0,0,0,0,0,0,0,0,0,0,0,0,null,0,0,0,0,0,0,0,0,0,null,0,0,0,0,0,0,0,0,0,0,null,0,0,0,0,0,0,0,null,0,0,0,null,{"$f":"IF($D297=\"Connection\",VLOOKUP(C297,'Input - General'!$F$62:$N$79,8,FALSE),0)","v":0},null,0.1801212933606588,0,0,null,8.6527813038891108E-2,0,0]
[null,{"$f":"'Input - Inventory'!B295","v":287},{"$f":"'Input - Inventory'!C295","v":"4x250W SON"},{"$f":"'Input - Inventory'!D295","v":"Luminaire"},{"$f":"'Input - Inventory'!E295","v":"Traffic"},{"$f":"'Input - Inventory'!F295","v":"Major > 130w"},{"$f":"'Input - Inventory'!G295","v":0},null,"Luminaire - 4x250W SON",null,0,7,0,null,0,0,0,0,0,0,0,0,0,0,0,0,0,0,0,0,0,0,0,0,0,0,0,0,0,0,0,0,0,null,0,0,0,0,0,0,0,0,0,null,0,0,0,0,0,0,0,0,0,0,null,0,0,0,0,0,0,0,null,0,0,0,null,{"$f":"IF($D298=\"Connection\",VLOOKUP(C298,'Input - General'!$F$62:$N$79,8,FALSE),0)","v":0},null,0.1801212933606588,0,0,null,8.6527813038891108E-2,0,0]
[null,{"$f":"'Input - Inventory'!B296","v":288},{"$f":"'Input - Inventory'!C296","v":"4x40W TF"},{"$f":"'Input - Inventory'!D296","v":"Luminaire"},{"$f":"'Input - Inventory'!E296","v":"NonTraffic"},{"$f":"'Input - Inventory'!F296","v":"Minor < 130w"},{"$f":"'Input - Inventory'!G296","v":0},null,"Luminaire - 4x40W TF",null,0,0,0,null,0,0,0,0,0,0,0,0,0,0,0,0,0,0,0,0,0,0,0,0,0,0,0,0,0,0,0,0,0,null,0,0,0,0,0,0,0,0,0,null,0,0,0,0,0,0,0,0,0,0,null,0,0,0,0,0,0,0,null,0,0,0,null,{"$f":"IF($D299=\"Connection\",VLOOKUP(C299,'Input - General'!$F$62:$N$79,8,FALSE),0)","v":0},null,0.1801212933606588,0,0,null,8.6527813038891108E-2,0,0]
[null,{"$f":"'Input - Inventory'!B297","v":289},{"$f":"'Input - Inventory'!C297","v":"4x40W TF - WAVERLEY"},{"$f":"'Input - Inventory'!D297","v":"Luminaire"},{"$f":"'Input - Inventory'!E297","v":"NonTraffic"},{"$f":"'Input - Inventory'!F297","v":"Minor < 130w"},{"$f":"'Input - Inventory'!G297","v":0},null,"Luminaire - 4x40W TF - WAVERLEY",null,0,43,0,null,0,0,0,0,0,0,0,0,0,0,0,0,0,0,0,0,0,0,0,0,0,0,0,0,0,0,0,0,0,null,0,0,0,0,0,0,0,0,0,null,0,0,0,0,0,0,0,0,0,0,null,0,0,0,0,0,0,0,null,0,0,0,null,{"$f":"IF($D300=\"Connection\",VLOOKUP(C300,'Input - General'!$F$62:$N$79,8,FALSE),0)","v":0},null,0.1801212933606588,0,0,null,8.6527813038891108E-2,0,0]
[null,{"$f":"'Input - Inventory'!B298","v":290},{"$f":"'Input - Inventory'!C298","v":"4x600W SON"},{"$f":"'Input - Inventory'!D298","v":"Luminaire"},{"$f":"'Input - Inventory'!E298","v":"Traffic"},{"$f":"'Input - Inventory'!F298","v":"Major > 130w"},{"$f":"'Input - Inventory'!G298","v":0},null,"Luminaire - 4x600W SON",null,0,2,0,null,0,0,0,0,0,0,0,0,0,0,0,0,0,0,0,0,0,0,0,0,0,0,0,0,0,0,0,0,0,null,0,0,0,0,0,0,0,0,0,null,0,0,0,0,0,0,0,0,0,0,null,0,0,0,0,0,0,0,null,0,0,0,null,{"$f":"IF($D301=\"Connection\",VLOOKUP(C301,'Input - General'!$F$62:$N$79,8,FALSE),0)","v":0},null,0.1801212933606588,0,0,null,8.6527813038891108E-2,0,0]
[null,{"$f":"'Input - Inventory'!B299","v":291},{"$f":"'Input - Inventory'!C299","v":"500W MBI FLOODLIGHT"},{"$f":"'Input - Inventory'!D299","v":"Luminaire"},{"$f":"'Input - Inventory'!E299","v":"Traffic"},{"$f":"'Input - Inventory'!F299","v":"Major > 130w"},{"$f":"'Input - Inventory'!G299","v":0},null,"Luminaire - 500W MBI FLOODLIGHT",null,0,2,0,null,0,0,0,0,0,0,0,0,0,0,0,0,0,0,0,0,0,0,0,0,0,0,0,0,0,0,0,0,0,null,0,0,0,0,0,0,0,0,0,null,0,0,0,0,0,0,0,0,0,0,null,0,0,0,0,0,0,0,null,0,0,0,null,{"$f":"IF($D302=\"Connection\",VLOOKUP(C302,'Input - General'!$F$62:$N$79,8,FALSE),0)","v":0},null,0.1801212933606588,0,0,null,8.6527813038891108E-2,0,0]
[null,{"$f":"'Input - Inventory'!B300","v":292},{"$f":"'Input - Inventory'!C300","v":"50W MBF"},{"$f":"'Input - Inventory'!D300","v":"Luminaire"},{"$f":"'Input - Inventory'!E300","v":"NonTraffic"},{"$f":"'Input - Inventory'!F300","v":"Minor < 130w"},{"$f":"'Input - Inventory'!G300","v":0},null,"Luminaire - 50W MBF",null,0,11811,0,null,0,0,0,0,0,0,0,0,0,0,0,0,0,0,0,0,0,0,0,0,0,0,0,0,0,0,0,0,0,null,0,0,0,0,0,0,0,0,0,null,0,0,0,0,0,0,0,0,0,0,null,0,0,0,0,0,0,0,null,0,0,0,null,{"$f":"IF($D303=\"Connection\",VLOOKUP(C303,'Input - General'!$F$62:$N$79,8,FALSE),0)","v":0},null,0.1801212933606588,0,0,null,8.6527813038891108E-2,0,0]
[null,{"$f":"'Input - Inventory'!B301","v":293},{"$f":"'Input - Inventory'!C301","v":"50W MBF - BOURKE HILL"},{"$f":"'Input - Inventory'!D301","v":"Luminaire"},{"$f":"'Input - Inventory'!E301","v":"NonTraffic"},{"$f":"'Input - Inventory'!F301","v":"Minor < 130w"},{"$f":"'Input - Inventory'!G301","v":0},null,"Luminaire - 50W MBF - BOURKE HILL",null,0,16,0,null,0,0,0,0,0,0,0,0,0,0,0,0,0,0,0,0,0,0,0,0,0,0,0,0,0,0,0,0,0,null,0,0,0,0,0,0,0,0,0,null,0,0,0,0,0,0,0,0,0,0,null,0,0,0,0,0,0,0,null,0,0,0,null,{"$f":"IF($D304=\"Connection\",VLOOKUP(C304,'Input - General'!$F$62:$N$79,8,FALSE),0)","v":0},null,0.1801212933606588,0,0,null,8.6527813038891108E-2,0,0]
[null,{"$f":"'Input - Inventory'!B302","v":294},{"$f":"'Input - Inventory'!C302","v":"50W MBF - NOSTALGIA"},{"$f":"'Input - Inventory'!D302","v":"Luminaire"},{"$f":"'Input - Inventory'!E302","v":"NonTraffic"},{"$f":"'Input - Inventory'!F302","v":"Minor < 130w"},{"$f":"'Input - Inventory'!G302","v":0},null,"Luminaire - 50W MBF - NOSTALGIA",null,0,139,0,null,0,0,0,0,0,0,0,0,0,0,0,0,0,0,0,0,0,0,0,0,0,0,0,0,0,0,0,0,0,null,0,0,0,0,0,0,0,0,0,null,0,0,0,0,0,0,0,0,0,0,null,0,0,0,0,0,0,0,null,0,0,0,null,{"$f":"IF($D305=\"Connection\",VLOOKUP(C305,'Input - General'!$F$62:$N$79,8,FALSE),0)","v":0},null,0.1801212933606588,0,0,null,8.6527813038891108E-2,0,0]
[null,{"$f":"'Input - Inventory'!B303","v":295},{"$f":"'Input - Inventory'!C303","v":"50W MBF - PLAIN"},{"$f":"'Input - Inventory'!D303","v":"Luminaire"},{"$f":"'Input - Inventory'!E303","v":"NonTraffic"},{"$f":"'Input - Inventory'!F303","v":"Minor < 130w"},{"$f":"'Input - Inventory'!G303","v":0},null,"Luminaire - 50W MBF - PLAIN",null,0,11,0,null,0,0,0,0,0,0,0,0,0,0,0,0,0,0,0,0,0,0,0,0,0,0,0,0,0,0,0,0,0,null,0,0,0,0,0,0,0,0,0,null,0,0,0,0,0,0,0,0,0,0,null,0,0,0,0,0,0,0,null,0,0,0,null,{"$f":"IF($D306=\"Connection\",VLOOKUP(C306,'Input - General'!$F$62:$N$79,8,FALSE),0)","v":0},null,0.1801212933606588,0,0,null,8.6527813038891108E-2,0,0]
[null,{"$f":"'Input - Inventory'!B304","v":296},{"$f":"'Input - Inventory'!C304","v":"50W MBF BOLLARD"},{"$f":"'Input - Inventory'!D304","v":"Luminaire"},{"$f":"'Input - Inventory'!E304","v":"NonTraffic"},{"$f":"'Input - Inventory'!F304","v":"Minor < 130w"},{"$f":"'Input - Inventory'!G304","v":0},null,"Luminaire - 50W MBF BOLLARD",null,0,0,0,null,0,0,0,0,0,0,0,0,0,0,0,0,0,0,0,0,0,0,0,0,0,0,0,0,0,0,0,0,0,null,0,0,0,0,0,0,0,0,0,null,0,0,0,0,0,0,0,0,0,0,null,0,0,0,0,0,0,0,null,0,0,0,null,{"$f":"IF($D307=\"Connection\",VLOOKUP(C307,'Input - General'!$F$62:$N$79,8,FALSE),0)","v":0},null,0.1801212933606588,0,0,null,8.6527813038891108E-2,0,0]
[null,{"$f":"'Input - Inventory'!B305","v":297},{"$f":"'Input - Inventory'!C305","v":"50W SON"},{"$f":"'Input - Inventory'!D305","v":"Luminaire"},{"$f":"'Input - Inventory'!E305","v":"NonTraffic"},{"$f":"'Input - Inventory'!F305","v":"Minor < 130w"},{"$f":"'Input - Inventory'!G305","v":0},null,"Luminaire - 50W SON",null,0,607,0,null,0,0,0,0,0,0,0,0,0,0,0,0,0,0,0,0,0,0,0,0,0,0,0,0,0,0,0,0,0,null,0,0,0,0,0,0,0,0,0,null,0,0,0,0,0,0,0,0,0,0,null,0,0,0,0,0,0,0,null,0,0,0,null,{"$f":"IF($D308=\"Connection\",VLOOKUP(C308,'Input - General'!$F$62:$N$79,8,FALSE),0)","v":0},null,0.1801212933606588,0,0,null,8.6527813038891108E-2,0,0]
[null,{"$f":"'Input - Inventory'!B306","v":298},{"$f":"'Input - Inventory'!C306","v":"50W SON - BOURKE HILL"},{"$f":"'Input - Inventory'!D306","v":"Luminaire"},{"$f":"'Input - Inventory'!E306","v":"NonTraffic"},{"$f":"'Input - Inventory'!F306","v":"Minor < 130w"},{"$f":"'Input - Inventory'!G306","v":0},null,"Luminaire - 50W SON - BOURKE HILL",null,0,0,0,null,0,0,0,0,0,0,0,0,0,0,0,0,0,0,0,0,0,0,0,0,0,0,0,0,0,0,0,0,0,null,0,0,0,0,0,0,0,0,0,null,0,0,0,0,0,0,0,0,0,0,null,0,0,0,0,0,0,0,null,0,0,0,null,{"$f":"IF($D309=\"Connection\",VLOOKUP(C309,'Input - General'!$F$62:$N$79,8,FALSE),0)","v":0},null,0.1801212933606588,0,0,null,8.6527813038891108E-2,0,0]
[null,{"$f":"'Input - Inventory'!B307","v":299},{"$f":"'Input - Inventory'!C307","v":"50W SON - NOSTALGIA"},{"$f":"'Input - Inventory'!D307","v":"Luminaire"},{"$f":"'Input - Inventory'!E307","v":"NonTraffic"},{"$f":"'Input - Inventory'!F307","v":"Minor < 130w"},{"$f":"'Input - Inventory'!G307","v":0},null,"Luminaire - 50W SON - NOSTALGIA",null,0,10,0,null,0,0,0,0,0,0,0,0,0,0,0,0,0,0,0,0,0,0,0,0,0,0,0,0,0,0,0,0,0,null,0,0,0,0,0,0,0,0,0,null,0,0,0,0,0,0,0,0,0,0,null,0,0,0,0,0,0,0,null,0,0,0,null,{"$f":"IF($D310=\"Connection\",VLOOKUP(C310,'Input - General'!$F$62:$N$79,8,FALSE),0)","v":0},null,0.1801212933606588,0,0,null,8.6527813038891108E-2,0,0]
[null,{"$f":"'Input - Inventory'!B308","v":300},{"$f":"'Input - Inventory'!C308","v":"60W SOX"},{"$f":"'Input - Inventory'!D308","v":"Luminaire"},{"$f":"'Input - Inventory'!E308","v":"NonTraffic"},{"$f":"'Input - Inventory'!F308","v":"Minor < 130w"},{"$f":"'Input - Inventory'!G308","v":0},null,"Luminaire - 60W SOX",null,0,0,0,null,0,0,0,0,0,0,0,0,0,0,0,0,0,0,0,0,0,0,0,0,0,0,0,0,0,0,0,0,0,null,0,0,0,0,0,0,0,0,0,null,0,0,0,0,0,0,0,0,0,0,null,0,0,0,0,0,0,0,null,0,0,0,null,{"$f":"IF($D311=\"Connection\",VLOOKUP(C311,'Input - General'!$F$62:$N$79,8,FALSE),0)","v":0},null,0.1801212933606588,0,0,null,8.6527813038891108E-2,0,0]
[null,{"$f":"'Input - Inventory'!B309","v":301},{"$f":"'Input - Inventory'!C309","v":"700W MBF"},{"$f":"'Input - Inventory'!D309","v":"Luminaire"},{"$f":"'Input - Inventory'!E309","v":"Traffic"},{"$f":"'Input - Inventory'!F309","v":"Major > 130w"},{"$f":"'Input - Inventory'!G309","v":0},null,"Luminaire - 700W MBF",null,0,34,0,null,0,0,0,0,0,0,0,0,0,0,0,0,0,0,0,0,0,0,0,0,0,0,0,0,0,0,0,0,0,null,0,0,0,0,0,0,0,0,0,null,0,0,0,0,0,0,0,0,0,0,null,0,0,0,0,0,0,0,null,0,0,0,null,{"$f":"IF($D312=\"Connection\",VLOOKUP(C312,'Input - General'!$F$62:$N$79,8,FALSE),0)","v":0},null,0.1801212933606588,0,0,null,8.6527813038891108E-2,0,0]
[null,{"$f":"'Input - Inventory'!B310","v":302},{"$f":"'Input - Inventory'!C310","v":"70W MBI"},{"$f":"'Input - Inventory'!D310","v":"Luminaire"},{"$f":"'Input - Inventory'!E310","v":"NonTraffic"},{"$f":"'Input - Inventory'!F310","v":"Minor < 130w"},{"$f":"'Input - Inventory'!G310","v":0},null,"Luminaire - 70W MBI",null,0,59,0,null,0,0,0,0,0,0,0,0,0,0,0,0,0,0,0,0,0,0,0,0,0,0,0,0,0,0,0,0,0,null,0,0,0,0,0,0,0,0,0,null,0,0,0,0,0,0,0,0,0,0,null,0,0,0,0,0,0,0,null,0,0,0,null,{"$f":"IF($D313=\"Connection\",VLOOKUP(C313,'Input - General'!$F$62:$N$79,8,FALSE),0)","v":0},null,0.1801212933606588,0,0,null,8.6527813038891108E-2,0,0]
[null,{"$f":"'Input - Inventory'!B311","v":303},{"$f":"'Input - Inventory'!C311","v":"70W MBI - MACQUARIE DEC."},{"$f":"'Input - Inventory'!D311","v":"Luminaire"},{"$f":"'Input - Inventory'!E311","v":"NonTraffic"},{"$f":"'Input - Inventory'!F311","v":"Minor < 130w"},{"$f":"'Input - Inventory'!G311","v":0},null,"Luminaire - 70W MBI - MACQUARIE DEC.",null,0,0,0,null,0,0,0,0,0,0,0,0,0,0,0,0,0,0,0,0,0,0,0,0,0,0,0,0,0,0,0,0,0,null,0,0,0,0,0,0,0,0,0,null,0,0,0,0,0,0,0,0,0,0,null,0,0,0,0,0,0,0,null,0,0,0,null,{"$f":"IF($D314=\"Connection\",VLOOKUP(C314,'Input - General'!$F$62:$N$79,8,FALSE),0)","v":0},null,0.1801212933606588,0,0,null,8.6527813038891108E-2,0,0]
[null,{"$f":"'Input - Inventory'!B312","v":304},{"$f":"'Input - Inventory'!C312","v":"70W MBI II"},{"$f":"'Input - Inventory'!D312","v":"Luminaire"},{"$f":"'Input - Inventory'!E312","v":"Traffic"},{"$f":"'Input - Inventory'!F312","v":"Minor < 130w"},{"$f":"'Input - Inventory'!G312","v":0},null,"Luminaire - 70W MBI II",null,0,72,0,null,0,0,0,0,0,0,0,0,0,0,0,0,0,0,0,0,0,0,0,0,0,0,0,0,0,0,0,0,0,null,0,0,0,0,0,0,0,0,0,null,0,0,0,0,0,0,0,0,0,0,null,0,0,0,0,0,0,0,null,0,0,0,null,{"$f":"IF($D315=\"Connection\",VLOOKUP(C315,'Input - General'!$F$62:$N$79,8,FALSE),0)","v":0},null,0.1801212933606588,0,0,null,8.6527813038891108E-2,0,0]
[null,{"$f":"'Input - Inventory'!B313","v":305},{"$f":"'Input - Inventory'!C313","v":"70W MBI II AERO"},{"$f":"'Input - Inventory'!D313","v":"Luminaire"},{"$f":"'Input - Inventory'!E313","v":"Traffic"},{"$f":"'Input - Inventory'!F313","v":"Minor < 130w"},{"$f":"'Input - Inventory'!G313","v":0},null,"Luminaire - 70W MBI II AERO",null,0,8,0,null,0,0,0,0,0,0,0,0,0,0,0,0,0,0,0,0,0,0,0,0,0,0,0,0,0,0,0,0,0,null,0,0,0,0,0,0,0,0,0,null,0,0,0,0,0,0,0,0,0,0,null,0,0,0,0,0,0,0,null,0,0,0,null,{"$f":"IF($D316=\"Connection\",VLOOKUP(C316,'Input - General'!$F$62:$N$79,8,FALSE),0)","v":0},null,0.1801212933606588,0,0,null,8.6527813038891108E-2,0,0]
[null,{"$f":"'Input - Inventory'!B314","v":306},{"$f":"'Input - Inventory'!C314","v":"70W SON"},{"$f":"'Input - Inventory'!D314","v":"Luminaire"},{"$f":"'Input - Inventory'!E314","v":"NonTraffic"},{"$f":"'Input - Inventory'!F314","v":"Minor < 130w"},{"$f":"'Input - Inventory'!G314","v":0},null,"Luminaire - 70W SON",null,0,1361,0,null,0,0,0,0,0,0,0,0,0,0,0,0,0,0,0,0,0,0,0,0,0,0,0,0,0,0,0,0,0,null,0,0,0,0,0,0,0,0,0,null,0,0,0,0,0,0,0,0,0,0,null,0,0,0,0,0,0,0,null,0,0,0,null,{"$f":"IF($D317=\"Connection\",VLOOKUP(C317,'Input - General'!$F$62:$N$79,8,FALSE),0)","v":0},null,0.1801212933606588,0,0,null,8.6527813038891108E-2,0,0]
[null,{"$f":"'Input - Inventory'!B315","v":307},{"$f":"'Input - Inventory'!C315","v":"70W SON - BOURKE HILL"},{"$f":"'Input - Inventory'!D315","v":"Luminaire"},{"$f":"'Input - Inventory'!E315","v":"NonTraffic"},{"$f":"'Input - Inventory'!F315","v":"Minor < 130w"},{"$f":"'Input - Inventory'!G315","v":0},null,"Luminaire - 70W SON - BOURKE HILL",null,0,12,0,null,0,0,0,0,0,0,0,0,0,0,0,0,0,0,0,0,0,0,0,0,0,0,0,0,0,0,0,0,0,null,0,0,0,0,0,0,0,0,0,null,0,0,0,0,0,0,0,0,0,0,null,0,0,0,0,0,0,0,null,0,0,0,null,{"$f":"IF($D318=\"Connection\",VLOOKUP(C318,'Input - General'!$F$62:$N$79,8,FALSE),0)","v":0},null,0.1801212933606588,0,0,null,8.6527813038891108E-2,0,0]
[null,{"$f":"'Input - Inventory'!B316","v":308},{"$f":"'Input - Inventory'!C316","v":"70W SON - GEC BOSTON 2"},{"$f":"'Input - Inventory'!D316","v":"Luminaire"},{"$f":"'Input - Inventory'!E316","v":"NonTraffic"},{"$f":"'Input - Inventory'!F316","v":"Minor < 130w"},{"$f":"'Input - Inventory'!G316","v":0},null,"Luminaire - 70W SON - GEC BOSTON 2",null,0,6,0,null,0,0,0,0,0,0,0,0,0,0,0,0,0,0,0,0,0,0,0,0,0,0,0,0,0,0,0,0,0,null,0,0,0,0,0,0,0,0,0,null,0,0,0,0,0,0,0,0,0,0,null,0,0,0,0,0,0,0,null,0,0,0,null,{"$f":"IF($D319=\"Connection\",VLOOKUP(C319,'Input - General'!$F$62:$N$79,8,FALSE),0)","v":0},null,0.1801212933606588,0,0,null,8.6527813038891108E-2,0,0]
[null,{"$f":"'Input - Inventory'!B317","v":309},{"$f":"'Input - Inventory'!C317","v":"70W SON - NOSTALGIA"},{"$f":"'Input - Inventory'!D317","v":"Luminaire"},{"$f":"'Input - Inventory'!E317","v":"NonTraffic"},{"$f":"'Input - Inventory'!F317","v":"Minor < 130w"},{"$f":"'Input - Inventory'!G317","v":0},null,"Luminaire - 70W SON - NOSTALGIA",null,0,22,0,null,0,0,0,0,0,0,0,0,0,0,0,0,0,0,0,0,0,0,0,0,0,0,0,0,0,0,0,0,0,null,0,0,0,0,0,0,0,0,0,null,0,0,0,0,0,0,0,0,0,0,null,0,0,0,0,0,0,0,null,0,0,0,null,{"$f":"IF($D320=\"Connection\",VLOOKUP(C320,'Input - General'!$F$62:$N$79,8,FALSE),0)","v":0},null,0.1801212933606588,0,0,null,8.6527813038891108E-2,0,0]
[null,{"$f":"'Input - Inventory'!B318","v":310},{"$f":"'Input - Inventory'!C318","v":"70W SON - Nostalgia (P09)"},{"$f":"'Input - Inventory'!D318","v":"Luminaire"},{"$f":"'Input - Inventory'!E318","v":"Traffic"},{"$f":"'Input - Inventory'!F318","v":"Minor < 130w"},{"$f":"'Input - Inventory'!G318","v":0},null,"Luminaire - 70W SON - Nostalgia (P09)",null,0,50,0,null,0,0,0,0,0,0,0,0,0,0,0,0,0,0,0,0,0,0,0,0,0,0,0,0,0,0,0,0,0,null,0,0,0,0,0,0,0,0,0,null,0,0,0,0,0,0,0,0,0,0,null,0,0,0,0,0,0,0,null,0,0,0,null,{"$f":"IF($D321=\"Connection\",VLOOKUP(C321,'Input - General'!$F$62:$N$79,8,FALSE),0)","v":0},null,0.1801212933606588,0,0,null,8.6527813038891108E-2,0,0]
[null,{"$f":"'Input - Inventory'!B319","v":311},{"$f":"'Input - Inventory'!C319","v":"70W SON - PARKVILLE"},{"$f":"'Input - Inventory'!D319","v":"Luminaire"},{"$f":"'Input - Inventory'!E319","v":"NonTraffic"},{"$f":"'Input - Inventory'!F319","v":"Minor < 130w"},{"$f":"'Input - Inventory'!G319","v":0},null,"Luminaire - 70W SON - PARKVILLE",null,0,6,0,null,0,0,0,0,0,0,0,0,0,0,0,0,0,0,0,0,0,0,0,0,0,0,0,0,0,0,0,0,0,null,0,0,0,0,0,0,0,0,0,null,0,0,0,0,0,0,0,0,0,0,null,0,0,0,0,0,0,0,null,0,0,0,null,{"$f":"IF($D322=\"Connection\",VLOOKUP(C322,'Input - General'!$F$62:$N$79,8,FALSE),0)","v":0},null,0.1801212933606588,0,0,null,8.6527813038891108E-2,0,0]
[null,{"$f":"'Input - Inventory'!B320","v":312},{"$f":"'Input - Inventory'!C320","v":"70W SON - REGAL/FLINDERS"},{"$f":"'Input - Inventory'!D320","v":"Luminaire"},{"$f":"'Input - Inventory'!E320","v":"NonTraffic"},{"$f":"'Input - Inventory'!F320","v":"Minor < 130w"},{"$f":"'Input - Inventory'!G320","v":0},null,"Luminaire - 70W SON - REGAL/FLINDERS",null,0,0,0,null,0,0,0,0,0,0,0,0,0,0,0,0,0,0,0,0,0,0,0,0,0,0,0,0,0,0,0,0,0,null,0,0,0,0,0,0,0,0,0,null,0,0,0,0,0,0,0,0,0,0,null,0,0,0,0,0,0,0,null,0,0,0,null,{"$f":"IF($D323=\"Connection\",VLOOKUP(C323,'Input - General'!$F$62:$N$79,8,FALSE),0)","v":0},null,0.1801212933606588,0,0,null,8.6527813038891108E-2,0,0]
[null,{"$f":"'Input - Inventory'!B321","v":313},{"$f":"'Input - Inventory'!C321","v":"70W SON (P09)"},{"$f":"'Input - Inventory'!D321","v":"Luminaire"},{"$f":"'Input - Inventory'!E321","v":"NonTraffic"},{"$f":"'Input - Inventory'!F321","v":"Minor < 130w"},{"$f":"'Input - Inventory'!G321","v":0},null,"Luminaire - 70W SON (P09)",null,0,419,0,null,0,0,0,0,0,0,0,0,0,0,0,0,0,0,0,0,0,0,0,0,0,0,0,0,0,0,0,0,0,null,0,0,0,0,0,0,0,0,0,null,0,0,0,0,0,0,0,0,0,0,null,0,0,0,0,0,0,0,null,0,0,0,null,{"$f":"IF($D324=\"Connection\",VLOOKUP(C324,'Input - General'!$F$62:$N$79,8,FALSE),0)","v":0},null,0.1801212933606588,0,0,null,8.6527813038891108E-2,0,0]
[null,{"$f":"'Input - Inventory'!B322","v":314},{"$f":"'Input - Inventory'!C322","v":"70W SON BOLLARD"},{"$f":"'Input - Inventory'!D322","v":"Luminaire"},{"$f":"'Input - Inventory'!E322","v":"NonTraffic"},{"$f":"'Input - Inventory'!F322","v":"Minor < 130w"},{"$f":"'Input - Inventory'!G322","v":0},null,"Luminaire - 70W SON BOLLARD",null,0,9,0,null,0,0,0,0,0,0,0,0,0,0,0,0,0,0,0,0,0,0,0,0,0,0,0,0,0,0,0,0,0,null,0,0,0,0,0,0,0,0,0,null,0,0,0,0,0,0,0,0,0,0,null,0,0,0,0,0,0,0,null,0,0,0,null,{"$f":"IF($D325=\"Connection\",VLOOKUP(C325,'Input - General'!$F$62:$N$79,8,FALSE),0)","v":0},null,0.1801212933606588,0,0,null,8.6527813038891108E-2,0,0]
[null,{"$f":"'Input - Inventory'!B323","v":315},{"$f":"'Input - Inventory'!C323","v":"70W SON FLOODLIGHT"},{"$f":"'Input - Inventory'!D323","v":"Luminaire"},{"$f":"'Input - Inventory'!E323","v":"NonTraffic"},{"$f":"'Input - Inventory'!F323","v":"Minor < 130w"},{"$f":"'Input - Inventory'!G323","v":0},null,"Luminaire - 70W SON FLOODLIGHT",null,0,16,0,null,0,0,0,0,0,0,0,0,0,0,0,0,0,0,0,0,0,0,0,0,0,0,0,0,0,0,0,0,0,null,0,0,0,0,0,0,0,0,0,null,0,0,0,0,0,0,0,0,0,0,null,0,0,0,0,0,0,0,null,0,0,0,null,{"$f":"IF($D326=\"Connection\",VLOOKUP(C326,'Input - General'!$F$62:$N$79,8,FALSE),0)","v":0},null,0.1801212933606588,0,0,null,8.6527813038891108E-2,0,0]
[null,{"$f":"'Input - Inventory'!B324","v":316},{"$f":"'Input - Inventory'!C324","v":"70W SON Floodlight (P09)"},{"$f":"'Input - Inventory'!D324","v":"Luminaire"},{"$f":"'Input - Inventory'!E324","v":"NonTraffic"},{"$f":"'Input - Inventory'!F324","v":"Minor < 130w"},{"$f":"'Input - Inventory'!G324","v":0},null,"Luminaire - 70W SON Floodlight (P09)",null,0,12,0,null,0,0,0,0,0,0,0,0,0,0,0,0,0,0,0,0,0,0,0,0,0,0,0,0,0,0,0,0,0,null,0,0,0,0,0,0,0,0,0,null,0,0,0,0,0,0,0,0,0,0,null,0,0,0,0,0,0,0,null,0,0,0,null,{"$f":"IF($D327=\"Connection\",VLOOKUP(C327,'Input - General'!$F$62:$N$79,8,FALSE),0)","v":0},null,0.1801212933606588,0,0,null,8.6527813038891108E-2,0,0]
[null,{"$f":"'Input - Inventory'!B325","v":317},{"$f":"'Input - Inventory'!C325","v":"70W SON -PLAIN"},{"$f":"'Input - Inventory'!D325","v":"Luminaire"},{"$f":"'Input - Inventory'!E325","v":"NonTraffic"},{"$f":"'Input - Inventory'!F325","v":"Minor < 130w"},{"$f":"'Input - Inventory'!G325","v":0},null,"Luminaire - 70W SON -PLAIN",null,0,202,0,null,0,0,0,0,0,0,0,0,0,0,0,0,0,0,0,0,0,0,0,0,0,0,0,0,0,0,0,0,0,null,0,0,0,0,0,0,0,0,0,null,0,0,0,0,0,0,0,0,0,0,null,0,0,0,0,0,0,0,null,0,0,0,null,{"$f":"IF($D328=\"Connection\",VLOOKUP(C328,'Input - General'!$F$62:$N$79,8,FALSE),0)","v":0},null,0.1801212933606588,0,0,null,8.6527813038891108E-2,0,0]
[null,{"$f":"'Input - Inventory'!B326","v":318},{"$f":"'Input - Inventory'!C326","v":"70W SON -PLAIN (P09)"},{"$f":"'Input - Inventory'!D326","v":"Luminaire"},{"$f":"'Input - Inventory'!E326","v":"NonTraffic"},{"$f":"'Input - Inventory'!F326","v":"Minor < 130w"},{"$f":"'Input - Inventory'!G326","v":0},null,"Luminaire - 70W SON -PLAIN (P09)",null,0,20,0,null,0,0,0,0,0,0,0,0,0,0,0,0,0,0,0,0,0,0,0,0,0,0,0,0,0,0,0,0,0,null,0,0,0,0,0,0,0,0,0,null,0,0,0,0,0,0,0,0,0,0,null,0,0,0,0,0,0,0,null,0,0,0,null,{"$f":"IF($D329=\"Connection\",VLOOKUP(C329,'Input - General'!$F$62:$N$79,8,FALSE),0)","v":0},null,0.1801212933606588,0,0,null,8.6527813038891108E-2,0,0]
[null,{"$f":"'Input - Inventory'!B327","v":319},{"$f":"'Input - Inventory'!C327","v":"750W MBI FLOODLIGHT"},{"$f":"'Input - Inventory'!D327","v":"Luminaire"},{"$f":"'Input - Inventory'!E327","v":"Traffic"},{"$f":"'Input - Inventory'!F327","v":"Major > 130w"},{"$f":"'Input - Inventory'!G327","v":0},null,"Luminaire - 750W MBI FLOODLIGHT",null,0,0,0,null,0,0,0,0,0,0,0,0,0,0,0,0,0,0,0,0,0,0,0,0,0,0,0,0,0,0,0,0,0,null,0,0,0,0,0,0,0,0,0,null,0,0,0,0,0,0,0,0,0,0,null,0,0,0,0,0,0,0,null,0,0,0,null,{"$f":"IF($D330=\"Connection\",VLOOKUP(C330,'Input - General'!$F$62:$N$79,8,FALSE),0)","v":0},null,0.1801212933606588,0,0,null,8.6527813038891108E-2,0,0]
[null,{"$f":"'Input - Inventory'!B328","v":320},{"$f":"'Input - Inventory'!C328","v":"80W MBF"},{"$f":"'Input - Inventory'!D328","v":"Luminaire"},{"$f":"'Input - Inventory'!E328","v":"NonTraffic"},{"$f":"'Input - Inventory'!F328","v":"Minor < 130w"},{"$f":"'Input - Inventory'!G328","v":0},null,"Luminaire - 80W MBF",null,0,22785,0,null,0,0,0,0,0,0,0,0,0,0,0,0,0,0,0,0,0,0,0,0,0,0,0,0,0,0,0,0,0,null,0,0,0,0,0,0,0,0,0,null,0,0,0,0,0,0,0,0,0,0,null,0,0,0,0,0,0,0,null,0,0,0,null,{"$f":"IF($D331=\"Connection\",VLOOKUP(C331,'Input - General'!$F$62:$N$79,8,FALSE),0)","v":0},null,0.1801212933606588,0,0,null,8.6527813038891108E-2,0,0]
[null,{"$f":"'Input - Inventory'!B329","v":321},{"$f":"'Input - Inventory'!C329","v":"80W MBF - BEGA+CURVE BRA"},{"$f":"'Input - Inventory'!D329","v":"Luminaire"},{"$f":"'Input - Inventory'!E329","v":"NonTraffic"},{"$f":"'Input - Inventory'!F329","v":"Minor < 130w"},{"$f":"'Input - Inventory'!G329","v":0},null,"Luminaire - 80W MBF - BEGA+CURVE BRA",null,0,0,0,null,0,0,0,0,0,0,0,0,0,0,0,0,0,0,0,0,0,0,0,0,0,0,0,0,0,0,0,0,0,null,0,0,0,0,0,0,0,{"$f":"INDIRECT($E332)*$V332 +(1-INDIRECT($E332))*$T332","v":0},0,null,{"$f":"IF($D332=$AS$9,(INDIRECT(\"PriceLabour\" & \"FY18\")*ProportionStandardHours + INDIRECT(\"PriceLabourOvertime\" & \"FY18\")*ProportionOvertimeHours)*(1+RateOnCostAnnual),0)","v":0},0,{"$f":"IF($D332=\"Lamp\",(NumberOfCrew+INDIRECT($E332)*TrafficController)*(TimeToReplaceLamp),0)","v":0},{"$f":"IF($D332=$AS$9,(INDIRECT(\"PriceLabour\" & \"FY18\")*ProportionStandardHours + INDIRECT(\"PriceLabourOvertime\" & \"FY18\")*ProportionOvertimeHours)*(1+RateOnCostAnnual),0)","v":0},0,{"$f":"IF($D332=\"Lamp\",(NumberOfCrew+INDIRECT($E332)*TrafficController)*(TimeForPECellReplace),0)","v":0},{"$f":"IF($D332=$AS$9,(INDIRECT(\"PriceLabour\" & \"FY18\")*ProportionStandardHours + INDIRECT(\"PriceLabourOvertime\" & \"FY18\")*ProportionOvertimeHours)*(1+RateOnCostAnnual),0)","v":0},0,{"$f":"IF($D332=\"Lamp\",(NumberOfCrew+INDIRECT($E332)*TrafficController)*(TimeForOtherSpot),0)","v":0},0,null,0,{"$f":"IF($D332=\"Lamp\",INDIRECT(BO$10 & $B332),0)","v":0},0,{"$f":"IF($D332=\"Lamp\",INDIRECT(\"FailurePECell\" & \"Annual\"),0)","v":0},0,{"$f":"IF($D332=\"Lamp\",INDIRECT(\"FailureMisc\" & \"Annual\"),0)","v":0},0,null,0,0,0,null,{"$f":"IF($D332=\"Connection\",VLOOKUP(C332,'Input - General'!$F$62:$N$79,8,FALSE),0)","v":0},null,{"$f":"RateOverhead","v":0.1801212933606588},0,0,null,{"$f":"CorporateOverheads","v":8.6527813038891108E-2},0,{"$f":"CG332*CF332","v":0}]
[null,{"$f":"'Input - Inventory'!B330","v":322},{"$f":"'Input - Inventory'!C330","v":"80W MBF - BOURKE HILL"},{"$f":"'Input - Inventory'!D330","v":"Luminaire"},{"$f":"'Input - Inventory'!E330","v":"NonTraffic"},{"$f":"'Input - Inventory'!F330","v":"Minor < 130w"},{"$f":"'Input - Inventory'!G330","v":0},null,"Luminaire - 80W MBF - BOURKE HILL",null,{"$f":"AQ333+BA333+BL333+BT333+BX333+BZ333+CD333+CH333","v":0},{"$f":"INDIRECT(L$10&$B333&\"FY18\")","v":714},0,null,{"$f":"IF(AND($D333=\"Lamp\", OR($F333=O$9, O$9=\"All\")),INDIRECT(\"PriceBulkTask1\" & \"FY18\"),0)","v":0},0,{"$f":"IF(AND($D333=\"Lamp\", OR($F333=Q$9, Q$9=\"All\")),INDIRECT(\"PriceBulkTask2\" & \"FY18\"),0)","v":0},0,{"$f":"IF(AND($D333=\"Lamp\", OR($F333=S$9, S$9=\"All\")),INDIRECT(\"PriceBulkTask3\" & \"FY18\"),0)","v":0},0,{"$f":"IF(AND($D333=\"Lamp\", OR($F333=U$9, U$9=\"All\")),INDIRECT(\"PriceBulkTask4\" & \"FY18\"),0)","v":0},0,{"$f":"IF(AND($D333=\"Lamp\", OR($F333=W$9, W$9=\"All\")),INDIRECT(\"PriceBulkTask5\" & \"FY18\"),0)","v":0},0,{"$f":"IF(AND($D333=\"Lamp\", OR($F333=Y$9, Y$9=\"All\")),INDIRECT(\"PriceBulkTask6\" & \"FY18\"),0)","v":0},0,{"$f":"IF(AND($D333=\"Lamp\", OR($F333=AA$9, AA$9=\"All\")),INDIRECT(\"PriceBulkTask7\" & \"FY18\"),0)","v":0},0,{"$f":"IF(AND($D333=\"Lamp\", OR($F333=AC$9, AC$9=\"All\")),INDIRECT(\"PriceBulkTask8\" & \"FY18\"),0)","v":0},0,{"$f":"IF(AND($D333=\"Lamp\", OR($F333=AE$9, AE$9=\"All\")),INDIRECT(\"PriceBulkTask9\" & \"FY18\"),0)","v":0},0,{"$f":"IF(AND($D333=\"Lamp\", OR($F333=AG$9, AG$9=\"All\")),INDIRECT(\"PriceBulkTask10\" & \"FY18\"),0)","v":0},0,{"$f":"IF(AND($D333=\"Lamp\", OR($F333=AI$9, AI$9=\"All\")),INDIRECT(\"PriceBulkTask11\" & \"FY18\"),0)","v":0},0,{"$f":"IF(AND($D333=\"Lamp\", OR($F333=AK$9, AK$9=\"All\")),INDIRECT(\"PriceBulkTask12\" & \"FY18\"),0)","v":0},0,{"$f":"IF(AND($D333=\"Lamp\", OR($F333=AM$9, AM$9=\"All\")),INDIRECT(\"PriceBulkTask13\" & \"FY18\"),0)","v":0},0,{"$f":"IF(AND($D333=\"Lamp\", OR($F333=AO$9, AO$9=\"All\")),INDIRECT(\"PriceBulkTask14\" & \"FY18\"),0)","v":0},0,0,null,{"$f":"IF($D333=\"Lamp\",$G333*INDIRECT(\"Price\" & $B333 & \"FY18\"),0)","v":0},0,{"$f":"IF($D333=\"Lamp\",INDIRECT(\"PriceVisor\" & \"FY18\"),0)","v":0},0,{"$f":"IF($D333=\"Lamp\",INDIRECT(\"PricePECell\" & \"FY18\"),0)","v":0},0,{"$f":"IF($D333=\"Lamp\",INDIRECT(\"PriceMisc\" & \"FY18\"),0)","v":0},0,0,null,0,0,0,0,0,0,0,0,0,0,null,{"$f":"IF($D333=\"Lamp\",INDIRECT(\"Price\" & $B333 & \"FY18\"),0)","v":0},0,{"$f":"IF($D333=\"Lamp\",INDIRECT(\"pRICEpecELL\" & \"FY18\"),0)","v":0},0,{"$f":"IF($D333=\"Lamp\",INDIRECT(\"PriceMisc\" & \"FY18\"),0)","v":0},0,0,null,{"$f":"IF(AND($D333=\"Lamp\"),INDIRECT(\"PriceEWP\"&\"FY18\"),0)","v":0},0,0,null,{"$f":"IF($D333=\"Connection\",VLOOKUP(C333,'Input - General'!$F$62:$N$79,8,FALSE),0)","v":0},null,0.1801212933606588,0,0,null,8.6527813038891108E-2,{"$f":"AQ333+BA333+BL333+BT333+BX333+BZ333+CD333","v":0},0]
[null,{"$f":"'Input - Inventory'!B331","v":323},{"$f":"'Input - Inventory'!C331","v":"80W MBF - Bourke Hill (P09)"},{"$f":"'Input - Inventory'!D331","v":"Luminaire"},{"$f":"'Input - Inventory'!E331","v":"NonTraffic"},{"$f":"'Input - Inventory'!F331","v":"Minor < 130w"},{"$f":"'Input - Inventory'!G331","v":0},null,"Luminaire - 80W MBF - Bourke Hill (P09)",null,0,175,0,null,0,0,0,0,0,0,0,0,0,0,0,0,0,0,0,0,0,0,0,0,0,0,0,0,0,0,0,0,0,null,0,0,0,0,0,0,0,0,0,null,0,0,0,0,0,0,0,0,0,0,null,0,0,0,0,0,0,0,null,0,0,0,null,{"$f":"IF($D334=\"Connection\",VLOOKUP(C334,'Input - General'!$F$62:$N$79,8,FALSE),0)","v":0},null,0.1801212933606588,0,0,null,8.6527813038891108E-2,0,0]
[null,{"$f":"'Input - Inventory'!B332","v":324},{"$f":"'Input - Inventory'!C332","v":"80W MBF - GEC BOSTON 2"},{"$f":"'Input - Inventory'!D332","v":"Luminaire"},{"$f":"'Input - Inventory'!E332","v":"NonTraffic"},{"$f":"'Input - Inventory'!F332","v":"Minor < 130w"},{"$f":"'Input - Inventory'!G332","v":0},null,"Luminaire - 80W MBF - GEC BOSTON 2",null,0,12,0,null,0,0,0,0,0,0,0,0,0,0,0,0,0,0,0,0,0,0,0,0,0,0,0,0,0,0,0,0,0,null,0,0,0,0,0,0,0,0,0,null,0,0,0,0,0,0,0,0,0,0,null,0,0,0,0,0,0,0,null,0,0,0,null,{"$f":"IF($D335=\"Connection\",VLOOKUP(C335,'Input - General'!$F$62:$N$79,8,FALSE),0)","v":0},null,0.1801212933606588,0,0,null,8.6527813038891108E-2,0,0]
[null,{"$f":"'Input - Inventory'!B333","v":325},{"$f":"'Input - Inventory'!C333","v":"80W MBF - NOSTALGIA"},{"$f":"'Input - Inventory'!D333","v":"Luminaire"},{"$f":"'Input - Inventory'!E333","v":"NonTraffic"},{"$f":"'Input - Inventory'!F333","v":"Minor < 130w"},{"$f":"'Input - Inventory'!G333","v":0},null,"Luminaire - 80W MBF - NOSTALGIA",null,0,562,0,null,0,0,0,0,0,0,0,0,0,0,0,0,0,0,0,0,0,0,0,0,0,0,0,0,0,0,0,0,0,null,0,0,0,0,0,0,0,0,0,null,0,0,0,0,0,0,0,0,0,0,null,0,0,0,0,0,0,0,null,0,0,0,null,{"$f":"IF($D336=\"Connection\",VLOOKUP(C336,'Input - General'!$F$62:$N$79,8,FALSE),0)","v":0},null,0.1801212933606588,0,0,null,8.6527813038891108E-2,0,0]
[null,{"$f":"'Input - Inventory'!B334","v":326},{"$f":"'Input - Inventory'!C334","v":"80W MBF - PLAIN"},{"$f":"'Input - Inventory'!D334","v":"Luminaire"},{"$f":"'Input - Inventory'!E334","v":"NonTraffic"},{"$f":"'Input - Inventory'!F334","v":"Minor < 130w"},{"$f":"'Input - Inventory'!G334","v":0},null,"Luminaire - 80W MBF - PLAIN",null,0,318,0,null,0,0,0,0,0,0,0,0,0,0,0,0,0,0,0,0,0,0,0,0,0,0,0,0,0,0,0,0,0,null,0,0,0,0,0,0,0,0,0,null,0,0,0,0,0,0,0,0,0,0,null,0,0,0,0,0,0,0,null,0,0,0,null,{"$f":"IF($D337=\"Connection\",VLOOKUP(C337,'Input - General'!$F$62:$N$79,8,FALSE),0)","v":0},null,0.1801212933606588,0,0,null,8.6527813038891108E-2,0,0]
[null,{"$f":"'Input - Inventory'!B335","v":327},{"$f":"'Input - Inventory'!C335","v":"80W MBF - PLAIN (P09)"},{"$f":"'Input - Inventory'!D335","v":"Luminaire"},{"$f":"'Input - Inventory'!E335","v":"NonTraffic"},{"$f":"'Input - Inventory'!F335","v":"Minor < 130w"},{"$f":"'Input - Inventory'!G335","v":0},null,"Luminaire - 80W MBF - PLAIN (P09)",null,0,285,0,null,0,0,0,0,0,0,0,0,0,0,0,0,0,0,0,0,0,0,0,0,0,0,0,0,0,0,0,0,0,null,0,0,0,0,0,0,0,0,0,null,0,0,0,0,0,0,0,0,0,0,null,0,0,0,0,0,0,0,null,0,0,0,null,{"$f":"IF($D338=\"Connection\",VLOOKUP(C338,'Input - General'!$F$62:$N$79,8,FALSE),0)","v":0},null,0.1801212933606588,0,0,null,8.6527813038891108E-2,0,0]
[null,{"$f":"'Input - Inventory'!B336","v":328},{"$f":"'Input - Inventory'!C336","v":"80W MBF - REGAL/FLINDERS"},{"$f":"'Input - Inventory'!D336","v":"Luminaire"},{"$f":"'Input - Inventory'!E336","v":"NonTraffic"},{"$f":"'Input - Inventory'!F336","v":"Minor < 130w"},{"$f":"'Input - Inventory'!G336","v":0},null,"Luminaire - 80W MBF - REGAL/FLINDERS",null,0,0,0,null,0,0,0,0,0,0,0,0,0,0,0,0,0,0,0,0,0,0,0,0,0,0,0,0,0,0,0,0,0,null,0,0,0,0,0,0,0,0,0,null,0,0,0,0,0,0,0,0,0,0,null,0,0,0,0,0,0,0,null,0,0,0,null,{"$f":"IF($D339=\"Connection\",VLOOKUP(C339,'Input - General'!$F$62:$N$79,8,FALSE),0)","v":0},null,0.1801212933606588,0,0,null,8.6527813038891108E-2,0,0]
[null,{"$f":"'Input - Inventory'!B337","v":329},{"$f":"'Input - Inventory'!C337","v":"80W MBF - SYLVANIA SUBUR"},{"$f":"'Input - Inventory'!D337","v":"Luminaire"},{"$f":"'Input - Inventory'!E337","v":"NonTraffic"},{"$f":"'Input - Inventory'!F337","v":"Minor < 130w"},{"$f":"'Input - Inventory'!G337","v":0},null,"Luminaire - 80W MBF - SYLVANIA SUBUR",null,0,0,0,null,0,0,0,0,0,0,0,0,0,0,0,0,0,0,0,0,0,0,0,0,0,0,0,0,0,0,0,0,0,null,0,0,0,0,0,0,0,0,0,null,0,0,0,0,0,0,0,0,0,0,null,0,0,0,0,0,0,0,null,0,0,0,null,{"$f":"IF($D340=\"Connection\",VLOOKUP(C340,'Input - General'!$F$62:$N$79,8,FALSE),0)","v":0},null,0.1801212933606588,0,0,null,8.6527813038891108E-2,0,0]
[null,{"$f":"'Input - Inventory'!B338","v":330},{"$f":"'Input - Inventory'!C338","v":"80W MBF - Sylvania Suburban (P09)"},{"$f":"'Input - Inventory'!D338","v":"Luminaire"},{"$f":"'Input - Inventory'!E338","v":"NonTraffic"},{"$f":"'Input - Inventory'!F338","v":"Minor < 130w"},{"$f":"'Input - Inventory'!G338","v":0},null,"Luminaire - 80W MBF - Sylvania Suburban (P09)",null,0,8214.5,0,null,0,0,0,0,0,0,0,0,0,0,0,0,0,0,0,0,0,0,0,0,0,0,0,0,0,0,0,0,0,null,0,0,0,0,0,0,0,0,0,null,0,0,0,0,0,0,0,0,0,0,null,0,0,0,0,0,0,0,null,0,0,0,null,{"$f":"IF($D341=\"Connection\",VLOOKUP(C341,'Input - General'!$F$62:$N$79,8,FALSE),0)","v":0},null,0.1801212933606588,0,0,null,8.6527813038891108E-2,0,0]
[null,{"$f":"'Input - Inventory'!B339","v":331},{"$f":"'Input - Inventory'!C339","v":"80W MBF BOLLARD"},{"$f":"'Input - Inventory'!D339","v":"Luminaire"},{"$f":"'Input - Inventory'!E339","v":"NonTraffic"},{"$f":"'Input - Inventory'!F339","v":"Minor < 130w"},{"$f":"'Input - Inventory'!G339","v":0},null,"Luminaire - 80W MBF BOLLARD",null,0,68,0,null,0,0,0,0,0,0,0,0,0,0,0,0,0,0,0,0,0,0,0,0,0,0,0,0,0,0,0,0,0,null,0,0,0,0,0,0,0,0,0,null,0,0,0,0,0,0,0,0,0,0,null,0,0,0,0,0,0,0,null,0,0,0,null,{"$f":"IF($D342=\"Connection\",VLOOKUP(C342,'Input - General'!$F$62:$N$79,8,FALSE),0)","v":0},null,0.1801212933606588,0,0,null,8.6527813038891108E-2,0,0]
[null,{"$f":"'Input - Inventory'!B340","v":332},{"$f":"'Input - Inventory'!C340","v":"80W MBF TOORAK"},{"$f":"'Input - Inventory'!D340","v":"Luminaire"},{"$f":"'Input - Inventory'!E340","v":"NonTraffic"},{"$f":"'Input - Inventory'!F340","v":"Minor < 130w"},{"$f":"'Input - Inventory'!G340","v":0},null,"Luminaire - 80W MBF TOORAK",null,0,107,0,null,0,0,0,0,0,0,0,0,0,0,0,0,0,0,0,0,0,0,0,0,0,0,0,0,0,0,0,0,0,null,0,0,0,0,0,0,0,0,0,null,0,0,0,0,0,0,0,0,0,0,null,0,0,0,0,0,0,0,null,0,0,0,null,{"$f":"IF($D343=\"Connection\",VLOOKUP(C343,'Input - General'!$F$62:$N$79,8,FALSE),0)","v":0},null,0.1801212933606588,0,0,null,8.6527813038891108E-2,0,0]
[null,{"$f":"'Input - Inventory'!B341","v":333},{"$f":"'Input - Inventory'!C341","v":"90W SOX"},{"$f":"'Input - Inventory'!D341","v":"Luminaire"},{"$f":"'Input - Inventory'!E341","v":"Traffic"},{"$f":"'Input - Inventory'!F341","v":"Minor < 130w"},{"$f":"'Input - Inventory'!G341","v":0},null,"Luminaire - 90W SOX",null,0,1,0,null,0,0,0,0,0,0,0,0,0,0,0,0,0,0,0,0,0,0,0,0,0,0,0,0,0,0,0,0,0,null,0,0,0,0,0,0,0,0,0,null,0,0,0,0,0,0,0,0,0,0,null,0,0,0,0,0,0,0,null,0,0,0,null,{"$f":"IF($D344=\"Connection\",VLOOKUP(C344,'Input - General'!$F$62:$N$79,8,FALSE),0)","v":0},null,0.1801212933606588,0,0,null,8.6527813038891108E-2,0,0]
[null,{"$f":"'Input - Inventory'!B342","v":334},{"$f":"'Input - Inventory'!C342","v":"EMPTY"},{"$f":"'Input - Inventory'!D342","v":"Luminaire"},{"$f":"'Input - Inventory'!E342","v":"NonTraffic"},{"$f":"'Input - Inventory'!F342","v":"Minor < 130w"},{"$f":"'Input - Inventory'!G342","v":0},null,"Luminaire - EMPTY",null,0,0,0,null,0,0,0,0,0,0,0,0,0,0,0,0,0,0,0,0,0,0,0,0,0,0,0,0,0,0,0,0,0,null,0,0,0,0,0,0,0,0,0,null,0,0,0,0,0,0,0,0,0,0,null,0,0,0,0,0,0,0,null,0,0,0,null,{"$f":"IF($D345=\"Connection\",VLOOKUP(C345,'Input - General'!$F$62:$N$79,8,FALSE),0)","v":0},null,0.1801212933606588,0,0,null,8.6527813038891108E-2,0,0]
[null,{"$f":"'Input - Inventory'!B343","v":335},{"$f":"'Input - Inventory'!C343","v":"INCANDESCENT"},{"$f":"'Input - Inventory'!D343","v":"Luminaire"},{"$f":"'Input - Inventory'!E343","v":"NonTraffic"},{"$f":"'Input - Inventory'!F343","v":"Minor < 130w"},{"$f":"'Input - Inventory'!G343","v":0},null,"Luminaire - INCANDESCENT",null,0,12,0,null,0,0,0,0,0,0,0,0,0,0,0,0,0,0,0,0,0,0,0,0,0,0,0,0,0,0,0,0,0,null,0,0,0,0,0,0,0,0,0,null,0,0,0,0,0,0,0,0,0,0,null,0,0,0,0,0,0,0,null,0,0,0,null,{"$f":"IF($D346=\"Connection\",VLOOKUP(C346,'Input - General'!$F$62:$N$79,8,FALSE),0)","v":0},null,0.1801212933606588,0,0,null,8.6527813038891108E-2,0,0]
[null,{"$f":"'Input - Inventory'!B344","v":336},{"$f":"'Input - Inventory'!C344","v":"PRIVATE"},{"$f":"'Input - Inventory'!D344","v":"Luminaire"},{"$f":"'Input - Inventory'!E344","v":"NonTraffic"},{"$f":"'Input - Inventory'!F344","v":"Minor < 130w"},{"$f":"'Input - Inventory'!G344","v":0},null,"Luminaire - PRIVATE",null,0,113,0,null,0,0,0,0,0,0,0,0,0,0,0,0,0,0,0,0,0,0,0,0,0,0,0,0,0,0,0,0,0,null,0,0,0,0,0,0,0,0,0,null,0,0,0,0,0,0,0,0,0,0,null,0,0,0,0,0,0,0,null,0,0,0,null,{"$f":"IF($D347=\"Connection\",VLOOKUP(C347,'Input - General'!$F$62:$N$79,8,FALSE),0)","v":0},null,0.1801212933606588,0,0,null,8.6527813038891108E-2,0,0]
[null,{"$f":"'Input - Inventory'!B345","v":337},{"$f":"'Input - Inventory'!C345","v":"TH FLOODLIGHT"},{"$f":"'Input - Inventory'!D345","v":"Luminaire"},{"$f":"'Input - Inventory'!E345","v":"Traffic"},{"$f":"'Input - Inventory'!F345","v":"Major > 130w"},{"$f":"'Input - Inventory'!G345","v":0},null,"Luminaire - TH FLOODLIGHT",null,0,32,0,null,0,0,0,0,0,0,0,0,0,0,0,0,0,0,0,0,0,0,0,0,0,0,0,0,0,0,0,0,0,null,0,0,0,0,0,0,0,0,0,null,0,0,0,0,0,0,0,0,0,0,null,0,0,0,0,0,0,0,null,0,0,0,null,{"$f":"IF($D348=\"Connection\",VLOOKUP(C348,'Input - General'!$F$62:$N$79,8,FALSE),0)","v":0},null,0.1801212933606588,0,0,null,8.6527813038891108E-2,0,0]
[null,{"$f":"'Input - Inventory'!B346","v":338},{"$f":"'Input - Inventory'!C346","v":"2ND LIGHT NON-TRL"},{"$f":"'Input - Inventory'!D346","v":"Support"},{"$f":"'Input - Inventory'!E346","v":"NonTraffic"},{"$f":"'Input - Inventory'!F346","v":"n/a"},{"$f":"'Input - Inventory'!G346","v":0},null,"Support - 2ND LIGHT NON-TRL",null,0,427,0,null,0,0,0,0,0,0,0,0,0,0,0,0,0,0,0,0,0,0,0,0,0,0,0,0,0,0,0,0,0,null,0,0,0,0,0,0,0,0,0,null,0,0,0,0,0,0,0,0,0,0,null,0,0,0,0,0,0,0,null,0,0,0,null,{"$f":"IF($D349=\"Connection\",VLOOKUP(C349,'Input - General'!$F$62:$N$79,8,FALSE),0)","v":0},null,0.1801212933606588,0,0,null,8.6527813038891108E-2,0,0]
[null,{"$f":"'Input - Inventory'!B347","v":339},{"$f":"'Input - Inventory'!C347","v":"2nd Light non-TRL (P09)"},{"$f":"'Input - Inventory'!D347","v":"Support"},{"$f":"'Input - Inventory'!E347","v":"NonTraffic"},{"$f":"'Input - Inventory'!F347","v":"n/a"},{"$f":"'Input - Inventory'!G347","v":0},null,"Support - 2nd Light non-TRL (P09)",null,0,56,0,null,0,0,0,0,0,0,0,0,0,0,0,0,0,0,0,0,0,0,0,0,0,0,0,0,0,0,0,0,0,null,0,0,0,0,0,0,0,0,0,null,0,0,0,0,0,0,0,0,0,0,null,0,0,0,0,0,0,0,null,0,0,0,null,{"$f":"IF($D350=\"Connection\",VLOOKUP(C350,'Input - General'!$F$62:$N$79,8,FALSE),0)","v":0},null,0.1801212933606588,0,0,null,8.6527813038891108E-2,0,0]
[null,{"$f":"'Input - Inventory'!B348","v":340},{"$f":"'Input - Inventory'!C348","v":"2ND LIGHT TRL"},{"$f":"'Input - Inventory'!D348","v":"Support"},{"$f":"'Input - Inventory'!E348","v":"Traffic"},{"$f":"'Input - Inventory'!F348","v":"n/a"},{"$f":"'Input - Inventory'!G348","v":0},null,"Support - 2ND LIGHT TRL",null,0,367,0,null,0,0,0,0,0,0,0,0,0,0,0,0,0,0,0,0,0,0,0,0,0,0,0,0,0,0,0,0,0,null,0,0,0,0,0,0,0,0,0,null,0,0,0,0,0,0,0,0,0,0,null,0,0,0,0,0,0,0,null,0,0,0,null,{"$f":"IF($D351=\"Connection\",VLOOKUP(C351,'Input - General'!$F$62:$N$79,8,FALSE),0)","v":0},null,0.1801212933606588,0,0,null,8.6527813038891108E-2,0,0]
[null,{"$f":"'Input - Inventory'!B349","v":341},{"$f":"'Input - Inventory'!C349","v":"2nd Light TRL (P09)"},{"$f":"'Input - Inventory'!D349","v":"Support"},{"$f":"'Input - Inventory'!E349","v":"Traffic"},{"$f":"'Input - Inventory'!F349","v":"n/a"},{"$f":"'Input - Inventory'!G349","v":0},null,"Support - 2nd Light TRL (P09)",null,0,18,0,null,0,0,0,0,0,0,0,0,0,0,0,0,0,0,0,0,0,0,0,0,0,0,0,0,0,0,0,0,0,null,0,0,0,0,0,0,0,0,0,null,0,0,0,0,0,0,0,0,0,0,null,0,0,0,0,0,0,0,null,0,0,0,null,{"$f":"IF($D352=\"Connection\",VLOOKUP(C352,'Input - General'!$F$62:$N$79,8,FALSE),0)","v":0},null,0.1801212933606588,0,0,null,8.6527813038891108E-2,0,0]
[null,{"$f":"'Input - Inventory'!B350","v":342},{"$f":"'Input - Inventory'!C350","v":"BOLLARD"},{"$f":"'Input - Inventory'!D350","v":"Support"},{"$f":"'Input - Inventory'!E350","v":"NonTraffic"},{"$f":"'Input - Inventory'!F350","v":"n/a"},{"$f":"'Input - Inventory'!G350","v":0},null,"Support - BOLLARD",null,0,73,0,null,0,0,0,0,0,0,0,0,0,0,0,0,0,0,0,0,0,0,0,0,0,0,0,0,0,0,0,0,0,null,0,0,0,0,0,0,0,0,0,null,0,0,0,0,0,0,0,0,0,0,null,0,0,0,0,0,0,0,null,0,0,0,null,{"$f":"IF($D353=\"Connection\",VLOOKUP(C353,'Input - General'!$F$62:$N$79,8,FALSE),0)","v":0},null,0.1801212933606588,0,0,null,8.6527813038891108E-2,0,0]
[null,{"$f":"'Input - Inventory'!B351","v":343},{"$f":"'Input - Inventory'!C351","v":"COLUMN 10.5M-13.5M"},{"$f":"'Input - Inventory'!D351","v":"Support"},{"$f":"'Input - Inventory'!E351","v":"Traffic"},{"$f":"'Input - Inventory'!F351","v":"n/a"},{"$f":"'Input - Inventory'!G351","v":0},null,"Support - COLUMN 10.5M-13.5M",null,0,9205,0,null,0,0,0,0,0,0,0,0,0,0,0,0,0,0,0,0,0,0,0,0,0,0,0,0,0,0,0,0,0,null,0,0,0,0,0,0,0,0,0,null,0,0,0,0,0,0,0,0,0,0,null,0,0,0,0,0,0,0,null,0,0,0,null,{"$f":"IF($D354=\"Connection\",VLOOKUP(C354,'Input - General'!$F$62:$N$79,8,FALSE),0)","v":0},null,0.1801212933606588,0,0,null,8.6527813038891108E-2,0,0]
[null,{"$f":"'Input - Inventory'!B352","v":344},{"$f":"'Input - Inventory'!C352","v":"Column 10.5m-13.5m (P09)"},{"$f":"'Input - Inventory'!D352","v":"Support"},{"$f":"'Input - Inventory'!E352","v":"Traffic"},{"$f":"'Input - Inventory'!F352","v":"n/a"},{"$f":"'Input - Inventory'!G352","v":0},null,"Support - Column 10.5m-13.5m (P09)",null,0,850,0,null,0,0,0,0,0,0,0,0,0,0,0,0,0,0,0,0,0,0,0,0,0,0,0,0,0,0,0,0,0,null,0,0,0,0,0,0,0,0,0,null,0,0,0,0,0,0,0,0,0,0,null,0,0,0,0,0,0,0,null,0,0,0,null,{"$f":"IF($D355=\"Connection\",VLOOKUP(C355,'Input - General'!$F$62:$N$79,8,FALSE),0)","v":0},null,0.1801212933606588,0,0,null,8.6527813038891108E-2,0,0]
[null,{"$f":"'Input - Inventory'!B353","v":345},{"$f":"'Input - Inventory'!C353","v":"COLUMN 14M-15M"},{"$f":"'Input - Inventory'!D353","v":"Support"},{"$f":"'Input - Inventory'!E353","v":"Traffic"},{"$f":"'Input - Inventory'!F353","v":"n/a"},{"$f":"'Input - Inventory'!G353","v":0},null,"Support - COLUMN 14M-15M",null,0,34,0,null,0,0,0,0,0,0,0,0,0,0,0,0,0,0,0,0,0,0,0,0,0,0,0,0,0,0,0,0,0,null,0,0,0,0,0,0,0,0,0,null,0,0,0,0,0,0,0,0,0,0,null,0,0,0,0,0,0,0,null,0,0,0,null,{"$f":"IF($D356=\"Connection\",VLOOKUP(C356,'Input - General'!$F$62:$N$79,8,FALSE),0)","v":0},null,0.1801212933606588,0,0,null,8.6527813038891108E-2,0,0]
[null,{"$f":"'Input - Inventory'!B354","v":346},{"$f":"'Input - Inventory'!C354","v":"COLUMN 2.5M-3.5M"},{"$f":"'Input - Inventory'!D354","v":"Support"},{"$f":"'Input - Inventory'!E354","v":"NonTraffic"},{"$f":"'Input - Inventory'!F354","v":"n/a"},{"$f":"'Input - Inventory'!G354","v":0},null,"Support - COLUMN 2.5M-3.5M",null,0,223,0,null,0,0,0,0,0,0,0,0,0,0,0,0,0,0,0,0,0,0,0,0,0,0,0,0,0,0,0,0,0,null,0,0,0,0,0,0,0,0,0,null,0,0,0,0,0,0,0,0,0,0,null,0,0,0,0,0,0,0,null,0,0,0,null,{"$f":"IF($D357=\"Connection\",VLOOKUP(C357,'Input - General'!$F$62:$N$79,8,FALSE),0)","v":0},null,0.1801212933606588,0,0,null,8.6527813038891108E-2,0,0]
[null,{"$f":"'Input - Inventory'!B355","v":347},{"$f":"'Input - Inventory'!C355","v":"Column 2.5m-3.5m (P09)"},{"$f":"'Input - Inventory'!D355","v":"Support"},{"$f":"'Input - Inventory'!E355","v":"NonTraffic"},{"$f":"'Input - Inventory'!F355","v":"n/a"},{"$f":"'Input - Inventory'!G355","v":0},null,"Support - Column 2.5m-3.5m (P09)",null,0,75,0,null,0,0,0,0,0,0,0,0,0,0,0,0,0,0,0,0,0,0,0,0,0,0,0,0,0,0,0,0,0,null,0,0,0,0,0,0,0,0,0,null,0,0,0,0,0,0,0,0,0,0,null,0,0,0,0,0,0,0,null,0,0,0,null,{"$f":"IF($D358=\"Connection\",VLOOKUP(C358,'Input - General'!$F$62:$N$79,8,FALSE),0)","v":0},null,0.1801212933606588,0,0,null,8.6527813038891108E-2,0,0]
[null,{"$f":"'Input - Inventory'!B356","v":348},{"$f":"'Input - Inventory'!C356","v":"COLUMN 4-6.5M ORION WATE"},{"$f":"'Input - Inventory'!D356","v":"Support"},{"$f":"'Input - Inventory'!E356","v":"NonTraffic"},{"$f":"'Input - Inventory'!F356","v":"n/a"},{"$f":"'Input - Inventory'!G356","v":0},null,{"$f":"CONCATENATE(D359,\" - \",C359)","v":"Support - COLUMN 4-6.5M ORION WATE"},null,0,0,{"$f":"L359*K359","v":0},null,0,{"$f":"IF(AND($D359=\"Lamp\",CycleBulkTask1<>0, OR($F359=O$9,O$9=\"All\")),1/CycleBulkTask1,0)","v":0},0,{"$f":"IF(AND($D359=\"Lamp\",CycleBulkTask2<>0, OR($F359=Q$9,Q$9=\"All\")),1/CycleBulkTask2,0)","v":0},0,{"$f":"IF(AND($D359=\"Lamp\",CycleBulkTask3<>0, OR($F359=S$9,S$9=\"All\")),1/CycleBulkTask3,0)","v":0},0,{"$f":"IF(AND($D359=\"Lamp\",CycleBulkTask4<>0, OR($F359=U$9,U$9=\"All\")),1/CycleBulkTask4,0)","v":0},0,{"$f":"IF(AND($D359=\"Lamp\",CycleBulkTask5<>0, OR($F359=W$9,W$9=\"All\")),1/CycleBulkTask5,0)","v":0},0,{"$f":"IF(AND($D359=\"Lamp\",CycleBulkTask6<>0, OR($F359=Y$9,Y$9=\"All\")),1/CycleBulkTask6,0)","v":0},0,{"$f":"IF(AND($D359=\"Lamp\",CycleBulkTask7<>0, OR($F359=AA$9,AA$9=\"All\")),1/CycleBulkTask7,0)","v":0},0,{"$f":"IF(AND($D359=\"Lamp\",CycleBulkTask8<>0, OR($F359=AC$9,AC$9=\"All\")),1/CycleBulkTask8,0)","v":0},0,{"$f":"IF(AND($D359=\"Lamp\",CycleBulkTask9<>0, OR($F359=AE$9,AE$9=\"All\")),1/CycleBulkTask9,0)","v":0},0,{"$f":"IF(AND($D359=\"Lamp\",CycleBulkTask10<>0, OR($F359=AG$9,AG$9=\"All\")),1/CycleBulkTask10,0)","v":0},0,{"$f":"IF(AND($D359=\"Lamp\",CycleBulkTask11<>0, OR($F359=AI$9,AI$9=\"All\")),1/CycleBulkTask11,0)","v":0},0,{"$f":"IF(AND($D359=\"Lamp\",CycleBulkTask12<>0, OR($F359=AK$9,AK$9=\"All\")),1/CycleBulkTask12,0)","v":0},0,{"$f":"IF(AND($D359=\"Lamp\",CycleBulkTask13<>0, OR($F359=AM$9,AM$9=\"All\")),1/CycleBulkTask13,0)","v":0},0,{"$f":"IF(AND($D359=\"Lamp\",CycleBulkTask14<>0, OR($F359=AO$9,AO$9=\"All\")),1/CycleBulkTask14,0)","v":0},{"$f":"O359*P359+Q359*R359+S359*T359+U359*V359+W359*X359+Y359*Z359+AA359*AB359+AC359*AD359+AE359*AF359+AG359*AH359+AI359*AJ359+AK359*AL359+AM359*AN359+AO359*AP359","v":0},null,0,{"$f":"MAX(P359,R359)","v":0},0,{"$f":"MAX(T359,V359)","v":0},0,{"$f":"X359","v":0},0,0,{"$f":"AS359*AT359+AU359*AV359+AW359*AX359+AY359*AZ359","v":0},null,0,{"$f":"BO359","v":0},0,0,{"$f":"BQ359","v":0},0,0,{"$f":"BS359","v":0},0,{"$f":"BC359*BD359*BE359+BF359*BG359*BH359+BI359*BJ359*BK359","v":0},null,0,0,0,0,0,0,{"$f":"BN359*BO359+BP359*BQ359+BR359*BS359","v":0},null,0,{"$f":"BD359*BE359+BG359*BH359+BJ359*BK359","v":0},{"$f":"BV359*BW359","v":0},null,{"$f":"IF($D359=\"Connection\",VLOOKUP(C359,'Input - General'!$F$62:$N$79,8,FALSE),0)","v":0},null,0.1801212933606588,{"$f":"BX359+BL359+BT359+BA359+AQ359+BZ359","v":0},{"$f":"CC359*CB359","v":0},null,8.6527813038891108E-2,0,0]
[null,{"$f":"'Input - Inventory'!B357","v":349},{"$f":"'Input - Inventory'!C357","v":"COLUMN 4M-6.5M"},{"$f":"'Input - Inventory'!D357","v":"Support"},{"$f":"'Input - Inventory'!E357","v":"NonTraffic"},{"$f":"'Input - Inventory'!F357","v":"n/a"},{"$f":"'Input - Inventory'!G357","v":0},null,"Support - COLUMN 4M-6.5M",null,0,17881,0,null,0,0,0,0,0,0,0,0,0,0,0,0,0,0,0,0,0,0,0,0,0,0,0,0,0,0,0,0,0,null,0,0,0,0,0,0,0,0,0,null,0,0,0,0,0,0,0,0,0,0,null,0,0,0,0,0,0,0,null,0,0,0,null,{"$f":"IF($D360=\"Connection\",VLOOKUP(C360,'Input - General'!$F$62:$N$79,8,FALSE),0)","v":0},null,0.1801212933606588,0,0,null,8.6527813038891108E-2,0,0]
[null,{"$f":"'Input - Inventory'!B358","v":350},{"$f":"'Input - Inventory'!C358","v":"Column 4m-6.5m (P09)"},{"$f":"'Input - Inventory'!D358","v":"Support"},{"$f":"'Input - Inventory'!E358","v":"NonTraffic"},{"$f":"'Input - Inventory'!F358","v":"n/a"},{"$f":"'Input - Inventory'!G358","v":0},null,"Support - Column 4m-6.5m (P09)",null,0,4025,0,null,0,0,0,0,0,0,0,0,0,0,0,0,0,0,0,0,0,0,0,0,0,0,0,0,0,0,0,0,0,null,0,0,0,0,0,0,0,0,0,null,0,0,0,0,0,0,0,0,0,0,null,0,0,0,0,0,0,0,null,0,0,0,null,{"$f":"IF($D361=\"Connection\",VLOOKUP(C361,'Input - General'!$F$62:$N$79,8,FALSE),0)","v":0},null,0.1801212933606588,0,0,null,8.6527813038891108E-2,0,0]
[null,{"$f":"'Input - Inventory'!B359","v":351},{"$f":"'Input - Inventory'!C359","v":"COLUMN 7M-10M"},{"$f":"'Input - Inventory'!D359","v":"Support"},{"$f":"'Input - Inventory'!E359","v":"Traffic"},{"$f":"'Input - Inventory'!F359","v":"n/a"},{"$f":"'Input - Inventory'!G359","v":0},null,"Support - COLUMN 7M-10M",null,0,5824,0,null,0,0,0,0,0,0,0,0,0,0,0,0,0,0,0,0,0,0,0,0,0,0,0,0,0,0,0,0,0,null,0,0,0,0,0,0,0,0,0,null,0,0,0,0,0,0,0,0,0,0,null,0,0,0,0,0,0,0,null,0,0,0,null,{"$f":"IF($D362=\"Connection\",VLOOKUP(C362,'Input - General'!$F$62:$N$79,8,FALSE),0)","v":0},null,0.1801212933606588,0,0,null,8.6527813038891108E-2,0,0]
[null,{"$f":"'Input - Inventory'!B360","v":352},{"$f":"'Input - Inventory'!C360","v":"Column 7m-10m (P09)"},{"$f":"'Input - Inventory'!D360","v":"Support"},{"$f":"'Input - Inventory'!E360","v":"Traffic"},{"$f":"'Input - Inventory'!F360","v":"n/a"},{"$f":"'Input - Inventory'!G360","v":0},null,"Support - Column 7m-10m (P09)",null,0,678,0,null,0,0,0,0,0,0,0,0,0,0,0,0,0,0,0,0,0,0,0,0,0,0,0,0,0,0,0,0,0,null,0,0,0,0,0,0,0,0,0,null,0,0,0,0,0,0,0,0,0,0,null,0,0,0,0,0,0,0,null,0,0,0,null,{"$f":"IF($D363=\"Connection\",VLOOKUP(C363,'Input - General'!$F$62:$N$79,8,FALSE),0)","v":0},null,0.1801212933606588,0,0,null,8.6527813038891108E-2,0,0]
[null,{"$f":"'Input - Inventory'!B361","v":353},{"$f":"'Input - Inventory'!C361","v":"DECORATIVE COLUMN"},{"$f":"'Input - Inventory'!D361","v":"Support"},{"$f":"'Input - Inventory'!E361","v":"NonTraffic"},{"$f":"'Input - Inventory'!F361","v":"n/a"},{"$f":"'Input - Inventory'!G361","v":0},null,"Support - DECORATIVE COLUMN",null,0,2093,0,null,0,0,0,0,0,0,0,0,0,0,0,0,0,0,0,0,0,0,0,0,0,0,0,0,0,0,0,0,0,null,0,0,0,0,0,0,0,0,0,null,0,0,0,0,0,0,0,0,0,0,null,0,0,0,0,0,0,0,null,0,0,0,null,{"$f":"IF($D364=\"Connection\",VLOOKUP(C364,'Input - General'!$F$62:$N$79,8,FALSE),0)","v":0},null,0.1801212933606588,0,0,null,8.6527813038891108E-2,0,0]
[null,{"$f":"'Input - Inventory'!B362","v":354},{"$f":"'Input - Inventory'!C362","v":"DEDICATED SUPPORT & COND"},{"$f":"'Input - Inventory'!D362","v":"Support"},{"$f":"'Input - Inventory'!E362","v":"NonTraffic"},{"$f":"'Input - Inventory'!F362","v":"n/a"},{"$f":"'Input - Inventory'!G362","v":0},null,"Support - DEDICATED SUPPORT & COND",null,0,0,0,null,0,0,0,0,0,0,0,0,0,0,0,0,0,0,0,0,0,0,0,0,0,0,0,0,0,0,0,0,0,null,0,0,0,0,0,0,0,0,0,null,0,0,0,0,0,0,0,0,0,0,null,0,0,0,0,0,0,0,null,0,0,0,null,{"$f":"IF($D365=\"Connection\",VLOOKUP(C365,'Input - General'!$F$62:$N$79,8,FALSE),0)","v":0},null,0.1801212933606588,0,0,null,8.6527813038891108E-2,0,0]
[null,{"$f":"'Input - Inventory'!B363","v":355},{"$f":"'Input - Inventory'!C363","v":"Dedicated Support & Conductor (P09)"},{"$f":"'Input - Inventory'!D363","v":"Support"},{"$f":"'Input - Inventory'!E363","v":"NonTraffic"},{"$f":"'Input - Inventory'!F363","v":"n/a"},{"$f":"'Input - Inventory'!G363","v":0},null,"Support - Dedicated Support & Conductor (P09)",null,0,48,0,null,0,0,0,0,0,0,0,0,0,0,0,0,0,0,0,0,0,0,0,0,0,0,0,0,0,0,0,0,0,null,0,0,0,0,0,0,0,0,0,null,0,0,0,0,0,0,0,0,0,0,null,0,0,0,0,0,0,0,null,0,0,0,null,{"$f":"IF($D366=\"Connection\",VLOOKUP(C366,'Input - General'!$F$62:$N$79,8,FALSE),0)","v":0},null,0.1801212933606588,0,0,null,8.6527813038891108E-2,0,0]
[null,{"$f":"'Input - Inventory'!B364","v":356},{"$f":"'Input - Inventory'!C364","v":"EMPTY"},{"$f":"'Input - Inventory'!D364","v":"Support"},{"$f":"'Input - Inventory'!E364","v":"NonTraffic"},{"$f":"'Input - Inventory'!F364","v":"n/a"},{"$f":"'Input - Inventory'!G364","v":0},null,"Support - EMPTY",null,0,0,0,null,0,0,0,0,0,0,0,0,0,0,0,0,0,0,0,0,0,0,0,0,0,0,0,0,0,0,0,0,0,null,0,0,0,0,0,0,0,0,0,null,0,0,0,0,0,0,0,0,0,0,null,0,0,0,0,0,0,0,null,0,0,0,null,{"$f":"IF($D367=\"Connection\",VLOOKUP(C367,'Input - General'!$F$62:$N$79,8,FALSE),0)","v":0},null,0.1801212933606588,0,0,null,8.6527813038891108E-2,0,0]
[null,{"$f":"'Input - Inventory'!B365","v":357},{"$f":"'Input - Inventory'!C365","v":"HYDE PARK STANDARD"},{"$f":"'Input - Inventory'!D365","v":"Support"},{"$f":"'Input - Inventory'!E365","v":"NonTraffic"},{"$f":"'Input - Inventory'!F365","v":"n/a"},{"$f":"'Input - Inventory'!G365","v":0},null,"Support - HYDE PARK STANDARD",null,0,184,0,null,0,0,0,0,0,0,0,0,0,0,0,0,0,0,0,0,0,0,0,0,0,0,0,0,0,0,0,0,0,null,0,0,0,0,0,0,0,0,0,null,0,0,0,0,0,0,0,0,0,0,null,0,0,0,0,0,0,0,null,0,0,0,null,{"$f":"IF($D368=\"Connection\",VLOOKUP(C368,'Input - General'!$F$62:$N$79,8,FALSE),0)","v":0},null,0.1801212933606588,0,0,null,8.6527813038891108E-2,0,0]
[null,{"$f":"'Input - Inventory'!B366","v":358},{"$f":"'Input - Inventory'!C366","v":"MACQUARIE STANDARD"},{"$f":"'Input - Inventory'!D366","v":"Support"},{"$f":"'Input - Inventory'!E366","v":"Traffic"},{"$f":"'Input - Inventory'!F366","v":"n/a"},{"$f":"'Input - Inventory'!G366","v":0},null,"Support - MACQUARIE STANDARD",null,0,28,0,null,0,0,0,0,0,0,0,0,0,0,0,0,0,0,0,0,0,0,0,0,0,0,0,0,0,0,0,0,0,null,0,0,0,0,0,0,0,0,0,null,0,0,0,0,0,0,0,0,0,0,null,0,0,0,0,0,0,0,null,0,0,0,null,{"$f":"IF($D369=\"Connection\",VLOOKUP(C369,'Input - General'!$F$62:$N$79,8,FALSE),0)","v":0},null,0.1801212933606588,0,0,null,8.6527813038891108E-2,0,0]
[null,{"$f":"'Input - Inventory'!B367","v":359},{"$f":"'Input - Inventory'!C367","v":"Macquarie Standard (P09)"},{"$f":"'Input - Inventory'!D367","v":"Support"},{"$f":"'Input - Inventory'!E367","v":"NonTraffic"},{"$f":"'Input - Inventory'!F367","v":"n/a"},{"$f":"'Input - Inventory'!G367","v":0},null,"Support - Macquarie Standard (P09)",null,0,7,0,null,0,0,0,0,0,0,0,0,0,0,0,0,0,0,0,0,0,0,0,0,0,0,0,0,0,0,0,0,0,null,0,0,0,0,0,0,0,0,0,null,0,0,0,0,0,0,0,0,0,0,null,0,0,0,0,0,0,0,null,0,0,0,null,{"$f":"IF($D370=\"Connection\",VLOOKUP(C370,'Input - General'!$F$62:$N$79,8,FALSE),0)","v":0},null,0.1801212933606588,0,0,null,8.6527813038891108E-2,0,0]
[null,{"$f":"'Input - Inventory'!B368","v":360},{"$f":"'Input - Inventory'!C368","v":"MAST 15.5M-30M"},{"$f":"'Input - Inventory'!D368","v":"Support"},{"$f":"'Input - Inventory'!E368","v":"Traffic"},{"$f":"'Input - Inventory'!F368","v":"n/a"},{"$f":"'Input - Inventory'!G368","v":0},null,"Support - MAST 15.5M-30M",null,0,15,0,null,0,0,0,0,0,0,0,0,0,0,0,0,0,0,0,0,0,0,0,0,0,0,0,0,0,0,0,0,0,null,0,0,0,0,0,0,0,0,0,null,0,0,0,0,0,0,0,0,0,0,null,0,0,0,0,0,0,0,null,0,0,0,null,{"$f":"IF($D371=\"Connection\",VLOOKUP(C371,'Input - General'!$F$62:$N$79,8,FALSE),0)","v":0},null,0.1801212933606588,0,0,null,8.6527813038891108E-2,0,0]
[null,{"$f":"'Input - Inventory'!B369","v":361},{"$f":"'Input - Inventory'!C369","v":"MAST 23M"},{"$f":"'Input - Inventory'!D369","v":"Support"},{"$f":"'Input - Inventory'!E369","v":"Traffic"},{"$f":"'Input - Inventory'!F369","v":"n/a"},{"$f":"'Input - Inventory'!G369","v":0},null,"Support - MAST 23M",null,0,3,0,null,0,0,0,0,0,0,0,0,0,0,0,0,0,0,0,0,0,0,0,0,0,0,0,0,0,0,0,0,0,null,0,0,0,0,0,0,0,0,0,null,0,0,0,0,0,0,0,0,0,0,null,0,0,0,0,0,0,0,null,0,0,0,null,{"$f":"IF($D372=\"Connection\",VLOOKUP(C372,'Input - General'!$F$62:$N$79,8,FALSE),0)","v":0},null,0.1801212933606588,0,0,null,8.6527813038891108E-2,0,0]
[null,{"$f":"'Input - Inventory'!B370","v":362},{"$f":"'Input - Inventory'!C370","v":"MAST 25M"},{"$f":"'Input - Inventory'!D370","v":"Support"},{"$f":"'Input - Inventory'!E370","v":"Traffic"},{"$f":"'Input - Inventory'!F370","v":"n/a"},{"$f":"'Input - Inventory'!G370","v":0},null,"Support - MAST 25M",null,0,4,0,null,0,0,0,0,0,0,0,0,0,0,0,0,0,0,0,0,0,0,0,0,0,0,0,0,0,0,0,0,0,null,0,0,0,0,0,0,0,0,0,null,0,0,0,0,0,0,0,0,0,0,null,0,0,0,0,0,0,0,null,0,0,0,null,{"$f":"IF($D373=\"Connection\",VLOOKUP(C373,'Input - General'!$F$62:$N$79,8,FALSE),0)","v":0},null,0.1801212933606588,0,0,null,8.6527813038891108E-2,0,0]
[null,{"$f":"'Input - Inventory'!B371","v":363},{"$f":"'Input - Inventory'!C371","v":"ORION DOUBLE ARM"},{"$f":"'Input - Inventory'!D371","v":"Support"},{"$f":"'Input - Inventory'!E371","v":"NonTraffic"},{"$f":"'Input - Inventory'!F371","v":"n/a"},{"$f":"'Input - Inventory'!G371","v":0},null,"Support - ORION DOUBLE ARM",null,0,6,0,null,0,0,0,0,0,0,0,0,0,0,0,0,0,0,0,0,0,0,0,0,0,0,0,0,0,0,0,0,0,null,0,0,0,0,0,0,0,0,0,null,0,0,0,0,0,0,0,0,0,0,null,0,0,0,0,0,0,0,null,0,0,0,null,{"$f":"IF($D374=\"Connection\",VLOOKUP(C374,'Input - General'!$F$62:$N$79,8,FALSE),0)","v":0},null,0.1801212933606588,0,0,null,8.6527813038891108E-2,0,0]
[null,{"$f":"'Input - Inventory'!B372","v":364},{"$f":"'Input - Inventory'!C372","v":"Orion Double Arm (P09)"},{"$f":"'Input - Inventory'!D372","v":"Support"},{"$f":"'Input - Inventory'!E372","v":"NonTraffic"},{"$f":"'Input - Inventory'!F372","v":"n/a"},{"$f":"'Input - Inventory'!G372","v":0},null,"Support - Orion Double Arm (P09)",null,0,1,0,null,0,0,0,0,0,0,0,0,0,0,0,0,0,0,0,0,0,0,0,0,0,0,0,0,0,0,0,0,0,null,0,0,0,0,0,0,0,0,0,null,0,0,0,0,0,0,0,0,0,0,null,0,0,0,0,0,0,0,null,0,0,0,null,{"$f":"IF($D375=\"Connection\",VLOOKUP(C375,'Input - General'!$F$62:$N$79,8,FALSE),0)","v":0},null,0.1801212933606588,0,0,null,8.6527813038891108E-2,0,0]
[null,{"$f":"'Input - Inventory'!B373","v":365},{"$f":"'Input - Inventory'!C373","v":"POLO 10.5M DECORATIVE 2M"},{"$f":"'Input - Inventory'!D373","v":"Support"},{"$f":"'Input - Inventory'!E373","v":"NonTraffic"},{"$f":"'Input - Inventory'!F373","v":"n/a"},{"$f":"'Input - Inventory'!G373","v":0},null,"Support - POLO 10.5M DECORATIVE 2M",null,0,0,0,null,0,0,0,0,0,0,0,0,0,0,0,0,0,0,0,0,0,0,0,0,0,0,0,0,0,0,0,0,0,null,0,0,0,0,0,0,0,0,0,null,0,0,0,0,0,0,0,0,0,0,null,0,0,0,0,0,0,0,null,0,0,0,null,{"$f":"IF($D376=\"Connection\",VLOOKUP(C376,'Input - General'!$F$62:$N$79,8,FALSE),0)","v":0},null,0.1801212933606588,0,0,null,8.6527813038891108E-2,0,0]
[null,{"$f":"'Input - Inventory'!B374","v":366},{"$f":"'Input - Inventory'!C374","v":"POLO 4.5M DECORATIVE 1.2"},{"$f":"'Input - Inventory'!D374","v":"Support"},{"$f":"'Input - Inventory'!E374","v":"NonTraffic"},{"$f":"'Input - Inventory'!F374","v":"n/a"},{"$f":"'Input - Inventory'!G374","v":0},null,"Support - POLO 4.5M DECORATIVE 1.2",null,0,0,0,null,0,0,0,0,0,0,0,0,0,0,0,0,0,0,0,0,0,0,0,0,0,0,0,0,0,0,0,0,0,null,0,0,0,0,0,0,0,0,0,null,0,0,0,0,0,0,0,0,0,0,null,0,0,0,0,0,0,0,null,0,0,0,null,{"$f":"IF($D377=\"Connection\",VLOOKUP(C377,'Input - General'!$F$62:$N$79,8,FALSE),0)","v":0},null,0.1801212933606588,0,0,null,8.6527813038891108E-2,0,0]
[null,{"$f":"'Input - Inventory'!B375","v":367},{"$f":"'Input - Inventory'!C375","v":"PRIVATE"},{"$f":"'Input - Inventory'!D375","v":"Support"},{"$f":"'Input - Inventory'!E375","v":"NonTraffic"},{"$f":"'Input - Inventory'!F375","v":"n/a"},{"$f":"'Input - Inventory'!G375","v":0},null,"Support - PRIVATE",null,0,113,0,null,0,0,0,0,0,0,0,0,0,0,0,0,0,0,0,0,0,0,0,0,0,0,0,0,0,0,0,0,0,null,0,0,0,0,0,0,0,0,0,null,0,0,0,0,0,0,0,0,0,0,null,0,0,0,0,0,0,0,null,0,0,0,null,{"$f":"IF($D378=\"Connection\",VLOOKUP(C378,'Input - General'!$F$62:$N$79,8,FALSE),0)","v":0},null,0.1801212933606588,0,0,null,8.6527813038891108E-2,0,0]
[null,{"$f":"'Input - Inventory'!B376","v":368},{"$f":"'Input - Inventory'!C376","v":"Private (P09)"},{"$f":"'Input - Inventory'!D376","v":"Support"},{"$f":"'Input - Inventory'!E376","v":"NonTraffic"},{"$f":"'Input - Inventory'!F376","v":"n/a"},{"$f":"'Input - Inventory'!G376","v":0},null,"Support - Private (P09)",null,0,10,0,null,0,0,0,0,0,0,0,0,0,0,0,0,0,0,0,0,0,0,0,0,0,0,0,0,0,0,0,0,0,null,0,0,0,0,0,0,0,0,0,null,0,0,0,0,0,0,0,0,0,0,null,0,0,0,0,0,0,0,null,0,0,0,null,{"$f":"IF($D379=\"Connection\",VLOOKUP(C379,'Input - General'!$F$62:$N$79,8,FALSE),0)","v":0},null,0.1801212933606588,0,0,null,8.6527813038891108E-2,0,0]
[null,{"$f":"'Input - Inventory'!B377","v":369},{"$f":"'Input - Inventory'!C377","v":"ROCKS STANDARD"},{"$f":"'Input - Inventory'!D377","v":"Support"},{"$f":"'Input - Inventory'!E377","v":"NonTraffic"},{"$f":"'Input - Inventory'!F377","v":"n/a"},{"$f":"'Input - Inventory'!G377","v":0},null,"Support - ROCKS STANDARD",null,0,1829,0,null,0,0,0,0,0,0,0,0,0,0,0,0,0,0,0,0,0,0,0,0,0,0,0,0,0,0,0,0,0,null,0,0,0,0,0,0,0,0,0,null,0,0,0,0,0,0,0,0,0,0,null,0,0,0,0,0,0,0,null,0,0,0,null,{"$f":"IF($D380=\"Connection\",VLOOKUP(C380,'Input - General'!$F$62:$N$79,8,FALSE),0)","v":0},null,0.1801212933606588,0,0,null,8.6527813038891108E-2,0,0]
[null,{"$f":"'Input - Inventory'!B378","v":370},{"$f":"'Input - Inventory'!C378","v":"SMARTPOLE A"},{"$f":"'Input - Inventory'!D378","v":"Support"},{"$f":"'Input - Inventory'!E378","v":"NonTraffic"},{"$f":"'Input - Inventory'!F378","v":"n/a"},{"$f":"'Input - Inventory'!G378","v":0},null,"Support - SMARTPOLE A",null,0,5,0,null,0,0,0,0,0,0,0,0,0,0,0,0,0,0,0,0,0,0,0,0,0,0,0,0,0,0,0,0,0,null,0,0,0,0,0,0,0,0,0,null,0,0,0,0,0,0,0,0,0,0,null,0,0,0,0,0,0,0,null,0,0,0,null,{"$f":"IF($D381=\"Connection\",VLOOKUP(C381,'Input - General'!$F$62:$N$79,8,FALSE),0)","v":0},null,0.1801212933606588,0,0,null,8.6527813038891108E-2,0,0]
[null,{"$f":"'Input - Inventory'!B379","v":371},{"$f":"'Input - Inventory'!C379","v":"SMARTPOLE AB"},{"$f":"'Input - Inventory'!D379","v":"Support"},{"$f":"'Input - Inventory'!E379","v":"NonTraffic"},{"$f":"'Input - Inventory'!F379","v":"n/a"},{"$f":"'Input - Inventory'!G379","v":0},null,"Support - SMARTPOLE AB",null,0,0,0,null,0,0,0,0,0,0,0,0,0,0,0,0,0,0,0,0,0,0,0,0,0,0,0,0,0,0,0,0,0,null,0,0,0,0,0,0,0,0,0,null,0,0,0,0,0,0,0,0,0,0,null,0,0,0,0,0,0,0,null,0,0,0,null,{"$f":"IF($D382=\"Connection\",VLOOKUP(C382,'Input - General'!$F$62:$N$79,8,FALSE),0)","v":0},null,0.1801212933606588,0,0,null,8.6527813038891108E-2,0,0]
[null,{"$f":"'Input - Inventory'!B380","v":372},{"$f":"'Input - Inventory'!C380","v":"SMARTPOLE B"},{"$f":"'Input - Inventory'!D380","v":"Support"},{"$f":"'Input - Inventory'!E380","v":"NonTraffic"},{"$f":"'Input - Inventory'!F380","v":"n/a"},{"$f":"'Input - Inventory'!G380","v":0},null,"Support - SMARTPOLE B",null,0,0,0,null,0,0,0,0,0,0,0,0,0,0,0,0,0,0,0,0,0,0,0,0,0,0,0,0,0,0,0,0,0,null,0,0,0,0,0,0,0,0,0,null,0,0,0,0,0,0,0,0,0,0,null,0,0,0,0,0,0,0,null,0,0,0,null,{"$f":"IF($D383=\"Connection\",VLOOKUP(C383,'Input - General'!$F$62:$N$79,8,FALSE),0)","v":0},null,0.1801212933606588,0,0,null,8.6527813038891108E-2,0,0]
[null,{"$f":"'Input - Inventory'!B381","v":373},{"$f":"'Input - Inventory'!C381","v":"SMARTPOLE C"},{"$f":"'Input - Inventory'!D381","v":"Support"},{"$f":"'Input - Inventory'!E381","v":"NonTraffic"},{"$f":"'Input - Inventory'!F381","v":"n/a"},{"$f":"'Input - Inventory'!G381","v":0},null,"Support - SMARTPOLE C",null,0,0,0,null,0,0,0,0,0,0,0,0,0,0,0,0,0,0,0,0,0,0,0,0,0,0,0,0,0,0,0,0,0,null,0,0,0,0,0,0,0,0,0,null,0,0,0,0,0,0,0,0,0,0,null,0,0,0,0,0,0,0,null,0,0,0,null,{"$f":"IF($D384=\"Connection\",VLOOKUP(C384,'Input - General'!$F$62:$N$79,8,FALSE),0)","v":0},null,0.1801212933606588,0,0,null,8.6527813038891108E-2,0,0]
[null,{"$f":"'Input - Inventory'!B382","v":374},{"$f":"'Input - Inventory'!C382","v":"SUSPENDED"},{"$f":"'Input - Inventory'!D382","v":"Support"},{"$f":"'Input - Inventory'!E382","v":"NonTraffic"},{"$f":"'Input - Inventory'!F382","v":"n/a"},{"$f":"'Input - Inventory'!G382","v":0},null,"Support - SUSPENDED",null,0,153,0,null,0,0,0,0,0,0,0,0,0,0,0,0,0,0,0,0,0,0,0,0,0,0,0,0,0,0,0,0,0,null,0,0,0,0,0,0,0,0,0,null,0,0,0,0,0,0,0,0,0,0,null,0,0,0,0,0,0,0,null,0,0,0,null,{"$f":"IF($D385=\"Connection\",VLOOKUP(C385,'Input - General'!$F$62:$N$79,8,FALSE),0)","v":0},null,0.1801212933606588,0,0,null,8.6527813038891108E-2,0,0]
[null,{"$f":"'Input - Inventory'!B383","v":375},{"$f":"'Input - Inventory'!C383","v":"Suspended (P09)"},{"$f":"'Input - Inventory'!D383","v":"Support"},{"$f":"'Input - Inventory'!E383","v":"NonTraffic"},{"$f":"'Input - Inventory'!F383","v":"n/a"},{"$f":"'Input - Inventory'!G383","v":0},null,"Support - Suspended (P09)",null,0,5,0,null,0,0,0,0,0,0,0,0,0,0,0,0,0,0,0,0,0,0,0,0,0,0,0,0,0,0,0,0,0,null,0,0,0,0,0,0,0,0,0,null,0,0,0,0,0,0,0,0,0,0,null,0,0,0,0,0,0,0,null,0,0,0,null,{"$f":"IF($D386=\"Connection\",VLOOKUP(C386,'Input - General'!$F$62:$N$79,8,FALSE),0)","v":0},null,0.1801212933606588,0,0,null,8.6527813038891108E-2,0,0]
[null,{"$f":"'Input - Inventory'!B384","v":376},{"$f":"'Input - Inventory'!C384","v":"UNKNOWN"},{"$f":"'Input - Inventory'!D384","v":"Support"},{"$f":"'Input - Inventory'!E384","v":"NonTraffic"},{"$f":"'Input - Inventory'!F384","v":"n/a"},{"$f":"'Input - Inventory'!G384","v":0},null,"Support - UNKNOWN",null,0,207,0,null,0,0,0,0,0,0,0,0,0,0,0,0,0,0,0,0,0,0,0,0,0,0,0,0,0,0,0,0,0,null,0,0,0,0,0,0,0,0,0,null,0,0,0,0,0,0,0,0,0,0,null,0,0,0,0,0,0,0,null,0,0,0,null,{"$f":"IF($D387=\"Connection\",VLOOKUP(C387,'Input - General'!$F$62:$N$79,8,FALSE),0)","v":0},null,0.1801212933606588,0,0,null,8.6527813038891108E-2,0,0]
[null,{"$f":"'Input - Inventory'!B385","v":377},{"$f":"'Input - Inventory'!C385","v":"WALL"},{"$f":"'Input - Inventory'!D385","v":"Support"},{"$f":"'Input - Inventory'!E385","v":"NonTraffic"},{"$f":"'Input - Inventory'!F385","v":"n/a"},{"$f":"'Input - Inventory'!G385","v":0},null,"Support - WALL",null,0,369,0,null,0,0,0,0,0,0,0,0,0,0,0,0,0,0,0,0,0,0,0,0,0,0,0,0,0,0,0,0,0,null,0,0,0,0,0,0,0,0,0,null,0,0,0,0,0,0,0,0,0,0,null,0,0,0,0,0,0,0,null,0,0,0,null,{"$f":"IF($D388=\"Connection\",VLOOKUP(C388,'Input - General'!$F$62:$N$79,8,FALSE),0)","v":0},null,0.1801212933606588,0,0,null,8.6527813038891108E-2,0,0]
[null,{"$f":"'Input - Inventory'!B386","v":378},{"$f":"'Input - Inventory'!C386","v":"Wall (P09)"},{"$f":"'Input - Inventory'!D386","v":"Support"},{"$f":"'Input - Inventory'!E386","v":"NonTraffic"},{"$f":"'Input - Inventory'!F386","v":"n/a"},{"$f":"'Input - Inventory'!G386","v":0},null,"Support - Wall (P09)",null,0,54,0,null,0,0,0,0,0,0,0,0,0,0,0,0,0,0,0,0,0,0,0,0,0,0,0,0,0,0,0,0,0,null,0,0,0,0,0,0,0,0,0,null,0,0,0,0,0,0,0,0,0,0,null,0,0,0,0,0,0,0,null,0,0,0,null,{"$f":"IF($D389=\"Connection\",VLOOKUP(C389,'Input - General'!$F$62:$N$79,8,FALSE),0)","v":0},null,0.1801212933606588,0,0,null,8.6527813038891108E-2,0,0]
[null,{"$f":"'Input - Inventory'!B387","v":379},{"$f":"'Input - Inventory'!C387","v":"WOOD POLE NON-TRL"},{"$f":"'Input - Inventory'!D387","v":"Support"},{"$f":"'Input - Inventory'!E387","v":"NonTraffic"},{"$f":"'Input - Inventory'!F387","v":"n/a"},{"$f":"'Input - Inventory'!G387","v":0},null,"Support - WOOD POLE NON-TRL",null,0,143400.5,0,null,0,0,0,0,0,0,0,0,0,0,0,0,0,0,0,0,0,0,0,0,0,0,0,0,0,0,0,0,0,null,0,0,0,0,0,0,0,0,0,null,0,0,0,0,0,0,0,0,0,0,null,0,0,0,0,0,0,0,null,0,0,0,null,{"$f":"IF($D390=\"Connection\",VLOOKUP(C390,'Input - General'!$F$62:$N$79,8,FALSE),0)","v":0},null,0.1801212933606588,0,0,null,8.6527813038891108E-2,0,0]
[null,{"$f":"'Input - Inventory'!B388","v":380},{"$f":"'Input - Inventory'!C388","v":"Wood Pole non-TRL (P09)"},{"$f":"'Input - Inventory'!D388","v":"Support"},{"$f":"'Input - Inventory'!E388","v":"NonTraffic"},{"$f":"'Input - Inventory'!F388","v":"n/a"},{"$f":"'Input - Inventory'!G388","v":0},null,"Support - Wood Pole non-TRL (P09)",null,0,4464.5,0,null,0,0,0,0,0,0,0,0,0,0,0,0,0,0,0,0,0,0,0,0,0,0,0,0,0,0,0,0,0,null,0,0,0,0,0,0,0,0,0,null,0,0,0,0,0,0,0,0,0,0,null,0,0,0,0,0,0,0,null,0,0,0,null,{"$f":"IF($D391=\"Connection\",VLOOKUP(C391,'Input - General'!$F$62:$N$79,8,FALSE),0)","v":0},null,0.1801212933606588,0,0,null,8.6527813038891108E-2,0,0]
[null,{"$f":"'Input - Inventory'!B389","v":381},{"$f":"'Input - Inventory'!C389","v":"WOOD POLE TRL"},{"$f":"'Input - Inventory'!D389","v":"Support"},{"$f":"'Input - Inventory'!E389","v":"NonTraffic"},{"$f":"'Input - Inventory'!F389","v":"n/a"},{"$f":"'Input - Inventory'!G389","v":0},null,"Support - WOOD POLE TRL",null,0,47735,0,null,0,0,0,0,0,0,0,0,0,0,0,0,0,0,0,0,0,0,0,0,0,0,0,0,0,0,0,0,0,null,0,0,0,0,0,0,0,0,0,null,0,0,0,0,0,0,0,0,0,0,null,0,0,0,0,0,0,0,null,0,0,0,null,{"$f":"IF($D392=\"Connection\",VLOOKUP(C392,'Input - General'!$F$62:$N$79,8,FALSE),0)","v":0},null,0.1801212933606588,0,0,null,8.6527813038891108E-2,0,0]
[null,{"$f":"'Input - Inventory'!B390","v":382},{"$f":"'Input - Inventory'!C390","v":"Wood Pole TRL (P09)"},{"$f":"'Input - Inventory'!D390","v":"Support"},{"$f":"'Input - Inventory'!E390","v":"Traffic"},{"$f":"'Input - Inventory'!F390","v":"n/a"},{"$f":"'Input - Inventory'!G390","v":0},null,"Support - Wood Pole TRL (P09)",null,0,1550.5,0,null,0,0,0,0,0,0,0,0,0,0,0,0,0,0,0,0,0,0,0,0,0,0,0,0,0,0,0,0,0,null,0,0,0,0,0,0,0,0,0,null,0,0,0,0,0,0,0,0,0,0,null,0,0,0,0,0,0,0,null,0,0,0,null,{"$f":"IF($D393=\"Connection\",VLOOKUP(C393,'Input - General'!$F$62:$N$79,8,FALSE),0)","v":0},null,0.1801212933606588,0,0,null,8.6527813038891108E-2,0,0]

{"sheet":"Calc - Opex FY19","index":7,"n_rows":393,"n_cols":86,"rows_kept":393,"cut":false,"hidden":false,"merged":[[8,67,8,68],[8,69,8,70],[7,42,9,42],[7,52,9,52],[7,63,9,63],[8,54,8,56],[8,57,8,59],[8,60,8,62],[8,50,8,51],[8,46,8,47],[8,44,8,45],[1,1,8,6],[8,65,8,66],[7,12,9,12],[8,26,8,27],[8,28,8,29],[7,18,7,19],[7,20,7,21],[7,22,7,23],[8,34,8,35],[8,36,8,37],[8,38,8,39],[8,40,8,41],[7,40,7,41],[7,14,7,15],[7,36,7,37],[7,34,7,35],[7,32,7,33],[7,16,7,17],[8,14,8,15],[8,16,8,17],[8,18,8,19],[8,20,8,21],[8,22,8,23],[7,85,9,85],[7,24,7,25],[8,48,8,49],[8,30,8,31],[7,38,7,39],[7,30,7,31],[7,26,7,27],[7,28,7,29],[7,81,9,81],[7,71,9,71],[7,75,9,75],[8,74,9,74],[8,73,9,73],[8,24,8,25],[7,77,9,77],[8,32,8,33]]}
[]
[null,{"$f":"CONCATENATE(\"This sheet contains no inputs and all values are calculated for \" & \"FY19\" )","v":"This sheet contains no inputs and all values are calculated for FY19"},null,null,null,null,null,null,null,null,null,null,null,null,null,null,null,null,null,null,null,null,null,null,null,null,null,null,null,null,null,null,null,null,null,null,null,null,null,null,null,null,"Bulk contract",null,null,null,null,null,null,null,null,null,"Bulk materials",null,null,null,null,null,null,null,null,null,null,"Spot labour",null,null,null,null,null,null,null,"Spot materials",null,null,null,"EWP costs",null,"Connections",null,null,null,"Overheads",null,null,null,"CAM"]
[]
[null,null,null,null,null,null,null,null,null,null,null,"Totals --->   ",{"$f":"SUM(M12:M475)","v":20799065.85857293},null,{"$f":"SUMPRODUCT(O12:O294,P12:P294,$L$12:$L$294)","v":673346.3185618883},null,{"$f":"SUMPRODUCT(Q12:Q294,R12:R294,$L$12:$L$294)","v":284334.03872223612},null,{"$f":"SUMPRODUCT(S12:S294,T12:T294,$L$12:$L$294)","v":37529.707672242046},null,{"$f":"SUMPRODUCT(U12:U294,V12:V294,$L$12:$L$294)","v":4187.7466550479066},null,{"$f":"SUMPRODUCT(W12:W294,X12:X294,$L$12:$L$294)","v":480184.58646244463},null,{"$f":"SUMPRODUCT(Y12:Y294,Z12:Z294,$L$12:$L$294)","v":13225.189436652137},null,{"$f":"SUMPRODUCT(AA12:AA294,AB12:AB294,$L$12:$L$294)","v":115336.57000699233},null,{"$f":"SUMPRODUCT(AC12:AC294,AD12:AD294,$L$12:$L$294)","v":933404.1637498918},null,{"$f":"SUMPRODUCT(AE12:AE294,AF12:AF294,$L$12:$L$294)","v":880318.84587346204},null,{"$f":"SUMPRODUCT(AG12:AG294,AH12:AH294,$L$12:$L$294)","v":0},null,{"$f":"SUMPRODUCT(AI12:AI294,AJ12:AJ294,$L$12:$L$294)","v":384574.97469739721},null,{"$f":"SUMPRODUCT(AK12:AK294,AL12:AL294,$L$12:$L$294)","v":611098.70414989791},null,{"$f":"SUMPRODUCT(AM12:AM294,AN12:AN294,$L$12:$L$294)","v":0},null,{"$f":"SUMPRODUCT(AO12:AO294,AP12:AP294,$L$12:$L$294)","v":0},null,{"$f":"SUMPRODUCT(AQ12:AQ475,$L$12:$L$475)","v":4417540.8459881498},null,{"$f":"SUMPRODUCT(AS12:AS294,AT12:AT294,$L$12:$L$294)","v":1445612.4441694191},null,{"$f":"SUMPRODUCT(AU12:AU294,AV12:AV294,$L$12:$L$294)","v":160912.07860826305},null,{"$f":"SUMPRODUCT(AW12:AW294,AX12:AX294,$L$12:$L$294)","v":502622.72250196821},null,{"$f":"SUMPRODUCT(AY12:AY294,AZ12:AZ294,$L$12:$L$294)","v":1925},null,{"$f":"SUMPRODUCT(BA12:BA475,$L$12:$L$475)","v":2111072.2452796507},null,{"$f":"SUMPRODUCT(BC12:BC294,BD12:BD294,BE12:BE294,$L$12:$L$294)","v":4635190.446984808},null,null,{"$f":"SUMPRODUCT(BF12:BF294,BG12:BG294,BH12:BH294,$L$12:$L$294)","v":0},null,null,{"$f":"SUMPRODUCT(BI12:BI294,BJ12:BJ294,BK12:BK294,$L$12:$L$294)","v":0},null,null,{"$f":"SUMPRODUCT(BL12:BL475,$L$12:$L$475)","v":4635190.446984808},null,{"$f":"SUMPRODUCT(BN12:BN294,BO12:BO294,$L$12:$L$294)","v":523477.4674470984},null,{"$f":"SUMPRODUCT(BP12:BP294,BQ12:BQ294,$L$12:$L$294)","v":42823.45595716768},null,{"$f":"SUMPRODUCT(BR12:BR294,BS12:BS294,$L$12:$L$294)","v":732.2},null,{"$f":"SUMPRODUCT(BT12:BT475,$L$12:$L$475)","v":567033.12340426596},null,null,null,{"$f":"SUMPRODUCT(BX12:BX475,$L$12:$L$475)","v":1796038.6366253372},null,{"$f":"SUMPRODUCT(BZ12:BZ475,$L$12:$L$475)","v":2694076.5687736906},null,null,null,{"$f":"SUMPRODUCT(CD12:CD475,$L$12:$L$475)","v":2921738.8298351029},null,null,null,{"$f":"SUMPRODUCT(CH12:CH475,$L$12:$L$475)","v":1656375.1616819049}]
[]
[null,null,null,null,null,null,null,null,null,null,null,"Percent --->   ",null,null,null,null,null,null,null,null,null,null,null,null,null,null,null,null,null,null,null,null,null,null,null,null,null,null,null,null,null,null,{"$f":"TotalOpexBulkContract/TotalOpex","v":0.21239131007257875},null,null,null,null,null,null,null,null,null,{"$f":"TotalOpexBulkMaterials/TotalOpex","v":0.10149841630553383},null,null,null,null,null,null,null,null,null,null,{"$f":"TotalOpexSpotLabour/TotalOpex","v":0.22285570316006675},null,null,null,null,null,null,null,{"$f":"TotalOpexSpotMaterials/TotalOpex","v":2.7262432229404526E-2},null,null,null,{"$f":"TotalOpexSpotOther/TotalOpex","v":8.6351889495318288E-2},null,{"$f":"BZ4/TotalOpex","v":0.12952872917911598},null,null,null,{"$f":"TotalOpexOverheads/TotalOpex","v":0.1404745217742952},null,null,null,{"$f":"CH4/TotalOpex","v":7.9636997783685673E-2}]
[]
[null,null,null,null,null,null,null,null,null,null,null,null,"Sub-total annual cost",null,"Task 1",null,"Task 2",null,"Task 3",null,"Task 4",null,"Task 5",null,"Task 6",null,"Task 7",null,"Task 8",null,"Task 9",null,"Task 10",null,"Task 11",null,"Task 12",null,"Task 13",null,"Task 14",null,"Sub-total annual cost per asset",null,null,null,null,null,null,null,null,null,"Sub-total annual cost per asset",null,null,null,null,null,null,null,null,null,null,"Sub-total annual cost per asset",null,null,null,null,null,null,null,"Sub-total annual cost per asset",null,null,null,"Sub-total annual cost per asset",null,"Sub-total annual cost per asset",null,null,null,"Sub-total annual cost per asset",null,null,null,"Sub-total annual cost per asset"]
[null,null,null,null,null,null,null,null,null,null,null,null,null,null,"Minor < 130w",null,"Major > 130w",null,"Minor < 130w",null,"Major > 130w",null,"All",null,"All",null,"All",null,"All",null,"All",null,"All",null,"All",null,"All",null,"All",null,"All",null,null,null,"Lamp",null,"Visors",null,"PE Cell",null,"Misc",null,null,null,"Lamp change",null,null,"PE Cell change",null,null,"Misc",null,null,null,null,"Lamp",null,"PE Cell",null,"Misc",null,null,null,"Price","Hours (weighted by failure)"]
[null,"#","Description","Type","Route","Category","Lamps (#)",null,null,null,"Price","Count",null,null,"Price","Cycle","Price","Cycle","Price","Cycle","Price","Cycle","Price","Cycle","Price","Cycle","Price","Cycle","Price","Cycle","Price","Cycle","Price","Cycle","Price","Cycle","Price","Cycle","Price","Cycle","Price","Cycle",null,null,"Price","Cycle","Price","Cycle","Price","Cycle","Price","Cycle",null,null,"Price","Failure","Hours","Price","Failure","Hours","Price","Failure","Hours",null,null,"Price","Failure","Price","Failure","Price","Failure",null,null,null,null,null,null,null,null,"Rate","Cost",null,null,"Rate","Cost"]
[]
[null,{"$f":"'Input - Inventory'!B9","v":1},{"$f":"'Input - Inventory'!C9","v":"0.5"},{"$f":"'Input - Inventory'!D9","v":"Bracket"},{"$f":"'Input - Inventory'!E9","v":"NonTraffic"},{"$f":"'Input - Inventory'!F9","v":"n/a"},{"$f":"'Input - Inventory'!G9","v":0},null,{"$f":"CONCATENATE(D12,\" - \",C12)","v":"Bracket - 0.5"},null,{"$f":"AQ12+BA12+BL12+BT12+BX12+BZ12+CD12+CH12","v":0},{"$f":"INDIRECT(L$10&$B12&\"FY19\")","v":33642},{"$f":"L12*K12","v":0},null,{"$f":"IF(AND($D12=\"Lamp\", OR($F12=O$9, O$9=\"All\")),INDIRECT(\"PriceBulkTask1\" & \"FY19\"),0)","v":0},{"$f":"IF(AND($D12=\"Lamp\",CycleBulkTask1<>0, OR($F12=O$9,O$9=\"All\")),1/CycleBulkTask1,0)","v":0},{"$f":"IF(AND($D12=\"Lamp\", OR($F12=Q$9, Q$9=\"All\")),INDIRECT(\"PriceBulkTask2\" & \"FY19\"),0)","v":0},{"$f":"IF(AND($D12=\"Lamp\",CycleBulkTask2<>0, OR($F12=Q$9,Q$9=\"All\")),1/CycleBulkTask2,0)","v":0},{"$f":"IF(AND($D12=\"Lamp\", OR($F12=S$9, S$9=\"All\")),INDIRECT(\"PriceBulkTask3\" & \"FY19\"),0)","v":0},{"$f":"IF(AND($D12=\"Lamp\",CycleBulkTask3<>0, OR($F12=S$9,S$9=\"All\")),1/CycleBulkTask3,0)","v":0},{"$f":"IF(AND($D12=\"Lamp\", OR($F12=U$9, U$9=\"All\")),INDIRECT(\"PriceBulkTask4\" & \"FY19\"),0)","v":0},{"$f":"IF(AND($D12=\"Lamp\",CycleBulkTask4<>0, OR($F12=U$9,U$9=\"All\")),1/CycleBulkTask4,0)","v":0},{"$f":"IF(AND($D12=\"Lamp\", OR($F12=W$9, W$9=\"All\")),INDIRECT(\"PriceBulkTask5\" & \"FY19\"),0)","v":0},{"$f":"IF(AND($D12=\"Lamp\",CycleBulkTask5<>0, OR($F12=W$9,W$9=\"All\")),1/CycleBulkTask5,0)","v":0},{"$f":"IF(AND($D12=\"Lamp\", OR($F12=Y$9, Y$9=\"All\")),INDIRECT(\"PriceBulkTask6\" & \"FY19\"),0)","v":0},{"$f":"IF(AND($D12=\"Lamp\",CycleBulkTask6<>0, OR($F12=Y$9,Y$9=\"All\")),1/CycleBulkTask6,0)","v":0},{"$f":"IF(AND($D12=\"Lamp\", OR($F12=AA$9, AA$9=\"All\")),INDIRECT(\"PriceBulkTask7\" & \"FY19\"),0)","v":0},{"$f":"IF(AND($D12=\"Lamp\",CycleBulkTask7<>0, OR($F12=AA$9,AA$9=\"All\")),1/CycleBulkTask7,0)","v":0},{"$f":"IF(AND($D12=\"Lamp\", OR($F12=AC$9, AC$9=\"All\")),INDIRECT(\"PriceBulkTask8\" & \"FY19\"),0)","v":0},{"$f":"IF(AND($D12=\"Lamp\",CycleBulkTask8<>0, OR($F12=AC$9,AC$9=\"All\")),1/CycleBulkTask8,0)","v":0},{"$f":"IF(AND($D12=\"Lamp\", OR($F12=AE$9, AE$9=\"All\")),INDIRECT(\"PriceBulkTask9\" & \"FY19\"),0)","v":0},{"$f":"IF(AND($D12=\"Lamp\",CycleBulkTask9<>0, OR($F12=AE$9,AE$9=\"All\")),1/CycleBulkTask9,0)","v":0},{"$f":"IF(AND($D12=\"Lamp\", OR($F12=AG$9, AG$9=\"All\")),INDIRECT(\"PriceBulkTask10\" & \"FY19\"),0)","v":0},{"$f":"IF(AND($D12=\"Lamp\",CycleBulkTask10<>0, OR($F12=AG$9,AG$9=\"All\")),1/CycleBulkTask10,0)","v":0},{"$f":"IF(AND($D12=\"Lamp\", OR($F12=AI$9, AI$9=\"All\")),INDIRECT(\"PriceBulkTask11\" & \"FY19\"),0)","v":0},{"$f":"IF(AND($D12=\"Lamp\",CycleBulkTask11<>0, OR($F12=AI$9,AI$9=\"All\")),1/CycleBulkTask11,0)","v":0},{"$f":"IF(AND($D12=\"Lamp\", OR($F12=AK$9, AK$9=\"All\")),INDIRECT(\"PriceBulkTask12\" & \"FY19\"),0)","v":0},{"$f":"IF(AND($D12=\"Lamp\",CycleBulkTask12<>0, OR($F12=AK$9,AK$9=\"All\")),1/CycleBulkTask12,0)","v":0},{"$f":"IF(AND($D12=\"Lamp\", OR($F12=AM$9, AM$9=\"All\")),INDIRECT(\"PriceBulkTask13\" & \"FY19\"),0)","v":0},{"$f":"IF(AND($D12=\"Lamp\",CycleBulkTask13<>0, OR($F12=AM$9,AM$9=\"All\")),1/CycleBulkTask13,0)","v":0},{"$f":"IF(AND($D12=\"Lamp\", OR($F12=AO$9, AO$9=\"All\")),INDIRECT(\"PriceBulkTask14\" & \"FY19\"),0)","v":0},{"$f":"IF(AND($D12=\"Lamp\",CycleBulkTask14<>0, OR($F12=AO$9,AO$9=\"All\")),1/CycleBulkTask14,0)","v":0},{"$f":"O12*P12+Q12*R12+S12*T12+U12*V12+W12*X12+Y12*Z12+AA12*AB12+AC12*AD12+AE12*AF12+AG12*AH12+AI12*AJ12+AK12*AL12+AM12*AN12+AO12*AP12","v":0},null,{"$f":"IF($D12=\"Lamp\",$G12*INDIRECT(\"Price\" & $B12 & \"FY19\"),0)","v":0},{"$f":"MAX(P12,R12)","v":0},{"$f":"IF($D12=\"Lamp\",INDIRECT(\"PriceVisor\" & \"FY19\"),0)","v":0},{"$f":"MAX(T12,V12)","v":0},{"$f":"IF($D12=\"Lamp\",INDIRECT(\"PricePECell\" & \"FY19\"),0)","v":0},{"$f":"X12","v":0},{"$f":"IF($D12=\"Lamp\",INDIRECT(\"PriceMisc\" & \"FY19\"),0)","v":0},{"$f":"INDIRECT($E12)*$V12 +(1-INDIRECT($E12))*$T12","v":0},{"$f":"AS12*AT12+AU12*AV12+AW12*AX12+AY12*AZ12","v":0},null,{"$f":"IF($D12=$AS$9,(INDIRECT(\"PriceLabour\" & \"FY19\")*ProportionStandardHours + INDIRECT(\"PriceLabourOvertime\" & \"FY19\")*ProportionOvertimeHours)*(1+RateOnCostAnnual),0)","v":0},{"$f":"BO12","v":0},{"$f":"IF($D12=\"Lamp\",(NumberOfCrew+INDIRECT($E12)*TrafficController)*(TimeToReplaceLamp),0)","v":0},{"$f":"IF($D12=$AS$9,(INDIRECT(\"PriceLabour\" & \"FY19\")*ProportionStandardHours + INDIRECT(\"PriceLabourOvertime\" & \"FY19\")*ProportionOvertimeHours)*(1+RateOnCostAnnual),0)","v":0},{"$f":"BQ12","v":0},{"$f":"IF($D12=\"Lamp\",(NumberOfCrew+INDIRECT($E12)*TrafficController)*(TimeForPECellReplace),0)","v":0},{"$f":"IF($D12=$AS$9,(INDIRECT(\"PriceLabour\" & \"FY19\")*ProportionStandardHours + INDIRECT(\"PriceLabourOvertime\" & \"FY19\")*ProportionOvertimeHours)*(1+RateOnCostAnnual),0)","v":0},{"$f":"BS12","v":0},{"$f":"IF($D12=\"Lamp\",(NumberOfCrew+INDIRECT($E12)*TrafficController)*(TimeForOtherSpot),0)","v":0},{"$f":"BC12*BD12*BE12+BF12*BG12*BH12+BI12*BJ12*BK12","v":0},null,{"$f":"IF($D12=\"Lamp\",INDIRECT(\"Price\" & $B12 & \"FY19\"),0)","v":0},{"$f":"IF($D12=\"Lamp\",INDIRECT(BO$10 & $B12),0)","v":0},{"$f":"IF($D12=\"Lamp\",INDIRECT(\"pRICEpecELL\" & \"FY19\"),0)","v":0},{"$f":"IF($D12=\"Lamp\",INDIRECT(\"FailurePECell\" & \"Annual\"),0)","v":0},{"$f":"IF($D12=\"Lamp\",INDIRECT(\"PriceMisc\" & \"FY19\"),0)","v":0},{"$f":"IF($D12=\"Lamp\",INDIRECT(\"FailureMisc\" & \"Annual\"),0)","v":0},{"$f":"BN12*BO12+BP12*BQ12+BR12*BS12","v":0},null,{"$f":"IF(AND($D12=\"Lamp\"),INDIRECT(\"PriceEWP\"&\"FY19\"),0)","v":0},{"$f":"BD12*BE12+BG12*BH12+BJ12*BK12","v":0},{"$f":"BV12*BW12","v":0},null,{"$f":"IF($D12=\"Connection\",VLOOKUP(C12,'Input - General'!$F$62:$N$79,9,FALSE),0)","v":0},null,{"$f":"RateOverhead","v":0.1801212933606588},{"$f":"BX12+BL12+BT12+BA12+AQ12+BZ12","v":0},{"$f":"CC12*CB12","v":0},null,{"$f":"CorporateOverheads","v":8.6527813038891108E-2},{"$f":"AQ12+BA12+BL12+BT12+BX12+BZ12+CD12","v":0},{"$f":"CG12*CF12","v":0}]
[null,{"$f":"'Input - Inventory'!B10","v":2},{"$f":"'Input - Inventory'!C10","v":"0.5 (P09)"},{"$f":"'Input - Inventory'!D10","v":"Bracket"},{"$f":"'Input - Inventory'!E10","v":"NonTraffic"},{"$f":"'Input - Inventory'!F10","v":"n/a"},{"$f":"'Input - Inventory'!G10","v":0},null,{"$f":"CONCATENATE(D13,\" - \",C13)","v":"Bracket - 0.5 (P09)"},null,{"$f":"AQ13+BA13+BL13+BT13+BX13+BZ13+CD13+CH13","v":0},{"$f":"INDIRECT(L$10&$B13&\"FY19\")","v":1150},0,null,{"$f":"IF(AND($D13=\"Lamp\", OR($F13=O$9, O$9=\"All\")),INDIRECT(\"PriceBulkTask1\" & \"FY19\"),0)","v":0},0,{"$f":"IF(AND($D13=\"Lamp\", OR($F13=Q$9, Q$9=\"All\")),INDIRECT(\"PriceBulkTask2\" & \"FY19\"),0)","v":0},0,{"$f":"IF(AND($D13=\"Lamp\", OR($F13=S$9, S$9=\"All\")),INDIRECT(\"PriceBulkTask3\" & \"FY19\"),0)","v":0},0,{"$f":"IF(AND($D13=\"Lamp\", OR($F13=U$9, U$9=\"All\")),INDIRECT(\"PriceBulkTask4\" & \"FY19\"),0)","v":0},0,{"$f":"IF(AND($D13=\"Lamp\", OR($F13=W$9, W$9=\"All\")),INDIRECT(\"PriceBulkTask5\" & \"FY19\"),0)","v":0},0,{"$f":"IF(AND($D13=\"Lamp\", OR($F13=Y$9, Y$9=\"All\")),INDIRECT(\"PriceBulkTask6\" & \"FY19\"),0)","v":0},0,{"$f":"IF(AND($D13=\"Lamp\", OR($F13=AA$9, AA$9=\"All\")),INDIRECT(\"PriceBulkTask7\" & \"FY19\"),0)","v":0},0,{"$f":"IF(AND($D13=\"Lamp\", OR($F13=AC$9, AC$9=\"All\")),INDIRECT(\"PriceBulkTask8\" & \"FY19\"),0)","v":0},0,{"$f":"IF(AND($D13=\"Lamp\", OR($F13=AE$9, AE$9=\"All\")),INDIRECT(\"PriceBulkTask9\" & \"FY19\"),0)","v":0},0,{"$f":"IF(AND($D13=\"Lamp\", OR($F13=AG$9, AG$9=\"All\")),INDIRECT(\"PriceBulkTask10\" & \"FY19\"),0)","v":0},0,{"$f":"IF(AND($D13=\"Lamp\", OR($F13=AI$9, AI$9=\"All\")),INDIRECT(\"PriceBulkTask11\" & \"FY19\"),0)","v":0},0,{"$f":"IF(AND($D13=\"Lamp\", OR($F13=AK$9, AK$9=\"All\")),INDIRECT(\"PriceBulkTask12\" & \"FY19\"),0)","v":0},0,{"$f":"IF(AND($D13=\"Lamp\", OR($F13=AM$9, AM$9=\"All\")),INDIRECT(\"PriceBulkTask13\" & \"FY19\"),0)","v":0},0,{"$f":"IF(AND($D13=\"Lamp\", OR($F13=AO$9, AO$9=\"All\")),INDIRECT(\"PriceBulkTask14\" & \"FY19\"),0)","v":0},0,0,null,{"$f":"IF($D13=\"Lamp\",$G13*INDIRECT(\"Price\" & $B13 & \"FY19\"),0)","v":0},0,{"$f":"IF($D13=\"Lamp\",INDIRECT(\"PriceVisor\" & \"FY19\"),0)","v":0},0,{"$f":"IF($D13=\"Lamp\",INDIRECT(\"PricePECell\" & \"FY19\"),0)","v":0},0,{"$f":"IF($D13=\"Lamp\",INDIRECT(\"PriceMisc\" & \"FY19\"),0)","v":0},0,0,null,0,0,0,0,0,0,0,0,0,0,null,{"$f":"IF($D13=\"Lamp\",INDIRECT(\"Price\" & $B13 & \"FY19\"),0)","v":0},0,{"$f":"IF($D13=\"Lamp\",INDIRECT(\"pRICEpecELL\" & \"FY19\"),0)","v":0},0,{"$f":"IF($D13=\"Lamp\",INDIRECT(\"PriceMisc\" & \"FY19\"),0)","v":0},0,0,null,{"$f":"IF(AND($D13=\"Lamp\"),INDIRECT(\"PriceEWP\"&\"FY19\"),0)","v":0},0,0,null,{"$f":"IF($D13=\"Connection\",VLOOKUP(C13,'Input - General'!$F$62:$N$79,9,FALSE),0)","v":0},null,0.1801212933606588,0,0,null,8.6527813038891108E-2,{"$f":"AQ13+BA13+BL13+BT13+BX13+BZ13+CD13","v":0},0]
[null,{"$f":"'Input - Inventory'!B11","v":3},{"$f":"'Input - Inventory'!C11","v":"0.6"},{"$f":"'Input - Inventory'!D11","v":"Bracket"},{"$f":"'Input - Inventory'!E11","v":"NonTraffic"},{"$f":"'Input - Inventory'!F11","v":"n/a"},{"$f":"'Input - Inventory'!G11","v":0},null,"Bracket - 0.6",null,0,149,0,null,0,0,0,0,0,0,0,0,0,0,0,0,0,0,0,0,0,0,0,0,0,0,0,0,0,0,0,0,0,null,0,0,0,0,0,0,0,0,0,null,0,0,0,0,0,0,0,0,0,0,null,0,0,0,0,0,0,0,null,0,0,0,null,{"$f":"IF($D14=\"Connection\",VLOOKUP(C14,'Input - General'!$F$62:$N$79,9,FALSE),0)","v":0},null,0.1801212933606588,0,0,null,8.6527813038891108E-2,0,0]
[null,{"$f":"'Input - Inventory'!B12","v":4},{"$f":"'Input - Inventory'!C12","v":"1.0"},{"$f":"'Input - Inventory'!D12","v":"Bracket"},{"$f":"'Input - Inventory'!E12","v":"NonTraffic"},{"$f":"'Input - Inventory'!F12","v":"n/a"},{"$f":"'Input - Inventory'!G12","v":0},null,"Bracket - 1.0",null,0,8607,0,null,0,0,0,0,0,0,0,0,0,0,0,0,0,0,0,0,0,0,0,0,0,0,0,0,0,0,0,0,0,null,0,0,0,0,0,0,0,0,0,null,0,0,0,0,0,0,0,0,0,0,null,0,0,0,0,0,0,0,null,0,0,0,null,{"$f":"IF($D15=\"Connection\",VLOOKUP(C15,'Input - General'!$F$62:$N$79,9,FALSE),0)","v":0},null,0.1801212933606588,0,0,null,8.6527813038891108E-2,0,0]
[null,{"$f":"'Input - Inventory'!B13","v":5},{"$f":"'Input - Inventory'!C13","v":"1.2"},{"$f":"'Input - Inventory'!D13","v":"Bracket"},{"$f":"'Input - Inventory'!E13","v":"NonTraffic"},{"$f":"'Input - Inventory'!F13","v":"n/a"},{"$f":"'Input - Inventory'!G13","v":0},null,"Bracket - 1.2",null,0,24937,0,null,0,0,0,0,0,0,0,0,0,0,0,0,0,0,0,0,0,0,0,0,0,0,0,0,0,0,0,0,0,null,0,0,0,0,0,0,0,0,0,null,0,0,0,0,0,0,0,0,0,0,null,0,0,0,0,0,0,0,null,0,0,0,null,{"$f":"IF($D16=\"Connection\",VLOOKUP(C16,'Input - General'!$F$62:$N$79,9,FALSE),0)","v":0},null,0.1801212933606588,0,0,null,8.6527813038891108E-2,0,0]
[null,{"$f":"'Input - Inventory'!B14","v":6},{"$f":"'Input - Inventory'!C14","v":"1.2 (P09)"},{"$f":"'Input - Inventory'!D14","v":"Bracket"},{"$f":"'Input - Inventory'!E14","v":"NonTraffic"},{"$f":"'Input - Inventory'!F14","v":"n/a"},{"$f":"'Input - Inventory'!G14","v":0},null,"Bracket - 1.2 (P09)",null,0,696,0,null,0,0,0,0,0,0,0,0,0,0,0,0,0,0,0,0,0,0,0,0,0,0,0,0,0,0,0,0,0,null,0,0,0,0,0,0,0,0,0,null,0,0,0,0,0,0,0,0,0,0,null,0,0,0,0,0,0,0,null,0,0,0,null,{"$f":"IF($D17=\"Connection\",VLOOKUP(C17,'Input - General'!$F$62:$N$79,9,FALSE),0)","v":0},null,0.1801212933606588,0,0,null,8.6527813038891108E-2,0,0]
[null,{"$f":"'Input - Inventory'!B15","v":7},{"$f":"'Input - Inventory'!C15","v":"1.5"},{"$f":"'Input - Inventory'!D15","v":"Bracket"},{"$f":"'Input - Inventory'!E15","v":"NonTraffic"},{"$f":"'Input - Inventory'!F15","v":"n/a"},{"$f":"'Input - Inventory'!G15","v":0},null,"Bracket - 1.5",null,0,3808,0,null,0,0,0,0,0,0,0,0,0,0,0,0,0,0,0,0,0,0,0,0,0,0,0,0,0,0,0,0,0,null,0,0,0,0,0,0,0,0,0,null,0,0,0,0,0,0,0,0,0,0,null,0,0,0,0,0,0,0,null,0,0,0,null,{"$f":"IF($D18=\"Connection\",VLOOKUP(C18,'Input - General'!$F$62:$N$79,9,FALSE),0)","v":0},null,0.1801212933606588,0,0,null,8.6527813038891108E-2,0,0]
[null,{"$f":"'Input - Inventory'!B16","v":8},{"$f":"'Input - Inventory'!C16","v":"2.0"},{"$f":"'Input - Inventory'!D16","v":"Bracket"},{"$f":"'Input - Inventory'!E16","v":"NonTraffic"},{"$f":"'Input - Inventory'!F16","v":"n/a"},{"$f":"'Input - Inventory'!G16","v":0},null,"Bracket - 2.0",null,0,70865,0,null,0,0,0,0,0,0,0,0,0,0,0,0,0,0,0,0,0,0,0,0,0,0,0,0,0,0,0,0,0,null,0,0,0,0,0,0,0,0,0,null,0,0,0,0,0,0,0,0,0,0,null,0,0,0,0,0,0,0,null,0,0,0,null,{"$f":"IF($D19=\"Connection\",VLOOKUP(C19,'Input - General'!$F$62:$N$79,9,FALSE),0)","v":0},null,0.1801212933606588,0,0,null,8.6527813038891108E-2,0,0]
[null,{"$f":"'Input - Inventory'!B17","v":9},{"$f":"'Input - Inventory'!C17","v":"2.0 (P09)"},{"$f":"'Input - Inventory'!D17","v":"Bracket"},{"$f":"'Input - Inventory'!E17","v":"NonTraffic"},{"$f":"'Input - Inventory'!F17","v":"n/a"},{"$f":"'Input - Inventory'!G17","v":0},null,"Bracket - 2.0 (P09)",null,0,17415.5,0,null,0,0,0,0,0,0,0,0,0,0,0,0,0,0,0,0,0,0,0,0,0,0,0,0,0,0,0,0,0,null,0,0,0,0,0,0,0,0,0,null,0,0,0,0,0,0,0,0,0,0,null,0,0,0,0,0,0,0,null,0,0,0,null,{"$f":"IF($D20=\"Connection\",VLOOKUP(C20,'Input - General'!$F$62:$N$79,9,FALSE),0)","v":0},null,0.1801212933606588,0,0,null,8.6527813038891108E-2,0,0]
[null,{"$f":"'Input - Inventory'!B18","v":10},{"$f":"'Input - Inventory'!C18","v":"2.5"},{"$f":"'Input - Inventory'!D18","v":"Bracket"},{"$f":"'Input - Inventory'!E18","v":"Traffic"},{"$f":"'Input - Inventory'!F18","v":"n/a"},{"$f":"'Input - Inventory'!G18","v":0},null,"Bracket - 2.5",null,0,518,0,null,0,0,0,0,0,0,0,0,0,0,0,0,0,0,0,0,0,0,0,0,0,0,0,0,0,0,0,0,0,null,0,0,0,0,0,0,0,0,0,null,0,0,0,0,0,0,0,0,0,0,null,0,0,0,0,0,0,0,null,0,0,0,null,{"$f":"IF($D21=\"Connection\",VLOOKUP(C21,'Input - General'!$F$62:$N$79,9,FALSE),0)","v":0},null,0.1801212933606588,0,0,null,8.6527813038891108E-2,0,0]
[null,{"$f":"'Input - Inventory'!B19","v":11},{"$f":"'Input - Inventory'!C19","v":"3.0"},{"$f":"'Input - Inventory'!D19","v":"Bracket"},{"$f":"'Input - Inventory'!E19","v":"Traffic"},{"$f":"'Input - Inventory'!F19","v":"n/a"},{"$f":"'Input - Inventory'!G19","v":0},null,"Bracket - 3.0",null,0,5928,0,null,0,0,0,0,0,0,0,0,0,0,0,0,0,0,0,0,0,0,0,0,0,0,0,0,0,0,0,0,0,null,0,0,0,0,0,0,0,0,0,null,0,0,0,0,0,0,0,0,0,0,null,0,0,0,0,0,0,0,null,0,0,0,null,{"$f":"IF($D22=\"Connection\",VLOOKUP(C22,'Input - General'!$F$62:$N$79,9,FALSE),0)","v":0},null,0.1801212933606588,0,0,null,8.6527813038891108E-2,0,0]
[null,{"$f":"'Input - Inventory'!B20","v":12},{"$f":"'Input - Inventory'!C20","v":"3.0 (P09)"},{"$f":"'Input - Inventory'!D20","v":"Bracket"},{"$f":"'Input - Inventory'!E20","v":"Traffic"},{"$f":"'Input - Inventory'!F20","v":"n/a"},{"$f":"'Input - Inventory'!G20","v":0},null,"Bracket - 3.0 (P09)",null,0,603,0,null,0,0,0,0,0,0,0,0,0,0,0,0,0,0,0,0,0,0,0,0,0,0,0,0,0,0,0,0,0,null,0,0,0,0,0,0,0,0,0,null,0,0,0,0,0,0,0,0,0,0,null,0,0,0,0,0,0,0,null,0,0,0,null,{"$f":"IF($D23=\"Connection\",VLOOKUP(C23,'Input - General'!$F$62:$N$79,9,FALSE),0)","v":0},null,0.1801212933606588,0,0,null,8.6527813038891108E-2,0,0]
[null,{"$f":"'Input - Inventory'!B21","v":13},{"$f":"'Input - Inventory'!C21","v":"3.5"},{"$f":"'Input - Inventory'!D21","v":"Bracket"},{"$f":"'Input - Inventory'!E21","v":"Traffic"},{"$f":"'Input - Inventory'!F21","v":"n/a"},{"$f":"'Input - Inventory'!G21","v":0},null,"Bracket - 3.5",null,0,7196,0,null,0,0,0,0,0,0,0,0,0,0,0,0,0,0,0,0,0,0,0,0,0,0,0,0,0,0,0,0,0,null,0,0,0,0,0,0,0,0,0,null,0,0,0,0,0,0,0,0,0,0,null,0,0,0,0,0,0,0,null,0,0,0,null,{"$f":"IF($D24=\"Connection\",VLOOKUP(C24,'Input - General'!$F$62:$N$79,9,FALSE),0)","v":0},null,0.1801212933606588,0,0,null,8.6527813038891108E-2,0,0]
[null,{"$f":"'Input - Inventory'!B22","v":14},{"$f":"'Input - Inventory'!C22","v":"3.5 (P09)"},{"$f":"'Input - Inventory'!D22","v":"Bracket"},{"$f":"'Input - Inventory'!E22","v":"Traffic"},{"$f":"'Input - Inventory'!F22","v":"n/a"},{"$f":"'Input - Inventory'!G22","v":0},null,"Bracket - 3.5 (P09)",null,0,787,0,null,0,0,0,0,0,0,0,0,0,0,0,0,0,0,0,0,0,0,0,0,0,0,0,0,0,0,0,0,0,null,0,0,0,0,0,0,0,0,0,null,0,0,0,0,0,0,0,0,0,0,null,0,0,0,0,0,0,0,null,0,0,0,null,{"$f":"IF($D25=\"Connection\",VLOOKUP(C25,'Input - General'!$F$62:$N$79,9,FALSE),0)","v":0},null,0.1801212933606588,0,0,null,8.6527813038891108E-2,0,0]
[null,{"$f":"'Input - Inventory'!B23","v":15},{"$f":"'Input - Inventory'!C23","v":"4.0"},{"$f":"'Input - Inventory'!D23","v":"Bracket"},{"$f":"'Input - Inventory'!E23","v":"Traffic"},{"$f":"'Input - Inventory'!F23","v":"n/a"},{"$f":"'Input - Inventory'!G23","v":0},null,"Bracket - 4.0",null,0,983,0,null,0,0,0,0,0,0,0,0,0,0,0,0,0,0,0,0,0,0,0,0,0,0,0,0,0,0,0,0,0,null,0,0,0,0,0,0,0,0,0,null,0,0,0,0,0,0,0,0,0,0,null,0,0,0,0,0,0,0,null,0,0,0,null,{"$f":"IF($D26=\"Connection\",VLOOKUP(C26,'Input - General'!$F$62:$N$79,9,FALSE),0)","v":0},null,0.1801212933606588,0,0,null,8.6527813038891108E-2,0,0]
[null,{"$f":"'Input - Inventory'!B24","v":16},{"$f":"'Input - Inventory'!C24","v":"4.0 (P09)"},{"$f":"'Input - Inventory'!D24","v":"Bracket"},{"$f":"'Input - Inventory'!E24","v":"Traffic"},{"$f":"'Input - Inventory'!F24","v":"n/a"},{"$f":"'Input - Inventory'!G24","v":0},null,"Bracket - 4.0 (P09)",null,0,466,0,null,0,0,0,0,0,0,0,0,0,0,0,0,0,0,0,0,0,0,0,0,0,0,0,0,0,0,0,0,0,null,0,0,0,0,0,0,0,0,0,null,0,0,0,0,0,0,0,0,0,0,null,0,0,0,0,0,0,0,null,0,0,0,null,{"$f":"IF($D27=\"Connection\",VLOOKUP(C27,'Input - General'!$F$62:$N$79,9,FALSE),0)","v":0},null,0.1801212933606588,0,0,null,8.6527813038891108E-2,0,0]
[null,{"$f":"'Input - Inventory'!B25","v":17},{"$f":"'Input - Inventory'!C25","v":"4.5"},{"$f":"'Input - Inventory'!D25","v":"Bracket"},{"$f":"'Input - Inventory'!E25","v":"Traffic"},{"$f":"'Input - Inventory'!F25","v":"n/a"},{"$f":"'Input - Inventory'!G25","v":0},null,"Bracket - 4.5",null,0,3037,0,null,0,0,0,0,0,0,0,0,0,0,0,0,0,0,0,0,0,0,0,0,0,0,0,0,0,0,0,0,0,null,0,0,0,0,0,0,0,0,0,null,0,0,0,0,0,0,0,0,0,0,null,0,0,0,0,0,0,0,null,0,0,0,null,{"$f":"IF($D28=\"Connection\",VLOOKUP(C28,'Input - General'!$F$62:$N$79,9,FALSE),0)","v":0},null,0.1801212933606588,0,0,null,8.6527813038891108E-2,0,0]
[null,{"$f":"'Input - Inventory'!B26","v":18},{"$f":"'Input - Inventory'!C26","v":"5.0"},{"$f":"'Input - Inventory'!D26","v":"Bracket"},{"$f":"'Input - Inventory'!E26","v":"Traffic"},{"$f":"'Input - Inventory'!F26","v":"n/a"},{"$f":"'Input - Inventory'!G26","v":0},null,"Bracket - 5.0",null,0,423,0,null,0,0,0,0,0,0,0,0,0,0,0,0,0,0,0,0,0,0,0,0,0,0,0,0,0,0,0,0,0,null,0,0,0,0,0,0,0,0,0,null,0,0,0,0,0,0,0,0,0,0,null,0,0,0,0,0,0,0,null,0,0,0,null,{"$f":"IF($D29=\"Connection\",VLOOKUP(C29,'Input - General'!$F$62:$N$79,9,FALSE),0)","v":0},null,0.1801212933606588,0,0,null,8.6527813038891108E-2,0,0]
[null,{"$f":"'Input - Inventory'!B27","v":19},{"$f":"'Input - Inventory'!C27","v":"6.0"},{"$f":"'Input - Inventory'!D27","v":"Bracket"},{"$f":"'Input - Inventory'!E27","v":"Traffic"},{"$f":"'Input - Inventory'!F27","v":"n/a"},{"$f":"'Input - Inventory'!G27","v":0},null,"Bracket - 6.0",null,0,1100.5,0,null,0,0,0,0,0,0,0,0,0,0,0,0,0,0,0,0,0,0,0,0,0,0,0,0,0,0,0,0,0,null,0,0,0,0,0,0,0,0,0,null,0,0,0,0,0,0,0,0,0,0,null,0,0,0,0,0,0,0,null,0,0,0,null,{"$f":"IF($D30=\"Connection\",VLOOKUP(C30,'Input - General'!$F$62:$N$79,9,FALSE),0)","v":0},null,0.1801212933606588,0,0,null,8.6527813038891108E-2,0,0]
[null,{"$f":"'Input - Inventory'!B28","v":20},{"$f":"'Input - Inventory'!C28","v":"6.5"},{"$f":"'Input - Inventory'!D28","v":"Bracket"},{"$f":"'Input - Inventory'!E28","v":"Traffic"},{"$f":"'Input - Inventory'!F28","v":"n/a"},{"$f":"'Input - Inventory'!G28","v":0},null,"Bracket - 6.5",null,0,60,0,null,0,0,0,0,0,0,0,0,0,0,0,0,0,0,0,0,0,0,0,0,0,0,0,0,0,0,0,0,0,null,0,0,0,0,0,0,0,0,0,null,0,0,0,0,0,0,0,0,0,0,null,0,0,0,0,0,0,0,null,0,0,0,null,{"$f":"IF($D31=\"Connection\",VLOOKUP(C31,'Input - General'!$F$62:$N$79,9,FALSE),0)","v":0},null,0.1801212933606588,0,0,null,8.6527813038891108E-2,0,0]
[null,{"$f":"'Input - Inventory'!B29","v":21},{"$f":"'Input - Inventory'!C29","v":"7.0"},{"$f":"'Input - Inventory'!D29","v":"Bracket"},{"$f":"'Input - Inventory'!E29","v":"Traffic"},{"$f":"'Input - Inventory'!F29","v":"n/a"},{"$f":"'Input - Inventory'!G29","v":0},null,"Bracket - 7.0",null,0,80,0,null,0,0,0,0,0,0,0,0,0,0,0,0,0,0,0,0,0,0,0,0,0,0,0,0,0,0,0,0,0,null,0,0,0,0,0,0,0,0,0,null,0,0,0,0,0,0,0,0,0,0,null,0,0,0,0,0,0,0,null,0,0,0,null,{"$f":"IF($D32=\"Connection\",VLOOKUP(C32,'Input - General'!$F$62:$N$79,9,FALSE),0)","v":0},null,0.1801212933606588,0,0,null,8.6527813038891108E-2,0,0]
[null,{"$f":"'Input - Inventory'!B30","v":22},{"$f":"'Input - Inventory'!C30","v":"8.0"},{"$f":"'Input - Inventory'!D30","v":"Bracket"},{"$f":"'Input - Inventory'!E30","v":"Traffic"},{"$f":"'Input - Inventory'!F30","v":"n/a"},{"$f":"'Input - Inventory'!G30","v":0},null,"Bracket - 8.0",null,0,27,0,null,0,0,0,0,0,0,0,0,0,0,0,0,0,0,0,0,0,0,0,0,0,0,0,0,0,0,0,0,0,null,0,0,0,0,0,0,0,0,0,null,0,0,0,0,0,0,0,0,0,0,null,0,0,0,0,0,0,0,null,0,0,0,null,{"$f":"IF($D33=\"Connection\",VLOOKUP(C33,'Input - General'!$F$62:$N$79,9,FALSE),0)","v":0},null,0.1801212933606588,0,0,null,8.6527813038891108E-2,0,0]
[null,{"$f":"'Input - Inventory'!B31","v":23},{"$f":"'Input - Inventory'!C31","v":"C4"},{"$f":"'Input - Inventory'!D31","v":"Bracket"},{"$f":"'Input - Inventory'!E31","v":"Traffic"},{"$f":"'Input - Inventory'!F31","v":"n/a"},{"$f":"'Input - Inventory'!G31","v":0},null,"Bracket - C4",null,0,87,0,null,0,0,0,0,0,0,0,0,0,0,0,0,0,0,0,0,0,0,0,0,0,0,0,0,0,0,0,0,0,null,0,0,0,0,0,0,0,0,0,null,0,0,0,0,0,0,0,0,0,0,null,0,0,0,0,0,0,0,null,0,0,0,null,{"$f":"IF($D34=\"Connection\",VLOOKUP(C34,'Input - General'!$F$62:$N$79,9,FALSE),0)","v":0},null,0.1801212933606588,0,0,null,8.6527813038891108E-2,0,0]
[null,{"$f":"'Input - Inventory'!B32","v":24},{"$f":"'Input - Inventory'!C32","v":"NIL"},{"$f":"'Input - Inventory'!D32","v":"Bracket"},{"$f":"'Input - Inventory'!E32","v":"NonTraffic"},{"$f":"'Input - Inventory'!F32","v":"n/a"},{"$f":"'Input - Inventory'!G32","v":0},null,"Bracket - NIL",null,0,12976,0,null,0,0,0,0,0,0,0,0,0,0,0,0,0,0,0,0,0,0,0,0,0,0,0,0,0,0,0,0,0,null,0,0,0,0,0,0,0,0,0,null,0,0,0,0,0,0,0,0,0,0,null,0,0,0,0,0,0,0,null,0,0,0,null,{"$f":"IF($D35=\"Connection\",VLOOKUP(C35,'Input - General'!$F$62:$N$79,9,FALSE),0)","v":0},null,0.1801212933606588,0,0,null,8.6527813038891108E-2,0,0]
[null,{"$f":"'Input - Inventory'!B33","v":25},{"$f":"'Input - Inventory'!C33","v":"PRIVATE"},{"$f":"'Input - Inventory'!D33","v":"Bracket"},{"$f":"'Input - Inventory'!E33","v":"NonTraffic"},{"$f":"'Input - Inventory'!F33","v":"n/a"},{"$f":"'Input - Inventory'!G33","v":0},null,"Bracket - PRIVATE",null,0,113,0,null,0,0,0,0,0,0,0,0,0,0,0,0,0,0,0,0,0,0,0,0,0,0,0,0,0,0,0,0,0,null,0,0,0,0,0,0,0,0,0,null,0,0,0,0,0,0,0,0,0,0,null,0,0,0,0,0,0,0,null,0,0,0,null,{"$f":"IF($D36=\"Connection\",VLOOKUP(C36,'Input - General'!$F$62:$N$79,9,FALSE),0)","v":0},null,0.1801212933606588,0,0,null,8.6527813038891108E-2,0,0]
[null,{"$f":"'Input - Inventory'!B34","v":26},{"$f":"'Input - Inventory'!C34","v":"SMARTPOLE DOUBLE"},{"$f":"'Input - Inventory'!D34","v":"Bracket"},{"$f":"'Input - Inventory'!E34","v":"NonTraffic"},{"$f":"'Input - Inventory'!F34","v":"n/a"},{"$f":"'Input - Inventory'!G34","v":0},null,"Bracket - SMARTPOLE DOUBLE",null,0,0,0,null,0,0,0,0,0,0,0,0,0,0,0,0,0,0,0,0,0,0,0,0,0,0,0,0,0,0,0,0,0,null,0,0,0,0,0,0,0,0,0,null,0,0,0,0,0,0,0,0,0,0,null,0,0,0,0,0,0,0,null,0,0,0,null,{"$f":"IF($D37=\"Connection\",VLOOKUP(C37,'Input - General'!$F$62:$N$79,9,FALSE),0)","v":0},null,0.1801212933606588,0,0,null,8.6527813038891108E-2,0,0]
[null,{"$f":"'Input - Inventory'!B35","v":27},{"$f":"'Input - Inventory'!C35","v":"SMARTPOLE SINGLE LONG"},{"$f":"'Input - Inventory'!D35","v":"Bracket"},{"$f":"'Input - Inventory'!E35","v":"NonTraffic"},{"$f":"'Input - Inventory'!F35","v":"n/a"},{"$f":"'Input - Inventory'!G35","v":0},null,"Bracket - SMARTPOLE SINGLE LONG",null,0,0,0,null,0,0,0,0,0,0,0,0,0,0,0,0,0,0,0,0,0,0,0,0,0,0,0,0,0,0,0,0,0,null,0,0,0,0,0,0,0,0,0,null,0,0,0,0,0,0,0,0,0,0,null,0,0,0,0,0,0,0,null,0,0,0,null,{"$f":"IF($D38=\"Connection\",VLOOKUP(C38,'Input - General'!$F$62:$N$79,9,FALSE),0)","v":0},null,0.1801212933606588,0,0,null,8.6527813038891108E-2,0,0]
[null,{"$f":"'Input - Inventory'!B36","v":28},{"$f":"'Input - Inventory'!C36","v":"SMARTPOLE SINGLE SHORT"},{"$f":"'Input - Inventory'!D36","v":"Bracket"},{"$f":"'Input - Inventory'!E36","v":"NonTraffic"},{"$f":"'Input - Inventory'!F36","v":"n/a"},{"$f":"'Input - Inventory'!G36","v":0},null,"Bracket - SMARTPOLE SINGLE SHORT",null,0,1,0,null,0,0,0,0,0,0,0,0,0,0,0,0,0,0,0,0,0,0,0,0,0,0,0,0,0,0,0,0,0,null,0,0,0,0,0,0,0,0,0,null,0,0,0,0,0,0,0,0,0,0,null,0,0,0,0,0,0,0,null,0,0,0,null,{"$f":"IF($D39=\"Connection\",VLOOKUP(C39,'Input - General'!$F$62:$N$79,9,FALSE),0)","v":0},null,0.1801212933606588,0,0,null,8.6527813038891108E-2,0,0]
[null,{"$f":"'Input - Inventory'!B37","v":29},{"$f":"'Input - Inventory'!C37","v":"SUSPENDED"},{"$f":"'Input - Inventory'!D37","v":"Bracket"},{"$f":"'Input - Inventory'!E37","v":"NonTraffic"},{"$f":"'Input - Inventory'!F37","v":"n/a"},{"$f":"'Input - Inventory'!G37","v":0},null,"Bracket - SUSPENDED",null,0,153,0,null,0,0,0,0,0,0,0,0,0,0,0,0,0,0,0,0,0,0,0,0,0,0,0,0,0,0,0,0,0,null,0,0,0,0,0,0,0,0,0,null,0,0,0,0,0,0,0,0,0,0,null,0,0,0,0,0,0,0,null,0,0,0,null,{"$f":"IF($D40=\"Connection\",VLOOKUP(C40,'Input - General'!$F$62:$N$79,9,FALSE),0)","v":0},null,0.1801212933606588,0,0,null,8.6527813038891108E-2,0,0]
[null,{"$f":"'Input - Inventory'!B38","v":30},{"$f":"'Input - Inventory'!C38","v":"T1"},{"$f":"'Input - Inventory'!D38","v":"Bracket"},{"$f":"'Input - Inventory'!E38","v":"NonTraffic"},{"$f":"'Input - Inventory'!F38","v":"n/a"},{"$f":"'Input - Inventory'!G38","v":0},null,"Bracket - T1",null,0,19762,0,null,0,0,0,0,0,0,0,0,0,0,0,0,0,0,0,0,0,0,0,0,0,0,0,0,0,0,0,0,0,null,0,0,0,0,0,0,0,0,0,null,0,0,0,0,0,0,0,0,0,0,null,0,0,0,0,0,0,0,null,0,0,0,null,{"$f":"IF($D41=\"Connection\",VLOOKUP(C41,'Input - General'!$F$62:$N$79,9,FALSE),0)","v":0},null,0.1801212933606588,0,0,null,8.6527813038891108E-2,0,0]
[null,{"$f":"'Input - Inventory'!B39","v":31},{"$f":"'Input - Inventory'!C39","v":"T1 (P09)"},{"$f":"'Input - Inventory'!D39","v":"Bracket"},{"$f":"'Input - Inventory'!E39","v":"NonTraffic"},{"$f":"'Input - Inventory'!F39","v":"n/a"},{"$f":"'Input - Inventory'!G39","v":0},null,"Bracket - T1 (P09)",null,0,1335,0,null,0,0,0,0,0,0,0,0,0,0,0,0,0,0,0,0,0,0,0,0,0,0,0,0,0,0,0,0,0,null,0,0,0,0,0,0,0,0,0,null,0,0,0,0,0,0,0,0,0,0,null,0,0,0,0,0,0,0,null,0,0,0,null,{"$f":"IF($D42=\"Connection\",VLOOKUP(C42,'Input - General'!$F$62:$N$79,9,FALSE),0)","v":0},null,0.1801212933606588,0,0,null,8.6527813038891108E-2,0,0]
[null,{"$f":"'Input - Inventory'!B40","v":32},{"$f":"'Input - Inventory'!C40","v":"T2"},{"$f":"'Input - Inventory'!D40","v":"Bracket"},{"$f":"'Input - Inventory'!E40","v":"Traffic"},{"$f":"'Input - Inventory'!F40","v":"n/a"},{"$f":"'Input - Inventory'!G40","v":0},null,"Bracket - T2",null,0,9830.5,0,null,0,0,0,0,0,0,0,0,0,0,0,0,0,0,0,0,0,0,0,0,0,0,0,0,0,0,0,0,0,null,0,0,0,0,0,0,0,0,0,null,0,0,0,0,0,0,0,0,0,0,null,0,0,0,0,0,0,0,null,0,0,0,null,{"$f":"IF($D43=\"Connection\",VLOOKUP(C43,'Input - General'!$F$62:$N$79,9,FALSE),0)","v":0},null,0.1801212933606588,0,0,null,8.6527813038891108E-2,0,0]
[null,{"$f":"'Input - Inventory'!B41","v":33},{"$f":"'Input - Inventory'!C41","v":"T2A"},{"$f":"'Input - Inventory'!D41","v":"Bracket"},{"$f":"'Input - Inventory'!E41","v":"Traffic"},{"$f":"'Input - Inventory'!F41","v":"n/a"},{"$f":"'Input - Inventory'!G41","v":0},null,"Bracket - T2A",null,0,1196,0,null,0,0,0,0,0,0,0,0,0,0,0,0,0,0,0,0,0,0,0,0,0,0,0,0,0,0,0,0,0,null,0,0,0,0,0,0,0,0,0,null,0,0,0,0,0,0,0,0,0,0,null,0,0,0,0,0,0,0,null,0,0,0,null,{"$f":"IF($D44=\"Connection\",VLOOKUP(C44,'Input - General'!$F$62:$N$79,9,FALSE),0)","v":0},null,0.1801212933606588,0,0,null,8.6527813038891108E-2,0,0]
[null,{"$f":"'Input - Inventory'!B42","v":34},{"$f":"'Input - Inventory'!C42","v":"T2A (P09)"},{"$f":"'Input - Inventory'!D42","v":"Bracket"},{"$f":"'Input - Inventory'!E42","v":"Traffic"},{"$f":"'Input - Inventory'!F42","v":"n/a"},{"$f":"'Input - Inventory'!G42","v":0},null,"Bracket - T2A (P09)",null,0,174,0,null,0,0,0,0,0,0,0,0,0,0,0,0,0,0,0,0,0,0,0,0,0,0,0,0,0,0,0,0,0,null,0,0,0,0,0,0,0,0,0,null,0,0,0,0,0,0,0,0,0,0,null,0,0,0,0,0,0,0,null,0,0,0,null,{"$f":"IF($D45=\"Connection\",VLOOKUP(C45,'Input - General'!$F$62:$N$79,9,FALSE),0)","v":0},null,0.1801212933606588,0,0,null,8.6527813038891108E-2,0,0]
[null,{"$f":"'Input - Inventory'!B43","v":35},{"$f":"'Input - Inventory'!C43","v":"T3"},{"$f":"'Input - Inventory'!D43","v":"Bracket"},{"$f":"'Input - Inventory'!E43","v":"Traffic"},{"$f":"'Input - Inventory'!F43","v":"n/a"},{"$f":"'Input - Inventory'!G43","v":0},null,"Bracket - T3",null,0,3628,0,null,0,0,0,0,0,0,0,0,0,0,0,0,0,0,0,0,0,0,0,0,0,0,0,0,0,0,0,0,0,null,0,0,0,0,0,0,0,0,0,null,0,0,0,0,0,0,0,0,0,0,null,0,0,0,0,0,0,0,null,0,0,0,null,{"$f":"IF($D46=\"Connection\",VLOOKUP(C46,'Input - General'!$F$62:$N$79,9,FALSE),0)","v":0},null,0.1801212933606588,0,0,null,8.6527813038891108E-2,0,0]
[null,{"$f":"'Input - Inventory'!B44","v":36},{"$f":"'Input - Inventory'!C44","v":"T3 (P09)"},{"$f":"'Input - Inventory'!D44","v":"Bracket"},{"$f":"'Input - Inventory'!E44","v":"Traffic"},{"$f":"'Input - Inventory'!F44","v":"n/a"},{"$f":"'Input - Inventory'!G44","v":0},null,"Bracket - T3 (P09)",null,0,649.5,0,null,0,0,0,0,0,0,0,0,0,0,0,0,0,0,0,0,0,0,0,0,0,0,0,0,0,0,0,0,0,null,0,0,0,0,0,0,0,0,0,null,0,0,0,0,0,0,0,0,0,0,null,0,0,0,0,0,0,0,null,0,0,0,null,{"$f":"IF($D47=\"Connection\",VLOOKUP(C47,'Input - General'!$F$62:$N$79,9,FALSE),0)","v":0},null,0.1801212933606588,0,0,null,8.6527813038891108E-2,0,0]
[null,{"$f":"'Input - Inventory'!B45","v":37},{"$f":"'Input - Inventory'!C45","v":"T3A"},{"$f":"'Input - Inventory'!D45","v":"Bracket"},{"$f":"'Input - Inventory'!E45","v":"Traffic"},{"$f":"'Input - Inventory'!F45","v":"n/a"},{"$f":"'Input - Inventory'!G45","v":0},null,"Bracket - T3A",null,0,1031,0,null,0,0,0,0,0,0,0,0,0,0,0,0,0,0,0,0,0,0,0,0,0,0,0,0,0,0,0,0,0,null,0,0,0,0,0,0,0,0,0,null,0,0,0,0,0,0,0,0,0,0,null,0,0,0,0,0,0,0,null,0,0,0,null,{"$f":"IF($D48=\"Connection\",VLOOKUP(C48,'Input - General'!$F$62:$N$79,9,FALSE),0)","v":0},null,0.1801212933606588,0,0,null,8.6527813038891108E-2,0,0]
[null,{"$f":"'Input - Inventory'!B46","v":38},{"$f":"'Input - Inventory'!C46","v":"T4"},{"$f":"'Input - Inventory'!D46","v":"Bracket"},{"$f":"'Input - Inventory'!E46","v":"Traffic"},{"$f":"'Input - Inventory'!F46","v":"n/a"},{"$f":"'Input - Inventory'!G46","v":0},null,"Bracket - T4",null,0,11045,0,null,0,0,0,0,0,0,0,0,0,0,0,0,0,0,0,0,0,0,0,0,0,0,0,0,0,0,0,0,0,null,0,0,0,0,0,0,0,0,0,null,0,0,0,0,0,0,0,0,0,0,null,0,0,0,0,0,0,0,null,0,0,0,null,{"$f":"IF($D49=\"Connection\",VLOOKUP(C49,'Input - General'!$F$62:$N$79,9,FALSE),0)","v":0},null,0.1801212933606588,0,0,null,8.6527813038891108E-2,0,0]
[null,{"$f":"'Input - Inventory'!B47","v":39},{"$f":"'Input - Inventory'!C47","v":"T4 (P09)"},{"$f":"'Input - Inventory'!D47","v":"Bracket"},{"$f":"'Input - Inventory'!E47","v":"Traffic"},{"$f":"'Input - Inventory'!F47","v":"n/a"},{"$f":"'Input - Inventory'!G47","v":0},null,"Bracket - T4 (P09)",null,0,500,0,null,0,0,0,0,0,0,0,0,0,0,0,0,0,0,0,0,0,0,0,0,0,0,0,0,0,0,0,0,0,null,0,0,0,0,0,0,0,0,0,null,0,0,0,0,0,0,0,0,0,0,null,0,0,0,0,0,0,0,null,0,0,0,null,{"$f":"IF($D50=\"Connection\",VLOOKUP(C50,'Input - General'!$F$62:$N$79,9,FALSE),0)","v":0},null,0.1801212933606588,0,0,null,8.6527813038891108E-2,0,0]
[null,{"$f":"'Input - Inventory'!B48","v":40},{"$f":"'Input - Inventory'!C48","v":"T5"},{"$f":"'Input - Inventory'!D48","v":"Bracket"},{"$f":"'Input - Inventory'!E48","v":"Traffic"},{"$f":"'Input - Inventory'!F48","v":"n/a"},{"$f":"'Input - Inventory'!G48","v":0},null,"Bracket - T5",null,0,515,0,null,0,0,0,0,0,0,0,0,0,0,0,0,0,0,0,0,0,0,0,0,0,0,0,0,0,0,0,0,0,null,0,0,0,0,0,0,0,0,0,null,0,0,0,0,0,0,0,0,0,0,null,0,0,0,0,0,0,0,null,0,0,0,null,{"$f":"IF($D51=\"Connection\",VLOOKUP(C51,'Input - General'!$F$62:$N$79,9,FALSE),0)","v":0},null,0.1801212933606588,0,0,null,8.6527813038891108E-2,0,0]
[null,{"$f":"'Input - Inventory'!B49","v":41},{"$f":"'Input - Inventory'!C49","v":"T5 (P09)"},{"$f":"'Input - Inventory'!D49","v":"Bracket"},{"$f":"'Input - Inventory'!E49","v":"Traffic"},{"$f":"'Input - Inventory'!F49","v":"n/a"},{"$f":"'Input - Inventory'!G49","v":0},null,"Bracket - T5 (P09)",null,0,80,0,null,0,0,0,0,0,0,0,0,0,0,0,0,0,0,0,0,0,0,0,0,0,0,0,0,0,0,0,0,0,null,0,0,0,0,0,0,0,0,0,null,0,0,0,0,0,0,0,0,0,0,null,0,0,0,0,0,0,0,null,0,0,0,null,{"$f":"IF($D52=\"Connection\",VLOOKUP(C52,'Input - General'!$F$62:$N$79,9,FALSE),0)","v":0},null,0.1801212933606588,0,0,null,8.6527813038891108E-2,0,0]
[null,{"$f":"'Input - Inventory'!B50","v":42},{"$f":"'Input - Inventory'!C50","v":"T6"},{"$f":"'Input - Inventory'!D50","v":"Bracket"},{"$f":"'Input - Inventory'!E50","v":"Traffic"},{"$f":"'Input - Inventory'!F50","v":"n/a"},{"$f":"'Input - Inventory'!G50","v":0},null,"Bracket - T6",null,0,2029,0,null,0,0,0,0,0,0,0,0,0,0,0,0,0,0,0,0,0,0,0,0,0,0,0,0,0,0,0,0,0,null,0,0,0,0,0,0,0,0,0,null,0,0,0,0,0,0,0,0,0,0,null,0,0,0,0,0,0,0,null,0,0,0,null,{"$f":"IF($D53=\"Connection\",VLOOKUP(C53,'Input - General'!$F$62:$N$79,9,FALSE),0)","v":0},null,0.1801212933606588,0,0,null,8.6527813038891108E-2,0,0]
[null,{"$f":"'Input - Inventory'!B51","v":43},{"$f":"'Input - Inventory'!C51","v":"T6 (P09)"},{"$f":"'Input - Inventory'!D51","v":"Bracket"},{"$f":"'Input - Inventory'!E51","v":"Traffic"},{"$f":"'Input - Inventory'!F51","v":"n/a"},{"$f":"'Input - Inventory'!G51","v":0},null,"Bracket - T6 (P09)",null,0,347,0,null,0,0,0,0,0,0,0,0,0,0,0,0,0,0,0,0,0,0,0,0,0,0,0,0,0,0,0,0,0,null,0,0,0,0,0,0,0,0,0,null,0,0,0,0,0,0,0,0,0,0,null,0,0,0,0,0,0,0,null,0,0,0,null,{"$f":"IF($D54=\"Connection\",VLOOKUP(C54,'Input - General'!$F$62:$N$79,9,FALSE),0)","v":0},null,0.1801212933606588,0,0,null,8.6527813038891108E-2,0,0]
[null,{"$f":"'Input - Inventory'!B52","v":44},{"$f":"'Input - Inventory'!C52","v":"T7"},{"$f":"'Input - Inventory'!D52","v":"Bracket"},{"$f":"'Input - Inventory'!E52","v":"Traffic"},{"$f":"'Input - Inventory'!F52","v":"n/a"},{"$f":"'Input - Inventory'!G52","v":0},null,"Bracket - T7",null,0,722,0,null,0,0,0,0,0,0,0,0,0,0,0,0,0,0,0,0,0,0,0,0,0,0,0,0,0,0,0,0,0,null,0,0,0,0,0,0,0,0,0,null,0,0,0,0,0,0,0,0,0,0,null,0,0,0,0,0,0,0,null,0,0,0,null,{"$f":"IF($D55=\"Connection\",VLOOKUP(C55,'Input - General'!$F$62:$N$79,9,FALSE),0)","v":0},null,0.1801212933606588,0,0,null,8.6527813038891108E-2,0,0]
[null,{"$f":"'Input - Inventory'!B53","v":45},{"$f":"'Input - Inventory'!C53","v":"T7 (P09)"},{"$f":"'Input - Inventory'!D53","v":"Bracket"},{"$f":"'Input - Inventory'!E53","v":"Traffic"},{"$f":"'Input - Inventory'!F53","v":"n/a"},{"$f":"'Input - Inventory'!G53","v":0},null,"Bracket - T7 (P09)",null,0,182.5,0,null,0,0,0,0,0,0,0,0,0,0,0,0,0,0,0,0,0,0,0,0,0,0,0,0,0,0,0,0,0,null,0,0,0,0,0,0,0,0,0,null,0,0,0,0,0,0,0,0,0,0,null,0,0,0,0,0,0,0,null,0,0,0,null,{"$f":"IF($D56=\"Connection\",VLOOKUP(C56,'Input - General'!$F$62:$N$79,9,FALSE),0)","v":0},null,0.1801212933606588,0,0,null,8.6527813038891108E-2,0,0]
[null,{"$f":"'Input - Inventory'!B54","v":46},{"$f":"'Input - Inventory'!C54","v":"EMPTY"},{"$f":"'Input - Inventory'!D54","v":"Connection"},{"$f":"'Input - Inventory'!E54","v":"NonTraffic"},{"$f":"'Input - Inventory'!F54","v":"n/a"},{"$f":"'Input - Inventory'!G54","v":0},null,"Connection - EMPTY",null,0,0,0,null,0,0,0,0,0,0,0,0,0,0,0,0,0,0,0,0,0,0,0,0,0,0,0,0,0,0,0,0,0,null,0,0,0,0,0,0,0,0,0,null,0,0,0,0,0,0,0,0,0,0,null,0,0,0,0,0,0,0,null,0,0,0,null,{"$f":"IF($D57=\"Connection\",VLOOKUP(C57,'Input - General'!$F$62:$N$79,9,FALSE),0)","v":0},null,0.1801212933606588,0,0,null,8.6527813038891108E-2,0,0]
[null,{"$f":"'Input - Inventory'!B55","v":47},{"$f":"'Input - Inventory'!C55","v":"O/U (P09)"},{"$f":"'Input - Inventory'!D55","v":"Connection"},{"$f":"'Input - Inventory'!E55","v":"NonTraffic"},{"$f":"'Input - Inventory'!F55","v":"n/a"},{"$f":"'Input - Inventory'!G55","v":0},null,"Connection - O/U (P09)",null,99.937287444628836,14,1399.1220242248037,null,0,0,0,0,0,0,0,0,0,0,0,0,0,0,0,0,0,0,0,0,0,0,0,0,0,0,0,0,0,null,0,0,0,0,0,0,0,0,0,null,0,0,0,0,0,0,0,0,0,0,null,0,0,0,0,0,0,0,null,0,0,0,null,{"$f":"IF($D58=\"Connection\",VLOOKUP(C58,'Input - General'!$F$62:$N$79,9,FALSE),0)","v":77.939939244688844},null,0.1801212933606588,77.939939244688844,14.038642661204523,null,8.6527813038891108E-2,91.978581905893364,7.9587055387354733]
[null,{"$f":"'Input - Inventory'!B56","v":48},{"$f":"'Input - Inventory'!C56","v":"OH"},{"$f":"'Input - Inventory'!D56","v":"Connection"},{"$f":"'Input - Inventory'!E56","v":"NonTraffic"},{"$f":"'Input - Inventory'!F56","v":"n/a"},{"$f":"'Input - Inventory'!G56","v":0},null,"Connection - OH",null,0,191303.5,0,null,0,0,0,0,0,0,0,0,0,0,0,0,0,0,0,0,0,0,0,0,0,0,0,0,0,0,0,0,0,null,0,0,0,0,0,0,0,0,0,null,0,0,0,0,0,0,0,0,0,0,null,0,0,0,0,0,0,0,null,0,0,0,null,{"$f":"IF($D59=\"Connection\",VLOOKUP(C59,'Input - General'!$F$62:$N$79,9,FALSE),0)","v":0},null,0.1801212933606588,0,0,null,8.6527813038891108E-2,0,0]
[null,{"$f":"'Input - Inventory'!B57","v":49},{"$f":"'Input - Inventory'!C57","v":"OH(P09)"},{"$f":"'Input - Inventory'!D57","v":"Connection"},{"$f":"'Input - Inventory'!E57","v":"NonTraffic"},{"$f":"'Input - Inventory'!F57","v":"n/a"},{"$f":"'Input - Inventory'!G57","v":0},null,"Connection - OH(P09)",null,0,5736,0,null,0,0,0,0,0,0,0,0,0,0,0,0,0,0,0,0,0,0,0,0,0,0,0,0,0,0,0,0,0,null,0,0,0,0,0,0,0,0,0,null,0,0,0,0,0,0,0,0,0,0,null,0,0,0,0,0,0,0,null,0,0,0,null,{"$f":"IF($D60=\"Connection\",VLOOKUP(C60,'Input - General'!$F$62:$N$79,9,FALSE),0)","v":0},null,0.1801212933606588,0,0,null,8.6527813038891108E-2,0,0]
[null,{"$f":"'Input - Inventory'!B58","v":50},{"$f":"'Input - Inventory'!C58","v":"OH2"},{"$f":"'Input - Inventory'!D58","v":"Connection"},{"$f":"'Input - Inventory'!E58","v":"NonTraffic"},{"$f":"'Input - Inventory'!F58","v":"n/a"},{"$f":"'Input - Inventory'!G58","v":0},null,"Connection - OH2",null,0,484,0,null,0,0,0,0,0,0,0,0,0,0,0,0,0,0,0,0,0,0,0,0,0,0,0,0,0,0,0,0,0,null,0,0,0,0,0,0,0,0,0,null,0,0,0,0,0,0,0,0,0,0,null,0,0,0,0,0,0,0,null,0,0,0,null,{"$f":"IF($D61=\"Connection\",VLOOKUP(C61,'Input - General'!$F$62:$N$79,9,FALSE),0)","v":0},null,0.1801212933606588,0,0,null,8.6527813038891108E-2,0,0]
[null,{"$f":"'Input - Inventory'!B59","v":51},{"$f":"'Input - Inventory'!C59","v":"OH2 (P09)"},{"$f":"'Input - Inventory'!D59","v":"Connection"},{"$f":"'Input - Inventory'!E59","v":"NonTraffic"},{"$f":"'Input - Inventory'!F59","v":"n/a"},{"$f":"'Input - Inventory'!G59","v":0},null,"Connection - OH2 (P09)",null,0,119,0,null,0,0,0,0,0,0,0,0,0,0,0,0,0,0,0,0,0,0,0,0,0,0,0,0,0,0,0,0,0,null,0,0,0,0,0,0,0,0,0,null,0,0,0,0,0,0,0,0,0,0,null,0,0,0,0,0,0,0,null,0,0,0,null,{"$f":"IF($D62=\"Connection\",VLOOKUP(C62,'Input - General'!$F$62:$N$79,9,FALSE),0)","v":0},null,0.1801212933606588,0,0,null,8.6527813038891108E-2,0,0]
[null,{"$f":"'Input - Inventory'!B60","v":52},{"$f":"'Input - Inventory'!C60","v":"OHS"},{"$f":"'Input - Inventory'!D60","v":"Connection"},{"$f":"'Input - Inventory'!E60","v":"NonTraffic"},{"$f":"'Input - Inventory'!F60","v":"n/a"},{"$f":"'Input - Inventory'!G60","v":0},null,"Connection - OHS",null,0,4,0,null,0,0,0,0,0,0,0,0,0,0,0,0,0,0,0,0,0,0,0,0,0,0,0,0,0,0,0,0,0,null,0,0,0,0,0,0,0,0,0,null,0,0,0,0,0,0,0,0,0,0,null,0,0,0,0,0,0,0,null,0,0,0,null,{"$f":"IF($D63=\"Connection\",VLOOKUP(C63,'Input - General'!$F$62:$N$79,9,FALSE),0)","v":0},null,0.1801212933606588,0,0,null,8.6527813038891108E-2,0,0]
[null,{"$f":"'Input - Inventory'!B61","v":53},{"$f":"'Input - Inventory'!C61","v":"O/U"},{"$f":"'Input - Inventory'!D61","v":"Connection"},{"$f":"'Input - Inventory'!E61","v":"NonTraffic"},{"$f":"'Input - Inventory'!F61","v":"n/a"},{"$f":"'Input - Inventory'!G61","v":0},null,"Connection - O/U",null,99.940842493095133,587,58665.274543446845,null,0,0,0,0,0,0,0,0,0,0,0,0,0,0,0,0,0,0,0,0,0,0,0,0,0,0,0,0,0,null,0,0,0,0,0,0,0,0,0,null,0,0,0,0,0,0,0,0,0,0,null,0,0,0,0,0,0,0,null,0,0,0,null,{"$f":"IF($D64=\"Connection\",VLOOKUP(C64,'Input - General'!$F$62:$N$79,9,FALSE),0)","v":77.942711786035119},null,0.1801212933606588,77.942711786035119,14.03914205493771,null,8.6527813038891108E-2,91.981853840972832,7.9589886521223052]
[null,{"$f":"'Input - Inventory'!B62","v":54},{"$f":"'Input - Inventory'!C62","v":"UG2"},{"$f":"'Input - Inventory'!D62","v":"Connection"},{"$f":"'Input - Inventory'!E62","v":"NonTraffic"},{"$f":"'Input - Inventory'!F62","v":"n/a"},{"$f":"'Input - Inventory'!G62","v":0},null,"Connection - UG2",null,0,1897,0,null,0,0,0,0,0,0,0,0,0,0,0,0,0,0,0,0,0,0,0,0,0,0,0,0,0,0,0,0,0,null,0,0,0,0,0,0,0,0,0,null,0,0,0,0,0,0,0,0,0,0,null,0,0,0,0,0,0,0,null,0,0,0,null,{"$f":"IF($D65=\"Connection\",VLOOKUP(C65,'Input - General'!$F$62:$N$79,9,FALSE),0)","v":0},null,0.1801212933606588,0,0,null,8.6527813038891108E-2,0,0]
[null,{"$f":"'Input - Inventory'!B63","v":55},{"$f":"'Input - Inventory'!C63","v":"UG2 (P09)"},{"$f":"'Input - Inventory'!D63","v":"Connection"},{"$f":"'Input - Inventory'!E63","v":"NonTraffic"},{"$f":"'Input - Inventory'!F63","v":"n/a"},{"$f":"'Input - Inventory'!G63","v":0},null,"Connection - UG2 (P09)",null,0,405,0,null,0,0,0,0,0,0,0,0,0,0,0,0,0,0,0,0,0,0,0,0,0,0,0,0,0,0,0,0,0,null,0,0,0,0,0,0,0,0,0,null,0,0,0,0,0,0,0,0,0,0,null,0,0,0,0,0,0,0,null,0,0,0,null,{"$f":"IF($D66=\"Connection\",VLOOKUP(C66,'Input - General'!$F$62:$N$79,9,FALSE),0)","v":0},null,0.1801212933606588,0,0,null,8.6527813038891108E-2,0,0]
[null,{"$f":"'Input - Inventory'!B64","v":56},{"$f":"'Input - Inventory'!C64","v":"UGORDA"},{"$f":"'Input - Inventory'!D64","v":"Connection"},{"$f":"'Input - Inventory'!E64","v":"NonTraffic"},{"$f":"'Input - Inventory'!F64","v":"n/a"},{"$f":"'Input - Inventory'!G64","v":0},null,"Connection - UGORDA",null,0,1,0,null,0,0,0,0,0,0,0,0,0,0,0,0,0,0,0,0,0,0,0,0,0,0,0,0,0,0,0,0,0,null,0,0,0,0,0,0,0,0,0,null,0,0,0,0,0,0,0,0,0,0,null,0,0,0,0,0,0,0,null,0,0,0,null,{"$f":"IF($D67=\"Connection\",VLOOKUP(C67,'Input - General'!$F$62:$N$79,9,FALSE),0)","v":0},null,0.1801212933606588,0,0,null,8.6527813038891108E-2,0,0]
[null,{"$f":"'Input - Inventory'!B65","v":57},{"$f":"'Input - Inventory'!C65","v":"UGR1"},{"$f":"'Input - Inventory'!D65","v":"Connection"},{"$f":"'Input - Inventory'!E65","v":"NonTraffic"},{"$f":"'Input - Inventory'!F65","v":"n/a"},{"$f":"'Input - Inventory'!G65","v":0},null,"Connection - UGR1",null,91.610122997753891,26497,2427393.4290714851,null,0,0,0,0,0,0,0,0,0,0,0,0,0,0,0,0,0,0,0,0,0,0,0,0,0,0,0,0,0,null,0,0,0,0,0,0,0,0,0,null,0,0,0,0,0,0,0,0,0,0,null,0,0,0,0,0,0,0,null,0,0,0,null,{"$f":"IF($D68=\"Connection\",VLOOKUP(C68,'Input - General'!$F$62:$N$79,9,FALSE),0)","v":71.445679617824737},null,0.1801212933606588,71.445679617824737,12.868888217793851,null,8.6527813038891108E-2,84.31456783561859,7.2955551621353072]
[null,{"$f":"'Input - Inventory'!B66","v":58},{"$f":"'Input - Inventory'!C66","v":"UGR1 (P09)"},{"$f":"'Input - Inventory'!D66","v":"Connection"},{"$f":"'Input - Inventory'!E66","v":"NonTraffic"},{"$f":"'Input - Inventory'!F66","v":"n/a"},{"$f":"'Input - Inventory'!G66","v":0},null,"Connection - UGR1 (P09)",null,91.613647894309167,4244,388808.32166344812,null,0,0,0,0,0,0,0,0,0,0,0,0,0,0,0,0,0,0,0,0,0,0,0,0,0,0,0,0,0,null,0,0,0,0,0,0,0,0,0,null,0,0,0,0,0,0,0,0,0,0,null,0,0,0,0,0,0,0,null,0,0,0,null,{"$f":"IF($D69=\"Connection\",VLOOKUP(C69,'Input - General'!$F$62:$N$79,9,FALSE),0)","v":71.448428644042949},null,0.1801212933606588,71.448428644042949,12.869383375951758,null,8.6527813038891108E-2,84.317812019994705,7.2958358743144673]
[null,{"$f":"'Input - Inventory'!B67","v":59},{"$f":"'Input - Inventory'!C67","v":"UGR2"},{"$f":"'Input - Inventory'!D67","v":"Connection"},{"$f":"'Input - Inventory'!E67","v":"NonTraffic"},{"$f":"'Input - Inventory'!F67","v":"n/a"},{"$f":"'Input - Inventory'!G67","v":0},null,"Connection - UGR2",null,33.308657787499975,14175,472150.22413781215,null,0,0,0,0,0,0,0,0,0,0,0,0,0,0,0,0,0,0,0,0,0,0,0,0,0,0,0,0,0,null,0,0,0,0,0,0,0,0,0,null,0,0,0,0,0,0,0,0,0,0,null,0,0,0,0,0,0,0,null,0,0,0,null,{"$f":"IF($D70=\"Connection\",VLOOKUP(C70,'Input - General'!$F$62:$N$79,9,FALSE),0)","v":25.977038507456573},null,0.1801212933606588,25.977038507456573,4.6790177736427152,null,8.6527813038891108E-2,30.656056281099289,2.6526015064006829]
[null,{"$f":"'Input - Inventory'!B68","v":60},{"$f":"'Input - Inventory'!C68","v":"UGR2 (P09)"},{"$f":"'Input - Inventory'!D68","v":"Connection"},{"$f":"'Input - Inventory'!E68","v":"NonTraffic"},{"$f":"'Input - Inventory'!F68","v":"n/a"},{"$f":"'Input - Inventory'!G68","v":0},null,"Connection - UGR2 (P09)",null,33.308778395143918,3183,106021.8416317431,null,0,0,0,0,0,0,0,0,0,0,0,0,0,0,0,0,0,0,0,0,0,0,0,0,0,0,0,0,0,null,0,0,0,0,0,0,0,0,0,null,0,0,0,0,0,0,0,0,0,0,null,0,0,0,0,0,0,0,null,0,0,0,null,{"$f":"IF($D71=\"Connection\",VLOOKUP(C71,'Input - General'!$F$62:$N$79,9,FALSE),0)","v":25.977132567968741},null,0.1801212933606588,25.977132567968741,4.6790347159438213,null,8.6527813038891108E-2,30.656167283912563,2.6526111112313564]
[null,{"$f":"'Input - Inventory'!B69","v":61},{"$f":"'Input - Inventory'!C69","v":"UGS"},{"$f":"'Input - Inventory'!D69","v":"Connection"},{"$f":"'Input - Inventory'!E69","v":"NonTraffic"},{"$f":"'Input - Inventory'!F69","v":"n/a"},{"$f":"'Input - Inventory'!G69","v":0},null,"Connection - UGS",null,0,43,0,null,0,0,0,0,0,0,0,0,0,0,0,0,0,0,0,0,0,0,0,0,0,0,0,0,0,0,0,0,0,null,0,0,0,0,0,0,0,0,0,null,0,0,0,0,0,0,0,0,0,0,null,0,0,0,0,0,0,0,null,0,0,0,null,{"$f":"IF($D72=\"Connection\",VLOOKUP(C72,'Input - General'!$F$62:$N$79,9,FALSE),0)","v":0},null,0.1801212933606588,0,0,null,8.6527813038891108E-2,0,0]
[null,{"$f":"'Input - Inventory'!B70","v":62},{"$f":"'Input - Inventory'!C70","v":"UG-SP"},{"$f":"'Input - Inventory'!D70","v":"Connection"},{"$f":"'Input - Inventory'!E70","v":"NonTraffic"},{"$f":"'Input - Inventory'!F70","v":"n/a"},{"$f":"'Input - Inventory'!G70","v":0},null,"Connection - UG-SP",null,0,1,0,null,0,0,0,0,0,0,0,0,0,0,0,0,0,0,0,0,0,0,0,0,0,0,0,0,0,0,0,0,0,null,0,0,0,0,0,0,0,0,0,null,0,0,0,0,0,0,0,0,0,0,null,0,0,0,0,0,0,0,null,0,0,0,null,{"$f":"IF($D73=\"Connection\",VLOOKUP(C73,'Input - General'!$F$62:$N$79,9,FALSE),0)","v":0},null,0.1801212933606588,0,0,null,8.6527813038891108E-2,0,0]
[null,{"$f":"'Input - Inventory'!B71","v":63},{"$f":"'Input - Inventory'!C71","v":"UG-SP (P09)"},{"$f":"'Input - Inventory'!D71","v":"Connection"},{"$f":"'Input - Inventory'!E71","v":"NonTraffic"},{"$f":"'Input - Inventory'!F71","v":"n/a"},{"$f":"'Input - Inventory'!G71","v":0},null,"Connection - UG-SP (P09)",null,0,15,0,null,0,0,0,0,0,0,0,0,0,0,0,0,0,0,0,0,0,0,0,0,0,0,0,0,0,0,0,0,0,null,0,0,0,0,0,0,0,0,0,null,0,0,0,0,0,0,0,0,0,0,null,0,0,0,0,0,0,0,null,0,0,0,null,{"$f":"IF($D74=\"Connection\",VLOOKUP(C74,'Input - General'!$F$62:$N$79,9,FALSE),0)","v":0},null,0.1801212933606588,0,0,null,8.6527813038891108E-2,0,0]
[null,{"$f":"'Input - Inventory'!B72","v":64},{"$f":"'Input - Inventory'!C72","v":"EMPTY"},{"$f":"'Input - Inventory'!D72","v":"Lamp"},{"$f":"'Input - Inventory'!E72","v":"NonTraffic"},{"$f":"'Input - Inventory'!F72","v":"Minor < 130w"},{"$f":"'Input - Inventory'!G72","v":1},null,"Lamp - EMPTY",null,26.752684277583086,0,0,null,11.598054525224796,0.33333333333333331,0,0,11.598054525224796,1.8504811250925242E-2,0,0,11.598054525224796,0.16666666666666666,11.598054525224796,4.590314436538903E-3,11.598054525224796,4.0032025620496396E-2,173.97081787837189,2.1598272138228944E-2,289.95136313061982,1.2221950623319483E-2,0,0,13917.665430269753,1.1123470522803115E-4,9858.3463464410743,2.4953586329427266E-4,0,0,0,0,17.840558095309721,null,0,0.33333333333333331,44.73588073769529,1.8504811250925242E-2,12.140010124316399,0.16666666666666666,0,1.8504811250925242E-2,2.8511640499143533,null,86.809277949647594,0,1.5133333333333332,86.809277949647594,1.4200000000000001E-2,0,86.809277949647594,0.01,0,0,null,0,0,12.140010124316399,1.4200000000000001E-2,0,0.01,0.17238814376529288,null,33.636766169238271,0,0,null,{"$f":"IF($D75=\"Connection\",VLOOKUP(C75,'Input - General'!$F$62:$N$79,9,FALSE),0)","v":0},null,0.1801212933606588,20.864110288989366,3.7580705300721933,null,8.6527813038891108E-2,24.622180819061558,2.1305034585215292]
[null,{"$f":"'Input - Inventory'!B73","v":65},{"$f":"'Input - Inventory'!C73","v":"INC1x100"},{"$f":"'Input - Inventory'!D73","v":"Lamp"},{"$f":"'Input - Inventory'!E73","v":"NonTraffic"},{"$f":"'Input - Inventory'!F73","v":"Minor < 130w"},{"$f":"'Input - Inventory'!G73","v":"1"},null,"Lamp - INC1x100",null,46.625272014485169,1,{"$f":"L76*K76","v":46.625272014485169},null,11.598054525224796,{"$f":"IF(AND($D76=\"Lamp\",CycleBulkTask1<>0, OR($F76=O$9,O$9=\"All\")),1/CycleBulkTask1,0)","v":0.33333333333333331},0,{"$f":"IF(AND($D76=\"Lamp\",CycleBulkTask2<>0, OR($F76=Q$9,Q$9=\"All\")),1/CycleBulkTask2,0)","v":0},11.598054525224796,{"$f":"IF(AND($D76=\"Lamp\",CycleBulkTask3<>0, OR($F76=S$9,S$9=\"All\")),1/CycleBulkTask3,0)","v":1.8504811250925242E-2},0,{"$f":"IF(AND($D76=\"Lamp\",CycleBulkTask4<>0, OR($F76=U$9,U$9=\"All\")),1/CycleBulkTask4,0)","v":0},11.598054525224796,{"$f":"IF(AND($D76=\"Lamp\",CycleBulkTask5<>0, OR($F76=W$9,W$9=\"All\")),1/CycleBulkTask5,0)","v":0.16666666666666666},11.598054525224796,{"$f":"IF(AND($D76=\"Lamp\",CycleBulkTask6<>0, OR($F76=Y$9,Y$9=\"All\")),1/CycleBulkTask6,0)","v":4.590314436538903E-3},11.598054525224796,{"$f":"IF(AND($D76=\"Lamp\",CycleBulkTask7<>0, OR($F76=AA$9,AA$9=\"All\")),1/CycleBulkTask7,0)","v":4.0032025620496396E-2},173.97081787837189,{"$f":"IF(AND($D76=\"Lamp\",CycleBulkTask8<>0, OR($F76=AC$9,AC$9=\"All\")),1/CycleBulkTask8,0)","v":2.1598272138228944E-2},289.95136313061982,{"$f":"IF(AND($D76=\"Lamp\",CycleBulkTask9<>0, OR($F76=AE$9,AE$9=\"All\")),1/CycleBulkTask9,0)","v":1.2221950623319483E-2},0,{"$f":"IF(AND($D76=\"Lamp\",CycleBulkTask10<>0, OR($F76=AG$9,AG$9=\"All\")),1/CycleBulkTask10,0)","v":0},13917.665430269753,{"$f":"IF(AND($D76=\"Lamp\",CycleBulkTask11<>0, OR($F76=AI$9,AI$9=\"All\")),1/CycleBulkTask11,0)","v":1.1123470522803115E-4},9858.3463464410743,{"$f":"IF(AND($D76=\"Lamp\",CycleBulkTask12<>0, OR($F76=AK$9,AK$9=\"All\")),1/CycleBulkTask12,0)","v":2.4953586329427266E-4},0,{"$f":"IF(AND($D76=\"Lamp\",CycleBulkTask13<>0, OR($F76=AM$9,AM$9=\"All\")),1/CycleBulkTask13,0)","v":0},0,{"$f":"IF(AND($D76=\"Lamp\",CycleBulkTask14<>0, OR($F76=AO$9,AO$9=\"All\")),1/CycleBulkTask14,0)","v":0},{"$f":"O76*P76+Q76*R76+S76*T76+U76*V76+W76*X76+Y76*Z76+AA76*AB76+AC76*AD76+AE76*AF76+AG76*AH76+AI76*AJ76+AK76*AL76+AM76*AN76+AO76*AP76","v":17.840558095309721},null,11.598054525224796,{"$f":"MAX(P76,R76)","v":0.33333333333333331},44.73588073769529,{"$f":"MAX(T76,V76)","v":1.8504811250925242E-2},12.140010124316399,{"$f":"X76","v":0.16666666666666666},0,{"$f":"INDIRECT($E76)*$V76 +(1-INDIRECT($E76))*$T76","v":1.8504811250925242E-2},{"$f":"AS76*AT76+AU76*AV76+AW76*AX76+AY76*AZ76","v":6.7171822249892852},null,{"$f":"IF($D76=$AS$9,(INDIRECT(\"PriceLabour\" & \"FY19\")*ProportionStandardHours + INDIRECT(\"PriceLabourOvertime\" & \"FY19\")*ProportionOvertimeHours)*(1+RateOnCostAnnual),0)","v":86.809277949647594},{"$f":"BO76","v":0.06},{"$f":"IF($D76=\"Lamp\",(NumberOfCrew+INDIRECT($E76)*TrafficController)*(TimeToReplaceLamp),0)","v":1.5133333333333332},{"$f":"IF($D76=$AS$9,(INDIRECT(\"PriceLabour\" & \"FY19\")*ProportionStandardHours + INDIRECT(\"PriceLabourOvertime\" & \"FY19\")*ProportionOvertimeHours)*(1+RateOnCostAnnual),0)","v":86.809277949647594},{"$f":"BQ76","v":1.4200000000000001E-2},{"$f":"IF($D76=\"Lamp\",(NumberOfCrew+INDIRECT($E76)*TrafficController)*(TimeForPECellReplace),0)","v":0},{"$f":"IF($D76=$AS$9,(INDIRECT(\"PriceLabour\" & \"FY19\")*ProportionStandardHours + INDIRECT(\"PriceLabourOvertime\" & \"FY19\")*ProportionOvertimeHours)*(1+RateOnCostAnnual),0)","v":86.809277949647594},{"$f":"BS76","v":0.01},{"$f":"IF($D76=\"Lamp\",(NumberOfCrew+INDIRECT($E76)*TrafficController)*(TimeForOtherSpot),0)","v":0},{"$f":"BC76*BD76*BE76+BF76*BG76*BH76+BI76*BJ76*BK76","v":7.8822824378280014},null,11.598054525224796,{"$f":"IF($D76=\"Lamp\",INDIRECT(BO$10 & $B76),0)","v":0.06},12.140010124316399,{"$f":"IF($D76=\"Lamp\",INDIRECT(\"FailurePECell\" & \"Annual\"),0)","v":1.4200000000000001E-2},0,{"$f":"IF($D76=\"Lamp\",INDIRECT(\"FailureMisc\" & \"Annual\"),0)","v":0.01},{"$f":"BN76*BO76+BP76*BQ76+BR76*BS76","v":0.8682714152787806},null,33.636766169238271,{"$f":"BD76*BE76+BG76*BH76+BJ76*BK76","v":9.0799999999999992E-2},{"$f":"BV76*BW76","v":3.0542183681668349},null,{"$f":"IF($D76=\"Connection\",VLOOKUP(C76,'Input - General'!$F$62:$N$79,9,FALSE),0)","v":0},null,{"$f":"RateOverhead","v":0.1801212933606588},{"$f":"BX76+BL76+BT76+BA76+AQ76+BZ76","v":36.362512541572627},{"$f":"CC76*CB76","v":6.5496627888312382},null,{"$f":"CorporateOverheads","v":8.6527813038891108E-2},42.912175330403869,{"$f":"CG76*CF76","v":3.7130966840813011}]
[null,{"$f":"'Input - Inventory'!B74","v":66},{"$f":"'Input - Inventory'!C74","v":"INC1x1000"},{"$f":"'Input - Inventory'!D74","v":"Lamp"},{"$f":"'Input - Inventory'!E74","v":"Traffic"},{"$f":"'Input - Inventory'!F74","v":"Major > 130w"},{"$f":"'Input - Inventory'!G74","v":"1"},null,{"$f":"CONCATENATE(D77,\" - \",C77)","v":"Lamp - INC1x1000"},null,{"$f":"AQ77+BA77+BL77+BT77+BX77+BZ77+CD77+CH77","v":105.29966296354199},{"$f":"INDIRECT(L$10&$B77&\"FY19\")","v":0},0,null,{"$f":"IF(AND($D77=\"Lamp\", OR($F77=O$9, O$9=\"All\")),INDIRECT(\"PriceBulkTask1\" & \"FY19\"),0)","v":0},0,{"$f":"IF(AND($D77=\"Lamp\", OR($F77=Q$9, Q$9=\"All\")),INDIRECT(\"PriceBulkTask2\" & \"FY19\"),0)","v":11.598054525224796},0.33333333333333331,{"$f":"IF(AND($D77=\"Lamp\", OR($F77=S$9, S$9=\"All\")),INDIRECT(\"PriceBulkTask3\" & \"FY19\"),0)","v":0},0,{"$f":"IF(AND($D77=\"Lamp\", OR($F77=U$9, U$9=\"All\")),INDIRECT(\"PriceBulkTask4\" & \"FY19\"),0)","v":11.598054525224796},4.9094211792429674E-3,{"$f":"IF(AND($D77=\"Lamp\", OR($F77=W$9, W$9=\"All\")),INDIRECT(\"PriceBulkTask5\" & \"FY19\"),0)","v":11.598054525224796},0.16666666666666666,{"$f":"IF(AND($D77=\"Lamp\", OR($F77=Y$9, Y$9=\"All\")),INDIRECT(\"PriceBulkTask6\" & \"FY19\"),0)","v":11.598054525224796},4.590314436538903E-3,{"$f":"IF(AND($D77=\"Lamp\", OR($F77=AA$9, AA$9=\"All\")),INDIRECT(\"PriceBulkTask7\" & \"FY19\"),0)","v":11.598054525224796},4.0032025620496396E-2,{"$f":"IF(AND($D77=\"Lamp\", OR($F77=AC$9, AC$9=\"All\")),INDIRECT(\"PriceBulkTask8\" & \"FY19\"),0)","v":173.97081787837189},2.1598272138228944E-2,{"$f":"IF(AND($D77=\"Lamp\", OR($F77=AE$9, AE$9=\"All\")),INDIRECT(\"PriceBulkTask9\" & \"FY19\"),0)","v":289.95136313061982},1.2221950623319483E-2,{"$f":"IF(AND($D77=\"Lamp\", OR($F77=AG$9, AG$9=\"All\")),INDIRECT(\"PriceBulkTask10\" & \"FY19\"),0)","v":0},0,{"$f":"IF(AND($D77=\"Lamp\", OR($F77=AI$9, AI$9=\"All\")),INDIRECT(\"PriceBulkTask11\" & \"FY19\"),0)","v":13917.665430269753},1.1123470522803115E-4,{"$f":"IF(AND($D77=\"Lamp\", OR($F77=AK$9, AK$9=\"All\")),INDIRECT(\"PriceBulkTask12\" & \"FY19\"),0)","v":9858.3463464410743},2.4953586329427266E-4,{"$f":"IF(AND($D77=\"Lamp\", OR($F77=AM$9, AM$9=\"All\")),INDIRECT(\"PriceBulkTask13\" & \"FY19\"),0)","v":0},0,{"$f":"IF(AND($D77=\"Lamp\", OR($F77=AO$9, AO$9=\"All\")),INDIRECT(\"PriceBulkTask14\" & \"FY19\"),0)","v":0},0,17.682878019966651,null,{"$f":"IF($D77=\"Lamp\",$G77*INDIRECT(\"Price\" & $B77 & \"FY19\"),0)","v":115.98054525224796},0.33333333333333331,{"$f":"IF($D77=\"Lamp\",INDIRECT(\"PriceVisor\" & \"FY19\"),0)","v":44.73588073769529},4.9094211792429674E-3,{"$f":"IF($D77=\"Lamp\",INDIRECT(\"PricePECell\" & \"FY19\"),0)","v":12.140010124316399},0.16666666666666666,{"$f":"IF($D77=\"Lamp\",INDIRECT(\"PriceMisc\" & \"FY19\"),0)","v":0},4.9094211792429674E-3,40.903144051834445,null,86.809277949647594,0.06,2.2699999999999996,86.809277949647594,1.4200000000000001E-2,0,86.809277949647594,0.01,0,11.823423656742001,null,{"$f":"IF($D77=\"Lamp\",INDIRECT(\"Price\" & $B77 & \"FY19\"),0)","v":115.98054525224796},0.06,{"$f":"IF($D77=\"Lamp\",INDIRECT(\"pRICEpecELL\" & \"FY19\"),0)","v":12.140010124316399},1.4200000000000001E-2,{"$f":"IF($D77=\"Lamp\",INDIRECT(\"PriceMisc\" & \"FY19\"),0)","v":0},0.01,7.1312208589001704,null,{"$f":"IF(AND($D77=\"Lamp\"),INDIRECT(\"PriceEWP\"&\"FY19\"),0)","v":33.636766169238271},0.13619999999999996,4.5813275522502508,null,{"$f":"IF($D77=\"Connection\",VLOOKUP(C77,'Input - General'!$F$62:$N$79,9,FALSE),0)","v":0},null,0.1801212933606588,82.121994139693513,14.791919797798037,null,8.6527813038891108E-2,{"$f":"AQ77+BA77+BL77+BT77+BX77+BZ77+CD77","v":96.913913937491543},8.3857490260504512]
[null,{"$f":"'Input - Inventory'!B75","v":67},{"$f":"'Input - Inventory'!C75","v":"INC1x1440"},{"$f":"'Input - Inventory'!D75","v":"Lamp"},{"$f":"'Input - Inventory'!E75","v":"NonTraffic"},{"$f":"'Input - Inventory'!F75","v":"Major > 130w"},{"$f":"'Input - Inventory'!G75","v":"1"},null,"Lamp - INC1x1440",null,39.793803920814803,0,0,null,0,0,11.598054525224796,0.33333333333333331,0,0,11.598054525224796,4.9094211792429674E-3,11.598054525224796,0.16666666666666666,11.598054525224796,4.590314436538903E-3,11.598054525224796,4.0032025620496396E-2,173.97081787837189,2.1598272138228944E-2,289.95136313061982,1.2221950623319483E-2,0,0,13917.665430269753,1.1123470522803115E-4,9858.3463464410743,2.4953586329427266E-4,0,0,0,0,17.682878019966651,null,0,0.33333333333333331,44.73588073769529,4.9094211792429674E-3,12.140010124316399,0.16666666666666666,0,0,2.2429623010851287,null,86.809277949647594,0.06,1.5133333333333332,86.809277949647594,1.4200000000000001E-2,0,86.809277949647594,0.01,0,7.8822824378280014,null,0,0.06,12.140010124316399,1.4200000000000001E-2,0,0.01,0.17238814376529288,null,33.636766169238271,9.0799999999999992E-2,3.0542183681668349,null,{"$f":"IF($D78=\"Connection\",VLOOKUP(C78,'Input - General'!$F$62:$N$79,9,FALSE),0)","v":0},null,0.1801212933606588,31.034729270811908,5.5900155753565359,null,8.6527813038891108E-2,36.624744846168447,3.1690590746463538]
[null,{"$f":"'Input - Inventory'!B76","v":68},{"$f":"'Input - Inventory'!C76","v":"INC1x150"},{"$f":"'Input - Inventory'!D76","v":"Lamp"},{"$f":"'Input - Inventory'!E76","v":"NonTraffic"},{"$f":"'Input - Inventory'!F76","v":"Major > 130w"},{"$f":"'Input - Inventory'!G76","v":"1"},null,"Lamp - INC1x150",null,45.643231833896508,0,0,null,0,0,11.598054525224796,0.33333333333333331,0,0,11.598054525224796,4.9094211792429674E-3,11.598054525224796,0.16666666666666666,11.598054525224796,4.590314436538903E-3,11.598054525224796,4.0032025620496396E-2,173.97081787837189,2.1598272138228944E-2,289.95136313061982,1.2221950623319483E-2,0,0,13917.665430269753,1.1123470522803115E-4,9858.3463464410743,2.4953586329427266E-4,0,0,0,0,17.682878019966651,null,11.598054525224796,0.33333333333333331,44.73588073769529,4.9094211792429674E-3,12.140010124316399,0.16666666666666666,0,0,6.1089804761600606,null,86.809277949647594,0.06,1.5133333333333332,86.809277949647594,1.4200000000000001E-2,0,86.809277949647594,0.01,0,7.8822824378280014,null,11.598054525224796,0.06,12.140010124316399,1.4200000000000001E-2,0,0.01,0.8682714152787806,null,33.636766169238271,9.0799999999999992E-2,3.0542183681668349,null,{"$f":"IF($D79=\"Connection\",VLOOKUP(C79,'Input - General'!$F$62:$N$79,9,FALSE),0)","v":0},null,0.1801212933606588,35.59663071740033,6.4117111640999029,null,8.6527813038891108E-2,42.008341881500236,3.6348899523962714]
[null,{"$f":"'Input - Inventory'!B77","v":69},{"$f":"'Input - Inventory'!C77","v":"INC1x150 (P09)"},{"$f":"'Input - Inventory'!D77","v":"Lamp"},{"$f":"'Input - Inventory'!E77","v":"NonTraffic"},{"$f":"'Input - Inventory'!F77","v":"Major > 130w"},{"$f":"'Input - Inventory'!G77","v":1},null,"Lamp - INC1x150 (P09)",null,45.643231833896508,13,593.36201384065464,null,0,0,11.598054525224796,0.33333333333333331,0,0,11.598054525224796,4.9094211792429674E-3,11.598054525224796,0.16666666666666666,11.598054525224796,4.590314436538903E-3,11.598054525224796,4.0032025620496396E-2,173.97081787837189,2.1598272138228944E-2,289.95136313061982,1.2221950623319483E-2,0,0,13917.665430269753,1.1123470522803115E-4,9858.3463464410743,2.4953586329427266E-4,0,0,0,0,17.682878019966651,null,11.598054525224796,0.33333333333333331,44.73588073769529,4.9094211792429674E-3,12.140010124316399,0.16666666666666666,0,0,6.1089804761600606,null,86.809277949647594,0.06,1.5133333333333332,86.809277949647594,1.4200000000000001E-2,0,86.809277949647594,0.01,0,7.8822824378280014,null,11.598054525224796,0.06,12.140010124316399,1.4200000000000001E-2,0,0.01,0.8682714152787806,null,33.636766169238271,9.0799999999999992E-2,3.0542183681668349,null,{"$f":"IF($D80=\"Connection\",VLOOKUP(C80,'Input - General'!$F$62:$N$79,9,FALSE),0)","v":0},null,0.1801212933606588,35.59663071740033,6.4117111640999029,null,8.6527813038891108E-2,42.008341881500236,3.6348899523962714]
[null,{"$f":"'Input - Inventory'!B78","v":70},{"$f":"'Input - Inventory'!C78","v":"INC1x200"},{"$f":"'Input - Inventory'!D78","v":"Lamp"},{"$f":"'Input - Inventory'!E78","v":"NonTraffic"},{"$f":"'Input - Inventory'!F78","v":"Major > 130w"},{"$f":"'Input - Inventory'!G78","v":"1"},null,"Lamp - INC1x200",null,45.643231833896508,0,0,null,0,0,11.598054525224796,0.33333333333333331,0,0,11.598054525224796,4.9094211792429674E-3,11.598054525224796,0.16666666666666666,11.598054525224796,4.590314436538903E-3,11.598054525224796,4.0032025620496396E-2,173.97081787837189,2.1598272138228944E-2,289.95136313061982,1.2221950623319483E-2,0,0,13917.665430269753,1.1123470522803115E-4,9858.3463464410743,2.4953586329427266E-4,0,0,0,0,17.682878019966651,null,11.598054525224796,0.33333333333333331,44.73588073769529,4.9094211792429674E-3,12.140010124316399,0.16666666666666666,0,0,6.1089804761600606,null,86.809277949647594,0.06,1.5133333333333332,86.809277949647594,1.4200000000000001E-2,0,86.809277949647594,0.01,0,7.8822824378280014,null,11.598054525224796,0.06,12.140010124316399,1.4200000000000001E-2,0,0.01,0.8682714152787806,null,33.636766169238271,9.0799999999999992E-2,3.0542183681668349,null,{"$f":"IF($D81=\"Connection\",VLOOKUP(C81,'Input - General'!$F$62:$N$79,9,FALSE),0)","v":0},null,0.1801212933606588,35.59663071740033,6.4117111640999029,null,8.6527813038891108E-2,42.008341881500236,3.6348899523962714]
[null,{"$f":"'Input - Inventory'!B79","v":71},{"$f":"'Input - Inventory'!C79","v":"INC1x300"},{"$f":"'Input - Inventory'!D79","v":"Lamp"},{"$f":"'Input - Inventory'!E79","v":"NonTraffic"},{"$f":"'Input - Inventory'!F79","v":"Major > 130w"},{"$f":"'Input - Inventory'!G79","v":"1"},null,"Lamp - INC1x300",null,57.342087660059903,0,0,null,0,0,11.598054525224796,0.33333333333333331,0,0,11.598054525224796,4.9094211792429674E-3,11.598054525224796,0.16666666666666666,11.598054525224796,4.590314436538903E-3,11.598054525224796,4.0032025620496396E-2,173.97081787837189,2.1598272138228944E-2,289.95136313061982,1.2221950623319483E-2,0,0,13917.665430269753,1.1123470522803115E-4,9858.3463464410743,2.4953586329427266E-4,0,0,0,0,17.682878019966651,null,34.794163575674382,0.33333333333333331,44.73588073769529,4.9094211792429674E-3,12.140010124316399,0.16666666666666666,0,0,13.841016826309922,null,86.809277949647594,0.06,1.5133333333333332,86.809277949647594,1.4200000000000001E-2,0,86.809277949647594,0.01,0,7.8822824378280014,null,34.794163575674382,0.06,12.140010124316399,1.4200000000000001E-2,0,0.01,2.2600379583057557,null,33.636766169238271,9.0799999999999992E-2,3.0542183681668349,null,{"$f":"IF($D82=\"Connection\",VLOOKUP(C82,'Input - General'!$F$62:$N$79,9,FALSE),0)","v":0},null,0.1801212933606588,44.72043361057716,8.0551023415866343,null,8.6527813038891108E-2,52.7755359521638,4.5665517078961049]
[null,{"$f":"'Input - Inventory'!B80","v":72},{"$f":"'Input - Inventory'!C80","v":"INC1x40"},{"$f":"'Input - Inventory'!D80","v":"Lamp"},{"$f":"'Input - Inventory'!E80","v":"NonTraffic"},{"$f":"'Input - Inventory'!F80","v":"Minor < 130w"},{"$f":"'Input - Inventory'!G80","v":"1"},null,"Lamp - INC1x40",null,46.625272014485169,0,0,null,11.598054525224796,0.33333333333333331,0,0,11.598054525224796,1.8504811250925242E-2,0,0,11.598054525224796,0.16666666666666666,11.598054525224796,4.590314436538903E-3,11.598054525224796,4.0032025620496396E-2,173.97081787837189,2.1598272138228944E-2,289.95136313061982,1.2221950623319483E-2,0,0,13917.665430269753,1.1123470522803115E-4,9858.3463464410743,2.4953586329427266E-4,0,0,0,0,17.840558095309721,null,11.598054525224796,0.33333333333333331,44.73588073769529,1.8504811250925242E-2,12.140010124316399,0.16666666666666666,0,1.8504811250925242E-2,6.7171822249892852,null,86.809277949647594,0.06,1.5133333333333332,86.809277949647594,1.4200000000000001E-2,0,86.809277949647594,0.01,0,7.8822824378280014,null,11.598054525224796,0.06,12.140010124316399,1.4200000000000001E-2,0,0.01,0.8682714152787806,null,33.636766169238271,9.0799999999999992E-2,3.0542183681668349,null,{"$f":"IF($D83=\"Connection\",VLOOKUP(C83,'Input - General'!$F$62:$N$79,9,FALSE),0)","v":0},null,0.1801212933606588,36.362512541572627,6.5496627888312382,null,8.6527813038891108E-2,42.912175330403869,3.7130966840813011]
[null,{"$f":"'Input - Inventory'!B81","v":73},{"$f":"'Input - Inventory'!C81","v":"INC1x500"},{"$f":"'Input - Inventory'!D81","v":"Lamp"},{"$f":"'Input - Inventory'!E81","v":"NonTraffic"},{"$f":"'Input - Inventory'!F81","v":"Major > 130w"},{"$f":"'Input - Inventory'!G81","v":"1"},null,"Lamp - INC1x500",null,57.342087660059903,0,0,null,0,0,11.598054525224796,0.33333333333333331,0,0,11.598054525224796,4.9094211792429674E-3,11.598054525224796,0.16666666666666666,11.598054525224796,4.590314436538903E-3,11.598054525224796,4.0032025620496396E-2,173.97081787837189,2.1598272138228944E-2,289.95136313061982,1.2221950623319483E-2,0,0,13917.665430269753,1.1123470522803115E-4,9858.3463464410743,2.4953586329427266E-4,0,0,0,0,17.682878019966651,null,34.794163575674382,0.33333333333333331,44.73588073769529,4.9094211792429674E-3,12.140010124316399,0.16666666666666666,0,0,13.841016826309922,null,86.809277949647594,0.06,1.5133333333333332,86.809277949647594,1.4200000000000001E-2,0,86.809277949647594,0.01,0,7.8822824378280014,null,34.794163575674382,0.06,12.140010124316399,1.4200000000000001E-2,0,0.01,2.2600379583057557,null,33.636766169238271,9.0799999999999992E-2,3.0542183681668349,null,{"$f":"IF($D84=\"Connection\",VLOOKUP(C84,'Input - General'!$F$62:$N$79,9,FALSE),0)","v":0},null,0.1801212933606588,44.72043361057716,8.0551023415866343,null,8.6527813038891108E-2,52.7755359521638,4.5665517078961049]
[null,{"$f":"'Input - Inventory'!B82","v":74},{"$f":"'Input - Inventory'!C82","v":"INC1x60"},{"$f":"'Input - Inventory'!D82","v":"Lamp"},{"$f":"'Input - Inventory'!E82","v":"NonTraffic"},{"$f":"'Input - Inventory'!F82","v":"Minor < 130w"},{"$f":"'Input - Inventory'!G82","v":"1"},null,"Lamp - INC1x60",null,46.625272014485169,0,0,null,11.598054525224796,0.33333333333333331,0,0,11.598054525224796,1.8504811250925242E-2,0,0,11.598054525224796,0.16666666666666666,11.598054525224796,4.590314436538903E-3,11.598054525224796,4.0032025620496396E-2,173.97081787837189,2.1598272138228944E-2,289.95136313061982,1.2221950623319483E-2,0,0,13917.665430269753,1.1123470522803115E-4,9858.3463464410743,2.4953586329427266E-4,0,0,0,0,17.840558095309721,null,11.598054525224796,0.33333333333333331,44.73588073769529,1.8504811250925242E-2,12.140010124316399,0.16666666666666666,0,1.8504811250925242E-2,6.7171822249892852,null,86.809277949647594,0.06,1.5133333333333332,86.809277949647594,1.4200000000000001E-2,0,86.809277949647594,0.01,0,7.8822824378280014,null,11.598054525224796,0.06,12.140010124316399,1.4200000000000001E-2,0,0.01,0.8682714152787806,null,33.636766169238271,9.0799999999999992E-2,3.0542183681668349,null,{"$f":"IF($D85=\"Connection\",VLOOKUP(C85,'Input - General'!$F$62:$N$79,9,FALSE),0)","v":0},null,0.1801212933606588,36.362512541572627,6.5496627888312382,null,8.6527813038891108E-2,42.912175330403869,3.7130966840813011]
[null,{"$f":"'Input - Inventory'!B83","v":75},{"$f":"'Input - Inventory'!C83","v":"INC1x75"},{"$f":"'Input - Inventory'!D83","v":"Lamp"},{"$f":"'Input - Inventory'!E83","v":"NonTraffic"},{"$f":"'Input - Inventory'!F83","v":"Minor < 130w"},{"$f":"'Input - Inventory'!G83","v":"1"},null,"Lamp - INC1x75",null,46.625272014485169,0,0,null,11.598054525224796,0.33333333333333331,0,0,11.598054525224796,1.8504811250925242E-2,0,0,11.598054525224796,0.16666666666666666,11.598054525224796,4.590314436538903E-3,11.598054525224796,4.0032025620496396E-2,173.97081787837189,2.1598272138228944E-2,289.95136313061982,1.2221950623319483E-2,0,0,13917.665430269753,1.1123470522803115E-4,9858.3463464410743,2.4953586329427266E-4,0,0,0,0,17.840558095309721,null,11.598054525224796,0.33333333333333331,44.73588073769529,1.8504811250925242E-2,12.140010124316399,0.16666666666666666,0,1.8504811250925242E-2,6.7171822249892852,null,86.809277949647594,0.06,1.5133333333333332,86.809277949647594,1.4200000000000001E-2,0,86.809277949647594,0.01,0,7.8822824378280014,null,11.598054525224796,0.06,12.140010124316399,1.4200000000000001E-2,0,0.01,0.8682714152787806,null,33.636766169238271,9.0799999999999992E-2,3.0542183681668349,null,{"$f":"IF($D86=\"Connection\",VLOOKUP(C86,'Input - General'!$F$62:$N$79,9,FALSE),0)","v":0},null,0.1801212933606588,36.362512541572627,6.5496627888312382,null,8.6527813038891108E-2,42.912175330403869,3.7130966840813011]
[null,{"$f":"'Input - Inventory'!B84","v":76},{"$f":"'Input - Inventory'!C84","v":"INC3x100"},{"$f":"'Input - Inventory'!D84","v":"Lamp"},{"$f":"'Input - Inventory'!E84","v":"NonTraffic"},{"$f":"'Input - Inventory'!F84","v":"Minor < 130w"},{"$f":"'Input - Inventory'!G84","v":"3"},null,"Lamp - INC3x100",null,56.539556612928735,0,0,null,11.598054525224796,0.33333333333333331,0,0,11.598054525224796,1.8504811250925242E-2,0,0,11.598054525224796,0.16666666666666666,11.598054525224796,4.590314436538903E-3,11.598054525224796,4.0032025620496396E-2,173.97081787837189,2.1598272138228944E-2,289.95136313061982,1.2221950623319483E-2,0,0,13917.665430269753,1.1123470522803115E-4,9858.3463464410743,2.4953586329427266E-4,0,0,0,0,17.840558095309721,null,34.794163575674389,0.33333333333333331,44.73588073769529,1.8504811250925242E-2,12.140010124316399,0.16666666666666666,0,1.8504811250925242E-2,14.449218575139149,null,86.809277949647594,0.06,1.5133333333333332,86.809277949647594,1.4200000000000001E-2,0,86.809277949647594,0.01,0,7.8822824378280014,null,11.598054525224796,0.06,12.140010124316399,1.4200000000000001E-2,0,0.01,0.8682714152787806,null,33.636766169238271,9.0799999999999992E-2,3.0542183681668349,null,{"$f":"IF($D87=\"Connection\",VLOOKUP(C87,'Input - General'!$F$62:$N$79,9,FALSE),0)","v":0},null,0.1801212933606588,44.094548891722482,7.9423671765318575,null,8.6527813038891108E-2,52.036916068254357,4.5026405446743816]
[null,{"$f":"'Input - Inventory'!B85","v":77},{"$f":"'Input - Inventory'!C85","v":"LED1x237"},{"$f":"'Input - Inventory'!D85","v":"Lamp"},{"$f":"'Input - Inventory'!E85","v":"NonTraffic"},{"$f":"'Input - Inventory'!F85","v":"Major > 130w"},{"$f":"'Input - Inventory'!G85","v":1},null,"Lamp - LED1x237",null,28.107837400964492,1,28.107837400964492,null,0,0,11.598054525224796,0.33333333333333331,0,0,11.598054525224796,4.9094211792429674E-3,11.598054525224796,0.16666666666666666,11.598054525224796,4.590314436538903E-3,11.598054525224796,4.0032025620496396E-2,173.97081787837189,2.1598272138228944E-2,289.95136313061982,1.2221950623319483E-2,0,0,13917.665430269753,1.1123470522803115E-4,9858.3463464410743,2.4953586329427266E-4,0,0,0,0,17.682878019966651,null,0,0.33333333333333331,44.73588073769529,4.9094211792429674E-3,12.140010124316399,0.16666666666666666,0,0,2.2429623010851287,null,86.809277949647594,0.01,1.5133333333333332,86.809277949647594,1.4200000000000001E-2,0,86.809277949647594,0.01,0,1.3137137396380003,null,0,0.01,12.140010124316399,1.4200000000000001E-2,0,0.01,0.17238814376529288,null,33.636766169238271,1.5133333333333332E-2,0.50903639469447248,null,{"$f":"IF($D88=\"Connection\",VLOOKUP(C88,'Input - General'!$F$62:$N$79,9,FALSE),0)","v":0},null,0.1801212933606588,21.920978599149546,3.9484350170101385,null,8.6527813038891108E-2,25.869413616159683,2.2384237848048092]
[null,{"$f":"'Input - Inventory'!B86","v":78},{"$f":"'Input - Inventory'!C86","v":"LED1x29"},{"$f":"'Input - Inventory'!D86","v":"Lamp"},{"$f":"'Input - Inventory'!E86","v":"NonTraffic"},{"$f":"'Input - Inventory'!F86","v":"Minor < 130w"},{"$f":"'Input - Inventory'!G86","v":1},null,"Lamp - LED1x29",null,26.611306431942261,1391,37016.327246831686,null,11.598054525224796,{"$f":"1/6","v":0.16666666666666666},0,0,11.598054525224796,1.8504811250925242E-2,0,0,11.598054525224796,0.16666666666666666,11.598054525224796,4.590314436538903E-3,11.598054525224796,4.0032025620496396E-2,173.97081787837189,2.1598272138228944E-2,289.95136313061982,1.2221950623319483E-2,0,0,13917.665430269753,1.1123470522803115E-4,9858.3463464410743,2.4953586329427266E-4,0,0,0,0,15.907549007772253,null,0,0.16666666666666666,44.73588073769529,1.8504811250925242E-2,12.140010124316399,0.16666666666666666,0,1.8504811250925242E-2,2.8511640499143533,null,86.809277949647594,0.01,1.5133333333333332,86.809277949647594,1.4200000000000001E-2,0,86.809277949647594,0.01,0,1.3137137396380003,null,0,0.01,12.140010124316399,1.4200000000000001E-2,0,0.01,0.17238814376529288,null,33.636766169238271,1.5133333333333332E-2,0.50903639469447248,null,{"$f":"IF($D89=\"Connection\",VLOOKUP(C89,'Input - General'!$F$62:$N$79,9,FALSE),0)","v":0},null,0.1801212933606588,20.753851335784372,3.7382105448163174,null,8.6527813038891108E-2,24.492061880600691,2.1192445513415681]
[null,{"$f":"'Input - Inventory'!B87","v":79},{"$f":"'Input - Inventory'!C87","v":"MBF1x1000"},{"$f":"'Input - Inventory'!D87","v":"Lamp"},{"$f":"'Input - Inventory'!E87","v":"Traffic"},{"$f":"'Input - Inventory'!F87","v":"Major > 130w"},{"$f":"'Input - Inventory'!G87","v":"1"},null,"Lamp - MBF1x1000",null,115.28552825498528,1,115.28552825498528,null,0,0,11.598054525224796,0.33333333333333331,0,0,11.598054525224796,4.9094211792429674E-3,11.598054525224796,0.16666666666666666,11.598054525224796,4.590314436538903E-3,11.598054525224796,4.0032025620496396E-2,173.97081787837189,2.1598272138228944E-2,289.95136313061982,1.2221950623319483E-2,0,0,13917.665430269753,1.1123470522803115E-4,9858.3463464410743,2.4953586329427266E-4,0,0,0,0,17.682878019966651,null,115.98054525224796,0.33333333333333331,44.73588073769529,4.9094211792429674E-3,12.140010124316399,0.16666666666666666,0,4.9094211792429674E-3,40.903144051834445,null,86.809277949647594,0.08,2.2699999999999996,86.809277949647594,1.4200000000000001E-2,0,86.809277949647594,0.01,0,15.764564875656001,null,115.98054525224796,0.08,12.140010124316399,1.4200000000000001E-2,0,0.01,9.4508317639451302,null,33.636766169238271,0.18159999999999996,6.1084367363336689,null,{"$f":"IF($D90=\"Connection\",VLOOKUP(C90,'Input - General'!$F$62:$N$79,9,FALSE),0)","v":0},null,0.1801212933606588,89.909855447735893,16.194679449116062,null,8.6527813038891108E-2,106.10453489685197,9.1809933581333052]
[null,{"$f":"'Input - Inventory'!B88","v":80},{"$f":"'Input - Inventory'!C88","v":"MBF1x1000 (P09)"},{"$f":"'Input - Inventory'!D88","v":"Lamp"},{"$f":"'Input - Inventory'!E88","v":"Traffic"},{"$f":"'Input - Inventory'!F88","v":"Major > 130w"},{"$f":"'Input - Inventory'!G88","v":1},null,"Lamp - MBF1x1000 (P09)",null,115.28552825498528,13,1498.7118673148086,null,0,0,11.598054525224796,0.33333333333333331,0,0,11.598054525224796,4.9094211792429674E-3,11.598054525224796,0.16666666666666666,11.598054525224796,4.590314436538903E-3,11.598054525224796,4.0032025620496396E-2,173.97081787837189,2.1598272138228944E-2,289.95136313061982,1.2221950623319483E-2,0,0,13917.665430269753,1.1123470522803115E-4,9858.3463464410743,2.4953586329427266E-4,0,0,0,0,17.682878019966651,null,115.98054525224796,0.33333333333333331,44.73588073769529,4.9094211792429674E-3,12.140010124316399,0.16666666666666666,0,4.9094211792429674E-3,40.903144051834445,null,86.809277949647594,0.08,2.2699999999999996,86.809277949647594,1.4200000000000001E-2,0,86.809277949647594,0.01,0,15.764564875656001,null,115.98054525224796,0.08,12.140010124316399,1.4200000000000001E-2,0,0.01,9.4508317639451302,null,33.636766169238271,0.18159999999999996,6.1084367363336689,null,{"$f":"IF($D91=\"Connection\",VLOOKUP(C91,'Input - General'!$F$62:$N$79,9,FALSE),0)","v":0},null,0.1801212933606588,89.909855447735893,16.194679449116062,null,8.6527813038891108E-2,106.10453489685197,9.1809933581333052]
[null,{"$f":"'Input - Inventory'!B89","v":81},{"$f":"'Input - Inventory'!C89","v":"MBF1x125"},{"$f":"'Input - Inventory'!D89","v":"Lamp"},{"$f":"'Input - Inventory'!E89","v":"NonTraffic"},{"$f":"'Input - Inventory'!F89","v":"Minor < 130w"},{"$f":"'Input - Inventory'!G89","v":"1"},null,"Lamp - MBF1x125",null,65.443592341691783,338,22119.934211491822,null,11.598054525224796,0.33333333333333331,0,0,11.598054525224796,1.8504811250925242E-2,0,0,11.598054525224796,0.16666666666666666,11.598054525224796,4.590314436538903E-3,11.598054525224796,4.0032025620496396E-2,173.97081787837189,2.1598272138228944E-2,289.95136313061982,1.2221950623319483E-2,0,0,13917.665430269753,1.1123470522803115E-4,9858.3463464410743,2.4953586329427266E-4,0,0,0,0,17.840558095309721,null,11.598054525224796,0.33333333333333331,44.73588073769529,1.8504811250925242E-2,12.140010124316399,0.16666666666666666,0,1.8504811250925242E-2,6.7171822249892852,null,86.809277949647594,0.13570000000000002,1.5133333333333332,86.809277949647594,1.4200000000000001E-2,0,86.809277949647594,0.01,0,17.827095446887661,null,11.598054525224796,0.13570000000000002,12.140010124316399,1.4200000000000001E-2,0,0.01,1.746244142838298,null,33.636766169238271,0.20535933333333334,6.9076238760039921,null,{"$f":"IF($D92=\"Connection\",VLOOKUP(C92,'Input - General'!$F$62:$N$79,9,FALSE),0)","v":0},null,0.1801212933606588,51.038703786028961,9.1931573373910886,null,8.6527813038891108E-2,60.231861123420046,5.2117312182717432]
[null,{"$f":"'Input - Inventory'!B90","v":82},{"$f":"'Input - Inventory'!C90","v":"MBF1x125 (P09)"},{"$f":"'Input - Inventory'!D90","v":"Lamp"},{"$f":"'Input - Inventory'!E90","v":"NonTraffic"},{"$f":"'Input - Inventory'!F90","v":"Minor < 130w"},{"$f":"'Input - Inventory'!G90","v":1},null,"Lamp - MBF1x125 (P09)",null,65.443592341691783,5341,349534.22669697582,null,11.598054525224796,0.33333333333333331,0,0,11.598054525224796,1.8504811250925242E-2,0,0,11.598054525224796,0.16666666666666666,11.598054525224796,4.590314436538903E-3,11.598054525224796,4.0032025620496396E-2,173.97081787837189,2.1598272138228944E-2,289.95136313061982,1.2221950623319483E-2,0,0,13917.665430269753,1.1123470522803115E-4,9858.3463464410743,2.4953586329427266E-4,0,0,0,0,17.840558095309721,null,11.598054525224796,0.33333333333333331,44.73588073769529,1.8504811250925242E-2,12.140010124316399,0.16666666666666666,0,1.8504811250925242E-2,6.7171822249892852,null,86.809277949647594,0.13570000000000002,1.5133333333333332,86.809277949647594,1.4200000000000001E-2,0,86.809277949647594,0.01,0,17.827095446887661,null,11.598054525224796,0.13570000000000002,12.140010124316399,1.4200000000000001E-2,0,0.01,1.746244142838298,null,33.636766169238271,0.20535933333333334,6.9076238760039921,null,{"$f":"IF($D93=\"Connection\",VLOOKUP(C93,'Input - General'!$F$62:$N$79,9,FALSE),0)","v":0},null,0.1801212933606588,51.038703786028961,9.1931573373910886,null,8.6527813038891108E-2,60.231861123420046,5.2117312182717432]
[null,{"$f":"'Input - Inventory'!B91","v":83},{"$f":"'Input - Inventory'!C91","v":"MBF1x160"},{"$f":"'Input - Inventory'!D91","v":"Lamp"},{"$f":"'Input - Inventory'!E91","v":"NonTraffic"},{"$f":"'Input - Inventory'!F91","v":"Major > 130w"},{"$f":"'Input - Inventory'!G91","v":"1"},null,"Lamp - MBF1x160",null,40.67141668800307,1,40.67141668800307,null,0,0,11.598054525224796,0.33333333333333331,0,0,11.598054525224796,4.9094211792429674E-3,11.598054525224796,0.16666666666666666,11.598054525224796,4.590314436538903E-3,11.598054525224796,4.0032025620496396E-2,173.97081787837189,2.1598272138228944E-2,289.95136313061982,1.2221950623319483E-2,0,0,13917.665430269753,1.1123470522803115E-4,9858.3463464410743,2.4953586329427266E-4,0,0,0,0,17.682878019966651,null,11.598054525224796,0.33333333333333331,44.73588073769529,4.9094211792429674E-3,12.140010124316399,0.16666666666666666,0,0,6.1089804761600606,null,86.809277949647594,0.04,1.5133333333333332,86.809277949647594,1.4200000000000001E-2,0,86.809277949647594,0.01,0,5.2548549585520012,null,11.598054525224796,0.04,12.140010124316399,1.4200000000000001E-2,0,0.01,0.63631032477428473,null,33.636766169238271,6.0533333333333328E-2,2.0361455787778899,null,{"$f":"IF($D94=\"Connection\",VLOOKUP(C94,'Input - General'!$F$62:$N$79,9,FALSE),0)","v":0},null,0.1801212933606588,31.719169358230886,5.7132978091303244,null,8.6527813038891108E-2,37.43246716736121,3.2389495206418606]
[null,{"$f":"'Input - Inventory'!B92","v":84},{"$f":"'Input - Inventory'!C92","v":"MBF1x250"},{"$f":"'Input - Inventory'!D92","v":"Lamp"},{"$f":"'Input - Inventory'!E92","v":"Traffic"},{"$f":"'Input - Inventory'!F92","v":"Major > 130w"},{"$f":"'Input - Inventory'!G92","v":"1"},null,"Lamp - MBF1x250",null,73.948389696408981,1153,85262.493319959554,null,0,0,11.598054525224796,0.33333333333333331,0,0,11.598054525224796,4.9094211792429674E-3,11.598054525224796,0.16666666666666666,11.598054525224796,4.590314436538903E-3,11.598054525224796,4.0032025620496396E-2,173.97081787837189,2.1598272138228944E-2,289.95136313061982,1.2221950623319483E-2,0,0,13917.665430269753,1.1123470522803115E-4,9858.3463464410743,2.4953586329427266E-4,0,0,0,0,17.682878019966651,null,11.598054525224796,0.33333333333333331,44.73588073769529,4.9094211792429674E-3,12.140010124316399,0.16666666666666666,0,4.9094211792429674E-3,6.1089804761600606,null,86.809277949647594,0.11826666666666664,2.2699999999999996,86.809277949647594,1.4200000000000001E-2,0,86.809277949647594,0.01,0,23.305281741178117,null,11.598054525224796,0.11826666666666664,12.140010124316399,1.4200000000000001E-2,0,0.01,1.5440513922818786,null,33.636766169238271,0.26846533333333322,9.0303056418799379,null,{"$f":"IF($D95=\"Connection\",VLOOKUP(C95,'Input - General'!$F$62:$N$79,9,FALSE),0)","v":0},null,0.1801212933606588,57.671497271466649,10.387864678582277,null,8.6527813038891108E-2,68.059361950048924,5.8890277463600524]
[null,{"$f":"'Input - Inventory'!B93","v":85},{"$f":"'Input - Inventory'!C93","v":"MBF1x250 (P09)"},{"$f":"'Input - Inventory'!D93","v":"Lamp"},{"$f":"'Input - Inventory'!E93","v":"Traffic"},{"$f":"'Input - Inventory'!F93","v":"Major > 130w"},{"$f":"'Input - Inventory'!G93","v":1},null,"Lamp - MBF1x250 (P09)",null,73.948389696408981,16912,1250615.1665456686,null,0,0,11.598054525224796,0.33333333333333331,0,0,11.598054525224796,4.9094211792429674E-3,11.598054525224796,0.16666666666666666,11.598054525224796,4.590314436538903E-3,11.598054525224796,4.0032025620496396E-2,173.97081787837189,2.1598272138228944E-2,289.95136313061982,1.2221950623319483E-2,0,0,13917.665430269753,1.1123470522803115E-4,9858.3463464410743,2.4953586329427266E-4,0,0,0,0,17.682878019966651,null,11.598054525224796,0.33333333333333331,44.73588073769529,4.9094211792429674E-3,12.140010124316399,0.16666666666666666,0,4.9094211792429674E-3,6.1089804761600606,null,86.809277949647594,0.11826666666666664,2.2699999999999996,86.809277949647594,1.4200000000000001E-2,0,86.809277949647594,0.01,0,23.305281741178117,null,11.598054525224796,0.11826666666666664,12.140010124316399,1.4200000000000001E-2,0,0.01,1.5440513922818786,null,33.636766169238271,0.26846533333333322,9.0303056418799379,null,{"$f":"IF($D96=\"Connection\",VLOOKUP(C96,'Input - General'!$F$62:$N$79,9,FALSE),0)","v":0},null,0.1801212933606588,57.671497271466649,10.387864678582277,null,8.6527813038891108E-2,68.059361950048924,5.8890277463600524]
[null,{"$f":"'Input - Inventory'!B94","v":86},{"$f":"'Input - Inventory'!C94","v":"MBF1x400"},{"$f":"'Input - Inventory'!D94","v":"Lamp"},{"$f":"'Input - Inventory'!E94","v":"Traffic"},{"$f":"'Input - Inventory'!F94","v":"Major > 130w"},{"$f":"'Input - Inventory'!G94","v":"1"},null,"Lamp - MBF1x400",null,76.530906015360742,343,26250.100763268736,null,0,0,11.598054525224796,0.33333333333333331,0,0,11.598054525224796,4.9094211792429674E-3,11.598054525224796,0.16666666666666666,11.598054525224796,4.590314436538903E-3,11.598054525224796,4.0032025620496396E-2,173.97081787837189,2.1598272138228944E-2,289.95136313061982,1.2221950623319483E-2,0,0,13917.665430269753,1.1123470522803115E-4,9858.3463464410743,2.4953586329427266E-4,0,0,0,0,17.682878019966651,null,11.598054525224796,0.33333333333333331,44.73588073769529,4.9094211792429674E-3,12.140010124316399,0.16666666666666666,0,4.9094211792429674E-3,6.1089804761600606,null,86.809277949647594,0.12533333333333332,2.2699999999999996,86.809277949647594,1.4200000000000001E-2,0,86.809277949647594,0.01,0,24.697818305194399,null,11.598054525224796,0.12533333333333332,12.140010124316399,1.4200000000000001E-2,0,0.01,1.6260109775934675,null,33.636766169238271,0.28450666666666657,9.5698842202560801,null,{"$f":"IF($D97=\"Connection\",VLOOKUP(C97,'Input - General'!$F$62:$N$79,9,FALSE),0)","v":0},null,0.1801212933606588,59.685571999170662,10.750642423461342,null,8.6527813038891108E-2,70.436214422631991,6.0946915927287462]
[null,{"$f":"'Input - Inventory'!B95","v":87},{"$f":"'Input - Inventory'!C95","v":"MBF1x400 (P09)"},{"$f":"'Input - Inventory'!D95","v":"Lamp"},{"$f":"'Input - Inventory'!E95","v":"Traffic"},{"$f":"'Input - Inventory'!F95","v":"Major > 130w"},{"$f":"'Input - Inventory'!G95","v":1},null,"Lamp - MBF1x400 (P09)",null,76.530906015360742,6550.5,501315.69985362055,null,0,0,11.598054525224796,0.33333333333333331,0,0,11.598054525224796,4.9094211792429674E-3,11.598054525224796,0.16666666666666666,11.598054525224796,4.590314436538903E-3,11.598054525224796,4.0032025620496396E-2,173.97081787837189,2.1598272138228944E-2,289.95136313061982,1.2221950623319483E-2,0,0,13917.665430269753,1.1123470522803115E-4,9858.3463464410743,2.4953586329427266E-4,0,0,0,0,17.682878019966651,null,11.598054525224796,0.33333333333333331,44.73588073769529,4.9094211792429674E-3,12.140010124316399,0.16666666666666666,0,4.9094211792429674E-3,6.1089804761600606,null,86.809277949647594,0.12533333333333332,2.2699999999999996,86.809277949647594,1.4200000000000001E-2,0,86.809277949647594,0.01,0,24.697818305194399,null,11.598054525224796,0.12533333333333332,12.140010124316399,1.4200000000000001E-2,0,0.01,1.6260109775934675,null,33.636766169238271,0.28450666666666657,9.5698842202560801,null,{"$f":"IF($D98=\"Connection\",VLOOKUP(C98,'Input - General'!$F$62:$N$79,9,FALSE),0)","v":0},null,0.1801212933606588,59.685571999170662,10.750642423461342,null,8.6527813038891108E-2,70.436214422631991,6.0946915927287462]
[null,{"$f":"'Input - Inventory'!B96","v":88},{"$f":"'Input - Inventory'!C96","v":"MBF1x42"},{"$f":"'Input - Inventory'!D96","v":"Lamp"},{"$f":"'Input - Inventory'!E96","v":"NonTraffic"},{"$f":"'Input - Inventory'!F96","v":"Minor < 130w"},{"$f":"'Input - Inventory'!G96","v":"1"},null,"Lamp - MBF1x42",null,70.01766227591375,197,13793.479468355008,null,11.598054525224796,0.33333333333333331,0,0,11.598054525224796,1.8504811250925242E-2,0,0,11.598054525224796,0.16666666666666666,11.598054525224796,4.590314436538903E-3,11.598054525224796,4.0032025620496396E-2,173.97081787837189,2.1598272138228944E-2,289.95136313061982,1.2221950623319483E-2,0,0,13917.665430269753,1.1123470522803115E-4,9858.3463464410743,2.4953586329427266E-4,0,0,0,0,17.840558095309721,null,11.598054525224796,0.33333333333333331,44.73588073769529,1.8504811250925242E-2,12.140010124316399,0.16666666666666666,0,1.8504811250925242E-2,6.7171822249892852,null,86.809277949647594,0.15409999999999999,1.5133333333333332,86.809277949647594,1.4200000000000001E-2,0,86.809277949647594,0.01,0,20.244328727821582,null,11.598054525224796,0.15409999999999999,12.140010124316399,1.4200000000000001E-2,0,0.01,1.9596483461024339,null,33.636766169238271,0.23320466666666662,7.8442508422418191,null,{"$f":"IF($D99=\"Connection\",VLOOKUP(C99,'Input - General'!$F$62:$N$79,9,FALSE),0)","v":0},null,0.1801212933606588,54.605968236464847,9.8356976239631013,null,8.6527813038891108E-2,64.441665860427946,5.5759964154858013]
[null,{"$f":"'Input - Inventory'!B97","v":89},{"$f":"'Input - Inventory'!C97","v":"MBF1x42 (P09)"},{"$f":"'Input - Inventory'!D97","v":"Lamp"},{"$f":"'Input - Inventory'!E97","v":"NonTraffic"},{"$f":"'Input - Inventory'!F97","v":"Minor < 130w"},{"$f":"'Input - Inventory'!G97","v":1},null,"Lamp - MBF1x42 (P09)",null,70.01766227591375,52383.5,3667770.2118303278,null,11.598054525224796,0.33333333333333331,0,0,11.598054525224796,1.8504811250925242E-2,0,0,11.598054525224796,0.16666666666666666,11.598054525224796,4.590314436538903E-3,11.598054525224796,4.0032025620496396E-2,173.97081787837189,2.1598272138228944E-2,289.95136313061982,1.2221950623319483E-2,0,0,13917.665430269753,1.1123470522803115E-4,9858.3463464410743,2.4953586329427266E-4,0,0,0,0,17.840558095309721,null,11.598054525224796,0.33333333333333331,44.73588073769529,1.8504811250925242E-2,12.140010124316399,0.16666666666666666,0,1.8504811250925242E-2,6.7171822249892852,null,86.809277949647594,0.15409999999999999,1.5133333333333332,86.809277949647594,1.4200000000000001E-2,0,86.809277949647594,0.01,0,20.244328727821582,null,11.598054525224796,0.15409999999999999,12.140010124316399,1.4200000000000001E-2,0,0.01,1.9596483461024339,null,33.636766169238271,0.23320466666666662,7.8442508422418191,null,{"$f":"IF($D100=\"Connection\",VLOOKUP(C100,'Input - General'!$F$62:$N$79,9,FALSE),0)","v":0},null,0.1801212933606588,54.605968236464847,9.8356976239631013,null,8.6527813038891108E-2,64.441665860427946,5.5759964154858013]
[null,{"$f":"'Input - Inventory'!B98","v":90},{"$f":"'Input - Inventory'!C98","v":"MBF1x50"},{"$f":"'Input - Inventory'!D98","v":"Lamp"},{"$f":"'Input - Inventory'!E98","v":"NonTraffic"},{"$f":"'Input - Inventory'!F98","v":"Minor < 130w"},{"$f":"'Input - Inventory'!G98","v":"1"},null,"Lamp - MBF1x50",null,78.718338781227231,271,21332.669809712581,null,11.598054525224796,0.33333333333333331,0,0,11.598054525224796,1.8504811250925242E-2,0,0,11.598054525224796,0.16666666666666666,11.598054525224796,4.590314436538903E-3,11.598054525224796,4.0032025620496396E-2,173.97081787837189,2.1598272138228944E-2,289.95136313061982,1.2221950623319483E-2,0,0,13917.665430269753,1.1123470522803115E-4,9858.3463464410743,2.4953586329427266E-4,0,0,0,0,17.840558095309721,null,11.598054525224796,0.33333333333333331,44.73588073769529,1.8504811250925242E-2,12.140010124316399,0.16666666666666666,0,1.8504811250925242E-2,6.7171822249892852,null,86.809277949647594,0.18909999999999996,1.5133333333333332,86.809277949647594,1.4200000000000001E-2,0,86.809277949647594,0.01,0,24.842326816554579,null,11.598054525224796,0.18909999999999996,12.140010124316399,1.4200000000000001E-2,0,0.01,2.3655802544853013,null,33.636766169238271,0.28617133333333328,9.6258782236724727,null,{"$f":"IF($D101=\"Connection\",VLOOKUP(C101,'Input - General'!$F$62:$N$79,9,FALSE),0)","v":0},null,0.1801212933606588,61.391525615011361,11.05792099515986,null,8.6527813038891108E-2,72.449446610171208,6.2688921710560175]
[null,{"$f":"'Input - Inventory'!B99","v":91},{"$f":"'Input - Inventory'!C99","v":"MBF1x50 (P09)"},{"$f":"'Input - Inventory'!D99","v":"Lamp"},{"$f":"'Input - Inventory'!E99","v":"NonTraffic"},{"$f":"'Input - Inventory'!F99","v":"Minor < 130w"},{"$f":"'Input - Inventory'!G99","v":1},null,"Lamp - MBF1x50 (P09)",null,78.718338781227231,11869,934307.96299438598,null,11.598054525224796,0.33333333333333331,0,0,11.598054525224796,1.8504811250925242E-2,0,0,11.598054525224796,0.16666666666666666,11.598054525224796,4.590314436538903E-3,11.598054525224796,4.0032025620496396E-2,173.97081787837189,2.1598272138228944E-2,289.95136313061982,1.2221950623319483E-2,0,0,13917.665430269753,1.1123470522803115E-4,9858.3463464410743,2.4953586329427266E-4,0,0,0,0,17.840558095309721,null,11.598054525224796,0.33333333333333331,44.73588073769529,1.8504811250925242E-2,12.140010124316399,0.16666666666666666,0,1.8504811250925242E-2,6.7171822249892852,null,86.809277949647594,0.18909999999999996,1.5133333333333332,86.809277949647594,1.4200000000000001E-2,0,86.809277949647594,0.01,0,24.842326816554579,null,11.598054525224796,0.18909999999999996,12.140010124316399,1.4200000000000001E-2,0,0.01,2.3655802544853013,null,33.636766169238271,0.28617133333333328,9.6258782236724727,null,{"$f":"IF($D102=\"Connection\",VLOOKUP(C102,'Input - General'!$F$62:$N$79,9,FALSE),0)","v":0},null,0.1801212933606588,61.391525615011361,11.05792099515986,null,8.6527813038891108E-2,72.449446610171208,6.2688921710560175]
[null,{"$f":"'Input - Inventory'!B100","v":92},{"$f":"'Input - Inventory'!C100","v":"MBF1x500"},{"$f":"'Input - Inventory'!D100","v":"Lamp"},{"$f":"'Input - Inventory'!E100","v":"Traffic"},{"$f":"'Input - Inventory'!F100","v":"Major > 130w"},{"$f":"'Input - Inventory'!G100","v":"1"},null,"Lamp - MBF1x500",null,95.313797672098744,0,0,null,0,0,11.598054525224796,0.33333333333333331,0,0,11.598054525224796,4.9094211792429674E-3,11.598054525224796,0.16666666666666666,11.598054525224796,4.590314436538903E-3,11.598054525224796,4.0032025620496396E-2,173.97081787837189,2.1598272138228944E-2,289.95136313061982,1.2221950623319483E-2,0,0,13917.665430269753,1.1123470522803115E-4,9858.3463464410743,2.4953586329427266E-4,0,0,0,0,17.682878019966651,null,115.98054525224796,0.33333333333333331,44.73588073769529,4.9094211792429674E-3,12.140010124316399,0.16666666666666666,0,4.9094211792429674E-3,40.903144051834445,null,86.809277949647594,0.04,2.2699999999999996,86.809277949647594,1.4200000000000001E-2,0,86.809277949647594,0.01,0,7.8822824378280005,null,115.98054525224796,0.04,12.140010124316399,1.4200000000000001E-2,0,0.01,4.8116099538552115,null,33.636766169238271,9.0799999999999978E-2,3.0542183681668345,null,{"$f":"IF($D103=\"Connection\",VLOOKUP(C103,'Input - General'!$F$62:$N$79,9,FALSE),0)","v":0},null,0.1801212933606588,74.334132831651146,13.389160146480014,null,8.6527813038891108E-2,87.723292978131141,7.5905046939676009]
[null,{"$f":"'Input - Inventory'!B101","v":93},{"$f":"'Input - Inventory'!C101","v":"MBF1x700"},{"$f":"'Input - Inventory'!D101","v":"Lamp"},{"$f":"'Input - Inventory'!E101","v":"Traffic"},{"$f":"'Input - Inventory'!F101","v":"Major > 130w"},{"$f":"'Input - Inventory'!G101","v":"1"},null,"Lamp - MBF1x700",null,95.313797672098744,2,190.62759534419749,null,0,0,11.598054525224796,0.33333333333333331,0,0,11.598054525224796,4.9094211792429674E-3,11.598054525224796,0.16666666666666666,11.598054525224796,4.590314436538903E-3,11.598054525224796,4.0032025620496396E-2,173.97081787837189,2.1598272138228944E-2,289.95136313061982,1.2221950623319483E-2,0,0,13917.665430269753,1.1123470522803115E-4,9858.3463464410743,2.4953586329427266E-4,0,0,0,0,17.682878019966651,null,115.98054525224796,0.33333333333333331,44.73588073769529,4.9094211792429674E-3,12.140010124316399,0.16666666666666666,0,4.9094211792429674E-3,40.903144051834445,null,86.809277949647594,0.04,2.2699999999999996,86.809277949647594,1.4200000000000001E-2,0,86.809277949647594,0.01,0,7.8822824378280005,null,115.98054525224796,0.04,12.140010124316399,1.4200000000000001E-2,0,0.01,4.8116099538552115,null,33.636766169238271,9.0799999999999978E-2,3.0542183681668345,null,{"$f":"IF($D104=\"Connection\",VLOOKUP(C104,'Input - General'!$F$62:$N$79,9,FALSE),0)","v":0},null,0.1801212933606588,74.334132831651146,13.389160146480014,null,8.6527813038891108E-2,87.723292978131141,7.5905046939676009]
[null,{"$f":"'Input - Inventory'!B102","v":94},{"$f":"'Input - Inventory'!C102","v":"MBF1x80"},{"$f":"'Input - Inventory'!D102","v":"Lamp"},{"$f":"'Input - Inventory'!E102","v":"NonTraffic"},{"$f":"'Input - Inventory'!F102","v":"Minor < 130w"},{"$f":"'Input - Inventory'!G102","v":"1"},null,"Lamp - MBF1x80",null,52.251709487921218,1665,86999.096297388824,null,11.598054525224796,0.33333333333333331,0,0,11.598054525224796,1.8504811250925242E-2,0,0,11.598054525224796,0.16666666666666666,11.598054525224796,4.590314436538903E-3,11.598054525224796,4.0032025620496396E-2,173.97081787837189,2.1598272138228944E-2,289.95136313061982,1.2221950623319483E-2,0,0,13917.665430269753,1.1123470522803115E-4,9858.3463464410743,2.4953586329427266E-4,0,0,0,0,17.840558095309721,null,11.598054525224796,0.33333333333333331,44.73588073769529,1.8504811250925242E-2,12.140010124316399,0.16666666666666666,0,1.8504811250925242E-2,6.7171822249892852,null,86.809277949647594,8.2633333333333323E-2,1.5133333333333332,86.809277949647594,1.4200000000000001E-2,0,86.809277949647594,0.01,0,10.855654535208673,null,11.598054525224796,8.2633333333333323E-2,12.140010124316399,1.4200000000000001E-2,0,0.01,1.1307740493663685,null,33.636766169238271,0.12505177777777776,4.2063374081586575,null,{"$f":"IF($D105=\"Connection\",VLOOKUP(C105,'Input - General'!$F$62:$N$79,9,FALSE),0)","v":0},null,0.1801212933606588,40.750506313032702,7.3400339022051417,null,8.6527813038891108E-2,48.090540215237844,4.1611692726833747]
[null,{"$f":"'Input - Inventory'!B103","v":95},{"$f":"'Input - Inventory'!C103","v":"MBF1x80 (P09)"},{"$f":"'Input - Inventory'!D103","v":"Lamp"},{"$f":"'Input - Inventory'!E103","v":"NonTraffic"},{"$f":"'Input - Inventory'!F103","v":"Minor < 130w"},{"$f":"'Input - Inventory'!G103","v":1},null,"Lamp - MBF1x80 (P09)",null,52.251709487921218,77027.5,4024818.5525808516,null,11.598054525224796,0.33333333333333331,0,0,11.598054525224796,1.8504811250925242E-2,0,0,11.598054525224796,0.16666666666666666,11.598054525224796,4.590314436538903E-3,11.598054525224796,4.0032025620496396E-2,173.97081787837189,2.1598272138228944E-2,289.95136313061982,1.2221950623319483E-2,0,0,13917.665430269753,1.1123470522803115E-4,9858.3463464410743,2.4953586329427266E-4,0,0,0,0,17.840558095309721,null,11.598054525224796,0.33333333333333331,44.73588073769529,1.8504811250925242E-2,12.140010124316399,0.16666666666666666,0,1.8504811250925242E-2,6.7171822249892852,null,86.809277949647594,8.2633333333333323E-2,1.5133333333333332,86.809277949647594,1.4200000000000001E-2,0,86.809277949647594,0.01,0,10.855654535208673,null,11.598054525224796,8.2633333333333323E-2,12.140010124316399,1.4200000000000001E-2,0,0.01,1.1307740493663685,null,33.636766169238271,0.12505177777777776,4.2063374081586575,null,{"$f":"IF($D106=\"Connection\",VLOOKUP(C106,'Input - General'!$F$62:$N$79,9,FALSE),0)","v":0},null,0.1801212933606588,40.750506313032702,7.3400339022051417,null,8.6527813038891108E-2,48.090540215237844,4.1611692726833747]
[null,{"$f":"'Input - Inventory'!B104","v":96},{"$f":"'Input - Inventory'!C104","v":"MBF1x800"},{"$f":"'Input - Inventory'!D104","v":"Lamp"},{"$f":"'Input - Inventory'!E104","v":"Traffic"},{"$f":"'Input - Inventory'!F104","v":"Major > 130w"},{"$f":"'Input - Inventory'!G104","v":"1"},null,"Lamp - MBF1x800",null,95.313797672098744,0,0,null,0,0,11.598054525224796,0.33333333333333331,0,0,11.598054525224796,4.9094211792429674E-3,11.598054525224796,0.16666666666666666,11.598054525224796,4.590314436538903E-3,11.598054525224796,4.0032025620496396E-2,173.97081787837189,2.1598272138228944E-2,289.95136313061982,1.2221950623319483E-2,0,0,13917.665430269753,1.1123470522803115E-4,9858.3463464410743,2.4953586329427266E-4,0,0,0,0,17.682878019966651,null,115.98054525224796,0.33333333333333331,44.73588073769529,4.9094211792429674E-3,12.140010124316399,0.16666666666666666,0,4.9094211792429674E-3,40.903144051834445,null,86.809277949647594,0.04,2.2699999999999996,86.809277949647594,1.4200000000000001E-2,0,86.809277949647594,0.01,0,7.8822824378280005,null,115.98054525224796,0.04,12.140010124316399,1.4200000000000001E-2,0,0.01,4.8116099538552115,null,33.636766169238271,9.0799999999999978E-2,3.0542183681668345,null,{"$f":"IF($D107=\"Connection\",VLOOKUP(C107,'Input - General'!$F$62:$N$79,9,FALSE),0)","v":0},null,0.1801212933606588,74.334132831651146,13.389160146480014,null,8.6527813038891108E-2,87.723292978131141,7.5905046939676009]
[null,{"$f":"'Input - Inventory'!B105","v":97},{"$f":"'Input - Inventory'!C105","v":"MBF2x125"},{"$f":"'Input - Inventory'!D105","v":"Lamp"},{"$f":"'Input - Inventory'!E105","v":"Traffic"},{"$f":"'Input - Inventory'!F105","v":"Major > 130w"},{"$f":"'Input - Inventory'!G105","v":"2"},null,"Lamp - MBF2x125",null,128.13859020958921,0,0,null,0,0,11.598054525224796,0.33333333333333331,0,0,11.598054525224796,4.9094211792429674E-3,11.598054525224796,0.16666666666666666,11.598054525224796,4.590314436538903E-3,11.598054525224796,4.0032025620496396E-2,173.97081787837189,2.1598272138228944E-2,289.95136313061982,1.2221950623319483E-2,0,0,13917.665430269753,1.1123470522803115E-4,9858.3463464410743,2.4953586329427266E-4,0,0,0,0,17.682878019966651,null,23.196109050449593,0.33333333333333331,44.73588073769529,4.9094211792429674E-3,12.140010124316399,0.16666666666666666,0,4.9094211792429674E-3,9.9749986512349924,null,86.809277949647594,0.25298551000000002,2.2699999999999996,86.809277949647594,1.4200000000000001E-2,0,86.809277949647594,0.01,0,49.852581062449005,null,11.598054525224796,0.25298551000000002,12.140010124316399,1.4200000000000001E-2,0,0.01,3.1065278828370961,null,33.636766169238271,0.57427710769999996,19.316824788051363,null,{"$f":"IF($D108=\"Connection\",VLOOKUP(C108,'Input - General'!$F$62:$N$79,9,FALSE),0)","v":0},null,0.1801212933606588,99.933810404539116,18.000207180524445,null,8.6527813038891108E-2,117.93401758506354,10.204572624525674]
[null,{"$f":"'Input - Inventory'!B106","v":98},{"$f":"'Input - Inventory'!C106","v":"MBF2x125 (P09)"},{"$f":"'Input - Inventory'!D106","v":"Lamp"},{"$f":"'Input - Inventory'!E106","v":"Traffic"},{"$f":"'Input - Inventory'!F106","v":"Major > 130w"},{"$f":"'Input - Inventory'!G106","v":2},null,"Lamp - MBF2x125 (P09)",null,128.13859020958921,1,128.13859020958921,null,0,0,11.598054525224796,0.33333333333333331,0,0,11.598054525224796,4.9094211792429674E-3,11.598054525224796,0.16666666666666666,11.598054525224796,4.590314436538903E-3,11.598054525224796,4.0032025620496396E-2,173.97081787837189,2.1598272138228944E-2,289.95136313061982,1.2221950623319483E-2,0,0,13917.665430269753,1.1123470522803115E-4,9858.3463464410743,2.4953586329427266E-4,0,0,0,0,17.682878019966651,null,23.196109050449593,0.33333333333333331,44.73588073769529,4.9094211792429674E-3,12.140010124316399,0.16666666666666666,0,4.9094211792429674E-3,9.9749986512349924,null,86.809277949647594,0.25298551000000002,2.2699999999999996,86.809277949647594,1.4200000000000001E-2,0,86.809277949647594,0.01,0,49.852581062449005,null,11.598054525224796,0.25298551000000002,12.140010124316399,1.4200000000000001E-2,0,0.01,3.1065278828370961,null,33.636766169238271,0.57427710769999996,19.316824788051363,null,{"$f":"IF($D109=\"Connection\",VLOOKUP(C109,'Input - General'!$F$62:$N$79,9,FALSE),0)","v":0},null,0.1801212933606588,99.933810404539116,18.000207180524445,null,8.6527813038891108E-2,117.93401758506354,10.204572624525674]
[null,{"$f":"'Input - Inventory'!B107","v":99},{"$f":"'Input - Inventory'!C107","v":"MBF2x160"},{"$f":"'Input - Inventory'!D107","v":"Lamp"},{"$f":"'Input - Inventory'!E107","v":"Traffic"},{"$f":"'Input - Inventory'!F107","v":"Major > 130w"},{"$f":"'Input - Inventory'!G107","v":"2"},null,"Lamp - MBF2x160",null,50.302945595164985,0,0,null,0,0,11.598054525224796,0.33333333333333331,0,0,11.598054525224796,4.9094211792429674E-3,11.598054525224796,0.16666666666666666,11.598054525224796,4.590314436538903E-3,11.598054525224796,4.0032025620496396E-2,173.97081787837189,2.1598272138228944E-2,289.95136313061982,1.2221950623319483E-2,0,0,13917.665430269753,1.1123470522803115E-4,9858.3463464410743,2.4953586329427266E-4,0,0,0,0,17.682878019966651,null,23.196109050449593,0.33333333333333331,44.73588073769529,4.9094211792429674E-3,12.140010124316399,0.16666666666666666,0,4.9094211792429674E-3,9.9749986512349924,null,86.809277949647594,0.04,2.2699999999999996,86.809277949647594,1.4200000000000001E-2,0,86.809277949647594,0.01,0,7.8822824378280005,null,11.598054525224796,0.04,12.140010124316399,1.4200000000000001E-2,0,0.01,0.63631032477428473,null,33.636766169238271,9.0799999999999978E-2,3.0542183681668345,null,{"$f":"IF($D110=\"Connection\",VLOOKUP(C110,'Input - General'!$F$62:$N$79,9,FALSE),0)","v":0},null,0.1801212933606588,39.230687801970767,7.0662822263191947,null,8.6527813038891108E-2,46.296970028289962,4.0059755668750192]
[null,{"$f":"'Input - Inventory'!B108","v":100},{"$f":"'Input - Inventory'!C108","v":"MBF2x175"},{"$f":"'Input - Inventory'!D108","v":"Lamp"},{"$f":"'Input - Inventory'!E108","v":"Traffic"},{"$f":"'Input - Inventory'!F108","v":"Major > 130w"},{"$f":"'Input - Inventory'!G108","v":"2"},null,"Lamp - MBF2x175",null,50.302945595164985,0,0,null,0,0,11.598054525224796,0.33333333333333331,0,0,11.598054525224796,4.9094211792429674E-3,11.598054525224796,0.16666666666666666,11.598054525224796,4.590314436538903E-3,11.598054525224796,4.0032025620496396E-2,173.97081787837189,2.1598272138228944E-2,289.95136313061982,1.2221950623319483E-2,0,0,13917.665430269753,1.1123470522803115E-4,9858.3463464410743,2.4953586329427266E-4,0,0,0,0,17.682878019966651,null,23.196109050449593,0.33333333333333331,44.73588073769529,4.9094211792429674E-3,12.140010124316399,0.16666666666666666,0,4.9094211792429674E-3,9.9749986512349924,null,86.809277949647594,0.04,2.2699999999999996,86.809277949647594,1.4200000000000001E-2,0,86.809277949647594,0.01,0,7.8822824378280005,null,11.598054525224796,0.04,12.140010124316399,1.4200000000000001E-2,0,0.01,0.63631032477428473,null,33.636766169238271,9.0799999999999978E-2,3.0542183681668345,null,{"$f":"IF($D111=\"Connection\",VLOOKUP(C111,'Input - General'!$F$62:$N$79,9,FALSE),0)","v":0},null,0.1801212933606588,39.230687801970767,7.0662822263191947,null,8.6527813038891108E-2,46.296970028289962,4.0059755668750192]
[null,{"$f":"'Input - Inventory'!B109","v":101},{"$f":"'Input - Inventory'!C109","v":"MBF2x400"},{"$f":"'Input - Inventory'!D109","v":"Lamp"},{"$f":"'Input - Inventory'!E109","v":"Traffic"},{"$f":"'Input - Inventory'!F109","v":"Major > 130w"},{"$f":"'Input - Inventory'!G109","v":"2"},null,"Lamp - MBF2x400",null,117.01457861218738,0,0,null,0,0,11.598054525224796,0.33333333333333331,0,0,11.598054525224796,4.9094211792429674E-3,11.598054525224796,0.16666666666666666,11.598054525224796,4.590314436538903E-3,11.598054525224796,4.0032025620496396E-2,173.97081787837189,2.1598272138228944E-2,289.95136313061982,1.2221950623319483E-2,0,0,13917.665430269753,1.1123470522803115E-4,9858.3463464410743,2.4953586329427266E-4,0,0,0,0,17.682878019966651,null,23.196109050449593,0.33333333333333331,44.73588073769529,4.9094211792429674E-3,12.140010124316399,0.16666666666666666,0,4.9094211792429674E-3,9.9749986512349924,null,86.809277949647594,0.22254632888888881,2.2699999999999996,86.809277949647594,1.4200000000000001E-2,0,86.809277949647594,0.01,0,43.854325495099559,null,11.598054525224796,0.22254632888888881,12.140010124316399,1.4200000000000001E-2,0,0.01,2.7534926006072356,null,33.636766169238271,0.50518016657777753,16.992627136513541,null,{"$f":"IF($D112=\"Connection\",VLOOKUP(C112,'Input - General'!$F$62:$N$79,9,FALSE),0)","v":0},null,0.1801212933606588,91.258321903421987,16.437566971167705,null,8.6527813038891108E-2,107.69588887458968,9.3186897375976887]
[null,{"$f":"'Input - Inventory'!B110","v":102},{"$f":"'Input - Inventory'!C110","v":"MBF2x80"},{"$f":"'Input - Inventory'!D110","v":"Lamp"},{"$f":"'Input - Inventory'!E110","v":"NonTraffic"},{"$f":"'Input - Inventory'!F110","v":"Minor < 130w"},{"$f":"'Input - Inventory'!G110","v":"2"},null,"Lamp - MBF2x80",null,76.053290440370773,0,0,null,11.598054525224796,0.33333333333333331,0,0,11.598054525224796,1.8504811250925242E-2,0,0,11.598054525224796,0.16666666666666666,11.598054525224796,4.590314436538903E-3,11.598054525224796,4.0032025620496396E-2,173.97081787837189,2.1598272138228944E-2,289.95136313061982,1.2221950623319483E-2,0,0,13917.665430269753,1.1123470522803115E-4,9858.3463464410743,2.4953586329427266E-4,0,0,0,0,17.840558095309721,null,23.196109050449593,0.33333333333333331,44.73588073769529,1.8504811250925242E-2,12.140010124316399,0.16666666666666666,0,1.8504811250925242E-2,10.583200400064218,null,86.809277949647594,0.15843839888888889,1.5133333333333332,86.809277949647594,1.4200000000000001E-2,0,86.809277949647594,0.01,0,20.81427015065794,null,11.598054525224796,0.15843839888888889,12.140010124316399,1.4200000000000001E-2,0,0.01,2.0099653329679419,null,33.636766169238271,0.2397701103185185,8.0650911351564716,null,{"$f":"IF($D113=\"Connection\",VLOOKUP(C113,'Input - General'!$F$62:$N$79,9,FALSE),0)","v":0},null,0.1801212933606588,59.313085114156294,10.68354960397267,null,8.6527813038891108E-2,69.996634718128959,6.0566557222418167]
[null,{"$f":"'Input - Inventory'!B111","v":103},{"$f":"'Input - Inventory'!C111","v":"MBF3x160"},{"$f":"'Input - Inventory'!D111","v":"Lamp"},{"$f":"'Input - Inventory'!E111","v":"Traffic"},{"$f":"'Input - Inventory'!F111","v":"Major > 130w"},{"$f":"'Input - Inventory'!G111","v":"3"},null,"Lamp - MBF3x160",null,55.260087894386764,0,0,null,0,0,11.598054525224796,0.33333333333333331,0,0,11.598054525224796,4.9094211792429674E-3,11.598054525224796,0.16666666666666666,11.598054525224796,4.590314436538903E-3,11.598054525224796,4.0032025620496396E-2,173.97081787837189,2.1598272138228944E-2,289.95136313061982,1.2221950623319483E-2,0,0,13917.665430269753,1.1123470522803115E-4,9858.3463464410743,2.4953586329427266E-4,0,0,0,0,17.682878019966651,null,34.794163575674389,0.33333333333333331,44.73588073769529,4.9094211792429674E-3,12.140010124316399,0.16666666666666666,0,4.9094211792429674E-3,13.841016826309925,null,86.809277949647594,0.04,2.2699999999999996,86.809277949647594,1.4200000000000001E-2,0,86.809277949647594,0.01,0,7.8822824378280005,null,11.598054525224796,0.04,12.140010124316399,1.4200000000000001E-2,0,0.01,0.63631032477428473,null,33.636766169238271,9.0799999999999978E-2,3.0542183681668345,null,{"$f":"IF($D114=\"Connection\",VLOOKUP(C114,'Input - General'!$F$62:$N$79,9,FALSE),0)","v":0},null,0.1801212933606588,43.096705977045701,7.7626344201695066,null,8.6527813038891108E-2,50.859340397215206,4.400747497171559]
[null,{"$f":"'Input - Inventory'!B112","v":104},{"$f":"'Input - Inventory'!C112","v":"MBF3x250"},{"$f":"'Input - Inventory'!D112","v":"Lamp"},{"$f":"'Input - Inventory'!E112","v":"Traffic"},{"$f":"'Input - Inventory'!F112","v":"Major > 130w"},{"$f":"'Input - Inventory'!G112","v":"3"},null,"Lamp - MBF3x250",null,155.57373761478101,0,0,null,0,0,11.598054525224796,0.33333333333333331,0,0,11.598054525224796,4.9094211792429674E-3,11.598054525224796,0.16666666666666666,11.598054525224796,4.590314436538903E-3,11.598054525224796,4.0032025620496396E-2,173.97081787837189,2.1598272138228944E-2,289.95136313061982,1.2221950623319483E-2,0,0,13917.665430269753,1.1123470522803115E-4,9858.3463464410743,2.4953586329427266E-4,0,0,0,0,17.682878019966651,null,34.794163575674389,0.33333333333333331,44.73588073769529,4.9094211792429674E-3,12.140010124316399,0.16666666666666666,0,4.9094211792429674E-3,13.841016826309925,null,86.809277949647594,0.3144931830589629,2.2699999999999996,86.809277949647594,1.4200000000000001E-2,0,86.809277949647594,0.01,0,61.973102341057242,null,11.598054525224796,0.3144931830589629,12.140010124316399,1.4200000000000001E-2,0,0.01,3.8198972286946478,null,33.636766169238271,0.71389952554384561,24.013271409048478,null,{"$f":"IF($D115=\"Connection\",VLOOKUP(C115,'Input - General'!$F$62:$N$79,9,FALSE),0)","v":0},null,0.1801212933606588,121.33016582507693,21.854146392076061,null,8.6527813038891108E-2,143.18431221715298,12.389425397628024]
[null,{"$f":"'Input - Inventory'!B113","v":105},{"$f":"'Input - Inventory'!C113","v":"MBF3x400"},{"$f":"'Input - Inventory'!D113","v":"Lamp"},{"$f":"'Input - Inventory'!E113","v":"Traffic"},{"$f":"'Input - Inventory'!F113","v":"Major > 130w"},{"$f":"'Input - Inventory'!G113","v":"3"},null,"Lamp - MBF3x400",null,161.54895263521462,0,0,null,0,0,11.598054525224796,0.33333333333333331,0,0,11.598054525224796,4.9094211792429674E-3,11.598054525224796,0.16666666666666666,11.598054525224796,4.590314436538903E-3,11.598054525224796,4.0032025620496396E-2,173.97081787837189,2.1598272138228944E-2,289.95136313061982,1.2221950623319483E-2,0,0,13917.665430269753,1.1123470522803115E-4,9858.3463464410743,2.4953586329427266E-4,0,0,0,0,17.682878019966651,null,34.794163575674389,0.33333333333333331,44.73588073769529,4.9094211792429674E-3,12.140010124316399,0.16666666666666666,0,4.9094211792429674E-3,13.841016826309925,null,86.809277949647594,0.33084345837037032,2.2699999999999996,86.809277949647594,1.4200000000000001E-2,0,86.809277949647594,0.01,0,65.195039539576229,null,11.598054525224796,0.33084345837037032,12.140010124316399,1.4200000000000001E-2,0,0.01,4.0095286132587882,null,33.636766169238271,0.75101465050074045,25.261704188565609,null,{"$f":"IF($D116=\"Connection\",VLOOKUP(C116,'Input - General'!$F$62:$N$79,9,FALSE),0)","v":0},null,0.1801212933606588,125.99016718767722,22.693511864570056,null,8.6527813038891108E-2,148.68367905224727,12.865273582967342]
[null,{"$f":"'Input - Inventory'!B114","v":106},{"$f":"'Input - Inventory'!C114","v":"MBF3x80"},{"$f":"'Input - Inventory'!D114","v":"Lamp"},{"$f":"'Input - Inventory'!E114","v":"NonTraffic"},{"$f":"'Input - Inventory'!F114","v":"Minor < 130w"},{"$f":"'Input - Inventory'!G114","v":"3"},null,"Lamp - MBF3x80",null,98.297692612108634,0,0,null,11.598054525224796,0.33333333333333331,0,0,11.598054525224796,1.8504811250925242E-2,0,0,11.598054525224796,0.16666666666666666,11.598054525224796,4.590314436538903E-3,11.598054525224796,4.0032025620496396E-2,173.97081787837189,2.1598272138228944E-2,289.95136313061982,1.2221950623319483E-2,0,0,13917.665430269753,1.1123470522803115E-4,9858.3463464410743,2.4953586329427266E-4,0,0,0,0,17.840558095309721,null,34.794163575674389,0.33333333333333331,44.73588073769529,1.8504811250925242E-2,12.140010124316399,0.16666666666666666,0,1.8504811250925242E-2,14.449218575139149,null,86.809277949647594,0.22797943919403707,1.5133333333333332,86.809277949647594,1.4200000000000001E-2,0,86.809277949647594,0.01,0,29.94997216241725,null,11.598054525224796,0.22797943919403707,12.140010124316399,1.4200000000000001E-2,0,0.01,2.8165061101679059,null,33.636766169238271,0.34500888464697604,11.604983179180033,null,{"$f":"IF($D117=\"Connection\",VLOOKUP(C117,'Input - General'!$F$62:$N$79,9,FALSE),0)","v":0},null,0.1801212933606588,76.661238122214058,13.808321361202639,null,8.6527813038891108E-2,90.469559483416717,7.8281331286919196]
[null,{"$f":"'Input - Inventory'!B115","v":107},{"$f":"'Input - Inventory'!C115","v":"MBF4x1000"},{"$f":"'Input - Inventory'!D115","v":"Lamp"},{"$f":"'Input - Inventory'!E115","v":"Traffic"},{"$f":"'Input - Inventory'!F115","v":"Major > 130w"},{"$f":"'Input - Inventory'!G115","v":"4"},null,"Lamp - MBF4x1000",null,365.6594209231136,0,0,null,0,0,11.598054525224796,0.33333333333333331,0,0,11.598054525224796,4.9094211792429674E-3,11.598054525224796,0.16666666666666666,11.598054525224796,4.590314436538903E-3,11.598054525224796,4.0032025620496396E-2,173.97081787837189,2.1598272138228944E-2,289.95136313061982,1.2221950623319483E-2,0,0,13917.665430269753,1.1123470522803115E-4,9858.3463464410743,2.4953586329427266E-4,0,0,0,0,17.682878019966651,null,463.92218100899186,0.33333333333333331,44.73588073769529,4.9094211792429674E-3,12.140010124316399,0.16666666666666666,0,4.9094211792429674E-3,156.8836893040824,null,86.809277949647594,0.28360703999999992,2.2699999999999996,86.809277949647594,1.4200000000000001E-2,0,86.809277949647594,0.01,0,55.886769765909563,null,115.98054525224796,0.28360703999999992,12.140010124316399,1.4200000000000001E-2,0,0.01,33.065287280341387,null,33.636766169238271,0.64378798079999966,21.654945772735648,null,{"$f":"IF($D118=\"Connection\",VLOOKUP(C118,'Input - General'!$F$62:$N$79,9,FALSE),0)","v":0},null,0.1801212933606588,285.17357014303565,51.365832286440131,null,8.6527813038891108E-2,336.53940242947579,29.120018493637815]
[null,{"$f":"'Input - Inventory'!B116","v":108},{"$f":"'Input - Inventory'!C116","v":"MBF4x80"},{"$f":"'Input - Inventory'!D116","v":"Lamp"},{"$f":"'Input - Inventory'!E116","v":"NonTraffic"},{"$f":"'Input - Inventory'!F116","v":"Minor < 130w"},{"$f":"'Input - Inventory'!G116","v":"4"},null,"Lamp - MBF4x80",null,119.11359087638087,0,0,null,11.598054525224796,0.33333333333333331,0,0,11.598054525224796,1.8504811250925242E-2,0,0,11.598054525224796,0.16666666666666666,11.598054525224796,4.590314436538903E-3,11.598054525224796,4.0032025620496396E-2,173.97081787837189,2.1598272138228944E-2,289.95136313061982,1.2221950623319483E-2,0,0,13917.665430269753,1.1123470522803115E-4,9858.3463464410743,2.4953586329427266E-4,0,0,0,0,17.840558095309721,null,46.392218100899186,0.33333333333333331,44.73588073769529,1.8504811250925242E-2,12.140010124316399,0.16666666666666666,0,1.8504811250925242E-2,18.315236750214083,null,86.809277949647594,0.2917740715353031,1.5133333333333332,86.809277949647594,1.4200000000000001E-2,0,86.809277949647594,0.01,0,38.330760664604846,null,11.598054525224796,0.2917740715353031,12.140010124316399,1.4200000000000001E-2,0,0.01,3.5563997344785783,null,33.636766169238271,0.44155142825675864,14.852362143965779,null,{"$f":"IF($D119=\"Connection\",VLOOKUP(C119,'Input - General'!$F$62:$N$79,9,FALSE),0)","v":0},null,0.1801212933606588,92.895317388573005,16.732424715178666,null,8.6527813038891108E-2,109.62774210375167,9.4858487726291951]
[null,{"$f":"'Input - Inventory'!B117","v":109},{"$f":"'Input - Inventory'!C117","v":"MBF6x125"},{"$f":"'Input - Inventory'!D117","v":"Lamp"},{"$f":"'Input - Inventory'!E117","v":"Traffic"},{"$f":"'Input - Inventory'!F117","v":"Major > 130w"},{"$f":"'Input - Inventory'!G117","v":"6"},null,"Lamp - MBF6x125",null,268.62336088077586,0,0,null,0,0,11.598054525224796,0.33333333333333331,0,0,11.598054525224796,4.9094211792429674E-3,11.598054525224796,0.16666666666666666,11.598054525224796,4.590314436538903E-3,11.598054525224796,4.0032025620496396E-2,173.97081787837189,2.1598272138228944E-2,289.95136313061982,1.2221950623319483E-2,0,0,13917.665430269753,1.1123470522803115E-4,9858.3463464410743,2.4953586329427266E-4,0,0,0,0,17.682878019966651,null,69.588327151348778,0.33333333333333331,44.73588073769529,4.9094211792429674E-3,12.140010124316399,0.16666666666666666,0,4.9094211792429674E-3,25.439071351534722,null,86.809277949647594,0.58314301987824635,2.2699999999999996,86.809277949647594,1.4200000000000001E-2,0,86.809277949647594,0.01,0,114.91244960820714,null,11.598054525224796,0.58314301987824635,12.140010124316399,1.4200000000000001E-2,0,0.01,6.9357126843174415,null,33.636766169238271,1.3237346551236189,44.526153064510432,null,{"$f":"IF($D120=\"Connection\",VLOOKUP(C120,'Input - General'!$F$62:$N$79,9,FALSE),0)","v":0},null,0.1801212933606588,209.4962647285364,37.734738157130941,null,8.6527813038891108E-2,247.23100288566732,21.392357995108569]
[null,{"$f":"'Input - Inventory'!B118","v":110},{"$f":"'Input - Inventory'!C118","v":"MBF6x160"},{"$f":"'Input - Inventory'!D118","v":"Lamp"},{"$f":"'Input - Inventory'!E118","v":"Traffic"},{"$f":"'Input - Inventory'!F118","v":"Major > 130w"},{"$f":"'Input - Inventory'!G118","v":"6"},null,"Lamp - MBF6x160",null,70.131514792052116,0,0,null,0,0,11.598054525224796,0.33333333333333331,0,0,11.598054525224796,4.9094211792429674E-3,11.598054525224796,0.16666666666666666,11.598054525224796,4.590314436538903E-3,11.598054525224796,4.0032025620496396E-2,173.97081787837189,2.1598272138228944E-2,289.95136313061982,1.2221950623319483E-2,0,0,13917.665430269753,1.1123470522803115E-4,9858.3463464410743,2.4953586329427266E-4,0,0,0,0,17.682878019966651,null,69.588327151348778,0.33333333333333331,44.73588073769529,4.9094211792429674E-3,12.140010124316399,0.16666666666666666,0,4.9094211792429674E-3,25.439071351534722,null,86.809277949647594,0.04,2.2699999999999996,86.809277949647594,1.4200000000000001E-2,0,86.809277949647594,0.01,0,7.8822824378280005,null,11.598054525224796,0.04,12.140010124316399,1.4200000000000001E-2,0,0.01,0.63631032477428473,null,33.636766169238271,9.0799999999999978E-2,3.0542183681668345,null,{"$f":"IF($D121=\"Connection\",VLOOKUP(C121,'Input - General'!$F$62:$N$79,9,FALSE),0)","v":0},null,0.1801212933606588,54.694760502270498,9.8516910017204378,null,8.6527813038891108E-2,64.546451503990937,5.5850632880611792]
[null,{"$f":"'Input - Inventory'!B119","v":111},{"$f":"'Input - Inventory'!C119","v":"MBF9x160"},{"$f":"'Input - Inventory'!D119","v":"Lamp"},{"$f":"'Input - Inventory'!E119","v":"Traffic"},{"$f":"'Input - Inventory'!F119","v":"Major > 130w"},{"$f":"'Input - Inventory'!G119","v":"9"},null,"Lamp - MBF9x160",null,85.002941689717474,0,0,null,0,0,11.598054525224796,0.33333333333333331,0,0,11.598054525224796,4.9094211792429674E-3,11.598054525224796,0.16666666666666666,11.598054525224796,4.590314436538903E-3,11.598054525224796,4.0032025620496396E-2,173.97081787837189,2.1598272138228944E-2,289.95136313061982,1.2221950623319483E-2,0,0,13917.665430269753,1.1123470522803115E-4,9858.3463464410743,2.4953586329427266E-4,0,0,0,0,17.682878019966651,null,104.38249072702317,0.33333333333333331,44.73588073769529,4.9094211792429674E-3,12.140010124316399,0.16666666666666666,0,4.9094211792429674E-3,37.037125876759518,null,86.809277949647594,0.04,2.2699999999999996,86.809277949647594,1.4200000000000001E-2,0,86.809277949647594,0.01,0,7.8822824378280005,null,11.598054525224796,0.04,12.140010124316399,1.4200000000000001E-2,0,0.01,0.63631032477428473,null,33.636766169238271,9.0799999999999978E-2,3.0542183681668345,null,{"$f":"IF($D122=\"Connection\",VLOOKUP(C122,'Input - General'!$F$62:$N$79,9,FALSE),0)","v":0},null,0.1801212933606588,66.292815027495294,11.940747583271369,null,8.6527813038891108E-2,78.233562610766668,6.7693790789508004]
[null,{"$f":"'Input - Inventory'!B120","v":112},{"$f":"'Input - Inventory'!C120","v":"MBI1x100"},{"$f":"'Input - Inventory'!D120","v":"Lamp"},{"$f":"'Input - Inventory'!E120","v":"Traffic"},{"$f":"'Input - Inventory'!F120","v":"Minor < 130w"},{"$f":"'Input - Inventory'!G120","v":"1"},null,"Lamp - MBI1x100",null,57.431842226788646,1,57.431842226788646,null,11.598054525224796,0.33333333333333331,0,0,11.598054525224796,1.8504811250925242E-2,0,0,11.598054525224796,0.16666666666666666,11.598054525224796,4.590314436538903E-3,11.598054525224796,4.0032025620496396E-2,173.97081787837189,2.1598272138228944E-2,289.95136313061982,1.2221950623319483E-2,0,0,13917.665430269753,1.1123470522803115E-4,9858.3463464410743,2.4953586329427266E-4,0,0,0,0,17.840558095309721,null,34.794163575674382,0.33333333333333331,44.73588073769529,1.8504811250925242E-2,12.140010124316399,0.16666666666666666,0,0,14.449218575139145,null,86.809277949647594,0.04,2.2699999999999996,86.809277949647594,1.4200000000000001E-2,0,86.809277949647594,0.01,0,7.8822824378280005,null,34.794163575674382,0.04,12.140010124316399,1.4200000000000001E-2,0,0.01,1.5641546867922682,null,33.636766169238271,9.0799999999999978E-2,3.0542183681668345,null,{"$f":"IF($D123=\"Connection\",VLOOKUP(C123,'Input - General'!$F$62:$N$79,9,FALSE),0)","v":0},null,0.1801212933606588,44.79043216323597,8.0677105714249127,null,8.6527813038891108E-2,52.858142734660888,4.5736994921277576]
[null,{"$f":"'Input - Inventory'!B121","v":113},{"$f":"'Input - Inventory'!C121","v":"MBI1x100 (P09)"},{"$f":"'Input - Inventory'!D121","v":"Lamp"},{"$f":"'Input - Inventory'!E121","v":"Traffic"},{"$f":"'Input - Inventory'!F121","v":"Minor < 130w"},{"$f":"'Input - Inventory'!G121","v":1},null,"Lamp - MBI1x100 (P09)",null,57.431842226788646,34,1952.6826357108139,null,11.598054525224796,0.33333333333333331,0,0,11.598054525224796,1.8504811250925242E-2,0,0,11.598054525224796,0.16666666666666666,11.598054525224796,4.590314436538903E-3,11.598054525224796,4.0032025620496396E-2,173.97081787837189,2.1598272138228944E-2,289.95136313061982,1.2221950623319483E-2,0,0,13917.665430269753,1.1123470522803115E-4,9858.3463464410743,2.4953586329427266E-4,0,0,0,0,17.840558095309721,null,34.794163575674382,0.33333333333333331,44.73588073769529,1.8504811250925242E-2,12.140010124316399,0.16666666666666666,0,0,14.449218575139145,null,86.809277949647594,0.04,2.2699999999999996,86.809277949647594,1.4200000000000001E-2,0,86.809277949647594,0.01,0,7.8822824378280005,null,34.794163575674382,0.04,12.140010124316399,1.4200000000000001E-2,0,0.01,1.5641546867922682,null,33.636766169238271,9.0799999999999978E-2,3.0542183681668345,null,{"$f":"IF($D124=\"Connection\",VLOOKUP(C124,'Input - General'!$F$62:$N$79,9,FALSE),0)","v":0},null,0.1801212933606588,44.79043216323597,8.0677105714249127,null,8.6527813038891108E-2,52.858142734660888,4.5736994921277576]
[null,{"$f":"'Input - Inventory'!B122","v":114},{"$f":"'Input - Inventory'!C122","v":"MBI1x1000"},{"$f":"'Input - Inventory'!D122","v":"Lamp"},{"$f":"'Input - Inventory'!E122","v":"Traffic"},{"$f":"'Input - Inventory'!F122","v":"Major > 130w"},{"$f":"'Input - Inventory'!G122","v":"1"},null,"Lamp - MBI1x1000",null,95.313797672098744,1,95.313797672098744,null,0,0,11.598054525224796,0.33333333333333331,0,0,11.598054525224796,4.9094211792429674E-3,11.598054525224796,0.16666666666666666,11.598054525224796,4.590314436538903E-3,11.598054525224796,4.0032025620496396E-2,173.97081787837189,2.1598272138228944E-2,289.95136313061982,1.2221950623319483E-2,0,0,13917.665430269753,1.1123470522803115E-4,9858.3463464410743,2.4953586329427266E-4,0,0,0,0,17.682878019966651,null,115.98054525224796,0.33333333333333331,44.73588073769529,4.9094211792429674E-3,12.140010124316399,0.16666666666666666,0,4.9094211792429674E-3,40.903144051834445,null,86.809277949647594,0.04,2.2699999999999996,86.809277949647594,1.4200000000000001E-2,0,86.809277949647594,0.01,0,7.8822824378280005,null,115.98054525224796,0.04,12.140010124316399,1.4200000000000001E-2,0,0.01,4.8116099538552115,null,33.636766169238271,9.0799999999999978E-2,3.0542183681668345,null,{"$f":"IF($D125=\"Connection\",VLOOKUP(C125,'Input - General'!$F$62:$N$79,9,FALSE),0)","v":0},null,0.1801212933606588,74.334132831651146,13.389160146480014,null,8.6527813038891108E-2,87.723292978131141,7.5905046939676009]
[null,{"$f":"'Input - Inventory'!B123","v":115},{"$f":"'Input - Inventory'!C123","v":"MBI1x1000 (P09)"},{"$f":"'Input - Inventory'!D123","v":"Lamp"},{"$f":"'Input - Inventory'!E123","v":"Traffic"},{"$f":"'Input - Inventory'!F123","v":"Major > 130w"},{"$f":"'Input - Inventory'!G123","v":1},null,"Lamp - MBI1x1000 (P09)",null,95.313797672098744,10,953.13797672098747,null,0,0,11.598054525224796,0.33333333333333331,0,0,11.598054525224796,4.9094211792429674E-3,11.598054525224796,0.16666666666666666,11.598054525224796,4.590314436538903E-3,11.598054525224796,4.0032025620496396E-2,173.97081787837189,2.1598272138228944E-2,289.95136313061982,1.2221950623319483E-2,0,0,13917.665430269753,1.1123470522803115E-4,9858.3463464410743,2.4953586329427266E-4,0,0,0,0,17.682878019966651,null,115.98054525224796,0.33333333333333331,44.73588073769529,4.9094211792429674E-3,12.140010124316399,0.16666666666666666,0,4.9094211792429674E-3,40.903144051834445,null,86.809277949647594,0.04,2.2699999999999996,86.809277949647594,1.4200000000000001E-2,0,86.809277949647594,0.01,0,7.8822824378280005,null,115.98054525224796,0.04,12.140010124316399,1.4200000000000001E-2,0,0.01,4.8116099538552115,null,33.636766169238271,9.0799999999999978E-2,3.0542183681668345,null,{"$f":"IF($D126=\"Connection\",VLOOKUP(C126,'Input - General'!$F$62:$N$79,9,FALSE),0)","v":0},null,0.1801212933606588,74.334132831651146,13.389160146480014,null,8.6527813038891108E-2,87.723292978131141,7.5905046939676009]
[null,{"$f":"'Input - Inventory'!B124","v":116},{"$f":"'Input - Inventory'!C124","v":"MBI1x150"},{"$f":"'Input - Inventory'!D124","v":"Lamp"},{"$f":"'Input - Inventory'!E124","v":"Traffic"},{"$f":"'Input - Inventory'!F124","v":"Major > 130w"},{"$f":"'Input - Inventory'!G124","v":"1"},null,"Lamp - MBI1x150",null,95.313797672098744,5,476.56898836049373,null,0,0,11.598054525224796,0.33333333333333331,0,0,11.598054525224796,4.9094211792429674E-3,11.598054525224796,0.16666666666666666,11.598054525224796,4.590314436538903E-3,11.598054525224796,4.0032025620496396E-2,173.97081787837189,2.1598272138228944E-2,289.95136313061982,1.2221950623319483E-2,0,0,13917.665430269753,1.1123470522803115E-4,9858.3463464410743,2.4953586329427266E-4,0,0,0,0,17.682878019966651,null,115.98054525224796,0.33333333333333331,44.73588073769529,4.9094211792429674E-3,12.140010124316399,0.16666666666666666,0,4.9094211792429674E-3,40.903144051834445,null,86.809277949647594,0.04,2.2699999999999996,86.809277949647594,1.4200000000000001E-2,0,86.809277949647594,0.01,0,7.8822824378280005,null,115.98054525224796,0.04,12.140010124316399,1.4200000000000001E-2,0,0.01,4.8116099538552115,null,33.636766169238271,9.0799999999999978E-2,3.0542183681668345,null,{"$f":"IF($D127=\"Connection\",VLOOKUP(C127,'Input - General'!$F$62:$N$79,9,FALSE),0)","v":0},null,0.1801212933606588,74.334132831651146,13.389160146480014,null,8.6527813038891108E-2,87.723292978131141,7.5905046939676009]
[null,{"$f":"'Input - Inventory'!B125","v":117},{"$f":"'Input - Inventory'!C125","v":"MBI1x150 (P09)"},{"$f":"'Input - Inventory'!D125","v":"Lamp"},{"$f":"'Input - Inventory'!E125","v":"Traffic"},{"$f":"'Input - Inventory'!F125","v":"Major > 130w"},{"$f":"'Input - Inventory'!G125","v":1},null,"Lamp - MBI1x150 (P09)",null,95.313797672098744,69,6576.6520393748133,null,0,0,11.598054525224796,0.33333333333333331,0,0,11.598054525224796,4.9094211792429674E-3,11.598054525224796,0.16666666666666666,11.598054525224796,4.590314436538903E-3,11.598054525224796,4.0032025620496396E-2,173.97081787837189,2.1598272138228944E-2,289.95136313061982,1.2221950623319483E-2,0,0,13917.665430269753,1.1123470522803115E-4,9858.3463464410743,2.4953586329427266E-4,0,0,0,0,17.682878019966651,null,115.98054525224796,0.33333333333333331,44.73588073769529,4.9094211792429674E-3,12.140010124316399,0.16666666666666666,0,4.9094211792429674E-3,40.903144051834445,null,86.809277949647594,0.04,2.2699999999999996,86.809277949647594,1.4200000000000001E-2,0,86.809277949647594,0.01,0,7.8822824378280005,null,115.98054525224796,0.04,12.140010124316399,1.4200000000000001E-2,0,0.01,4.8116099538552115,null,33.636766169238271,9.0799999999999978E-2,3.0542183681668345,null,{"$f":"IF($D128=\"Connection\",VLOOKUP(C128,'Input - General'!$F$62:$N$79,9,FALSE),0)","v":0},null,0.1801212933606588,74.334132831651146,13.389160146480014,null,8.6527813038891108E-2,87.723292978131141,7.5905046939676009]
[null,{"$f":"'Input - Inventory'!B126","v":118},{"$f":"'Input - Inventory'!C126","v":"MBI1x1500"},{"$f":"'Input - Inventory'!D126","v":"Lamp"},{"$f":"'Input - Inventory'!E126","v":"Traffic"},{"$f":"'Input - Inventory'!F126","v":"Major > 130w"},{"$f":"'Input - Inventory'!G126","v":"1"},null,"Lamp - MBI1x1500",null,95.313797672098744,0,0,null,0,0,11.598054525224796,0.33333333333333331,0,0,11.598054525224796,4.9094211792429674E-3,11.598054525224796,0.16666666666666666,11.598054525224796,4.590314436538903E-3,11.598054525224796,4.0032025620496396E-2,173.97081787837189,2.1598272138228944E-2,289.95136313061982,1.2221950623319483E-2,0,0,13917.665430269753,1.1123470522803115E-4,9858.3463464410743,2.4953586329427266E-4,0,0,0,0,17.682878019966651,null,115.98054525224796,0.33333333333333331,44.73588073769529,4.9094211792429674E-3,12.140010124316399,0.16666666666666666,0,4.9094211792429674E-3,40.903144051834445,null,86.809277949647594,0.04,2.2699999999999996,86.809277949647594,1.4200000000000001E-2,0,86.809277949647594,0.01,0,7.8822824378280005,null,115.98054525224796,0.04,12.140010124316399,1.4200000000000001E-2,0,0.01,4.8116099538552115,null,33.636766169238271,9.0799999999999978E-2,3.0542183681668345,null,{"$f":"IF($D129=\"Connection\",VLOOKUP(C129,'Input - General'!$F$62:$N$79,9,FALSE),0)","v":0},null,0.1801212933606588,74.334132831651146,13.389160146480014,null,8.6527813038891108E-2,87.723292978131141,7.5905046939676009]
[null,{"$f":"'Input - Inventory'!B127","v":119},{"$f":"'Input - Inventory'!C127","v":"MBI1x250"},{"$f":"'Input - Inventory'!D127","v":"Lamp"},{"$f":"'Input - Inventory'!E127","v":"Traffic"},{"$f":"'Input - Inventory'!F127","v":"Major > 130w"},{"$f":"'Input - Inventory'!G127","v":"1"},null,"Lamp - MBI1x250",null,56.449802046199991,2,112.89960409239998,null,0,0,11.598054525224796,0.33333333333333331,0,0,11.598054525224796,4.9094211792429674E-3,11.598054525224796,0.16666666666666666,11.598054525224796,4.590314436538903E-3,11.598054525224796,4.0032025620496396E-2,173.97081787837189,2.1598272138228944E-2,289.95136313061982,1.2221950623319483E-2,0,0,13917.665430269753,1.1123470522803115E-4,9858.3463464410743,2.4953586329427266E-4,0,0,0,0,17.682878019966651,null,34.794163575674382,0.33333333333333331,44.73588073769529,4.9094211792429674E-3,12.140010124316399,0.16666666666666666,0,4.9094211792429674E-3,13.841016826309922,null,86.809277949647594,0.04,2.2699999999999996,86.809277949647594,1.4200000000000001E-2,0,86.809277949647594,0.01,0,7.8822824378280005,null,34.794163575674382,0.04,12.140010124316399,1.4200000000000001E-2,0,0.01,1.5641546867922682,null,33.636766169238271,9.0799999999999978E-2,3.0542183681668345,null,{"$f":"IF($D130=\"Connection\",VLOOKUP(C130,'Input - General'!$F$62:$N$79,9,FALSE),0)","v":0},null,0.1801212933606588,44.02455033906368,7.9297589466935801,null,8.6527813038891108E-2,51.954309285757262,4.4954927604427288]
[null,{"$f":"'Input - Inventory'!B128","v":120},{"$f":"'Input - Inventory'!C128","v":"MBI1x250 (P09)"},{"$f":"'Input - Inventory'!D128","v":"Lamp"},{"$f":"'Input - Inventory'!E128","v":"Traffic"},{"$f":"'Input - Inventory'!F128","v":"Major > 130w"},{"$f":"'Input - Inventory'!G128","v":1},null,"Lamp - MBI1x250 (P09)",null,56.449802046199991,61,3443.4379248181995,null,0,0,11.598054525224796,0.33333333333333331,0,0,11.598054525224796,4.9094211792429674E-3,11.598054525224796,0.16666666666666666,11.598054525224796,4.590314436538903E-3,11.598054525224796,4.0032025620496396E-2,173.97081787837189,2.1598272138228944E-2,289.95136313061982,1.2221950623319483E-2,0,0,13917.665430269753,1.1123470522803115E-4,9858.3463464410743,2.4953586329427266E-4,0,0,0,0,17.682878019966651,null,34.794163575674382,0.33333333333333331,44.73588073769529,4.9094211792429674E-3,12.140010124316399,0.16666666666666666,0,4.9094211792429674E-3,13.841016826309922,null,86.809277949647594,0.04,2.2699999999999996,86.809277949647594,1.4200000000000001E-2,0,86.809277949647594,0.01,0,7.8822824378280005,null,34.794163575674382,0.04,12.140010124316399,1.4200000000000001E-2,0,0.01,1.5641546867922682,null,33.636766169238271,9.0799999999999978E-2,3.0542183681668345,null,{"$f":"IF($D131=\"Connection\",VLOOKUP(C131,'Input - General'!$F$62:$N$79,9,FALSE),0)","v":0},null,0.1801212933606588,44.02455033906368,7.9297589466935801,null,8.6527813038891108E-2,51.954309285757262,4.4954927604427288]
[null,{"$f":"'Input - Inventory'!B129","v":121},{"$f":"'Input - Inventory'!C129","v":"MBI1x3745"},{"$f":"'Input - Inventory'!D129","v":"Lamp"},{"$f":"'Input - Inventory'!E129","v":"Traffic"},{"$f":"'Input - Inventory'!F129","v":"Major > 130w"},{"$f":"'Input - Inventory'!G129","v":"1"},null,"Lamp - MBI1x3745",null,39.793803920814803,0,0,null,0,0,11.598054525224796,0.33333333333333331,0,0,11.598054525224796,4.9094211792429674E-3,11.598054525224796,0.16666666666666666,11.598054525224796,4.590314436538903E-3,11.598054525224796,4.0032025620496396E-2,173.97081787837189,2.1598272138228944E-2,289.95136313061982,1.2221950623319483E-2,0,0,13917.665430269753,1.1123470522803115E-4,9858.3463464410743,2.4953586329427266E-4,0,0,0,0,17.682878019966651,null,0,0.33333333333333331,44.73588073769529,4.9094211792429674E-3,12.140010124316399,0.16666666666666666,0,4.9094211792429674E-3,2.2429623010851287,null,86.809277949647594,0.04,2.2699999999999996,86.809277949647594,1.4200000000000001E-2,0,86.809277949647594,0.01,0,7.8822824378280005,null,0,0.04,12.140010124316399,1.4200000000000001E-2,0,0.01,0.17238814376529288,null,33.636766169238271,9.0799999999999978E-2,3.0542183681668345,null,{"$f":"IF($D132=\"Connection\",VLOOKUP(C132,'Input - General'!$F$62:$N$79,9,FALSE),0)","v":0},null,0.1801212933606588,31.034729270811908,5.5900155753565359,null,8.6527813038891108E-2,36.624744846168447,3.1690590746463538]
[null,{"$f":"'Input - Inventory'!B130","v":122},{"$f":"'Input - Inventory'!C130","v":"MBI1x400"},{"$f":"'Input - Inventory'!D130","v":"Lamp"},{"$f":"'Input - Inventory'!E130","v":"Traffic"},{"$f":"'Input - Inventory'!F130","v":"Major > 130w"},{"$f":"'Input - Inventory'!G130","v":"1"},null,"Lamp - MBI1x400",null,56.449802046199991,13,733.84742660059987,null,0,0,11.598054525224796,0.33333333333333331,0,0,11.598054525224796,4.9094211792429674E-3,11.598054525224796,0.16666666666666666,11.598054525224796,4.590314436538903E-3,11.598054525224796,4.0032025620496396E-2,173.97081787837189,2.1598272138228944E-2,289.95136313061982,1.2221950623319483E-2,0,0,13917.665430269753,1.1123470522803115E-4,9858.3463464410743,2.4953586329427266E-4,0,0,0,0,17.682878019966651,null,34.794163575674382,0.33333333333333331,44.73588073769529,4.9094211792429674E-3,12.140010124316399,0.16666666666666666,0,4.9094211792429674E-3,13.841016826309922,null,86.809277949647594,0.04,2.2699999999999996,86.809277949647594,1.4200000000000001E-2,0,86.809277949647594,0.01,0,7.8822824378280005,null,34.794163575674382,0.04,12.140010124316399,1.4200000000000001E-2,0,0.01,1.5641546867922682,null,33.636766169238271,9.0799999999999978E-2,3.0542183681668345,null,{"$f":"IF($D133=\"Connection\",VLOOKUP(C133,'Input - General'!$F$62:$N$79,9,FALSE),0)","v":0},null,0.1801212933606588,44.02455033906368,7.9297589466935801,null,8.6527813038891108E-2,51.954309285757262,4.4954927604427288]
[null,{"$f":"'Input - Inventory'!B131","v":123},{"$f":"'Input - Inventory'!C131","v":"MBI1x400 (P09)"},{"$f":"'Input - Inventory'!D131","v":"Lamp"},{"$f":"'Input - Inventory'!E131","v":"Traffic"},{"$f":"'Input - Inventory'!F131","v":"Major > 130w"},{"$f":"'Input - Inventory'!G131","v":1},null,"Lamp - MBI1x400 (P09)",null,56.449802046199991,109,6153.0284230357993,null,0,0,11.598054525224796,0.33333333333333331,0,0,11.598054525224796,4.9094211792429674E-3,11.598054525224796,0.16666666666666666,11.598054525224796,4.590314436538903E-3,11.598054525224796,4.0032025620496396E-2,173.97081787837189,2.1598272138228944E-2,289.95136313061982,1.2221950623319483E-2,0,0,13917.665430269753,1.1123470522803115E-4,9858.3463464410743,2.4953586329427266E-4,0,0,0,0,17.682878019966651,null,34.794163575674382,0.33333333333333331,44.73588073769529,4.9094211792429674E-3,12.140010124316399,0.16666666666666666,0,4.9094211792429674E-3,13.841016826309922,null,86.809277949647594,0.04,2.2699999999999996,86.809277949647594,1.4200000000000001E-2,0,86.809277949647594,0.01,0,7.8822824378280005,null,34.794163575674382,0.04,12.140010124316399,1.4200000000000001E-2,0,0.01,1.5641546867922682,null,33.636766169238271,9.0799999999999978E-2,3.0542183681668345,null,{"$f":"IF($D134=\"Connection\",VLOOKUP(C134,'Input - General'!$F$62:$N$79,9,FALSE),0)","v":0},null,0.1801212933606588,44.02455033906368,7.9297589466935801,null,8.6527813038891108E-2,51.954309285757262,4.4954927604427288]
[null,{"$f":"'Input - Inventory'!B132","v":124},{"$f":"'Input - Inventory'!C132","v":"MBI1x500"},{"$f":"'Input - Inventory'!D132","v":"Lamp"},{"$f":"'Input - Inventory'!E132","v":"Traffic"},{"$f":"'Input - Inventory'!F132","v":"Major > 130w"},{"$f":"'Input - Inventory'!G132","v":"1"},null,"Lamp - MBI1x500",null,95.313797672098744,0,0,null,0,0,11.598054525224796,0.33333333333333331,0,0,11.598054525224796,4.9094211792429674E-3,11.598054525224796,0.16666666666666666,11.598054525224796,4.590314436538903E-3,11.598054525224796,4.0032025620496396E-2,173.97081787837189,2.1598272138228944E-2,289.95136313061982,1.2221950623319483E-2,0,0,13917.665430269753,1.1123470522803115E-4,9858.3463464410743,2.4953586329427266E-4,0,0,0,0,17.682878019966651,null,115.98054525224796,0.33333333333333331,44.73588073769529,4.9094211792429674E-3,12.140010124316399,0.16666666666666666,0,4.9094211792429674E-3,40.903144051834445,null,86.809277949647594,0.04,2.2699999999999996,86.809277949647594,1.4200000000000001E-2,0,86.809277949647594,0.01,0,7.8822824378280005,null,115.98054525224796,0.04,12.140010124316399,1.4200000000000001E-2,0,0.01,4.8116099538552115,null,33.636766169238271,9.0799999999999978E-2,3.0542183681668345,null,{"$f":"IF($D135=\"Connection\",VLOOKUP(C135,'Input - General'!$F$62:$N$79,9,FALSE),0)","v":0},null,0.1801212933606588,74.334132831651146,13.389160146480014,null,8.6527813038891108E-2,87.723292978131141,7.5905046939676009]
[null,{"$f":"'Input - Inventory'!B133","v":125},{"$f":"'Input - Inventory'!C133","v":"MBI1x70"},{"$f":"'Input - Inventory'!D133","v":"Lamp"},{"$f":"'Input - Inventory'!E133","v":"NonTraffic"},{"$f":"'Input - Inventory'!F133","v":"Minor < 130w"},{"$f":"'Input - Inventory'!G133","v":"1"},null,"Lamp - MBI1x70",null,52.757455618848525,0,0,null,11.598054525224796,0.33333333333333331,0,0,11.598054525224796,1.8504811250925242E-2,0,0,11.598054525224796,0.16666666666666666,11.598054525224796,4.590314436538903E-3,11.598054525224796,4.0032025620496396E-2,173.97081787837189,2.1598272138228944E-2,289.95136313061982,1.2221950623319483E-2,0,0,13917.665430269753,1.1123470522803115E-4,9858.3463464410743,2.4953586329427266E-4,0,0,0,0,17.840558095309721,null,34.794163575674382,0.33333333333333331,44.73588073769529,1.8504811250925242E-2,12.140010124316399,0.16666666666666666,0,1.8504811250925242E-2,14.449218575139145,null,86.809277949647594,0.04,1.5133333333333332,86.809277949647594,1.4200000000000001E-2,0,86.809277949647594,0.01,0,5.2548549585520012,null,34.794163575674382,0.04,12.140010124316399,1.4200000000000001E-2,0,0.01,1.5641546867922682,null,33.636766169238271,6.0533333333333328E-2,2.0361455787778899,null,{"$f":"IF($D136=\"Connection\",VLOOKUP(C136,'Input - General'!$F$62:$N$79,9,FALSE),0)","v":0},null,0.1801212933606588,41.14493189457103,7.4110783480863551,null,8.6527813038891108E-2,48.556010242657386,4.2014453761911401]
[null,{"$f":"'Input - Inventory'!B134","v":126},{"$f":"'Input - Inventory'!C134","v":"MBI1x70 (P09)"},{"$f":"'Input - Inventory'!D134","v":"Lamp"},{"$f":"'Input - Inventory'!E134","v":"NonTraffic"},{"$f":"'Input - Inventory'!F134","v":"Minor < 130w"},{"$f":"'Input - Inventory'!G134","v":1},null,"Lamp - MBI1x70 (P09)",null,52.757455618848525,183,9654.61437824928,null,11.598054525224796,0.33333333333333331,0,0,11.598054525224796,1.8504811250925242E-2,0,0,11.598054525224796,0.16666666666666666,11.598054525224796,4.590314436538903E-3,11.598054525224796,4.0032025620496396E-2,173.97081787837189,2.1598272138228944E-2,289.95136313061982,1.2221950623319483E-2,0,0,13917.665430269753,1.1123470522803115E-4,9858.3463464410743,2.4953586329427266E-4,0,0,0,0,17.840558095309721,null,34.794163575674382,0.33333333333333331,44.73588073769529,1.8504811250925242E-2,12.140010124316399,0.16666666666666666,0,1.8504811250925242E-2,14.449218575139145,null,86.809277949647594,0.04,1.5133333333333332,86.809277949647594,1.4200000000000001E-2,0,86.809277949647594,0.01,0,5.2548549585520012,null,34.794163575674382,0.04,12.140010124316399,1.4200000000000001E-2,0,0.01,1.5641546867922682,null,33.636766169238271,6.0533333333333328E-2,2.0361455787778899,null,{"$f":"IF($D137=\"Connection\",VLOOKUP(C137,'Input - General'!$F$62:$N$79,9,FALSE),0)","v":0},null,0.1801212933606588,41.14493189457103,7.4110783480863551,null,8.6527813038891108E-2,48.556010242657386,4.2014453761911401]
[null,{"$f":"'Input - Inventory'!B135","v":127},{"$f":"'Input - Inventory'!C135","v":"MBI1x70 II"},{"$f":"'Input - Inventory'!D135","v":"Lamp"},{"$f":"'Input - Inventory'!E135","v":"Traffic"},{"$f":"'Input - Inventory'!F135","v":"Minor < 130w"},{"$f":"'Input - Inventory'!G135","v":1},null,"Lamp - MBI1x70 II",null,57.431842226788646,79,4537.1155359163031,null,11.598054525224796,0.33333333333333331,0,0,11.598054525224796,1.8504811250925242E-2,0,0,11.598054525224796,0.16666666666666666,11.598054525224796,4.590314436538903E-3,11.598054525224796,4.0032025620496396E-2,173.97081787837189,2.1598272138228944E-2,289.95136313061982,1.2221950623319483E-2,0,0,13917.665430269753,1.1123470522803115E-4,9858.3463464410743,2.4953586329427266E-4,0,0,0,0,17.840558095309721,null,34.794163575674382,0.33333333333333331,44.73588073769529,1.8504811250925242E-2,12.140010124316399,0.16666666666666666,0,0,14.449218575139145,null,86.809277949647594,0.04,2.2699999999999996,86.809277949647594,1.4200000000000001E-2,0,86.809277949647594,0.01,0,7.8822824378280005,null,34.794163575674382,0.04,12.140010124316399,1.4200000000000001E-2,0,0.01,1.5641546867922682,null,33.636766169238271,9.0799999999999978E-2,3.0542183681668345,null,{"$f":"IF($D138=\"Connection\",VLOOKUP(C138,'Input - General'!$F$62:$N$79,9,FALSE),0)","v":0},null,0.1801212933606588,44.79043216323597,8.0677105714249127,null,8.6527813038891108E-2,52.858142734660888,4.5736994921277576]
[null,{"$f":"'Input - Inventory'!B136","v":128},{"$f":"'Input - Inventory'!C136","v":"MBI2x400"},{"$f":"'Input - Inventory'!D136","v":"Lamp"},{"$f":"'Input - Inventory'!E136","v":"Traffic"},{"$f":"'Input - Inventory'!F136","v":"Major > 130w"},{"$f":"'Input - Inventory'!G136","v":"2"},null,"Lamp - MBI2x400",null,71.321228943865322,0,0,null,0,0,11.598054525224796,0.33333333333333331,0,0,11.598054525224796,4.9094211792429674E-3,11.598054525224796,0.16666666666666666,11.598054525224796,4.590314436538903E-3,11.598054525224796,4.0032025620496396E-2,173.97081787837189,2.1598272138228944E-2,289.95136313061982,1.2221950623319483E-2,0,0,13917.665430269753,1.1123470522803115E-4,9858.3463464410743,2.4953586329427266E-4,0,0,0,0,17.682878019966651,null,69.588327151348764,0.33333333333333331,44.73588073769529,4.9094211792429674E-3,12.140010124316399,0.16666666666666666,0,4.9094211792429674E-3,25.439071351534714,null,86.809277949647594,0.04,2.2699999999999996,86.809277949647594,1.4200000000000001E-2,0,86.809277949647594,0.01,0,7.8822824378280005,null,34.794163575674382,0.04,12.140010124316399,1.4200000000000001E-2,0,0.01,1.5641546867922682,null,33.636766169238271,9.0799999999999978E-2,3.0542183681668345,null,{"$f":"IF($D139=\"Connection\",VLOOKUP(C139,'Input - General'!$F$62:$N$79,9,FALSE),0)","v":0},null,0.1801212933606588,55.622604864288469,10.018815528244509,null,8.6527813038891108E-2,65.641420392532979,5.6798085513323473]
[null,{"$f":"'Input - Inventory'!B137","v":129},{"$f":"'Input - Inventory'!C137","v":"MBI4x150"},{"$f":"'Input - Inventory'!D137","v":"Lamp"},{"$f":"'Input - Inventory'!E137","v":"Traffic"},{"$f":"'Input - Inventory'!F137","v":"Major > 130w"},{"$f":"'Input - Inventory'!G137","v":"4"},null,"Lamp - MBI4x150",null,244.02806664875226,5,{"$f":"L140*K140","v":1220.1403332437612},null,0,{"$f":"IF(AND($D140=\"Lamp\",CycleBulkTask1<>0, OR($F140=O$9,O$9=\"All\")),1/CycleBulkTask1,0)","v":0},11.598054525224796,{"$f":"IF(AND($D140=\"Lamp\",CycleBulkTask2<>0, OR($F140=Q$9,Q$9=\"All\")),1/CycleBulkTask2,0)","v":0.33333333333333331},0,{"$f":"IF(AND($D140=\"Lamp\",CycleBulkTask3<>0, OR($F140=S$9,S$9=\"All\")),1/CycleBulkTask3,0)","v":0},11.598054525224796,{"$f":"IF(AND($D140=\"Lamp\",CycleBulkTask4<>0, OR($F140=U$9,U$9=\"All\")),1/CycleBulkTask4,0)","v":4.9094211792429674E-3},11.598054525224796,{"$f":"IF(AND($D140=\"Lamp\",CycleBulkTask5<>0, OR($F140=W$9,W$9=\"All\")),1/CycleBulkTask5,0)","v":0.16666666666666666},11.598054525224796,{"$f":"IF(AND($D140=\"Lamp\",CycleBulkTask6<>0, OR($F140=Y$9,Y$9=\"All\")),1/CycleBulkTask6,0)","v":4.590314436538903E-3},11.598054525224796,{"$f":"IF(AND($D140=\"Lamp\",CycleBulkTask7<>0, OR($F140=AA$9,AA$9=\"All\")),1/CycleBulkTask7,0)","v":4.0032025620496396E-2},173.97081787837189,{"$f":"IF(AND($D140=\"Lamp\",CycleBulkTask8<>0, OR($F140=AC$9,AC$9=\"All\")),1/CycleBulkTask8,0)","v":2.1598272138228944E-2},289.95136313061982,{"$f":"IF(AND($D140=\"Lamp\",CycleBulkTask9<>0, OR($F140=AE$9,AE$9=\"All\")),1/CycleBulkTask9,0)","v":1.2221950623319483E-2},0,{"$f":"IF(AND($D140=\"Lamp\",CycleBulkTask10<>0, OR($F140=AG$9,AG$9=\"All\")),1/CycleBulkTask10,0)","v":0},13917.665430269753,{"$f":"IF(AND($D140=\"Lamp\",CycleBulkTask11<>0, OR($F140=AI$9,AI$9=\"All\")),1/CycleBulkTask11,0)","v":1.1123470522803115E-4},9858.3463464410743,{"$f":"IF(AND($D140=\"Lamp\",CycleBulkTask12<>0, OR($F140=AK$9,AK$9=\"All\")),1/CycleBulkTask12,0)","v":2.4953586329427266E-4},0,{"$f":"IF(AND($D140=\"Lamp\",CycleBulkTask13<>0, OR($F140=AM$9,AM$9=\"All\")),1/CycleBulkTask13,0)","v":0},0,{"$f":"IF(AND($D140=\"Lamp\",CycleBulkTask14<>0, OR($F140=AO$9,AO$9=\"All\")),1/CycleBulkTask14,0)","v":0},{"$f":"O140*P140+Q140*R140+S140*T140+U140*V140+W140*X140+Y140*Z140+AA140*AB140+AC140*AD140+AE140*AF140+AG140*AH140+AI140*AJ140+AK140*AL140+AM140*AN140+AO140*AP140","v":17.682878019966651},null,463.92218100899186,{"$f":"MAX(P140,R140)","v":0.33333333333333331},44.73588073769529,{"$f":"MAX(T140,V140)","v":4.9094211792429674E-3},12.140010124316399,{"$f":"X140","v":0.16666666666666666},0,{"$f":"INDIRECT($E140)*$V140 +(1-INDIRECT($E140))*$T140","v":4.9094211792429674E-3},{"$f":"AS140*AT140+AU140*AV140+AW140*AX140+AY140*AZ140","v":156.8836893040824},null,{"$f":"IF($D140=$AS$9,(INDIRECT(\"PriceLabour\" & \"FY19\")*ProportionStandardHours + INDIRECT(\"PriceLabourOvertime\" & \"FY19\")*ProportionOvertimeHours)*(1+RateOnCostAnnual),0)","v":86.809277949647594},{"$f":"BO140","v":0.04},{"$f":"IF($D140=\"Lamp\",(NumberOfCrew+INDIRECT($E140)*TrafficController)*(TimeToReplaceLamp),0)","v":2.2699999999999996},{"$f":"IF($D140=$AS$9,(INDIRECT(\"PriceLabour\" & \"FY19\")*ProportionStandardHours + INDIRECT(\"PriceLabourOvertime\" & \"FY19\")*ProportionOvertimeHours)*(1+RateOnCostAnnual),0)","v":86.809277949647594},{"$f":"BQ140","v":1.4200000000000001E-2},{"$f":"IF($D140=\"Lamp\",(NumberOfCrew+INDIRECT($E140)*TrafficController)*(TimeForPECellReplace),0)","v":0},{"$f":"IF($D140=$AS$9,(INDIRECT(\"PriceLabour\" & \"FY19\")*ProportionStandardHours + INDIRECT(\"PriceLabourOvertime\" & \"FY19\")*ProportionOvertimeHours)*(1+RateOnCostAnnual),0)","v":86.809277949647594},{"$f":"BS140","v":0.01},{"$f":"IF($D140=\"Lamp\",(NumberOfCrew+INDIRECT($E140)*TrafficController)*(TimeForOtherSpot),0)","v":0},{"$f":"BC140*BD140*BE140+BF140*BG140*BH140+BI140*BJ140*BK140","v":7.8822824378280005},null,115.98054525224796,{"$f":"IF($D140=\"Lamp\",INDIRECT(BO$10 & $B140),0)","v":0.04},12.140010124316399,{"$f":"IF($D140=\"Lamp\",INDIRECT(\"FailurePECell\" & \"Annual\"),0)","v":1.4200000000000001E-2},0,{"$f":"IF($D140=\"Lamp\",INDIRECT(\"FailureMisc\" & \"Annual\"),0)","v":0.01},{"$f":"BN140*BO140+BP140*BQ140+BR140*BS140","v":4.8116099538552115},null,33.636766169238271,{"$f":"BD140*BE140+BG140*BH140+BJ140*BK140","v":9.0799999999999978E-2},{"$f":"BV140*BW140","v":3.0542183681668345},null,{"$f":"IF($D140=\"Connection\",VLOOKUP(C140,'Input - General'!$F$62:$N$79,9,FALSE),0)","v":0},null,{"$f":"RateOverhead","v":0.1801212933606588},{"$f":"BX140+BL140+BT140+BA140+AQ140+BZ140","v":190.31467808389908},{"$f":"CC140*CB140","v":34.279725961989328},null,{"$f":"CorporateOverheads","v":8.6527813038891108E-2},224.59440404588844,{"$f":"CG140*CF140","v":19.433662602863805}]
[null,{"$f":"'Input - Inventory'!B138","v":130},{"$f":"'Input - Inventory'!C138","v":"SON1x100"},{"$f":"'Input - Inventory'!D138","v":"Lamp"},{"$f":"'Input - Inventory'!E138","v":"Traffic"},{"$f":"'Input - Inventory'!F138","v":"Minor < 130w"},{"$f":"'Input - Inventory'!G138","v":"1"},null,{"$f":"CONCATENATE(D141,\" - \",C141)","v":"Lamp - SON1x100"},null,{"$f":"AQ141+BA141+BL141+BT141+BX141+BZ141+CD141+CH141","v":94.738087508423533},{"$f":"INDIRECT(L$10&$B141&\"FY19\")","v":63},5968.4995130306825,null,{"$f":"IF(AND($D141=\"Lamp\", OR($F141=O$9, O$9=\"All\")),INDIRECT(\"PriceBulkTask1\" & \"FY19\"),0)","v":11.598054525224796},0.33333333333333331,{"$f":"IF(AND($D141=\"Lamp\", OR($F141=Q$9, Q$9=\"All\")),INDIRECT(\"PriceBulkTask2\" & \"FY19\"),0)","v":0},0,{"$f":"IF(AND($D141=\"Lamp\", OR($F141=S$9, S$9=\"All\")),INDIRECT(\"PriceBulkTask3\" & \"FY19\"),0)","v":11.598054525224796},1.8504811250925242E-2,{"$f":"IF(AND($D141=\"Lamp\", OR($F141=U$9, U$9=\"All\")),INDIRECT(\"PriceBulkTask4\" & \"FY19\"),0)","v":0},0,{"$f":"IF(AND($D141=\"Lamp\", OR($F141=W$9, W$9=\"All\")),INDIRECT(\"PriceBulkTask5\" & \"FY19\"),0)","v":11.598054525224796},0.16666666666666666,{"$f":"IF(AND($D141=\"Lamp\", OR($F141=Y$9, Y$9=\"All\")),INDIRECT(\"PriceBulkTask6\" & \"FY19\"),0)","v":11.598054525224796},4.590314436538903E-3,{"$f":"IF(AND($D141=\"Lamp\", OR($F141=AA$9, AA$9=\"All\")),INDIRECT(\"PriceBulkTask7\" & \"FY19\"),0)","v":11.598054525224796},4.0032025620496396E-2,{"$f":"IF(AND($D141=\"Lamp\", OR($F141=AC$9, AC$9=\"All\")),INDIRECT(\"PriceBulkTask8\" & \"FY19\"),0)","v":173.97081787837189},2.1598272138228944E-2,{"$f":"IF(AND($D141=\"Lamp\", OR($F141=AE$9, AE$9=\"All\")),INDIRECT(\"PriceBulkTask9\" & \"FY19\"),0)","v":289.95136313061982},1.2221950623319483E-2,{"$f":"IF(AND($D141=\"Lamp\", OR($F141=AG$9, AG$9=\"All\")),INDIRECT(\"PriceBulkTask10\" & \"FY19\"),0)","v":0},0,{"$f":"IF(AND($D141=\"Lamp\", OR($F141=AI$9, AI$9=\"All\")),INDIRECT(\"PriceBulkTask11\" & \"FY19\"),0)","v":13917.665430269753},1.1123470522803115E-4,{"$f":"IF(AND($D141=\"Lamp\", OR($F141=AK$9, AK$9=\"All\")),INDIRECT(\"PriceBulkTask12\" & \"FY19\"),0)","v":9858.3463464410743},2.4953586329427266E-4,{"$f":"IF(AND($D141=\"Lamp\", OR($F141=AM$9, AM$9=\"All\")),INDIRECT(\"PriceBulkTask13\" & \"FY19\"),0)","v":0},0,{"$f":"IF(AND($D141=\"Lamp\", OR($F141=AO$9, AO$9=\"All\")),INDIRECT(\"PriceBulkTask14\" & \"FY19\"),0)","v":0},0,17.840558095309721,null,{"$f":"IF($D141=\"Lamp\",$G141*INDIRECT(\"Price\" & $B141 & \"FY19\"),0)","v":34.794163575674382},0.33333333333333331,{"$f":"IF($D141=\"Lamp\",INDIRECT(\"PriceVisor\" & \"FY19\"),0)","v":44.73588073769529},1.8504811250925242E-2,{"$f":"IF($D141=\"Lamp\",INDIRECT(\"PricePECell\" & \"FY19\"),0)","v":12.140010124316399},0.16666666666666666,{"$f":"IF($D141=\"Lamp\",INDIRECT(\"PriceMisc\" & \"FY19\"),0)","v":0},0,14.449218575139145,null,86.809277949647594,0.13439999999999999,2.2699999999999996,86.809277949647594,1.4200000000000001E-2,0,86.809277949647594,0.01,0,26.48446899110208,null,{"$f":"IF($D141=\"Lamp\",INDIRECT(\"Price\" & $B141 & \"FY19\"),0)","v":34.794163575674382},0.13439999999999999,{"$f":"IF($D141=\"Lamp\",INDIRECT(\"pRICEpecELL\" & \"FY19\"),0)","v":12.140010124316399},1.4200000000000001E-2,{"$f":"IF($D141=\"Lamp\",INDIRECT(\"PriceMisc\" & \"FY19\"),0)","v":0},0.01,4.848723728335929,null,{"$f":"IF(AND($D141=\"Lamp\"),INDIRECT(\"PriceEWP\"&\"FY19\"),0)","v":33.636766169238271},0.30508799999999991,10.262173717040563,null,{"$f":"IF($D141=\"Connection\",VLOOKUP(C141,'Input - General'!$F$62:$N$79,9,FALSE),0)","v":0},null,0.1801212933606588,73.88514310692743,13.308287536557133,null,8.6527813038891108E-2,{"$f":"AQ141+BA141+BL141+BT141+BX141+BZ141+CD141","v":87.193430643484575},7.5446568649389523]
[null,{"$f":"'Input - Inventory'!B139","v":131},{"$f":"'Input - Inventory'!C139","v":"SON1x100 (P09)"},{"$f":"'Input - Inventory'!D139","v":"Lamp"},{"$f":"'Input - Inventory'!E139","v":"Traffic"},{"$f":"'Input - Inventory'!F139","v":"Minor < 130w"},{"$f":"'Input - Inventory'!G139","v":1},null,"Lamp - SON1x100 (P09)",null,94.738087508423533,1383,131022.77502414974,null,11.598054525224796,0.33333333333333331,0,0,11.598054525224796,1.8504811250925242E-2,0,0,11.598054525224796,0.16666666666666666,11.598054525224796,4.590314436538903E-3,11.598054525224796,4.0032025620496396E-2,173.97081787837189,2.1598272138228944E-2,289.95136313061982,1.2221950623319483E-2,0,0,13917.665430269753,1.1123470522803115E-4,9858.3463464410743,2.4953586329427266E-4,0,0,0,0,17.840558095309721,null,34.794163575674382,0.33333333333333331,44.73588073769529,1.8504811250925242E-2,12.140010124316399,0.16666666666666666,0,0,14.449218575139145,null,86.809277949647594,0.13439999999999999,2.2699999999999996,86.809277949647594,1.4200000000000001E-2,0,86.809277949647594,0.01,0,26.48446899110208,null,34.794163575674382,0.13439999999999999,12.140010124316399,1.4200000000000001E-2,0,0.01,4.848723728335929,null,33.636766169238271,0.30508799999999991,10.262173717040563,null,{"$f":"IF($D142=\"Connection\",VLOOKUP(C142,'Input - General'!$F$62:$N$79,9,FALSE),0)","v":0},null,0.1801212933606588,73.88514310692743,13.308287536557133,null,8.6527813038891108E-2,87.193430643484575,7.5446568649389523]
[null,{"$f":"'Input - Inventory'!B140","v":132},{"$f":"'Input - Inventory'!C140","v":"SON1x1000"},{"$f":"'Input - Inventory'!D140","v":"Lamp"},{"$f":"'Input - Inventory'!E140","v":"Traffic"},{"$f":"'Input - Inventory'!F140","v":"Major > 130w"},{"$f":"'Input - Inventory'!G140","v":"1"},null,"Lamp - SON1x1000",null,100.30673031782038,0,0,null,0,0,11.598054525224796,0.33333333333333331,0,0,11.598054525224796,4.9094211792429674E-3,11.598054525224796,0.16666666666666666,11.598054525224796,4.590314436538903E-3,11.598054525224796,4.0032025620496396E-2,173.97081787837189,2.1598272138228944E-2,289.95136313061982,1.2221950623319483E-2,0,0,13917.665430269753,1.1123470522803115E-4,9858.3463464410743,2.4953586329427266E-4,0,0,0,0,17.682878019966651,null,115.98054525224796,0.33333333333333331,44.73588073769529,4.9094211792429674E-3,12.140010124316399,0.16666666666666666,0,4.9094211792429674E-3,40.903144051834445,null,86.809277949647594,0.05,2.2699999999999996,86.809277949647594,1.4200000000000001E-2,0,86.809277949647594,0.01,0,9.8528530472850004,null,115.98054525224796,0.05,12.140010124316399,1.4200000000000001E-2,0,0.01,5.971415406377691,null,33.636766169238271,0.11349999999999999,3.8177729602085435,null,{"$f":"IF($D143=\"Connection\",VLOOKUP(C143,'Input - General'!$F$62:$N$79,9,FALSE),0)","v":0},null,0.1801212933606588,78.228063485672322,14.090539972139025,null,8.6527813038891108E-2,92.318603457811349,7.9881268600090269]
[null,{"$f":"'Input - Inventory'!B141","v":133},{"$f":"'Input - Inventory'!C141","v":"SON1x1000 (P09)"},{"$f":"'Input - Inventory'!D141","v":"Lamp"},{"$f":"'Input - Inventory'!E141","v":"Traffic"},{"$f":"'Input - Inventory'!F141","v":"Major > 130w"},{"$f":"'Input - Inventory'!G141","v":1},null,"Lamp - SON1x1000 (P09)",null,100.30673031782038,49,4915.0297855731988,null,0,0,11.598054525224796,0.33333333333333331,0,0,11.598054525224796,4.9094211792429674E-3,11.598054525224796,0.16666666666666666,11.598054525224796,4.590314436538903E-3,11.598054525224796,4.0032025620496396E-2,173.97081787837189,2.1598272138228944E-2,289.95136313061982,1.2221950623319483E-2,0,0,13917.665430269753,1.1123470522803115E-4,9858.3463464410743,2.4953586329427266E-4,0,0,0,0,17.682878019966651,null,115.98054525224796,0.33333333333333331,44.73588073769529,4.9094211792429674E-3,12.140010124316399,0.16666666666666666,0,4.9094211792429674E-3,40.903144051834445,null,86.809277949647594,0.05,2.2699999999999996,86.809277949647594,1.4200000000000001E-2,0,86.809277949647594,0.01,0,9.8528530472850004,null,115.98054525224796,0.05,12.140010124316399,1.4200000000000001E-2,0,0.01,5.971415406377691,null,33.636766169238271,0.11349999999999999,3.8177729602085435,null,{"$f":"IF($D144=\"Connection\",VLOOKUP(C144,'Input - General'!$F$62:$N$79,9,FALSE),0)","v":0},null,0.1801212933606588,78.228063485672322,14.090539972139025,null,8.6527813038891108E-2,92.318603457811349,7.9881268600090269]
[null,{"$f":"'Input - Inventory'!B142","v":134},{"$f":"'Input - Inventory'!C142","v":"SON1x120"},{"$f":"'Input - Inventory'!D142","v":"Lamp"},{"$f":"'Input - Inventory'!E142","v":"Traffic"},{"$f":"'Input - Inventory'!F142","v":"Minor < 130w"},{"$f":"'Input - Inventory'!G142","v":"1"},null,"Lamp - SON1x120",null,61.38377498967369,0,0,null,11.598054525224796,0.33333333333333331,0,0,11.598054525224796,1.8504811250925242E-2,0,0,11.598054525224796,0.16666666666666666,11.598054525224796,4.590314436538903E-3,11.598054525224796,4.0032025620496396E-2,173.97081787837189,2.1598272138228944E-2,289.95136313061982,1.2221950623319483E-2,0,0,13917.665430269753,1.1123470522803115E-4,9858.3463464410743,2.4953586329427266E-4,0,0,0,0,17.840558095309721,null,34.794163575674382,0.33333333333333331,44.73588073769529,1.8504811250925242E-2,12.140010124316399,0.16666666666666666,0,0,14.449218575139145,null,86.809277949647594,0.05,2.2699999999999996,86.809277949647594,1.4200000000000001E-2,0,86.809277949647594,0.01,0,9.8528530472850004,null,34.794163575674382,0.05,12.140010124316399,1.4200000000000001E-2,0,0.01,1.912096322549012,null,33.636766169238271,0.11349999999999999,3.8177729602085435,null,{"$f":"IF($D145=\"Connection\",VLOOKUP(C145,'Input - General'!$F$62:$N$79,9,FALSE),0)","v":0},null,0.1801212933606588,47.872499000491416,8.6228564363753595,null,8.6527813038891108E-2,56.495355436866781,4.8884195528069094]
[null,{"$f":"'Input - Inventory'!B143","v":135},{"$f":"'Input - Inventory'!C143","v":"SON1x150"},{"$f":"'Input - Inventory'!D143","v":"Lamp"},{"$f":"'Input - Inventory'!E143","v":"Traffic"},{"$f":"'Input - Inventory'!F143","v":"Major > 130w"},{"$f":"'Input - Inventory'!G143","v":"1"},null,"Lamp - SON1x150",null,96.232591859242845,714,68710.070587499387,null,0,0,11.598054525224796,0.33333333333333331,0,0,11.598054525224796,4.9094211792429674E-3,11.598054525224796,0.16666666666666666,11.598054525224796,4.590314436538903E-3,11.598054525224796,4.0032025620496396E-2,173.97081787837189,2.1598272138228944E-2,289.95136313061982,1.2221950623319483E-2,0,0,13917.665430269753,1.1123470522803115E-4,9858.3463464410743,2.4953586329427266E-4,0,0,0,0,17.682878019966651,null,34.794163575674382,0.33333333333333331,44.73588073769529,4.9094211792429674E-3,12.140010124316399,0.16666666666666666,0,4.9094211792429674E-3,13.841016826309922,null,86.809277949647594,0.14066666666666669,2.2699999999999996,86.809277949647594,1.4200000000000001E-2,0,86.809277949647594,0.01,0,27.719359906361806,null,34.794163575674382,0.14066666666666669,12.140010124316399,1.4200000000000001E-2,0,0.01,5.066767153410157,null,33.636766169238271,0.31931333333333334,10.740667928053369,null,{"$f":"IF($D146=\"Connection\",VLOOKUP(C146,'Input - General'!$F$62:$N$79,9,FALSE),0)","v":0},null,0.1801212933606588,75.050689834101902,13.518227320528082,null,8.6527813038891108E-2,88.568917154629986,7.663674704612859]
[null,{"$f":"'Input - Inventory'!B144","v":136},{"$f":"'Input - Inventory'!C144","v":"SON1x150 (P09)"},{"$f":"'Input - Inventory'!D144","v":"Lamp"},{"$f":"'Input - Inventory'!E144","v":"Traffic"},{"$f":"'Input - Inventory'!F144","v":"Major > 130w"},{"$f":"'Input - Inventory'!G144","v":1},null,"Lamp - SON1x150 (P09)",null,96.232591859242845,19351.5,1862245.001364138,null,0,0,11.598054525224796,0.33333333333333331,0,0,11.598054525224796,4.9094211792429674E-3,11.598054525224796,0.16666666666666666,11.598054525224796,4.590314436538903E-3,11.598054525224796,4.0032025620496396E-2,173.97081787837189,2.1598272138228944E-2,289.95136313061982,1.2221950623319483E-2,0,0,13917.665430269753,1.1123470522803115E-4,9858.3463464410743,2.4953586329427266E-4,0,0,0,0,17.682878019966651,null,34.794163575674382,0.33333333333333331,44.73588073769529,4.9094211792429674E-3,12.140010124316399,0.16666666666666666,0,4.9094211792429674E-3,13.841016826309922,null,86.809277949647594,0.14066666666666669,2.2699999999999996,86.809277949647594,1.4200000000000001E-2,0,86.809277949647594,0.01,0,27.719359906361806,null,34.794163575674382,0.14066666666666669,12.140010124316399,1.4200000000000001E-2,0,0.01,5.066767153410157,null,33.636766169238271,0.31931333333333334,10.740667928053369,null,{"$f":"IF($D147=\"Connection\",VLOOKUP(C147,'Input - General'!$F$62:$N$79,9,FALSE),0)","v":0},null,0.1801212933606588,75.050689834101902,13.518227320528082,null,8.6527813038891108E-2,88.568917154629986,7.663674704612859]
[null,{"$f":"'Input - Inventory'!B145","v":137},{"$f":"'Input - Inventory'!C145","v":"SON1x150 AR"},{"$f":"'Input - Inventory'!D145","v":"Lamp"},{"$f":"'Input - Inventory'!E145","v":"Traffic"},{"$f":"'Input - Inventory'!F145","v":"Major > 130w"},{"$f":"'Input - Inventory'!G145","v":1},null,"Lamp - SON1x150 AR",null,70.232459878145406,194,13625.097216360209,null,0,0,11.598054525224796,0.33333333333333331,0,0,11.598054525224796,4.9094211792429674E-3,11.598054525224796,0.16666666666666666,11.598054525224796,4.590314436538903E-3,11.598054525224796,4.0032025620496396E-2,173.97081787837189,2.1598272138228944E-2,289.95136313061982,1.2221950623319483E-2,0,0,13917.665430269753,1.1123470522803115E-4,9858.3463464410743,2.4953586329427266E-4,0,0,0,0,17.682878019966651,null,34.794163575674382,0.33333333333333331,44.73588073769529,4.9094211792429674E-3,12.140010124316399,0.16666666666666666,0,4.9094211792429674E-3,13.841016826309922,null,86.809277949647594,7.0333333333333345E-2,2.2699999999999996,86.809277949647594,1.4200000000000001E-2,0,86.809277949647594,0.01,0,13.859679953180903,null,34.794163575674382,7.0333333333333345E-2,12.140010124316399,1.4200000000000001E-2,140,0.01,4.0195776485877248,null,33.636766169238271,0.15965666666666667,5.3703339640266847,null,{"$f":"IF($D148=\"Connection\",VLOOKUP(C148,'Input - General'!$F$62:$N$79,9,FALSE),0)","v":0},null,0.1801212933606588,54.773486412071883,9.8658712144148577,null,8.6527813038891108E-2,64.639357626486742,5.5931022516586646]
[null,{"$f":"'Input - Inventory'!B146","v":138},{"$f":"'Input - Inventory'!C146","v":"SON1x220"},{"$f":"'Input - Inventory'!D146","v":"Lamp"},{"$f":"'Input - Inventory'!E146","v":"Traffic"},{"$f":"'Input - Inventory'!F146","v":"Major > 130w"},{"$f":"'Input - Inventory'!G146","v":"1"},null,"Lamp - SON1x220",null,60.401734809085028,0,0,null,0,0,11.598054525224796,0.33333333333333331,0,0,11.598054525224796,4.9094211792429674E-3,11.598054525224796,0.16666666666666666,11.598054525224796,4.590314436538903E-3,11.598054525224796,4.0032025620496396E-2,173.97081787837189,2.1598272138228944E-2,289.95136313061982,1.2221950623319483E-2,0,0,13917.665430269753,1.1123470522803115E-4,9858.3463464410743,2.4953586329427266E-4,0,0,0,0,17.682878019966651,null,34.794163575674382,0.33333333333333331,44.73588073769529,4.9094211792429674E-3,12.140010124316399,0.16666666666666666,0,4.9094211792429674E-3,13.841016826309922,null,86.809277949647594,0.05,2.2699999999999996,86.809277949647594,1.4200000000000001E-2,0,86.809277949647594,0.01,0,9.8528530472850004,null,34.794163575674382,0.05,12.140010124316399,1.4200000000000001E-2,0,0.01,1.912096322549012,null,33.636766169238271,0.11349999999999999,3.8177729602085435,null,{"$f":"IF($D149=\"Connection\",VLOOKUP(C149,'Input - General'!$F$62:$N$79,9,FALSE),0)","v":0},null,0.1801212933606588,47.106617176319126,8.4849048116440251,null,8.6527813038891108E-2,55.591521987963148,4.8102128211218798]
[null,{"$f":"'Input - Inventory'!B147","v":139},{"$f":"'Input - Inventory'!C147","v":"SON1x250"},{"$f":"'Input - Inventory'!D147","v":"Lamp"},{"$f":"'Input - Inventory'!E147","v":"Traffic"},{"$f":"'Input - Inventory'!F147","v":"Major > 130w"},{"$f":"'Input - Inventory'!G147","v":"1"},null,"Lamp - SON1x250",null,98.656443953812342,761,75077.553848851196,null,0,0,11.598054525224796,0.33333333333333331,0,0,11.598054525224796,4.9094211792429674E-3,11.598054525224796,0.16666666666666666,11.598054525224796,4.590314436538903E-3,11.598054525224796,4.0032025620496396E-2,173.97081787837189,2.1598272138228944E-2,289.95136313061982,1.2221950623319483E-2,0,0,13917.665430269753,1.1123470522803115E-4,9858.3463464410743,2.4953586329427266E-4,0,0,0,0,17.682878019966651,null,34.794163575674382,0.33333333333333331,44.73588073769529,4.9094211792429674E-3,12.140010124316399,0.16666666666666666,0,4.9094211792429674E-3,13.841016826309922,null,86.809277949647594,0.14680000000000001,2.2699999999999996,86.809277949647594,1.4200000000000001E-2,0,86.809277949647594,0.01,0,28.927976546828763,null,34.794163575674382,0.14680000000000001,12.140010124316399,1.4200000000000001E-2,0,0.01,5.2801713566742929,null,33.636766169238271,0.33323599999999998,11.208981411172283,null,{"$f":"IF($D150=\"Connection\",VLOOKUP(C150,'Input - General'!$F$62:$N$79,9,FALSE),0)","v":0},null,0.1801212933606588,76.941024160951912,13.858716784364356,null,8.6527813038891108E-2,90.799740945316273,7.8567030084960718]
[null,{"$f":"'Input - Inventory'!B148","v":140},{"$f":"'Input - Inventory'!C148","v":"SON1x250 (P09)"},{"$f":"'Input - Inventory'!D148","v":"Lamp"},{"$f":"'Input - Inventory'!E148","v":"Traffic"},{"$f":"'Input - Inventory'!F148","v":"Major > 130w"},{"$f":"'Input - Inventory'!G148","v":1},null,"Lamp - SON1x250 (P09)",null,98.656443953812342,24623,2429217.6194747211,null,0,0,11.598054525224796,0.33333333333333331,0,0,11.598054525224796,4.9094211792429674E-3,11.598054525224796,0.16666666666666666,11.598054525224796,4.590314436538903E-3,11.598054525224796,4.0032025620496396E-2,173.97081787837189,2.1598272138228944E-2,289.95136313061982,1.2221950623319483E-2,0,0,13917.665430269753,1.1123470522803115E-4,9858.3463464410743,2.4953586329427266E-4,0,0,0,0,17.682878019966651,null,34.794163575674382,0.33333333333333331,44.73588073769529,4.9094211792429674E-3,12.140010124316399,0.16666666666666666,0,4.9094211792429674E-3,13.841016826309922,null,86.809277949647594,0.14680000000000001,2.2699999999999996,86.809277949647594,1.4200000000000001E-2,0,86.809277949647594,0.01,0,28.927976546828763,null,34.794163575674382,0.14680000000000001,12.140010124316399,1.4200000000000001E-2,0,0.01,5.2801713566742929,null,33.636766169238271,0.33323599999999998,11.208981411172283,null,{"$f":"IF($D151=\"Connection\",VLOOKUP(C151,'Input - General'!$F$62:$N$79,9,FALSE),0)","v":0},null,0.1801212933606588,76.941024160951912,13.858716784364356,null,8.6527813038891108E-2,90.799740945316273,7.8567030084960718]
[null,{"$f":"'Input - Inventory'!B149","v":141},{"$f":"'Input - Inventory'!C149","v":"SON1x250 AR"},{"$f":"'Input - Inventory'!D149","v":"Lamp"},{"$f":"'Input - Inventory'!E149","v":"Traffic"},{"$f":"'Input - Inventory'!F149","v":"Major > 130w"},{"$f":"'Input - Inventory'!G149","v":1},null,"Lamp - SON1x250 AR",null,71.444385925430154,219,15646.320517669204,null,0,0,11.598054525224796,0.33333333333333331,0,0,11.598054525224796,4.9094211792429674E-3,11.598054525224796,0.16666666666666666,11.598054525224796,4.590314436538903E-3,11.598054525224796,4.0032025620496396E-2,173.97081787837189,2.1598272138228944E-2,289.95136313061982,1.2221950623319483E-2,0,0,13917.665430269753,1.1123470522803115E-4,9858.3463464410743,2.4953586329427266E-4,0,0,0,0,17.682878019966651,null,34.794163575674382,0.33333333333333331,44.73588073769529,4.9094211792429674E-3,12.140010124316399,0.16666666666666666,0,4.9094211792429674E-3,13.841016826309922,null,86.809277949647594,7.3400000000000007E-2,2.2699999999999996,86.809277949647594,1.4200000000000001E-2,0,86.809277949647594,0.01,0,14.463988273414381,null,34.794163575674382,7.3400000000000007E-2,12.140010124316399,1.4200000000000001E-2,140,0.01,4.1262797502197932,null,33.636766169238271,0.16661799999999999,5.6044907055861417,null,{"$f":"IF($D152=\"Connection\",VLOOKUP(C152,'Input - General'!$F$62:$N$79,9,FALSE),0)","v":0},null,0.1801212933606588,55.718653575496887,10.036115946332995,null,8.6527813038891108E-2,65.754769521829886,5.6896164036002714]
[null,{"$f":"'Input - Inventory'!B150","v":142},{"$f":"'Input - Inventory'!C150","v":"SON1x310"},{"$f":"'Input - Inventory'!D150","v":"Lamp"},{"$f":"'Input - Inventory'!E150","v":"Traffic"},{"$f":"'Input - Inventory'!F150","v":"Major > 130w"},{"$f":"'Input - Inventory'!G150","v":"1"},null,"Lamp - SON1x310",null,60.401734809085028,0,0,null,0,0,11.598054525224796,0.33333333333333331,0,0,11.598054525224796,4.9094211792429674E-3,11.598054525224796,0.16666666666666666,11.598054525224796,4.590314436538903E-3,11.598054525224796,4.0032025620496396E-2,173.97081787837189,2.1598272138228944E-2,289.95136313061982,1.2221950623319483E-2,0,0,13917.665430269753,1.1123470522803115E-4,9858.3463464410743,2.4953586329427266E-4,0,0,0,0,17.682878019966651,null,34.794163575674382,0.33333333333333331,44.73588073769529,4.9094211792429674E-3,12.140010124316399,0.16666666666666666,0,4.9094211792429674E-3,13.841016826309922,null,86.809277949647594,0.05,2.2699999999999996,86.809277949647594,1.4200000000000001E-2,0,86.809277949647594,0.01,0,9.8528530472850004,null,34.794163575674382,0.05,12.140010124316399,1.4200000000000001E-2,0,0.01,1.912096322549012,null,33.636766169238271,0.11349999999999999,3.8177729602085435,null,{"$f":"IF($D153=\"Connection\",VLOOKUP(C153,'Input - General'!$F$62:$N$79,9,FALSE),0)","v":0},null,0.1801212933606588,47.106617176319126,8.4849048116440251,null,8.6527813038891108E-2,55.591521987963148,4.8102128211218798]
[null,{"$f":"'Input - Inventory'!B151","v":143},{"$f":"'Input - Inventory'!C151","v":"SON1x360"},{"$f":"'Input - Inventory'!D151","v":"Lamp"},{"$f":"'Input - Inventory'!E151","v":"Traffic"},{"$f":"'Input - Inventory'!F151","v":"Major > 130w"},{"$f":"'Input - Inventory'!G151","v":"1"},null,"Lamp - SON1x360",null,60.401734809085028,0,0,null,0,0,11.598054525224796,0.33333333333333331,0,0,11.598054525224796,4.9094211792429674E-3,11.598054525224796,0.16666666666666666,11.598054525224796,4.590314436538903E-3,11.598054525224796,4.0032025620496396E-2,173.97081787837189,2.1598272138228944E-2,289.95136313061982,1.2221950623319483E-2,0,0,13917.665430269753,1.1123470522803115E-4,9858.3463464410743,2.4953586329427266E-4,0,0,0,0,17.682878019966651,null,34.794163575674382,0.33333333333333331,44.73588073769529,4.9094211792429674E-3,12.140010124316399,0.16666666666666666,0,4.9094211792429674E-3,13.841016826309922,null,86.809277949647594,0.05,2.2699999999999996,86.809277949647594,1.4200000000000001E-2,0,86.809277949647594,0.01,0,9.8528530472850004,null,34.794163575674382,0.05,12.140010124316399,1.4200000000000001E-2,0,0.01,1.912096322549012,null,33.636766169238271,0.11349999999999999,3.8177729602085435,null,{"$f":"IF($D154=\"Connection\",VLOOKUP(C154,'Input - General'!$F$62:$N$79,9,FALSE),0)","v":0},null,0.1801212933606588,47.106617176319126,8.4849048116440251,null,8.6527813038891108E-2,55.591521987963148,4.8102128211218798]
[null,{"$f":"'Input - Inventory'!B152","v":144},{"$f":"'Input - Inventory'!C152","v":"SON1x400"},{"$f":"'Input - Inventory'!D152","v":"Lamp"},{"$f":"'Input - Inventory'!E152","v":"Traffic"},{"$f":"'Input - Inventory'!F152","v":"Major > 130w"},{"$f":"'Input - Inventory'!G152","v":"1"},null,"Lamp - SON1x400",null,105.22982544941114,60,6313.7895269646679,null,0,0,11.598054525224796,0.33333333333333331,0,0,11.598054525224796,4.9094211792429674E-3,11.598054525224796,0.16666666666666666,11.598054525224796,4.590314436538903E-3,11.598054525224796,4.0032025620496396E-2,173.97081787837189,2.1598272138228944E-2,289.95136313061982,1.2221950623319483E-2,0,0,13917.665430269753,1.1123470522803115E-4,9858.3463464410743,2.4953586329427266E-4,0,0,0,0,17.682878019966651,null,34.794163575674382,0.33333333333333331,44.73588073769529,4.9094211792429674E-3,12.140010124316399,0.16666666666666666,0,4.9094211792429674E-3,13.841016826309922,null,86.809277949647594,0.16343333333333335,2.2699999999999996,86.809277949647594,1.4200000000000001E-2,0,86.809277949647594,0.01,0,32.20569232722557,null,34.794163575674382,0.16343333333333335,12.140010124316399,1.4200000000000001E-2,0,0.01,5.8589142774830094,null,33.636766169238271,0.37099366666666661,12.479027215934991,null,{"$f":"IF($D155=\"Connection\",VLOOKUP(C155,'Input - General'!$F$62:$N$79,9,FALSE),0)","v":0},null,0.1801212933606588,82.06752866692014,14.782109406398598,null,8.6527813038891108E-2,96.849638073318744,8.3801873760923939]
[null,{"$f":"'Input - Inventory'!B153","v":145},{"$f":"'Input - Inventory'!C153","v":"SON1x400 (P09)"},{"$f":"'Input - Inventory'!D153","v":"Lamp"},{"$f":"'Input - Inventory'!E153","v":"Traffic"},{"$f":"'Input - Inventory'!F153","v":"Major > 130w"},{"$f":"'Input - Inventory'!G153","v":1},null,"Lamp - SON1x400 (P09)",null,105.22982544941114,2149,226138.89489078455,null,0,0,11.598054525224796,0.33333333333333331,0,0,11.598054525224796,4.9094211792429674E-3,11.598054525224796,0.16666666666666666,11.598054525224796,4.590314436538903E-3,11.598054525224796,4.0032025620496396E-2,173.97081787837189,2.1598272138228944E-2,289.95136313061982,1.2221950623319483E-2,0,0,13917.665430269753,1.1123470522803115E-4,9858.3463464410743,2.4953586329427266E-4,0,0,0,0,17.682878019966651,null,34.794163575674382,0.33333333333333331,44.73588073769529,4.9094211792429674E-3,12.140010124316399,0.16666666666666666,0,4.9094211792429674E-3,13.841016826309922,null,86.809277949647594,0.16343333333333335,2.2699999999999996,86.809277949647594,1.4200000000000001E-2,0,86.809277949647594,0.01,0,32.20569232722557,null,34.794163575674382,0.16343333333333335,12.140010124316399,1.4200000000000001E-2,0,0.01,5.8589142774830094,null,33.636766169238271,0.37099366666666661,12.479027215934991,null,{"$f":"IF($D156=\"Connection\",VLOOKUP(C156,'Input - General'!$F$62:$N$79,9,FALSE),0)","v":0},null,0.1801212933606588,82.06752866692014,14.782109406398598,null,8.6527813038891108E-2,96.849638073318744,8.3801873760923939]
[null,{"$f":"'Input - Inventory'!B154","v":146},{"$f":"'Input - Inventory'!C154","v":"SON1x400 AR"},{"$f":"'Input - Inventory'!D154","v":"Lamp"},{"$f":"'Input - Inventory'!E154","v":"Traffic"},{"$f":"'Input - Inventory'!F154","v":"Major > 130w"},{"$f":"'Input - Inventory'!G154","v":1},null,"Lamp - SON1x400 AR",null,97.170182313155777,110,10688.720054447136,null,0,0,11.598054525224796,0.33333333333333331,0,0,11.598054525224796,4.9094211792429674E-3,11.598054525224796,0.16666666666666666,11.598054525224796,4.590314436538903E-3,11.598054525224796,4.0032025620496396E-2,173.97081787837189,2.1598272138228944E-2,289.95136313061982,1.2221950623319483E-2,0,0,13917.665430269753,1.1123470522803115E-4,9858.3463464410743,2.4953586329427266E-4,0,0,0,0,17.682878019966651,null,34.794163575674382,0.33333333333333331,44.73588073769529,4.9094211792429674E-3,12.140010124316399,0.16666666666666666,140,0.125,31.341016826309922,null,86.809277949647594,8.1716666666666674E-2,2.2699999999999996,86.809277949647594,1.4200000000000001E-2,0,86.809277949647594,0.01,0,16.102846163612785,null,34.794163575674382,8.1716666666666674E-2,12.140010124316399,1.4200000000000001E-2,140,0.01,4.4156512106241514,null,33.636766169238271,0.18549683333333331,6.2395136079674955,null,{"$f":"IF($D157=\"Connection\",VLOOKUP(C157,'Input - General'!$F$62:$N$79,9,FALSE),0)","v":0},null,0.1801212933606588,75.781905828481001,13.649934891161646,null,8.6527813038891108E-2,89.431840719642651,7.7383415935131277]
[null,{"$f":"'Input - Inventory'!B155","v":147},{"$f":"'Input - Inventory'!C155","v":"SON1x50"},{"$f":"'Input - Inventory'!D155","v":"Lamp"},{"$f":"'Input - Inventory'!E155","v":"NonTraffic"},{"$f":"'Input - Inventory'!F155","v":"Minor < 130w"},{"$f":"'Input - Inventory'!G155","v":"1"},null,"Lamp - SON1x50",null,55.540791729748534,16,888.65266767597655,null,11.598054525224796,0.33333333333333331,0,0,11.598054525224796,1.8504811250925242E-2,0,0,11.598054525224796,0.16666666666666666,11.598054525224796,4.590314436538903E-3,11.598054525224796,4.0032025620496396E-2,173.97081787837189,2.1598272138228944E-2,289.95136313061982,1.2221950623319483E-2,0,0,13917.665430269753,1.1123470522803115E-4,9858.3463464410743,2.4953586329427266E-4,0,0,0,0,17.840558095309721,null,34.794163575674382,0.33333333333333331,44.73588073769529,1.8504811250925242E-2,12.140010124316399,0.16666666666666666,0,1.8504811250925242E-2,14.449218575139145,null,86.809277949647594,0.05,1.5133333333333332,86.809277949647594,1.4200000000000001E-2,0,86.809277949647594,0.01,0,6.5685686981900009,null,34.794163575674382,0.05,12.140010124316399,1.4200000000000001E-2,0,0.01,1.912096322549012,null,33.636766169238271,7.566666666666666E-2,2.5451819734723622,null,{"$f":"IF($D158=\"Connection\",VLOOKUP(C158,'Input - General'!$F$62:$N$79,9,FALSE),0)","v":0},null,0.1801212933606588,43.315623664660237,7.8020661572021606,null,8.6527813038891108E-2,51.117689821862399,4.4231019078861369]
[null,{"$f":"'Input - Inventory'!B156","v":148},{"$f":"'Input - Inventory'!C156","v":"SON1x50 (P09)"},{"$f":"'Input - Inventory'!D156","v":"Lamp"},{"$f":"'Input - Inventory'!E156","v":"NonTraffic"},{"$f":"'Input - Inventory'!F156","v":"Minor < 130w"},{"$f":"'Input - Inventory'!G156","v":1},null,"Lamp - SON1x50 (P09)",null,55.540791729748534,597,33157.852662659876,null,11.598054525224796,0.33333333333333331,0,0,11.598054525224796,1.8504811250925242E-2,0,0,11.598054525224796,0.16666666666666666,11.598054525224796,4.590314436538903E-3,11.598054525224796,4.0032025620496396E-2,173.97081787837189,2.1598272138228944E-2,289.95136313061982,1.2221950623319483E-2,0,0,13917.665430269753,1.1123470522803115E-4,9858.3463464410743,2.4953586329427266E-4,0,0,0,0,17.840558095309721,null,34.794163575674382,0.33333333333333331,44.73588073769529,1.8504811250925242E-2,12.140010124316399,0.16666666666666666,0,1.8504811250925242E-2,14.449218575139145,null,86.809277949647594,0.05,1.5133333333333332,86.809277949647594,1.4200000000000001E-2,0,86.809277949647594,0.01,0,6.5685686981900009,null,34.794163575674382,0.05,12.140010124316399,1.4200000000000001E-2,0,0.01,1.912096322549012,null,33.636766169238271,7.566666666666666E-2,2.5451819734723622,null,{"$f":"IF($D159=\"Connection\",VLOOKUP(C159,'Input - General'!$F$62:$N$79,9,FALSE),0)","v":0},null,0.1801212933606588,43.315623664660237,7.8020661572021606,null,8.6527813038891108E-2,51.117689821862399,4.4231019078861369]
[null,{"$f":"'Input - Inventory'!B157","v":149},{"$f":"'Input - Inventory'!C157","v":"SON1x70"},{"$f":"'Input - Inventory'!D157","v":"Lamp"},{"$f":"'Input - Inventory'!E157","v":"NonTraffic"},{"$f":"'Input - Inventory'!F157","v":"Minor < 130w"},{"$f":"'Input - Inventory'!G157","v":"1"},null,"Lamp - SON1x70",null,72.94592020991,105,7659.3216220405502,null,11.598054525224796,0.33333333333333331,0,0,11.598054525224796,1.8504811250925242E-2,0,0,11.598054525224796,0.16666666666666666,11.598054525224796,4.590314436538903E-3,11.598054525224796,4.0032025620496396E-2,173.97081787837189,2.1598272138228944E-2,289.95136313061982,1.2221950623319483E-2,0,0,13917.665430269753,1.1123470522803115E-4,9858.3463464410743,2.4953586329427266E-4,0,0,0,0,17.840558095309721,null,34.794163575674382,0.33333333333333331,44.73588073769529,1.8504811250925242E-2,12.140010124316399,0.16666666666666666,0,1.8504811250925242E-2,14.449218575139145,null,86.809277949647594,0.11253333333333332,1.5133333333333332,86.809277949647594,1.4200000000000001E-2,0,86.809277949647594,0.01,0,14.783658616726292,null,34.794163575674382,0.11253333333333332,12.140010124316399,1.4200000000000001E-2,0,0.01,4.0878913514811828,null,33.636766169238271,0.17030044444444439,5.7283562282951292,null,{"$f":"IF($D160=\"Connection\",VLOOKUP(C160,'Input - General'!$F$62:$N$79,9,FALSE),0)","v":0},null,0.1801212933606588,56.889682866951475,10.247043256873011,null,8.6527813038891108E-2,67.136726123824474,5.8091940860855207]
[null,{"$f":"'Input - Inventory'!B158","v":150},{"$f":"'Input - Inventory'!C158","v":"SON1x70 (P09)"},{"$f":"'Input - Inventory'!D158","v":"Lamp"},{"$f":"'Input - Inventory'!E158","v":"NonTraffic"},{"$f":"'Input - Inventory'!F158","v":"Minor < 130w"},{"$f":"'Input - Inventory'!G158","v":1},null,"Lamp - SON1x70 (P09)",null,72.94592020991,2045,149174.40682926594,null,11.598054525224796,0.33333333333333331,0,0,11.598054525224796,1.8504811250925242E-2,0,0,11.598054525224796,0.16666666666666666,11.598054525224796,4.590314436538903E-3,11.598054525224796,4.0032025620496396E-2,173.97081787837189,2.1598272138228944E-2,289.95136313061982,1.2221950623319483E-2,0,0,13917.665430269753,1.1123470522803115E-4,9858.3463464410743,2.4953586329427266E-4,0,0,0,0,17.840558095309721,null,34.794163575674382,0.33333333333333331,44.73588073769529,1.8504811250925242E-2,12.140010124316399,0.16666666666666666,0,1.8504811250925242E-2,14.449218575139145,null,86.809277949647594,0.11253333333333332,1.5133333333333332,86.809277949647594,1.4200000000000001E-2,0,86.809277949647594,0.01,0,14.783658616726292,null,34.794163575674382,0.11253333333333332,12.140010124316399,1.4200000000000001E-2,0,0.01,4.0878913514811828,null,33.636766169238271,0.17030044444444439,5.7283562282951292,null,{"$f":"IF($D161=\"Connection\",VLOOKUP(C161,'Input - General'!$F$62:$N$79,9,FALSE),0)","v":0},null,0.1801212933606588,56.889682866951475,10.247043256873011,null,8.6527813038891108E-2,67.136726123824474,5.8091940860855207]
[null,{"$f":"'Input - Inventory'!B159","v":151},{"$f":"'Input - Inventory'!C159","v":"SON2x250"},{"$f":"'Input - Inventory'!D159","v":"Lamp"},{"$f":"'Input - Inventory'!E159","v":"Traffic"},{"$f":"'Input - Inventory'!F159","v":"Major > 130w"},{"$f":"'Input - Inventory'!G159","v":"2"},null,"Lamp - SON2x250",null,163.02573386022664,0,0,null,0,0,11.598054525224796,0.33333333333333331,0,0,11.598054525224796,4.9094211792429674E-3,11.598054525224796,0.16666666666666666,11.598054525224796,4.590314436538903E-3,11.598054525224796,4.0032025620496396E-2,173.97081787837189,2.1598272138228944E-2,289.95136313061982,1.2221950623319483E-2,0,0,13917.665430269753,1.1123470522803115E-4,9858.3463464410743,2.4953586329427266E-4,0,0,0,0,17.682878019966651,null,69.588327151348764,0.33333333333333331,44.73588073769529,4.9094211792429674E-3,12.140010124316399,0.16666666666666666,0,4.9094211792429674E-3,25.439071351534714,null,86.809277949647594,0.27204976000000003,2.2699999999999996,86.809277949647594,1.4200000000000001E-2,0,86.809277949647594,0.01,0,53.609326136583064,null,34.794163575674382,0.27204976000000003,12.140010124316399,1.4200000000000001E-2,0,0.01,9.6381319939282513,null,33.636766169238271,0.61755295519999998,20.772484351184477,null,{"$f":"IF($D162=\"Connection\",VLOOKUP(C162,'Input - General'!$F$62:$N$79,9,FALSE),0)","v":0},null,0.1801212933606588,127.14189185319715,22.900962000918877,null,8.6527813038891108E-2,150.04285385411603,12.982880006110614]
[null,{"$f":"'Input - Inventory'!B160","v":152},{"$f":"'Input - Inventory'!C160","v":"SON2x250 (P09)"},{"$f":"'Input - Inventory'!D160","v":"Lamp"},{"$f":"'Input - Inventory'!E160","v":"Traffic"},{"$f":"'Input - Inventory'!F160","v":"Major > 130w"},{"$f":"'Input - Inventory'!G160","v":2},null,"Lamp - SON2x250 (P09)",null,163.02573386022664,29,4727.7462819465727,null,0,0,11.598054525224796,0.33333333333333331,0,0,11.598054525224796,4.9094211792429674E-3,11.598054525224796,0.16666666666666666,11.598054525224796,4.590314436538903E-3,11.598054525224796,4.0032025620496396E-2,173.97081787837189,2.1598272138228944E-2,289.95136313061982,1.2221950623319483E-2,0,0,13917.665430269753,1.1123470522803115E-4,9858.3463464410743,2.4953586329427266E-4,0,0,0,0,17.682878019966651,null,69.588327151348764,0.33333333333333331,44.73588073769529,4.9094211792429674E-3,12.140010124316399,0.16666666666666666,0,4.9094211792429674E-3,25.439071351534714,null,86.809277949647594,0.27204976000000003,2.2699999999999996,86.809277949647594,1.4200000000000001E-2,0,86.809277949647594,0.01,0,53.609326136583064,null,34.794163575674382,0.27204976000000003,12.140010124316399,1.4200000000000001E-2,0,0.01,9.6381319939282513,null,33.636766169238271,0.61755295519999998,20.772484351184477,null,{"$f":"IF($D163=\"Connection\",VLOOKUP(C163,'Input - General'!$F$62:$N$79,9,FALSE),0)","v":0},null,0.1801212933606588,127.14189185319715,22.900962000918877,null,8.6527813038891108E-2,150.04285385411603,12.982880006110614]
[null,{"$f":"'Input - Inventory'!B161","v":153},{"$f":"'Input - Inventory'!C161","v":"SON2x400"},{"$f":"'Input - Inventory'!D161","v":"Lamp"},{"$f":"'Input - Inventory'!E161","v":"Traffic"},{"$f":"'Input - Inventory'!F161","v":"Major > 130w"},{"$f":"'Input - Inventory'!G161","v":"2"},null,"Lamp - SON2x400",null,174.13321479877297,0,0,null,0,0,11.598054525224796,0.33333333333333331,0,0,11.598054525224796,4.9094211792429674E-3,11.598054525224796,0.16666666666666666,11.598054525224796,4.590314436538903E-3,11.598054525224796,4.0032025620496396E-2,173.97081787837189,2.1598272138228944E-2,289.95136313061982,1.2221950623319483E-2,0,0,13917.665430269753,1.1123470522803115E-4,9858.3463464410743,2.4953586329427266E-4,0,0,0,0,17.682878019966651,null,69.588327151348764,0.33333333333333331,44.73588073769529,4.9094211792429674E-3,12.140010124316399,0.16666666666666666,0,4.9094211792429674E-3,25.439071351534714,null,86.809277949647594,0.30015621222222222,2.2699999999999996,86.809277949647594,1.4200000000000001E-2,0,86.809277949647594,0.01,0,59.147901005104906,null,34.794163575674382,0.30015621222222222,12.140010124316399,1.4200000000000001E-2,0,0.01,10.616072490080127,null,33.636766169238271,0.68135460174444429,22.918565417212339,null,{"$f":"IF($D164=\"Connection\",VLOOKUP(C164,'Input - General'!$F$62:$N$79,9,FALSE),0)","v":0},null,0.1801212933606588,135.80448828389876,24.461280073878278,null,8.6527813038891108E-2,160.26576835777701,13.867446440995959]
[null,{"$f":"'Input - Inventory'!B162","v":154},{"$f":"'Input - Inventory'!C162","v":"SON2x70"},{"$f":"'Input - Inventory'!D162","v":"Lamp"},{"$f":"'Input - Inventory'!E162","v":"NonTraffic"},{"$f":"'Input - Inventory'!F162","v":"Minor < 130w"},{"$f":"'Input - Inventory'!G162","v":"2"},null,"Lamp - SON2x70",null,115.61440856553638,0,0,null,11.598054525224796,0.33333333333333331,0,0,11.598054525224796,1.8504811250925242E-2,0,0,11.598054525224796,0.16666666666666666,11.598054525224796,4.590314436538903E-3,11.598054525224796,4.0032025620496396E-2,173.97081787837189,2.1598272138228944E-2,289.95136313061982,1.2221950623319483E-2,0,0,13917.665430269753,1.1123470522803115E-4,9858.3463464410743,2.4953586329427266E-4,0,0,0,0,17.840558095309721,null,69.588327151348764,0.33333333333333331,44.73588073769529,1.8504811250925242E-2,12.140010124316399,0.16666666666666666,0,1.8504811250925242E-2,26.047273100363942,null,86.809277949647594,0.21240291555555568,1.5133333333333332,86.809277949647594,1.4200000000000001E-2,0,86.809277949647594,0.01,0,27.903662850450342,null,34.794163575674382,0.21240291555555568,12.140010124316399,1.4200000000000001E-2,0,0.01,7.56276993155545,null,33.636766169238271,0.3214364122074076,10.812081435699456,null,{"$f":"IF($D165=\"Connection\",VLOOKUP(C165,'Input - General'!$F$62:$N$79,9,FALSE),0)","v":0},null,0.1801212933606588,90.166345413378906,16.240878753461715,null,8.6527813038891108E-2,106.40722416684062,9.2071843986957607]
[null,{"$f":"'Input - Inventory'!B163","v":155},{"$f":"'Input - Inventory'!C163","v":"SON3x70"},{"$f":"'Input - Inventory'!D163","v":"Lamp"},{"$f":"'Input - Inventory'!E163","v":"NonTraffic"},{"$f":"'Input - Inventory'!F163","v":"Minor < 130w"},{"$f":"'Input - Inventory'!G163","v":"3"},null,"Lamp - SON3x70",null,155.15480093842686,0,0,null,11.598054525224796,0.33333333333333331,0,0,11.598054525224796,1.8504811250925242E-2,0,0,11.598054525224796,0.16666666666666666,11.598054525224796,4.590314436538903E-3,11.598054525224796,4.0032025620496396E-2,173.97081787837189,2.1598272138228944E-2,289.95136313061982,1.2221950623319483E-2,0,0,13917.665430269753,1.1123470522803115E-4,9858.3463464410743,2.4953586329427266E-4,0,0,0,0,17.840558095309721,null,104.38249072702314,0.33333333333333331,44.73588073769529,1.8504811250925242E-2,12.140010124316399,0.16666666666666666,0,1.8504811250925242E-2,37.645327625588727,null,86.809277949647594,0.30103384079170381,1.5133333333333332,86.809277949647594,1.4200000000000001E-2,0,86.809277949647594,0.01,0,39.547229274405957,null,34.794163575674382,0.30103384079170381,12.140010124316399,1.4200000000000001E-2,0,0.01,10.646608842085355,null,33.636766169238271,0.45556454573144506,15.323718099763873,null,{"$f":"IF($D166=\"Connection\",VLOOKUP(C166,'Input - General'!$F$62:$N$79,9,FALSE),0)","v":0},null,0.1801212933606588,121.00344193715364,21.795296462811493,null,8.6527813038891108E-2,142.79873839996515,12.356062538461705]
[null,{"$f":"'Input - Inventory'!B164","v":156},{"$f":"'Input - Inventory'!C164","v":"SON4x250"},{"$f":"'Input - Inventory'!D164","v":"Lamp"},{"$f":"'Input - Inventory'!E164","v":"Traffic"},{"$f":"'Input - Inventory'!F164","v":"Major > 130w"},{"$f":"'Input - Inventory'!G164","v":"4"},null,"Lamp - SON4x250",null,271.03214563132792,0,0,null,0,0,11.598054525224796,0.33333333333333331,0,0,11.598054525224796,4.9094211792429674E-3,11.598054525224796,0.16666666666666666,11.598054525224796,4.590314436538903E-3,11.598054525224796,4.0032025620496396E-2,173.97081787837189,2.1598272138228944E-2,289.95136313061982,1.2221950623319483E-2,0,0,13917.665430269753,1.1123470522803115E-4,9858.3463464410743,2.4953586329427266E-4,0,0,0,0,17.682878019966651,null,139.17665430269753,0.33333333333333331,44.73588073769529,4.9094211792429674E-3,12.140010124316399,0.16666666666666666,0,4.9094211792429674E-3,48.6351804019843,null,86.809277949647594,0.47008844808394246,2.2699999999999996,86.809277949647594,1.4200000000000001E-2,0,86.809277949647594,0.01,0,92.634247963946976,null,34.794163575674382,0.47008844808394246,12.140010124316399,1.4200000000000001E-2,0,0.01,16.528722501432902,null,33.636766169238271,1.0671007771505492,35.893819320025457,null,{"$f":"IF($D167=\"Connection\",VLOOKUP(C167,'Input - General'!$F$62:$N$79,9,FALSE),0)","v":0},null,0.1801212933606588,211.37484820735631,38.073111043021946,null,8.6527813038891108E-2,249.44795925037826,21.584186380949657]
[null,{"$f":"'Input - Inventory'!B165","v":157},{"$f":"'Input - Inventory'!C165","v":"SON4x600"},{"$f":"'Input - Inventory'!D165","v":"Lamp"},{"$f":"'Input - Inventory'!E165","v":"Traffic"},{"$f":"'Input - Inventory'!F165","v":"Major > 130w"},{"$f":"'Input - Inventory'!G165","v":"4"},null,"Lamp - SON4x600",null,286.89134057903988,0,0,null,0,0,11.598054525224796,0.33333333333333331,0,0,11.598054525224796,4.9094211792429674E-3,11.598054525224796,0.16666666666666666,11.598054525224796,4.590314436538903E-3,11.598054525224796,4.0032025620496396E-2,173.97081787837189,2.1598272138228944E-2,289.95136313061982,1.2221950623319483E-2,0,0,13917.665430269753,1.1123470522803115E-4,9858.3463464410743,2.4953586329427266E-4,0,0,0,0,17.682878019966651,null,139.17665430269753,0.33333333333333331,44.73588073769529,4.9094211792429674E-3,12.140010124316399,0.16666666666666666,0,4.9094211792429674E-3,48.6351804019843,null,86.809277949647594,0.51021867270885268,2.2699999999999996,86.809277949647594,1.4200000000000001E-2,0,86.809277949647594,0.01,0,100.54219208362255,null,34.794163575674382,0.51021867270885268,12.140010124316399,1.4200000000000001E-2,0,0.01,17.925020101360584,null,33.636766169238271,1.1581963870490954,38.957981049227008,null,{"$f":"IF($D168=\"Connection\",VLOOKUP(C168,'Input - General'!$F$62:$N$79,9,FALSE),0)","v":0},null,0.1801212933606588,223.74325165616114,40.300923869027109,null,8.6527813038891108E-2,264.04417552518822,22.847165053851633]
[null,{"$f":"'Input - Inventory'!B166","v":158},{"$f":"'Input - Inventory'!C166","v":"SON4x70"},{"$f":"'Input - Inventory'!D166","v":"Lamp"},{"$f":"'Input - Inventory'!E166","v":"NonTraffic"},{"$f":"'Input - Inventory'!F166","v":"Minor < 130w"},{"$f":"'Input - Inventory'!G166","v":"4"},null,"Lamp - SON4x70",null,191.91911239650534,0,0,null,11.598054525224796,0.33333333333333331,0,0,11.598054525224796,1.8504811250925242E-2,0,0,11.598054525224796,0.16666666666666666,11.598054525224796,4.590314436538903E-3,11.598054525224796,4.0032025620496396E-2,173.97081787837189,2.1598272138228944E-2,289.95136313061982,1.2221950623319483E-2,0,0,13917.665430269753,1.1123470522803115E-4,9858.3463464410743,2.4953586329427266E-4,0,0,0,0,17.840558095309721,null,139.17665430269753,0.33333333333333331,44.73588073769529,1.8504811250925242E-2,12.140010124316399,0.16666666666666666,0,1.8504811250925242E-2,49.243382150813524,null,86.809277949647594,0.37969083257461089,1.5133333333333332,86.809277949647594,1.4200000000000001E-2,0,86.809277949647594,0.01,0,49.880506356785794,null,34.794163575674382,0.37969083257461089,12.140010124316399,1.4200000000000001E-2,0,0.01,13.3834130805503,null,33.636766169238271,0.57459879329624441,19.327645251232248,null,{"$f":"IF($D169=\"Connection\",VLOOKUP(C169,'Input - General'!$F$62:$N$79,9,FALSE),0)","v":0},null,0.1801212933606588,149.67550493469159,26.959745533246316,null,8.6527813038891108E-2,176.63525046793791,15.283861928567434]
[null,{"$f":"'Input - Inventory'!B167","v":159},{"$f":"'Input - Inventory'!C167","v":"SON8x70"},{"$f":"'Input - Inventory'!D167","v":"Lamp"},{"$f":"'Input - Inventory'!E167","v":"NonTraffic"},{"$f":"'Input - Inventory'!F167","v":"Minor < 130w"},{"$f":"'Input - Inventory'!G167","v":"8"},null,"Lamp - SON8x70",null,316.95953975096745,0,0,null,11.598054525224796,0.33333333333333331,0,0,11.598054525224796,1.8504811250925242E-2,0,0,11.598054525224796,0.16666666666666666,11.598054525224796,4.590314436538903E-3,11.598054525224796,4.0032025620496396E-2,173.97081787837189,2.1598272138228944E-2,289.95136313061982,1.2221950623319483E-2,0,0,13917.665430269753,1.1123470522803115E-4,9858.3463464410743,2.4953586329427266E-4,0,0,0,0,17.840558095309721,null,278.35330860539506,0.33333333333333331,44.73588073769529,1.8504811250925242E-2,12.140010124316399,0.16666666666666666,0,1.8504811250925242E-2,95.635600251712702,null,86.809277949647594,0.61521653680802058,1.5133333333333332,86.809277949647594,1.4200000000000001E-2,0,86.809277949647594,0.01,0,80.821841725720404,null,34.794163575674382,0.61521653680802058,12.140010124316399,1.4200000000000001E-2,0,0.01,21.578332959923461,null,33.636766169238271,0.93102769236947103,31.316760785317399,null,{"$f":"IF($D170=\"Connection\",VLOOKUP(C170,'Input - General'!$F$62:$N$79,9,FALSE),0)","v":0},null,0.1801212933606588,247.19309381798368,44.524739768317893,null,8.6527813038891108E-2,291.71783358630159,25.241706164665853]
[null,{"$f":"'Input - Inventory'!B168","v":160},{"$f":"'Input - Inventory'!C168","v":"SOX1x135"},{"$f":"'Input - Inventory'!D168","v":"Lamp"},{"$f":"'Input - Inventory'!E168","v":"Traffic"},{"$f":"'Input - Inventory'!F168","v":"Major > 130w"},{"$f":"'Input - Inventory'!G168","v":"1"},null,"Lamp - SOX1x135",null,60.401734809085028,2,120.80346961817006,null,0,0,11.598054525224796,0.33333333333333331,0,0,11.598054525224796,4.9094211792429674E-3,11.598054525224796,0.16666666666666666,11.598054525224796,4.590314436538903E-3,11.598054525224796,4.0032025620496396E-2,173.97081787837189,2.1598272138228944E-2,289.95136313061982,1.2221950623319483E-2,0,0,13917.665430269753,1.1123470522803115E-4,9858.3463464410743,2.4953586329427266E-4,0,0,0,0,17.682878019966651,null,34.794163575674382,0.33333333333333331,44.73588073769529,4.9094211792429674E-3,12.140010124316399,0.16666666666666666,0,4.9094211792429674E-3,13.841016826309922,null,86.809277949647594,0.05,2.2699999999999996,86.809277949647594,1.4200000000000001E-2,0,86.809277949647594,0.01,0,9.8528530472850004,null,34.794163575674382,0.05,12.140010124316399,1.4200000000000001E-2,0,0.01,1.912096322549012,null,33.636766169238271,0.11349999999999999,3.8177729602085435,null,{"$f":"IF($D171=\"Connection\",VLOOKUP(C171,'Input - General'!$F$62:$N$79,9,FALSE),0)","v":0},null,0.1801212933606588,47.106617176319126,8.4849048116440251,null,8.6527813038891108E-2,55.591521987963148,4.8102128211218798]
[null,{"$f":"'Input - Inventory'!B169","v":161},{"$f":"'Input - Inventory'!C169","v":"SOX1x150"},{"$f":"'Input - Inventory'!D169","v":"Lamp"},{"$f":"'Input - Inventory'!E169","v":"Traffic"},{"$f":"'Input - Inventory'!F169","v":"Major > 130w"},{"$f":"'Input - Inventory'!G169","v":"1"},null,"Lamp - SOX1x150",null,60.401734809085028,0,0,null,0,0,11.598054525224796,0.33333333333333331,0,0,11.598054525224796,4.9094211792429674E-3,11.598054525224796,0.16666666666666666,11.598054525224796,4.590314436538903E-3,11.598054525224796,4.0032025620496396E-2,173.97081787837189,2.1598272138228944E-2,289.95136313061982,1.2221950623319483E-2,0,0,13917.665430269753,1.1123470522803115E-4,9858.3463464410743,2.4953586329427266E-4,0,0,0,0,17.682878019966651,null,34.794163575674382,0.33333333333333331,44.73588073769529,4.9094211792429674E-3,12.140010124316399,0.16666666666666666,0,4.9094211792429674E-3,13.841016826309922,null,86.809277949647594,0.05,2.2699999999999996,86.809277949647594,1.4200000000000001E-2,0,86.809277949647594,0.01,0,9.8528530472850004,null,34.794163575674382,0.05,12.140010124316399,1.4200000000000001E-2,0,0.01,1.912096322549012,null,33.636766169238271,0.11349999999999999,3.8177729602085435,null,{"$f":"IF($D172=\"Connection\",VLOOKUP(C172,'Input - General'!$F$62:$N$79,9,FALSE),0)","v":0},null,0.1801212933606588,47.106617176319126,8.4849048116440251,null,8.6527813038891108E-2,55.591521987963148,4.8102128211218798]
[null,{"$f":"'Input - Inventory'!B170","v":162},{"$f":"'Input - Inventory'!C170","v":"SOX1x180"},{"$f":"'Input - Inventory'!D170","v":"Lamp"},{"$f":"'Input - Inventory'!E170","v":"Traffic"},{"$f":"'Input - Inventory'!F170","v":"Major > 130w"},{"$f":"'Input - Inventory'!G170","v":"1"},null,"Lamp - SOX1x180",null,100.30673031782038,0,0,null,0,0,11.598054525224796,0.33333333333333331,0,0,11.598054525224796,4.9094211792429674E-3,11.598054525224796,0.16666666666666666,11.598054525224796,4.590314436538903E-3,11.598054525224796,4.0032025620496396E-2,173.97081787837189,2.1598272138228944E-2,289.95136313061982,1.2221950623319483E-2,0,0,13917.665430269753,1.1123470522803115E-4,9858.3463464410743,2.4953586329427266E-4,0,0,0,0,17.682878019966651,null,115.98054525224796,0.33333333333333331,44.73588073769529,4.9094211792429674E-3,12.140010124316399,0.16666666666666666,0,4.9094211792429674E-3,40.903144051834445,null,86.809277949647594,0.05,2.2699999999999996,86.809277949647594,1.4200000000000001E-2,0,86.809277949647594,0.01,0,9.8528530472850004,null,115.98054525224796,0.05,12.140010124316399,1.4200000000000001E-2,0,0.01,5.971415406377691,null,33.636766169238271,0.11349999999999999,3.8177729602085435,null,{"$f":"IF($D173=\"Connection\",VLOOKUP(C173,'Input - General'!$F$62:$N$79,9,FALSE),0)","v":0},null,0.1801212933606588,78.228063485672322,14.090539972139025,null,8.6527813038891108E-2,92.318603457811349,7.9881268600090269]
[null,{"$f":"'Input - Inventory'!B171","v":163},{"$f":"'Input - Inventory'!C171","v":"SOX1x90"},{"$f":"'Input - Inventory'!D171","v":"Lamp"},{"$f":"'Input - Inventory'!E171","v":"NonTraffic"},{"$f":"'Input - Inventory'!F171","v":"Minor < 130w"},{"$f":"'Input - Inventory'!G171","v":"1"},null,"Lamp - SOX1x90",null,55.540791729748534,0,0,null,11.598054525224796,0.33333333333333331,0,0,11.598054525224796,1.8504811250925242E-2,0,0,11.598054525224796,0.16666666666666666,11.598054525224796,4.590314436538903E-3,11.598054525224796,4.0032025620496396E-2,173.97081787837189,2.1598272138228944E-2,289.95136313061982,1.2221950623319483E-2,0,0,13917.665430269753,1.1123470522803115E-4,9858.3463464410743,2.4953586329427266E-4,0,0,0,0,17.840558095309721,null,34.794163575674382,0.33333333333333331,44.73588073769529,1.8504811250925242E-2,12.140010124316399,0.16666666666666666,0,1.8504811250925242E-2,14.449218575139145,null,86.809277949647594,0.05,1.5133333333333332,86.809277949647594,1.4200000000000001E-2,0,86.809277949647594,0.01,0,6.5685686981900009,null,34.794163575674382,0.05,12.140010124316399,1.4200000000000001E-2,0,0.01,1.912096322549012,null,33.636766169238271,7.566666666666666E-2,2.5451819734723622,null,{"$f":"IF($D174=\"Connection\",VLOOKUP(C174,'Input - General'!$F$62:$N$79,9,FALSE),0)","v":0},null,0.1801212933606588,43.315623664660237,7.8020661572021606,null,8.6527813038891108E-2,51.117689821862399,4.4231019078861369]
[null,{"$f":"'Input - Inventory'!B172","v":164},{"$f":"'Input - Inventory'!C172","v":"TF1x16"},{"$f":"'Input - Inventory'!D172","v":"Lamp"},{"$f":"'Input - Inventory'!E172","v":"NonTraffic"},{"$f":"'Input - Inventory'!F172","v":"Minor < 130w"},{"$f":"'Input - Inventory'!G172","v":"1"},null,"Lamp - TF1x16",null,46.625272014485169,1,46.625272014485169,null,11.598054525224796,0.33333333333333331,0,0,11.598054525224796,1.8504811250925242E-2,0,0,11.598054525224796,0.16666666666666666,11.598054525224796,4.590314436538903E-3,11.598054525224796,4.0032025620496396E-2,173.97081787837189,2.1598272138228944E-2,289.95136313061982,1.2221950623319483E-2,0,0,13917.665430269753,1.1123470522803115E-4,9858.3463464410743,2.4953586329427266E-4,0,0,0,0,17.840558095309721,null,11.598054525224796,0.33333333333333331,44.73588073769529,1.8504811250925242E-2,12.140010124316399,0.16666666666666666,0,1.8504811250925242E-2,6.7171822249892852,null,86.809277949647594,0.06,1.5133333333333332,86.809277949647594,1.4200000000000001E-2,0,86.809277949647594,0.01,0,7.8822824378280014,null,11.598054525224796,0.06,12.140010124316399,1.4200000000000001E-2,0,0.01,0.8682714152787806,null,33.636766169238271,9.0799999999999992E-2,3.0542183681668349,null,{"$f":"IF($D175=\"Connection\",VLOOKUP(C175,'Input - General'!$F$62:$N$79,9,FALSE),0)","v":0},null,0.1801212933606588,36.362512541572627,6.5496627888312382,null,8.6527813038891108E-2,42.912175330403869,3.7130966840813011]
[null,{"$f":"'Input - Inventory'!B173","v":165},{"$f":"'Input - Inventory'!C173","v":"TF1x176"},{"$f":"'Input - Inventory'!D173","v":"Lamp"},{"$f":"'Input - Inventory'!E173","v":"Traffic"},{"$f":"'Input - Inventory'!F173","v":"Major > 130w"},{"$f":"'Input - Inventory'!G173","v":"1"},null,"Lamp - TF1x176",null,52.65481174580669,0,0,null,0,0,11.598054525224796,0.33333333333333331,0,0,11.598054525224796,4.9094211792429674E-3,11.598054525224796,0.16666666666666666,11.598054525224796,4.590314436538903E-3,11.598054525224796,4.0032025620496396E-2,173.97081787837189,2.1598272138228944E-2,289.95136313061982,1.2221950623319483E-2,0,0,13917.665430269753,1.1123470522803115E-4,9858.3463464410743,2.4953586329427266E-4,0,0,0,0,17.682878019966651,null,11.598054525224796,0.33333333333333331,44.73588073769529,4.9094211792429674E-3,12.140010124316399,0.16666666666666666,0,4.9094211792429674E-3,6.1089804761600606,null,86.809277949647594,0.06,2.2699999999999996,86.809277949647594,1.4200000000000001E-2,0,86.809277949647594,0.01,0,11.823423656742001,null,11.598054525224796,0.06,12.140010124316399,1.4200000000000001E-2,0,0.01,0.8682714152787806,null,33.636766169238271,0.13619999999999996,4.5813275522502508,null,{"$f":"IF($D176=\"Connection\",VLOOKUP(C176,'Input - General'!$F$62:$N$79,9,FALSE),0)","v":0},null,0.1801212933606588,41.064881120397743,7.3966594991077406,null,8.6527813038891108E-2,48.461540619505492,4.1932711263011981]
[null,{"$f":"'Input - Inventory'!B174","v":166},{"$f":"'Input - Inventory'!C174","v":"TF1x20"},{"$f":"'Input - Inventory'!D174","v":"Lamp"},{"$f":"'Input - Inventory'!E174","v":"NonTraffic"},{"$f":"'Input - Inventory'!F174","v":"Minor < 130w"},{"$f":"'Input - Inventory'!G174","v":"1"},null,"Lamp - TF1x20",null,46.625272014485169,0,0,null,11.598054525224796,0.33333333333333331,0,0,11.598054525224796,1.8504811250925242E-2,0,0,11.598054525224796,0.16666666666666666,11.598054525224796,4.590314436538903E-3,11.598054525224796,4.0032025620496396E-2,173.97081787837189,2.1598272138228944E-2,289.95136313061982,1.2221950623319483E-2,0,0,13917.665430269753,1.1123470522803115E-4,9858.3463464410743,2.4953586329427266E-4,0,0,0,0,17.840558095309721,null,11.598054525224796,0.33333333333333331,44.73588073769529,1.8504811250925242E-2,12.140010124316399,0.16666666666666666,0,1.8504811250925242E-2,6.7171822249892852,null,86.809277949647594,0.06,1.5133333333333332,86.809277949647594,1.4200000000000001E-2,0,86.809277949647594,0.01,0,7.8822824378280014,null,11.598054525224796,0.06,12.140010124316399,1.4200000000000001E-2,0,0.01,0.8682714152787806,null,33.636766169238271,9.0799999999999992E-2,3.0542183681668349,null,{"$f":"IF($D177=\"Connection\",VLOOKUP(C177,'Input - General'!$F$62:$N$79,9,FALSE),0)","v":0},null,0.1801212933606588,36.362512541572627,6.5496627888312382,null,8.6527813038891108E-2,42.912175330403869,3.7130966840813011]
[null,{"$f":"'Input - Inventory'!B175","v":167},{"$f":"'Input - Inventory'!C175","v":"TF1x236"},{"$f":"'Input - Inventory'!D175","v":"Lamp"},{"$f":"'Input - Inventory'!E175","v":"Traffic"},{"$f":"'Input - Inventory'!F175","v":"Major > 130w"},{"$f":"'Input - Inventory'!G175","v":"1"},null,"Lamp - TF1x236",null,52.65481174580669,0,0,null,0,0,11.598054525224796,0.33333333333333331,0,0,11.598054525224796,4.9094211792429674E-3,11.598054525224796,0.16666666666666666,11.598054525224796,4.590314436538903E-3,11.598054525224796,4.0032025620496396E-2,173.97081787837189,2.1598272138228944E-2,289.95136313061982,1.2221950623319483E-2,0,0,13917.665430269753,1.1123470522803115E-4,9858.3463464410743,2.4953586329427266E-4,0,0,0,0,17.682878019966651,null,11.598054525224796,0.33333333333333331,44.73588073769529,4.9094211792429674E-3,12.140010124316399,0.16666666666666666,0,4.9094211792429674E-3,6.1089804761600606,null,86.809277949647594,0.06,2.2699999999999996,86.809277949647594,1.4200000000000001E-2,0,86.809277949647594,0.01,0,11.823423656742001,null,11.598054525224796,0.06,12.140010124316399,1.4200000000000001E-2,0,0.01,0.8682714152787806,null,33.636766169238271,0.13619999999999996,4.5813275522502508,null,{"$f":"IF($D178=\"Connection\",VLOOKUP(C178,'Input - General'!$F$62:$N$79,9,FALSE),0)","v":0},null,0.1801212933606588,41.064881120397743,7.3966594991077406,null,8.6527813038891108E-2,48.461540619505492,4.1932711263011981]
[null,{"$f":"'Input - Inventory'!B176","v":168},{"$f":"'Input - Inventory'!C176","v":"TF1x26"},{"$f":"'Input - Inventory'!D176","v":"Lamp"},{"$f":"'Input - Inventory'!E176","v":"NonTraffic"},{"$f":"'Input - Inventory'!F176","v":"Minor < 130w"},{"$f":"'Input - Inventory'!G176","v":"1"},null,"Lamp - TF1x26",null,46.625272014485169,0,0,null,11.598054525224796,0.33333333333333331,0,0,11.598054525224796,1.8504811250925242E-2,0,0,11.598054525224796,0.16666666666666666,11.598054525224796,4.590314436538903E-3,11.598054525224796,4.0032025620496396E-2,173.97081787837189,2.1598272138228944E-2,289.95136313061982,1.2221950623319483E-2,0,0,13917.665430269753,1.1123470522803115E-4,9858.3463464410743,2.4953586329427266E-4,0,0,0,0,17.840558095309721,null,11.598054525224796,0.33333333333333331,44.73588073769529,1.8504811250925242E-2,12.140010124316399,0.16666666666666666,0,1.8504811250925242E-2,6.7171822249892852,null,86.809277949647594,0.06,1.5133333333333332,86.809277949647594,1.4200000000000001E-2,0,86.809277949647594,0.01,0,7.8822824378280014,null,11.598054525224796,0.06,12.140010124316399,1.4200000000000001E-2,0,0.01,0.8682714152787806,null,33.636766169238271,9.0799999999999992E-2,3.0542183681668349,null,{"$f":"IF($D179=\"Connection\",VLOOKUP(C179,'Input - General'!$F$62:$N$79,9,FALSE),0)","v":0},null,0.1801212933606588,36.362512541572627,6.5496627888312382,null,8.6527813038891108E-2,42.912175330403869,3.7130966840813011]
[null,{"$f":"'Input - Inventory'!B177","v":169},{"$f":"'Input - Inventory'!C177","v":"TF1x40"},{"$f":"'Input - Inventory'!D177","v":"Lamp"},{"$f":"'Input - Inventory'!E177","v":"NonTraffic"},{"$f":"'Input - Inventory'!F177","v":"Minor < 130w"},{"$f":"'Input - Inventory'!G177","v":"1"},null,"Lamp - TF1x40",null,70.987166229362956,86,6104.8962957252143,null,11.598054525224796,0.33333333333333331,0,0,11.598054525224796,1.8504811250925242E-2,0,0,11.598054525224796,0.16666666666666666,11.598054525224796,4.590314436538903E-3,11.598054525224796,4.0032025620496396E-2,173.97081787837189,2.1598272138228944E-2,289.95136313061982,1.2221950623319483E-2,0,0,13917.665430269753,1.1123470522803115E-4,9858.3463464410743,2.4953586329427266E-4,0,0,0,0,17.840558095309721,null,11.598054525224796,0.33333333333333331,44.73588073769529,1.8504811250925242E-2,12.140010124316399,0.16666666666666666,0,1.8504811250925242E-2,6.7171822249892852,null,86.809277949647594,0.158,1.5133333333333332,86.809277949647594,1.4200000000000001E-2,0,86.809277949647594,0.01,0,20.756677086280401,null,11.598054525224796,0.158,12.140010124316399,1.4200000000000001E-2,0,0.01,2.0048807587508106,null,33.636766169238271,0.23910666666666663,8.0427750361726638,null,{"$f":"IF($D180=\"Connection\",VLOOKUP(C180,'Input - General'!$F$62:$N$79,9,FALSE),0)","v":0},null,0.1801212933606588,55.362073201502881,9.9718882281821664,null,8.6527813038891108E-2,65.333961429685047,5.6532047996779102]
[null,{"$f":"'Input - Inventory'!B178","v":170},{"$f":"'Input - Inventory'!C178","v":"TF1x40 (P09)"},{"$f":"'Input - Inventory'!D178","v":"Lamp"},{"$f":"'Input - Inventory'!E178","v":"NonTraffic"},{"$f":"'Input - Inventory'!F178","v":"Minor < 130w"},{"$f":"'Input - Inventory'!G178","v":1},null,"Lamp - TF1x40 (P09)",null,70.987166229362956,508,36061.480444516383,null,11.598054525224796,0.33333333333333331,0,0,11.598054525224796,1.8504811250925242E-2,0,0,11.598054525224796,0.16666666666666666,11.598054525224796,4.590314436538903E-3,11.598054525224796,4.0032025620496396E-2,173.97081787837189,2.1598272138228944E-2,289.95136313061982,1.2221950623319483E-2,0,0,13917.665430269753,1.1123470522803115E-4,9858.3463464410743,2.4953586329427266E-4,0,0,0,0,17.840558095309721,null,11.598054525224796,0.33333333333333331,44.73588073769529,1.8504811250925242E-2,12.140010124316399,0.16666666666666666,0,1.8504811250925242E-2,6.7171822249892852,null,86.809277949647594,0.158,1.5133333333333332,86.809277949647594,1.4200000000000001E-2,0,86.809277949647594,0.01,0,20.756677086280401,null,11.598054525224796,0.158,12.140010124316399,1.4200000000000001E-2,0,0.01,2.0048807587508106,null,33.636766169238271,0.23910666666666663,8.0427750361726638,null,{"$f":"IF($D181=\"Connection\",VLOOKUP(C181,'Input - General'!$F$62:$N$79,9,FALSE),0)","v":0},null,0.1801212933606588,55.362073201502881,9.9718882281821664,null,8.6527813038891108E-2,65.333961429685047,5.6532047996779102]
[null,{"$f":"'Input - Inventory'!B179","v":171},{"$f":"'Input - Inventory'!C179","v":"TF1x60"},{"$f":"'Input - Inventory'!D179","v":"Lamp"},{"$f":"'Input - Inventory'!E179","v":"NonTraffic"},{"$f":"'Input - Inventory'!F179","v":"Minor < 130w"},{"$f":"'Input - Inventory'!G179","v":"1"},null,"Lamp - TF1x60",null,46.625272014485169,0,0,null,11.598054525224796,0.33333333333333331,0,0,11.598054525224796,1.8504811250925242E-2,0,0,11.598054525224796,0.16666666666666666,11.598054525224796,4.590314436538903E-3,11.598054525224796,4.0032025620496396E-2,173.97081787837189,2.1598272138228944E-2,289.95136313061982,1.2221950623319483E-2,0,0,13917.665430269753,1.1123470522803115E-4,9858.3463464410743,2.4953586329427266E-4,0,0,0,0,17.840558095309721,null,11.598054525224796,0.33333333333333331,44.73588073769529,1.8504811250925242E-2,12.140010124316399,0.16666666666666666,0,1.8504811250925242E-2,6.7171822249892852,null,86.809277949647594,0.06,1.5133333333333332,86.809277949647594,1.4200000000000001E-2,0,86.809277949647594,0.01,0,7.8822824378280014,null,11.598054525224796,0.06,12.140010124316399,1.4200000000000001E-2,0,0.01,0.8682714152787806,null,33.636766169238271,9.0799999999999992E-2,3.0542183681668349,null,{"$f":"IF($D182=\"Connection\",VLOOKUP(C182,'Input - General'!$F$62:$N$79,9,FALSE),0)","v":0},null,0.1801212933606588,36.362512541572627,6.5496627888312382,null,8.6527813038891108E-2,42.912175330403869,3.7130966840813011]
[null,{"$f":"'Input - Inventory'!B180","v":172},{"$f":"'Input - Inventory'!C180","v":"TF1x80"},{"$f":"'Input - Inventory'!D180","v":"Lamp"},{"$f":"'Input - Inventory'!E180","v":"NonTraffic"},{"$f":"'Input - Inventory'!F180","v":"Minor < 130w"},{"$f":"'Input - Inventory'!G180","v":"1"},null,"Lamp - TF1x80",null,46.625272014485169,14,652.75380820279236,null,11.598054525224796,0.33333333333333331,0,0,11.598054525224796,1.8504811250925242E-2,0,0,11.598054525224796,0.16666666666666666,11.598054525224796,4.590314436538903E-3,11.598054525224796,4.0032025620496396E-2,173.97081787837189,2.1598272138228944E-2,289.95136313061982,1.2221950623319483E-2,0,0,13917.665430269753,1.1123470522803115E-4,9858.3463464410743,2.4953586329427266E-4,0,0,0,0,17.840558095309721,null,11.598054525224796,0.33333333333333331,44.73588073769529,1.8504811250925242E-2,12.140010124316399,0.16666666666666666,0,1.8504811250925242E-2,6.7171822249892852,null,86.809277949647594,0.06,1.5133333333333332,86.809277949647594,1.4200000000000001E-2,0,86.809277949647594,0.01,0,7.8822824378280014,null,11.598054525224796,0.06,12.140010124316399,1.4200000000000001E-2,0,0.01,0.8682714152787806,null,33.636766169238271,9.0799999999999992E-2,3.0542183681668349,null,{"$f":"IF($D183=\"Connection\",VLOOKUP(C183,'Input - General'!$F$62:$N$79,9,FALSE),0)","v":0},null,0.1801212933606588,36.362512541572627,6.5496627888312382,null,8.6527813038891108E-2,42.912175330403869,3.7130966840813011]
[null,{"$f":"'Input - Inventory'!B181","v":173},{"$f":"'Input - Inventory'!C181","v":"TF2x14 T5"},{"$f":"'Input - Inventory'!D181","v":"Lamp"},{"$f":"'Input - Inventory'!E181","v":"NonTraffic"},{"$f":"'Input - Inventory'!F181","v":"Minor < 130w"},{"$f":"'Input - Inventory'!G181","v":"2"},null,"Lamp - TF2x14 T5",null,51.582414313706956,4,206.32965725482782,null,11.598054525224796,0.33333333333333331,0,0,11.598054525224796,1.8504811250925242E-2,0,0,11.598054525224796,0.16666666666666666,11.598054525224796,4.590314436538903E-3,11.598054525224796,4.0032025620496396E-2,173.97081787837189,2.1598272138228944E-2,289.95136313061982,1.2221950623319483E-2,0,0,13917.665430269753,1.1123470522803115E-4,9858.3463464410743,2.4953586329427266E-4,0,0,0,0,17.840558095309721,null,23.196109050449593,0.33333333333333331,44.73588073769529,1.8504811250925242E-2,12.140010124316399,0.16666666666666666,0,1.8504811250925242E-2,10.583200400064218,null,86.809277949647594,0.06,1.5133333333333332,86.809277949647594,1.4200000000000001E-2,0,86.809277949647594,0.01,0,7.8822824378280014,null,11.598054525224796,0.06,12.140010124316399,1.4200000000000001E-2,0,0.01,0.8682714152787806,null,33.636766169238271,9.0799999999999992E-2,3.0542183681668349,null,{"$f":"IF($D184=\"Connection\",VLOOKUP(C184,'Input - General'!$F$62:$N$79,9,FALSE),0)","v":0},null,0.1801212933606588,40.228530716647555,7.2460149826815474,null,8.6527813038891108E-2,47.474545699329113,4.1078686143778418]
[null,{"$f":"'Input - Inventory'!B182","v":174},{"$f":"'Input - Inventory'!C182","v":"TF2x14 T5 (P09)"},{"$f":"'Input - Inventory'!D182","v":"Lamp"},{"$f":"'Input - Inventory'!E182","v":"NonTraffic"},{"$f":"'Input - Inventory'!F182","v":"Minor < 130w"},{"$f":"'Input - Inventory'!G182","v":2},null,"Lamp - TF2x14 T5 (P09)",null,51.582414313706956,310,15990.548437249156,null,11.598054525224796,0.33333333333333331,0,0,11.598054525224796,1.8504811250925242E-2,0,0,11.598054525224796,0.16666666666666666,11.598054525224796,4.590314436538903E-3,11.598054525224796,4.0032025620496396E-2,173.97081787837189,2.1598272138228944E-2,289.95136313061982,1.2221950623319483E-2,0,0,13917.665430269753,1.1123470522803115E-4,9858.3463464410743,2.4953586329427266E-4,0,0,0,0,17.840558095309721,null,23.196109050449593,0.33333333333333331,44.73588073769529,1.8504811250925242E-2,12.140010124316399,0.16666666666666666,0,1.8504811250925242E-2,10.583200400064218,null,86.809277949647594,0.06,1.5133333333333332,86.809277949647594,1.4200000000000001E-2,0,86.809277949647594,0.01,0,7.8822824378280014,null,11.598054525224796,0.06,12.140010124316399,1.4200000000000001E-2,0,0.01,0.8682714152787806,null,33.636766169238271,9.0799999999999992E-2,3.0542183681668349,null,{"$f":"IF($D185=\"Connection\",VLOOKUP(C185,'Input - General'!$F$62:$N$79,9,FALSE),0)","v":0},null,0.1801212933606588,40.228530716647555,7.2460149826815474,null,8.6527813038891108E-2,47.474545699329113,4.1078686143778418]
[null,{"$f":"'Input - Inventory'!B183","v":175},{"$f":"'Input - Inventory'!C183","v":"TF2x20"},{"$f":"'Input - Inventory'!D183","v":"Lamp"},{"$f":"'Input - Inventory'!E183","v":"NonTraffic"},{"$f":"'Input - Inventory'!F183","v":"Minor < 130w"},{"$f":"'Input - Inventory'!G183","v":"2"},null,"Lamp - TF2x20",null,62.246957801648357,378,23529.35004902308,null,11.598054525224796,0.33333333333333331,0,0,11.598054525224796,1.8504811250925242E-2,0,0,11.598054525224796,0.16666666666666666,11.598054525224796,4.590314436538903E-3,11.598054525224796,4.0032025620496396E-2,173.97081787837189,2.1598272138228944E-2,289.95136313061982,1.2221950623319483E-2,0,0,13917.665430269753,1.1123470522803115E-4,9858.3463464410743,2.4953586329427266E-4,0,0,0,0,17.840558095309721,null,23.196109050449593,0.33333333333333331,44.73588073769529,1.8504811250925242E-2,12.140010124316399,0.16666666666666666,0,1.8504811250925242E-2,10.583200400064218,null,86.809277949647594,0.10290000000000001,1.5133333333333332,86.809277949647594,1.4200000000000001E-2,0,86.809277949647594,0.01,0,13.518114380875023,null,11.598054525224796,0.10290000000000001,12.140010124316399,1.4200000000000001E-2,0,0.01,1.3658279544109244,null,33.636766169238271,0.155722,5.2379845014061219,null,{"$f":"IF($D186=\"Connection\",VLOOKUP(C186,'Input - General'!$F$62:$N$79,9,FALSE),0)","v":0},null,0.1801212933606588,48.545685332066007,8.7441116290912912,null,8.6527813038891108E-2,57.289796961157307,4.957160840491051]
[null,{"$f":"'Input - Inventory'!B184","v":176},{"$f":"'Input - Inventory'!C184","v":"TF2x20 (P09)"},{"$f":"'Input - Inventory'!D184","v":"Lamp"},{"$f":"'Input - Inventory'!E184","v":"NonTraffic"},{"$f":"'Input - Inventory'!F184","v":"Minor < 130w"},{"$f":"'Input - Inventory'!G184","v":2},null,"Lamp - TF2x20 (P09)",null,62.246957801648357,18453,1148643.112313817,null,11.598054525224796,0.33333333333333331,0,0,11.598054525224796,1.8504811250925242E-2,0,0,11.598054525224796,0.16666666666666666,11.598054525224796,4.590314436538903E-3,11.598054525224796,4.0032025620496396E-2,173.97081787837189,2.1598272138228944E-2,289.95136313061982,1.2221950623319483E-2,0,0,13917.665430269753,1.1123470522803115E-4,9858.3463464410743,2.4953586329427266E-4,0,0,0,0,17.840558095309721,null,23.196109050449593,0.33333333333333331,44.73588073769529,1.8504811250925242E-2,12.140010124316399,0.16666666666666666,0,1.8504811250925242E-2,10.583200400064218,null,86.809277949647594,0.10290000000000001,1.5133333333333332,86.809277949647594,1.4200000000000001E-2,0,86.809277949647594,0.01,0,13.518114380875023,null,11.598054525224796,0.10290000000000001,12.140010124316399,1.4200000000000001E-2,0,0.01,1.3658279544109244,null,33.636766169238271,0.155722,5.2379845014061219,null,{"$f":"IF($D187=\"Connection\",VLOOKUP(C187,'Input - General'!$F$62:$N$79,9,FALSE),0)","v":0},null,0.1801212933606588,48.545685332066007,8.7441116290912912,null,8.6527813038891108E-2,57.289796961157307,4.957160840491051]
[null,{"$f":"'Input - Inventory'!B185","v":177},{"$f":"'Input - Inventory'!C185","v":"TF2x26"},{"$f":"'Input - Inventory'!D185","v":"Lamp"},{"$f":"'Input - Inventory'!E185","v":"NonTraffic"},{"$f":"'Input - Inventory'!F185","v":"Minor < 130w"},{"$f":"'Input - Inventory'!G185","v":"2"},null,"Lamp - TF2x26",null,51.582414313706956,0,0,null,11.598054525224796,0.33333333333333331,0,0,11.598054525224796,1.8504811250925242E-2,0,0,11.598054525224796,0.16666666666666666,11.598054525224796,4.590314436538903E-3,11.598054525224796,4.0032025620496396E-2,173.97081787837189,2.1598272138228944E-2,289.95136313061982,1.2221950623319483E-2,0,0,13917.665430269753,1.1123470522803115E-4,9858.3463464410743,2.4953586329427266E-4,0,0,0,0,17.840558095309721,null,23.196109050449593,0.33333333333333331,44.73588073769529,1.8504811250925242E-2,12.140010124316399,0.16666666666666666,0,1.8504811250925242E-2,10.583200400064218,null,86.809277949647594,0.06,1.5133333333333332,86.809277949647594,1.4200000000000001E-2,0,86.809277949647594,0.01,0,7.8822824378280014,null,11.598054525224796,0.06,12.140010124316399,1.4200000000000001E-2,0,0.01,0.8682714152787806,null,33.636766169238271,9.0799999999999992E-2,3.0542183681668349,null,{"$f":"IF($D188=\"Connection\",VLOOKUP(C188,'Input - General'!$F$62:$N$79,9,FALSE),0)","v":0},null,0.1801212933606588,40.228530716647555,7.2460149826815474,null,8.6527813038891108E-2,47.474545699329113,4.1078686143778418]
[null,{"$f":"'Input - Inventory'!B186","v":178},{"$f":"'Input - Inventory'!C186","v":"TF2x26 (P09)"},{"$f":"'Input - Inventory'!D186","v":"Lamp"},{"$f":"'Input - Inventory'!E186","v":"NonTraffic"},{"$f":"'Input - Inventory'!F186","v":"Minor < 130w"},{"$f":"'Input - Inventory'!G186","v":2},null,"Lamp - TF2x26 (P09)",null,51.582414313706956,28,1444.3076007837947,null,11.598054525224796,0.33333333333333331,0,0,11.598054525224796,1.8504811250925242E-2,0,0,11.598054525224796,0.16666666666666666,11.598054525224796,4.590314436538903E-3,11.598054525224796,4.0032025620496396E-2,173.97081787837189,2.1598272138228944E-2,289.95136313061982,1.2221950623319483E-2,0,0,13917.665430269753,1.1123470522803115E-4,9858.3463464410743,2.4953586329427266E-4,0,0,0,0,17.840558095309721,null,23.196109050449593,0.33333333333333331,44.73588073769529,1.8504811250925242E-2,12.140010124316399,0.16666666666666666,0,1.8504811250925242E-2,10.583200400064218,null,86.809277949647594,0.06,1.5133333333333332,86.809277949647594,1.4200000000000001E-2,0,86.809277949647594,0.01,0,7.8822824378280014,null,11.598054525224796,0.06,12.140010124316399,1.4200000000000001E-2,0,0.01,0.8682714152787806,null,33.636766169238271,9.0799999999999992E-2,3.0542183681668349,null,{"$f":"IF($D189=\"Connection\",VLOOKUP(C189,'Input - General'!$F$62:$N$79,9,FALSE),0)","v":0},null,0.1801212933606588,40.228530716647555,7.2460149826815474,null,8.6527813038891108E-2,47.474545699329113,4.1078686143778418]
[null,{"$f":"'Input - Inventory'!B187","v":179},{"$f":"'Input - Inventory'!C187","v":"TF2x40"},{"$f":"'Input - Inventory'!D187","v":"Lamp"},{"$f":"'Input - Inventory'!E187","v":"NonTraffic"},{"$f":"'Input - Inventory'!F187","v":"Minor < 130w"},{"$f":"'Input - Inventory'!G187","v":"2"},null,"Lamp - TF2x40",null,51.582414313706956,1,51.582414313706956,null,11.598054525224796,0.33333333333333331,0,0,11.598054525224796,1.8504811250925242E-2,0,0,11.598054525224796,0.16666666666666666,11.598054525224796,4.590314436538903E-3,11.598054525224796,4.0032025620496396E-2,173.97081787837189,2.1598272138228944E-2,289.95136313061982,1.2221950623319483E-2,0,0,13917.665430269753,1.1123470522803115E-4,9858.3463464410743,2.4953586329427266E-4,0,0,0,0,17.840558095309721,null,23.196109050449593,0.33333333333333331,44.73588073769529,1.8504811250925242E-2,12.140010124316399,0.16666666666666666,0,1.8504811250925242E-2,10.583200400064218,null,86.809277949647594,0.06,1.5133333333333332,86.809277949647594,1.4200000000000001E-2,0,86.809277949647594,0.01,0,7.8822824378280014,null,11.598054525224796,0.06,12.140010124316399,1.4200000000000001E-2,0,0.01,0.8682714152787806,null,33.636766169238271,9.0799999999999992E-2,3.0542183681668349,null,{"$f":"IF($D190=\"Connection\",VLOOKUP(C190,'Input - General'!$F$62:$N$79,9,FALSE),0)","v":0},null,0.1801212933606588,40.228530716647555,7.2460149826815474,null,8.6527813038891108E-2,47.474545699329113,4.1078686143778418]
[null,{"$f":"'Input - Inventory'!B188","v":180},{"$f":"'Input - Inventory'!C188","v":"TF2x58"},{"$f":"'Input - Inventory'!D188","v":"Lamp"},{"$f":"'Input - Inventory'!E188","v":"NonTraffic"},{"$f":"'Input - Inventory'!F188","v":"Minor < 130w"},{"$f":"'Input - Inventory'!G188","v":"2"},null,"Lamp - TF2x58",null,51.582414313706956,0,0,null,11.598054525224796,0.33333333333333331,0,0,11.598054525224796,1.8504811250925242E-2,0,0,11.598054525224796,0.16666666666666666,11.598054525224796,4.590314436538903E-3,11.598054525224796,4.0032025620496396E-2,173.97081787837189,2.1598272138228944E-2,289.95136313061982,1.2221950623319483E-2,0,0,13917.665430269753,1.1123470522803115E-4,9858.3463464410743,2.4953586329427266E-4,0,0,0,0,17.840558095309721,null,23.196109050449593,0.33333333333333331,44.73588073769529,1.8504811250925242E-2,12.140010124316399,0.16666666666666666,0,1.8504811250925242E-2,10.583200400064218,null,86.809277949647594,0.06,1.5133333333333332,86.809277949647594,1.4200000000000001E-2,0,86.809277949647594,0.01,0,7.8822824378280014,null,11.598054525224796,0.06,12.140010124316399,1.4200000000000001E-2,0,0.01,0.8682714152787806,null,33.636766169238271,9.0799999999999992E-2,3.0542183681668349,null,{"$f":"IF($D191=\"Connection\",VLOOKUP(C191,'Input - General'!$F$62:$N$79,9,FALSE),0)","v":0},null,0.1801212933606588,40.228530716647555,7.2460149826815474,null,8.6527813038891108E-2,47.474545699329113,4.1078686143778418]
[null,{"$f":"'Input - Inventory'!B189","v":181},{"$f":"'Input - Inventory'!C189","v":"TF2x80"},{"$f":"'Input - Inventory'!D189","v":"Lamp"},{"$f":"'Input - Inventory'!E189","v":"NonTraffic"},{"$f":"'Input - Inventory'!F189","v":"Minor < 130w"},{"$f":"'Input - Inventory'!G189","v":"2"},null,"Lamp - TF2x80",null,51.582414313706956,0,0,null,11.598054525224796,0.33333333333333331,0,0,11.598054525224796,1.8504811250925242E-2,0,0,11.598054525224796,0.16666666666666666,11.598054525224796,4.590314436538903E-3,11.598054525224796,4.0032025620496396E-2,173.97081787837189,2.1598272138228944E-2,289.95136313061982,1.2221950623319483E-2,0,0,13917.665430269753,1.1123470522803115E-4,9858.3463464410743,2.4953586329427266E-4,0,0,0,0,17.840558095309721,null,23.196109050449593,0.33333333333333331,44.73588073769529,1.8504811250925242E-2,12.140010124316399,0.16666666666666666,0,1.8504811250925242E-2,10.583200400064218,null,86.809277949647594,0.06,1.5133333333333332,86.809277949647594,1.4200000000000001E-2,0,86.809277949647594,0.01,0,7.8822824378280014,null,11.598054525224796,0.06,12.140010124316399,1.4200000000000001E-2,0,0.01,0.8682714152787806,null,33.636766169238271,9.0799999999999992E-2,3.0542183681668349,null,{"$f":"IF($D192=\"Connection\",VLOOKUP(C192,'Input - General'!$F$62:$N$79,9,FALSE),0)","v":0},null,0.1801212933606588,40.228530716647555,7.2460149826815474,null,8.6527813038891108E-2,47.474545699329113,4.1078686143778418]
[null,{"$f":"'Input - Inventory'!B190","v":182},{"$f":"'Input - Inventory'!C190","v":"TF3x20"},{"$f":"'Input - Inventory'!D190","v":"Lamp"},{"$f":"'Input - Inventory'!E190","v":"NonTraffic"},{"$f":"'Input - Inventory'!F190","v":"Minor < 130w"},{"$f":"'Input - Inventory'!G190","v":"3"},null,"Lamp - TF3x20",null,56.539556612928735,0,0,null,11.598054525224796,0.33333333333333331,0,0,11.598054525224796,1.8504811250925242E-2,0,0,11.598054525224796,0.16666666666666666,11.598054525224796,4.590314436538903E-3,11.598054525224796,4.0032025620496396E-2,173.97081787837189,2.1598272138228944E-2,289.95136313061982,1.2221950623319483E-2,0,0,13917.665430269753,1.1123470522803115E-4,9858.3463464410743,2.4953586329427266E-4,0,0,0,0,17.840558095309721,null,34.794163575674389,0.33333333333333331,44.73588073769529,1.8504811250925242E-2,12.140010124316399,0.16666666666666666,0,1.8504811250925242E-2,14.449218575139149,null,86.809277949647594,0.06,1.5133333333333332,86.809277949647594,1.4200000000000001E-2,0,86.809277949647594,0.01,0,7.8822824378280014,null,11.598054525224796,0.06,12.140010124316399,1.4200000000000001E-2,0,0.01,0.8682714152787806,null,33.636766169238271,9.0799999999999992E-2,3.0542183681668349,null,{"$f":"IF($D193=\"Connection\",VLOOKUP(C193,'Input - General'!$F$62:$N$79,9,FALSE),0)","v":0},null,0.1801212933606588,44.094548891722482,7.9423671765318575,null,8.6527813038891108E-2,52.036916068254357,4.5026405446743816]
[null,{"$f":"'Input - Inventory'!B191","v":183},{"$f":"'Input - Inventory'!C191","v":"TF3x40"},{"$f":"'Input - Inventory'!D191","v":"Lamp"},{"$f":"'Input - Inventory'!E191","v":"NonTraffic"},{"$f":"'Input - Inventory'!F191","v":"Minor < 130w"},{"$f":"'Input - Inventory'!G191","v":"3"},null,"Lamp - TF3x40",null,56.539556612928735,0,0,null,11.598054525224796,0.33333333333333331,0,0,11.598054525224796,1.8504811250925242E-2,0,0,11.598054525224796,0.16666666666666666,11.598054525224796,4.590314436538903E-3,11.598054525224796,4.0032025620496396E-2,173.97081787837189,2.1598272138228944E-2,289.95136313061982,1.2221950623319483E-2,0,0,13917.665430269753,1.1123470522803115E-4,9858.3463464410743,2.4953586329427266E-4,0,0,0,0,17.840558095309721,null,34.794163575674389,0.33333333333333331,44.73588073769529,1.8504811250925242E-2,12.140010124316399,0.16666666666666666,0,1.8504811250925242E-2,14.449218575139149,null,86.809277949647594,0.06,1.5133333333333332,86.809277949647594,1.4200000000000001E-2,0,86.809277949647594,0.01,0,7.8822824378280014,null,11.598054525224796,0.06,12.140010124316399,1.4200000000000001E-2,0,0.01,0.8682714152787806,null,33.636766169238271,9.0799999999999992E-2,3.0542183681668349,null,{"$f":"IF($D194=\"Connection\",VLOOKUP(C194,'Input - General'!$F$62:$N$79,9,FALSE),0)","v":0},null,0.1801212933606588,44.094548891722482,7.9423671765318575,null,8.6527813038891108E-2,52.036916068254357,4.5026405446743816]
[null,{"$f":"'Input - Inventory'!B192","v":184},{"$f":"'Input - Inventory'!C192","v":"TF3x80"},{"$f":"'Input - Inventory'!D192","v":"Lamp"},{"$f":"'Input - Inventory'!E192","v":"NonTraffic"},{"$f":"'Input - Inventory'!F192","v":"Minor < 130w"},{"$f":"'Input - Inventory'!G192","v":"3"},null,"Lamp - TF3x80",null,56.539556612928735,0,0,null,11.598054525224796,0.33333333333333331,0,0,11.598054525224796,1.8504811250925242E-2,0,0,11.598054525224796,0.16666666666666666,11.598054525224796,4.590314436538903E-3,11.598054525224796,4.0032025620496396E-2,173.97081787837189,2.1598272138228944E-2,289.95136313061982,1.2221950623319483E-2,0,0,13917.665430269753,1.1123470522803115E-4,9858.3463464410743,2.4953586329427266E-4,0,0,0,0,17.840558095309721,null,34.794163575674389,0.33333333333333331,44.73588073769529,1.8504811250925242E-2,12.140010124316399,0.16666666666666666,0,1.8504811250925242E-2,14.449218575139149,null,86.809277949647594,0.06,1.5133333333333332,86.809277949647594,1.4200000000000001E-2,0,86.809277949647594,0.01,0,7.8822824378280014,null,11.598054525224796,0.06,12.140010124316399,1.4200000000000001E-2,0,0.01,0.8682714152787806,null,33.636766169238271,9.0799999999999992E-2,3.0542183681668349,null,{"$f":"IF($D195=\"Connection\",VLOOKUP(C195,'Input - General'!$F$62:$N$79,9,FALSE),0)","v":0},null,0.1801212933606588,44.094548891722482,7.9423671765318575,null,8.6527813038891108E-2,52.036916068254357,4.5026405446743816]
[null,{"$f":"'Input - Inventory'!B193","v":185},{"$f":"'Input - Inventory'!C193","v":"TF4x20"},{"$f":"'Input - Inventory'!D193","v":"Lamp"},{"$f":"'Input - Inventory'!E193","v":"NonTraffic"},{"$f":"'Input - Inventory'!F193","v":"Minor < 130w"},{"$f":"'Input - Inventory'!G193","v":"4"},null,"Lamp - TF4x20",null,61.496698912150514,50,3074.8349456075257,null,11.598054525224796,0.33333333333333331,0,0,11.598054525224796,1.8504811250925242E-2,0,0,11.598054525224796,0.16666666666666666,11.598054525224796,4.590314436538903E-3,11.598054525224796,4.0032025620496396E-2,173.97081787837189,2.1598272138228944E-2,289.95136313061982,1.2221950623319483E-2,0,0,13917.665430269753,1.1123470522803115E-4,9858.3463464410743,2.4953586329427266E-4,0,0,0,0,17.840558095309721,null,46.392218100899186,0.33333333333333331,44.73588073769529,1.8504811250925242E-2,12.140010124316399,0.16666666666666666,0,1.8504811250925242E-2,18.315236750214083,null,86.809277949647594,0.06,1.5133333333333332,86.809277949647594,1.4200000000000001E-2,0,86.809277949647594,0.01,0,7.8822824378280014,null,11.598054525224796,0.06,12.140010124316399,1.4200000000000001E-2,0,0.01,0.8682714152787806,null,33.636766169238271,9.0799999999999992E-2,3.0542183681668349,null,{"$f":"IF($D196=\"Connection\",VLOOKUP(C196,'Input - General'!$F$62:$N$79,9,FALSE),0)","v":0},null,0.1801212933606588,47.960567066797424,8.6387193703821694,null,8.6527813038891108E-2,56.599286437179593,4.8974124749709214]
[null,{"$f":"'Input - Inventory'!B194","v":186},{"$f":"'Input - Inventory'!C194","v":"TF4x40"},{"$f":"'Input - Inventory'!D194","v":"Lamp"},{"$f":"'Input - Inventory'!E194","v":"NonTraffic"},{"$f":"'Input - Inventory'!F194","v":"Minor < 130w"},{"$f":"'Input - Inventory'!G194","v":"4"},null,"Lamp - TF4x40",null,61.496698912150514,33,2029.391064100967,null,11.598054525224796,0.33333333333333331,0,0,11.598054525224796,1.8504811250925242E-2,0,0,11.598054525224796,0.16666666666666666,11.598054525224796,4.590314436538903E-3,11.598054525224796,4.0032025620496396E-2,173.97081787837189,2.1598272138228944E-2,289.95136313061982,1.2221950623319483E-2,0,0,13917.665430269753,1.1123470522803115E-4,9858.3463464410743,2.4953586329427266E-4,0,0,0,0,17.840558095309721,null,46.392218100899186,0.33333333333333331,44.73588073769529,1.8504811250925242E-2,12.140010124316399,0.16666666666666666,0,1.8504811250925242E-2,18.315236750214083,null,86.809277949647594,0.06,1.5133333333333332,86.809277949647594,1.4200000000000001E-2,0,86.809277949647594,0.01,0,7.8822824378280014,null,11.598054525224796,0.06,12.140010124316399,1.4200000000000001E-2,0,0.01,0.8682714152787806,null,33.636766169238271,9.0799999999999992E-2,3.0542183681668349,null,{"$f":"IF($D197=\"Connection\",VLOOKUP(C197,'Input - General'!$F$62:$N$79,9,FALSE),0)","v":0},null,0.1801212933606588,47.960567066797424,8.6387193703821694,null,8.6527813038891108E-2,56.599286437179593,4.8974124749709214]
[null,{"$f":"'Input - Inventory'!B195","v":187},{"$f":"'Input - Inventory'!C195","v":"TF4x40 (P09)"},{"$f":"'Input - Inventory'!D195","v":"Lamp"},{"$f":"'Input - Inventory'!E195","v":"NonTraffic"},{"$f":"'Input - Inventory'!F195","v":"Minor < 130w"},{"$f":"'Input - Inventory'!G195","v":4},null,"Lamp - TF4x40 (P09)",null,61.496698912150514,10,614.96698912150509,null,11.598054525224796,0.33333333333333331,0,0,11.598054525224796,1.8504811250925242E-2,0,0,11.598054525224796,0.16666666666666666,11.598054525224796,4.590314436538903E-3,11.598054525224796,4.0032025620496396E-2,173.97081787837189,2.1598272138228944E-2,289.95136313061982,1.2221950623319483E-2,0,0,13917.665430269753,1.1123470522803115E-4,9858.3463464410743,2.4953586329427266E-4,0,0,0,0,17.840558095309721,null,46.392218100899186,0.33333333333333331,44.73588073769529,1.8504811250925242E-2,12.140010124316399,0.16666666666666666,0,1.8504811250925242E-2,18.315236750214083,null,86.809277949647594,0.06,1.5133333333333332,86.809277949647594,1.4200000000000001E-2,0,86.809277949647594,0.01,0,7.8822824378280014,null,11.598054525224796,0.06,12.140010124316399,1.4200000000000001E-2,0,0.01,0.8682714152787806,null,33.636766169238271,9.0799999999999992E-2,3.0542183681668349,null,{"$f":"IF($D198=\"Connection\",VLOOKUP(C198,'Input - General'!$F$62:$N$79,9,FALSE),0)","v":0},null,0.1801212933606588,47.960567066797424,8.6387193703821694,null,8.6527813038891108E-2,56.599286437179593,4.8974124749709214]
[null,{"$f":"'Input - Inventory'!B196","v":188},{"$f":"'Input - Inventory'!C196","v":"TF4x80"},{"$f":"'Input - Inventory'!D196","v":"Lamp"},{"$f":"'Input - Inventory'!E196","v":"NonTraffic"},{"$f":"'Input - Inventory'!F196","v":"Minor < 130w"},{"$f":"'Input - Inventory'!G196","v":"4"},null,"Lamp - TF4x80",null,61.496698912150514,0,0,null,11.598054525224796,0.33333333333333331,0,0,11.598054525224796,1.8504811250925242E-2,0,0,11.598054525224796,0.16666666666666666,11.598054525224796,4.590314436538903E-3,11.598054525224796,4.0032025620496396E-2,173.97081787837189,2.1598272138228944E-2,289.95136313061982,1.2221950623319483E-2,0,0,13917.665430269753,1.1123470522803115E-4,9858.3463464410743,2.4953586329427266E-4,0,0,0,0,17.840558095309721,null,46.392218100899186,0.33333333333333331,44.73588073769529,1.8504811250925242E-2,12.140010124316399,0.16666666666666666,0,1.8504811250925242E-2,18.315236750214083,null,86.809277949647594,0.06,1.5133333333333332,86.809277949647594,1.4200000000000001E-2,0,86.809277949647594,0.01,0,7.8822824378280014,null,11.598054525224796,0.06,12.140010124316399,1.4200000000000001E-2,0,0.01,0.8682714152787806,null,33.636766169238271,9.0799999999999992E-2,3.0542183681668349,null,{"$f":"IF($D199=\"Connection\",VLOOKUP(C199,'Input - General'!$F$62:$N$79,9,FALSE),0)","v":0},null,0.1801212933606588,47.960567066797424,8.6387193703821694,null,8.6527813038891108E-2,56.599286437179593,4.8974124749709214]
[null,{"$f":"'Input - Inventory'!B197","v":189},{"$f":"'Input - Inventory'!C197","v":"TF5x58"},{"$f":"'Input - Inventory'!D197","v":"Lamp"},{"$f":"'Input - Inventory'!E197","v":"NonTraffic"},{"$f":"'Input - Inventory'!F197","v":"Minor < 130w"},{"$f":"'Input - Inventory'!G197","v":"5"},null,"Lamp - TF5x58",null,66.453841211372293,0,0,null,11.598054525224796,0.33333333333333331,0,0,11.598054525224796,1.8504811250925242E-2,0,0,11.598054525224796,0.16666666666666666,11.598054525224796,4.590314436538903E-3,11.598054525224796,4.0032025620496396E-2,173.97081787837189,2.1598272138228944E-2,289.95136313061982,1.2221950623319483E-2,0,0,13917.665430269753,1.1123470522803115E-4,9858.3463464410743,2.4953586329427266E-4,0,0,0,0,17.840558095309721,null,57.990272626123982,0.33333333333333331,44.73588073769529,1.8504811250925242E-2,12.140010124316399,0.16666666666666666,0,1.8504811250925242E-2,22.181254925289014,null,86.809277949647594,0.06,1.5133333333333332,86.809277949647594,1.4200000000000001E-2,0,86.809277949647594,0.01,0,7.8822824378280014,null,11.598054525224796,0.06,12.140010124316399,1.4200000000000001E-2,0,0.01,0.8682714152787806,null,33.636766169238271,9.0799999999999992E-2,3.0542183681668349,null,{"$f":"IF($D200=\"Connection\",VLOOKUP(C200,'Input - General'!$F$62:$N$79,9,FALSE),0)","v":0},null,0.1801212933606588,51.826585241872351,9.3350715642324786,null,8.6527813038891108E-2,61.161656806104837,5.2921844052674611]
[null,{"$f":"'Input - Inventory'!B198","v":190},{"$f":"'Input - Inventory'!C198","v":"TF5x65"},{"$f":"'Input - Inventory'!D198","v":"Lamp"},{"$f":"'Input - Inventory'!E198","v":"NonTraffic"},{"$f":"'Input - Inventory'!F198","v":"Minor < 130w"},{"$f":"'Input - Inventory'!G198","v":"5"},null,"Lamp - TF5x65",null,66.453841211372293,0,0,null,11.598054525224796,0.33333333333333331,0,0,11.598054525224796,1.8504811250925242E-2,0,0,11.598054525224796,0.16666666666666666,11.598054525224796,4.590314436538903E-3,11.598054525224796,4.0032025620496396E-2,173.97081787837189,2.1598272138228944E-2,289.95136313061982,1.2221950623319483E-2,0,0,13917.665430269753,1.1123470522803115E-4,9858.3463464410743,2.4953586329427266E-4,0,0,0,0,17.840558095309721,null,57.990272626123982,0.33333333333333331,44.73588073769529,1.8504811250925242E-2,12.140010124316399,0.16666666666666666,0,1.8504811250925242E-2,22.181254925289014,null,86.809277949647594,0.06,1.5133333333333332,86.809277949647594,1.4200000000000001E-2,0,86.809277949647594,0.01,0,7.8822824378280014,null,11.598054525224796,0.06,12.140010124316399,1.4200000000000001E-2,0,0.01,0.8682714152787806,null,33.636766169238271,9.0799999999999992E-2,3.0542183681668349,null,{"$f":"IF($D201=\"Connection\",VLOOKUP(C201,'Input - General'!$F$62:$N$79,9,FALSE),0)","v":0},null,0.1801212933606588,51.826585241872351,9.3350715642324786,null,8.6527813038891108E-2,61.161656806104837,5.2921844052674611]
[null,{"$f":"'Input - Inventory'!B199","v":191},{"$f":"'Input - Inventory'!C199","v":"TF5x80"},{"$f":"'Input - Inventory'!D199","v":"Lamp"},{"$f":"'Input - Inventory'!E199","v":"NonTraffic"},{"$f":"'Input - Inventory'!F199","v":"Minor < 130w"},{"$f":"'Input - Inventory'!G199","v":"5"},null,"Lamp - TF5x80",null,66.453841211372293,0,0,null,11.598054525224796,0.33333333333333331,0,0,11.598054525224796,1.8504811250925242E-2,0,0,11.598054525224796,0.16666666666666666,11.598054525224796,4.590314436538903E-3,11.598054525224796,4.0032025620496396E-2,173.97081787837189,2.1598272138228944E-2,289.95136313061982,1.2221950623319483E-2,0,0,13917.665430269753,1.1123470522803115E-4,9858.3463464410743,2.4953586329427266E-4,0,0,0,0,17.840558095309721,null,57.990272626123982,0.33333333333333331,44.73588073769529,1.8504811250925242E-2,12.140010124316399,0.16666666666666666,0,1.8504811250925242E-2,22.181254925289014,null,86.809277949647594,0.06,1.5133333333333332,86.809277949647594,1.4200000000000001E-2,0,86.809277949647594,0.01,0,7.8822824378280014,null,11.598054525224796,0.06,12.140010124316399,1.4200000000000001E-2,0,0.01,0.8682714152787806,null,33.636766169238271,9.0799999999999992E-2,3.0542183681668349,null,{"$f":"IF($D202=\"Connection\",VLOOKUP(C202,'Input - General'!$F$62:$N$79,9,FALSE),0)","v":0},null,0.1801212933606588,51.826585241872351,9.3350715642324786,null,8.6527813038891108E-2,61.161656806104837,5.2921844052674611]
[null,{"$f":"'Input - Inventory'!B200","v":192},{"$f":"'Input - Inventory'!C200","v":"TF6x20"},{"$f":"'Input - Inventory'!D200","v":"Lamp"},{"$f":"'Input - Inventory'!E200","v":"NonTraffic"},{"$f":"'Input - Inventory'!F200","v":"Minor < 130w"},{"$f":"'Input - Inventory'!G200","v":"6"},null,"Lamp - TF6x20",null,71.410983510594093,0,0,null,11.598054525224796,0.33333333333333331,0,0,11.598054525224796,1.8504811250925242E-2,0,0,11.598054525224796,0.16666666666666666,11.598054525224796,4.590314436538903E-3,11.598054525224796,4.0032025620496396E-2,173.97081787837189,2.1598272138228944E-2,289.95136313061982,1.2221950623319483E-2,0,0,13917.665430269753,1.1123470522803115E-4,9858.3463464410743,2.4953586329427266E-4,0,0,0,0,17.840558095309721,null,69.588327151348778,0.33333333333333331,44.73588073769529,1.8504811250925242E-2,12.140010124316399,0.16666666666666666,0,1.8504811250925242E-2,26.047273100363949,null,86.809277949647594,0.06,1.5133333333333332,86.809277949647594,1.4200000000000001E-2,0,86.809277949647594,0.01,0,7.8822824378280014,null,11.598054525224796,0.06,12.140010124316399,1.4200000000000001E-2,0,0.01,0.8682714152787806,null,33.636766169238271,9.0799999999999992E-2,3.0542183681668349,null,{"$f":"IF($D203=\"Connection\",VLOOKUP(C203,'Input - General'!$F$62:$N$79,9,FALSE),0)","v":0},null,0.1801212933606588,55.692603416947279,10.03142375808279,null,8.6527813038891108E-2,65.724027175030088,5.6869563355640018]
[null,{"$f":"'Input - Inventory'!B201","v":193},{"$f":"'Input - Inventory'!C201","v":"TF6x36"},{"$f":"'Input - Inventory'!D201","v":"Lamp"},{"$f":"'Input - Inventory'!E201","v":"NonTraffic"},{"$f":"'Input - Inventory'!F201","v":"Minor < 130w"},{"$f":"'Input - Inventory'!G201","v":"6"},null,"Lamp - TF6x36",null,71.410983510594093,0,{"$f":"L204*K204","v":0},null,11.598054525224796,{"$f":"IF(AND($D204=\"Lamp\",CycleBulkTask1<>0, OR($F204=O$9,O$9=\"All\")),1/CycleBulkTask1,0)","v":0.33333333333333331},0,{"$f":"IF(AND($D204=\"Lamp\",CycleBulkTask2<>0, OR($F204=Q$9,Q$9=\"All\")),1/CycleBulkTask2,0)","v":0},11.598054525224796,{"$f":"IF(AND($D204=\"Lamp\",CycleBulkTask3<>0, OR($F204=S$9,S$9=\"All\")),1/CycleBulkTask3,0)","v":1.8504811250925242E-2},0,{"$f":"IF(AND($D204=\"Lamp\",CycleBulkTask4<>0, OR($F204=U$9,U$9=\"All\")),1/CycleBulkTask4,0)","v":0},11.598054525224796,{"$f":"IF(AND($D204=\"Lamp\",CycleBulkTask5<>0, OR($F204=W$9,W$9=\"All\")),1/CycleBulkTask5,0)","v":0.16666666666666666},11.598054525224796,{"$f":"IF(AND($D204=\"Lamp\",CycleBulkTask6<>0, OR($F204=Y$9,Y$9=\"All\")),1/CycleBulkTask6,0)","v":4.590314436538903E-3},11.598054525224796,{"$f":"IF(AND($D204=\"Lamp\",CycleBulkTask7<>0, OR($F204=AA$9,AA$9=\"All\")),1/CycleBulkTask7,0)","v":4.0032025620496396E-2},173.97081787837189,{"$f":"IF(AND($D204=\"Lamp\",CycleBulkTask8<>0, OR($F204=AC$9,AC$9=\"All\")),1/CycleBulkTask8,0)","v":2.1598272138228944E-2},289.95136313061982,{"$f":"IF(AND($D204=\"Lamp\",CycleBulkTask9<>0, OR($F204=AE$9,AE$9=\"All\")),1/CycleBulkTask9,0)","v":1.2221950623319483E-2},0,{"$f":"IF(AND($D204=\"Lamp\",CycleBulkTask10<>0, OR($F204=AG$9,AG$9=\"All\")),1/CycleBulkTask10,0)","v":0},13917.665430269753,{"$f":"IF(AND($D204=\"Lamp\",CycleBulkTask11<>0, OR($F204=AI$9,AI$9=\"All\")),1/CycleBulkTask11,0)","v":1.1123470522803115E-4},9858.3463464410743,{"$f":"IF(AND($D204=\"Lamp\",CycleBulkTask12<>0, OR($F204=AK$9,AK$9=\"All\")),1/CycleBulkTask12,0)","v":2.4953586329427266E-4},0,{"$f":"IF(AND($D204=\"Lamp\",CycleBulkTask13<>0, OR($F204=AM$9,AM$9=\"All\")),1/CycleBulkTask13,0)","v":0},0,{"$f":"IF(AND($D204=\"Lamp\",CycleBulkTask14<>0, OR($F204=AO$9,AO$9=\"All\")),1/CycleBulkTask14,0)","v":0},{"$f":"O204*P204+Q204*R204+S204*T204+U204*V204+W204*X204+Y204*Z204+AA204*AB204+AC204*AD204+AE204*AF204+AG204*AH204+AI204*AJ204+AK204*AL204+AM204*AN204+AO204*AP204","v":17.840558095309721},null,69.588327151348778,{"$f":"MAX(P204,R204)","v":0.33333333333333331},44.73588073769529,{"$f":"MAX(T204,V204)","v":1.8504811250925242E-2},12.140010124316399,{"$f":"X204","v":0.16666666666666666},0,{"$f":"INDIRECT($E204)*$V204 +(1-INDIRECT($E204))*$T204","v":1.8504811250925242E-2},{"$f":"AS204*AT204+AU204*AV204+AW204*AX204+AY204*AZ204","v":26.047273100363949},null,{"$f":"IF($D204=$AS$9,(INDIRECT(\"PriceLabour\" & \"FY19\")*ProportionStandardHours + INDIRECT(\"PriceLabourOvertime\" & \"FY19\")*ProportionOvertimeHours)*(1+RateOnCostAnnual),0)","v":86.809277949647594},{"$f":"BO204","v":0.06},{"$f":"IF($D204=\"Lamp\",(NumberOfCrew+INDIRECT($E204)*TrafficController)*(TimeToReplaceLamp),0)","v":1.5133333333333332},{"$f":"IF($D204=$AS$9,(INDIRECT(\"PriceLabour\" & \"FY19\")*ProportionStandardHours + INDIRECT(\"PriceLabourOvertime\" & \"FY19\")*ProportionOvertimeHours)*(1+RateOnCostAnnual),0)","v":86.809277949647594},{"$f":"BQ204","v":1.4200000000000001E-2},{"$f":"IF($D204=\"Lamp\",(NumberOfCrew+INDIRECT($E204)*TrafficController)*(TimeForPECellReplace),0)","v":0},{"$f":"IF($D204=$AS$9,(INDIRECT(\"PriceLabour\" & \"FY19\")*ProportionStandardHours + INDIRECT(\"PriceLabourOvertime\" & \"FY19\")*ProportionOvertimeHours)*(1+RateOnCostAnnual),0)","v":86.809277949647594},{"$f":"BS204","v":0.01},{"$f":"IF($D204=\"Lamp\",(NumberOfCrew+INDIRECT($E204)*TrafficController)*(TimeForOtherSpot),0)","v":0},{"$f":"BC204*BD204*BE204+BF204*BG204*BH204+BI204*BJ204*BK204","v":7.8822824378280014},null,11.598054525224796,{"$f":"IF($D204=\"Lamp\",INDIRECT(BO$10 & $B204),0)","v":0.06},12.140010124316399,{"$f":"IF($D204=\"Lamp\",INDIRECT(\"FailurePECell\" & \"Annual\"),0)","v":1.4200000000000001E-2},0,{"$f":"IF($D204=\"Lamp\",INDIRECT(\"FailureMisc\" & \"Annual\"),0)","v":0.01},{"$f":"BN204*BO204+BP204*BQ204+BR204*BS204","v":0.8682714152787806},null,33.636766169238271,{"$f":"BD204*BE204+BG204*BH204+BJ204*BK204","v":9.0799999999999992E-2},{"$f":"BV204*BW204","v":3.0542183681668349},null,{"$f":"IF($D204=\"Connection\",VLOOKUP(C204,'Input - General'!$F$62:$N$79,9,FALSE),0)","v":0},null,{"$f":"RateOverhead","v":0.1801212933606588},{"$f":"BX204+BL204+BT204+BA204+AQ204+BZ204","v":55.692603416947279},{"$f":"CC204*CB204","v":10.03142375808279},null,{"$f":"CorporateOverheads","v":8.6527813038891108E-2},65.724027175030088,{"$f":"CG204*CF204","v":5.6869563355640018}]
[null,{"$f":"'Input - Inventory'!B202","v":194},{"$f":"'Input - Inventory'!C202","v":"TF6x80"},{"$f":"'Input - Inventory'!D202","v":"Lamp"},{"$f":"'Input - Inventory'!E202","v":"NonTraffic"},{"$f":"'Input - Inventory'!F202","v":"Minor < 130w"},{"$f":"'Input - Inventory'!G202","v":"6"},null,{"$f":"CONCATENATE(D205,\" - \",C205)","v":"Lamp - TF6x80"},null,{"$f":"AQ205+BA205+BL205+BT205+BX205+BZ205+CD205+CH205","v":71.410983510594093},{"$f":"INDIRECT(L$10&$B205&\"FY19\")","v":0},0,null,{"$f":"IF(AND($D205=\"Lamp\", OR($F205=O$9, O$9=\"All\")),INDIRECT(\"PriceBulkTask1\" & \"FY19\"),0)","v":11.598054525224796},0.33333333333333331,{"$f":"IF(AND($D205=\"Lamp\", OR($F205=Q$9, Q$9=\"All\")),INDIRECT(\"PriceBulkTask2\" & \"FY19\"),0)","v":0},0,{"$f":"IF(AND($D205=\"Lamp\", OR($F205=S$9, S$9=\"All\")),INDIRECT(\"PriceBulkTask3\" & \"FY19\"),0)","v":11.598054525224796},1.8504811250925242E-2,{"$f":"IF(AND($D205=\"Lamp\", OR($F205=U$9, U$9=\"All\")),INDIRECT(\"PriceBulkTask4\" & \"FY19\"),0)","v":0},0,{"$f":"IF(AND($D205=\"Lamp\", OR($F205=W$9, W$9=\"All\")),INDIRECT(\"PriceBulkTask5\" & \"FY19\"),0)","v":11.598054525224796},0.16666666666666666,{"$f":"IF(AND($D205=\"Lamp\", OR($F205=Y$9, Y$9=\"All\")),INDIRECT(\"PriceBulkTask6\" & \"FY19\"),0)","v":11.598054525224796},4.590314436538903E-3,{"$f":"IF(AND($D205=\"Lamp\", OR($F205=AA$9, AA$9=\"All\")),INDIRECT(\"PriceBulkTask7\" & \"FY19\"),0)","v":11.598054525224796},4.0032025620496396E-2,{"$f":"IF(AND($D205=\"Lamp\", OR($F205=AC$9, AC$9=\"All\")),INDIRECT(\"PriceBulkTask8\" & \"FY19\"),0)","v":173.97081787837189},2.1598272138228944E-2,{"$f":"IF(AND($D205=\"Lamp\", OR($F205=AE$9, AE$9=\"All\")),INDIRECT(\"PriceBulkTask9\" & \"FY19\"),0)","v":289.95136313061982},1.2221950623319483E-2,{"$f":"IF(AND($D205=\"Lamp\", OR($F205=AG$9, AG$9=\"All\")),INDIRECT(\"PriceBulkTask10\" & \"FY19\"),0)","v":0},0,{"$f":"IF(AND($D205=\"Lamp\", OR($F205=AI$9, AI$9=\"All\")),INDIRECT(\"PriceBulkTask11\" & \"FY19\"),0)","v":13917.665430269753},1.1123470522803115E-4,{"$f":"IF(AND($D205=\"Lamp\", OR($F205=AK$9, AK$9=\"All\")),INDIRECT(\"PriceBulkTask12\" & \"FY19\"),0)","v":9858.3463464410743},2.4953586329427266E-4,{"$f":"IF(AND($D205=\"Lamp\", OR($F205=AM$9, AM$9=\"All\")),INDIRECT(\"PriceBulkTask13\" & \"FY19\"),0)","v":0},0,{"$f":"IF(AND($D205=\"Lamp\", OR($F205=AO$9, AO$9=\"All\")),INDIRECT(\"PriceBulkTask14\" & \"FY19\"),0)","v":0},0,17.840558095309721,null,{"$f":"IF($D205=\"Lamp\",$G205*INDIRECT(\"Price\" & $B205 & \"FY19\"),0)","v":69.588327151348778},0.33333333333333331,{"$f":"IF($D205=\"Lamp\",INDIRECT(\"PriceVisor\" & \"FY19\"),0)","v":44.73588073769529},1.8504811250925242E-2,{"$f":"IF($D205=\"Lamp\",INDIRECT(\"PricePECell\" & \"FY19\"),0)","v":12.140010124316399},0.16666666666666666,{"$f":"IF($D205=\"Lamp\",INDIRECT(\"PriceMisc\" & \"FY19\"),0)","v":0},1.8504811250925242E-2,26.047273100363949,null,86.809277949647594,0.06,1.5133333333333332,86.809277949647594,1.4200000000000001E-2,0,86.809277949647594,0.01,0,7.8822824378280014,null,{"$f":"IF($D205=\"Lamp\",INDIRECT(\"Price\" & $B205 & \"FY19\"),0)","v":11.598054525224796},0.06,{"$f":"IF($D205=\"Lamp\",INDIRECT(\"pRICEpecELL\" & \"FY19\"),0)","v":12.140010124316399},1.4200000000000001E-2,{"$f":"IF($D205=\"Lamp\",INDIRECT(\"PriceMisc\" & \"FY19\"),0)","v":0},0.01,0.8682714152787806,null,{"$f":"IF(AND($D205=\"Lamp\"),INDIRECT(\"PriceEWP\"&\"FY19\"),0)","v":33.636766169238271},9.0799999999999992E-2,3.0542183681668349,null,{"$f":"IF($D205=\"Connection\",VLOOKUP(C205,'Input - General'!$F$62:$N$79,9,FALSE),0)","v":0},null,0.1801212933606588,55.692603416947279,10.03142375808279,null,8.6527813038891108E-2,{"$f":"AQ205+BA205+BL205+BT205+BX205+BZ205+CD205","v":65.724027175030088},5.6869563355640018]
[null,{"$f":"'Input - Inventory'!B203","v":195},{"$f":"'Input - Inventory'!C203","v":"TH1x1000"},{"$f":"'Input - Inventory'!D203","v":"Lamp"},{"$f":"'Input - Inventory'!E203","v":"Traffic"},{"$f":"'Input - Inventory'!F203","v":"Major > 130w"},{"$f":"'Input - Inventory'!G203","v":"1"},null,"Lamp - TH1x1000",null,64.353667571970092,0,0,null,0,0,11.598054525224796,0.33333333333333331,0,0,11.598054525224796,4.9094211792429674E-3,11.598054525224796,0.16666666666666666,11.598054525224796,4.590314436538903E-3,11.598054525224796,4.0032025620496396E-2,173.97081787837189,2.1598272138228944E-2,289.95136313061982,1.2221950623319483E-2,0,0,13917.665430269753,1.1123470522803115E-4,9858.3463464410743,2.4953586329427266E-4,0,0,0,0,17.682878019966651,null,34.794163575674382,0.33333333333333331,44.73588073769529,4.9094211792429674E-3,12.140010124316399,0.16666666666666666,0,4.9094211792429674E-3,13.841016826309922,null,86.809277949647594,0.06,2.2699999999999996,86.809277949647594,1.4200000000000001E-2,0,86.809277949647594,0.01,0,11.823423656742001,null,34.794163575674382,0.06,12.140010124316399,1.4200000000000001E-2,0,0.01,2.2600379583057557,null,33.636766169238271,0.13619999999999996,4.5813275522502508,null,{"$f":"IF($D206=\"Connection\",VLOOKUP(C206,'Input - General'!$F$62:$N$79,9,FALSE),0)","v":0},null,0.1801212933606588,50.18868401357458,9.0400506765944737,null,8.6527813038891108E-2,59.228734690169055,5.1249328818010325]
[null,{"$f":"'Input - Inventory'!B204","v":196},{"$f":"'Input - Inventory'!C204","v":"TH1x1500"},{"$f":"'Input - Inventory'!D204","v":"Lamp"},{"$f":"'Input - Inventory'!E204","v":"Traffic"},{"$f":"'Input - Inventory'!F204","v":"Major > 130w"},{"$f":"'Input - Inventory'!G204","v":"1"},null,"Lamp - TH1x1500",null,64.353667571970092,2,128.70733514394018,null,0,0,11.598054525224796,0.33333333333333331,0,0,11.598054525224796,4.9094211792429674E-3,11.598054525224796,0.16666666666666666,11.598054525224796,4.590314436538903E-3,11.598054525224796,4.0032025620496396E-2,173.97081787837189,2.1598272138228944E-2,289.95136313061982,1.2221950623319483E-2,0,0,13917.665430269753,1.1123470522803115E-4,9858.3463464410743,2.4953586329427266E-4,0,0,0,0,17.682878019966651,null,34.794163575674382,0.33333333333333331,44.73588073769529,4.9094211792429674E-3,12.140010124316399,0.16666666666666666,0,4.9094211792429674E-3,13.841016826309922,null,86.809277949647594,0.06,2.2699999999999996,86.809277949647594,1.4200000000000001E-2,0,86.809277949647594,0.01,0,11.823423656742001,null,34.794163575674382,0.06,12.140010124316399,1.4200000000000001E-2,0,0.01,2.2600379583057557,null,33.636766169238271,0.13619999999999996,4.5813275522502508,null,{"$f":"IF($D207=\"Connection\",VLOOKUP(C207,'Input - General'!$F$62:$N$79,9,FALSE),0)","v":0},null,0.1801212933606588,50.18868401357458,9.0400506765944737,null,8.6527813038891108E-2,59.228734690169055,5.1249328818010325]
[null,{"$f":"'Input - Inventory'!B205","v":197},{"$f":"'Input - Inventory'!C205","v":"TH1x400"},{"$f":"'Input - Inventory'!D205","v":"Lamp"},{"$f":"'Input - Inventory'!E205","v":"Traffic"},{"$f":"'Input - Inventory'!F205","v":"Major > 130w"},{"$f":"'Input - Inventory'!G205","v":"1"},null,"Lamp - TH1x400",null,64.353667571970092,1,64.353667571970092,null,0,0,11.598054525224796,0.33333333333333331,0,0,11.598054525224796,4.9094211792429674E-3,11.598054525224796,0.16666666666666666,11.598054525224796,4.590314436538903E-3,11.598054525224796,4.0032025620496396E-2,173.97081787837189,2.1598272138228944E-2,289.95136313061982,1.2221950623319483E-2,0,0,13917.665430269753,1.1123470522803115E-4,9858.3463464410743,2.4953586329427266E-4,0,0,0,0,17.682878019966651,null,34.794163575674382,0.33333333333333331,44.73588073769529,4.9094211792429674E-3,12.140010124316399,0.16666666666666666,0,4.9094211792429674E-3,13.841016826309922,null,86.809277949647594,0.06,2.2699999999999996,86.809277949647594,1.4200000000000001E-2,0,86.809277949647594,0.01,0,11.823423656742001,null,34.794163575674382,0.06,12.140010124316399,1.4200000000000001E-2,0,0.01,2.2600379583057557,null,33.636766169238271,0.13619999999999996,4.5813275522502508,null,{"$f":"IF($D208=\"Connection\",VLOOKUP(C208,'Input - General'!$F$62:$N$79,9,FALSE),0)","v":0},null,0.1801212933606588,50.18868401357458,9.0400506765944737,null,8.6527813038891108E-2,59.228734690169055,5.1249328818010325]
[null,{"$f":"'Input - Inventory'!B206","v":198},{"$f":"'Input - Inventory'!C206","v":"TH1x500"},{"$f":"'Input - Inventory'!D206","v":"Lamp"},{"$f":"'Input - Inventory'!E206","v":"Traffic"},{"$f":"'Input - Inventory'!F206","v":"Major > 130w"},{"$f":"'Input - Inventory'!G206","v":"1"},null,"Lamp - TH1x500",null,52.65481174580669,3,157.96443523742008,null,0,0,11.598054525224796,0.33333333333333331,0,0,11.598054525224796,4.9094211792429674E-3,11.598054525224796,0.16666666666666666,11.598054525224796,4.590314436538903E-3,11.598054525224796,4.0032025620496396E-2,173.97081787837189,2.1598272138228944E-2,289.95136313061982,1.2221950623319483E-2,0,0,13917.665430269753,1.1123470522803115E-4,9858.3463464410743,2.4953586329427266E-4,0,0,0,0,17.682878019966651,null,11.598054525224796,0.33333333333333331,44.73588073769529,4.9094211792429674E-3,12.140010124316399,0.16666666666666666,0,4.9094211792429674E-3,6.1089804761600606,null,86.809277949647594,0.06,2.2699999999999996,86.809277949647594,1.4200000000000001E-2,0,86.809277949647594,0.01,0,11.823423656742001,null,11.598054525224796,0.06,12.140010124316399,1.4200000000000001E-2,0,0.01,0.8682714152787806,null,33.636766169238271,0.13619999999999996,4.5813275522502508,null,{"$f":"IF($D209=\"Connection\",VLOOKUP(C209,'Input - General'!$F$62:$N$79,9,FALSE),0)","v":0},null,0.1801212933606588,41.064881120397743,7.3966594991077406,null,8.6527813038891108E-2,48.461540619505492,4.1932711263011981]
[null,{"$f":"'Input - Inventory'!B207","v":199},{"$f":"'Input - Inventory'!C207","v":"TH1x500 (P09)"},{"$f":"'Input - Inventory'!D207","v":"Lamp"},{"$f":"'Input - Inventory'!E207","v":"Traffic"},{"$f":"'Input - Inventory'!F207","v":"Major > 130w"},{"$f":"'Input - Inventory'!G207","v":1},null,"Lamp - TH1x500 (P09)",null,52.65481174580669,10,526.54811745806694,null,0,0,11.598054525224796,0.33333333333333331,0,0,11.598054525224796,4.9094211792429674E-3,11.598054525224796,0.16666666666666666,11.598054525224796,4.590314436538903E-3,11.598054525224796,4.0032025620496396E-2,173.97081787837189,2.1598272138228944E-2,289.95136313061982,1.2221950623319483E-2,0,0,13917.665430269753,1.1123470522803115E-4,9858.3463464410743,2.4953586329427266E-4,0,0,0,0,17.682878019966651,null,11.598054525224796,0.33333333333333331,44.73588073769529,4.9094211792429674E-3,12.140010124316399,0.16666666666666666,0,4.9094211792429674E-3,6.1089804761600606,null,86.809277949647594,0.06,2.2699999999999996,86.809277949647594,1.4200000000000001E-2,0,86.809277949647594,0.01,0,11.823423656742001,null,11.598054525224796,0.06,12.140010124316399,1.4200000000000001E-2,0,0.01,0.8682714152787806,null,33.636766169238271,0.13619999999999996,4.5813275522502508,null,{"$f":"IF($D210=\"Connection\",VLOOKUP(C210,'Input - General'!$F$62:$N$79,9,FALSE),0)","v":0},null,0.1801212933606588,41.064881120397743,7.3966594991077406,null,8.6527813038891108E-2,48.461540619505492,4.1932711263011981]
[null,{"$f":"'Input - Inventory'!B208","v":200},{"$f":"'Input - Inventory'!C208","v":"TH1x750"},{"$f":"'Input - Inventory'!D208","v":"Lamp"},{"$f":"'Input - Inventory'!E208","v":"Traffic"},{"$f":"'Input - Inventory'!F208","v":"Major > 130w"},{"$f":"'Input - Inventory'!G208","v":"1"},null,"Lamp - TH1x750",null,64.353667571970092,4,257.41467028788037,null,0,0,11.598054525224796,0.33333333333333331,0,0,11.598054525224796,4.9094211792429674E-3,11.598054525224796,0.16666666666666666,11.598054525224796,4.590314436538903E-3,11.598054525224796,4.0032025620496396E-2,173.97081787837189,2.1598272138228944E-2,289.95136313061982,1.2221950623319483E-2,0,0,13917.665430269753,1.1123470522803115E-4,9858.3463464410743,2.4953586329427266E-4,0,0,0,0,17.682878019966651,null,34.794163575674382,0.33333333333333331,44.73588073769529,4.9094211792429674E-3,12.140010124316399,0.16666666666666666,0,4.9094211792429674E-3,13.841016826309922,null,86.809277949647594,0.06,2.2699999999999996,86.809277949647594,1.4200000000000001E-2,0,86.809277949647594,0.01,0,11.823423656742001,null,34.794163575674382,0.06,12.140010124316399,1.4200000000000001E-2,0,0.01,2.2600379583057557,null,33.636766169238271,0.13619999999999996,4.5813275522502508,null,{"$f":"IF($D211=\"Connection\",VLOOKUP(C211,'Input - General'!$F$62:$N$79,9,FALSE),0)","v":0},null,0.1801212933606588,50.18868401357458,9.0400506765944737,null,8.6527813038891108E-2,59.228734690169055,5.1249328818010325]
[null,{"$f":"'Input - Inventory'!B209","v":201},{"$f":"'Input - Inventory'!C209","v":"1000W MBF"},{"$f":"'Input - Inventory'!D209","v":"Luminaire"},{"$f":"'Input - Inventory'!E209","v":"Traffic"},{"$f":"'Input - Inventory'!F209","v":"Major > 130w"},{"$f":"'Input - Inventory'!G209","v":0},null,"Luminaire - 1000W MBF",null,0,13,0,null,0,0,0,0,0,0,0,0,0,0,0,0,0,0,0,0,0,0,0,0,0,0,0,0,0,0,0,0,0,null,0,0,0,0,0,0,0,0,0,null,0,0,0,0,0,0,0,0,0,0,null,0,0,0,0,0,0,0,null,0,0,0,null,{"$f":"IF($D212=\"Connection\",VLOOKUP(C212,'Input - General'!$F$62:$N$79,9,FALSE),0)","v":0},null,0.1801212933606588,0,0,null,8.6527813038891108E-2,0,0]
[null,{"$f":"'Input - Inventory'!B210","v":202},{"$f":"'Input - Inventory'!C210","v":"1000W SON"},{"$f":"'Input - Inventory'!D210","v":"Luminaire"},{"$f":"'Input - Inventory'!E210","v":"Traffic"},{"$f":"'Input - Inventory'!F210","v":"Major > 130w"},{"$f":"'Input - Inventory'!G210","v":0},null,"Luminaire - 1000W SON",null,0,25,0,null,0,0,0,0,0,0,0,0,0,0,0,0,0,0,0,0,0,0,0,0,0,0,0,0,0,0,0,0,0,null,0,0,0,0,0,0,0,0,0,null,0,0,0,0,0,0,0,0,0,0,null,0,0,0,0,0,0,0,null,0,0,0,null,{"$f":"IF($D213=\"Connection\",VLOOKUP(C213,'Input - General'!$F$62:$N$79,9,FALSE),0)","v":0},null,0.1801212933606588,0,0,null,8.6527813038891108E-2,0,0]
[null,{"$f":"'Input - Inventory'!B211","v":203},{"$f":"'Input - Inventory'!C211","v":"1000W SON (P09)"},{"$f":"'Input - Inventory'!D211","v":"Luminaire"},{"$f":"'Input - Inventory'!E211","v":"Traffic"},{"$f":"'Input - Inventory'!F211","v":"Major > 130w"},{"$f":"'Input - Inventory'!G211","v":0},null,"Luminaire - 1000W SON (P09)",null,0,15,0,null,0,0,0,0,0,0,0,0,0,0,0,0,0,0,0,0,0,0,0,0,0,0,0,0,0,0,0,0,0,null,0,0,0,0,0,0,0,0,0,null,0,0,0,0,0,0,0,0,0,0,null,0,0,0,0,0,0,0,null,0,0,0,null,{"$f":"IF($D214=\"Connection\",VLOOKUP(C214,'Input - General'!$F$62:$N$79,9,FALSE),0)","v":0},null,0.1801212933606588,0,0,null,8.6527813038891108E-2,0,0]
[null,{"$f":"'Input - Inventory'!B212","v":204},{"$f":"'Input - Inventory'!C212","v":"1000W SON FLOODLIGHT"},{"$f":"'Input - Inventory'!D212","v":"Luminaire"},{"$f":"'Input - Inventory'!E212","v":"Traffic"},{"$f":"'Input - Inventory'!F212","v":"Major > 130w"},{"$f":"'Input - Inventory'!G212","v":0},null,"Luminaire - 1000W SON FLOODLIGHT",null,0,5,0,null,0,0,0,0,0,0,0,0,0,0,0,0,0,0,0,0,0,0,0,0,0,0,0,0,0,0,0,0,0,null,0,0,0,0,0,0,0,0,0,null,0,0,0,0,0,0,0,0,0,0,null,0,0,0,0,0,0,0,null,0,0,0,null,{"$f":"IF($D215=\"Connection\",VLOOKUP(C215,'Input - General'!$F$62:$N$79,9,FALSE),0)","v":0},null,0.1801212933606588,0,0,null,8.6527813038891108E-2,0,0]
[null,{"$f":"'Input - Inventory'!B213","v":205},{"$f":"'Input - Inventory'!C213","v":"1000W/1500W MBI FLOODLIG"},{"$f":"'Input - Inventory'!D213","v":"Luminaire"},{"$f":"'Input - Inventory'!E213","v":"Traffic"},{"$f":"'Input - Inventory'!F213","v":"Major > 130w"},{"$f":"'Input - Inventory'!G213","v":0},null,"Luminaire - 1000W/1500W MBI FLOODLIG",null,0,0,0,null,0,0,0,0,0,0,0,0,0,0,0,0,0,0,0,0,0,0,0,0,0,0,0,0,0,0,0,0,0,null,0,0,0,0,0,0,0,0,0,null,0,0,0,0,0,0,0,0,0,0,null,0,0,0,0,0,0,0,null,0,0,0,null,{"$f":"IF($D216=\"Connection\",VLOOKUP(C216,'Input - General'!$F$62:$N$79,9,FALSE),0)","v":0},null,0.1801212933606588,0,0,null,8.6527813038891108E-2,0,0]
[null,{"$f":"'Input - Inventory'!B214","v":206},{"$f":"'Input - Inventory'!C214","v":"100W MBI"},{"$f":"'Input - Inventory'!D214","v":"Luminaire"},{"$f":"'Input - Inventory'!E214","v":"Traffic"},{"$f":"'Input - Inventory'!F214","v":"Minor < 130w"},{"$f":"'Input - Inventory'!G214","v":0},null,"Luminaire - 100W MBI",null,0,18,0,null,0,0,0,0,0,0,0,0,0,0,0,0,0,0,0,0,0,0,0,0,0,0,0,0,0,0,0,0,0,null,0,0,0,0,0,0,0,0,0,null,0,0,0,0,0,0,0,0,0,0,null,0,0,0,0,0,0,0,null,0,0,0,null,{"$f":"IF($D217=\"Connection\",VLOOKUP(C217,'Input - General'!$F$62:$N$79,9,FALSE),0)","v":0},null,0.1801212933606588,0,0,null,8.6527813038891108E-2,0,0]
[null,{"$f":"'Input - Inventory'!B215","v":207},{"$f":"'Input - Inventory'!C215","v":"100W MBI FLOODLIGHT"},{"$f":"'Input - Inventory'!D215","v":"Luminaire"},{"$f":"'Input - Inventory'!E215","v":"Traffic"},{"$f":"'Input - Inventory'!F215","v":"Minor < 130w"},{"$f":"'Input - Inventory'!G215","v":0},null,"Luminaire - 100W MBI FLOODLIGHT",null,0,17,0,null,0,0,0,0,0,0,0,0,0,0,0,0,0,0,0,0,0,0,0,0,0,0,0,0,0,0,0,0,0,null,0,0,0,0,0,0,0,0,0,null,0,0,0,0,0,0,0,0,0,0,null,0,0,0,0,0,0,0,null,0,0,0,null,{"$f":"IF($D218=\"Connection\",VLOOKUP(C218,'Input - General'!$F$62:$N$79,9,FALSE),0)","v":0},null,0.1801212933606588,0,0,null,8.6527813038891108E-2,0,0]
[null,{"$f":"'Input - Inventory'!B216","v":208},{"$f":"'Input - Inventory'!C216","v":"100W SON"},{"$f":"'Input - Inventory'!D216","v":"Luminaire"},{"$f":"'Input - Inventory'!E216","v":"Traffic"},{"$f":"'Input - Inventory'!F216","v":"Minor < 130w"},{"$f":"'Input - Inventory'!G216","v":0},null,"Luminaire - 100W SON",null,0,542,0,null,0,0,0,0,0,0,0,0,0,0,0,0,0,0,0,0,0,0,0,0,0,0,0,0,0,0,0,0,0,null,0,0,0,0,0,0,0,0,0,null,0,0,0,0,0,0,0,0,0,0,null,0,0,0,0,0,0,0,null,0,0,0,null,{"$f":"IF($D219=\"Connection\",VLOOKUP(C219,'Input - General'!$F$62:$N$79,9,FALSE),0)","v":0},null,0.1801212933606588,0,0,null,8.6527813038891108E-2,0,0]
[null,{"$f":"'Input - Inventory'!B217","v":209},{"$f":"'Input - Inventory'!C217","v":"100W SON - PARKVILLE"},{"$f":"'Input - Inventory'!D217","v":"Luminaire"},{"$f":"'Input - Inventory'!E217","v":"Traffic"},{"$f":"'Input - Inventory'!F217","v":"Minor < 130w"},{"$f":"'Input - Inventory'!G217","v":0},null,"Luminaire - 100W SON - PARKVILLE",null,0,15,0,null,0,0,0,0,0,0,0,0,0,0,0,0,0,0,0,0,0,0,0,0,0,0,0,0,0,0,0,0,0,null,0,0,0,0,0,0,0,0,0,null,0,0,0,0,0,0,0,0,0,0,null,0,0,0,0,0,0,0,null,0,0,0,null,{"$f":"IF($D220=\"Connection\",VLOOKUP(C220,'Input - General'!$F$62:$N$79,9,FALSE),0)","v":0},null,0.1801212933606588,0,0,null,8.6527813038891108E-2,0,0]
[null,{"$f":"'Input - Inventory'!B218","v":210},{"$f":"'Input - Inventory'!C218","v":"100W SON (P09)"},{"$f":"'Input - Inventory'!D218","v":"Luminaire"},{"$f":"'Input - Inventory'!E218","v":"Traffic"},{"$f":"'Input - Inventory'!F218","v":"Minor < 130w"},{"$f":"'Input - Inventory'!G218","v":0},null,"Luminaire - 100W SON (P09)",null,0,340,0,null,0,0,0,0,0,0,0,0,0,0,0,0,0,0,0,0,0,0,0,0,0,0,0,0,0,0,0,0,0,null,0,0,0,0,0,0,0,0,0,null,0,0,0,0,0,0,0,0,0,0,null,0,0,0,0,0,0,0,null,0,0,0,null,{"$f":"IF($D221=\"Connection\",VLOOKUP(C221,'Input - General'!$F$62:$N$79,9,FALSE),0)","v":0},null,0.1801212933606588,0,0,null,8.6527813038891108E-2,0,0]
[null,{"$f":"'Input - Inventory'!B219","v":211},{"$f":"'Input - Inventory'!C219","v":"100W SON FLOODLIGHT"},{"$f":"'Input - Inventory'!D219","v":"Luminaire"},{"$f":"'Input - Inventory'!E219","v":"Traffic"},{"$f":"'Input - Inventory'!F219","v":"Minor < 130w"},{"$f":"'Input - Inventory'!G219","v":0},null,"Luminaire - 100W SON FLOODLIGHT",null,0,6,0,null,0,0,0,0,0,0,0,0,0,0,0,0,0,0,0,0,0,0,0,0,0,0,0,0,0,0,0,0,0,null,0,0,0,0,0,0,0,0,0,null,0,0,0,0,0,0,0,0,0,0,null,0,0,0,0,0,0,0,null,0,0,0,null,{"$f":"IF($D222=\"Connection\",VLOOKUP(C222,'Input - General'!$F$62:$N$79,9,FALSE),0)","v":0},null,0.1801212933606588,0,0,null,8.6527813038891108E-2,0,0]
[null,{"$f":"'Input - Inventory'!B220","v":212},{"$f":"'Input - Inventory'!C220","v":"100W SON Floodlight (P09)"},{"$f":"'Input - Inventory'!D220","v":"Luminaire"},{"$f":"'Input - Inventory'!E220","v":"Traffic"},{"$f":"'Input - Inventory'!F220","v":"Minor < 130w"},{"$f":"'Input - Inventory'!G220","v":0},null,"Luminaire - 100W SON Floodlight (P09)",null,0,4,0,null,0,0,0,0,0,0,0,0,0,0,0,0,0,0,0,0,0,0,0,0,0,0,0,0,0,0,0,0,0,null,0,0,0,0,0,0,0,0,0,null,0,0,0,0,0,0,0,0,0,0,null,0,0,0,0,0,0,0,null,0,0,0,null,{"$f":"IF($D223=\"Connection\",VLOOKUP(C223,'Input - General'!$F$62:$N$79,9,FALSE),0)","v":0},null,0.1801212933606588,0,0,null,8.6527813038891108E-2,0,0]
[null,{"$f":"'Input - Inventory'!B221","v":213},{"$f":"'Input - Inventory'!C221","v":"100W SON -PLAIN"},{"$f":"'Input - Inventory'!D221","v":"Luminaire"},{"$f":"'Input - Inventory'!E221","v":"Traffic"},{"$f":"'Input - Inventory'!F221","v":"Minor < 130w"},{"$f":"'Input - Inventory'!G221","v":0},null,"Luminaire - 100W SON -PLAIN",null,0,439,0,null,0,0,0,0,0,0,0,0,0,0,0,0,0,0,0,0,0,0,0,0,0,0,0,0,0,0,0,0,0,null,0,0,0,0,0,0,0,0,0,null,0,0,0,0,0,0,0,0,0,0,null,0,0,0,0,0,0,0,null,0,0,0,null,{"$f":"IF($D224=\"Connection\",VLOOKUP(C224,'Input - General'!$F$62:$N$79,9,FALSE),0)","v":0},null,0.1801212933606588,0,0,null,8.6527813038891108E-2,0,0]
[null,{"$f":"'Input - Inventory'!B222","v":214},{"$f":"'Input - Inventory'!C222","v":"100W SON -PLAIN (P09)"},{"$f":"'Input - Inventory'!D222","v":"Luminaire"},{"$f":"'Input - Inventory'!E222","v":"Traffic"},{"$f":"'Input - Inventory'!F222","v":"Minor < 130w"},{"$f":"'Input - Inventory'!G222","v":0},null,"Luminaire - 100W SON -PLAIN (P09)",null,0,107,0,null,0,0,0,0,0,0,0,0,0,0,0,0,0,0,0,0,0,0,0,0,0,0,0,0,0,0,0,0,0,null,0,0,0,0,0,0,0,0,0,null,0,0,0,0,0,0,0,0,0,0,null,0,0,0,0,0,0,0,null,0,0,0,null,{"$f":"IF($D225=\"Connection\",VLOOKUP(C225,'Input - General'!$F$62:$N$79,9,FALSE),0)","v":0},null,0.1801212933606588,0,0,null,8.6527813038891108E-2,0,0]
[null,{"$f":"'Input - Inventory'!B223","v":215},{"$f":"'Input - Inventory'!C223","v":"125W MBF"},{"$f":"'Input - Inventory'!D223","v":"Luminaire"},{"$f":"'Input - Inventory'!E223","v":"Traffic"},{"$f":"'Input - Inventory'!F223","v":"Minor < 130w"},{"$f":"'Input - Inventory'!G223","v":0},null,"Luminaire - 125W MBF",null,0,3283,0,null,0,0,0,0,0,0,0,0,0,0,0,0,0,0,0,0,0,0,0,0,0,0,0,0,0,0,0,0,0,null,0,0,0,0,0,0,0,0,0,null,0,0,0,0,0,0,0,0,0,0,null,0,0,0,0,0,0,0,null,0,0,0,null,{"$f":"IF($D226=\"Connection\",VLOOKUP(C226,'Input - General'!$F$62:$N$79,9,FALSE),0)","v":0},null,0.1801212933606588,0,0,null,8.6527813038891108E-2,0,0]
[null,{"$f":"'Input - Inventory'!B224","v":216},{"$f":"'Input - Inventory'!C224","v":"125W MBF - BOURKE HILL"},{"$f":"'Input - Inventory'!D224","v":"Luminaire"},{"$f":"'Input - Inventory'!E224","v":"Traffic"},{"$f":"'Input - Inventory'!F224","v":"Minor < 130w"},{"$f":"'Input - Inventory'!G224","v":0},null,"Luminaire - 125W MBF - BOURKE HILL",null,0,9,0,null,0,0,0,0,0,0,0,0,0,0,0,0,0,0,0,0,0,0,0,0,0,0,0,0,0,0,0,0,0,null,0,0,0,0,0,0,0,0,0,null,0,0,0,0,0,0,0,0,0,0,null,0,0,0,0,0,0,0,null,0,0,0,null,{"$f":"IF($D227=\"Connection\",VLOOKUP(C227,'Input - General'!$F$62:$N$79,9,FALSE),0)","v":0},null,0.1801212933606588,0,0,null,8.6527813038891108E-2,0,0]
[null,{"$f":"'Input - Inventory'!B225","v":217},{"$f":"'Input - Inventory'!C225","v":"125W MBF - HYDE PARK"},{"$f":"'Input - Inventory'!D225","v":"Luminaire"},{"$f":"'Input - Inventory'!E225","v":"Traffic"},{"$f":"'Input - Inventory'!F225","v":"Minor < 130w"},{"$f":"'Input - Inventory'!G225","v":0},null,"Luminaire - 125W MBF - HYDE PARK",null,0,168,0,null,0,0,0,0,0,0,0,0,0,0,0,0,0,0,0,0,0,0,0,0,0,0,0,0,0,0,0,0,0,null,0,0,0,0,0,0,0,0,0,null,0,0,0,0,0,0,0,0,0,0,null,0,0,0,0,0,0,0,null,0,0,0,null,{"$f":"IF($D228=\"Connection\",VLOOKUP(C228,'Input - General'!$F$62:$N$79,9,FALSE),0)","v":0},null,0.1801212933606588,0,0,null,8.6527813038891108E-2,0,0]
[null,{"$f":"'Input - Inventory'!B226","v":218},{"$f":"'Input - Inventory'!C226","v":"125W MBF - NOSTALGIA"},{"$f":"'Input - Inventory'!D226","v":"Luminaire"},{"$f":"'Input - Inventory'!E226","v":"Traffic"},{"$f":"'Input - Inventory'!F226","v":"Minor < 130w"},{"$f":"'Input - Inventory'!G226","v":0},null,"Luminaire - 125W MBF - NOSTALGIA",null,0,0,0,null,0,0,0,0,0,0,0,0,0,0,0,0,0,0,0,0,0,0,0,0,0,0,0,0,0,0,0,0,0,null,0,0,0,0,0,0,0,0,0,null,0,0,0,0,0,0,0,0,0,0,null,0,0,0,0,0,0,0,null,0,0,0,null,{"$f":"IF($D229=\"Connection\",VLOOKUP(C229,'Input - General'!$F$62:$N$79,9,FALSE),0)","v":0},null,0.1801212933606588,0,0,null,8.6527813038891108E-2,0,0]
[null,{"$f":"'Input - Inventory'!B227","v":219},{"$f":"'Input - Inventory'!C227","v":"125W MBF - PARKVILLE"},{"$f":"'Input - Inventory'!D227","v":"Luminaire"},{"$f":"'Input - Inventory'!E227","v":"Traffic"},{"$f":"'Input - Inventory'!F227","v":"Minor < 130w"},{"$f":"'Input - Inventory'!G227","v":0},null,"Luminaire - 125W MBF - PARKVILLE",null,0,6,0,null,0,0,0,0,0,0,0,0,0,0,0,0,0,0,0,0,0,0,0,0,0,0,0,0,0,0,0,0,0,null,0,0,0,0,0,0,0,0,0,null,0,0,0,0,0,0,0,0,0,0,null,0,0,0,0,0,0,0,null,0,0,0,null,{"$f":"IF($D230=\"Connection\",VLOOKUP(C230,'Input - General'!$F$62:$N$79,9,FALSE),0)","v":0},null,0.1801212933606588,0,0,null,8.6527813038891108E-2,0,0]
[null,{"$f":"'Input - Inventory'!B228","v":220},{"$f":"'Input - Inventory'!C228","v":"125W MBF (P09)"},{"$f":"'Input - Inventory'!D228","v":"Luminaire"},{"$f":"'Input - Inventory'!E228","v":"Traffic"},{"$f":"'Input - Inventory'!F228","v":"Minor < 130w"},{"$f":"'Input - Inventory'!G228","v":0},null,"Luminaire - 125W MBF (P09)",null,0,1244,0,null,0,0,0,0,0,0,0,0,0,0,0,0,0,0,0,0,0,0,0,0,0,0,0,0,0,0,0,0,0,null,0,0,0,0,0,0,0,0,0,null,0,0,0,0,0,0,0,0,0,0,null,0,0,0,0,0,0,0,null,0,0,0,null,{"$f":"IF($D231=\"Connection\",VLOOKUP(C231,'Input - General'!$F$62:$N$79,9,FALSE),0)","v":0},null,0.1801212933606588,0,0,null,8.6527813038891108E-2,0,0]
[null,{"$f":"'Input - Inventory'!B229","v":221},{"$f":"'Input - Inventory'!C229","v":"125W MBF BOLLARD"},{"$f":"'Input - Inventory'!D229","v":"Luminaire"},{"$f":"'Input - Inventory'!E229","v":"Traffic"},{"$f":"'Input - Inventory'!F229","v":"Minor < 130w"},{"$f":"'Input - Inventory'!G229","v":0},null,"Luminaire - 125W MBF BOLLARD",null,0,0,0,null,0,0,0,0,0,0,0,0,0,0,0,0,0,0,0,0,0,0,0,0,0,0,0,0,0,0,0,0,0,null,0,0,0,0,0,0,0,0,0,null,0,0,0,0,0,0,0,0,0,0,null,0,0,0,0,0,0,0,null,0,0,0,null,{"$f":"IF($D232=\"Connection\",VLOOKUP(C232,'Input - General'!$F$62:$N$79,9,FALSE),0)","v":0},null,0.1801212933606588,0,0,null,8.6527813038891108E-2,0,0]
[null,{"$f":"'Input - Inventory'!B230","v":222},{"$f":"'Input - Inventory'!C230","v":"125W MBF -PLAIN"},{"$f":"'Input - Inventory'!D230","v":"Luminaire"},{"$f":"'Input - Inventory'!E230","v":"Traffic"},{"$f":"'Input - Inventory'!F230","v":"Minor < 130w"},{"$f":"'Input - Inventory'!G230","v":0},null,"Luminaire - 125W MBF -PLAIN",null,0,794,0,null,0,0,0,0,0,0,0,0,0,0,0,0,0,0,0,0,0,0,0,0,0,0,0,0,0,0,0,0,0,null,0,0,0,0,0,0,0,0,0,null,0,0,0,0,0,0,0,0,0,0,null,0,0,0,0,0,0,0,null,0,0,0,null,{"$f":"IF($D233=\"Connection\",VLOOKUP(C233,'Input - General'!$F$62:$N$79,9,FALSE),0)","v":0},null,0.1801212933606588,0,0,null,8.6527813038891108E-2,0,0]
[null,{"$f":"'Input - Inventory'!B231","v":223},{"$f":"'Input - Inventory'!C231","v":"125W MBF -PLAIN (P09)"},{"$f":"'Input - Inventory'!D231","v":"Luminaire"},{"$f":"'Input - Inventory'!E231","v":"Traffic"},{"$f":"'Input - Inventory'!F231","v":"Minor < 130w"},{"$f":"'Input - Inventory'!G231","v":0},null,"Luminaire - 125W MBF -PLAIN (P09)",null,0,151,0,null,0,0,0,0,0,0,0,0,0,0,0,0,0,0,0,0,0,0,0,0,0,0,0,0,0,0,0,0,0,null,0,0,0,0,0,0,0,0,0,null,0,0,0,0,0,0,0,0,0,0,null,0,0,0,0,0,0,0,null,0,0,0,null,{"$f":"IF($D234=\"Connection\",VLOOKUP(C234,'Input - General'!$F$62:$N$79,9,FALSE),0)","v":0},null,0.1801212933606588,0,0,null,8.6527813038891108E-2,0,0]
[null,{"$f":"'Input - Inventory'!B232","v":224},{"$f":"'Input - Inventory'!C232","v":"125W/250W MBF FLOODLIGHT"},{"$f":"'Input - Inventory'!D232","v":"Luminaire"},{"$f":"'Input - Inventory'!E232","v":"Traffic"},{"$f":"'Input - Inventory'!F232","v":"Major > 130w"},{"$f":"'Input - Inventory'!G232","v":0},null,"Luminaire - 125W/250W MBF FLOODLIGHT",null,0,54,0,null,0,0,0,0,0,0,0,0,0,0,0,0,0,0,0,0,0,0,0,0,0,0,0,0,0,0,0,0,0,null,0,0,0,0,0,0,0,0,0,null,0,0,0,0,0,0,0,0,0,0,null,0,0,0,0,0,0,0,null,0,0,0,null,{"$f":"IF($D235=\"Connection\",VLOOKUP(C235,'Input - General'!$F$62:$N$79,9,FALSE),0)","v":0},null,0.1801212933606588,0,0,null,8.6527813038891108E-2,0,0]
[null,{"$f":"'Input - Inventory'!B233","v":225},{"$f":"'Input - Inventory'!C233","v":"135W SOX"},{"$f":"'Input - Inventory'!D233","v":"Luminaire"},{"$f":"'Input - Inventory'!E233","v":"Traffic"},{"$f":"'Input - Inventory'!F233","v":"Major > 130w"},{"$f":"'Input - Inventory'!G233","v":0},null,"Luminaire - 135W SOX",null,0,32,0,null,0,0,0,0,0,0,0,0,0,0,0,0,0,0,0,0,0,0,0,0,0,0,0,0,0,0,0,0,0,null,0,0,0,0,0,0,0,0,0,null,0,0,0,0,0,0,0,0,0,0,null,0,0,0,0,0,0,0,null,0,0,0,null,{"$f":"IF($D236=\"Connection\",VLOOKUP(C236,'Input - General'!$F$62:$N$79,9,FALSE),0)","v":0},null,0.1801212933606588,0,0,null,8.6527813038891108E-2,0,0]
[null,{"$f":"'Input - Inventory'!B234","v":226},{"$f":"'Input - Inventory'!C234","v":"150W SON"},{"$f":"'Input - Inventory'!D234","v":"Luminaire"},{"$f":"'Input - Inventory'!E234","v":"Traffic"},{"$f":"'Input - Inventory'!F234","v":"Major > 130w"},{"$f":"'Input - Inventory'!G234","v":0},null,"Luminaire - 150W SON",null,0,11707.5,0,null,0,0,0,0,0,0,0,0,0,0,0,0,0,0,0,0,0,0,0,0,0,0,0,0,0,0,0,0,0,null,0,0,0,0,0,0,0,0,0,null,0,0,0,0,0,0,0,0,0,0,null,0,0,0,0,0,0,0,null,0,0,0,null,{"$f":"IF($D237=\"Connection\",VLOOKUP(C237,'Input - General'!$F$62:$N$79,9,FALSE),0)","v":0},null,0.1801212933606588,0,0,null,8.6527813038891108E-2,0,0]
[null,{"$f":"'Input - Inventory'!B235","v":227},{"$f":"'Input - Inventory'!C235","v":"150W SON - HYDE PARK"},{"$f":"'Input - Inventory'!D235","v":"Luminaire"},{"$f":"'Input - Inventory'!E235","v":"Traffic"},{"$f":"'Input - Inventory'!F235","v":"Major > 130w"},{"$f":"'Input - Inventory'!G235","v":0},null,"Luminaire - 150W SON - HYDE PARK",null,0,16,0,null,0,0,0,0,0,0,0,0,0,0,0,0,0,0,0,0,0,0,0,0,0,0,0,0,0,0,0,0,0,null,0,0,0,0,0,0,0,0,0,null,0,0,0,0,0,0,0,0,0,0,null,0,0,0,0,0,0,0,null,0,0,0,null,{"$f":"IF($D238=\"Connection\",VLOOKUP(C238,'Input - General'!$F$62:$N$79,9,FALSE),0)","v":0},null,0.1801212933606588,0,0,null,8.6527813038891108E-2,0,0]
[null,{"$f":"'Input - Inventory'!B236","v":228},{"$f":"'Input - Inventory'!C236","v":"150W SON - PARKVILLE"},{"$f":"'Input - Inventory'!D236","v":"Luminaire"},{"$f":"'Input - Inventory'!E236","v":"Traffic"},{"$f":"'Input - Inventory'!F236","v":"Major > 130w"},{"$f":"'Input - Inventory'!G236","v":0},null,"Luminaire - 150W SON - PARKVILLE",null,0,21,0,null,0,0,0,0,0,0,0,0,0,0,0,0,0,0,0,0,0,0,0,0,0,0,0,0,0,0,0,0,0,null,0,0,0,0,0,0,0,0,0,null,0,0,0,0,0,0,0,0,0,0,null,0,0,0,0,0,0,0,null,0,0,0,null,{"$f":"IF($D239=\"Connection\",VLOOKUP(C239,'Input - General'!$F$62:$N$79,9,FALSE),0)","v":0},null,0.1801212933606588,0,0,null,8.6527813038891108E-2,0,0]
[null,{"$f":"'Input - Inventory'!B237","v":229},{"$f":"'Input - Inventory'!C237","v":"150W SON - PARKWAY 1"},{"$f":"'Input - Inventory'!D237","v":"Luminaire"},{"$f":"'Input - Inventory'!E237","v":"Traffic"},{"$f":"'Input - Inventory'!F237","v":"Major > 130w"},{"$f":"'Input - Inventory'!G237","v":0},null,"Luminaire - 150W SON - PARKWAY 1",null,0,209,0,null,0,0,0,0,0,0,0,0,0,0,0,0,0,0,0,0,0,0,0,0,0,0,0,0,0,0,0,0,0,null,0,0,0,0,0,0,0,0,0,null,0,0,0,0,0,0,0,0,0,0,null,0,0,0,0,0,0,0,null,0,0,0,null,{"$f":"IF($D240=\"Connection\",VLOOKUP(C240,'Input - General'!$F$62:$N$79,9,FALSE),0)","v":0},null,0.1801212933606588,0,0,null,8.6527813038891108E-2,0,0]
[null,{"$f":"'Input - Inventory'!B238","v":230},{"$f":"'Input - Inventory'!C238","v":"150W SON - Parkway 1 (P09)"},{"$f":"'Input - Inventory'!D238","v":"Luminaire"},{"$f":"'Input - Inventory'!E238","v":"Traffic"},{"$f":"'Input - Inventory'!F238","v":"Major > 130w"},{"$f":"'Input - Inventory'!G238","v":0},null,"Luminaire - 150W SON - Parkway 1 (P09)",null,0,32,0,null,0,0,0,0,0,0,0,0,0,0,0,0,0,0,0,0,0,0,0,0,0,0,0,0,0,0,0,0,0,null,0,0,0,0,0,0,0,0,0,null,0,0,0,0,0,0,0,0,0,0,null,0,0,0,0,0,0,0,null,0,0,0,null,{"$f":"IF($D241=\"Connection\",VLOOKUP(C241,'Input - General'!$F$62:$N$79,9,FALSE),0)","v":0},null,0.1801212933606588,0,0,null,8.6527813038891108E-2,0,0]
[null,{"$f":"'Input - Inventory'!B239","v":231},{"$f":"'Input - Inventory'!C239","v":"150W SON (P09)"},{"$f":"'Input - Inventory'!D239","v":"Luminaire"},{"$f":"'Input - Inventory'!E239","v":"Traffic"},{"$f":"'Input - Inventory'!F239","v":"Major > 130w"},{"$f":"'Input - Inventory'!G239","v":0},null,"Luminaire - 150W SON (P09)",null,0,7966,0,null,0,0,0,0,0,0,0,0,0,0,0,0,0,0,0,0,0,0,0,0,0,0,0,0,0,0,0,0,0,null,0,0,0,0,0,0,0,0,0,null,0,0,0,0,0,0,0,0,0,0,null,0,0,0,0,0,0,0,null,0,0,0,null,{"$f":"IF($D242=\"Connection\",VLOOKUP(C242,'Input - General'!$F$62:$N$79,9,FALSE),0)","v":0},null,0.1801212933606588,0,0,null,8.6527813038891108E-2,0,0]
[null,{"$f":"'Input - Inventory'!B240","v":232},{"$f":"'Input - Inventory'!C240","v":"150W SON Active Reactor"},{"$f":"'Input - Inventory'!D240","v":"Luminaire"},{"$f":"'Input - Inventory'!E240","v":"Traffic"},{"$f":"'Input - Inventory'!F240","v":"Major > 130w"},{"$f":"'Input - Inventory'!G240","v":0},null,"Luminaire - 150W SON Active Reactor",null,0,187,0,null,0,0,0,0,0,0,0,0,0,0,0,0,0,0,0,0,0,0,0,0,0,0,0,0,0,0,0,0,0,null,0,0,0,0,0,0,0,0,0,null,0,0,0,0,0,0,0,0,0,0,null,0,0,0,0,0,0,0,null,0,0,0,null,{"$f":"IF($D243=\"Connection\",VLOOKUP(C243,'Input - General'!$F$62:$N$79,9,FALSE),0)","v":0},null,0.1801212933606588,0,0,null,8.6527813038891108E-2,0,0]
[null,{"$f":"'Input - Inventory'!B241","v":233},{"$f":"'Input - Inventory'!C241","v":"150W SON FLOODLIGHT"},{"$f":"'Input - Inventory'!D241","v":"Luminaire"},{"$f":"'Input - Inventory'!E241","v":"Traffic"},{"$f":"'Input - Inventory'!F241","v":"Major > 130w"},{"$f":"'Input - Inventory'!G241","v":0},null,"Luminaire - 150W SON FLOODLIGHT",null,0,71,0,null,0,0,0,0,0,0,0,0,0,0,0,0,0,0,0,0,0,0,0,0,0,0,0,0,0,0,0,0,0,null,0,0,0,0,0,0,0,0,0,null,0,0,0,0,0,0,0,0,0,0,null,0,0,0,0,0,0,0,null,0,0,0,null,{"$f":"IF($D244=\"Connection\",VLOOKUP(C244,'Input - General'!$F$62:$N$79,9,FALSE),0)","v":0},null,0.1801212933606588,0,0,null,8.6527813038891108E-2,0,0]
[null,{"$f":"'Input - Inventory'!B242","v":234},{"$f":"'Input - Inventory'!C242","v":"150W SON Floodlight (P09)"},{"$f":"'Input - Inventory'!D242","v":"Luminaire"},{"$f":"'Input - Inventory'!E242","v":"Traffic"},{"$f":"'Input - Inventory'!F242","v":"Major > 130w"},{"$f":"'Input - Inventory'!G242","v":0},null,"Luminaire - 150W SON Floodlight (P09)",null,0,46,0,null,0,0,0,0,0,0,0,0,0,0,0,0,0,0,0,0,0,0,0,0,0,0,0,0,0,0,0,0,0,null,0,0,0,0,0,0,0,0,0,null,0,0,0,0,0,0,0,0,0,0,null,0,0,0,0,0,0,0,null,0,0,0,null,{"$f":"IF($D245=\"Connection\",VLOOKUP(C245,'Input - General'!$F$62:$N$79,9,FALSE),0)","v":0},null,0.1801212933606588,0,0,null,8.6527813038891108E-2,0,0]
[null,{"$f":"'Input - Inventory'!B243","v":235},{"$f":"'Input - Inventory'!C243","v":"150W SON GEC 'BOSTON 3'"},{"$f":"'Input - Inventory'!D243","v":"Luminaire"},{"$f":"'Input - Inventory'!E243","v":"Traffic"},{"$f":"'Input - Inventory'!F243","v":"Major > 130w"},{"$f":"'Input - Inventory'!G243","v":0},null,"Luminaire - 150W SON GEC 'BOSTON 3'",null,0,45,0,null,0,0,0,0,0,0,0,0,0,0,0,0,0,0,0,0,0,0,0,0,0,0,0,0,0,0,0,0,0,null,0,0,0,0,0,0,0,0,0,null,0,0,0,0,0,0,0,0,0,0,null,0,0,0,0,0,0,0,null,0,0,0,null,{"$f":"IF($D246=\"Connection\",VLOOKUP(C246,'Input - General'!$F$62:$N$79,9,FALSE),0)","v":0},null,0.1801212933606588,0,0,null,8.6527813038891108E-2,0,0]
[null,{"$f":"'Input - Inventory'!B244","v":236},{"$f":"'Input - Inventory'!C244","v":"150W/250W MBI FLOODLIGHT"},{"$f":"'Input - Inventory'!D244","v":"Luminaire"},{"$f":"'Input - Inventory'!E244","v":"Traffic"},{"$f":"'Input - Inventory'!F244","v":"Major > 130w"},{"$f":"'Input - Inventory'!G244","v":0},null,"Luminaire - 150W/250W MBI FLOODLIGHT",null,0,47,0,null,0,0,0,0,0,0,0,0,0,0,0,0,0,0,0,0,0,0,0,0,0,0,0,0,0,0,0,0,0,null,0,0,0,0,0,0,0,0,0,null,0,0,0,0,0,0,0,0,0,0,null,0,0,0,0,0,0,0,null,0,0,0,null,{"$f":"IF($D247=\"Connection\",VLOOKUP(C247,'Input - General'!$F$62:$N$79,9,FALSE),0)","v":0},null,0.1801212933606588,0,0,null,8.6527813038891108E-2,0,0]
[null,{"$f":"'Input - Inventory'!B245","v":237},{"$f":"'Input - Inventory'!C245","v":"180W SOX"},{"$f":"'Input - Inventory'!D245","v":"Luminaire"},{"$f":"'Input - Inventory'!E245","v":"Traffic"},{"$f":"'Input - Inventory'!F245","v":"Major > 130w"},{"$f":"'Input - Inventory'!G245","v":0},null,"Luminaire - 180W SOX",null,0,0,0,null,0,0,0,0,0,0,0,0,0,0,0,0,0,0,0,0,0,0,0,0,0,0,0,0,0,0,0,0,0,null,0,0,0,0,0,0,0,0,0,null,0,0,0,0,0,0,0,0,0,0,null,0,0,0,0,0,0,0,null,0,0,0,null,{"$f":"IF($D248=\"Connection\",VLOOKUP(C248,'Input - General'!$F$62:$N$79,9,FALSE),0)","v":0},null,0.1801212933606588,0,0,null,8.6527813038891108E-2,0,0]
[null,{"$f":"'Input - Inventory'!B246","v":238},{"$f":"'Input - Inventory'!C246","v":"1x29W LED"},{"$f":"'Input - Inventory'!D246","v":"Luminaire"},{"$f":"'Input - Inventory'!E246","v":"NonTraffic"},{"$f":"'Input - Inventory'!F246","v":"Minor < 130w"},{"$f":"'Input - Inventory'!G246","v":0},null,"Luminaire - 1x29W LED",null,0,1392,0,null,0,0,0,0,0,0,0,0,0,0,0,0,0,0,0,0,0,0,0,0,0,0,0,0,0,0,0,0,0,null,0,0,0,0,0,0,0,0,0,null,0,0,0,0,0,0,0,0,0,0,null,0,0,0,0,0,0,0,null,0,0,0,null,{"$f":"IF($D249=\"Connection\",VLOOKUP(C249,'Input - General'!$F$62:$N$79,9,FALSE),0)","v":0},null,0.1801212933606588,0,0,null,8.6527813038891108E-2,0,0]
[null,{"$f":"'Input - Inventory'!B247","v":239},{"$f":"'Input - Inventory'!C247","v":"1x40W TF"},{"$f":"'Input - Inventory'!D247","v":"Luminaire"},{"$f":"'Input - Inventory'!E247","v":"NonTraffic"},{"$f":"'Input - Inventory'!F247","v":"Minor < 130w"},{"$f":"'Input - Inventory'!G247","v":0},null,"Luminaire - 1x40W TF",null,0,594,0,null,0,0,0,0,0,0,0,0,0,0,0,0,0,0,0,0,0,0,0,0,0,0,0,0,0,0,0,0,0,null,0,0,0,0,0,0,0,0,0,null,0,0,0,0,0,0,0,0,0,0,null,0,0,0,0,0,0,0,null,0,0,0,null,{"$f":"IF($D250=\"Connection\",VLOOKUP(C250,'Input - General'!$F$62:$N$79,9,FALSE),0)","v":0},null,0.1801212933606588,0,0,null,8.6527813038891108E-2,0,0]
[null,{"$f":"'Input - Inventory'!B248","v":240},{"$f":"'Input - Inventory'!C248","v":"1x80W TF"},{"$f":"'Input - Inventory'!D248","v":"Luminaire"},{"$f":"'Input - Inventory'!E248","v":"NonTraffic"},{"$f":"'Input - Inventory'!F248","v":"Minor < 130w"},{"$f":"'Input - Inventory'!G248","v":0},null,"Luminaire - 1x80W TF",null,0,119,0,null,0,0,0,0,0,0,0,0,0,0,0,0,0,0,0,0,0,0,0,0,0,0,0,0,0,0,0,0,0,null,0,0,0,0,0,0,0,0,0,null,0,0,0,0,0,0,0,0,0,0,null,0,0,0,0,0,0,0,null,0,0,0,null,{"$f":"IF($D251=\"Connection\",VLOOKUP(C251,'Input - General'!$F$62:$N$79,9,FALSE),0)","v":0},null,0.1801212933606588,0,0,null,8.6527813038891108E-2,0,0]
[null,{"$f":"'Input - Inventory'!B249","v":241},{"$f":"'Input - Inventory'!C249","v":"250W MBF"},{"$f":"'Input - Inventory'!D249","v":"Luminaire"},{"$f":"'Input - Inventory'!E249","v":"Traffic"},{"$f":"'Input - Inventory'!F249","v":"Major > 130w"},{"$f":"'Input - Inventory'!G249","v":0},null,"Luminaire - 250W MBF",null,0,17196,0,null,0,0,0,0,0,0,0,0,0,0,0,0,0,0,0,0,0,0,0,0,0,0,0,0,0,0,0,0,0,null,0,0,0,0,0,0,0,0,0,null,0,0,0,0,0,0,0,0,0,0,null,0,0,0,0,0,0,0,null,0,0,0,null,{"$f":"IF($D252=\"Connection\",VLOOKUP(C252,'Input - General'!$F$62:$N$79,9,FALSE),0)","v":0},null,0.1801212933606588,0,0,null,8.6527813038891108E-2,0,0]
[null,{"$f":"'Input - Inventory'!B250","v":242},{"$f":"'Input - Inventory'!C250","v":"250W MBF - PARKVILLE"},{"$f":"'Input - Inventory'!D250","v":"Luminaire"},{"$f":"'Input - Inventory'!E250","v":"Traffic"},{"$f":"'Input - Inventory'!F250","v":"Major > 130w"},{"$f":"'Input - Inventory'!G250","v":0},null,"Luminaire - 250W MBF - PARKVILLE",null,0,0,0,null,0,0,0,0,0,0,0,0,0,0,0,0,0,0,0,0,0,0,0,0,0,0,0,0,0,0,0,0,0,null,0,0,0,0,0,0,0,0,0,null,0,0,0,0,0,0,0,0,0,0,null,0,0,0,0,0,0,0,null,0,0,0,null,{"$f":"IF($D253=\"Connection\",VLOOKUP(C253,'Input - General'!$F$62:$N$79,9,FALSE),0)","v":0},null,0.1801212933606588,0,0,null,8.6527813038891108E-2,0,0]
[null,{"$f":"'Input - Inventory'!B251","v":243},{"$f":"'Input - Inventory'!C251","v":"250W MBF - PARKWAY 1"},{"$f":"'Input - Inventory'!D251","v":"Luminaire"},{"$f":"'Input - Inventory'!E251","v":"Traffic"},{"$f":"'Input - Inventory'!F251","v":"Major > 130w"},{"$f":"'Input - Inventory'!G251","v":0},null,"Luminaire - 250W MBF - PARKWAY 1",null,0,782,0,null,0,0,0,0,0,0,0,0,0,0,0,0,0,0,0,0,0,0,0,0,0,0,0,0,0,0,0,0,0,null,0,0,0,0,0,0,0,0,0,null,0,0,0,0,0,0,0,0,0,0,null,0,0,0,0,0,0,0,null,0,0,0,null,{"$f":"IF($D254=\"Connection\",VLOOKUP(C254,'Input - General'!$F$62:$N$79,9,FALSE),0)","v":0},null,0.1801212933606588,0,0,null,8.6527813038891108E-2,0,0]
[null,{"$f":"'Input - Inventory'!B252","v":244},{"$f":"'Input - Inventory'!C252","v":"250W MBI - SMARTPOLE"},{"$f":"'Input - Inventory'!D252","v":"Luminaire"},{"$f":"'Input - Inventory'!E252","v":"Traffic"},{"$f":"'Input - Inventory'!F252","v":"Major > 130w"},{"$f":"'Input - Inventory'!G252","v":0},null,"Luminaire - 250W MBI - SMARTPOLE",null,0,21,0,null,0,0,0,0,0,0,0,0,0,0,0,0,0,0,0,0,0,0,0,0,0,0,0,0,0,0,0,0,0,null,0,0,0,0,0,0,0,0,0,null,0,0,0,0,0,0,0,0,0,0,null,0,0,0,0,0,0,0,null,0,0,0,null,{"$f":"IF($D255=\"Connection\",VLOOKUP(C255,'Input - General'!$F$62:$N$79,9,FALSE),0)","v":0},null,0.1801212933606588,0,0,null,8.6527813038891108E-2,0,0]
[null,{"$f":"'Input - Inventory'!B253","v":245},{"$f":"'Input - Inventory'!C253","v":"250W SON"},{"$f":"'Input - Inventory'!D253","v":"Luminaire"},{"$f":"'Input - Inventory'!E253","v":"Traffic"},{"$f":"'Input - Inventory'!F253","v":"Major > 130w"},{"$f":"'Input - Inventory'!G253","v":0},null,"Luminaire - 250W SON",null,0,14498,0,null,0,0,0,0,0,0,0,0,0,0,0,0,0,0,0,0,0,0,0,0,0,0,0,0,0,0,0,0,0,null,0,0,0,0,0,0,0,0,0,null,0,0,0,0,0,0,0,0,0,0,null,0,0,0,0,0,0,0,null,0,0,0,null,{"$f":"IF($D256=\"Connection\",VLOOKUP(C256,'Input - General'!$F$62:$N$79,9,FALSE),0)","v":0},null,0.1801212933606588,0,0,null,8.6527813038891108E-2,0,0]
[null,{"$f":"'Input - Inventory'!B254","v":246},{"$f":"'Input - Inventory'!C254","v":"250W SON - PARKVILLE"},{"$f":"'Input - Inventory'!D254","v":"Luminaire"},{"$f":"'Input - Inventory'!E254","v":"Traffic"},{"$f":"'Input - Inventory'!F254","v":"Major > 130w"},{"$f":"'Input - Inventory'!G254","v":0},null,"Luminaire - 250W SON - PARKVILLE",null,0,2,0,null,0,0,0,0,0,0,0,0,0,0,0,0,0,0,0,0,0,0,0,0,0,0,0,0,0,0,0,0,0,null,0,0,0,0,0,0,0,0,0,null,0,0,0,0,0,0,0,0,0,0,null,0,0,0,0,0,0,0,null,0,0,0,null,{"$f":"IF($D257=\"Connection\",VLOOKUP(C257,'Input - General'!$F$62:$N$79,9,FALSE),0)","v":0},null,0.1801212933606588,0,0,null,8.6527813038891108E-2,0,0]
[null,{"$f":"'Input - Inventory'!B255","v":247},{"$f":"'Input - Inventory'!C255","v":"250W SON - PARKWAY 1"},{"$f":"'Input - Inventory'!D255","v":"Luminaire"},{"$f":"'Input - Inventory'!E255","v":"Traffic"},{"$f":"'Input - Inventory'!F255","v":"Major > 130w"},{"$f":"'Input - Inventory'!G255","v":0},null,"Luminaire - 250W SON - PARKWAY 1",null,0,28,0,null,0,0,0,0,0,0,0,0,0,0,0,0,0,0,0,0,0,0,0,0,0,0,0,0,0,0,0,0,0,null,0,0,0,0,0,0,0,0,0,null,0,0,0,0,0,0,0,0,0,0,null,0,0,0,0,0,0,0,null,0,0,0,null,{"$f":"IF($D258=\"Connection\",VLOOKUP(C258,'Input - General'!$F$62:$N$79,9,FALSE),0)","v":0},null,0.1801212933606588,0,0,null,8.6527813038891108E-2,0,0]
[null,{"$f":"'Input - Inventory'!B256","v":248},{"$f":"'Input - Inventory'!C256","v":"250W SON - Parkway 1(P09)"},{"$f":"'Input - Inventory'!D256","v":"Luminaire"},{"$f":"'Input - Inventory'!E256","v":"Traffic"},{"$f":"'Input - Inventory'!F256","v":"Major > 130w"},{"$f":"'Input - Inventory'!G256","v":0},null,"Luminaire - 250W SON - Parkway 1(P09)",null,0,21,0,null,0,0,0,0,0,0,0,0,0,0,0,0,0,0,0,0,0,0,0,0,0,0,0,0,0,0,0,0,0,null,0,0,0,0,0,0,0,0,0,null,0,0,0,0,0,0,0,0,0,0,null,0,0,0,0,0,0,0,null,0,0,0,null,{"$f":"IF($D259=\"Connection\",VLOOKUP(C259,'Input - General'!$F$62:$N$79,9,FALSE),0)","v":0},null,0.1801212933606588,0,0,null,8.6527813038891108E-2,0,0]
[null,{"$f":"'Input - Inventory'!B257","v":249},{"$f":"'Input - Inventory'!C257","v":"250W SON (P09)"},{"$f":"'Input - Inventory'!D257","v":"Luminaire"},{"$f":"'Input - Inventory'!E257","v":"Traffic"},{"$f":"'Input - Inventory'!F257","v":"Major > 130w"},{"$f":"'Input - Inventory'!G257","v":0},null,"Luminaire - 250W SON (P09)",null,0,9417,0,null,0,0,0,0,0,0,0,0,0,0,0,0,0,0,0,0,0,0,0,0,0,0,0,0,0,0,0,0,0,null,0,0,0,0,0,0,0,0,0,null,0,0,0,0,0,0,0,0,0,0,null,0,0,0,0,0,0,0,null,0,0,0,null,{"$f":"IF($D260=\"Connection\",VLOOKUP(C260,'Input - General'!$F$62:$N$79,9,FALSE),0)","v":0},null,0.1801212933606588,0,0,null,8.6527813038891108E-2,0,0]
[null,{"$f":"'Input - Inventory'!B258","v":250},{"$f":"'Input - Inventory'!C258","v":"250W SON Active Reactor"},{"$f":"'Input - Inventory'!D258","v":"Luminaire"},{"$f":"'Input - Inventory'!E258","v":"Traffic"},{"$f":"'Input - Inventory'!F258","v":"Major > 130w"},{"$f":"'Input - Inventory'!G258","v":0},null,"Luminaire - 250W SON Active Reactor",null,0,220,0,null,0,0,0,0,0,0,0,0,0,0,0,0,0,0,0,0,0,0,0,0,0,0,0,0,0,0,0,0,0,null,0,0,0,0,0,0,0,0,0,null,0,0,0,0,0,0,0,0,0,0,null,0,0,0,0,0,0,0,null,0,0,0,null,{"$f":"IF($D261=\"Connection\",VLOOKUP(C261,'Input - General'!$F$62:$N$79,9,FALSE),0)","v":0},null,0.1801212933606588,0,0,null,8.6527813038891108E-2,0,0]
[null,{"$f":"'Input - Inventory'!B259","v":251},{"$f":"'Input - Inventory'!C259","v":"250W SON FLOODLIGHT"},{"$f":"'Input - Inventory'!D259","v":"Luminaire"},{"$f":"'Input - Inventory'!E259","v":"Traffic"},{"$f":"'Input - Inventory'!F259","v":"Major > 130w"},{"$f":"'Input - Inventory'!G259","v":0},null,"Luminaire - 250W SON FLOODLIGHT",null,0,929,0,null,0,0,0,0,0,0,0,0,0,0,0,0,0,0,0,0,0,0,0,0,0,0,0,0,0,0,0,0,0,null,0,0,0,0,0,0,0,0,0,null,0,0,0,0,0,0,0,0,0,0,null,0,0,0,0,0,0,0,null,0,0,0,null,{"$f":"IF($D262=\"Connection\",VLOOKUP(C262,'Input - General'!$F$62:$N$79,9,FALSE),0)","v":0},null,0.1801212933606588,0,0,null,8.6527813038891108E-2,0,0]
[null,{"$f":"'Input - Inventory'!B260","v":252},{"$f":"'Input - Inventory'!C260","v":"250W SON Floodlight (P09)"},{"$f":"'Input - Inventory'!D260","v":"Luminaire"},{"$f":"'Input - Inventory'!E260","v":"Traffic"},{"$f":"'Input - Inventory'!F260","v":"Major > 130w"},{"$f":"'Input - Inventory'!G260","v":0},null,"Luminaire - 250W SON Floodlight (P09)",null,0,423,0,null,0,0,0,0,0,0,0,0,0,0,0,0,0,0,0,0,0,0,0,0,0,0,0,0,0,0,0,0,0,null,0,0,0,0,0,0,0,0,0,null,0,0,0,0,0,0,0,0,0,0,null,0,0,0,0,0,0,0,null,0,0,0,null,{"$f":"IF($D263=\"Connection\",VLOOKUP(C263,'Input - General'!$F$62:$N$79,9,FALSE),0)","v":0},null,0.1801212933606588,0,0,null,8.6527813038891108E-2,0,0]
[null,{"$f":"'Input - Inventory'!B261","v":253},{"$f":"'Input - Inventory'!C261","v":"250W SON GEC 'BOSTON 3'"},{"$f":"'Input - Inventory'!D261","v":"Luminaire"},{"$f":"'Input - Inventory'!E261","v":"Traffic"},{"$f":"'Input - Inventory'!F261","v":"Major > 130w"},{"$f":"'Input - Inventory'!G261","v":0},null,"Luminaire - 250W SON GEC 'BOSTON 3'",null,0,103,0,null,0,0,0,0,0,0,0,0,0,0,0,0,0,0,0,0,0,0,0,0,0,0,0,0,0,0,0,0,0,null,0,0,0,0,0,0,0,0,0,null,0,0,0,0,0,0,0,0,0,0,null,0,0,0,0,0,0,0,null,0,0,0,null,{"$f":"IF($D264=\"Connection\",VLOOKUP(C264,'Input - General'!$F$62:$N$79,9,FALSE),0)","v":0},null,0.1801212933606588,0,0,null,8.6527813038891108E-2,0,0]
[null,{"$f":"'Input - Inventory'!B262","v":254},{"$f":"'Input - Inventory'!C262","v":"2X14W TF - T5 PIERLIGHT"},{"$f":"'Input - Inventory'!D262","v":"Luminaire"},{"$f":"'Input - Inventory'!E262","v":"NonTraffic"},{"$f":"'Input - Inventory'!F262","v":"Minor < 130w"},{"$f":"'Input - Inventory'!G262","v":0},null,"Luminaire - 2X14W TF - T5 PIERLIGHT",null,0,145,0,null,0,0,0,0,0,0,0,0,0,0,0,0,0,0,0,0,0,0,0,0,0,0,0,0,0,0,0,0,0,null,0,0,0,0,0,0,0,0,0,null,0,0,0,0,0,0,0,0,0,0,null,0,0,0,0,0,0,0,null,0,0,0,null,{"$f":"IF($D265=\"Connection\",VLOOKUP(C265,'Input - General'!$F$62:$N$79,9,FALSE),0)","v":0},null,0.1801212933606588,0,0,null,8.6527813038891108E-2,0,0]
[null,{"$f":"'Input - Inventory'!B263","v":255},{"$f":"'Input - Inventory'!C263","v":"2x14W TF - T5 Pierlight (P09)"},{"$f":"'Input - Inventory'!D263","v":"Luminaire"},{"$f":"'Input - Inventory'!E263","v":"NonTraffic"},{"$f":"'Input - Inventory'!F263","v":"Minor < 130w"},{"$f":"'Input - Inventory'!G263","v":0},null,"Luminaire - 2x14W TF - T5 Pierlight (P09)",null,0,13,0,null,0,0,0,0,0,0,0,0,0,0,0,0,0,0,0,0,0,0,0,0,0,0,0,0,0,0,0,0,0,null,0,0,0,0,0,0,0,0,0,null,0,0,0,0,0,0,0,0,0,0,null,0,0,0,0,0,0,0,null,0,0,0,null,{"$f":"IF($D266=\"Connection\",VLOOKUP(C266,'Input - General'!$F$62:$N$79,9,FALSE),0)","v":0},null,0.1801212933606588,0,0,null,8.6527813038891108E-2,0,0]
[null,{"$f":"'Input - Inventory'!B264","v":256},{"$f":"'Input - Inventory'!C264","v":"2x14W TF - T5 PIERLITE M"},{"$f":"'Input - Inventory'!D264","v":"Luminaire"},{"$f":"'Input - Inventory'!E264","v":"NonTraffic"},{"$f":"'Input - Inventory'!F264","v":"Minor < 130w"},{"$f":"'Input - Inventory'!G264","v":0},null,"Luminaire - 2x14W TF - T5 PIERLITE M",null,0,0,0,null,0,0,0,0,0,0,0,0,0,0,0,0,0,0,0,0,0,0,0,0,0,0,0,0,0,0,0,0,0,null,0,0,0,0,0,0,0,0,0,null,0,0,0,0,0,0,0,0,0,0,null,0,0,0,0,0,0,0,null,0,0,0,null,{"$f":"IF($D267=\"Connection\",VLOOKUP(C267,'Input - General'!$F$62:$N$79,9,FALSE),0)","v":0},null,0.1801212933606588,0,0,null,8.6527813038891108E-2,0,0]
[null,{"$f":"'Input - Inventory'!B265","v":257},{"$f":"'Input - Inventory'!C265","v":"2x175W MBF - PARKWAY 2"},{"$f":"'Input - Inventory'!D265","v":"Luminaire"},{"$f":"'Input - Inventory'!E265","v":"Traffic"},{"$f":"'Input - Inventory'!F265","v":"Major > 130w"},{"$f":"'Input - Inventory'!G265","v":0},null,"Luminaire - 2x175W MBF - PARKWAY 2",null,0,0,{"$f":"L268*K268","v":0},null,0,{"$f":"IF(AND($D268=\"Lamp\",CycleBulkTask1<>0, OR($F268=O$9,O$9=\"All\")),1/CycleBulkTask1,0)","v":0},0,{"$f":"IF(AND($D268=\"Lamp\",CycleBulkTask2<>0, OR($F268=Q$9,Q$9=\"All\")),1/CycleBulkTask2,0)","v":0},0,{"$f":"IF(AND($D268=\"Lamp\",CycleBulkTask3<>0, OR($F268=S$9,S$9=\"All\")),1/CycleBulkTask3,0)","v":0},0,{"$f":"IF(AND($D268=\"Lamp\",CycleBulkTask4<>0, OR($F268=U$9,U$9=\"All\")),1/CycleBulkTask4,0)","v":0},0,{"$f":"IF(AND($D268=\"Lamp\",CycleBulkTask5<>0, OR($F268=W$9,W$9=\"All\")),1/CycleBulkTask5,0)","v":0},0,{"$f":"IF(AND($D268=\"Lamp\",CycleBulkTask6<>0, OR($F268=Y$9,Y$9=\"All\")),1/CycleBulkTask6,0)","v":0},0,{"$f":"IF(AND($D268=\"Lamp\",CycleBulkTask7<>0, OR($F268=AA$9,AA$9=\"All\")),1/CycleBulkTask7,0)","v":0},0,{"$f":"IF(AND($D268=\"Lamp\",CycleBulkTask8<>0, OR($F268=AC$9,AC$9=\"All\")),1/CycleBulkTask8,0)","v":0},0,{"$f":"IF(AND($D268=\"Lamp\",CycleBulkTask9<>0, OR($F268=AE$9,AE$9=\"All\")),1/CycleBulkTask9,0)","v":0},0,{"$f":"IF(AND($D268=\"Lamp\",CycleBulkTask10<>0, OR($F268=AG$9,AG$9=\"All\")),1/CycleBulkTask10,0)","v":0},0,{"$f":"IF(AND($D268=\"Lamp\",CycleBulkTask11<>0, OR($F268=AI$9,AI$9=\"All\")),1/CycleBulkTask11,0)","v":0},0,{"$f":"IF(AND($D268=\"Lamp\",CycleBulkTask12<>0, OR($F268=AK$9,AK$9=\"All\")),1/CycleBulkTask12,0)","v":0},0,{"$f":"IF(AND($D268=\"Lamp\",CycleBulkTask13<>0, OR($F268=AM$9,AM$9=\"All\")),1/CycleBulkTask13,0)","v":0},0,{"$f":"IF(AND($D268=\"Lamp\",CycleBulkTask14<>0, OR($F268=AO$9,AO$9=\"All\")),1/CycleBulkTask14,0)","v":0},{"$f":"O268*P268+Q268*R268+S268*T268+U268*V268+W268*X268+Y268*Z268+AA268*AB268+AC268*AD268+AE268*AF268+AG268*AH268+AI268*AJ268+AK268*AL268+AM268*AN268+AO268*AP268","v":0},null,0,{"$f":"MAX(P268,R268)","v":0},0,{"$f":"MAX(T268,V268)","v":0},0,{"$f":"X268","v":0},0,{"$f":"INDIRECT($E268)*$V268 +(1-INDIRECT($E268))*$T268","v":0},{"$f":"AS268*AT268+AU268*AV268+AW268*AX268+AY268*AZ268","v":0},null,{"$f":"IF($D268=$AS$9,(INDIRECT(\"PriceLabour\" & \"FY19\")*ProportionStandardHours + INDIRECT(\"PriceLabourOvertime\" & \"FY19\")*ProportionOvertimeHours)*(1+RateOnCostAnnual),0)","v":0},{"$f":"BO268","v":0},{"$f":"IF($D268=\"Lamp\",(NumberOfCrew+INDIRECT($E268)*TrafficController)*(TimeToReplaceLamp),0)","v":0},{"$f":"IF($D268=$AS$9,(INDIRECT(\"PriceLabour\" & \"FY19\")*ProportionStandardHours + INDIRECT(\"PriceLabourOvertime\" & \"FY19\")*ProportionOvertimeHours)*(1+RateOnCostAnnual),0)","v":0},{"$f":"BQ268","v":0},{"$f":"IF($D268=\"Lamp\",(NumberOfCrew+INDIRECT($E268)*TrafficController)*(TimeForPECellReplace),0)","v":0},{"$f":"IF($D268=$AS$9,(INDIRECT(\"PriceLabour\" & \"FY19\")*ProportionStandardHours + INDIRECT(\"PriceLabourOvertime\" & \"FY19\")*ProportionOvertimeHours)*(1+RateOnCostAnnual),0)","v":0},{"$f":"BS268","v":0},{"$f":"IF($D268=\"Lamp\",(NumberOfCrew+INDIRECT($E268)*TrafficController)*(TimeForOtherSpot),0)","v":0},{"$f":"BC268*BD268*BE268+BF268*BG268*BH268+BI268*BJ268*BK268","v":0},null,0,{"$f":"IF($D268=\"Lamp\",INDIRECT(BO$10 & $B268),0)","v":0},0,{"$f":"IF($D268=\"Lamp\",INDIRECT(\"FailurePECell\" & \"Annual\"),0)","v":0},0,{"$f":"IF($D268=\"Lamp\",INDIRECT(\"FailureMisc\" & \"Annual\"),0)","v":0},{"$f":"BN268*BO268+BP268*BQ268+BR268*BS268","v":0},null,0,{"$f":"BD268*BE268+BG268*BH268+BJ268*BK268","v":0},{"$f":"BV268*BW268","v":0},null,{"$f":"IF($D268=\"Connection\",VLOOKUP(C268,'Input - General'!$F$62:$N$79,9,FALSE),0)","v":0},null,{"$f":"RateOverhead","v":0.1801212933606588},{"$f":"BX268+BL268+BT268+BA268+AQ268+BZ268","v":0},{"$f":"CC268*CB268","v":0},null,{"$f":"CorporateOverheads","v":8.6527813038891108E-2},0,{"$f":"CG268*CF268","v":0}]
[null,{"$f":"'Input - Inventory'!B266","v":258},{"$f":"'Input - Inventory'!C266","v":"2x20W TF"},{"$f":"'Input - Inventory'!D266","v":"Luminaire"},{"$f":"'Input - Inventory'!E266","v":"NonTraffic"},{"$f":"'Input - Inventory'!F266","v":"Minor < 130w"},{"$f":"'Input - Inventory'!G266","v":0},null,{"$f":"CONCATENATE(D269,\" - \",C269)","v":"Luminaire - 2x20W TF"},null,{"$f":"AQ269+BA269+BL269+BT269+BX269+BZ269+CD269+CH269","v":0},{"$f":"INDIRECT(L$10&$B269&\"FY19\")","v":18824},0,null,{"$f":"IF(AND($D269=\"Lamp\", OR($F269=O$9, O$9=\"All\")),INDIRECT(\"PriceBulkTask1\" & \"FY19\"),0)","v":0},0,{"$f":"IF(AND($D269=\"Lamp\", OR($F269=Q$9, Q$9=\"All\")),INDIRECT(\"PriceBulkTask2\" & \"FY19\"),0)","v":0},0,{"$f":"IF(AND($D269=\"Lamp\", OR($F269=S$9, S$9=\"All\")),INDIRECT(\"PriceBulkTask3\" & \"FY19\"),0)","v":0},0,{"$f":"IF(AND($D269=\"Lamp\", OR($F269=U$9, U$9=\"All\")),INDIRECT(\"PriceBulkTask4\" & \"FY19\"),0)","v":0},0,{"$f":"IF(AND($D269=\"Lamp\", OR($F269=W$9, W$9=\"All\")),INDIRECT(\"PriceBulkTask5\" & \"FY19\"),0)","v":0},0,{"$f":"IF(AND($D269=\"Lamp\", OR($F269=Y$9, Y$9=\"All\")),INDIRECT(\"PriceBulkTask6\" & \"FY19\"),0)","v":0},0,{"$f":"IF(AND($D269=\"Lamp\", OR($F269=AA$9, AA$9=\"All\")),INDIRECT(\"PriceBulkTask7\" & \"FY19\"),0)","v":0},0,{"$f":"IF(AND($D269=\"Lamp\", OR($F269=AC$9, AC$9=\"All\")),INDIRECT(\"PriceBulkTask8\" & \"FY19\"),0)","v":0},0,{"$f":"IF(AND($D269=\"Lamp\", OR($F269=AE$9, AE$9=\"All\")),INDIRECT(\"PriceBulkTask9\" & \"FY19\"),0)","v":0},0,{"$f":"IF(AND($D269=\"Lamp\", OR($F269=AG$9, AG$9=\"All\")),INDIRECT(\"PriceBulkTask10\" & \"FY19\"),0)","v":0},0,{"$f":"IF(AND($D269=\"Lamp\", OR($F269=AI$9, AI$9=\"All\")),INDIRECT(\"PriceBulkTask11\" & \"FY19\"),0)","v":0},0,{"$f":"IF(AND($D269=\"Lamp\", OR($F269=AK$9, AK$9=\"All\")),INDIRECT(\"PriceBulkTask12\" & \"FY19\"),0)","v":0},0,{"$f":"IF(AND($D269=\"Lamp\", OR($F269=AM$9, AM$9=\"All\")),INDIRECT(\"PriceBulkTask13\" & \"FY19\"),0)","v":0},0,{"$f":"IF(AND($D269=\"Lamp\", OR($F269=AO$9, AO$9=\"All\")),INDIRECT(\"PriceBulkTask14\" & \"FY19\"),0)","v":0},0,0,null,{"$f":"IF($D269=\"Lamp\",$G269*INDIRECT(\"Price\" & $B269 & \"FY19\"),0)","v":0},0,{"$f":"IF($D269=\"Lamp\",INDIRECT(\"PriceVisor\" & \"FY19\"),0)","v":0},0,{"$f":"IF($D269=\"Lamp\",INDIRECT(\"PricePECell\" & \"FY19\"),0)","v":0},0,{"$f":"IF($D269=\"Lamp\",INDIRECT(\"PriceMisc\" & \"FY19\"),0)","v":0},0,0,null,0,0,0,0,0,0,0,0,0,0,null,{"$f":"IF($D269=\"Lamp\",INDIRECT(\"Price\" & $B269 & \"FY19\"),0)","v":0},0,{"$f":"IF($D269=\"Lamp\",INDIRECT(\"pRICEpecELL\" & \"FY19\"),0)","v":0},0,{"$f":"IF($D269=\"Lamp\",INDIRECT(\"PriceMisc\" & \"FY19\"),0)","v":0},0,0,null,{"$f":"IF(AND($D269=\"Lamp\"),INDIRECT(\"PriceEWP\"&\"FY19\"),0)","v":0},0,0,null,{"$f":"IF($D269=\"Connection\",VLOOKUP(C269,'Input - General'!$F$62:$N$79,9,FALSE),0)","v":0},null,0.1801212933606588,0,0,null,8.6527813038891108E-2,{"$f":"AQ269+BA269+BL269+BT269+BX269+BZ269+CD269","v":0},0]
[null,{"$f":"'Input - Inventory'!B267","v":259},{"$f":"'Input - Inventory'!C267","v":"2x20W TF - WAVERLEY"},{"$f":"'Input - Inventory'!D267","v":"Luminaire"},{"$f":"'Input - Inventory'!E267","v":"NonTraffic"},{"$f":"'Input - Inventory'!F267","v":"Minor < 130w"},{"$f":"'Input - Inventory'!G267","v":0},null,"Luminaire - 2x20W TF - WAVERLEY",null,0,0,0,null,0,0,0,0,0,0,0,0,0,0,0,0,0,0,0,0,0,0,0,0,0,0,0,0,0,0,0,0,0,null,0,0,0,0,0,0,0,0,0,null,0,0,0,0,0,0,0,0,0,0,null,0,0,0,0,0,0,0,null,0,0,0,null,{"$f":"IF($D270=\"Connection\",VLOOKUP(C270,'Input - General'!$F$62:$N$79,9,FALSE),0)","v":0},null,0.1801212933606588,0,0,null,8.6527813038891108E-2,0,0]
[null,{"$f":"'Input - Inventory'!B268","v":260},{"$f":"'Input - Inventory'!C268","v":"2x250W SON FLOODLIGHT"},{"$f":"'Input - Inventory'!D268","v":"Luminaire"},{"$f":"'Input - Inventory'!E268","v":"Traffic"},{"$f":"'Input - Inventory'!F268","v":"Major > 130w"},{"$f":"'Input - Inventory'!G268","v":0},null,"Luminaire - 2x250W SON FLOODLIGHT",null,0,2,0,null,0,0,0,0,0,0,0,0,0,0,0,0,0,0,0,0,0,0,0,0,0,0,0,0,0,0,0,0,0,null,0,0,0,0,0,0,0,0,0,null,0,0,0,0,0,0,0,0,0,0,null,0,0,0,0,0,0,0,null,0,0,0,null,{"$f":"IF($D271=\"Connection\",VLOOKUP(C271,'Input - General'!$F$62:$N$79,9,FALSE),0)","v":0},null,0.1801212933606588,0,0,null,8.6527813038891108E-2,0,0]
[null,{"$f":"'Input - Inventory'!B269","v":261},{"$f":"'Input - Inventory'!C269","v":"2x26W TF MACQUARIE DEC."},{"$f":"'Input - Inventory'!D269","v":"Luminaire"},{"$f":"'Input - Inventory'!E269","v":"NonTraffic"},{"$f":"'Input - Inventory'!F269","v":"Minor < 130w"},{"$f":"'Input - Inventory'!G269","v":0},null,"Luminaire - 2x26W TF MACQUARIE DEC.",null,0,0,0,null,0,0,0,0,0,0,0,0,0,0,0,0,0,0,0,0,0,0,0,0,0,0,0,0,0,0,0,0,0,null,0,0,0,0,0,0,0,0,0,null,0,0,0,0,0,0,0,0,0,0,null,0,0,0,0,0,0,0,null,0,0,0,null,{"$f":"IF($D272=\"Connection\",VLOOKUP(C272,'Input - General'!$F$62:$N$79,9,FALSE),0)","v":0},null,0.1801212933606588,0,0,null,8.6527813038891108E-2,0,0]
[null,{"$f":"'Input - Inventory'!B270","v":262},{"$f":"'Input - Inventory'!C270","v":"2x400W MBF - PARKWAY 2"},{"$f":"'Input - Inventory'!D270","v":"Luminaire"},{"$f":"'Input - Inventory'!E270","v":"Traffic"},{"$f":"'Input - Inventory'!F270","v":"Major > 130w"},{"$f":"'Input - Inventory'!G270","v":0},null,"Luminaire - 2x400W MBF - PARKWAY 2",null,0,0,0,null,0,0,0,0,0,0,0,0,0,0,0,0,0,0,0,0,0,0,0,0,0,0,0,0,0,0,0,0,0,null,0,0,0,0,0,0,0,0,0,null,0,0,0,0,0,0,0,0,0,0,null,0,0,0,0,0,0,0,null,0,0,0,null,{"$f":"IF($D273=\"Connection\",VLOOKUP(C273,'Input - General'!$F$62:$N$79,9,FALSE),0)","v":0},null,0.1801212933606588,0,0,null,8.6527813038891108E-2,0,0]
[null,{"$f":"'Input - Inventory'!B271","v":263},{"$f":"'Input - Inventory'!C271","v":"2x400W MBI FLOODLIGHT"},{"$f":"'Input - Inventory'!D271","v":"Luminaire"},{"$f":"'Input - Inventory'!E271","v":"Traffic"},{"$f":"'Input - Inventory'!F271","v":"Major > 130w"},{"$f":"'Input - Inventory'!G271","v":0},null,"Luminaire - 2x400W MBI FLOODLIGHT",null,0,0,0,null,0,0,0,0,0,0,0,0,0,0,0,0,0,0,0,0,0,0,0,0,0,0,0,0,0,0,0,0,0,null,0,0,0,0,0,0,0,0,0,null,0,0,0,0,0,0,0,0,0,0,null,0,0,0,0,0,0,0,null,0,0,0,null,{"$f":"IF($D274=\"Connection\",VLOOKUP(C274,'Input - General'!$F$62:$N$79,9,FALSE),0)","v":0},null,0.1801212933606588,0,0,null,8.6527813038891108E-2,0,0]
[null,{"$f":"'Input - Inventory'!B272","v":264},{"$f":"'Input - Inventory'!C272","v":"2x400W SON FLOODLIGHT"},{"$f":"'Input - Inventory'!D272","v":"Luminaire"},{"$f":"'Input - Inventory'!E272","v":"Traffic"},{"$f":"'Input - Inventory'!F272","v":"Major > 130w"},{"$f":"'Input - Inventory'!G272","v":0},null,"Luminaire - 2x400W SON FLOODLIGHT",null,0,1,0,null,0,0,0,0,0,0,0,0,0,0,0,0,0,0,0,0,0,0,0,0,0,0,0,0,0,0,0,0,0,null,0,0,0,0,0,0,0,0,0,null,0,0,0,0,0,0,0,0,0,0,null,0,0,0,0,0,0,0,null,0,0,0,null,{"$f":"IF($D275=\"Connection\",VLOOKUP(C275,'Input - General'!$F$62:$N$79,9,FALSE),0)","v":0},null,0.1801212933606588,0,0,null,8.6527813038891108E-2,0,0]
[null,{"$f":"'Input - Inventory'!B273","v":265},{"$f":"'Input - Inventory'!C273","v":"2x40W TF"},{"$f":"'Input - Inventory'!D273","v":"Luminaire"},{"$f":"'Input - Inventory'!E273","v":"NonTraffic"},{"$f":"'Input - Inventory'!F273","v":"Minor < 130w"},{"$f":"'Input - Inventory'!G273","v":0},null,"Luminaire - 2x40W TF",null,0,14,0,null,0,0,0,0,0,0,0,0,0,0,0,0,0,0,0,0,0,0,0,0,0,0,0,0,0,0,0,0,0,null,0,0,0,0,0,0,0,0,0,null,0,0,0,0,0,0,0,0,0,0,null,0,0,0,0,0,0,0,null,0,0,0,null,{"$f":"IF($D276=\"Connection\",VLOOKUP(C276,'Input - General'!$F$62:$N$79,9,FALSE),0)","v":0},null,0.1801212933606588,0,0,null,8.6527813038891108E-2,0,0]
[null,{"$f":"'Input - Inventory'!B274","v":266},{"$f":"'Input - Inventory'!C274","v":"2x70W SON - BOURKE HILL"},{"$f":"'Input - Inventory'!D274","v":"Luminaire"},{"$f":"'Input - Inventory'!E274","v":"NonTraffic"},{"$f":"'Input - Inventory'!F274","v":"Minor < 130w"},{"$f":"'Input - Inventory'!G274","v":0},null,"Luminaire - 2x70W SON - BOURKE HILL",null,0,0,0,null,0,0,0,0,0,0,0,0,0,0,0,0,0,0,0,0,0,0,0,0,0,0,0,0,0,0,0,0,0,null,0,0,0,0,0,0,0,0,0,null,0,0,0,0,0,0,0,0,0,0,null,0,0,0,0,0,0,0,null,0,0,0,null,{"$f":"IF($D277=\"Connection\",VLOOKUP(C277,'Input - General'!$F$62:$N$79,9,FALSE),0)","v":0},null,0.1801212933606588,0,0,null,8.6527813038891108E-2,0,0]
[null,{"$f":"'Input - Inventory'!B275","v":267},{"$f":"'Input - Inventory'!C275","v":"2x80W MBF - BOURKE HILL"},{"$f":"'Input - Inventory'!D275","v":"Luminaire"},{"$f":"'Input - Inventory'!E275","v":"NonTraffic"},{"$f":"'Input - Inventory'!F275","v":"Minor < 130w"},{"$f":"'Input - Inventory'!G275","v":0},null,"Luminaire - 2x80W MBF - BOURKE HILL",null,0,53,0,null,0,0,0,0,0,0,0,0,0,0,0,0,0,0,0,0,0,0,0,0,0,0,0,0,0,0,0,0,0,null,0,0,0,0,0,0,0,0,0,null,0,0,0,0,0,0,0,0,0,0,null,0,0,0,0,0,0,0,null,0,0,0,null,{"$f":"IF($D278=\"Connection\",VLOOKUP(C278,'Input - General'!$F$62:$N$79,9,FALSE),0)","v":0},null,0.1801212933606588,0,0,null,8.6527813038891108E-2,0,0]
[null,{"$f":"'Input - Inventory'!B276","v":268},{"$f":"'Input - Inventory'!C276","v":"3x400W MBF - PARKWAY 3"},{"$f":"'Input - Inventory'!D276","v":"Luminaire"},{"$f":"'Input - Inventory'!E276","v":"Traffic"},{"$f":"'Input - Inventory'!F276","v":"Major > 130w"},{"$f":"'Input - Inventory'!G276","v":0},null,"Luminaire - 3x400W MBF - PARKWAY 3",null,0,0,0,null,0,0,0,0,0,0,0,0,0,0,0,0,0,0,0,0,0,0,0,0,0,0,0,0,0,0,0,0,0,null,0,0,0,0,0,0,0,0,0,null,0,0,0,0,0,0,0,0,0,0,null,0,0,0,0,0,0,0,null,0,0,0,null,{"$f":"IF($D279=\"Connection\",VLOOKUP(C279,'Input - General'!$F$62:$N$79,9,FALSE),0)","v":0},null,0.1801212933606588,0,0,null,8.6527813038891108E-2,0,0]
[null,{"$f":"'Input - Inventory'!B277","v":269},{"$f":"'Input - Inventory'!C277","v":"400W MBF"},{"$f":"'Input - Inventory'!D277","v":"Luminaire"},{"$f":"'Input - Inventory'!E277","v":"Traffic"},{"$f":"'Input - Inventory'!F277","v":"Major > 130w"},{"$f":"'Input - Inventory'!G277","v":0},null,"Luminaire - 400W MBF",null,0,6514.5,0,null,0,0,0,0,0,0,0,0,0,0,0,0,0,0,0,0,0,0,0,0,0,0,0,0,0,0,0,0,0,null,0,0,0,0,0,0,0,0,0,null,0,0,0,0,0,0,0,0,0,0,null,0,0,0,0,0,0,0,null,0,0,0,null,{"$f":"IF($D280=\"Connection\",VLOOKUP(C280,'Input - General'!$F$62:$N$79,9,FALSE),0)","v":0},null,0.1801212933606588,0,0,null,8.6527813038891108E-2,0,0]
[null,{"$f":"'Input - Inventory'!B278","v":270},{"$f":"'Input - Inventory'!C278","v":"400W MBF - PARKWAY 1"},{"$f":"'Input - Inventory'!D278","v":"Luminaire"},{"$f":"'Input - Inventory'!E278","v":"Traffic"},{"$f":"'Input - Inventory'!F278","v":"Major > 130w"},{"$f":"'Input - Inventory'!G278","v":0},null,"Luminaire - 400W MBF - PARKWAY 1",null,0,252,0,null,0,0,0,0,0,0,0,0,0,0,0,0,0,0,0,0,0,0,0,0,0,0,0,0,0,0,0,0,0,null,0,0,0,0,0,0,0,0,0,null,0,0,0,0,0,0,0,0,0,0,null,0,0,0,0,0,0,0,null,0,0,0,null,{"$f":"IF($D281=\"Connection\",VLOOKUP(C281,'Input - General'!$F$62:$N$79,9,FALSE),0)","v":0},null,0.1801212933606588,0,0,null,8.6527813038891108E-2,0,0]
[null,{"$f":"'Input - Inventory'!B279","v":271},{"$f":"'Input - Inventory'!C279","v":"400W MBF FLOODLIGHT"},{"$f":"'Input - Inventory'!D279","v":"Luminaire"},{"$f":"'Input - Inventory'!E279","v":"Traffic"},{"$f":"'Input - Inventory'!F279","v":"Major > 130w"},{"$f":"'Input - Inventory'!G279","v":0},null,"Luminaire - 400W MBF FLOODLIGHT",null,0,96,0,null,0,0,0,0,0,0,0,0,0,0,0,0,0,0,0,0,0,0,0,0,0,0,0,0,0,0,0,0,0,null,0,0,0,0,0,0,0,0,0,null,0,0,0,0,0,0,0,0,0,0,null,0,0,0,0,0,0,0,null,0,0,0,null,{"$f":"IF($D282=\"Connection\",VLOOKUP(C282,'Input - General'!$F$62:$N$79,9,FALSE),0)","v":0},null,0.1801212933606588,0,0,null,8.6527813038891108E-2,0,0]
[null,{"$f":"'Input - Inventory'!B280","v":272},{"$f":"'Input - Inventory'!C280","v":"400W MBI - SMARTPOLE"},{"$f":"'Input - Inventory'!D280","v":"Luminaire"},{"$f":"'Input - Inventory'!E280","v":"Traffic"},{"$f":"'Input - Inventory'!F280","v":"Major > 130w"},{"$f":"'Input - Inventory'!G280","v":0},null,"Luminaire - 400W MBI - SMARTPOLE",null,0,0,0,null,0,0,0,0,0,0,0,0,0,0,0,0,0,0,0,0,0,0,0,0,0,0,0,0,0,0,0,0,0,null,0,0,0,0,0,0,0,0,0,null,0,0,0,0,0,0,0,0,0,0,null,0,0,0,0,0,0,0,null,0,0,0,null,{"$f":"IF($D283=\"Connection\",VLOOKUP(C283,'Input - General'!$F$62:$N$79,9,FALSE),0)","v":0},null,0.1801212933606588,0,0,null,8.6527813038891108E-2,0,0]
[null,{"$f":"'Input - Inventory'!B281","v":273},{"$f":"'Input - Inventory'!C281","v":"400W MBI FLOODLIGHT"},{"$f":"'Input - Inventory'!D281","v":"Luminaire"},{"$f":"'Input - Inventory'!E281","v":"Traffic"},{"$f":"'Input - Inventory'!F281","v":"Major > 130w"},{"$f":"'Input - Inventory'!G281","v":0},null,"Luminaire - 400W MBI FLOODLIGHT",null,0,117,0,null,0,0,0,0,0,0,0,0,0,0,0,0,0,0,0,0,0,0,0,0,0,0,0,0,0,0,0,0,0,null,0,0,0,0,0,0,0,0,0,null,0,0,0,0,0,0,0,0,0,0,null,0,0,0,0,0,0,0,null,0,0,0,null,{"$f":"IF($D284=\"Connection\",VLOOKUP(C284,'Input - General'!$F$62:$N$79,9,FALSE),0)","v":0},null,0.1801212933606588,0,0,null,8.6527813038891108E-2,0,0]
[null,{"$f":"'Input - Inventory'!B282","v":274},{"$f":"'Input - Inventory'!C282","v":"400W SON"},{"$f":"'Input - Inventory'!D282","v":"Luminaire"},{"$f":"'Input - Inventory'!E282","v":"Traffic"},{"$f":"'Input - Inventory'!F282","v":"Major > 130w"},{"$f":"'Input - Inventory'!G282","v":0},null,"Luminaire - 400W SON",null,0,1082,0,null,0,0,0,0,0,0,0,0,0,0,0,0,0,0,0,0,0,0,0,0,0,0,0,0,0,0,0,0,0,null,0,0,0,0,0,0,0,0,0,null,0,0,0,0,0,0,0,0,0,0,null,0,0,0,0,0,0,0,null,0,0,0,null,{"$f":"IF($D285=\"Connection\",VLOOKUP(C285,'Input - General'!$F$62:$N$79,9,FALSE),0)","v":0},null,0.1801212933606588,0,0,null,8.6527813038891108E-2,0,0]
[null,{"$f":"'Input - Inventory'!B283","v":275},{"$f":"'Input - Inventory'!C283","v":"400W SON - PARKWAY 1"},{"$f":"'Input - Inventory'!D283","v":"Luminaire"},{"$f":"'Input - Inventory'!E283","v":"Traffic"},{"$f":"'Input - Inventory'!F283","v":"Major > 130w"},{"$f":"'Input - Inventory'!G283","v":0},null,"Luminaire - 400W SON - PARKWAY 1",null,0,19,0,null,0,0,0,0,0,0,0,0,0,0,0,0,0,0,0,0,0,0,0,0,0,0,0,0,0,0,0,0,0,null,0,0,0,0,0,0,0,0,0,null,0,0,0,0,0,0,0,0,0,0,null,0,0,0,0,0,0,0,null,0,0,0,null,{"$f":"IF($D286=\"Connection\",VLOOKUP(C286,'Input - General'!$F$62:$N$79,9,FALSE),0)","v":0},null,0.1801212933606588,0,0,null,8.6527813038891108E-2,0,0]
[null,{"$f":"'Input - Inventory'!B284","v":276},{"$f":"'Input - Inventory'!C284","v":"400W SON - Parkway 1(P09)"},{"$f":"'Input - Inventory'!D284","v":"Luminaire"},{"$f":"'Input - Inventory'!E284","v":"Traffic"},{"$f":"'Input - Inventory'!F284","v":"Major > 130w"},{"$f":"'Input - Inventory'!G284","v":0},null,"Luminaire - 400W SON - Parkway 1(P09)",null,0,3,0,null,0,0,0,0,0,0,0,0,0,0,0,0,0,0,0,0,0,0,0,0,0,0,0,0,0,0,0,0,0,null,0,0,0,0,0,0,0,0,0,null,0,0,0,0,0,0,0,0,0,0,null,0,0,0,0,0,0,0,null,0,0,0,null,{"$f":"IF($D287=\"Connection\",VLOOKUP(C287,'Input - General'!$F$62:$N$79,9,FALSE),0)","v":0},null,0.1801212933606588,0,0,null,8.6527813038891108E-2,0,0]
[null,{"$f":"'Input - Inventory'!B285","v":277},{"$f":"'Input - Inventory'!C285","v":"400W SON (P09)"},{"$f":"'Input - Inventory'!D285","v":"Luminaire"},{"$f":"'Input - Inventory'!E285","v":"Traffic"},{"$f":"'Input - Inventory'!F285","v":"Major > 130w"},{"$f":"'Input - Inventory'!G285","v":0},null,"Luminaire - 400W SON (P09)",null,0,643.5,0,null,0,0,0,0,0,0,0,0,0,0,0,0,0,0,0,0,0,0,0,0,0,0,0,0,0,0,0,0,0,null,0,0,0,0,0,0,0,0,0,null,0,0,0,0,0,0,0,0,0,0,null,0,0,0,0,0,0,0,null,0,0,0,null,{"$f":"IF($D288=\"Connection\",VLOOKUP(C288,'Input - General'!$F$62:$N$79,9,FALSE),0)","v":0},null,0.1801212933606588,0,0,null,8.6527813038891108E-2,0,0]
[null,{"$f":"'Input - Inventory'!B286","v":278},{"$f":"'Input - Inventory'!C286","v":"400W SON Active Reactor"},{"$f":"'Input - Inventory'!D286","v":"Luminaire"},{"$f":"'Input - Inventory'!E286","v":"Traffic"},{"$f":"'Input - Inventory'!F286","v":"Major > 130w"},{"$f":"'Input - Inventory'!G286","v":0},null,"Luminaire - 400W SON Active Reactor",null,0,108,0,null,0,0,0,0,0,0,0,0,0,0,0,0,0,0,0,0,0,0,0,0,0,0,0,0,0,0,0,0,0,null,0,0,0,0,0,0,0,0,0,null,0,0,0,0,0,0,0,0,0,0,null,0,0,0,0,0,0,0,null,0,0,0,null,{"$f":"IF($D289=\"Connection\",VLOOKUP(C289,'Input - General'!$F$62:$N$79,9,FALSE),0)","v":0},null,0.1801212933606588,0,0,null,8.6527813038891108E-2,0,0]
[null,{"$f":"'Input - Inventory'!B287","v":279},{"$f":"'Input - Inventory'!C287","v":"400W SON FLOODLIGHT"},{"$f":"'Input - Inventory'!D287","v":"Luminaire"},{"$f":"'Input - Inventory'!E287","v":"Traffic"},{"$f":"'Input - Inventory'!F287","v":"Major > 130w"},{"$f":"'Input - Inventory'!G287","v":0},null,"Luminaire - 400W SON FLOODLIGHT",null,0,283,0,null,0,0,0,0,0,0,0,0,0,0,0,0,0,0,0,0,0,0,0,0,0,0,0,0,0,0,0,0,0,null,0,0,0,0,0,0,0,0,0,null,0,0,0,0,0,0,0,0,0,0,null,0,0,0,0,0,0,0,null,0,0,0,null,{"$f":"IF($D290=\"Connection\",VLOOKUP(C290,'Input - General'!$F$62:$N$79,9,FALSE),0)","v":0},null,0.1801212933606588,0,0,null,8.6527813038891108E-2,0,0]
[null,{"$f":"'Input - Inventory'!B288","v":280},{"$f":"'Input - Inventory'!C288","v":"400W SON Floodlight (P09)"},{"$f":"'Input - Inventory'!D288","v":"Luminaire"},{"$f":"'Input - Inventory'!E288","v":"Traffic"},{"$f":"'Input - Inventory'!F288","v":"Major > 130w"},{"$f":"'Input - Inventory'!G288","v":0},null,"Luminaire - 400W SON Floodlight (P09)",null,0,186,0,null,0,0,0,0,0,0,0,0,0,0,0,0,0,0,0,0,0,0,0,0,0,0,0,0,0,0,0,0,0,null,0,0,0,0,0,0,0,0,0,null,0,0,0,0,0,0,0,0,0,0,null,0,0,0,0,0,0,0,null,0,0,0,null,{"$f":"IF($D291=\"Connection\",VLOOKUP(C291,'Input - General'!$F$62:$N$79,9,FALSE),0)","v":0},null,0.1801212933606588,0,0,null,8.6527813038891108E-2,0,0]
[null,{"$f":"'Input - Inventory'!B289","v":281},{"$f":"'Input - Inventory'!C289","v":"40W SOX"},{"$f":"'Input - Inventory'!D289","v":"Luminaire"},{"$f":"'Input - Inventory'!E289","v":"NonTraffic"},{"$f":"'Input - Inventory'!F289","v":"Minor < 130w"},{"$f":"'Input - Inventory'!G289","v":0},null,"Luminaire - 40W SOX",null,0,0,0,null,0,0,0,0,0,0,0,0,0,0,0,0,0,0,0,0,0,0,0,0,0,0,0,0,0,0,0,0,0,null,0,0,0,0,0,0,0,0,0,null,0,0,0,0,0,0,0,0,0,0,null,0,0,0,0,0,0,0,null,0,0,0,null,{"$f":"IF($D292=\"Connection\",VLOOKUP(C292,'Input - General'!$F$62:$N$79,9,FALSE),0)","v":0},null,0.1801212933606588,0,0,null,8.6527813038891108E-2,0,0]
[null,{"$f":"'Input - Inventory'!B290","v":282},{"$f":"'Input - Inventory'!C290","v":"42W MBF - Sylvania Suburban Ec (P09)"},{"$f":"'Input - Inventory'!D290","v":"Luminaire"},{"$f":"'Input - Inventory'!E290","v":"NonTraffic"},{"$f":"'Input - Inventory'!F290","v":"Minor < 130w"},{"$f":"'Input - Inventory'!G290","v":0},null,"Luminaire - 42W MBF - Sylvania Suburban Ec (P09)",null,0,44381.5,0,null,0,0,0,0,0,0,0,0,0,0,0,0,0,0,0,0,0,0,0,0,0,0,0,0,0,0,0,0,0,null,0,0,0,0,0,0,0,0,0,null,0,0,0,0,0,0,0,0,0,0,null,0,0,0,0,0,0,0,null,0,0,0,null,{"$f":"IF($D293=\"Connection\",VLOOKUP(C293,'Input - General'!$F$62:$N$79,9,FALSE),0)","v":0},null,0.1801212933606588,0,0,null,8.6527813038891108E-2,0,0]
[null,{"$f":"'Input - Inventory'!B291","v":283},{"$f":"'Input - Inventory'!C291","v":"42W MBF SYLVANIA SUB ECO"},{"$f":"'Input - Inventory'!D291","v":"Luminaire"},{"$f":"'Input - Inventory'!E291","v":"NonTraffic"},{"$f":"'Input - Inventory'!F291","v":"Minor < 130w"},{"$f":"'Input - Inventory'!G291","v":0},null,"Luminaire - 42W MBF SYLVANIA SUB ECO",null,0,0,0,null,0,0,0,0,0,0,0,0,0,0,0,0,0,0,0,0,0,0,0,0,0,0,0,0,0,0,0,0,0,null,0,0,0,0,0,0,0,0,0,null,0,0,0,0,0,0,0,0,0,0,null,0,0,0,0,0,0,0,null,0,0,0,null,{"$f":"IF($D294=\"Connection\",VLOOKUP(C294,'Input - General'!$F$62:$N$79,9,FALSE),0)","v":0},null,0.1801212933606588,0,0,null,8.6527813038891108E-2,0,0]
[null,{"$f":"'Input - Inventory'!B292","v":284},{"$f":"'Input - Inventory'!C292","v":"4x1000W MBF"},{"$f":"'Input - Inventory'!D292","v":"Luminaire"},{"$f":"'Input - Inventory'!E292","v":"Traffic"},{"$f":"'Input - Inventory'!F292","v":"Major > 130w"},{"$f":"'Input - Inventory'!G292","v":0},null,{"$f":"CONCATENATE(D295,\" - \",C295)","v":"Luminaire - 4x1000W MBF"},null,0,0,{"$f":"L295*K295","v":0},null,0,{"$f":"IF(AND($D295=\"Lamp\",CycleBulkTask1<>0, OR($F295=O$9,O$9=\"All\")),1/CycleBulkTask1,0)","v":0},0,{"$f":"IF(AND($D295=\"Lamp\",CycleBulkTask2<>0, OR($F295=Q$9,Q$9=\"All\")),1/CycleBulkTask2,0)","v":0},0,{"$f":"IF(AND($D295=\"Lamp\",CycleBulkTask3<>0, OR($F295=S$9,S$9=\"All\")),1/CycleBulkTask3,0)","v":0},0,{"$f":"IF(AND($D295=\"Lamp\",CycleBulkTask4<>0, OR($F295=U$9,U$9=\"All\")),1/CycleBulkTask4,0)","v":0},0,{"$f":"IF(AND($D295=\"Lamp\",CycleBulkTask5<>0, OR($F295=W$9,W$9=\"All\")),1/CycleBulkTask5,0)","v":0},0,{"$f":"IF(AND($D295=\"Lamp\",CycleBulkTask6<>0, OR($F295=Y$9,Y$9=\"All\")),1/CycleBulkTask6,0)","v":0},0,{"$f":"IF(AND($D295=\"Lamp\",CycleBulkTask7<>0, OR($F295=AA$9,AA$9=\"All\")),1/CycleBulkTask7,0)","v":0},0,{"$f":"IF(AND($D295=\"Lamp\",CycleBulkTask8<>0, OR($F295=AC$9,AC$9=\"All\")),1/CycleBulkTask8,0)","v":0},0,{"$f":"IF(AND($D295=\"Lamp\",CycleBulkTask9<>0, OR($F295=AE$9,AE$9=\"All\")),1/CycleBulkTask9,0)","v":0},0,{"$f":"IF(AND($D295=\"Lamp\",CycleBulkTask10<>0, OR($F295=AG$9,AG$9=\"All\")),1/CycleBulkTask10,0)","v":0},0,{"$f":"IF(AND($D295=\"Lamp\",CycleBulkTask11<>0, OR($F295=AI$9,AI$9=\"All\")),1/CycleBulkTask11,0)","v":0},0,{"$f":"IF(AND($D295=\"Lamp\",CycleBulkTask12<>0, OR($F295=AK$9,AK$9=\"All\")),1/CycleBulkTask12,0)","v":0},0,{"$f":"IF(AND($D295=\"Lamp\",CycleBulkTask13<>0, OR($F295=AM$9,AM$9=\"All\")),1/CycleBulkTask13,0)","v":0},0,{"$f":"IF(AND($D295=\"Lamp\",CycleBulkTask14<>0, OR($F295=AO$9,AO$9=\"All\")),1/CycleBulkTask14,0)","v":0},{"$f":"O295*P295+Q295*R295+S295*T295+U295*V295+W295*X295+Y295*Z295+AA295*AB295+AC295*AD295+AE295*AF295+AG295*AH295+AI295*AJ295+AK295*AL295+AM295*AN295+AO295*AP295","v":0},null,0,{"$f":"MAX(P295,R295)","v":0},0,{"$f":"MAX(T295,V295)","v":0},0,{"$f":"X295","v":0},0,0,{"$f":"AS295*AT295+AU295*AV295+AW295*AX295+AY295*AZ295","v":0},null,0,{"$f":"BO295","v":0},0,0,{"$f":"BQ295","v":0},0,0,{"$f":"BS295","v":0},0,{"$f":"BC295*BD295*BE295+BF295*BG295*BH295+BI295*BJ295*BK295","v":0},null,0,0,0,0,0,0,{"$f":"BN295*BO295+BP295*BQ295+BR295*BS295","v":0},null,0,{"$f":"BD295*BE295+BG295*BH295+BJ295*BK295","v":0},{"$f":"BV295*BW295","v":0},null,{"$f":"IF($D295=\"Connection\",VLOOKUP(C295,'Input - General'!$F$62:$N$79,9,FALSE),0)","v":0},null,0.1801212933606588,{"$f":"BX295+BL295+BT295+BA295+AQ295+BZ295","v":0},{"$f":"CC295*CB295","v":0},null,8.6527813038891108E-2,0,0]
[null,{"$f":"'Input - Inventory'!B293","v":285},{"$f":"'Input - Inventory'!C293","v":"4x20W TF"},{"$f":"'Input - Inventory'!D293","v":"Luminaire"},{"$f":"'Input - Inventory'!E293","v":"NonTraffic"},{"$f":"'Input - Inventory'!F293","v":"Minor < 130w"},{"$f":"'Input - Inventory'!G293","v":0},null,"Luminaire - 4x20W TF",null,0,6,0,null,0,0,0,0,0,0,0,0,0,0,0,0,0,0,0,0,0,0,0,0,0,0,0,0,0,0,0,0,0,null,0,0,0,0,0,0,0,0,0,null,0,0,0,0,0,0,0,0,0,0,null,0,0,0,0,0,0,0,null,0,0,0,null,{"$f":"IF($D296=\"Connection\",VLOOKUP(C296,'Input - General'!$F$62:$N$79,9,FALSE),0)","v":0},null,0.1801212933606588,0,0,null,8.6527813038891108E-2,0,0]
[null,{"$f":"'Input - Inventory'!B294","v":286},{"$f":"'Input - Inventory'!C294","v":"4x20W TF - WAVERLEY"},{"$f":"'Input - Inventory'!D294","v":"Luminaire"},{"$f":"'Input - Inventory'!E294","v":"NonTraffic"},{"$f":"'Input - Inventory'!F294","v":"Minor < 130w"},{"$f":"'Input - Inventory'!G294","v":0},null,"Luminaire - 4x20W TF - WAVERLEY",null,0,47,0,null,0,0,0,0,0,0,0,0,0,0,0,0,0,0,0,0,0,0,0,0,0,0,0,0,0,0,0,0,0,null,0,0,0,0,0,0,0,0,0,null,0,0,0,0,0,0,0,0,0,0,null,0,0,0,0,0,0,0,null,0,0,0,null,{"$f":"IF($D297=\"Connection\",VLOOKUP(C297,'Input - General'!$F$62:$N$79,9,FALSE),0)","v":0},null,0.1801212933606588,0,0,null,8.6527813038891108E-2,0,0]
[null,{"$f":"'Input - Inventory'!B295","v":287},{"$f":"'Input - Inventory'!C295","v":"4x250W SON"},{"$f":"'Input - Inventory'!D295","v":"Luminaire"},{"$f":"'Input - Inventory'!E295","v":"Traffic"},{"$f":"'Input - Inventory'!F295","v":"Major > 130w"},{"$f":"'Input - Inventory'!G295","v":0},null,"Luminaire - 4x250W SON",null,0,7,0,null,0,0,0,0,0,0,0,0,0,0,0,0,0,0,0,0,0,0,0,0,0,0,0,0,0,0,0,0,0,null,0,0,0,0,0,0,0,0,0,null,0,0,0,0,0,0,0,0,0,0,null,0,0,0,0,0,0,0,null,0,0,0,null,{"$f":"IF($D298=\"Connection\",VLOOKUP(C298,'Input - General'!$F$62:$N$79,9,FALSE),0)","v":0},null,0.1801212933606588,0,0,null,8.6527813038891108E-2,0,0]
[null,{"$f":"'Input - Inventory'!B296","v":288},{"$f":"'Input - Inventory'!C296","v":"4x40W TF"},{"$f":"'Input - Inventory'!D296","v":"Luminaire"},{"$f":"'Input - Inventory'!E296","v":"NonTraffic"},{"$f":"'Input - Inventory'!F296","v":"Minor < 130w"},{"$f":"'Input - Inventory'!G296","v":0},null,"Luminaire - 4x40W TF",null,0,0,0,null,0,0,0,0,0,0,0,0,0,0,0,0,0,0,0,0,0,0,0,0,0,0,0,0,0,0,0,0,0,null,0,0,0,0,0,0,0,0,0,null,0,0,0,0,0,0,0,0,0,0,null,0,0,0,0,0,0,0,null,0,0,0,null,{"$f":"IF($D299=\"Connection\",VLOOKUP(C299,'Input - General'!$F$62:$N$79,9,FALSE),0)","v":0},null,0.1801212933606588,0,0,null,8.6527813038891108E-2,0,0]
[null,{"$f":"'Input - Inventory'!B297","v":289},{"$f":"'Input - Inventory'!C297","v":"4x40W TF - WAVERLEY"},{"$f":"'Input - Inventory'!D297","v":"Luminaire"},{"$f":"'Input - Inventory'!E297","v":"NonTraffic"},{"$f":"'Input - Inventory'!F297","v":"Minor < 130w"},{"$f":"'Input - Inventory'!G297","v":0},null,"Luminaire - 4x40W TF - WAVERLEY",null,0,43,0,null,0,0,0,0,0,0,0,0,0,0,0,0,0,0,0,0,0,0,0,0,0,0,0,0,0,0,0,0,0,null,0,0,0,0,0,0,0,0,0,null,0,0,0,0,0,0,0,0,0,0,null,0,0,0,0,0,0,0,null,0,0,0,null,{"$f":"IF($D300=\"Connection\",VLOOKUP(C300,'Input - General'!$F$62:$N$79,9,FALSE),0)","v":0},null,0.1801212933606588,0,0,null,8.6527813038891108E-2,0,0]
[null,{"$f":"'Input - Inventory'!B298","v":290},{"$f":"'Input - Inventory'!C298","v":"4x600W SON"},{"$f":"'Input - Inventory'!D298","v":"Luminaire"},{"$f":"'Input - Inventory'!E298","v":"Traffic"},{"$f":"'Input - Inventory'!F298","v":"Major > 130w"},{"$f":"'Input - Inventory'!G298","v":0},null,"Luminaire - 4x600W SON",null,0,2,0,null,0,0,0,0,0,0,0,0,0,0,0,0,0,0,0,0,0,0,0,0,0,0,0,0,0,0,0,0,0,null,0,0,0,0,0,0,0,0,0,null,0,0,0,0,0,0,0,0,0,0,null,0,0,0,0,0,0,0,null,0,0,0,null,{"$f":"IF($D301=\"Connection\",VLOOKUP(C301,'Input - General'!$F$62:$N$79,9,FALSE),0)","v":0},null,0.1801212933606588,0,0,null,8.6527813038891108E-2,0,0]
[null,{"$f":"'Input - Inventory'!B299","v":291},{"$f":"'Input - Inventory'!C299","v":"500W MBI FLOODLIGHT"},{"$f":"'Input - Inventory'!D299","v":"Luminaire"},{"$f":"'Input - Inventory'!E299","v":"Traffic"},{"$f":"'Input - Inventory'!F299","v":"Major > 130w"},{"$f":"'Input - Inventory'!G299","v":0},null,"Luminaire - 500W MBI FLOODLIGHT",null,0,2,0,null,0,0,0,0,0,0,0,0,0,0,0,0,0,0,0,0,0,0,0,0,0,0,0,0,0,0,0,0,0,null,0,0,0,0,0,0,0,0,0,null,0,0,0,0,0,0,0,0,0,0,null,0,0,0,0,0,0,0,null,0,0,0,null,{"$f":"IF($D302=\"Connection\",VLOOKUP(C302,'Input - General'!$F$62:$N$79,9,FALSE),0)","v":0},null,0.1801212933606588,0,0,null,8.6527813038891108E-2,0,0]
[null,{"$f":"'Input - Inventory'!B300","v":292},{"$f":"'Input - Inventory'!C300","v":"50W MBF"},{"$f":"'Input - Inventory'!D300","v":"Luminaire"},{"$f":"'Input - Inventory'!E300","v":"NonTraffic"},{"$f":"'Input - Inventory'!F300","v":"Minor < 130w"},{"$f":"'Input - Inventory'!G300","v":0},null,"Luminaire - 50W MBF",null,0,11811,0,null,0,0,0,0,0,0,0,0,0,0,0,0,0,0,0,0,0,0,0,0,0,0,0,0,0,0,0,0,0,null,0,0,0,0,0,0,0,0,0,null,0,0,0,0,0,0,0,0,0,0,null,0,0,0,0,0,0,0,null,0,0,0,null,{"$f":"IF($D303=\"Connection\",VLOOKUP(C303,'Input - General'!$F$62:$N$79,9,FALSE),0)","v":0},null,0.1801212933606588,0,0,null,8.6527813038891108E-2,0,0]
[null,{"$f":"'Input - Inventory'!B301","v":293},{"$f":"'Input - Inventory'!C301","v":"50W MBF - BOURKE HILL"},{"$f":"'Input - Inventory'!D301","v":"Luminaire"},{"$f":"'Input - Inventory'!E301","v":"NonTraffic"},{"$f":"'Input - Inventory'!F301","v":"Minor < 130w"},{"$f":"'Input - Inventory'!G301","v":0},null,"Luminaire - 50W MBF - BOURKE HILL",null,0,16,0,null,0,0,0,0,0,0,0,0,0,0,0,0,0,0,0,0,0,0,0,0,0,0,0,0,0,0,0,0,0,null,0,0,0,0,0,0,0,0,0,null,0,0,0,0,0,0,0,0,0,0,null,0,0,0,0,0,0,0,null,0,0,0,null,{"$f":"IF($D304=\"Connection\",VLOOKUP(C304,'Input - General'!$F$62:$N$79,9,FALSE),0)","v":0},null,0.1801212933606588,0,0,null,8.6527813038891108E-2,0,0]
[null,{"$f":"'Input - Inventory'!B302","v":294},{"$f":"'Input - Inventory'!C302","v":"50W MBF - NOSTALGIA"},{"$f":"'Input - Inventory'!D302","v":"Luminaire"},{"$f":"'Input - Inventory'!E302","v":"NonTraffic"},{"$f":"'Input - Inventory'!F302","v":"Minor < 130w"},{"$f":"'Input - Inventory'!G302","v":0},null,"Luminaire - 50W MBF - NOSTALGIA",null,0,139,0,null,0,0,0,0,0,0,0,0,0,0,0,0,0,0,0,0,0,0,0,0,0,0,0,0,0,0,0,0,0,null,0,0,0,0,0,0,0,0,0,null,0,0,0,0,0,0,0,0,0,0,null,0,0,0,0,0,0,0,null,0,0,0,null,{"$f":"IF($D305=\"Connection\",VLOOKUP(C305,'Input - General'!$F$62:$N$79,9,FALSE),0)","v":0},null,0.1801212933606588,0,0,null,8.6527813038891108E-2,0,0]
[null,{"$f":"'Input - Inventory'!B303","v":295},{"$f":"'Input - Inventory'!C303","v":"50W MBF - PLAIN"},{"$f":"'Input - Inventory'!D303","v":"Luminaire"},{"$f":"'Input - Inventory'!E303","v":"NonTraffic"},{"$f":"'Input - Inventory'!F303","v":"Minor < 130w"},{"$f":"'Input - Inventory'!G303","v":0},null,"Luminaire - 50W MBF - PLAIN",null,0,11,0,null,0,0,0,0,0,0,0,0,0,0,0,0,0,0,0,0,0,0,0,0,0,0,0,0,0,0,0,0,0,null,0,0,0,0,0,0,0,0,0,null,0,0,0,0,0,0,0,0,0,0,null,0,0,0,0,0,0,0,null,0,0,0,null,{"$f":"IF($D306=\"Connection\",VLOOKUP(C306,'Input - General'!$F$62:$N$79,9,FALSE),0)","v":0},null,0.1801212933606588,0,0,null,8.6527813038891108E-2,0,0]
[null,{"$f":"'Input - Inventory'!B304","v":296},{"$f":"'Input - Inventory'!C304","v":"50W MBF BOLLARD"},{"$f":"'Input - Inventory'!D304","v":"Luminaire"},{"$f":"'Input - Inventory'!E304","v":"NonTraffic"},{"$f":"'Input - Inventory'!F304","v":"Minor < 130w"},{"$f":"'Input - Inventory'!G304","v":0},null,"Luminaire - 50W MBF BOLLARD",null,0,0,0,null,0,0,0,0,0,0,0,0,0,0,0,0,0,0,0,0,0,0,0,0,0,0,0,0,0,0,0,0,0,null,0,0,0,0,0,0,0,0,0,null,0,0,0,0,0,0,0,0,0,0,null,0,0,0,0,0,0,0,null,0,0,0,null,{"$f":"IF($D307=\"Connection\",VLOOKUP(C307,'Input - General'!$F$62:$N$79,9,FALSE),0)","v":0},null,0.1801212933606588,0,0,null,8.6527813038891108E-2,0,0]
[null,{"$f":"'Input - Inventory'!B305","v":297},{"$f":"'Input - Inventory'!C305","v":"50W SON"},{"$f":"'Input - Inventory'!D305","v":"Luminaire"},{"$f":"'Input - Inventory'!E305","v":"NonTraffic"},{"$f":"'Input - Inventory'!F305","v":"Minor < 130w"},{"$f":"'Input - Inventory'!G305","v":0},null,"Luminaire - 50W SON",null,0,607,0,null,0,0,0,0,0,0,0,0,0,0,0,0,0,0,0,0,0,0,0,0,0,0,0,0,0,0,0,0,0,null,0,0,0,0,0,0,0,0,0,null,0,0,0,0,0,0,0,0,0,0,null,0,0,0,0,0,0,0,null,0,0,0,null,{"$f":"IF($D308=\"Connection\",VLOOKUP(C308,'Input - General'!$F$62:$N$79,9,FALSE),0)","v":0},null,0.1801212933606588,0,0,null,8.6527813038891108E-2,0,0]
[null,{"$f":"'Input - Inventory'!B306","v":298},{"$f":"'Input - Inventory'!C306","v":"50W SON - BOURKE HILL"},{"$f":"'Input - Inventory'!D306","v":"Luminaire"},{"$f":"'Input - Inventory'!E306","v":"NonTraffic"},{"$f":"'Input - Inventory'!F306","v":"Minor < 130w"},{"$f":"'Input - Inventory'!G306","v":0},null,"Luminaire - 50W SON - BOURKE HILL",null,0,0,0,null,0,0,0,0,0,0,0,0,0,0,0,0,0,0,0,0,0,0,0,0,0,0,0,0,0,0,0,0,0,null,0,0,0,0,0,0,0,0,0,null,0,0,0,0,0,0,0,0,0,0,null,0,0,0,0,0,0,0,null,0,0,0,null,{"$f":"IF($D309=\"Connection\",VLOOKUP(C309,'Input - General'!$F$62:$N$79,9,FALSE),0)","v":0},null,0.1801212933606588,0,0,null,8.6527813038891108E-2,0,0]
[null,{"$f":"'Input - Inventory'!B307","v":299},{"$f":"'Input - Inventory'!C307","v":"50W SON - NOSTALGIA"},{"$f":"'Input - Inventory'!D307","v":"Luminaire"},{"$f":"'Input - Inventory'!E307","v":"NonTraffic"},{"$f":"'Input - Inventory'!F307","v":"Minor < 130w"},{"$f":"'Input - Inventory'!G307","v":0},null,"Luminaire - 50W SON - NOSTALGIA",null,0,10,0,null,0,0,0,0,0,0,0,0,0,0,0,0,0,0,0,0,0,0,0,0,0,0,0,0,0,0,0,0,0,null,0,0,0,0,0,0,0,0,0,null,0,0,0,0,0,0,0,0,0,0,null,0,0,0,0,0,0,0,null,0,0,0,null,{"$f":"IF($D310=\"Connection\",VLOOKUP(C310,'Input - General'!$F$62:$N$79,9,FALSE),0)","v":0},null,0.1801212933606588,0,0,null,8.6527813038891108E-2,0,0]
[null,{"$f":"'Input - Inventory'!B308","v":300},{"$f":"'Input - Inventory'!C308","v":"60W SOX"},{"$f":"'Input - Inventory'!D308","v":"Luminaire"},{"$f":"'Input - Inventory'!E308","v":"NonTraffic"},{"$f":"'Input - Inventory'!F308","v":"Minor < 130w"},{"$f":"'Input - Inventory'!G308","v":0},null,"Luminaire - 60W SOX",null,0,0,0,null,0,0,0,0,0,0,0,0,0,0,0,0,0,0,0,0,0,0,0,0,0,0,0,0,0,0,0,0,0,null,0,0,0,0,0,0,0,0,0,null,0,0,0,0,0,0,0,0,0,0,null,0,0,0,0,0,0,0,null,0,0,0,null,{"$f":"IF($D311=\"Connection\",VLOOKUP(C311,'Input - General'!$F$62:$N$79,9,FALSE),0)","v":0},null,0.1801212933606588,0,0,null,8.6527813038891108E-2,0,0]
[null,{"$f":"'Input - Inventory'!B309","v":301},{"$f":"'Input - Inventory'!C309","v":"700W MBF"},{"$f":"'Input - Inventory'!D309","v":"Luminaire"},{"$f":"'Input - Inventory'!E309","v":"Traffic"},{"$f":"'Input - Inventory'!F309","v":"Major > 130w"},{"$f":"'Input - Inventory'!G309","v":0},null,"Luminaire - 700W MBF",null,0,34,0,null,0,0,0,0,0,0,0,0,0,0,0,0,0,0,0,0,0,0,0,0,0,0,0,0,0,0,0,0,0,null,0,0,0,0,0,0,0,0,0,null,0,0,0,0,0,0,0,0,0,0,null,0,0,0,0,0,0,0,null,0,0,0,null,{"$f":"IF($D312=\"Connection\",VLOOKUP(C312,'Input - General'!$F$62:$N$79,9,FALSE),0)","v":0},null,0.1801212933606588,0,0,null,8.6527813038891108E-2,0,0]
[null,{"$f":"'Input - Inventory'!B310","v":302},{"$f":"'Input - Inventory'!C310","v":"70W MBI"},{"$f":"'Input - Inventory'!D310","v":"Luminaire"},{"$f":"'Input - Inventory'!E310","v":"NonTraffic"},{"$f":"'Input - Inventory'!F310","v":"Minor < 130w"},{"$f":"'Input - Inventory'!G310","v":0},null,"Luminaire - 70W MBI",null,0,59,0,null,0,0,0,0,0,0,0,0,0,0,0,0,0,0,0,0,0,0,0,0,0,0,0,0,0,0,0,0,0,null,0,0,0,0,0,0,0,0,0,null,0,0,0,0,0,0,0,0,0,0,null,0,0,0,0,0,0,0,null,0,0,0,null,{"$f":"IF($D313=\"Connection\",VLOOKUP(C313,'Input - General'!$F$62:$N$79,9,FALSE),0)","v":0},null,0.1801212933606588,0,0,null,8.6527813038891108E-2,0,0]
[null,{"$f":"'Input - Inventory'!B311","v":303},{"$f":"'Input - Inventory'!C311","v":"70W MBI - MACQUARIE DEC."},{"$f":"'Input - Inventory'!D311","v":"Luminaire"},{"$f":"'Input - Inventory'!E311","v":"NonTraffic"},{"$f":"'Input - Inventory'!F311","v":"Minor < 130w"},{"$f":"'Input - Inventory'!G311","v":0},null,"Luminaire - 70W MBI - MACQUARIE DEC.",null,0,0,0,null,0,0,0,0,0,0,0,0,0,0,0,0,0,0,0,0,0,0,0,0,0,0,0,0,0,0,0,0,0,null,0,0,0,0,0,0,0,0,0,null,0,0,0,0,0,0,0,0,0,0,null,0,0,0,0,0,0,0,null,0,0,0,null,{"$f":"IF($D314=\"Connection\",VLOOKUP(C314,'Input - General'!$F$62:$N$79,9,FALSE),0)","v":0},null,0.1801212933606588,0,0,null,8.6527813038891108E-2,0,0]
[null,{"$f":"'Input - Inventory'!B312","v":304},{"$f":"'Input - Inventory'!C312","v":"70W MBI II"},{"$f":"'Input - Inventory'!D312","v":"Luminaire"},{"$f":"'Input - Inventory'!E312","v":"Traffic"},{"$f":"'Input - Inventory'!F312","v":"Minor < 130w"},{"$f":"'Input - Inventory'!G312","v":0},null,"Luminaire - 70W MBI II",null,0,72,0,null,0,0,0,0,0,0,0,0,0,0,0,0,0,0,0,0,0,0,0,0,0,0,0,0,0,0,0,0,0,null,0,0,0,0,0,0,0,0,0,null,0,0,0,0,0,0,0,0,0,0,null,0,0,0,0,0,0,0,null,0,0,0,null,{"$f":"IF($D315=\"Connection\",VLOOKUP(C315,'Input - General'!$F$62:$N$79,9,FALSE),0)","v":0},null,0.1801212933606588,0,0,null,8.6527813038891108E-2,0,0]
[null,{"$f":"'Input - Inventory'!B313","v":305},{"$f":"'Input - Inventory'!C313","v":"70W MBI II AERO"},{"$f":"'Input - Inventory'!D313","v":"Luminaire"},{"$f":"'Input - Inventory'!E313","v":"Traffic"},{"$f":"'Input - Inventory'!F313","v":"Minor < 130w"},{"$f":"'Input - Inventory'!G313","v":0},null,"Luminaire - 70W MBI II AERO",null,0,8,0,null,0,0,0,0,0,0,0,0,0,0,0,0,0,0,0,0,0,0,0,0,0,0,0,0,0,0,0,0,0,null,0,0,0,0,0,0,0,0,0,null,0,0,0,0,0,0,0,0,0,0,null,0,0,0,0,0,0,0,null,0,0,0,null,{"$f":"IF($D316=\"Connection\",VLOOKUP(C316,'Input - General'!$F$62:$N$79,9,FALSE),0)","v":0},null,0.1801212933606588,0,0,null,8.6527813038891108E-2,0,0]
[null,{"$f":"'Input - Inventory'!B314","v":306},{"$f":"'Input - Inventory'!C314","v":"70W SON"},{"$f":"'Input - Inventory'!D314","v":"Luminaire"},{"$f":"'Input - Inventory'!E314","v":"NonTraffic"},{"$f":"'Input - Inventory'!F314","v":"Minor < 130w"},{"$f":"'Input - Inventory'!G314","v":0},null,"Luminaire - 70W SON",null,0,1361,0,null,0,0,0,0,0,0,0,0,0,0,0,0,0,0,0,0,0,0,0,0,0,0,0,0,0,0,0,0,0,null,0,0,0,0,0,0,0,0,0,null,0,0,0,0,0,0,0,0,0,0,null,0,0,0,0,0,0,0,null,0,0,0,null,{"$f":"IF($D317=\"Connection\",VLOOKUP(C317,'Input - General'!$F$62:$N$79,9,FALSE),0)","v":0},null,0.1801212933606588,0,0,null,8.6527813038891108E-2,0,0]
[null,{"$f":"'Input - Inventory'!B315","v":307},{"$f":"'Input - Inventory'!C315","v":"70W SON - BOURKE HILL"},{"$f":"'Input - Inventory'!D315","v":"Luminaire"},{"$f":"'Input - Inventory'!E315","v":"NonTraffic"},{"$f":"'Input - Inventory'!F315","v":"Minor < 130w"},{"$f":"'Input - Inventory'!G315","v":0},null,"Luminaire - 70W SON - BOURKE HILL",null,0,12,0,null,0,0,0,0,0,0,0,0,0,0,0,0,0,0,0,0,0,0,0,0,0,0,0,0,0,0,0,0,0,null,0,0,0,0,0,0,0,0,0,null,0,0,0,0,0,0,0,0,0,0,null,0,0,0,0,0,0,0,null,0,0,0,null,{"$f":"IF($D318=\"Connection\",VLOOKUP(C318,'Input - General'!$F$62:$N$79,9,FALSE),0)","v":0},null,0.1801212933606588,0,0,null,8.6527813038891108E-2,0,0]
[null,{"$f":"'Input - Inventory'!B316","v":308},{"$f":"'Input - Inventory'!C316","v":"70W SON - GEC BOSTON 2"},{"$f":"'Input - Inventory'!D316","v":"Luminaire"},{"$f":"'Input - Inventory'!E316","v":"NonTraffic"},{"$f":"'Input - Inventory'!F316","v":"Minor < 130w"},{"$f":"'Input - Inventory'!G316","v":0},null,"Luminaire - 70W SON - GEC BOSTON 2",null,0,6,0,null,0,0,0,0,0,0,0,0,0,0,0,0,0,0,0,0,0,0,0,0,0,0,0,0,0,0,0,0,0,null,0,0,0,0,0,0,0,0,0,null,0,0,0,0,0,0,0,0,0,0,null,0,0,0,0,0,0,0,null,0,0,0,null,{"$f":"IF($D319=\"Connection\",VLOOKUP(C319,'Input - General'!$F$62:$N$79,9,FALSE),0)","v":0},null,0.1801212933606588,0,0,null,8.6527813038891108E-2,0,0]
[null,{"$f":"'Input - Inventory'!B317","v":309},{"$f":"'Input - Inventory'!C317","v":"70W SON - NOSTALGIA"},{"$f":"'Input - Inventory'!D317","v":"Luminaire"},{"$f":"'Input - Inventory'!E317","v":"NonTraffic"},{"$f":"'Input - Inventory'!F317","v":"Minor < 130w"},{"$f":"'Input - Inventory'!G317","v":0},null,"Luminaire - 70W SON - NOSTALGIA",null,0,22,0,null,0,0,0,0,0,0,0,0,0,0,0,0,0,0,0,0,0,0,0,0,0,0,0,0,0,0,0,0,0,null,0,0,0,0,0,0,0,0,0,null,0,0,0,0,0,0,0,0,0,0,null,0,0,0,0,0,0,0,null,0,0,0,null,{"$f":"IF($D320=\"Connection\",VLOOKUP(C320,'Input - General'!$F$62:$N$79,9,FALSE),0)","v":0},null,0.1801212933606588,0,0,null,8.6527813038891108E-2,0,0]
[null,{"$f":"'Input - Inventory'!B318","v":310},{"$f":"'Input - Inventory'!C318","v":"70W SON - Nostalgia (P09)"},{"$f":"'Input - Inventory'!D318","v":"Luminaire"},{"$f":"'Input - Inventory'!E318","v":"Traffic"},{"$f":"'Input - Inventory'!F318","v":"Minor < 130w"},{"$f":"'Input - Inventory'!G318","v":0},null,"Luminaire - 70W SON - Nostalgia (P09)",null,0,50,0,null,0,0,0,0,0,0,0,0,0,0,0,0,0,0,0,0,0,0,0,0,0,0,0,0,0,0,0,0,0,null,0,0,0,0,0,0,0,0,0,null,0,0,0,0,0,0,0,0,0,0,null,0,0,0,0,0,0,0,null,0,0,0,null,{"$f":"IF($D321=\"Connection\",VLOOKUP(C321,'Input - General'!$F$62:$N$79,9,FALSE),0)","v":0},null,0.1801212933606588,0,0,null,8.6527813038891108E-2,0,0]
[null,{"$f":"'Input - Inventory'!B319","v":311},{"$f":"'Input - Inventory'!C319","v":"70W SON - PARKVILLE"},{"$f":"'Input - Inventory'!D319","v":"Luminaire"},{"$f":"'Input - Inventory'!E319","v":"NonTraffic"},{"$f":"'Input - Inventory'!F319","v":"Minor < 130w"},{"$f":"'Input - Inventory'!G319","v":0},null,"Luminaire - 70W SON - PARKVILLE",null,0,6,0,null,0,0,0,0,0,0,0,0,0,0,0,0,0,0,0,0,0,0,0,0,0,0,0,0,0,0,0,0,0,null,0,0,0,0,0,0,0,0,0,null,0,0,0,0,0,0,0,0,0,0,null,0,0,0,0,0,0,0,null,0,0,0,null,{"$f":"IF($D322=\"Connection\",VLOOKUP(C322,'Input - General'!$F$62:$N$79,9,FALSE),0)","v":0},null,0.1801212933606588,0,0,null,8.6527813038891108E-2,0,0]
[null,{"$f":"'Input - Inventory'!B320","v":312},{"$f":"'Input - Inventory'!C320","v":"70W SON - REGAL/FLINDERS"},{"$f":"'Input - Inventory'!D320","v":"Luminaire"},{"$f":"'Input - Inventory'!E320","v":"NonTraffic"},{"$f":"'Input - Inventory'!F320","v":"Minor < 130w"},{"$f":"'Input - Inventory'!G320","v":0},null,"Luminaire - 70W SON - REGAL/FLINDERS",null,0,0,0,null,0,0,0,0,0,0,0,0,0,0,0,0,0,0,0,0,0,0,0,0,0,0,0,0,0,0,0,0,0,null,0,0,0,0,0,0,0,0,0,null,0,0,0,0,0,0,0,0,0,0,null,0,0,0,0,0,0,0,null,0,0,0,null,{"$f":"IF($D323=\"Connection\",VLOOKUP(C323,'Input - General'!$F$62:$N$79,9,FALSE),0)","v":0},null,0.1801212933606588,0,0,null,8.6527813038891108E-2,0,0]
[null,{"$f":"'Input - Inventory'!B321","v":313},{"$f":"'Input - Inventory'!C321","v":"70W SON (P09)"},{"$f":"'Input - Inventory'!D321","v":"Luminaire"},{"$f":"'Input - Inventory'!E321","v":"NonTraffic"},{"$f":"'Input - Inventory'!F321","v":"Minor < 130w"},{"$f":"'Input - Inventory'!G321","v":0},null,"Luminaire - 70W SON (P09)",null,0,419,0,null,0,0,0,0,0,0,0,0,0,0,0,0,0,0,0,0,0,0,0,0,0,0,0,0,0,0,0,0,0,null,0,0,0,0,0,0,0,0,0,null,0,0,0,0,0,0,0,0,0,0,null,0,0,0,0,0,0,0,null,0,0,0,null,{"$f":"IF($D324=\"Connection\",VLOOKUP(C324,'Input - General'!$F$62:$N$79,9,FALSE),0)","v":0},null,0.1801212933606588,0,0,null,8.6527813038891108E-2,0,0]
[null,{"$f":"'Input - Inventory'!B322","v":314},{"$f":"'Input - Inventory'!C322","v":"70W SON BOLLARD"},{"$f":"'Input - Inventory'!D322","v":"Luminaire"},{"$f":"'Input - Inventory'!E322","v":"NonTraffic"},{"$f":"'Input - Inventory'!F322","v":"Minor < 130w"},{"$f":"'Input - Inventory'!G322","v":0},null,"Luminaire - 70W SON BOLLARD",null,0,9,0,null,0,0,0,0,0,0,0,0,0,0,0,0,0,0,0,0,0,0,0,0,0,0,0,0,0,0,0,0,0,null,0,0,0,0,0,0,0,0,0,null,0,0,0,0,0,0,0,0,0,0,null,0,0,0,0,0,0,0,null,0,0,0,null,{"$f":"IF($D325=\"Connection\",VLOOKUP(C325,'Input - General'!$F$62:$N$79,9,FALSE),0)","v":0},null,0.1801212933606588,0,0,null,8.6527813038891108E-2,0,0]
[null,{"$f":"'Input - Inventory'!B323","v":315},{"$f":"'Input - Inventory'!C323","v":"70W SON FLOODLIGHT"},{"$f":"'Input - Inventory'!D323","v":"Luminaire"},{"$f":"'Input - Inventory'!E323","v":"NonTraffic"},{"$f":"'Input - Inventory'!F323","v":"Minor < 130w"},{"$f":"'Input - Inventory'!G323","v":0},null,"Luminaire - 70W SON FLOODLIGHT",null,0,16,0,null,0,0,0,0,0,0,0,0,0,0,0,0,0,0,0,0,0,0,0,0,0,0,0,0,0,0,0,0,0,null,0,0,0,0,0,0,0,0,0,null,0,0,0,0,0,0,0,0,0,0,null,0,0,0,0,0,0,0,null,0,0,0,null,{"$f":"IF($D326=\"Connection\",VLOOKUP(C326,'Input - General'!$F$62:$N$79,9,FALSE),0)","v":0},null,0.1801212933606588,0,0,null,8.6527813038891108E-2,0,0]
[null,{"$f":"'Input - Inventory'!B324","v":316},{"$f":"'Input - Inventory'!C324","v":"70W SON Floodlight (P09)"},{"$f":"'Input - Inventory'!D324","v":"Luminaire"},{"$f":"'Input - Inventory'!E324","v":"NonTraffic"},{"$f":"'Input - Inventory'!F324","v":"Minor < 130w"},{"$f":"'Input - Inventory'!G324","v":0},null,"Luminaire - 70W SON Floodlight (P09)",null,0,12,0,null,0,0,0,0,0,0,0,0,0,0,0,0,0,0,0,0,0,0,0,0,0,0,0,0,0,0,0,0,0,null,0,0,0,0,0,0,0,0,0,null,0,0,0,0,0,0,0,0,0,0,null,0,0,0,0,0,0,0,null,0,0,0,null,{"$f":"IF($D327=\"Connection\",VLOOKUP(C327,'Input - General'!$F$62:$N$79,9,FALSE),0)","v":0},null,0.1801212933606588,0,0,null,8.6527813038891108E-2,0,0]
[null,{"$f":"'Input - Inventory'!B325","v":317},{"$f":"'Input - Inventory'!C325","v":"70W SON -PLAIN"},{"$f":"'Input - Inventory'!D325","v":"Luminaire"},{"$f":"'Input - Inventory'!E325","v":"NonTraffic"},{"$f":"'Input - Inventory'!F325","v":"Minor < 130w"},{"$f":"'Input - Inventory'!G325","v":0},null,"Luminaire - 70W SON -PLAIN",null,0,202,0,null,0,0,0,0,0,0,0,0,0,0,0,0,0,0,0,0,0,0,0,0,0,0,0,0,0,0,0,0,0,null,0,0,0,0,0,0,0,0,0,null,0,0,0,0,0,0,0,0,0,0,null,0,0,0,0,0,0,0,null,0,0,0,null,{"$f":"IF($D328=\"Connection\",VLOOKUP(C328,'Input - General'!$F$62:$N$79,9,FALSE),0)","v":0},null,0.1801212933606588,0,0,null,8.6527813038891108E-2,0,0]
[null,{"$f":"'Input - Inventory'!B326","v":318},{"$f":"'Input - Inventory'!C326","v":"70W SON -PLAIN (P09)"},{"$f":"'Input - Inventory'!D326","v":"Luminaire"},{"$f":"'Input - Inventory'!E326","v":"NonTraffic"},{"$f":"'Input - Inventory'!F326","v":"Minor < 130w"},{"$f":"'Input - Inventory'!G326","v":0},null,"Luminaire - 70W SON -PLAIN (P09)",null,0,20,0,null,0,0,0,0,0,0,0,0,0,0,0,0,0,0,0,0,0,0,0,0,0,0,0,0,0,0,0,0,0,null,0,0,0,0,0,0,0,0,0,null,0,0,0,0,0,0,0,0,0,0,null,0,0,0,0,0,0,0,null,0,0,0,null,{"$f":"IF($D329=\"Connection\",VLOOKUP(C329,'Input - General'!$F$62:$N$79,9,FALSE),0)","v":0},null,0.1801212933606588,0,0,null,8.6527813038891108E-2,0,0]
[null,{"$f":"'Input - Inventory'!B327","v":319},{"$f":"'Input - Inventory'!C327","v":"750W MBI FLOODLIGHT"},{"$f":"'Input - Inventory'!D327","v":"Luminaire"},{"$f":"'Input - Inventory'!E327","v":"Traffic"},{"$f":"'Input - Inventory'!F327","v":"Major > 130w"},{"$f":"'Input - Inventory'!G327","v":0},null,"Luminaire - 750W MBI FLOODLIGHT",null,0,0,0,null,0,0,0,0,0,0,0,0,0,0,0,0,0,0,0,0,0,0,0,0,0,0,0,0,0,0,0,0,0,null,0,0,0,0,0,0,0,0,0,null,0,0,0,0,0,0,0,0,0,0,null,0,0,0,0,0,0,0,null,0,0,0,null,{"$f":"IF($D330=\"Connection\",VLOOKUP(C330,'Input - General'!$F$62:$N$79,9,FALSE),0)","v":0},null,0.1801212933606588,0,0,null,8.6527813038891108E-2,0,0]
[null,{"$f":"'Input - Inventory'!B328","v":320},{"$f":"'Input - Inventory'!C328","v":"80W MBF"},{"$f":"'Input - Inventory'!D328","v":"Luminaire"},{"$f":"'Input - Inventory'!E328","v":"NonTraffic"},{"$f":"'Input - Inventory'!F328","v":"Minor < 130w"},{"$f":"'Input - Inventory'!G328","v":0},null,"Luminaire - 80W MBF",null,0,22785,0,null,0,0,0,0,0,0,0,0,0,0,0,0,0,0,0,0,0,0,0,0,0,0,0,0,0,0,0,0,0,null,0,0,0,0,0,0,0,0,0,null,0,0,0,0,0,0,0,0,0,0,null,0,0,0,0,0,0,0,null,0,0,0,null,{"$f":"IF($D331=\"Connection\",VLOOKUP(C331,'Input - General'!$F$62:$N$79,9,FALSE),0)","v":0},null,0.1801212933606588,0,0,null,8.6527813038891108E-2,0,0]
[null,{"$f":"'Input - Inventory'!B329","v":321},{"$f":"'Input - Inventory'!C329","v":"80W MBF - BEGA+CURVE BRA"},{"$f":"'Input - Inventory'!D329","v":"Luminaire"},{"$f":"'Input - Inventory'!E329","v":"NonTraffic"},{"$f":"'Input - Inventory'!F329","v":"Minor < 130w"},{"$f":"'Input - Inventory'!G329","v":0},null,"Luminaire - 80W MBF - BEGA+CURVE BRA",null,0,0,0,null,0,0,0,0,0,0,0,0,0,0,0,0,0,0,0,0,0,0,0,0,0,0,0,0,0,0,0,0,0,null,0,0,0,0,0,0,0,{"$f":"INDIRECT($E332)*$V332 +(1-INDIRECT($E332))*$T332","v":0},0,null,{"$f":"IF($D332=$AS$9,(INDIRECT(\"PriceLabour\" & \"FY19\")*ProportionStandardHours + INDIRECT(\"PriceLabourOvertime\" & \"FY19\")*ProportionOvertimeHours)*(1+RateOnCostAnnual),0)","v":0},0,{"$f":"IF($D332=\"Lamp\",(NumberOfCrew+INDIRECT($E332)*TrafficController)*(TimeToReplaceLamp),0)","v":0},{"$f":"IF($D332=$AS$9,(INDIRECT(\"PriceLabour\" & \"FY19\")*ProportionStandardHours + INDIRECT(\"PriceLabourOvertime\" & \"FY19\")*ProportionOvertimeHours)*(1+RateOnCostAnnual),0)","v":0},0,{"$f":"IF($D332=\"Lamp\",(NumberOfCrew+INDIRECT($E332)*TrafficController)*(TimeForPECellReplace),0)","v":0},{"$f":"IF($D332=$AS$9,(INDIRECT(\"PriceLabour\" & \"FY19\")*ProportionStandardHours + INDIRECT(\"PriceLabourOvertime\" & \"FY19\")*ProportionOvertimeHours)*(1+RateOnCostAnnual),0)","v":0},0,{"$f":"IF($D332=\"Lamp\",(NumberOfCrew+INDIRECT($E332)*TrafficController)*(TimeForOtherSpot),0)","v":0},0,null,0,{"$f":"IF($D332=\"Lamp\",INDIRECT(BO$10 & $B332),0)","v":0},0,{"$f":"IF($D332=\"Lamp\",INDIRECT(\"FailurePECell\" & \"Annual\"),0)","v":0},0,{"$f":"IF($D332=\"Lamp\",INDIRECT(\"FailureMisc\" & \"Annual\"),0)","v":0},0,null,0,0,0,null,{"$f":"IF($D332=\"Connection\",VLOOKUP(C332,'Input - General'!$F$62:$N$79,9,FALSE),0)","v":0},null,{"$f":"RateOverhead","v":0.1801212933606588},0,0,null,{"$f":"CorporateOverheads","v":8.6527813038891108E-2},0,{"$f":"CG332*CF332","v":0}]
[null,{"$f":"'Input - Inventory'!B330","v":322},{"$f":"'Input - Inventory'!C330","v":"80W MBF - BOURKE HILL"},{"$f":"'Input - Inventory'!D330","v":"Luminaire"},{"$f":"'Input - Inventory'!E330","v":"NonTraffic"},{"$f":"'Input - Inventory'!F330","v":"Minor < 130w"},{"$f":"'Input - Inventory'!G330","v":0},null,"Luminaire - 80W MBF - BOURKE HILL",null,{"$f":"AQ333+BA333+BL333+BT333+BX333+BZ333+CD333+CH333","v":0},{"$f":"INDIRECT(L$10&$B333&\"FY19\")","v":714},0,null,{"$f":"IF(AND($D333=\"Lamp\", OR($F333=O$9, O$9=\"All\")),INDIRECT(\"PriceBulkTask1\" & \"FY19\"),0)","v":0},0,{"$f":"IF(AND($D333=\"Lamp\", OR($F333=Q$9, Q$9=\"All\")),INDIRECT(\"PriceBulkTask2\" & \"FY19\"),0)","v":0},0,{"$f":"IF(AND($D333=\"Lamp\", OR($F333=S$9, S$9=\"All\")),INDIRECT(\"PriceBulkTask3\" & \"FY19\"),0)","v":0},0,{"$f":"IF(AND($D333=\"Lamp\", OR($F333=U$9, U$9=\"All\")),INDIRECT(\"PriceBulkTask4\" & \"FY19\"),0)","v":0},0,{"$f":"IF(AND($D333=\"Lamp\", OR($F333=W$9, W$9=\"All\")),INDIRECT(\"PriceBulkTask5\" & \"FY19\"),0)","v":0},0,{"$f":"IF(AND($D333=\"Lamp\", OR($F333=Y$9, Y$9=\"All\")),INDIRECT(\"PriceBulkTask6\" & \"FY19\"),0)","v":0},0,{"$f":"IF(AND($D333=\"Lamp\", OR($F333=AA$9, AA$9=\"All\")),INDIRECT(\"PriceBulkTask7\" & \"FY19\"),0)","v":0},0,{"$f":"IF(AND($D333=\"Lamp\", OR($F333=AC$9, AC$9=\"All\")),INDIRECT(\"PriceBulkTask8\" & \"FY19\"),0)","v":0},0,{"$f":"IF(AND($D333=\"Lamp\", OR($F333=AE$9, AE$9=\"All\")),INDIRECT(\"PriceBulkTask9\" & \"FY19\"),0)","v":0},0,{"$f":"IF(AND($D333=\"Lamp\", OR($F333=AG$9, AG$9=\"All\")),INDIRECT(\"PriceBulkTask10\" & \"FY19\"),0)","v":0},0,{"$f":"IF(AND($D333=\"Lamp\", OR($F333=AI$9, AI$9=\"All\")),INDIRECT(\"PriceBulkTask11\" & \"FY19\"),0)","v":0},0,{"$f":"IF(AND($D333=\"Lamp\", OR($F333=AK$9, AK$9=\"All\")),INDIRECT(\"PriceBulkTask12\" & \"FY19\"),0)","v":0},0,{"$f":"IF(AND($D333=\"Lamp\", OR($F333=AM$9, AM$9=\"All\")),INDIRECT(\"PriceBulkTask13\" & \"FY19\"),0)","v":0},0,{"$f":"IF(AND($D333=\"Lamp\", OR($F333=AO$9, AO$9=\"All\")),INDIRECT(\"PriceBulkTask14\" & \"FY19\"),0)","v":0},0,0,null,{"$f":"IF($D333=\"Lamp\",$G333*INDIRECT(\"Price\" & $B333 & \"FY19\"),0)","v":0},0,{"$f":"IF($D333=\"Lamp\",INDIRECT(\"PriceVisor\" & \"FY19\"),0)","v":0},0,{"$f":"IF($D333=\"Lamp\",INDIRECT(\"PricePECell\" & \"FY19\"),0)","v":0},0,{"$f":"IF($D333=\"Lamp\",INDIRECT(\"PriceMisc\" & \"FY19\"),0)","v":0},0,0,null,0,0,0,0,0,0,0,0,0,0,null,{"$f":"IF($D333=\"Lamp\",INDIRECT(\"Price\" & $B333 & \"FY19\"),0)","v":0},0,{"$f":"IF($D333=\"Lamp\",INDIRECT(\"pRICEpecELL\" & \"FY19\"),0)","v":0},0,{"$f":"IF($D333=\"Lamp\",INDIRECT(\"PriceMisc\" & \"FY19\"),0)","v":0},0,0,null,{"$f":"IF(AND($D333=\"Lamp\"),INDIRECT(\"PriceEWP\"&\"FY19\"),0)","v":0},0,0,null,{"$f":"IF($D333=\"Connection\",VLOOKUP(C333,'Input - General'!$F$62:$N$79,9,FALSE),0)","v":0},null,0.1801212933606588,0,0,null,8.6527813038891108E-2,{"$f":"AQ333+BA333+BL333+BT333+BX333+BZ333+CD333","v":0},0]
[null,{"$f":"'Input - Inventory'!B331","v":323},{"$f":"'Input - Inventory'!C331","v":"80W MBF - Bourke Hill (P09)"},{"$f":"'Input - Inventory'!D331","v":"Luminaire"},{"$f":"'Input - Inventory'!E331","v":"NonTraffic"},{"$f":"'Input - Inventory'!F331","v":"Minor < 130w"},{"$f":"'Input - Inventory'!G331","v":0},null,"Luminaire - 80W MBF - Bourke Hill (P09)",null,0,175,0,null,0,0,0,0,0,0,0,0,0,0,0,0,0,0,0,0,0,0,0,0,0,0,0,0,0,0,0,0,0,null,0,0,0,0,0,0,0,0,0,null,0,0,0,0,0,0,0,0,0,0,null,0,0,0,0,0,0,0,null,0,0,0,null,{"$f":"IF($D334=\"Connection\",VLOOKUP(C334,'Input - General'!$F$62:$N$79,9,FALSE),0)","v":0},null,0.1801212933606588,0,0,null,8.6527813038891108E-2,0,0]
[null,{"$f":"'Input - Inventory'!B332","v":324},{"$f":"'Input - Inventory'!C332","v":"80W MBF - GEC BOSTON 2"},{"$f":"'Input - Inventory'!D332","v":"Luminaire"},{"$f":"'Input - Inventory'!E332","v":"NonTraffic"},{"$f":"'Input - Inventory'!F332","v":"Minor < 130w"},{"$f":"'Input - Inventory'!G332","v":0},null,"Luminaire - 80W MBF - GEC BOSTON 2",null,0,12,0,null,0,0,0,0,0,0,0,0,0,0,0,0,0,0,0,0,0,0,0,0,0,0,0,0,0,0,0,0,0,null,0,0,0,0,0,0,0,0,0,null,0,0,0,0,0,0,0,0,0,0,null,0,0,0,0,0,0,0,null,0,0,0,null,{"$f":"IF($D335=\"Connection\",VLOOKUP(C335,'Input - General'!$F$62:$N$79,9,FALSE),0)","v":0},null,0.1801212933606588,0,0,null,8.6527813038891108E-2,0,0]
[null,{"$f":"'Input - Inventory'!B333","v":325},{"$f":"'Input - Inventory'!C333","v":"80W MBF - NOSTALGIA"},{"$f":"'Input - Inventory'!D333","v":"Luminaire"},{"$f":"'Input - Inventory'!E333","v":"NonTraffic"},{"$f":"'Input - Inventory'!F333","v":"Minor < 130w"},{"$f":"'Input - Inventory'!G333","v":0},null,"Luminaire - 80W MBF - NOSTALGIA",null,0,562,0,null,0,0,0,0,0,0,0,0,0,0,0,0,0,0,0,0,0,0,0,0,0,0,0,0,0,0,0,0,0,null,0,0,0,0,0,0,0,0,0,null,0,0,0,0,0,0,0,0,0,0,null,0,0,0,0,0,0,0,null,0,0,0,null,{"$f":"IF($D336=\"Connection\",VLOOKUP(C336,'Input - General'!$F$62:$N$79,9,FALSE),0)","v":0},null,0.1801212933606588,0,0,null,8.6527813038891108E-2,0,0]
[null,{"$f":"'Input - Inventory'!B334","v":326},{"$f":"'Input - Inventory'!C334","v":"80W MBF - PLAIN"},{"$f":"'Input - Inventory'!D334","v":"Luminaire"},{"$f":"'Input - Inventory'!E334","v":"NonTraffic"},{"$f":"'Input - Inventory'!F334","v":"Minor < 130w"},{"$f":"'Input - Inventory'!G334","v":0},null,"Luminaire - 80W MBF - PLAIN",null,0,318,0,null,0,0,0,0,0,0,0,0,0,0,0,0,0,0,0,0,0,0,0,0,0,0,0,0,0,0,0,0,0,null,0,0,0,0,0,0,0,0,0,null,0,0,0,0,0,0,0,0,0,0,null,0,0,0,0,0,0,0,null,0,0,0,null,{"$f":"IF($D337=\"Connection\",VLOOKUP(C337,'Input - General'!$F$62:$N$79,9,FALSE),0)","v":0},null,0.1801212933606588,0,0,null,8.6527813038891108E-2,0,0]
[null,{"$f":"'Input - Inventory'!B335","v":327},{"$f":"'Input - Inventory'!C335","v":"80W MBF - PLAIN (P09)"},{"$f":"'Input - Inventory'!D335","v":"Luminaire"},{"$f":"'Input - Inventory'!E335","v":"NonTraffic"},{"$f":"'Input - Inventory'!F335","v":"Minor < 130w"},{"$f":"'Input - Inventory'!G335","v":0},null,"Luminaire - 80W MBF - PLAIN (P09)",null,0,285,0,null,0,0,0,0,0,0,0,0,0,0,0,0,0,0,0,0,0,0,0,0,0,0,0,0,0,0,0,0,0,null,0,0,0,0,0,0,0,0,0,null,0,0,0,0,0,0,0,0,0,0,null,0,0,0,0,0,0,0,null,0,0,0,null,{"$f":"IF($D338=\"Connection\",VLOOKUP(C338,'Input - General'!$F$62:$N$79,9,FALSE),0)","v":0},null,0.1801212933606588,0,0,null,8.6527813038891108E-2,0,0]
[null,{"$f":"'Input - Inventory'!B336","v":328},{"$f":"'Input - Inventory'!C336","v":"80W MBF - REGAL/FLINDERS"},{"$f":"'Input - Inventory'!D336","v":"Luminaire"},{"$f":"'Input - Inventory'!E336","v":"NonTraffic"},{"$f":"'Input - Inventory'!F336","v":"Minor < 130w"},{"$f":"'Input - Inventory'!G336","v":0},null,"Luminaire - 80W MBF - REGAL/FLINDERS",null,0,0,0,null,0,0,0,0,0,0,0,0,0,0,0,0,0,0,0,0,0,0,0,0,0,0,0,0,0,0,0,0,0,null,0,0,0,0,0,0,0,0,0,null,0,0,0,0,0,0,0,0,0,0,null,0,0,0,0,0,0,0,null,0,0,0,null,{"$f":"IF($D339=\"Connection\",VLOOKUP(C339,'Input - General'!$F$62:$N$79,9,FALSE),0)","v":0},null,0.1801212933606588,0,0,null,8.6527813038891108E-2,0,0]
[null,{"$f":"'Input - Inventory'!B337","v":329},{"$f":"'Input - Inventory'!C337","v":"80W MBF - SYLVANIA SUBUR"},{"$f":"'Input - Inventory'!D337","v":"Luminaire"},{"$f":"'Input - Inventory'!E337","v":"NonTraffic"},{"$f":"'Input - Inventory'!F337","v":"Minor < 130w"},{"$f":"'Input - Inventory'!G337","v":0},null,"Luminaire - 80W MBF - SYLVANIA SUBUR",null,0,0,0,null,0,0,0,0,0,0,0,0,0,0,0,0,0,0,0,0,0,0,0,0,0,0,0,0,0,0,0,0,0,null,0,0,0,0,0,0,0,0,0,null,0,0,0,0,0,0,0,0,0,0,null,0,0,0,0,0,0,0,null,0,0,0,null,{"$f":"IF($D340=\"Connection\",VLOOKUP(C340,'Input - General'!$F$62:$N$79,9,FALSE),0)","v":0},null,0.1801212933606588,0,0,null,8.6527813038891108E-2,0,0]
[null,{"$f":"'Input - Inventory'!B338","v":330},{"$f":"'Input - Inventory'!C338","v":"80W MBF - Sylvania Suburban (P09)"},{"$f":"'Input - Inventory'!D338","v":"Luminaire"},{"$f":"'Input - Inventory'!E338","v":"NonTraffic"},{"$f":"'Input - Inventory'!F338","v":"Minor < 130w"},{"$f":"'Input - Inventory'!G338","v":0},null,"Luminaire - 80W MBF - Sylvania Suburban (P09)",null,0,8214.5,0,null,0,0,0,0,0,0,0,0,0,0,0,0,0,0,0,0,0,0,0,0,0,0,0,0,0,0,0,0,0,null,0,0,0,0,0,0,0,0,0,null,0,0,0,0,0,0,0,0,0,0,null,0,0,0,0,0,0,0,null,0,0,0,null,{"$f":"IF($D341=\"Connection\",VLOOKUP(C341,'Input - General'!$F$62:$N$79,9,FALSE),0)","v":0},null,0.1801212933606588,0,0,null,8.6527813038891108E-2,0,0]
[null,{"$f":"'Input - Inventory'!B339","v":331},{"$f":"'Input - Inventory'!C339","v":"80W MBF BOLLARD"},{"$f":"'Input - Inventory'!D339","v":"Luminaire"},{"$f":"'Input - Inventory'!E339","v":"NonTraffic"},{"$f":"'Input - Inventory'!F339","v":"Minor < 130w"},{"$f":"'Input - Inventory'!G339","v":0},null,"Luminaire - 80W MBF BOLLARD",null,0,68,0,null,0,0,0,0,0,0,0,0,0,0,0,0,0,0,0,0,0,0,0,0,0,0,0,0,0,0,0,0,0,null,0,0,0,0,0,0,0,0,0,null,0,0,0,0,0,0,0,0,0,0,null,0,0,0,0,0,0,0,null,0,0,0,null,{"$f":"IF($D342=\"Connection\",VLOOKUP(C342,'Input - General'!$F$62:$N$79,9,FALSE),0)","v":0},null,0.1801212933606588,0,0,null,8.6527813038891108E-2,0,0]
[null,{"$f":"'Input - Inventory'!B340","v":332},{"$f":"'Input - Inventory'!C340","v":"80W MBF TOORAK"},{"$f":"'Input - Inventory'!D340","v":"Luminaire"},{"$f":"'Input - Inventory'!E340","v":"NonTraffic"},{"$f":"'Input - Inventory'!F340","v":"Minor < 130w"},{"$f":"'Input - Inventory'!G340","v":0},null,"Luminaire - 80W MBF TOORAK",null,0,107,0,null,0,0,0,0,0,0,0,0,0,0,0,0,0,0,0,0,0,0,0,0,0,0,0,0,0,0,0,0,0,null,0,0,0,0,0,0,0,0,0,null,0,0,0,0,0,0,0,0,0,0,null,0,0,0,0,0,0,0,null,0,0,0,null,{"$f":"IF($D343=\"Connection\",VLOOKUP(C343,'Input - General'!$F$62:$N$79,9,FALSE),0)","v":0},null,0.1801212933606588,0,0,null,8.6527813038891108E-2,0,0]
[null,{"$f":"'Input - Inventory'!B341","v":333},{"$f":"'Input - Inventory'!C341","v":"90W SOX"},{"$f":"'Input - Inventory'!D341","v":"Luminaire"},{"$f":"'Input - Inventory'!E341","v":"Traffic"},{"$f":"'Input - Inventory'!F341","v":"Minor < 130w"},{"$f":"'Input - Inventory'!G341","v":0},null,"Luminaire - 90W SOX",null,0,1,0,null,0,0,0,0,0,0,0,0,0,0,0,0,0,0,0,0,0,0,0,0,0,0,0,0,0,0,0,0,0,null,0,0,0,0,0,0,0,0,0,null,0,0,0,0,0,0,0,0,0,0,null,0,0,0,0,0,0,0,null,0,0,0,null,{"$f":"IF($D344=\"Connection\",VLOOKUP(C344,'Input - General'!$F$62:$N$79,9,FALSE),0)","v":0},null,0.1801212933606588,0,0,null,8.6527813038891108E-2,0,0]
[null,{"$f":"'Input - Inventory'!B342","v":334},{"$f":"'Input - Inventory'!C342","v":"EMPTY"},{"$f":"'Input - Inventory'!D342","v":"Luminaire"},{"$f":"'Input - Inventory'!E342","v":"NonTraffic"},{"$f":"'Input - Inventory'!F342","v":"Minor < 130w"},{"$f":"'Input - Inventory'!G342","v":0},null,"Luminaire - EMPTY",null,0,0,0,null,0,0,0,0,0,0,0,0,0,0,0,0,0,0,0,0,0,0,0,0,0,0,0,0,0,0,0,0,0,null,0,0,0,0,0,0,0,0,0,null,0,0,0,0,0,0,0,0,0,0,null,0,0,0,0,0,0,0,null,0,0,0,null,{"$f":"IF($D345=\"Connection\",VLOOKUP(C345,'Input - General'!$F$62:$N$79,9,FALSE),0)","v":0},null,0.1801212933606588,0,0,null,8.6527813038891108E-2,0,0]
[null,{"$f":"'Input - Inventory'!B343","v":335},{"$f":"'Input - Inventory'!C343","v":"INCANDESCENT"},{"$f":"'Input - Inventory'!D343","v":"Luminaire"},{"$f":"'Input - Inventory'!E343","v":"NonTraffic"},{"$f":"'Input - Inventory'!F343","v":"Minor < 130w"},{"$f":"'Input - Inventory'!G343","v":0},null,"Luminaire - INCANDESCENT",null,0,12,0,null,0,0,0,0,0,0,0,0,0,0,0,0,0,0,0,0,0,0,0,0,0,0,0,0,0,0,0,0,0,null,0,0,0,0,0,0,0,0,0,null,0,0,0,0,0,0,0,0,0,0,null,0,0,0,0,0,0,0,null,0,0,0,null,{"$f":"IF($D346=\"Connection\",VLOOKUP(C346,'Input - General'!$F$62:$N$79,9,FALSE),0)","v":0},null,0.1801212933606588,0,0,null,8.6527813038891108E-2,0,0]
[null,{"$f":"'Input - Inventory'!B344","v":336},{"$f":"'Input - Inventory'!C344","v":"PRIVATE"},{"$f":"'Input - Inventory'!D344","v":"Luminaire"},{"$f":"'Input - Inventory'!E344","v":"NonTraffic"},{"$f":"'Input - Inventory'!F344","v":"Minor < 130w"},{"$f":"'Input - Inventory'!G344","v":0},null,"Luminaire - PRIVATE",null,0,113,0,null,0,0,0,0,0,0,0,0,0,0,0,0,0,0,0,0,0,0,0,0,0,0,0,0,0,0,0,0,0,null,0,0,0,0,0,0,0,0,0,null,0,0,0,0,0,0,0,0,0,0,null,0,0,0,0,0,0,0,null,0,0,0,null,{"$f":"IF($D347=\"Connection\",VLOOKUP(C347,'Input - General'!$F$62:$N$79,9,FALSE),0)","v":0},null,0.1801212933606588,0,0,null,8.6527813038891108E-2,0,0]
[null,{"$f":"'Input - Inventory'!B345","v":337},{"$f":"'Input - Inventory'!C345","v":"TH FLOODLIGHT"},{"$f":"'Input - Inventory'!D345","v":"Luminaire"},{"$f":"'Input - Inventory'!E345","v":"Traffic"},{"$f":"'Input - Inventory'!F345","v":"Major > 130w"},{"$f":"'Input - Inventory'!G345","v":0},null,"Luminaire - TH FLOODLIGHT",null,0,32,0,null,0,0,0,0,0,0,0,0,0,0,0,0,0,0,0,0,0,0,0,0,0,0,0,0,0,0,0,0,0,null,0,0,0,0,0,0,0,0,0,null,0,0,0,0,0,0,0,0,0,0,null,0,0,0,0,0,0,0,null,0,0,0,null,{"$f":"IF($D348=\"Connection\",VLOOKUP(C348,'Input - General'!$F$62:$N$79,9,FALSE),0)","v":0},null,0.1801212933606588,0,0,null,8.6527813038891108E-2,0,0]
[null,{"$f":"'Input - Inventory'!B346","v":338},{"$f":"'Input - Inventory'!C346","v":"2ND LIGHT NON-TRL"},{"$f":"'Input - Inventory'!D346","v":"Support"},{"$f":"'Input - Inventory'!E346","v":"NonTraffic"},{"$f":"'Input - Inventory'!F346","v":"n/a"},{"$f":"'Input - Inventory'!G346","v":0},null,"Support - 2ND LIGHT NON-TRL",null,0,427,0,null,0,0,0,0,0,0,0,0,0,0,0,0,0,0,0,0,0,0,0,0,0,0,0,0,0,0,0,0,0,null,0,0,0,0,0,0,0,0,0,null,0,0,0,0,0,0,0,0,0,0,null,0,0,0,0,0,0,0,null,0,0,0,null,{"$f":"IF($D349=\"Connection\",VLOOKUP(C349,'Input - General'!$F$62:$N$79,9,FALSE),0)","v":0},null,0.1801212933606588,0,0,null,8.6527813038891108E-2,0,0]
[null,{"$f":"'Input - Inventory'!B347","v":339},{"$f":"'Input - Inventory'!C347","v":"2nd Light non-TRL (P09)"},{"$f":"'Input - Inventory'!D347","v":"Support"},{"$f":"'Input - Inventory'!E347","v":"NonTraffic"},{"$f":"'Input - Inventory'!F347","v":"n/a"},{"$f":"'Input - Inventory'!G347","v":0},null,"Support - 2nd Light non-TRL (P09)",null,0,56,0,null,0,0,0,0,0,0,0,0,0,0,0,0,0,0,0,0,0,0,0,0,0,0,0,0,0,0,0,0,0,null,0,0,0,0,0,0,0,0,0,null,0,0,0,0,0,0,0,0,0,0,null,0,0,0,0,0,0,0,null,0,0,0,null,{"$f":"IF($D350=\"Connection\",VLOOKUP(C350,'Input - General'!$F$62:$N$79,9,FALSE),0)","v":0},null,0.1801212933606588,0,0,null,8.6527813038891108E-2,0,0]
[null,{"$f":"'Input - Inventory'!B348","v":340},{"$f":"'Input - Inventory'!C348","v":"2ND LIGHT TRL"},{"$f":"'Input - Inventory'!D348","v":"Support"},{"$f":"'Input - Inventory'!E348","v":"Traffic"},{"$f":"'Input - Inventory'!F348","v":"n/a"},{"$f":"'Input - Inventory'!G348","v":0},null,"Support - 2ND LIGHT TRL",null,0,367,0,null,0,0,0,0,0,0,0,0,0,0,0,0,0,0,0,0,0,0,0,0,0,0,0,0,0,0,0,0,0,null,0,0,0,0,0,0,0,0,0,null,0,0,0,0,0,0,0,0,0,0,null,0,0,0,0,0,0,0,null,0,0,0,null,{"$f":"IF($D351=\"Connection\",VLOOKUP(C351,'Input - General'!$F$62:$N$79,9,FALSE),0)","v":0},null,0.1801212933606588,0,0,null,8.6527813038891108E-2,0,0]
[null,{"$f":"'Input - Inventory'!B349","v":341},{"$f":"'Input - Inventory'!C349","v":"2nd Light TRL (P09)"},{"$f":"'Input - Inventory'!D349","v":"Support"},{"$f":"'Input - Inventory'!E349","v":"Traffic"},{"$f":"'Input - Inventory'!F349","v":"n/a"},{"$f":"'Input - Inventory'!G349","v":0},null,{"$f":"CONCATENATE(D352,\" - \",C352)","v":"Support - 2nd Light TRL (P09)"},null,0,18,{"$f":"L352*K352","v":0},null,0,{"$f":"IF(AND($D352=\"Lamp\",CycleBulkTask1<>0, OR($F352=O$9,O$9=\"All\")),1/CycleBulkTask1,0)","v":0},0,{"$f":"IF(AND($D352=\"Lamp\",CycleBulkTask2<>0, OR($F352=Q$9,Q$9=\"All\")),1/CycleBulkTask2,0)","v":0},0,{"$f":"IF(AND($D352=\"Lamp\",CycleBulkTask3<>0, OR($F352=S$9,S$9=\"All\")),1/CycleBulkTask3,0)","v":0},0,{"$f":"IF(AND($D352=\"Lamp\",CycleBulkTask4<>0, OR($F352=U$9,U$9=\"All\")),1/CycleBulkTask4,0)","v":0},0,{"$f":"IF(AND($D352=\"Lamp\",CycleBulkTask5<>0, OR($F352=W$9,W$9=\"All\")),1/CycleBulkTask5,0)","v":0},0,{"$f":"IF(AND($D352=\"Lamp\",CycleBulkTask6<>0, OR($F352=Y$9,Y$9=\"All\")),1/CycleBulkTask6,0)","v":0},0,{"$f":"IF(AND($D352=\"Lamp\",CycleBulkTask7<>0, OR($F352=AA$9,AA$9=\"All\")),1/CycleBulkTask7,0)","v":0},0,{"$f":"IF(AND($D352=\"Lamp\",CycleBulkTask8<>0, OR($F352=AC$9,AC$9=\"All\")),1/CycleBulkTask8,0)","v":0},0,{"$f":"IF(AND($D352=\"Lamp\",CycleBulkTask9<>0, OR($F352=AE$9,AE$9=\"All\")),1/CycleBulkTask9,0)","v":0},0,{"$f":"IF(AND($D352=\"Lamp\",CycleBulkTask10<>0, OR($F352=AG$9,AG$9=\"All\")),1/CycleBulkTask10,0)","v":0},0,{"$f":"IF(AND($D352=\"Lamp\",CycleBulkTask11<>0, OR($F352=AI$9,AI$9=\"All\")),1/CycleBulkTask11,0)","v":0},0,{"$f":"IF(AND($D352=\"Lamp\",CycleBulkTask12<>0, OR($F352=AK$9,AK$9=\"All\")),1/CycleBulkTask12,0)","v":0},0,{"$f":"IF(AND($D352=\"Lamp\",CycleBulkTask13<>0, OR($F352=AM$9,AM$9=\"All\")),1/CycleBulkTask13,0)","v":0},0,{"$f":"IF(AND($D352=\"Lamp\",CycleBulkTask14<>0, OR($F352=AO$9,AO$9=\"All\")),1/CycleBulkTask14,0)","v":0},{"$f":"O352*P352+Q352*R352+S352*T352+U352*V352+W352*X352+Y352*Z352+AA352*AB352+AC352*AD352+AE352*AF352+AG352*AH352+AI352*AJ352+AK352*AL352+AM352*AN352+AO352*AP352","v":0},null,0,{"$f":"MAX(P352,R352)","v":0},0,{"$f":"MAX(T352,V352)","v":0},0,{"$f":"X352","v":0},0,0,{"$f":"AS352*AT352+AU352*AV352+AW352*AX352+AY352*AZ352","v":0},null,0,{"$f":"BO352","v":0},0,0,{"$f":"BQ352","v":0},0,0,{"$f":"BS352","v":0},0,{"$f":"BC352*BD352*BE352+BF352*BG352*BH352+BI352*BJ352*BK352","v":0},null,0,0,0,0,0,0,{"$f":"BN352*BO352+BP352*BQ352+BR352*BS352","v":0},null,0,{"$f":"BD352*BE352+BG352*BH352+BJ352*BK352","v":0},{"$f":"BV352*BW352","v":0},null,{"$f":"IF($D352=\"Connection\",VLOOKUP(C352,'Input - General'!$F$62:$N$79,9,FALSE),0)","v":0},null,0.1801212933606588,{"$f":"BX352+BL352+BT352+BA352+AQ352+BZ352","v":0},{"$f":"CC352*CB352","v":0},null,8.6527813038891108E-2,0,0]
[null,{"$f":"'Input - Inventory'!B350","v":342},{"$f":"'Input - Inventory'!C350","v":"BOLLARD"},{"$f":"'Input - Inventory'!D350","v":"Support"},{"$f":"'Input - Inventory'!E350","v":"NonTraffic"},{"$f":"'Input - Inventory'!F350","v":"n/a"},{"$f":"'Input - Inventory'!G350","v":0},null,"Support - BOLLARD",null,0,73,0,null,0,0,0,0,0,0,0,0,0,0,0,0,0,0,0,0,0,0,0,0,0,0,0,0,0,0,0,0,0,null,0,0,0,0,0,0,0,0,0,null,0,0,0,0,0,0,0,0,0,0,null,0,0,0,0,0,0,0,null,0,0,0,null,{"$f":"IF($D353=\"Connection\",VLOOKUP(C353,'Input - General'!$F$62:$N$79,9,FALSE),0)","v":0},null,0.1801212933606588,0,0,null,8.6527813038891108E-2,0,0]
[null,{"$f":"'Input - Inventory'!B351","v":343},{"$f":"'Input - Inventory'!C351","v":"COLUMN 10.5M-13.5M"},{"$f":"'Input - Inventory'!D351","v":"Support"},{"$f":"'Input - Inventory'!E351","v":"Traffic"},{"$f":"'Input - Inventory'!F351","v":"n/a"},{"$f":"'Input - Inventory'!G351","v":0},null,"Support - COLUMN 10.5M-13.5M",null,0,9205,0,null,0,0,0,0,0,0,0,0,0,0,0,0,0,0,0,0,0,0,0,0,0,0,0,0,0,0,0,0,0,null,0,0,0,0,0,0,0,0,0,null,0,0,0,0,0,0,0,0,0,0,null,0,0,0,0,0,0,0,null,0,0,0,null,{"$f":"IF($D354=\"Connection\",VLOOKUP(C354,'Input - General'!$F$62:$N$79,9,FALSE),0)","v":0},null,0.1801212933606588,0,0,null,8.6527813038891108E-2,0,0]
[null,{"$f":"'Input - Inventory'!B352","v":344},{"$f":"'Input - Inventory'!C352","v":"Column 10.5m-13.5m (P09)"},{"$f":"'Input - Inventory'!D352","v":"Support"},{"$f":"'Input - Inventory'!E352","v":"Traffic"},{"$f":"'Input - Inventory'!F352","v":"n/a"},{"$f":"'Input - Inventory'!G352","v":0},null,"Support - Column 10.5m-13.5m (P09)",null,0,850,0,null,0,0,0,0,0,0,0,0,0,0,0,0,0,0,0,0,0,0,0,0,0,0,0,0,0,0,0,0,0,null,0,0,0,0,0,0,0,0,0,null,0,0,0,0,0,0,0,0,0,0,null,0,0,0,0,0,0,0,null,0,0,0,null,{"$f":"IF($D355=\"Connection\",VLOOKUP(C355,'Input - General'!$F$62:$N$79,9,FALSE),0)","v":0},null,0.1801212933606588,0,0,null,8.6527813038891108E-2,0,0]
[null,{"$f":"'Input - Inventory'!B353","v":345},{"$f":"'Input - Inventory'!C353","v":"COLUMN 14M-15M"},{"$f":"'Input - Inventory'!D353","v":"Support"},{"$f":"'Input - Inventory'!E353","v":"Traffic"},{"$f":"'Input - Inventory'!F353","v":"n/a"},{"$f":"'Input - Inventory'!G353","v":0},null,"Support - COLUMN 14M-15M",null,0,34,0,null,0,0,0,0,0,0,0,0,0,0,0,0,0,0,0,0,0,0,0,0,0,0,0,0,0,0,0,0,0,null,0,0,0,0,0,0,0,0,0,null,0,0,0,0,0,0,0,0,0,0,null,0,0,0,0,0,0,0,null,0,0,0,null,{"$f":"IF($D356=\"Connection\",VLOOKUP(C356,'Input - General'!$F$62:$N$79,9,FALSE),0)","v":0},null,0.1801212933606588,0,0,null,8.6527813038891108E-2,0,0]
[null,{"$f":"'Input - Inventory'!B354","v":346},{"$f":"'Input - Inventory'!C354","v":"COLUMN 2.5M-3.5M"},{"$f":"'Input - Inventory'!D354","v":"Support"},{"$f":"'Input - Inventory'!E354","v":"NonTraffic"},{"$f":"'Input - Inventory'!F354","v":"n/a"},{"$f":"'Input - Inventory'!G354","v":0},null,"Support - COLUMN 2.5M-3.5M",null,0,223,0,null,0,0,0,0,0,0,0,0,0,0,0,0,0,0,0,0,0,0,0,0,0,0,0,0,0,0,0,0,0,null,0,0,0,0,0,0,0,0,0,null,0,0,0,0,0,0,0,0,0,0,null,0,0,0,0,0,0,0,null,0,0,0,null,{"$f":"IF($D357=\"Connection\",VLOOKUP(C357,'Input - General'!$F$62:$N$79,9,FALSE),0)","v":0},null,0.1801212933606588,0,0,null,8.6527813038891108E-2,0,0]
[null,{"$f":"'Input - Inventory'!B355","v":347},{"$f":"'Input - Inventory'!C355","v":"Column 2.5m-3.5m (P09)"},{"$f":"'Input - Inventory'!D355","v":"Support"},{"$f":"'Input - Inventory'!E355","v":"NonTraffic"},{"$f":"'Input - Inventory'!F355","v":"n/a"},{"$f":"'Input - Inventory'!G355","v":0},null,"Support - Column 2.5m-3.5m (P09)",null,0,75,0,null,0,0,0,0,0,0,0,0,0,0,0,0,0,0,0,0,0,0,0,0,0,0,0,0,0,0,0,0,0,null,0,0,0,0,0,0,0,0,0,null,0,0,0,0,0,0,0,0,0,0,null,0,0,0,0,0,0,0,null,0,0,0,null,{"$f":"IF($D358=\"Connection\",VLOOKUP(C358,'Input - General'!$F$62:$N$79,9,FALSE),0)","v":0},null,0.1801212933606588,0,0,null,8.6527813038891108E-2,0,0]
[null,{"$f":"'Input - Inventory'!B356","v":348},{"$f":"'Input - Inventory'!C356","v":"COLUMN 4-6.5M ORION WATE"},{"$f":"'Input - Inventory'!D356","v":"Support"},{"$f":"'Input - Inventory'!E356","v":"NonTraffic"},{"$f":"'Input - Inventory'!F356","v":"n/a"},{"$f":"'Input - Inventory'!G356","v":0},null,"Support - COLUMN 4-6.5M ORION WATE",null,0,0,0,null,0,0,0,0,0,0,0,0,0,0,0,0,0,0,0,0,0,0,0,0,0,0,0,0,0,0,0,0,0,null,0,0,0,0,0,0,0,0,0,null,0,0,0,0,0,0,0,0,0,0,null,0,0,0,0,0,0,0,null,0,0,0,null,{"$f":"IF($D359=\"Connection\",VLOOKUP(C359,'Input - General'!$F$62:$N$79,9,FALSE),0)","v":0},null,0.1801212933606588,0,0,null,8.6527813038891108E-2,0,0]
[null,{"$f":"'Input - Inventory'!B357","v":349},{"$f":"'Input - Inventory'!C357","v":"COLUMN 4M-6.5M"},{"$f":"'Input - Inventory'!D357","v":"Support"},{"$f":"'Input - Inventory'!E357","v":"NonTraffic"},{"$f":"'Input - Inventory'!F357","v":"n/a"},{"$f":"'Input - Inventory'!G357","v":0},null,"Support - COLUMN 4M-6.5M",null,0,17881,0,null,0,0,0,0,0,0,0,0,0,0,0,0,0,0,0,0,0,0,0,0,0,0,0,0,0,0,0,0,0,null,0,0,0,0,0,0,0,0,0,null,0,0,0,0,0,0,0,0,0,0,null,0,0,0,0,0,0,0,null,0,0,0,null,{"$f":"IF($D360=\"Connection\",VLOOKUP(C360,'Input - General'!$F$62:$N$79,9,FALSE),0)","v":0},null,0.1801212933606588,0,0,null,8.6527813038891108E-2,0,0]
[null,{"$f":"'Input - Inventory'!B358","v":350},{"$f":"'Input - Inventory'!C358","v":"Column 4m-6.5m (P09)"},{"$f":"'Input - Inventory'!D358","v":"Support"},{"$f":"'Input - Inventory'!E358","v":"NonTraffic"},{"$f":"'Input - Inventory'!F358","v":"n/a"},{"$f":"'Input - Inventory'!G358","v":0},null,"Support - Column 4m-6.5m (P09)",null,0,4025,0,null,0,0,0,0,0,0,0,0,0,0,0,0,0,0,0,0,0,0,0,0,0,0,0,0,0,0,0,0,0,null,0,0,0,0,0,0,0,0,0,null,0,0,0,0,0,0,0,0,0,0,null,0,0,0,0,0,0,0,null,0,0,0,null,{"$f":"IF($D361=\"Connection\",VLOOKUP(C361,'Input - General'!$F$62:$N$79,9,FALSE),0)","v":0},null,0.1801212933606588,0,0,null,8.6527813038891108E-2,0,0]
[null,{"$f":"'Input - Inventory'!B359","v":351},{"$f":"'Input - Inventory'!C359","v":"COLUMN 7M-10M"},{"$f":"'Input - Inventory'!D359","v":"Support"},{"$f":"'Input - Inventory'!E359","v":"Traffic"},{"$f":"'Input - Inventory'!F359","v":"n/a"},{"$f":"'Input - Inventory'!G359","v":0},null,"Support - COLUMN 7M-10M",null,0,5824,0,null,0,0,0,0,0,0,0,0,0,0,0,0,0,0,0,0,0,0,0,0,0,0,0,0,0,0,0,0,0,null,0,0,0,0,0,0,0,0,0,null,0,0,0,0,0,0,0,0,0,0,null,0,0,0,0,0,0,0,null,0,0,0,null,{"$f":"IF($D362=\"Connection\",VLOOKUP(C362,'Input - General'!$F$62:$N$79,9,FALSE),0)","v":0},null,0.1801212933606588,0,0,null,8.6527813038891108E-2,0,0]
[null,{"$f":"'Input - Inventory'!B360","v":352},{"$f":"'Input - Inventory'!C360","v":"Column 7m-10m (P09)"},{"$f":"'Input - Inventory'!D360","v":"Support"},{"$f":"'Input - Inventory'!E360","v":"Traffic"},{"$f":"'Input - Inventory'!F360","v":"n/a"},{"$f":"'Input - Inventory'!G360","v":0},null,"Support - Column 7m-10m (P09)",null,0,678,0,null,0,0,0,0,0,0,0,0,0,0,0,0,0,0,0,0,0,0,0,0,0,0,0,0,0,0,0,0,0,null,0,0,0,0,0,0,0,0,0,null,0,0,0,0,0,0,0,0,0,0,null,0,0,0,0,0,0,0,null,0,0,0,null,{"$f":"IF($D363=\"Connection\",VLOOKUP(C363,'Input - General'!$F$62:$N$79,9,FALSE),0)","v":0},null,0.1801212933606588,0,0,null,8.6527813038891108E-2,0,0]
[null,{"$f":"'Input - Inventory'!B361","v":353},{"$f":"'Input - Inventory'!C361","v":"DECORATIVE COLUMN"},{"$f":"'Input - Inventory'!D361","v":"Support"},{"$f":"'Input - Inventory'!E361","v":"NonTraffic"},{"$f":"'Input - Inventory'!F361","v":"n/a"},{"$f":"'Input - Inventory'!G361","v":0},null,"Support - DECORATIVE COLUMN",null,0,2093,0,null,0,0,0,0,0,0,0,0,0,0,0,0,0,0,0,0,0,0,0,0,0,0,0,0,0,0,0,0,0,null,0,0,0,0,0,0,0,0,0,null,0,0,0,0,0,0,0,0,0,0,null,0,0,0,0,0,0,0,null,0,0,0,null,{"$f":"IF($D364=\"Connection\",VLOOKUP(C364,'Input - General'!$F$62:$N$79,9,FALSE),0)","v":0},null,0.1801212933606588,0,0,null,8.6527813038891108E-2,0,0]
[null,{"$f":"'Input - Inventory'!B362","v":354},{"$f":"'Input - Inventory'!C362","v":"DEDICATED SUPPORT & COND"},{"$f":"'Input - Inventory'!D362","v":"Support"},{"$f":"'Input - Inventory'!E362","v":"NonTraffic"},{"$f":"'Input - Inventory'!F362","v":"n/a"},{"$f":"'Input - Inventory'!G362","v":0},null,"Support - DEDICATED SUPPORT & COND",null,0,0,0,null,0,0,0,0,0,0,0,0,0,0,0,0,0,0,0,0,0,0,0,0,0,0,0,0,0,0,0,0,0,null,0,0,0,0,0,0,0,0,0,null,0,0,0,0,0,0,0,0,0,0,null,0,0,0,0,0,0,0,null,0,0,0,null,{"$f":"IF($D365=\"Connection\",VLOOKUP(C365,'Input - General'!$F$62:$N$79,9,FALSE),0)","v":0},null,0.1801212933606588,0,0,null,8.6527813038891108E-2,0,0]
[null,{"$f":"'Input - Inventory'!B363","v":355},{"$f":"'Input - Inventory'!C363","v":"Dedicated Support & Conductor (P09)"},{"$f":"'Input - Inventory'!D363","v":"Support"},{"$f":"'Input - Inventory'!E363","v":"NonTraffic"},{"$f":"'Input - Inventory'!F363","v":"n/a"},{"$f":"'Input - Inventory'!G363","v":0},null,"Support - Dedicated Support & Conductor (P09)",null,0,48,0,null,0,0,0,0,0,0,0,0,0,0,0,0,0,0,0,0,0,0,0,0,0,0,0,0,0,0,0,0,0,null,0,0,0,0,0,0,0,0,0,null,0,0,0,0,0,0,0,0,0,0,null,0,0,0,0,0,0,0,null,0,0,0,null,{"$f":"IF($D366=\"Connection\",VLOOKUP(C366,'Input - General'!$F$62:$N$79,9,FALSE),0)","v":0},null,0.1801212933606588,0,0,null,8.6527813038891108E-2,0,0]
[null,{"$f":"'Input - Inventory'!B364","v":356},{"$f":"'Input - Inventory'!C364","v":"EMPTY"},{"$f":"'Input - Inventory'!D364","v":"Support"},{"$f":"'Input - Inventory'!E364","v":"NonTraffic"},{"$f":"'Input - Inventory'!F364","v":"n/a"},{"$f":"'Input - Inventory'!G364","v":0},null,"Support - EMPTY",null,0,0,0,null,0,0,0,0,0,0,0,0,0,0,0,0,0,0,0,0,0,0,0,0,0,0,0,0,0,0,0,0,0,null,0,0,0,0,0,0,0,0,0,null,0,0,0,0,0,0,0,0,0,0,null,0,0,0,0,0,0,0,null,0,0,0,null,{"$f":"IF($D367=\"Connection\",VLOOKUP(C367,'Input - General'!$F$62:$N$79,9,FALSE),0)","v":0},null,0.1801212933606588,0,0,null,8.6527813038891108E-2,0,0]
[null,{"$f":"'Input - Inventory'!B365","v":357},{"$f":"'Input - Inventory'!C365","v":"HYDE PARK STANDARD"},{"$f":"'Input - Inventory'!D365","v":"Support"},{"$f":"'Input - Inventory'!E365","v":"NonTraffic"},{"$f":"'Input - Inventory'!F365","v":"n/a"},{"$f":"'Input - Inventory'!G365","v":0},null,"Support - HYDE PARK STANDARD",null,0,184,0,null,0,0,0,0,0,0,0,0,0,0,0,0,0,0,0,0,0,0,0,0,0,0,0,0,0,0,0,0,0,null,0,0,0,0,0,0,0,0,0,null,0,0,0,0,0,0,0,0,0,0,null,0,0,0,0,0,0,0,null,0,0,0,null,{"$f":"IF($D368=\"Connection\",VLOOKUP(C368,'Input - General'!$F$62:$N$79,9,FALSE),0)","v":0},null,0.1801212933606588,0,0,null,8.6527813038891108E-2,0,0]
[null,{"$f":"'Input - Inventory'!B366","v":358},{"$f":"'Input - Inventory'!C366","v":"MACQUARIE STANDARD"},{"$f":"'Input - Inventory'!D366","v":"Support"},{"$f":"'Input - Inventory'!E366","v":"Traffic"},{"$f":"'Input - Inventory'!F366","v":"n/a"},{"$f":"'Input - Inventory'!G366","v":0},null,"Support - MACQUARIE STANDARD",null,0,28,0,null,0,0,0,0,0,0,0,0,0,0,0,0,0,0,0,0,0,0,0,0,0,0,0,0,0,0,0,0,0,null,0,0,0,0,0,0,0,0,0,null,0,0,0,0,0,0,0,0,0,0,null,0,0,0,0,0,0,0,null,0,0,0,null,{"$f":"IF($D369=\"Connection\",VLOOKUP(C369,'Input - General'!$F$62:$N$79,9,FALSE),0)","v":0},null,0.1801212933606588,0,0,null,8.6527813038891108E-2,0,0]
[null,{"$f":"'Input - Inventory'!B367","v":359},{"$f":"'Input - Inventory'!C367","v":"Macquarie Standard (P09)"},{"$f":"'Input - Inventory'!D367","v":"Support"},{"$f":"'Input - Inventory'!E367","v":"NonTraffic"},{"$f":"'Input - Inventory'!F367","v":"n/a"},{"$f":"'Input - Inventory'!G367","v":0},null,"Support - Macquarie Standard (P09)",null,0,7,0,null,0,0,0,0,0,0,0,0,0,0,0,0,0,0,0,0,0,0,0,0,0,0,0,0,0,0,0,0,0,null,0,0,0,0,0,0,0,0,0,null,0,0,0,0,0,0,0,0,0,0,null,0,0,0,0,0,0,0,null,0,0,0,null,{"$f":"IF($D370=\"Connection\",VLOOKUP(C370,'Input - General'!$F$62:$N$79,9,FALSE),0)","v":0},null,0.1801212933606588,0,0,null,8.6527813038891108E-2,0,0]
[null,{"$f":"'Input - Inventory'!B368","v":360},{"$f":"'Input - Inventory'!C368","v":"MAST 15.5M-30M"},{"$f":"'Input - Inventory'!D368","v":"Support"},{"$f":"'Input - Inventory'!E368","v":"Traffic"},{"$f":"'Input - Inventory'!F368","v":"n/a"},{"$f":"'Input - Inventory'!G368","v":0},null,"Support - MAST 15.5M-30M",null,0,15,0,null,0,0,0,0,0,0,0,0,0,0,0,0,0,0,0,0,0,0,0,0,0,0,0,0,0,0,0,0,0,null,0,0,0,0,0,0,0,0,0,null,0,0,0,0,0,0,0,0,0,0,null,0,0,0,0,0,0,0,null,0,0,0,null,{"$f":"IF($D371=\"Connection\",VLOOKUP(C371,'Input - General'!$F$62:$N$79,9,FALSE),0)","v":0},null,0.1801212933606588,0,0,null,8.6527813038891108E-2,0,0]
[null,{"$f":"'Input - Inventory'!B369","v":361},{"$f":"'Input - Inventory'!C369","v":"MAST 23M"},{"$f":"'Input - Inventory'!D369","v":"Support"},{"$f":"'Input - Inventory'!E369","v":"Traffic"},{"$f":"'Input - Inventory'!F369","v":"n/a"},{"$f":"'Input - Inventory'!G369","v":0},null,"Support - MAST 23M",null,0,3,0,null,0,0,0,0,0,0,0,0,0,0,0,0,0,0,0,0,0,0,0,0,0,0,0,0,0,0,0,0,0,null,0,0,0,0,0,0,0,0,0,null,0,0,0,0,0,0,0,0,0,0,null,0,0,0,0,0,0,0,null,0,0,0,null,{"$f":"IF($D372=\"Connection\",VLOOKUP(C372,'Input - General'!$F$62:$N$79,9,FALSE),0)","v":0},null,0.1801212933606588,0,0,null,8.6527813038891108E-2,0,0]
[null,{"$f":"'Input - Inventory'!B370","v":362},{"$f":"'Input - Inventory'!C370","v":"MAST 25M"},{"$f":"'Input - Inventory'!D370","v":"Support"},{"$f":"'Input - Inventory'!E370","v":"Traffic"},{"$f":"'Input - Inventory'!F370","v":"n/a"},{"$f":"'Input - Inventory'!G370","v":0},null,"Support - MAST 25M",null,0,4,0,null,0,0,0,0,0,0,0,0,0,0,0,0,0,0,0,0,0,0,0,0,0,0,0,0,0,0,0,0,0,null,0,0,0,0,0,0,0,0,0,null,0,0,0,0,0,0,0,0,0,0,null,0,0,0,0,0,0,0,null,0,0,0,null,{"$f":"IF($D373=\"Connection\",VLOOKUP(C373,'Input - General'!$F$62:$N$79,9,FALSE),0)","v":0},null,0.1801212933606588,0,0,null,8.6527813038891108E-2,0,0]
[null,{"$f":"'Input - Inventory'!B371","v":363},{"$f":"'Input - Inventory'!C371","v":"ORION DOUBLE ARM"},{"$f":"'Input - Inventory'!D371","v":"Support"},{"$f":"'Input - Inventory'!E371","v":"NonTraffic"},{"$f":"'Input - Inventory'!F371","v":"n/a"},{"$f":"'Input - Inventory'!G371","v":0},null,"Support - ORION DOUBLE ARM",null,0,6,0,null,0,0,0,0,0,0,0,0,0,0,0,0,0,0,0,0,0,0,0,0,0,0,0,0,0,0,0,0,0,null,0,0,0,0,0,0,0,0,0,null,0,0,0,0,0,0,0,0,0,0,null,0,0,0,0,0,0,0,null,0,0,0,null,{"$f":"IF($D374=\"Connection\",VLOOKUP(C374,'Input - General'!$F$62:$N$79,9,FALSE),0)","v":0},null,0.1801212933606588,0,0,null,8.6527813038891108E-2,0,0]
[null,{"$f":"'Input - Inventory'!B372","v":364},{"$f":"'Input - Inventory'!C372","v":"Orion Double Arm (P09)"},{"$f":"'Input - Inventory'!D372","v":"Support"},{"$f":"'Input - Inventory'!E372","v":"NonTraffic"},{"$f":"'Input - Inventory'!F372","v":"n/a"},{"$f":"'Input - Inventory'!G372","v":0},null,"Support - Orion Double Arm (P09)",null,0,1,0,null,0,0,0,0,0,0,0,0,0,0,0,0,0,0,0,0,0,0,0,0,0,0,0,0,0,0,0,0,0,null,0,0,0,0,0,0,0,0,0,null,0,0,0,0,0,0,0,0,0,0,null,0,0,0,0,0,0,0,null,0,0,0,null,{"$f":"IF($D375=\"Connection\",VLOOKUP(C375,'Input - General'!$F$62:$N$79,9,FALSE),0)","v":0},null,0.1801212933606588,0,0,null,8.6527813038891108E-2,0,0]
[null,{"$f":"'Input - Inventory'!B373","v":365},{"$f":"'Input - Inventory'!C373","v":"POLO 10.5M DECORATIVE 2M"},{"$f":"'Input - Inventory'!D373","v":"Support"},{"$f":"'Input - Inventory'!E373","v":"NonTraffic"},{"$f":"'Input - Inventory'!F373","v":"n/a"},{"$f":"'Input - Inventory'!G373","v":0},null,"Support - POLO 10.5M DECORATIVE 2M",null,0,0,0,null,0,0,0,0,0,0,0,0,0,0,0,0,0,0,0,0,0,0,0,0,0,0,0,0,0,0,0,0,0,null,0,0,0,0,0,0,0,0,0,null,0,0,0,0,0,0,0,0,0,0,null,0,0,0,0,0,0,0,null,0,0,0,null,{"$f":"IF($D376=\"Connection\",VLOOKUP(C376,'Input - General'!$F$62:$N$79,9,FALSE),0)","v":0},null,0.1801212933606588,0,0,null,8.6527813038891108E-2,0,0]
[null,{"$f":"'Input - Inventory'!B374","v":366},{"$f":"'Input - Inventory'!C374","v":"POLO 4.5M DECORATIVE 1.2"},{"$f":"'Input - Inventory'!D374","v":"Support"},{"$f":"'Input - Inventory'!E374","v":"NonTraffic"},{"$f":"'Input - Inventory'!F374","v":"n/a"},{"$f":"'Input - Inventory'!G374","v":0},null,"Support - POLO 4.5M DECORATIVE 1.2",null,0,0,0,null,0,0,0,0,0,0,0,0,0,0,0,0,0,0,0,0,0,0,0,0,0,0,0,0,0,0,0,0,0,null,0,0,0,0,0,0,0,0,0,null,0,0,0,0,0,0,0,0,0,0,null,0,0,0,0,0,0,0,null,0,0,0,null,{"$f":"IF($D377=\"Connection\",VLOOKUP(C377,'Input - General'!$F$62:$N$79,9,FALSE),0)","v":0},null,0.1801212933606588,0,0,null,8.6527813038891108E-2,0,0]
[null,{"$f":"'Input - Inventory'!B375","v":367},{"$f":"'Input - Inventory'!C375","v":"PRIVATE"},{"$f":"'Input - Inventory'!D375","v":"Support"},{"$f":"'Input - Inventory'!E375","v":"NonTraffic"},{"$f":"'Input - Inventory'!F375","v":"n/a"},{"$f":"'Input - Inventory'!G375","v":0},null,"Support - PRIVATE",null,0,113,0,null,0,0,0,0,0,0,0,0,0,0,0,0,0,0,0,0,0,0,0,0,0,0,0,0,0,0,0,0,0,null,0,0,0,0,0,0,0,0,0,null,0,0,0,0,0,0,0,0,0,0,null,0,0,0,0,0,0,0,null,0,0,0,null,{"$f":"IF($D378=\"Connection\",VLOOKUP(C378,'Input - General'!$F$62:$N$79,9,FALSE),0)","v":0},null,0.1801212933606588,0,0,null,8.6527813038891108E-2,0,0]
[null,{"$f":"'Input - Inventory'!B376","v":368},{"$f":"'Input - Inventory'!C376","v":"Private (P09)"},{"$f":"'Input - Inventory'!D376","v":"Support"},{"$f":"'Input - Inventory'!E376","v":"NonTraffic"},{"$f":"'Input - Inventory'!F376","v":"n/a"},{"$f":"'Input - Inventory'!G376","v":0},null,"Support - Private (P09)",null,0,10,0,null,0,0,0,0,0,0,0,0,0,0,0,0,0,0,0,0,0,0,0,0,0,0,0,0,0,0,0,0,0,null,0,0,0,0,0,0,0,0,0,null,0,0,0,0,0,0,0,0,0,0,null,0,0,0,0,0,0,0,null,0,0,0,null,{"$f":"IF($D379=\"Connection\",VLOOKUP(C379,'Input - General'!$F$62:$N$79,9,FALSE),0)","v":0},null,0.1801212933606588,0,0,null,8.6527813038891108E-2,0,0]
[null,{"$f":"'Input - Inventory'!B377","v":369},{"$f":"'Input - Inventory'!C377","v":"ROCKS STANDARD"},{"$f":"'Input - Inventory'!D377","v":"Support"},{"$f":"'Input - Inventory'!E377","v":"NonTraffic"},{"$f":"'Input - Inventory'!F377","v":"n/a"},{"$f":"'Input - Inventory'!G377","v":0},null,"Support - ROCKS STANDARD",null,0,1829,0,null,0,0,0,0,0,0,0,0,0,0,0,0,0,0,0,0,0,0,0,0,0,0,0,0,0,0,0,0,0,null,0,0,0,0,0,0,0,0,0,null,0,0,0,0,0,0,0,0,0,0,null,0,0,0,0,0,0,0,null,0,0,0,null,{"$f":"IF($D380=\"Connection\",VLOOKUP(C380,'Input - General'!$F$62:$N$79,9,FALSE),0)","v":0},null,0.1801212933606588,0,0,null,8.6527813038891108E-2,0,0]
[null,{"$f":"'Input - Inventory'!B378","v":370},{"$f":"'Input - Inventory'!C378","v":"SMARTPOLE A"},{"$f":"'Input - Inventory'!D378","v":"Support"},{"$f":"'Input - Inventory'!E378","v":"NonTraffic"},{"$f":"'Input - Inventory'!F378","v":"n/a"},{"$f":"'Input - Inventory'!G378","v":0},null,"Support - SMARTPOLE A",null,0,5,0,null,0,0,0,0,0,0,0,0,0,0,0,0,0,0,0,0,0,0,0,0,0,0,0,0,0,0,0,0,0,null,0,0,0,0,0,0,0,0,0,null,0,0,0,0,0,0,0,0,0,0,null,0,0,0,0,0,0,0,null,0,0,0,null,{"$f":"IF($D381=\"Connection\",VLOOKUP(C381,'Input - General'!$F$62:$N$79,9,FALSE),0)","v":0},null,0.1801212933606588,0,0,null,8.6527813038891108E-2,0,0]
[null,{"$f":"'Input - Inventory'!B379","v":371},{"$f":"'Input - Inventory'!C379","v":"SMARTPOLE AB"},{"$f":"'Input - Inventory'!D379","v":"Support"},{"$f":"'Input - Inventory'!E379","v":"NonTraffic"},{"$f":"'Input - Inventory'!F379","v":"n/a"},{"$f":"'Input - Inventory'!G379","v":0},null,"Support - SMARTPOLE AB",null,0,0,0,null,0,0,0,0,0,0,0,0,0,0,0,0,0,0,0,0,0,0,0,0,0,0,0,0,0,0,0,0,0,null,0,0,0,0,0,0,0,0,0,null,0,0,0,0,0,0,0,0,0,0,null,0,0,0,0,0,0,0,null,0,0,0,null,{"$f":"IF($D382=\"Connection\",VLOOKUP(C382,'Input - General'!$F$62:$N$79,9,FALSE),0)","v":0},null,0.1801212933606588,0,0,null,8.6527813038891108E-2,0,0]
[null,{"$f":"'Input - Inventory'!B380","v":372},{"$f":"'Input - Inventory'!C380","v":"SMARTPOLE B"},{"$f":"'Input - Inventory'!D380","v":"Support"},{"$f":"'Input - Inventory'!E380","v":"NonTraffic"},{"$f":"'Input - Inventory'!F380","v":"n/a"},{"$f":"'Input - Inventory'!G380","v":0},null,"Support - SMARTPOLE B",null,0,0,0,null,0,0,0,0,0,0,0,0,0,0,0,0,0,0,0,0,0,0,0,0,0,0,0,0,0,0,0,0,0,null,0,0,0,0,0,0,0,0,0,null,0,0,0,0,0,0,0,0,0,0,null,0,0,0,0,0,0,0,null,0,0,0,null,{"$f":"IF($D383=\"Connection\",VLOOKUP(C383,'Input - General'!$F$62:$N$79,9,FALSE),0)","v":0},null,0.1801212933606588,0,0,null,8.6527813038891108E-2,0,0]
[null,{"$f":"'Input - Inventory'!B381","v":373},{"$f":"'Input - Inventory'!C381","v":"SMARTPOLE C"},{"$f":"'Input - Inventory'!D381","v":"Support"},{"$f":"'Input - Inventory'!E381","v":"NonTraffic"},{"$f":"'Input - Inventory'!F381","v":"n/a"},{"$f":"'Input - Inventory'!G381","v":0},null,"Support - SMARTPOLE C",null,0,0,0,null,0,0,0,0,0,0,0,0,0,0,0,0,0,0,0,0,0,0,0,0,0,0,0,0,0,0,0,0,0,null,0,0,0,0,0,0,0,0,0,null,0,0,0,0,0,0,0,0,0,0,null,0,0,0,0,0,0,0,null,0,0,0,null,{"$f":"IF($D384=\"Connection\",VLOOKUP(C384,'Input - General'!$F$62:$N$79,9,FALSE),0)","v":0},null,0.1801212933606588,0,0,null,8.6527813038891108E-2,0,0]
[null,{"$f":"'Input - Inventory'!B382","v":374},{"$f":"'Input - Inventory'!C382","v":"SUSPENDED"},{"$f":"'Input - Inventory'!D382","v":"Support"},{"$f":"'Input - Inventory'!E382","v":"NonTraffic"},{"$f":"'Input - Inventory'!F382","v":"n/a"},{"$f":"'Input - Inventory'!G382","v":0},null,"Support - SUSPENDED",null,0,153,0,null,0,0,0,0,0,0,0,0,0,0,0,0,0,0,0,0,0,0,0,0,0,0,0,0,0,0,0,0,0,null,0,0,0,0,0,0,0,0,0,null,0,0,0,0,0,0,0,0,0,0,null,0,0,0,0,0,0,0,null,0,0,0,null,{"$f":"IF($D385=\"Connection\",VLOOKUP(C385,'Input - General'!$F$62:$N$79,9,FALSE),0)","v":0},null,0.1801212933606588,0,0,null,8.6527813038891108E-2,0,0]
[null,{"$f":"'Input - Inventory'!B383","v":375},{"$f":"'Input - Inventory'!C383","v":"Suspended (P09)"},{"$f":"'Input - Inventory'!D383","v":"Support"},{"$f":"'Input - Inventory'!E383","v":"NonTraffic"},{"$f":"'Input - Inventory'!F383","v":"n/a"},{"$f":"'Input - Inventory'!G383","v":0},null,"Support - Suspended (P09)",null,0,5,0,null,0,0,0,0,0,0,0,0,0,0,0,0,0,0,0,0,0,0,0,0,0,0,0,0,0,0,0,0,0,null,0,0,0,0,0,0,0,0,0,null,0,0,0,0,0,0,0,0,0,0,null,0,0,0,0,0,0,0,null,0,0,0,null,{"$f":"IF($D386=\"Connection\",VLOOKUP(C386,'Input - General'!$F$62:$N$79,9,FALSE),0)","v":0},null,0.1801212933606588,0,0,null,8.6527813038891108E-2,0,0]
[null,{"$f":"'Input - Inventory'!B384","v":376},{"$f":"'Input - Inventory'!C384","v":"UNKNOWN"},{"$f":"'Input - Inventory'!D384","v":"Support"},{"$f":"'Input - Inventory'!E384","v":"NonTraffic"},{"$f":"'Input - Inventory'!F384","v":"n/a"},{"$f":"'Input - Inventory'!G384","v":0},null,"Support - UNKNOWN",null,0,207,0,null,0,0,0,0,0,0,0,0,0,0,0,0,0,0,0,0,0,0,0,0,0,0,0,0,0,0,0,0,0,null,0,0,0,0,0,0,0,0,0,null,0,0,0,0,0,0,0,0,0,0,null,0,0,0,0,0,0,0,null,0,0,0,null,{"$f":"IF($D387=\"Connection\",VLOOKUP(C387,'Input - General'!$F$62:$N$79,9,FALSE),0)","v":0},null,0.1801212933606588,0,0,null,8.6527813038891108E-2,0,0]
[null,{"$f":"'Input - Inventory'!B385","v":377},{"$f":"'Input - Inventory'!C385","v":"WALL"},{"$f":"'Input - Inventory'!D385","v":"Support"},{"$f":"'Input - Inventory'!E385","v":"NonTraffic"},{"$f":"'Input - Inventory'!F385","v":"n/a"},{"$f":"'Input - Inventory'!G385","v":0},null,"Support - WALL",null,0,369,0,null,0,0,0,0,0,0,0,0,0,0,0,0,0,0,0,0,0,0,0,0,0,0,0,0,0,0,0,0,0,null,0,0,0,0,0,0,0,0,0,null,0,0,0,0,0,0,0,0,0,0,null,0,0,0,0,0,0,0,null,0,0,0,null,{"$f":"IF($D388=\"Connection\",VLOOKUP(C388,'Input - General'!$F$62:$N$79,9,FALSE),0)","v":0},null,0.1801212933606588,0,0,null,8.6527813038891108E-2,0,0]
[null,{"$f":"'Input - Inventory'!B386","v":378},{"$f":"'Input - Inventory'!C386","v":"Wall (P09)"},{"$f":"'Input - Inventory'!D386","v":"Support"},{"$f":"'Input - Inventory'!E386","v":"NonTraffic"},{"$f":"'Input - Inventory'!F386","v":"n/a"},{"$f":"'Input - Inventory'!G386","v":0},null,"Support - Wall (P09)",null,0,54,0,null,0,0,0,0,0,0,0,0,0,0,0,0,0,0,0,0,0,0,0,0,0,0,0,0,0,0,0,0,0,null,0,0,0,0,0,0,0,0,0,null,0,0,0,0,0,0,0,0,0,0,null,0,0,0,0,0,0,0,null,0,0,0,null,{"$f":"IF($D389=\"Connection\",VLOOKUP(C389,'Input - General'!$F$62:$N$79,9,FALSE),0)","v":0},null,0.1801212933606588,0,0,null,8.6527813038891108E-2,0,0]
[null,{"$f":"'Input - Inventory'!B387","v":379},{"$f":"'Input - Inventory'!C387","v":"WOOD POLE NON-TRL"},{"$f":"'Input - Inventory'!D387","v":"Support"},{"$f":"'Input - Inventory'!E387","v":"NonTraffic"},{"$f":"'Input - Inventory'!F387","v":"n/a"},{"$f":"'Input - Inventory'!G387","v":0},null,"Support - WOOD POLE NON-TRL",null,0,143400.5,0,null,0,0,0,0,0,0,0,0,0,0,0,0,0,0,0,0,0,0,0,0,0,0,0,0,0,0,0,0,0,null,0,0,0,0,0,0,0,0,0,null,0,0,0,0,0,0,0,0,0,0,null,0,0,0,0,0,0,0,null,0,0,0,null,{"$f":"IF($D390=\"Connection\",VLOOKUP(C390,'Input - General'!$F$62:$N$79,9,FALSE),0)","v":0},null,0.1801212933606588,0,0,null,8.6527813038891108E-2,0,0]
[null,{"$f":"'Input - Inventory'!B388","v":380},{"$f":"'Input - Inventory'!C388","v":"Wood Pole non-TRL (P09)"},{"$f":"'Input - Inventory'!D388","v":"Support"},{"$f":"'Input - Inventory'!E388","v":"NonTraffic"},{"$f":"'Input - Inventory'!F388","v":"n/a"},{"$f":"'Input - Inventory'!G388","v":0},null,"Support - Wood Pole non-TRL (P09)",null,0,4464.5,0,null,0,0,0,0,0,0,0,0,0,0,0,0,0,0,0,0,0,0,0,0,0,0,0,0,0,0,0,0,0,null,0,0,0,0,0,0,0,0,0,null,0,0,0,0,0,0,0,0,0,0,null,0,0,0,0,0,0,0,null,0,0,0,null,{"$f":"IF($D391=\"Connection\",VLOOKUP(C391,'Input - General'!$F$62:$N$79,9,FALSE),0)","v":0},null,0.1801212933606588,0,0,null,8.6527813038891108E-2,0,0]
[null,{"$f":"'Input - Inventory'!B389","v":381},{"$f":"'Input - Inventory'!C389","v":"WOOD POLE TRL"},{"$f":"'Input - Inventory'!D389","v":"Support"},{"$f":"'Input - Inventory'!E389","v":"NonTraffic"},{"$f":"'Input - Inventory'!F389","v":"n/a"},{"$f":"'Input - Inventory'!G389","v":0},null,"Support - WOOD POLE TRL",null,0,47735,0,null,0,0,0,0,0,0,0,0,0,0,0,0,0,0,0,0,0,0,0,0,0,0,0,0,0,0,0,0,0,null,0,0,0,0,0,0,0,0,0,null,0,0,0,0,0,0,0,0,0,0,null,0,0,0,0,0,0,0,null,0,0,0,null,{"$f":"IF($D392=\"Connection\",VLOOKUP(C392,'Input - General'!$F$62:$N$79,9,FALSE),0)","v":0},null,0.1801212933606588,0,0,null,8.6527813038891108E-2,0,0]
[null,{"$f":"'Input - Inventory'!B390","v":382},{"$f":"'Input - Inventory'!C390","v":"Wood Pole TRL (P09)"},{"$f":"'Input - Inventory'!D390","v":"Support"},{"$f":"'Input - Inventory'!E390","v":"Traffic"},{"$f":"'Input - Inventory'!F390","v":"n/a"},{"$f":"'Input - Inventory'!G390","v":0},null,"Support - Wood Pole TRL (P09)",null,0,1550.5,0,null,0,0,0,0,0,0,0,0,0,0,0,0,0,0,0,0,0,0,0,0,0,0,0,0,0,0,0,0,0,null,0,0,0,0,0,0,0,0,0,null,0,0,0,0,0,0,0,0,0,0,null,0,0,0,0,0,0,0,null,0,0,0,null,{"$f":"IF($D393=\"Connection\",VLOOKUP(C393,'Input - General'!$F$62:$N$79,9,FALSE),0)","v":0},null,0.1801212933606588,0,0,null,8.6527813038891108E-2,0,0]