## Cover page
2023-01-31
Attachment 5.6.g: Macquarie STS Tx3 CBA model
Ausgrid’s 2024-29 Regulatory Proposal
Empowering communities for a resilient, affordable and net-zero future.

## EUE calculation
Input data | Automatically Populated |  | Output |  |  | ECONOMIC ANALYSIS - CAPACITY DRIVEN
Project Name | Macquarie STS Tx3 installation
[21 empty] | 218 | 218
|  | Weibull parameters for transformer replacements * |  |  | MDT (Mean Down Time) - Weeks) |  | TX | LTC (MVA) | LTC (MW) | Switching time (hrs) | Tx Type | Comm date | Weibull parameter h | Weibull paramerter b | repair time (hrs)
|  | h | b | Mean |  |  | Tx 11 | 0 | 0 | 0 | 132kV Bushing ST | 2021 | 160.8 | 2.33 | 1008
| 132kV Bushing ST | 160.8 | 2.33 | 142 | 6 |  | Tx 12 | 0 | 0 | 0 | 132kV Bushing ST | 2021 | 160.8 | 2.33 | 1008
| 132kV Bushing Zone | 66.9 | 3.47 | 60 | 5 |  | Total Zone | 0 | 0
| 66kV Bushing | 67.4 | 4.79 | 62 | 4
| 33kV Zone Bushing | 88.7 | 4.25 | 81 | 4
| 33kV Zone Endbox | 99.2 | 4.24 | 90 | 4 |  | LDC | Load factor | VCR | Discount rate | Project Cost | Project Deferral Benefit |  | Start Year
[7 empty] | CONTINUOUS | 1 | 46025 | 3.44% | 9500000 | 315931.9412 |  | 2021
Load Forecast |  | 2021 | 2022 | 2023 | 2024 | 2025 | 2026 | 2027 | 2028 | 2029 | 2030 | 2031 | 2032 | 2033 | 2034 | 2035 | 2036 | 2037 | 2038 | 2039 | 2040 | 2041
Total zone load MVA |  | 31.92 | 53.76 | 78.12 | 97.44 | 110.04 | 123.312 | 137.172 | 152.796 | 169.176 | 175.728 | 179.928 | 184.128 | 188.328 | 188.328 | 188.328 | 188.328 | 188.328 | 188.328 | 188.328 | 188.328 | 188.328
PF |  | 0.95 | 0.9 | 0.9 | 0.9 | 0.9 | 0.9 | 0.9 | 0.9 | 0.9 | 0.9 | 0.9 | 0.9 | 0.9 | 0.9 | 0.9 | 0.9 | 0.9 | 0.9 | 0.9 | 0.9 | 0.9
Firm rating |  | 142.8942 | 142.8942 | 142.8942 | 142.8942 | 142.8942 | 142.8942 | 142.8942 | 142.8942 | 142.8942 | 142.8942 | 142.8942 | 142.8942 | 142.8942 | 142.8942 | 142.8942 | 142.8942 | 142.8942 | 142.8942 | 142.8942 | 142.8942 | 142.8942
Installed capacity |  | 235.6611 | 235.6611 | 235.6611 | 235.6611 | 235.6611 | 235.6611 | 235.6611 | 235.6611 | 235.6611 | 235.6611 | 235.6611 | 235.6611 | 235.6611 | 235.6611 | 235.6611 | 235.6611 | 235.6611 | 235.6611 | 235.6611 | 235.6611 | 235.6611
Load at risk in MVA (pre switching) |  | 2021 | 2022 | 2023 | 2024 | 2025 | 2026 | 2027 | 2028 | 2029 | 2030 | 2031 | 2032 | 2033 | 2034 | 2035 | 2036 | 2037 | 2038 | 2039 | 2040 | 2041
State 0 | All Tx in service | 0 | 0 | 0 | 0 | 0 | 0 | 0 | 0 | 0 | 0 | 0 | 0 | 0 | 0 | 0 | 0 | 0 | 0 | 0 | 0 | 0
State 1 | N-1 (Tx 11 OOS) | 0 | 0 | 0 | 0 | 0 | 0 | 0 | 9.9018 | 26.2818 | 32.8338 | 37.0338 | 41.2338 | 45.4338 | 45.4338 | 45.4338 | 45.4338 | 45.4338 | 45.4338 | 45.4338 | 45.4338 | 45.4338
State 2 | N-1 (Tx 12 (OOS) | 0 | 0 | 0 | 0 | 0 | 0 | 0 | 9.9018 | 26.2818 | 32.8338 | 37.0338 | 41.2338 | 45.4338 | 45.4338 | 45.4338 | 45.4338 | 45.4338 | 45.4338 | 45.4338 | 45.4338 | 45.4338
State 3 | N-2 (Tx 11 & Tx 12 OOS) | 31.92 | 53.76 | 78.12 | 97.44 | 110.04 | 123.312 | 137.172 | 152.796 | 169.176 | 175.728 | 179.928 | 184.128 | 188.328 | 188.328 | 188.328 | 188.328 | 188.328 | 188.328 | 188.328 | 188.328 | 188.328
Load at risk in MVA (post switching) |  | 2021 | 2022 | 2023 | 2024 | 2025 | 2026 | 2027 | 2028 | 2029 | 2030 | 2031 | 2032 | 2033 | 2034 | 2035 | 2036 | 2037 | 2038 | 2039 | 2040 | 2041
State 0 | All Tx in service | 0 | 0 | 0 | 0 | 0 | 0 | 0 | 0 | 0 | 0 | 0 | 0 | 0 | 0 | 0 | 0 | 0 | 0 | 0 | 0 | 0
State 1 | N-1 (Tx 11 OOS) | 0 | 0 | 0 | 0 | 0 | 0 | 0 | 9.9018 | 26.2818 | 32.8338 | 37.0338 | 41.2338 | 45.4338 | 45.4338 | 45.4338 | 45.4338 | 45.4338 | 45.4338 | 45.4338 | 45.4338 | 45.4338
State 2 | N-1 (Tx 12 (OOS) | 0 | 0 | 0 | 0 | 0 | 0 | 0 | 9.9018 | 26.2818 | 32.8338 | 37.0338 | 41.2338 | 45.4338 | 45.4338 | 45.4338 | 45.4338 | 45.4338 | 45.4338 | 45.4338 | 45.4338 | 45.4338
State 3 | N-2 (Tx 11 & Tx 12 OOS) | 31.92 | 53.76 | 78.12 | 97.44 | 110.04 | 123.312 | 137.172 | 152.796 | 169.176 | 175.728 | 179.928 | 184.128 | 188.328 | 188.328 | 188.328 | 188.328 | 188.328 | 188.328 | 188.328 | 188.328 | 188.328
Load at risk in MW (pre switching) |  | 2021 | 2022 | 2023 | 2024 | 2025 | 2026 | 2027 | 2028 | 2029 | 2030 | 2031 | 2032 | 2033 | 2034 | 2035 | 2036 | 2037 | 2038 | 2039 | 2040 | 2041
State 0 | All Tx in service | 0 | 0 | 0 | 0 | 0 | 0 | 0 | 0 | 0 | 0 | 0 | 0 | 0 | 0 | 0 | 0 | 0 | 0 | 0 | 0 | 0
State 1 | N-1 (Tx 11 OOS) | 0 | 0 | 0 | 0 | 0 | 0 | 0 | 8.9116 | 23.6536 | 29.5504 | 33.3304 | 37.1104 | 40.8904 | 40.8904 | 40.8904 | 40.8904 | 40.8904 | 40.8904 | 40.8904 | 40.8904 | 40.8904
State 2 | N-1 (Tx 12 (OOS) | 0 | 0 | 0 | 0 | 0 | 0 | 0 | 8.9116 | 23.6536 | 29.5504 | 33.3304 | 37.1104 | 40.8904 | 40.8904 | 40.8904 | 40.8904 | 40.8904 | 40.8904 | 40.8904 | 40.8904 | 40.8904
State 3 | N-2 (Tx 11 & Tx 12 OOS) | 30.324 | 48.384 | 70.308 | 87.696 | 99.036 | 110.9808 | 123.4548 | 137.5164 | 152.2584 | 158.1552 | 161.9352 | 165.7152 | 169.4952 | 169.4952 | 169.4952 | 169.4952 | 169.4952 | 169.4952 | 169.4952 | 169.4952 | 169.4952
|  | 1 | 1 | 1 | 1 | 1 | 1 | 1 | 1 | 1 | 1 | 1 | 1 | 1 | 1 | 1 | 1 | 1 | 1 | 1 | 1 | 1
|  | 1 | 1 | 1 | 1 | 1 | 1 | 1 | 0.9352 | 0.84465 | 0.81316 | 0.79417 | 0.77606 | 0.75875 | 0.75875 | 0.75875 | 0.75875 | 0.75875 | 0.75875 | 0.75875 | 0.75875 | 0.75875
|  | 1 | 1 | 1 | 1 | 1 | 1 | 1 | 0.9352 | 0.84465 | 0.81316 | 0.79417 | 0.77606 | 0.75875 | 0.75875 | 0.75875 | 0.75875 | 0.75875 | 0.75875 | 0.75875 | 0.75875 | 0.75875
|  | 0 | 0 | 0 | 0 | 0 | 0 | 0 | 0 | 0 | 0 | 0 | 0 | 0 | 0 | 0 | 0 | 0 | 0 | 0 | 0 | 0
Load at risk in MW (post switching) |  | 2021 | 2022 | 2023 | 2024 | 2025 | 2026 | 2027 | 2028 | 2029 | 2030 | 2031 | 2032 | 2033 | 2034 | 2035 | 2036 | 2037 | 2038 | 2039 | 2040 | 2041
State 0 | All Tx in service | 0 | 0 | 0 | 0 | 0 | 0 | 0 | 0 | 0 | 0 | 0 | 0 | 0 | 0 | 0 | 0 | 0 | 0 | 0 | 0 | 0
State 1 | N-1 (Tx 11 OOS) | 0 | 0 | 0 | 0 | 0 | 0 | 0 | 8.9116 | 23.6536 | 29.5504 | 33.3304 | 37.1104 | 40.8904 | 40.8904 | 40.8904 | 40.8904 | 40.8904 | 40.8904 | 40.8904 | 40.8904 | 40.8904
State 2 | N-1 (Tx 12 (OOS) | 0 | 0 | 0 | 0 | 0 | 0 | 0 | 8.9116 | 23.6536 | 29.5504 | 33.3304 | 37.1104 | 40.8904 | 40.8904 | 40.8904 | 40.8904 | 40.8904 | 40.8904 | 40.8904 | 40.8904 | 40.8904
State 3 | N-2 (Tx 11 & Tx 12 OOS) | 30.324 | 48.384 | 70.308 | 87.696 | 99.036 | 110.9808 | 123.4548 | 137.5164 | 152.2584 | 158.1552 | 161.9352 | 165.7152 | 169.4952 | 169.4952 | 169.4952 | 169.4952 | 169.4952 | 169.4952 | 169.4952 | 169.4952 | 169.4952
|  | 1 | 1 | 1 | 1 | 1 | 1 | 1 | 0.9352 | 0.84465 | 0.81316 | 0.79417 | 0.77606 | 0.75875 | 0.75875 | 0.75875 | 0.75875 | 0.75875 | 0.75875 | 0.75875 | 0.75875 | 0.75875
|  | 1 | 1 | 1 | 1 | 1 | 1 | 1 | 0.9352 | 0.84465 | 0.81316 | 0.79417 | 0.77606 | 0.75875 | 0.75875 | 0.75875 | 0.75875 | 0.75875 | 0.75875 | 0.75875 | 0.75875 | 0.75875
|  | 0 | 0 | 0 | 0 | 0 | 0 | 0 | 0 | 0 | 0 | 0 | 0 | 0 | 0 | 0 | 0 | 0 | 0 | 0 | 0 | 0
Transformer failure rates (per year) |  | 2021 | 2022 | 2023 | 2024 | 2025 | 2026 | 2027 | 2028 | 2029 | 2030 | 2031 | 2032 | 2033 | 2034 | 2035 | 2036 | 2037 | 2038 | 2039 | 2040 | 2041
| Transformer 11 | 0 | 1.6854e-05 | 4.2372e-05 | 7.2658e-05 | 0.00010652 | 0.00014333 | 0.00018266 | 0.00022423 | 0.00026781 | 0.00031322 | 0.00036034 | 0.00040904 | 0.00045922 | 0.0005108 | 0.00056372 | 0.00061789 | 0.00067327 | 0.0007298 | 0.00078745 | 0.00084616 | 0.0009059
| Transformer 12 | 0 | 1.6854e-05 | 4.2372e-05 | 7.2658e-05 | 0.00010652 | 0.00014333 | 0.00018266 | 0.00022423 | 0.00026781 | 0.00031322 | 0.00036034 | 0.00040904 | 0.00045922 | 0.0005108 | 0.00056372 | 0.00061789 | 0.00067327 | 0.0007298 | 0.00078745 | 0.00084616 | 0.0009059
Unavailability (pre switching) (hrs/year) |  | 2021 | 2022 | 2023 | 2024 | 2025 | 2026 | 2027 | 2028 | 2029 | 2030 | 2031 | 2032 | 2033 | 2034 | 2035 | 2036 | 2037 | 2038 | 2039 | 2040 | 2041
| Transformer 11 | 0 | 0 | 0 | 0 | 0 | 0 | 0 | 0 | 0 | 0 | 0 | 0 | 0 | 0 | 0 | 0 | 0 | 0 | 0 | 0 | 0
| Transformer 12 | 0 | 0 | 0 | 0 | 0 | 0 | 0 | 0 | 0 | 0 | 0 | 0 | 0 | 0 | 0 | 0 | 0 | 0 | 0 | 0 | 0
Unavailability (post switching) (hrs/year) |  | 2021 | 2022 | 2023 | 2024 | 2025 | 2026 | 2027 | 2028 | 2029 | 2030 | 2031 | 2032 | 2033 | 2034 | 2035 | 2036 | 2037 | 2038 | 2039 | 2040 | 2041
| Transformer 11 | 0 | 0.016989 | 0.042711 | 0.073238 | 0.10738 | 0.14448 | 0.18412 | 0.22602 | 0.26994 | 0.31572 | 0.36321 | 0.41229 | 0.46287 | 0.51486 | 0.56819 | 0.62279 | 0.6786 | 0.73558 | 0.79368 | 0.85284 | 0.91305
| Transformer 12 | 0 | 0.016989 | 0.042711 | 0.073238 | 0.10738 | 0.14448 | 0.18412 | 0.22602 | 0.26994 | 0.31572 | 0.36321 | 0.41229 | 0.46287 | 0.51486 | 0.56819 | 0.62279 | 0.6786 | 0.73558 | 0.79368 | 0.85284 | 0.91305
State probabilities (pre switching) |  | 2021 | 2022 | 2023 | 2024 | 2025 | 2026 | 2027 | 2028 | 2029 | 2030 | 2031 | 2032 | 2033 | 2034 | 2035 | 2036 | 2037 | 2038 | 2039 | 2040 | 2041
State 0 | All Tx in service | 1 | 1 | 0.99999 | 0.99998 | 0.99998 | 0.99997 | 0.99996 | 0.99995 | 0.99994 | 0.99993 | 0.99992 | 0.99991 | 0.99989 | 0.99988 | 0.99987 | 0.99986 | 0.99985 | 0.99983 | 0.99982 | 0.99981 | 0.99979
State 1 | N-1 (Tx 11 OOS) | 0 | 0 | 0 | 0 | 0 | 0 | 0 | 0 | 0 | 0 | 0 | 0 | 0 | 0 | 0 | 0 | 0 | 0 | 0 | 0 | 0
State 2 | N-1 (Tx 12 (OOS) | 0 | 0 | 0 | 0 | 0 | 0 | 0 | 0 | 0 | 0 | 0 | 0 | 0 | 0 | 0 | 0 | 0 | 0 | 0 | 0 | 0
State 3 | N-2 (Tx 11 & Tx 12 OOS) | 0 | 0 | 0 | 0 | 0 | 0 | 0 | 0 | 0 | 0 | 0 | 0 | 0 | 0 | 0 | 0 | 0 | 0 | 0 | 0 | 0
State probabilities (post switching) |  | 2021 | 2022 | 2023 | 2024 | 2025 | 2026 | 2027 | 2028 | 2029 | 2030 | 2031 | 2032 | 2033 | 2034 | 2035 | 2036 | 2037 | 2038 | 2039 | 2040 | 2041
State 1 | N-1 (Tx 11 OOS) | 0 | 1.9394e-06 | 4.8756e-06 | 8.3605e-06 | 1.2257e-05 | 1.6492e-05 | 2.1018e-05 | 2.58e-05 | 3.0814e-05 | 3.6039e-05 | 4.146e-05 | 4.7063e-05 | 5.2836e-05 | 5.8771e-05 | 6.4857e-05 | 7.109e-05 | 7.746e-05 | 8.3963e-05 | 9.0594e-05 | 9.7347e-05 | 0.00010422
State 2 | N-1 (Tx 12 (OOS) | 0 | 1.9394e-06 | 4.8756e-06 | 8.3605e-06 | 1.2257e-05 | 1.6492e-05 | 2.1018e-05 | 2.58e-05 | 3.0814e-05 | 3.6039e-05 | 4.146e-05 | 4.7063e-05 | 5.2836e-05 | 5.8771e-05 | 6.4857e-05 | 7.109e-05 | 7.746e-05 | 8.3963e-05 | 9.0594e-05 | 9.7347e-05 | 0.00010422
State 3 | N-2 (Tx 11 & Tx 12 OOS) | 0 | 3.7612e-12 | 2.3772e-11 | 6.9898e-11 | 1.5025e-10 | 2.7201e-10 | 4.4177e-10 | 6.6569e-10 | 9.4956e-10 | 1.2989e-09 | 1.7191e-09 | 2.2151e-09 | 2.792e-09 | 3.4544e-09 | 4.207e-09 | 5.0544e-09 | 6.001e-09 | 7.051e-09 | 8.2088e-09 | 9.4783e-09 | 1.0864e-08
|  | 1 | 1 | 1 | 1 | 1 | 1 | 1 | 1 | 1 | 1 | 1 | 1 | 1 | 1 | 1 | 1 | 1 | 1 | 1 | 1 | 1
EUE in MWh (pre-switching) |  | 2021 | 2022 | 2023 | 2024 | 2025 | 2026 | 2027 | 2028 | 2029 | 2030 | 2031 | 2032 | 2033 | 2034 | 2035 | 2036 | 2037 | 2038 | 2039 | 2040 | 2041
State 0 | All Tx in service | 0 | 0 | 0 | 0 | 0 | 0 | 0 | 0 | 0 | 0 | 0 | 0 | 0 | 0 | 0 | 0 | 0 | 0 | 0 | 0 | 0
State 1 | N-1 (Tx 11 OOS) | 0 | 0 | 0 | 0 | 0 | 0 | 0 | 0 | 0 | 0 | 0 | 0 | 0 | 0 | 0 | 0 | 0 | 0 | 0 | 0 | 0
State 2 | N-1 (Tx 12 (OOS) | 0 | 0 | 0 | 0 | 0 | 0 | 0 | 0 | 0 | 0 | 0 | 0 | 0 | 0 | 0 | 0 | 0 | 0 | 0 | 0 | 0
State 3 | N-2 (Tx 11 & Tx 12 OOS) | 0 | 0 | 0 | 0 | 0 | 0 | 0 | 0 | 0 | 0 | 0 | 0 | 0 | 0 | 0 | 0 | 0 | 0 | 0 | 0 | 0
EUE in MWh (post-switching) |  | 2021 | 2022 | 2023 | 2024 | 2025 | 2026 | 2027 | 2028 | 2029 | 2030 | 2031 | 2032 | 2033 | 2034 | 2035 | 2036 | 2037 | 2038 | 2039 | 2040 | 2041
State 1 | N-1 (Tx 11 OOS) | 0 | 0 | 0 | 0 | 0 | 0 | 0 | 2.0141 | 6.3848 | 9.3292 | 12.1053 | 15.2995 | 18.9259 | 21.0516 | 23.2319 | 25.4643 | 27.7462 | 30.0757 | 32.4508 | 34.8698 | 37.3311
State 2 | N-1 (Tx 12 (OOS) | 0 | 0 | 0 | 0 | 0 | 0 | 0 | 2.0141 | 6.3848 | 9.3292 | 12.1053 | 15.2995 | 18.9259 | 21.0516 | 23.2319 | 25.4643 | 27.7462 | 30.0757 | 32.4508 | 34.8698 | 37.3311
State 3 | N-2 (Tx 11 & Tx 12 OOS) | 0 | 1.5942e-06 | 1.4641e-05 | 5.3697e-05 | 0.00013035 | 0.00026444 | 0.00047776 | 0.00080192 | 0.0012665 | 0.0017996 | 0.0024386 | 0.0032156 | 0.0041454 | 0.005129 | 0.0062465 | 0.0075047 | 0.0089102 | 0.010469 | 0.012188 | 0.014073 | 0.01613
Total EUE in MWh |  | 2021 | 2022 | 2023 | 2024 | 2025 | 2026 | 2027 | 2028 | 2029 | 2030 | 2031 | 2032 | 2033 | 2034 | 2035 | 2036 | 2037 | 2038 | 2039 | 2040 | 2041
State 0 | All Tx in service | 0 | 0 | 0 | 0 | 0 | 0 | 0 | 0 | 0 | 0 | 0 | 0 | 0 | 0 | 0 | 0 | 0 | 0 | 0 | 0 | 0
State 1 | N-1 (Tx 11 OOS) | 0 | 0 | 0 | 0 | 0 | 0 | 0 | 2.0141 | 6.3848 | 9.3292 | 12.1053 | 15.2995 | 18.9259 | 21.0516 | 23.2319 | 25.4643 | 27.7462 | 30.0757 | 32.4508 | 34.8698 | 37.3311
State 2 | N-1 (Tx 12 (OOS) | 0 | 0 | 0 | 0 | 0 | 0 | 0 | 2.0141 | 6.3848 | 9.3292 | 12.1053 | 15.2995 | 18.9259 | 21.0516 | 23.2319 | 25.4643 | 27.7462 | 30.0757 | 32.4508 | 34.8698 | 37.3311
State 3 | N-2 (Tx 11 & Tx 12 OOS) | 0 | 1.5942e-06 | 1.4641e-05 | 5.3697e-05 | 0.00013035 | 0.00026444 | 0.00047776 | 0.00080192 | 0.0012665 | 0.0017996 | 0.0024386 | 0.0032156 | 0.0041454 | 0.005129 | 0.0062465 | 0.0075047 | 0.0089102 | 0.010469 | 0.012188 | 0.014073 | 0.01613
| Total | 0 | 1.5942e-06 | 1.4641e-05 | 5.3697e-05 | 0.00013035 | 0.00026444 | 0.00047776 | 4.029 | 12.771 | 18.6602 | 24.213 | 30.6022 | 37.856 | 42.1083 | 46.4701 | 50.936 | 55.5014 | 60.1619 | 64.9138 | 69.7537 | 74.6784
Cost of unserved energy |  | 2021 | 2022 | 2023 | 2024 | 2025 | 2026 | 2027 | 2028 | 2029 | 2030 | 2031 | 2032 | 2033 | 2034 | 2035 | 2036 | 2037 | 2038 | 2039 | 2040 | 2041
State 0 | All Tx in service | 0 | 0 | 0 | 0 | 0 | 0 | 0 | 0 | 0 | 0 | 0 | 0 | 0 | 0 | 0 | 0 | 0 | 0 | 0 | 0 | 0
State 1 | N-1 (Tx 11 OOS) | 0 | 0 | 0 | 0 | 0 | 0 | 0 | 92699.7955 | 293862.6817 | 429376.9908 | 557145.5131 | 704159.6166 | 871065.0304 | 968900.1539 | 1069250.2631 | 1171993.0564 | 1277020.0217 | 1384234.1036 | 1493547.8822 | 1604882.1268 | 1718164.6331
State 2 | N-1 (Tx 12 (OOS) | 0 | 0 | 0 | 0 | 0 | 0 | 0 | 92699.7955 | 293862.6817 | 429376.9908 | 557145.5131 | 704159.6166 | 871065.0304 | 968900.1539 | 1069250.2631 | 1171993.0564 | 1277020.0217 | 1384234.1036 | 1493547.8822 | 1604882.1268 | 1718164.6331
State 3 | N-2 (Tx 11 & Tx 12 OOS) | 0 | 0.073372 | 0.67386 | 2.4714 | 5.9992 | 12.1709 | 21.9888 | 36.9082 | 58.2913 | 82.826 | 112.2367 | 147.9979 | 190.7934 | 236.0616 | 287.4956 | 345.4045 | 410.0897 | 481.846 | 560.9617 | 647.7196 | 742.3971
|  | 2021 | 2022 | 2023 | 2024 | 2025 | 2026 | 2027 | 2028 | 2029 | 2030 | 2031 | 2032 | 2033 | 2034 | 2035 | 2036 | 2037 | 2038 | 2039 | 2040 | 2041
Total cost of unserved energy |  | 0 | 0.073372 | 0.67386 | 2.4714 | 5.9992 | 12.1709 | 21.9888 | 185436.4992 | 587783.6546 | 858836.8076 | 1114403.2629 | 1408467.2312 | 1742320.8541 | 1938036.3695 | 2138788.0218 | 2344331.5173 | 2554450.1331 | 2768950.0532 | 2987656.7261 | 3210411.9733 | 3437071.6633
One Year Deferral Benefit (S) |  | 315931.9412 | 315931.9412 | 315931.9412 | 315931.9412 | 315931.9412 | 315931.9412 | 315931.9412 | 315931.9412 | 315931.9412 | 315931.9412 | 315931.9412 | 315931.9412 | 315931.9412 | 315931.9412 | 315931.9412 | 315931.9412 | 315931.9412 | 315931.9412 | 315931.9412 | 315931.9412 | 315931.9412

## LDC
CONTINUOUS |  |  | 1 | 57.4 | 4.6475e-11 | 502824 | 8.0966e-13 |  | Substation LDC (Historical) |  |  | DOMESTIC LITTLE WATER HEATING |  |  | COMMERCIAL AND INDUSTRIAL |  |  | MIXED PREDOMINANTLY DOMESTIC |  |  | MIXED PREDOMINANTLY INDUSTRIAL |  |  | CONTINUOUS
Proportion of year at load level | Scale Type | Load Factor |  | 57 |  |  |  |  | Proportion of year at load level | Scale Type | Load Factor | Proportion of year at load level | Scale Type | Load Factor | Proportion of year at load level | Scale Type | Load Factor | Proportion of year at load level | Scale Type | Load Factor | Proportion of year at load level | Scale Type | Load Factor | Proportion of year at load level | Scale Type | Load Factor
0.0005 | PROPORTION | 1 | 0.0005 | 0.0287 |  |  |  |  | 0.0005 | PROPORTION | 1 | 0.0005 | PROPORTION | 1 | 0.0005 | PROPORTION | 1 | 0.0005 | PROPORTION | 1 | 0.0005 | PROPORTION | 1 | 0.0005 | PROPORTION | 1
0.0005 | PROPORTION | 1 | 0.0005 | 0.0287 |  |  |  | SUBSTATION ldc (historical) | 0.0005 | PROPORTION | 0.99637 | 0.0005 | PROPORTION | 0.95195 | 0.0005 | PROPORTION | 0.98425 | 0.0005 | PROPORTION | 0.95745 | 0.0005 | PROPORTION | 0.97668 | 0.0005 | PROPORTION | 1
0.0005 | PROPORTION | 1 | 0.0005 | 0.0287 |  |  |  | DOMESTIC LITTLE WATER HEATING | 0.0005 | PROPORTION | 0.99628 | 0.0005 | PROPORTION | 0.93098 | 0.0005 | PROPORTION | 0.97351 | 0.0005 | PROPORTION | 0.93664 | 0.0005 | PROPORTION | 0.96749 | 0.0005 | PROPORTION | 1
0.0005 | PROPORTION | 1 | 0.0005 | 0.0287 |  |  |  | COMMERCIAL AND INDUSTRIAL | 0.0005 | PROPORTION | 0.99565 | 0.0005 | PROPORTION | 0.91375 | 0.0005 | PROPORTION | 0.96591 | 0.0005 | PROPORTION | 0.92215 | 0.0005 | PROPORTION | 0.96055 | 0.0005 | PROPORTION | 1
0.0005 | PROPORTION | 1 | 0.0005 | 0.0287 |  |  |  | MIXED PREDOMINANTLY DOMESTIC | 0.0005 | PROPORTION | 0.99477 | 0.0005 | PROPORTION | 0.89601 | 0.0005 | PROPORTION | 0.96065 | 0.0005 | PROPORTION | 0.90768 | 0.0005 | PROPORTION | 0.95516 | 0.0005 | PROPORTION | 1
0.0005 | PROPORTION | 1 | 0.0005 | 0.0287 |  |  |  | MIXED PREDOMINANTLY INDUSTRIAL | 0.0005 | PROPORTION | 0.99477 | 0.0005 | PROPORTION | 0.88268 | 0.0005 | PROPORTION | 0.95583 | 0.0005 | PROPORTION | 0.8966 | 0.0005 | PROPORTION | 0.95057 | 0.0005 | PROPORTION | 1
0.0005 | PROPORTION | 1 | 0.0005 | 0.0287 |  |  |  | CONTINUOUS | 0.0005 | PROPORTION | 0.99332 | 0.0005 | PROPORTION | 0.87163 | 0.0005 | PROPORTION | 0.95134 | 0.0005 | PROPORTION | 0.88588 | 0.0005 | PROPORTION | 0.94635 | 0.0005 | PROPORTION | 1
0.0005 | PROPORTION | 1 | 0.0005 | 0.0287 |  |  |  |  | 0.0005 | PROPORTION | 0.99207 | 0.0005 | PROPORTION | 0.85917 | 0.0005 | PROPORTION | 0.94769 | 0.0005 | PROPORTION | 0.87686 | 0.0005 | PROPORTION | 0.94312 | 0.0005 | PROPORTION | 1
0.0005 | PROPORTION | 1 | 0.0005 | 0.0287 |  |  |  |  | 0.0005 | PROPORTION | 0.9918 | 0.0005 | PROPORTION | 0.84698 | 0.0005 | PROPORTION | 0.94475 | 0.0005 | PROPORTION | 0.86876 | 0.0005 | PROPORTION | 0.93953 | 0.0005 | PROPORTION | 1
0.0005 | PROPORTION | 1 | 0.0005 | 0.0287 |  |  |  |  | 0.0005 | PROPORTION | 0.99174 | 0.0005 | PROPORTION | 0.83828 | 0.0005 | PROPORTION | 0.94195 | 0.0005 | PROPORTION | 0.86155 | 0.0005 | PROPORTION | 0.93664 | 0.0005 | PROPORTION | 1
0.0005 | PROPORTION | 1 | 0.0005 | 0.0287 |  |  |  |  | 0.0005 | PROPORTION | 0.99174 | 0.0005 | PROPORTION | 0.83026 | 0.0005 | PROPORTION | 0.93915 | 0.0005 | PROPORTION | 0.85509 | 0.0005 | PROPORTION | 0.93387 | 0.0005 | PROPORTION | 1
0.0005 | PROPORTION | 1 | 0.0005 | 0.0287 |  |  |  |  | 0.0005 | PROPORTION | 0.99174 | 0.0005 | PROPORTION | 0.82288 | 0.0005 | PROPORTION | 0.9368 | 0.0005 | PROPORTION | 0.84866 | 0.0005 | PROPORTION | 0.93135 | 0.0005 | PROPORTION | 1
0.0005 | PROPORTION | 1 | 0.0005 | 0.0287 |  |  |  |  | 0.0005 | PROPORTION | 0.99174 | 0.0005 | PROPORTION | 0.816 | 0.0005 | PROPORTION | 0.93448 | 0.0005 | PROPORTION | 0.84305 | 0.0005 | PROPORTION | 0.929 | 0.0005 | PROPORTION | 1
0.0005 | PROPORTION | 1 | 0.0005 | 0.0287 |  |  |  |  | 0.0005 | PROPORTION | 0.99119 | 0.0005 | PROPORTION | 0.80811 | 0.0005 | PROPORTION | 0.9322 | 0.0005 | PROPORTION | 0.838 | 0.0005 | PROPORTION | 0.92701 | 0.0005 | PROPORTION | 1
0.0005 | PROPORTION | 1 | 0.0005 | 0.0287 |  |  |  |  | 0.0005 | PROPORTION | 0.99029 | 0.0005 | PROPORTION | 0.80068 | 0.0005 | PROPORTION | 0.93005 | 0.0005 | PROPORTION | 0.83275 | 0.0005 | PROPORTION | 0.92503 | 0.0005 | PROPORTION | 1
0.0005 | PROPORTION | 1 | 0.0005 | 0.0287 |  |  |  |  | 0.0005 | PROPORTION | 0.99029 | 0.0005 | PROPORTION | 0.79645 | 0.0005 | PROPORTION | 0.92833 | 0.0005 | PROPORTION | 0.82828 | 0.0005 | PROPORTION | 0.92277 | 0.0005 | PROPORTION | 1
0.0005 | PROPORTION | 1 | 0.0005 | 0.0287 |  |  |  |  | 0.0005 | PROPORTION | 0.99029 | 0.0005 | PROPORTION | 0.79133 | 0.0005 | PROPORTION | 0.92673 | 0.0005 | PROPORTION | 0.82383 | 0.0005 | PROPORTION | 0.92108 | 0.0005 | PROPORTION | 1
0.0005 | PROPORTION | 1 | 0.0005 | 0.0287 |  |  |  |  | 0.0005 | PROPORTION | 0.99029 | 0.0005 | PROPORTION | 0.78569 | 0.0005 | PROPORTION | 0.92506 | 0.0005 | PROPORTION | 0.81956 | 0.0005 | PROPORTION | 0.91928 | 0.0005 | PROPORTION | 1
0.0005 | PROPORTION | 1 | 0.0005 | 0.0287 |  |  |  |  | 0.0005 | PROPORTION | 0.98993 | 0.0005 | PROPORTION | 0.78122 | 0.0005 | PROPORTION | 0.92365 | 0.0005 | PROPORTION | 0.81558 | 0.0005 | PROPORTION | 0.91767 | 0.0005 | PROPORTION | 1
0.0005 | PROPORTION | 1 | 0.0005 | 0.0287 |  |  |  |  | 0.0005 | PROPORTION | 0.98993 | 0.0005 | PROPORTION | 0.77654 | 0.0005 | PROPORTION | 0.92208 | 0.0005 | PROPORTION | 0.81203 | 0.0005 | PROPORTION | 0.91612 | 0.0005 | PROPORTION | 1
0.0005 | PROPORTION | 1 | 0.0005 | 0.0287 |  |  |  |  | 0.0005 | PROPORTION | 0.98993 | 0.0005 | PROPORTION | 0.77266 | 0.0005 | PROPORTION | 0.92064 | 0.0005 | PROPORTION | 0.80835 | 0.0005 | PROPORTION | 0.9146 | 0.0005 | PROPORTION | 1
0.0005 | PROPORTION | 1 | 0.0005 | 0.0287 |  |  |  |  | 0.0005 | PROPORTION | 0.98993 | 0.0005 | PROPORTION | 0.76822 | 0.0005 | PROPORTION | 0.91917 | 0.0005 | PROPORTION | 0.80532 | 0.0005 | PROPORTION | 0.91312 | 0.0005 | PROPORTION | 1
0.0005 | PROPORTION | 1 | 0.0005 | 0.0287 |  |  |  |  | 0.0005 | PROPORTION | 0.98955 | 0.0005 | PROPORTION | 0.76516 | 0.0005 | PROPORTION | 0.91803 | 0.0005 | PROPORTION | 0.80246 | 0.0005 | PROPORTION | 0.91174 | 0.0005 | PROPORTION | 1
0.0005 | PROPORTION | 1 | 0.0005 | 0.0287 |  |  |  |  | 0.0005 | PROPORTION | 0.98946 | 0.0005 | PROPORTION | 0.76159 | 0.0005 | PROPORTION | 0.91656 | 0.0005 | PROPORTION | 0.79947 | 0.0005 | PROPORTION | 0.91055 | 0.0005 | PROPORTION | 1
0.0005 | PROPORTION | 1 | 0.0005 | 0.0287 |  |  |  |  | 0.0005 | PROPORTION | 0.98939 | 0.0005 | PROPORTION | 0.75798 | 0.0005 | PROPORTION | 0.91539 | 0.0005 | PROPORTION | 0.79673 | 0.0005 | PROPORTION | 0.90936 | 0.0005 | PROPORTION | 1
0.0005 | PROPORTION | 1 | 0.0005 | 0.0287 |  |  |  |  | 0.0005 | PROPORTION | 0.98939 | 0.0005 | PROPORTION | 0.75427 | 0.0005 | PROPORTION | 0.91424 | 0.0005 | PROPORTION | 0.79387 | 0.0005 | PROPORTION | 0.90809 | 0.0005 | PROPORTION | 1
0.0005 | PROPORTION | 1 | 0.0005 | 0.0287 |  |  |  |  | 0.0005 | PROPORTION | 0.98933 | 0.0005 | PROPORTION | 0.75105 | 0.0005 | PROPORTION | 0.91307 | 0.0005 | PROPORTION | 0.7908 | 0.0005 | PROPORTION | 0.90699 | 0.0005 | PROPORTION | 1
0.0005 | PROPORTION | 1 | 0.0005 | 0.0287 |  |  |  |  | 0.0005 | PROPORTION | 0.98933 | 0.0005 | PROPORTION | 0.74768 | 0.0005 | PROPORTION | 0.91217 | 0.0005 | PROPORTION | 0.78825 | 0.0005 | PROPORTION | 0.90587 | 0.0005 | PROPORTION | 1
0.0005 | PROPORTION | 1 | 0.0005 | 0.0287 |  |  |  |  | 0.0005 | PROPORTION | 0.98923 | 0.0005 | PROPORTION | 0.74406 | 0.0005 | PROPORTION | 0.91102 | 0.0005 | PROPORTION | 0.78611 | 0.0005 | PROPORTION | 0.90471 | 0.0005 | PROPORTION | 1
0.0005 | PROPORTION | 1 | 0.0005 | 0.0287 |  |  |  |  | 0.0005 | PROPORTION | 0.9891 | 0.0005 | PROPORTION | 0.74064 | 0.0005 | PROPORTION | 0.90995 | 0.0005 | PROPORTION | 0.78378 | 0.0005 | PROPORTION | 0.90376 | 0.0005 | PROPORTION | 1
0.0005 | PROPORTION | 1 | 0.0005 | 0.0287 |  |  |  |  | 0.0005 | PROPORTION | 0.98834 | 0.0005 | PROPORTION | 0.73751 | 0.0005 | PROPORTION | 0.90887 | 0.0005 | PROPORTION | 0.78141 | 0.0005 | PROPORTION | 0.9028 | 0.0005 | PROPORTION | 1
0.0005 | PROPORTION | 1 | 0.0005 | 0.0287 |  |  |  |  | 0.0005 | PROPORTION | 0.98834 | 0.0005 | PROPORTION | 0.73353 | 0.0005 | PROPORTION | 0.90783 | 0.0005 | PROPORTION | 0.77918 | 0.0005 | PROPORTION | 0.90178 | 0.0005 | PROPORTION | 1
0.0005 | PROPORTION | 1 | 0.0005 | 0.0287 |  |  |  |  | 0.0005 | PROPORTION | 0.98834 | 0.0005 | PROPORTION | 0.72986 | 0.0005 | PROPORTION | 0.90684 | 0.0005 | PROPORTION | 0.77712 | 0.0005 | PROPORTION | 0.9008 | 0.0005 | PROPORTION | 1
0.0005 | PROPORTION | 1 | 0.0005 | 0.0287 |  |  |  |  | 0.0005 | PROPORTION | 0.98804 | 0.0005 | PROPORTION | 0.72701 | 0.0005 | PROPORTION | 0.90594 | 0.0005 | PROPORTION | 0.77516 | 0.0005 | PROPORTION | 0.89989 | 0.0005 | PROPORTION | 1
0.0005 | PROPORTION | 1 | 0.0005 | 0.0287 |  |  |  |  | 0.0005 | PROPORTION | 0.98763 | 0.0005 | PROPORTION | 0.72405 | 0.0005 | PROPORTION | 0.90489 | 0.0005 | PROPORTION | 0.77303 | 0.0005 | PROPORTION | 0.89894 | 0.0005 | PROPORTION | 1
0.0005 | PROPORTION | 1 | 0.0005 | 0.0287 |  |  |  |  | 0.0005 | PROPORTION | 0.98763 | 0.0005 | PROPORTION | 0.72132 | 0.0005 | PROPORTION | 0.90406 | 0.0005 | PROPORTION | 0.77095 | 0.0005 | PROPORTION | 0.89813 | 0.0005 | PROPORTION | 1
0.0005 | PROPORTION | 1 | 0.0005 | 0.0287 |  |  |  |  | 0.0005 | PROPORTION | 0.9876 | 0.0005 | PROPORTION | 0.71875 | 0.0005 | PROPORTION | 0.9031 | 0.0005 | PROPORTION | 0.76878 | 0.0005 | PROPORTION | 0.89717 | 0.0005 | PROPORTION | 1
0.0005 | PROPORTION | 1 | 0.0005 | 0.0287 |  |  |  |  | 0.0005 | PROPORTION | 0.9876 | 0.0005 | PROPORTION | 0.71609 | 0.0005 | PROPORTION | 0.90221 | 0.0005 | PROPORTION | 0.76694 | 0.0005 | PROPORTION | 0.89626 | 0.0005 | PROPORTION | 1
0.0005 | PROPORTION | 1 | 0.0005 | 0.0287 |  |  |  |  | 0.0005 | PROPORTION | 0.98753 | 0.0005 | PROPORTION | 0.71327 | 0.0005 | PROPORTION | 0.90134 | 0.0005 | PROPORTION | 0.7651 | 0.0005 | PROPORTION | 0.89546 | 0.0005 | PROPORTION | 1
0.0005 | PROPORTION | 1 | 0.0005 | 0.0287 |  |  |  |  | 0.0005 | PROPORTION | 0.98736 | 0.0005 | PROPORTION | 0.71062 | 0.0005 | PROPORTION | 0.9004 | 0.0005 | PROPORTION | 0.76336 | 0.0005 | PROPORTION | 0.89464 | 0.0005 | PROPORTION | 1
0.0005 | PROPORTION | 1 | 0.0005 | 0.0287 |  |  |  |  | 0.0005 | PROPORTION | 0.98677 | 0.0005 | PROPORTION | 0.70809 | 0.0005 | PROPORTION | 0.89957 | 0.0005 | PROPORTION | 0.76165 | 0.0005 | PROPORTION | 0.89388 | 0.0005 | PROPORTION | 1
0.0005 | PROPORTION | 1 | 0.0005 | 0.0287 |  |  |  |  | 0.0005 | PROPORTION | 0.98642 | 0.0005 | PROPORTION | 0.70596 | 0.0005 | PROPORTION | 0.89875 | 0.0005 | PROPORTION | 0.76003 | 0.0005 | PROPORTION | 0.89309 | 0.0005 | PROPORTION | 1
0.0005 | PROPORTION | 1 | 0.0005 | 0.0287 |  |  |  |  | 0.0005 | PROPORTION | 0.98642 | 0.0005 | PROPORTION | 0.7036 | 0.0005 | PROPORTION | 0.89792 | 0.0005 | PROPORTION | 0.75835 | 0.0005 | PROPORTION | 0.89234 | 0.0005 | PROPORTION | 1
0.0005 | PROPORTION | 1 | 0.0005 | 0.0287 |  |  |  |  | 0.0005 | PROPORTION | 0.98642 | 0.0005 | PROPORTION | 0.70103 | 0.0005 | PROPORTION | 0.89714 | 0.0005 | PROPORTION | 0.75654 | 0.0005 | PROPORTION | 0.89155 | 0.0005 | PROPORTION | 1
0.0005 | PROPORTION | 1 | 0.0005 | 0.0287 |  |  |  |  | 0.0005 | PROPORTION | 0.98642 | 0.0005 | PROPORTION | 0.69887 | 0.0005 | PROPORTION | 0.89639 | 0.0005 | PROPORTION | 0.75474 | 0.0005 | PROPORTION | 0.89074 | 0.0005 | PROPORTION | 1
0.0005 | PROPORTION | 1 | 0.0005 | 0.0287 |  |  |  |  | 0.0005 | PROPORTION | 0.98642 | 0.0005 | PROPORTION | 0.69689 | 0.0005 | PROPORTION | 0.89557 | 0.0005 | PROPORTION | 0.75308 | 0.0005 | PROPORTION | 0.89004 | 0.0005 | PROPORTION | 1
0.0005 | PROPORTION | 1 | 0.0005 | 0.0287 |  |  |  |  | 0.0005 | PROPORTION | 0.98642 | 0.0005 | PROPORTION | 0.69492 | 0.0005 | PROPORTION | 0.89482 | 0.0005 | PROPORTION | 0.75145 | 0.0005 | PROPORTION | 0.8893 | 0.0005 | PROPORTION | 1
0.0005 | PROPORTION | 1 | 0.0005 | 0.0287 |  |  |  |  | 0.0005 | PROPORTION | 0.98642 | 0.0005 | PROPORTION | 0.69298 | 0.0005 | PROPORTION | 0.89407 | 0.0005 | PROPORTION | 0.74994 | 0.0005 | PROPORTION | 0.88849 | 0.0005 | PROPORTION | 1
0.0005 | PROPORTION | 1 | 0.0005 | 0.0287 |  |  |  |  | 0.0005 | PROPORTION | 0.98642 | 0.0005 | PROPORTION | 0.69092 | 0.0005 | PROPORTION | 0.89329 | 0.0005 | PROPORTION | 0.74831 | 0.0005 | PROPORTION | 0.88776 | 0.0005 | PROPORTION | 1
0.0005 | PROPORTION | 1 | 0.0005 | 0.0287 |  |  |  |  | 0.0005 | PROPORTION | 0.98484 | 0.0005 | PROPORTION | 0.68939 | 0.0005 | PROPORTION | 0.89256 | 0.0005 | PROPORTION | 0.74685 | 0.0005 | PROPORTION | 0.88702 | 0.0005 | PROPORTION | 1
0.0005 | PROPORTION | 1 | 0.0005 | 0.0287 |  |  |  |  | 0.0005 | PROPORTION | 0.98215 | 0.0005 | PROPORTION | 0.68729 | 0.0005 | PROPORTION | 0.89176 | 0.0005 | PROPORTION | 0.74544 | 0.0005 | PROPORTION | 0.88634 | 0.0005 | PROPORTION | 1
0.0005 | PROPORTION | 1 | 0.0005 | 0.0287 |  |  |  |  | 0.0005 | PROPORTION | 0.9821 | 0.0005 | PROPORTION | 0.6856 | 0.0005 | PROPORTION | 0.89105 | 0.0005 | PROPORTION | 0.74407 | 0.0005 | PROPORTION | 0.88558 | 0.0005 | PROPORTION | 1
0.0005 | PROPORTION | 1 | 0.0005 | 0.0287 |  |  |  |  | 0.0005 | PROPORTION | 0.98152 | 0.0005 | PROPORTION | 0.68329 | 0.0005 | PROPORTION | 0.89027 | 0.0005 | PROPORTION | 0.74263 | 0.0005 | PROPORTION | 0.88492 | 0.0005 | PROPORTION | 1
0.0005 | PROPORTION | 1 | 0.0005 | 0.0287 |  |  |  |  | 0.0005 | PROPORTION | 0.98071 | 0.0005 | PROPORTION | 0.68112 | 0.0005 | PROPORTION | 0.88969 | 0.0005 | PROPORTION | 0.74124 | 0.0005 | PROPORTION | 0.8843 | 0.0005 | PROPORTION | 1
0.0005 | PROPORTION | 1 | 0.0005 | 0.0287 |  |  |  |  | 0.0005 | PROPORTION | 0.98071 | 0.0005 | PROPORTION | 0.6793 | 0.0005 | PROPORTION | 0.8889 | 0.0005 | PROPORTION | 0.73973 | 0.0005 | PROPORTION | 0.88366 | 0.0005 | PROPORTION | 1
0.0005 | PROPORTION | 1 | 0.0005 | 0.0287 |  |  |  |  | 0.0005 | PROPORTION | 0.97991 | 0.0005 | PROPORTION | 0.67771 | 0.0005 | PROPORTION | 0.88835 | 0.0005 | PROPORTION | 0.73837 | 0.0005 | PROPORTION | 0.88297 | 0.0005 | PROPORTION | 1
0.0005 | PROPORTION | 1 | 0.0005 | 0.0287 |  |  |  |  | 0.0005 | PROPORTION | 0.97976 | 0.0005 | PROPORTION | 0.67571 | 0.0005 | PROPORTION | 0.8876 | 0.0005 | PROPORTION | 0.73692 | 0.0005 | PROPORTION | 0.88228 | 0.0005 | PROPORTION | 1
0.0005 | PROPORTION | 1 | 0.0005 | 0.0287 |  |  |  |  | 0.0005 | PROPORTION | 0.97976 | 0.0005 | PROPORTION | 0.67416 | 0.0005 | PROPORTION | 0.88702 | 0.0005 | PROPORTION | 0.73559 | 0.0005 | PROPORTION | 0.88165 | 0.0005 | PROPORTION | 1
0.0005 | PROPORTION | 1 | 0.0005 | 0.0287 |  |  |  |  | 0.0005 | PROPORTION | 0.97976 | 0.0005 | PROPORTION | 0.67268 | 0.0005 | PROPORTION | 0.88625 | 0.0005 | PROPORTION | 0.73431 | 0.0005 | PROPORTION | 0.88096 | 0.0005 | PROPORTION | 1
0.0005 | PROPORTION | 1 | 0.0005 | 0.0287 |  |  |  |  | 0.0005 | PROPORTION | 0.97976 | 0.0005 | PROPORTION | 0.67094 | 0.0005 | PROPORTION | 0.88555 | 0.0005 | PROPORTION | 0.73306 | 0.0005 | PROPORTION | 0.8803 | 0.0005 | PROPORTION | 1
0.0005 | PROPORTION | 1 | 0.0005 | 0.0287 |  |  |  |  | 0.0005 | PROPORTION | 0.97968 | 0.0005 | PROPORTION | 0.66945 | 0.0005 | PROPORTION | 0.88496 | 0.0005 | PROPORTION | 0.73172 | 0.0005 | PROPORTION | 0.8797 | 0.0005 | PROPORTION | 1
0.0005 | PROPORTION | 1 | 0.0005 | 0.0287 |  |  |  |  | 0.0005 | PROPORTION | 0.97936 | 0.0005 | PROPORTION | 0.66764 | 0.0005 | PROPORTION | 0.8843 | 0.0005 | PROPORTION | 0.7304 | 0.0005 | PROPORTION | 0.8791 | 0.0005 | PROPORTION | 1
0.0005 | PROPORTION | 1 | 0.0005 | 0.0287 |  |  |  |  | 0.0005 | PROPORTION | 0.97927 | 0.0005 | PROPORTION | 0.66629 | 0.0005 | PROPORTION | 0.88369 | 0.0005 | PROPORTION | 0.72919 | 0.0005 | PROPORTION | 0.87848 | 0.0005 | PROPORTION | 1
0.0005 | PROPORTION | 1 | 0.0005 | 0.0287 |  |  |  |  | 0.0005 | PROPORTION | 0.979 | 0.0005 | PROPORTION | 0.66486 | 0.0005 | PROPORTION | 0.883 | 0.0005 | PROPORTION | 0.72795 | 0.0005 | PROPORTION | 0.87784 | 0.0005 | PROPORTION | 1
0.0005 | PROPORTION | 1 | 0.0005 | 0.0287 |  |  |  |  | 0.0005 | PROPORTION | 0.97871 | 0.0005 | PROPORTION | 0.66338 | 0.0005 | PROPORTION | 0.8824 | 0.0005 | PROPORTION | 0.72683 | 0.0005 | PROPORTION | 0.8773 | 0.0005 | PROPORTION | 1
0.0005 | PROPORTION | 1 | 0.0005 | 0.0287 |  |  |  |  | 0.0005 | PROPORTION | 0.97871 | 0.0005 | PROPORTION | 0.6618 | 0.0005 | PROPORTION | 0.88179 | 0.0005 | PROPORTION | 0.72562 | 0.0005 | PROPORTION | 0.87665 | 0.0005 | PROPORTION | 1
0.0005 | PROPORTION | 1 | 0.0005 | 0.0287 |  |  |  |  | 0.0005 | PROPORTION | 0.97866 | 0.0005 | PROPORTION | 0.66072 | 0.0005 | PROPORTION | 0.88115 | 0.0005 | PROPORTION | 0.72433 | 0.0005 | PROPORTION | 0.87611 | 0.0005 | PROPORTION | 1
0.0005 | PROPORTION | 1 | 0.0005 | 0.0287 |  |  |  |  | 0.0005 | PROPORTION | 0.97861 | 0.0005 | PROPORTION | 0.65953 | 0.0005 | PROPORTION | 0.88055 | 0.0005 | PROPORTION | 0.72327 | 0.0005 | PROPORTION | 0.87551 | 0.0005 | PROPORTION | 1
0.0005 | PROPORTION | 1 | 0.0005 | 0.0287 |  |  |  |  | 0.0005 | PROPORTION | 0.97833 | 0.0005 | PROPORTION | 0.65831 | 0.0005 | PROPORTION | 0.87997 | 0.0005 | PROPORTION | 0.72206 | 0.0005 | PROPORTION | 0.87492 | 0.0005 | PROPORTION | 1
0.0005 | PROPORTION | 1 | 0.0005 | 0.0287 |  |  |  |  | 0.0005 | PROPORTION | 0.97801 | 0.0005 | PROPORTION | 0.65699 | 0.0005 | PROPORTION | 0.87945 | 0.0005 | PROPORTION | 0.72109 | 0.0005 | PROPORTION | 0.87436 | 0.0005 | PROPORTION | 1
0.0005 | PROPORTION | 1 | 0.0005 | 0.0287 |  |  |  |  | 0.0005 | PROPORTION | 0.97801 | 0.0005 | PROPORTION | 0.65581 | 0.0005 | PROPORTION | 0.8789 | 0.0005 | PROPORTION | 0.7199 | 0.0005 | PROPORTION | 0.87376 | 0.0005 | PROPORTION | 1
0.0005 | PROPORTION | 1 | 0.0005 | 0.0287 |  |  |  |  | 0.0005 | PROPORTION | 0.9779 | 0.0005 | PROPORTION | 0.6544 | 0.0005 | PROPORTION | 0.87832 | 0.0005 | PROPORTION | 0.71883 | 0.0005 | PROPORTION | 0.87326 | 0.0005 | PROPORTION | 1
0.0005 | PROPORTION | 1 | 0.0005 | 0.0287 |  |  |  |  | 0.0005 | PROPORTION | 0.9779 | 0.0005 | PROPORTION | 0.65307 | 0.0005 | PROPORTION | 0.87781 | 0.0005 | PROPORTION | 0.7178 | 0.0005 | PROPORTION | 0.87282 | 0.0005 | PROPORTION | 1
0.0005 | PROPORTION | 1 | 0.0005 | 0.0287 |  |  |  |  | 0.0005 | PROPORTION | 0.9779 | 0.0005 | PROPORTION | 0.65201 | 0.0005 | PROPORTION | 0.8772 | 0.0005 | PROPORTION | 0.71661 | 0.0005 | PROPORTION | 0.8722 | 0.0005 | PROPORTION | 1
0.0005 | PROPORTION | 1 | 0.0005 | 0.0287 |  |  |  |  | 0.0005 | PROPORTION | 0.97766 | 0.0005 | PROPORTION | 0.65091 | 0.0005 | PROPORTION | 0.87659 | 0.0005 | PROPORTION | 0.71558 | 0.0005 | PROPORTION | 0.87166 | 0.0005 | PROPORTION | 1
0.0005 | PROPORTION | 1 | 0.0005 | 0.0287 |  |  |  |  | 0.0005 | PROPORTION | 0.97766 | 0.0005 | PROPORTION | 0.6499 | 0.0005 | PROPORTION | 0.87602 | 0.0005 | PROPORTION | 0.71449 | 0.0005 | PROPORTION | 0.8711 | 0.0005 | PROPORTION | 1
0.0005 | PROPORTION | 1 | 0.0005 | 0.0287 |  |  |  |  | 0.0005 | PROPORTION | 0.97761 | 0.0005 | PROPORTION | 0.649 | 0.0005 | PROPORTION | 0.87545 | 0.0005 | PROPORTION | 0.71342 | 0.0005 | PROPORTION | 0.8706 | 0.0005 | PROPORTION | 1
0.0005 | PROPORTION | 1 | 0.0005 | 0.0287 |  |  |  |  | 0.0005 | PROPORTION | 0.97761 | 0.0005 | PROPORTION | 0.64734 | 0.0005 | PROPORTION | 0.8749 | 0.0005 | PROPORTION | 0.7124 | 0.0005 | PROPORTION | 0.87011 | 0.0005 | PROPORTION | 1
0.0005 | PROPORTION | 1 | 0.0005 | 0.0287 |  |  |  |  | 0.0005 | PROPORTION | 0.97761 | 0.0005 | PROPORTION | 0.64621 | 0.0005 | PROPORTION | 0.87444 | 0.0005 | PROPORTION | 0.71147 | 0.0005 | PROPORTION | 0.86958 | 0.0005 | PROPORTION | 1
0.0005 | PROPORTION | 1 | 0.0005 | 0.0287 |  |  |  |  | 0.0005 | PROPORTION | 0.97663 | 0.0005 | PROPORTION | 0.64531 | 0.0005 | PROPORTION | 0.87389 | 0.0005 | PROPORTION | 0.71054 | 0.0005 | PROPORTION | 0.86904 | 0.0005 | PROPORTION | 1
0.0005 | PROPORTION | 1 | 0.0005 | 0.0287 |  |  |  |  | 0.0005 | PROPORTION | 0.97656 | 0.0005 | PROPORTION | 0.64404 | 0.0005 | PROPORTION | 0.87338 | 0.0005 | PROPORTION | 0.70957 | 0.0005 | PROPORTION | 0.86852 | 0.0005 | PROPORTION | 1
0.0005 | PROPORTION | 1 | 0.0005 | 0.0287 |  |  |  |  | 0.0005 | PROPORTION | 0.97656 | 0.0005 | PROPORTION | 0.64264 | 0.0005 | PROPORTION | 0.87281 | 0.0005 | PROPORTION | 0.70863 | 0.0005 | PROPORTION | 0.86801 | 0.0005 | PROPORTION | 1
0.0005 | PROPORTION | 1 | 0.0005 | 0.0287 |  |  |  |  | 0.0005 | PROPORTION | 0.97646 | 0.0005 | PROPORTION | 0.64173 | 0.0005 | PROPORTION | 0.87234 | 0.0005 | PROPORTION | 0.70769 | 0.0005 | PROPORTION | 0.86752 | 0.0005 | PROPORTION | 1
0.0005 | PROPORTION | 1 | 0.0005 | 0.0287 |  |  |  |  | 0.0005 | PROPORTION | 0.97614 | 0.0005 | PROPORTION | 0.64069 | 0.0005 | PROPORTION | 0.87175 | 0.0005 | PROPORTION | 0.70676 | 0.0005 | PROPORTION | 0.86703 | 0.0005 | PROPORTION | 1
0.0005 | PROPORTION | 1 | 0.0005 | 0.0287 |  |  |  |  | 0.0005 | PROPORTION | 0.97614 | 0.0005 | PROPORTION | 0.63983 | 0.0005 | PROPORTION | 0.87125 | 0.0005 | PROPORTION | 0.7058 | 0.0005 | PROPORTION | 0.8665 | 0.0005 | PROPORTION | 1
0.0005 | PROPORTION | 1 | 0.0005 | 0.0287 |  |  |  |  | 0.0005 | PROPORTION | 0.97614 | 0.0005 | PROPORTION | 0.63876 | 0.0005 | PROPORTION | 0.8707 | 0.0005 | PROPORTION | 0.7049 | 0.0005 | PROPORTION | 0.86599 | 0.0005 | PROPORTION | 1
0.0005 | PROPORTION | 1 | 0.0005 | 0.0287 |  |  |  |  | 0.0005 | PROPORTION | 0.97614 | 0.0005 | PROPORTION | 0.63778 | 0.0005 | PROPORTION | 0.87021 | 0.0005 | PROPORTION | 0.70387 | 0.0005 | PROPORTION | 0.86547 | 0.0005 | PROPORTION | 1
0.0005 | PROPORTION | 1 | 0.0005 | 0.0287 |  |  |  |  | 0.0005 | PROPORTION | 0.97614 | 0.0005 | PROPORTION | 0.63669 | 0.0005 | PROPORTION | 0.8697 | 0.0005 | PROPORTION | 0.70303 | 0.0005 | PROPORTION | 0.86497 | 0.0005 | PROPORTION | 1
0.0005 | PROPORTION | 1 | 0.0005 | 0.0287 |  |  |  |  | 0.0005 | PROPORTION | 0.97561 | 0.0005 | PROPORTION | 0.6358 | 0.0005 | PROPORTION | 0.86912 | 0.0005 | PROPORTION | 0.70211 | 0.0005 | PROPORTION | 0.86451 | 0.0005 | PROPORTION | 1
0.0005 | PROPORTION | 1 | 0.0005 | 0.0287 |  |  |  |  | 0.0005 | PROPORTION | 0.97556 | 0.0005 | PROPORTION | 0.63492 | 0.0005 | PROPORTION | 0.8686 | 0.0005 | PROPORTION | 0.70126 | 0.0005 | PROPORTION | 0.86407 | 0.0005 | PROPORTION | 1
0.0005 | PROPORTION | 1 | 0.0005 | 0.0287 |  |  |  |  | 0.0005 | PROPORTION | 0.97535 | 0.0005 | PROPORTION | 0.63406 | 0.0005 | PROPORTION | 0.8681 | 0.0005 | PROPORTION | 0.70035 | 0.0005 | PROPORTION | 0.86354 | 0.0005 | PROPORTION | 1
0.0005 | PROPORTION | 1 | 0.0005 | 0.0287 |  |  |  |  | 0.0005 | PROPORTION | 0.97518 | 0.0005 | PROPORTION | 0.63315 | 0.0005 | PROPORTION | 0.86757 | 0.0005 | PROPORTION | 0.69943 | 0.0005 | PROPORTION | 0.86315 | 0.0005 | PROPORTION | 1
0.0005 | PROPORTION | 1 | 0.0005 | 0.0287 |  |  |  |  | 0.0005 | PROPORTION | 0.97518 | 0.0005 | PROPORTION | 0.63238 | 0.0005 | PROPORTION | 0.86705 | 0.0005 | PROPORTION | 0.69864 | 0.0005 | PROPORTION | 0.86266 | 0.0005 | PROPORTION | 1
0.0005 | PROPORTION | 1 | 0.0005 | 0.0287 |  |  |  |  | 0.0005 | PROPORTION | 0.97518 | 0.0005 | PROPORTION | 0.63164 | 0.0005 | PROPORTION | 0.86659 | 0.0005 | PROPORTION | 0.69777 | 0.0005 | PROPORTION | 0.86216 | 0.0005 | PROPORTION | 1
0.0005 | PROPORTION | 1 | 0.0005 | 0.0287 |  |  |  |  | 0.0005 | PROPORTION | 0.97513 | 0.0005 | PROPORTION | 0.63084 | 0.0005 | PROPORTION | 0.86598 | 0.0005 | PROPORTION | 0.69692 | 0.0005 | PROPORTION | 0.86171 | 0.0005 | PROPORTION | 1
0.0005 | PROPORTION | 1 | 0.0005 | 0.0287 |  |  |  |  | 0.0005 | PROPORTION | 0.97491 | 0.0005 | PROPORTION | 0.63001 | 0.0005 | PROPORTION | 0.86553 | 0.0005 | PROPORTION | 0.6961 | 0.0005 | PROPORTION | 0.8612 | 0.0005 | PROPORTION | 1
0.0005 | PROPORTION | 1 | 0.0005 | 0.0287 |  |  |  |  | 0.0005 | PROPORTION | 0.9749 | 0.0005 | PROPORTION | 0.62916 | 0.0005 | PROPORTION | 0.86507 | 0.0005 | PROPORTION | 0.69525 | 0.0005 | PROPORTION | 0.86069 | 0.0005 | PROPORTION | 1
0.0005 | PROPORTION | 1 | 0.0005 | 0.0287 |  |  |  |  | 0.0005 | PROPORTION | 0.9749 | 0.0005 | PROPORTION | 0.62809 | 0.0005 | PROPORTION | 0.86456 | 0.0005 | PROPORTION | 0.69456 | 0.0005 | PROPORTION | 0.8602 | 0.0005 | PROPORTION | 1
0.0005 | PROPORTION | 1 | 0.0005 | 0.0287 |  |  |  |  | 0.0005 | PROPORTION | 0.97481 | 0.0005 | PROPORTION | 0.62736 | 0.0005 | PROPORTION | 0.86408 | 0.0005 | PROPORTION | 0.69368 | 0.0005 | PROPORTION | 0.85976 | 0.0005 | PROPORTION | 1
0.0005 | PROPORTION | 1 | 0.0005 | 0.0287 |  |  |  |  | 0.0005 | PROPORTION | 0.9748 | 0.0005 | PROPORTION | 0.62658 | 0.0005 | PROPORTION | 0.86354 | 0.0005 | PROPORTION | 0.69297 | 0.0005 | PROPORTION | 0.85928 | 0.0005 | PROPORTION | 1
0.0005 | PROPORTION | 1 | 0.0005 | 0.0287 |  |  |  |  | 0.0005 | PROPORTION | 0.97449 | 0.0005 | PROPORTION | 0.62593 | 0.0005 | PROPORTION | 0.86307 | 0.0005 | PROPORTION | 0.69221 | 0.0005 | PROPORTION | 0.8588 | 0.0005 | PROPORTION | 1
0.0005 | PROPORTION | 1 | 0.0005 | 0.0287 |  |  |  |  | 0.0005 | PROPORTION | 0.97431 | 0.0005 | PROPORTION | 0.62496 | 0.0005 | PROPORTION | 0.86261 | 0.0005 | PROPORTION | 0.69142 | 0.0005 | PROPORTION | 0.85839 | 0.0005 | PROPORTION | 1
0.0005 | PROPORTION | 1 | 0.0005 | 0.0287 |  |  |  |  | 0.0005 | PROPORTION | 0.97431 | 0.0005 | PROPORTION | 0.62423 | 0.0005 | PROPORTION | 0.86213 | 0.0005 | PROPORTION | 0.69069 | 0.0005 | PROPORTION | 0.858 | 0.0005 | PROPORTION | 1
0.0005 | PROPORTION | 1 | 0.0005 | 0.0287 |  |  |  |  | 0.0005 | PROPORTION | 0.97427 | 0.0005 | PROPORTION | 0.62323 | 0.0005 | PROPORTION | 0.86162 | 0.0005 | PROPORTION | 0.68999 | 0.0005 | PROPORTION | 0.85753 | 0.0005 | PROPORTION | 1
0.0005 | PROPORTION | 1 | 0.0005 | 0.0287 |  |  |  |  | 0.0005 | PROPORTION | 0.97424 | 0.0005 | PROPORTION | 0.6225 | 0.0005 | PROPORTION | 0.86113 | 0.0005 | PROPORTION | 0.68917 | 0.0005 | PROPORTION | 0.85707 | 0.0005 | PROPORTION | 1
0.0005 | PROPORTION | 1 | 0.0005 | 0.0287 |  |  |  |  | 0.0005 | PROPORTION | 0.97419 | 0.0005 | PROPORTION | 0.62185 | 0.0005 | PROPORTION | 0.86057 | 0.0005 | PROPORTION | 0.68845 | 0.0005 | PROPORTION | 0.8566 | 0.0005 | PROPORTION | 1
0.0005 | PROPORTION | 1 | 0.0005 | 0.0287 |  |  |  |  | 0.0005 | PROPORTION | 0.97419 | 0.0005 | PROPORTION | 0.62112 | 0.0005 | PROPORTION | 0.8602 | 0.0005 | PROPORTION | 0.68767 | 0.0005 | PROPORTION | 0.85618 | 0.0005 | PROPORTION | 1
0.0005 | PROPORTION | 1 | 0.0005 | 0.0287 |  |  |  |  | 0.0005 | PROPORTION | 0.97419 | 0.0005 | PROPORTION | 0.62031 | 0.0005 | PROPORTION | 0.85961 | 0.0005 | PROPORTION | 0.68694 | 0.0005 | PROPORTION | 0.85571 | 0.0005 | PROPORTION | 1
0.0005 | PROPORTION | 1 | 0.0005 | 0.0287 |  |  |  |  | 0.0005 | PROPORTION | 0.97419 | 0.0005 | PROPORTION | 0.61952 | 0.0005 | PROPORTION | 0.85916 | 0.0005 | PROPORTION | 0.68614 | 0.0005 | PROPORTION | 0.85536 | 0.0005 | PROPORTION | 1
0.0005 | PROPORTION | 1 | 0.0005 | 0.0287 |  |  |  |  | 0.0005 | PROPORTION | 0.97419 | 0.0005 | PROPORTION | 0.61879 | 0.0005 | PROPORTION | 0.85865 | 0.0005 | PROPORTION | 0.68542 | 0.0005 | PROPORTION | 0.8549 | 0.0005 | PROPORTION | 1
0.0005 | PROPORTION | 1 | 0.0005 | 0.0287 |  |  |  |  | 0.0005 | PROPORTION | 0.97415 | 0.0005 | PROPORTION | 0.61786 | 0.0005 | PROPORTION | 0.85814 | 0.0005 | PROPORTION | 0.68473 | 0.0005 | PROPORTION | 0.85448 | 0.0005 | PROPORTION | 1
0.0005 | PROPORTION | 1 | 0.0005 | 0.0287 |  |  |  |  | 0.0005 | PROPORTION | 0.97415 | 0.0005 | PROPORTION | 0.61713 | 0.0005 | PROPORTION | 0.85773 | 0.0005 | PROPORTION | 0.68404 | 0.0005 | PROPORTION | 0.8541 | 0.0005 | PROPORTION | 1
0.0005 | PROPORTION | 1 | 0.0005 | 0.0287 |  |  |  |  | 0.0005 | PROPORTION | 0.97403 | 0.0005 | PROPORTION | 0.61657 | 0.0005 | PROPORTION | 0.85727 | 0.0005 | PROPORTION | 0.68332 | 0.0005 | PROPORTION | 0.85363 | 0.0005 | PROPORTION | 1
0.0005 | PROPORTION | 1 | 0.0005 | 0.0287 |  |  |  |  | 0.0005 | PROPORTION | 0.97403 | 0.0005 | PROPORTION | 0.61585 | 0.0005 | PROPORTION | 0.85686 | 0.0005 | PROPORTION | 0.68263 | 0.0005 | PROPORTION | 0.85319 | 0.0005 | PROPORTION | 1
0.0005 | PROPORTION | 1 | 0.0005 | 0.0287 |  |  |  |  | 0.0005 | PROPORTION | 0.97397 | 0.0005 | PROPORTION | 0.61497 | 0.0005 | PROPORTION | 0.85631 | 0.0005 | PROPORTION | 0.68198 | 0.0005 | PROPORTION | 0.85272 | 0.0005 | PROPORTION | 1
0.0005 | PROPORTION | 1 | 0.0005 | 0.0287 |  |  |  |  | 0.0005 | PROPORTION | 0.97391 | 0.0005 | PROPORTION | 0.61429 | 0.0005 | PROPORTION | 0.85593 | 0.0005 | PROPORTION | 0.68134 | 0.0005 | PROPORTION | 0.85233 | 0.0005 | PROPORTION | 1
0.0005 | PROPORTION | 1 | 0.0005 | 0.0287 |  |  |  |  | 0.0005 | PROPORTION | 0.97388 | 0.0005 | PROPORTION | 0.61346 | 0.0005 | PROPORTION | 0.85547 | 0.0005 | PROPORTION | 0.6807 | 0.0005 | PROPORTION | 0.8519 | 0.0005 | PROPORTION | 1
0.0005 | PROPORTION | 1 | 0.0005 | 0.0287 |  |  |  |  | 0.0005 | PROPORTION | 0.97381 | 0.0005 | PROPORTION | 0.61288 | 0.0005 | PROPORTION | 0.85501 | 0.0005 | PROPORTION | 0.68001 | 0.0005 | PROPORTION | 0.85149 | 0.0005 | PROPORTION | 1
0.0005 | PROPORTION | 1 | 0.0005 | 0.0287 |  |  |  |  | 0.0005 | PROPORTION | 0.97381 | 0.0005 | PROPORTION | 0.6123 | 0.0005 | PROPORTION | 0.85464 | 0.0005 | PROPORTION | 0.67928 | 0.0005 | PROPORTION | 0.85106 | 0.0005 | PROPORTION | 1
0.0005 | PROPORTION | 1 | 0.0005 | 0.0287 |  |  |  |  | 0.0005 | PROPORTION | 0.97381 | 0.0005 | PROPORTION | 0.61161 | 0.0005 | PROPORTION | 0.85405 | 0.0005 | PROPORTION | 0.67872 | 0.0005 | PROPORTION | 0.85057 | 0.0005 | PROPORTION | 1
0.0005 | PROPORTION | 1 | 0.0005 | 0.0287 |  |  |  |  | 0.0005 | PROPORTION | 0.97374 | 0.0005 | PROPORTION | 0.61084 | 0.0005 | PROPORTION | 0.85368 | 0.0005 | PROPORTION | 0.6781 | 0.0005 | PROPORTION | 0.85018 | 0.0005 | PROPORTION | 1
0.0005 | PROPORTION | 1 | 0.0005 | 0.0287 |  |  |  |  | 0.0005 | PROPORTION | 0.97374 | 0.0005 | PROPORTION | 0.61029 | 0.0005 | PROPORTION | 0.85317 | 0.0005 | PROPORTION | 0.67742 | 0.0005 | PROPORTION | 0.84975 | 0.0005 | PROPORTION | 1
0.0005 | PROPORTION | 1 | 0.0005 | 0.0287 |  |  |  |  | 0.0005 | PROPORTION | 0.97374 | 0.0005 | PROPORTION | 0.60946 | 0.0005 | PROPORTION | 0.85267 | 0.0005 | PROPORTION | 0.67677 | 0.0005 | PROPORTION | 0.84929 | 0.0005 | PROPORTION | 1
0.0005 | PROPORTION | 1 | 0.0005 | 0.0287 |  |  |  |  | 0.0005 | PROPORTION | 0.97374 | 0.0005 | PROPORTION | 0.60863 | 0.0005 | PROPORTION | 0.85223 | 0.0005 | PROPORTION | 0.67612 | 0.0005 | PROPORTION | 0.8489 | 0.0005 | PROPORTION | 1
0.0005 | PROPORTION | 1 | 0.0005 | 0.0287 |  |  |  |  | 0.0005 | PROPORTION | 0.97374 | 0.0005 | PROPORTION | 0.6078 | 0.0005 | PROPORTION | 0.85173 | 0.0005 | PROPORTION | 0.67549 | 0.0005 | PROPORTION | 0.84849 | 0.0005 | PROPORTION | 1
0.0005 | PROPORTION | 1 | 0.0005 | 0.0287 |  |  |  |  | 0.0005 | PROPORTION | 0.97372 | 0.0005 | PROPORTION | 0.6071 | 0.0005 | PROPORTION | 0.85133 | 0.0005 | PROPORTION | 0.67487 | 0.0005 | PROPORTION | 0.84805 | 0.0005 | PROPORTION | 1
0.0005 | PROPORTION | 1 | 0.0005 | 0.0287 |  |  |  |  | 0.0005 | PROPORTION | 0.9736 | 0.0005 | PROPORTION | 0.60643 | 0.0005 | PROPORTION | 0.85089 | 0.0005 | PROPORTION | 0.67426 | 0.0005 | PROPORTION | 0.84764 | 0.0005 | PROPORTION | 1
0.0005 | PROPORTION | 1 | 0.0005 | 0.0287 |  |  |  |  | 0.0005 | PROPORTION | 0.97359 | 0.0005 | PROPORTION | 0.60587 | 0.0005 | PROPORTION | 0.85037 | 0.0005 | PROPORTION | 0.67362 | 0.0005 | PROPORTION | 0.84725 | 0.0005 | PROPORTION | 1
0.0005 | PROPORTION | 1 | 0.0005 | 0.0287 |  |  |  |  | 0.0005 | PROPORTION | 0.97359 | 0.0005 | PROPORTION | 0.60527 | 0.0005 | PROPORTION | 0.84997 | 0.0005 | PROPORTION | 0.67303 | 0.0005 | PROPORTION | 0.84692 | 0.0005 | PROPORTION | 1
0.0005 | PROPORTION | 1 | 0.0005 | 0.0287 |  |  |  |  | 0.0005 | PROPORTION | 0.97359 | 0.0005 | PROPORTION | 0.60443 | 0.0005 | PROPORTION | 0.84956 | 0.0005 | PROPORTION | 0.67241 | 0.0005 | PROPORTION | 0.84646 | 0.0005 | PROPORTION | 1
0.0005 | PROPORTION | 1 | 0.0005 | 0.0287 |  |  |  |  | 0.0005 | PROPORTION | 0.97359 | 0.0005 | PROPORTION | 0.60382 | 0.0005 | PROPORTION | 0.84903 | 0.0005 | PROPORTION | 0.6718 | 0.0005 | PROPORTION | 0.84604 | 0.0005 | PROPORTION | 1
0.0005 | PROPORTION | 1 | 0.0005 | 0.0287 |  |  |  |  | 0.0005 | PROPORTION | 0.97359 | 0.0005 | PROPORTION | 0.60319 | 0.0005 | PROPORTION | 0.84871 | 0.0005 | PROPORTION | 0.6712 | 0.0005 | PROPORTION | 0.84568 | 0.0005 | PROPORTION | 1
0.0005 | PROPORTION | 1 | 0.0005 | 0.0287 |  |  |  |  | 0.0005 | PROPORTION | 0.9735 | 0.0005 | PROPORTION | 0.60254 | 0.0005 | PROPORTION | 0.84822 | 0.0005 | PROPORTION | 0.67056 | 0.0005 | PROPORTION | 0.84528 | 0.0005 | PROPORTION | 1
0.0005 | PROPORTION | 1 | 0.0005 | 0.0287 |  |  |  |  | 0.0005 | PROPORTION | 0.97332 | 0.0005 | PROPORTION | 0.60188 | 0.0005 | PROPORTION | 0.84777 | 0.0005 | PROPORTION | 0.66997 | 0.0005 | PROPORTION | 0.84493 | 0.0005 | PROPORTION | 1
0.0005 | PROPORTION | 1 | 0.0005 | 0.0287 |  |  |  |  | 0.0005 | PROPORTION | 0.97321 | 0.0005 | PROPORTION | 0.60148 | 0.0005 | PROPORTION | 0.8473 | 0.0005 | PROPORTION | 0.66942 | 0.0005 | PROPORTION | 0.84456 | 0.0005 | PROPORTION | 1
0.0005 | PROPORTION | 1 | 0.0005 | 0.0287 |  |  |  |  | 0.0005 | PROPORTION | 0.97321 | 0.0005 | PROPORTION | 0.60059 | 0.0005 | PROPORTION | 0.84693 | 0.0005 | PROPORTION | 0.66895 | 0.0005 | PROPORTION | 0.84414 | 0.0005 | PROPORTION | 1
0.0005 | PROPORTION | 1 | 0.0005 | 0.0287 |  |  |  |  | 0.0005 | PROPORTION | 0.97313 | 0.0005 | PROPORTION | 0.59997 | 0.0005 | PROPORTION | 0.84643 | 0.0005 | PROPORTION | 0.66834 | 0.0005 | PROPORTION | 0.8438 | 0.0005 | PROPORTION | 1
0.0005 | PROPORTION | 1 | 0.0005 | 0.0287 |  |  |  |  | 0.0005 | PROPORTION | 0.97289 | 0.0005 | PROPORTION | 0.59924 | 0.0005 | PROPORTION | 0.84599 | 0.0005 | PROPORTION | 0.66777 | 0.0005 | PROPORTION | 0.84342 | 0.0005 | PROPORTION | 1
0.0005 | PROPORTION | 1 | 0.0005 | 0.0287 |  |  |  |  | 0.0005 | PROPORTION | 0.97289 | 0.0005 | PROPORTION | 0.59847 | 0.0005 | PROPORTION | 0.84554 | 0.0005 | PROPORTION | 0.66725 | 0.0005 | PROPORTION | 0.8431 | 0.0005 | PROPORTION | 1
0.0005 | PROPORTION | 1 | 0.0005 | 0.0287 |  |  |  |  | 0.0005 | PROPORTION | 0.97289 | 0.0005 | PROPORTION | 0.59768 | 0.0005 | PROPORTION | 0.84513 | 0.0005 | PROPORTION | 0.66659 | 0.0005 | PROPORTION | 0.84272 | 0.0005 | PROPORTION | 1
0.0005 | PROPORTION | 1 | 0.0005 | 0.0287 |  |  |  |  | 0.0005 | PROPORTION | 0.97289 | 0.0005 | PROPORTION | 0.59716 | 0.0005 | PROPORTION | 0.84471 | 0.0005 | PROPORTION | 0.66606 | 0.0005 | PROPORTION | 0.84231 | 0.0005 | PROPORTION | 1
0.0005 | PROPORTION | 1 | 0.0005 | 0.0287 |  |  |  |  | 0.0005 | PROPORTION | 0.97289 | 0.0005 | PROPORTION | 0.59662 | 0.0005 | PROPORTION | 0.8442 | 0.0005 | PROPORTION | 0.66553 | 0.0005 | PROPORTION | 0.84189 | 0.0005 | PROPORTION | 1
0.0005 | PROPORTION | 1 | 0.0005 | 0.0287 |  |  |  |  | 0.0005 | PROPORTION | 0.97289 | 0.0005 | PROPORTION | 0.59581 | 0.0005 | PROPORTION | 0.84381 | 0.0005 | PROPORTION | 0.66496 | 0.0005 | PROPORTION | 0.84144 | 0.0005 | PROPORTION | 1
0.0005 | PROPORTION | 1 | 0.0005 | 0.0287 |  |  |  |  | 0.0005 | PROPORTION | 0.97269 | 0.0005 | PROPORTION | 0.59528 | 0.0005 | PROPORTION | 0.84336 | 0.0005 | PROPORTION | 0.66443 | 0.0005 | PROPORTION | 0.84112 | 0.0005 | PROPORTION | 1
0.0005 | PROPORTION | 1 | 0.0005 | 0.0287 |  |  |  |  | 0.0005 | PROPORTION | 0.97267 | 0.0005 | PROPORTION | 0.59454 | 0.0005 | PROPORTION | 0.8429 | 0.0005 | PROPORTION | 0.66383 | 0.0005 | PROPORTION | 0.84074 | 0.0005 | PROPORTION | 1
0.0005 | PROPORTION | 1 | 0.0005 | 0.0287 |  |  |  |  | 0.0005 | PROPORTION | 0.97264 | 0.0005 | PROPORTION | 0.594 | 0.0005 | PROPORTION | 0.84248 | 0.0005 | PROPORTION | 0.66333 | 0.0005 | PROPORTION | 0.84044 | 0.0005 | PROPORTION | 1
0.0005 | PROPORTION | 1 | 0.0005 | 0.0287 |  |  |  |  | 0.0005 | PROPORTION | 0.97264 | 0.0005 | PROPORTION | 0.59319 | 0.0005 | PROPORTION | 0.84213 | 0.0005 | PROPORTION | 0.66282 | 0.0005 | PROPORTION | 0.84002 | 0.0005 | PROPORTION | 1
0.0005 | PROPORTION | 1 | 0.0005 | 0.0287 |  |  |  |  | 0.0005 | PROPORTION | 0.97234 | 0.0005 | PROPORTION | 0.59271 | 0.0005 | PROPORTION | 0.84174 | 0.0005 | PROPORTION | 0.66222 | 0.0005 | PROPORTION | 0.83965 | 0.0005 | PROPORTION | 1
0.0005 | PROPORTION | 1 | 0.0005 | 0.0287 |  |  |  |  | 0.0005 | PROPORTION | 0.97218 | 0.0005 | PROPORTION | 0.59218 | 0.0005 | PROPORTION | 0.84131 | 0.0005 | PROPORTION | 0.66166 | 0.0005 | PROPORTION | 0.83929 | 0.0005 | PROPORTION | 1
0.0005 | PROPORTION | 1 | 0.0005 | 0.0287 |  |  |  |  | 0.0005 | PROPORTION | 0.97182 | 0.0005 | PROPORTION | 0.59154 | 0.0005 | PROPORTION | 0.84087 | 0.0005 | PROPORTION | 0.66111 | 0.0005 | PROPORTION | 0.83899 | 0.0005 | PROPORTION | 1
0.0005 | PROPORTION | 1 | 0.0005 | 0.0287 |  |  |  |  | 0.0005 | PROPORTION | 0.97178 | 0.0005 | PROPORTION | 0.59073 | 0.0005 | PROPORTION | 0.84051 | 0.0005 | PROPORTION | 0.66061 | 0.0005 | PROPORTION | 0.83852 | 0.0005 | PROPORTION | 1
0.0005 | PROPORTION | 1 | 0.0005 | 0.0287 |  |  |  |  | 0.0005 | PROPORTION | 0.97178 | 0.0005 | PROPORTION | 0.59043 | 0.0005 | PROPORTION | 0.84009 | 0.0005 | PROPORTION | 0.6601 | 0.0005 | PROPORTION | 0.83822 | 0.0005 | PROPORTION | 1
0.0005 | PROPORTION | 1 | 0.0005 | 0.0287 |  |  |  |  | 0.0005 | PROPORTION | 0.97178 | 0.0005 | PROPORTION | 0.58983 | 0.0005 | PROPORTION | 0.83968 | 0.0005 | PROPORTION | 0.65966 | 0.0005 | PROPORTION | 0.83787 | 0.0005 | PROPORTION | 1
0.0005 | PROPORTION | 1 | 0.0005 | 0.0287 |  |  |  |  | 0.0005 | PROPORTION | 0.97167 | 0.0005 | PROPORTION | 0.58925 | 0.0005 | PROPORTION | 0.8392 | 0.0005 | PROPORTION | 0.65902 | 0.0005 | PROPORTION | 0.83749 | 0.0005 | PROPORTION | 1
0.0005 | PROPORTION | 1 | 0.0005 | 0.0287 |  |  |  |  | 0.0005 | PROPORTION | 0.97167 | 0.0005 | PROPORTION | 0.58862 | 0.0005 | PROPORTION | 0.83884 | 0.0005 | PROPORTION | 0.65857 | 0.0005 | PROPORTION | 0.83708 | 0.0005 | PROPORTION | 1
0.0005 | PROPORTION | 1 | 0.0005 | 0.0287 |  |  |  |  | 0.0005 | PROPORTION | 0.97167 | 0.0005 | PROPORTION | 0.58796 | 0.0005 | PROPORTION | 0.83839 | 0.0005 | PROPORTION | 0.65804 | 0.0005 | PROPORTION | 0.83678 | 0.0005 | PROPORTION | 1
0.0005 | PROPORTION | 1 | 0.0005 | 0.0287 |  |  |  |  | 0.0005 | PROPORTION | 0.97167 | 0.0005 | PROPORTION | 0.58716 | 0.0005 | PROPORTION | 0.83803 | 0.0005 | PROPORTION | 0.65755 | 0.0005 | PROPORTION | 0.83637 | 0.0005 | PROPORTION | 1
0.0005 | PROPORTION | 1 | 0.0005 | 0.0287 |  |  |  |  | 0.0005 | PROPORTION | 0.97167 | 0.0005 | PROPORTION | 0.58666 | 0.0005 | PROPORTION | 0.83769 | 0.0005 | PROPORTION | 0.65705 | 0.0005 | PROPORTION | 0.83601 | 0.0005 | PROPORTION | 1
0.0005 | PROPORTION | 1 | 0.0005 | 0.0287 |  |  |  |  | 0.0005 | PROPORTION | 0.9714 | 0.0005 | PROPORTION | 0.58622 | 0.0005 | PROPORTION | 0.83727 | 0.0005 | PROPORTION | 0.65657 | 0.0005 | PROPORTION | 0.83571 | 0.0005 | PROPORTION | 1
0.0005 | PROPORTION | 1 | 0.0005 | 0.0287 |  |  |  |  | 0.0005 | PROPORTION | 0.9714 | 0.0005 | PROPORTION | 0.5856 | 0.0005 | PROPORTION | 0.83688 | 0.0005 | PROPORTION | 0.65607 | 0.0005 | PROPORTION | 0.8353 | 0.0005 | PROPORTION | 1
0.0005 | PROPORTION | 1 | 0.0005 | 0.0287 |  |  |  |  | 0.0005 | PROPORTION | 0.9714 | 0.0005 | PROPORTION | 0.5851 | 0.0005 | PROPORTION | 0.83646 | 0.0005 | PROPORTION | 0.65554 | 0.0005 | PROPORTION | 0.83498 | 0.0005 | PROPORTION | 1
0.0005 | PROPORTION | 1 | 0.0005 | 0.0287 |  |  |  |  | 0.0005 | PROPORTION | 0.9714 | 0.0005 | PROPORTION | 0.58443 | 0.0005 | PROPORTION | 0.83606 | 0.0005 | PROPORTION | 0.6551 | 0.0005 | PROPORTION | 0.83465 | 0.0005 | PROPORTION | 1
0.0005 | PROPORTION | 1 | 0.0005 | 0.0287 |  |  |  |  | 0.0005 | PROPORTION | 0.9714 | 0.0005 | PROPORTION | 0.58397 | 0.0005 | PROPORTION | 0.83557 | 0.0005 | PROPORTION | 0.65466 | 0.0005 | PROPORTION | 0.83431 | 0.0005 | PROPORTION | 1
0.0005 | PROPORTION | 1 | 0.0005 | 0.0287 |  |  |  |  | 0.0005 | PROPORTION | 0.9714 | 0.0005 | PROPORTION | 0.58344 | 0.0005 | PROPORTION | 0.83518 | 0.0005 | PROPORTION | 0.6542 | 0.0005 | PROPORTION | 0.83397 | 0.0005 | PROPORTION | 1
0.0005 | PROPORTION | 1 | 0.0005 | 0.0287 |  |  |  |  | 0.0005 | PROPORTION | 0.9714 | 0.0005 | PROPORTION | 0.58285 | 0.0005 | PROPORTION | 0.83479 | 0.0005 | PROPORTION | 0.6537 | 0.0005 | PROPORTION | 0.83363 | 0.0005 | PROPORTION | 1
0.0005 | PROPORTION | 1 | 0.0005 | 0.0287 |  |  |  |  | 0.0005 | PROPORTION | 0.97133 | 0.0005 | PROPORTION | 0.58246 | 0.0005 | PROPORTION | 0.83437 | 0.0005 | PROPORTION | 0.65331 | 0.0005 | PROPORTION | 0.83321 | 0.0005 | PROPORTION | 1
0.0005 | PROPORTION | 1 | 0.0005 | 0.0287 |  |  |  |  | 0.0005 | PROPORTION | 0.97131 | 0.0005 | PROPORTION | 0.58192 | 0.0005 | PROPORTION | 0.83397 | 0.0005 | PROPORTION | 0.6528 | 0.0005 | PROPORTION | 0.83291 | 0.0005 | PROPORTION | 1
0.0005 | PROPORTION | 1 | 0.0005 | 0.0287 |  |  |  |  | 0.0005 | PROPORTION | 0.97124 | 0.0005 | PROPORTION | 0.58134 | 0.0005 | PROPORTION | 0.83354 | 0.0005 | PROPORTION | 0.65237 | 0.0005 | PROPORTION | 0.83251 | 0.0005 | PROPORTION | 1
0.0005 | PROPORTION | 1 | 0.0005 | 0.0287 |  |  |  |  | 0.0005 | PROPORTION | 0.97124 | 0.0005 | PROPORTION | 0.5808 | 0.0005 | PROPORTION | 0.83318 | 0.0005 | PROPORTION | 0.65183 | 0.0005 | PROPORTION | 0.83221 | 0.0005 | PROPORTION | 1
0.0005 | PROPORTION | 1 | 0.0005 | 0.0287 |  |  |  |  | 0.0005 | PROPORTION | 0.97116 | 0.0005 | PROPORTION | 0.58035 | 0.0005 | PROPORTION | 0.8329 | 0.0005 | PROPORTION | 0.65141 | 0.0005 | PROPORTION | 0.83179 | 0.0005 | PROPORTION | 1
0.0005 | PROPORTION | 1 | 0.0005 | 0.0287 |  |  |  |  | 0.0005 | PROPORTION | 0.97115 | 0.0005 | PROPORTION | 0.57977 | 0.0005 | PROPORTION | 0.83244 | 0.0005 | PROPORTION | 0.65106 | 0.0005 | PROPORTION | 0.83148 | 0.0005 | PROPORTION | 1
0.0005 | PROPORTION | 1 | 0.0005 | 0.0287 |  |  |  |  | 0.0005 | PROPORTION | 0.97115 | 0.0005 | PROPORTION | 0.5792 | 0.0005 | PROPORTION | 0.83201 | 0.0005 | PROPORTION | 0.65055 | 0.0005 | PROPORTION | 0.83115 | 0.0005 | PROPORTION | 1
0.0005 | PROPORTION | 1 | 0.0005 | 0.0287 |  |  |  |  | 0.0005 | PROPORTION | 0.97115 | 0.0005 | PROPORTION | 0.57869 | 0.0005 | PROPORTION | 0.8316 | 0.0005 | PROPORTION | 0.65016 | 0.0005 | PROPORTION | 0.8308 | 0.0005 | PROPORTION | 1
0.0005 | PROPORTION | 1 | 0.0005 | 0.0287 |  |  |  |  | 0.0005 | PROPORTION | 0.97115 | 0.0005 | PROPORTION | 0.57809 | 0.0005 | PROPORTION | 0.83123 | 0.0005 | PROPORTION | 0.64965 | 0.0005 | PROPORTION | 0.83049 | 0.0005 | PROPORTION | 1
0.0005 | PROPORTION | 1 | 0.0005 | 0.0287 |  |  |  |  | 0.0005 | PROPORTION | 0.97115 | 0.0005 | PROPORTION | 0.57743 | 0.0005 | PROPORTION | 0.83085 | 0.0005 | PROPORTION | 0.64925 | 0.0005 | PROPORTION | 0.83014 | 0.0005 | PROPORTION | 1
0.0005 | PROPORTION | 1 | 0.0005 | 0.0287 |  |  |  |  | 0.0005 | PROPORTION | 0.97085 | 0.0005 | PROPORTION | 0.577 | 0.0005 | PROPORTION | 0.83044 | 0.0005 | PROPORTION | 0.64881 | 0.0005 | PROPORTION | 0.82977 | 0.0005 | PROPORTION | 1
0.0005 | PROPORTION | 1 | 0.0005 | 0.0287 |  |  |  |  | 0.0005 | PROPORTION | 0.97069 | 0.0005 | PROPORTION | 0.57652 | 0.0005 | PROPORTION | 0.83006 | 0.0005 | PROPORTION | 0.64836 | 0.0005 | PROPORTION | 0.82944 | 0.0005 | PROPORTION | 1
0.0005 | PROPORTION | 1 | 0.0005 | 0.0287 |  |  |  |  | 0.0005 | PROPORTION | 0.97058 | 0.0005 | PROPORTION | 0.57596 | 0.0005 | PROPORTION | 0.82965 | 0.0005 | PROPORTION | 0.648 | 0.0005 | PROPORTION | 0.82909 | 0.0005 | PROPORTION | 1
0.0005 | PROPORTION | 1 | 0.0005 | 0.0287 |  |  |  |  | 0.0005 | PROPORTION | 0.97058 | 0.0005 | PROPORTION | 0.57554 | 0.0005 | PROPORTION | 0.82935 | 0.0005 | PROPORTION | 0.64758 | 0.0005 | PROPORTION | 0.82876 | 0.0005 | PROPORTION | 1
0.0005 | PROPORTION | 1 | 0.0005 | 0.0287 |  |  |  |  | 0.0005 | PROPORTION | 0.97018 | 0.0005 | PROPORTION | 0.57501 | 0.0005 | PROPORTION | 0.82891 | 0.0005 | PROPORTION | 0.64717 | 0.0005 | PROPORTION | 0.82842 | 0.0005 | PROPORTION | 1
0.0005 | PROPORTION | 1 | 0.0005 | 0.0287 |  |  |  |  | 0.0005 | PROPORTION | 0.9698 | 0.0005 | PROPORTION | 0.57456 | 0.0005 | PROPORTION | 0.82855 | 0.0005 | PROPORTION | 0.64676 | 0.0005 | PROPORTION | 0.82806 | 0.0005 | PROPORTION | 1
0.0005 | PROPORTION | 1 | 0.0005 | 0.0287 |  |  |  |  | 0.0005 | PROPORTION | 0.96883 | 0.0005 | PROPORTION | 0.5741 | 0.0005 | PROPORTION | 0.82815 | 0.0005 | PROPORTION | 0.64633 | 0.0005 | PROPORTION | 0.82773 | 0.0005 | PROPORTION | 1
0.0005 | PROPORTION | 1 | 0.0005 | 0.0287 |  |  |  |  | 0.0005 | PROPORTION | 0.96852 | 0.0005 | PROPORTION | 0.57351 | 0.0005 | PROPORTION | 0.82778 | 0.0005 | PROPORTION | 0.64594 | 0.0005 | PROPORTION | 0.82747 | 0.0005 | PROPORTION | 1
0.0005 | PROPORTION | 1 | 0.0005 | 0.0287 |  |  |  |  | 0.0005 | PROPORTION | 0.96837 | 0.0005 | PROPORTION | 0.57302 | 0.0005 | PROPORTION | 0.8274 | 0.0005 | PROPORTION | 0.64558 | 0.0005 | PROPORTION | 0.8271 | 0.0005 | PROPORTION | 1
0.0005 | PROPORTION | 1 | 0.0005 | 0.0287 |  |  |  |  | 0.0005 | PROPORTION | 0.96837 | 0.0005 | PROPORTION | 0.57254 | 0.0005 | PROPORTION | 0.82698 | 0.0005 | PROPORTION | 0.64506 | 0.0005 | PROPORTION | 0.82677 | 0.0005 | PROPORTION | 1
0.0005 | PROPORTION | 1 | 0.0005 | 0.0287 |  |  |  |  | 0.0005 | PROPORTION | 0.96836 | 0.0005 | PROPORTION | 0.57217 | 0.0005 | PROPORTION | 0.82661 | 0.0005 | PROPORTION | 0.64465 | 0.0005 | PROPORTION | 0.8265 | 0.0005 | PROPORTION | 1
0.0005 | PROPORTION | 1 | 0.0005 | 0.0287 |  |  |  |  | 0.0005 | PROPORTION | 0.96836 | 0.0005 | PROPORTION | 0.57162 | 0.0005 | PROPORTION | 0.82628 | 0.0005 | PROPORTION | 0.64425 | 0.0005 | PROPORTION | 0.82618 | 0.0005 | PROPORTION | 1
0.0005 | PROPORTION | 1 | 0.0005 | 0.0287 |  |  |  |  | 0.0005 | PROPORTION | 0.96836 | 0.0005 | PROPORTION | 0.57106 | 0.0005 | PROPORTION | 0.82588 | 0.0005 | PROPORTION | 0.64385 | 0.0005 | PROPORTION | 0.8259 | 0.0005 | PROPORTION | 1
0.0005 | PROPORTION | 1 | 0.0005 | 0.0287 |  |  |  |  | 0.0005 | PROPORTION | 0.96825 | 0.0005 | PROPORTION | 0.5706 | 0.0005 | PROPORTION | 0.8255 | 0.0005 | PROPORTION | 0.6435 | 0.0005 | PROPORTION | 0.82551 | 0.0005 | PROPORTION | 1
0.0005 | PROPORTION | 1 | 0.0005 | 0.0287 |  |  |  |  | 0.0005 | PROPORTION | 0.96825 | 0.0005 | PROPORTION | 0.57013 | 0.0005 | PROPORTION | 0.82513 | 0.0005 | PROPORTION | 0.64307 | 0.0005 | PROPORTION | 0.82518 | 0.0005 | PROPORTION | 1
0.0005 | PROPORTION | 1 | 0.0005 | 0.0287 |  |  |  |  | 0.0005 | PROPORTION | 0.96824 | 0.0005 | PROPORTION | 0.56971 | 0.0005 | PROPORTION | 0.82468 | 0.0005 | PROPORTION | 0.6427 | 0.0005 | PROPORTION | 0.82486 | 0.0005 | PROPORTION | 1
0.0005 | PROPORTION | 1 | 0.0005 | 0.0287 |  |  |  |  | 0.0005 | PROPORTION | 0.96822 | 0.0005 | PROPORTION | 0.56943 | 0.0005 | PROPORTION | 0.82439 | 0.0005 | PROPORTION | 0.64227 | 0.0005 | PROPORTION | 0.82455 | 0.0005 | PROPORTION | 1
0.0005 | PROPORTION | 1 | 0.0005 | 0.0287 |  |  |  |  | 0.0005 | PROPORTION | 0.96822 | 0.0005 | PROPORTION | 0.56891 | 0.0005 | PROPORTION | 0.82395 | 0.0005 | PROPORTION | 0.64188 | 0.0005 | PROPORTION | 0.82428 | 0.0005 | PROPORTION | 1
0.0005 | PROPORTION | 1 | 0.0005 | 0.0287 |  |  |  |  | 0.0005 | PROPORTION | 0.96822 | 0.0005 | PROPORTION | 0.56848 | 0.0005 | PROPORTION | 0.82354 | 0.0005 | PROPORTION | 0.64149 | 0.0005 | PROPORTION | 0.82397 | 0.0005 | PROPORTION | 1
0.0005 | PROPORTION | 1 | 0.0005 | 0.0287 |  |  |  |  | 0.0005 | PROPORTION | 0.96822 | 0.0005 | PROPORTION | 0.56797 | 0.0005 | PROPORTION | 0.82317 | 0.0005 | PROPORTION | 0.64112 | 0.0005 | PROPORTION | 0.82372 | 0.0005 | PROPORTION | 1
0.0005 | PROPORTION | 1 | 0.0005 | 0.0287 |  |  |  |  | 0.0005 | PROPORTION | 0.96822 | 0.0005 | PROPORTION | 0.56757 | 0.0005 | PROPORTION | 0.82274 | 0.0005 | PROPORTION | 0.64073 | 0.0005 | PROPORTION | 0.8234 | 0.0005 | PROPORTION | 1
0.0005 | PROPORTION | 1 | 0.0005 | 0.0287 |  |  |  |  | 0.0005 | PROPORTION | 0.96822 | 0.0005 | PROPORTION | 0.56703 | 0.0005 | PROPORTION | 0.8224 | 0.0005 | PROPORTION | 0.64036 | 0.0005 | PROPORTION | 0.82317 | 0.0005 | PROPORTION | 1
0.0005 | PROPORTION | 1 | 0.0005 | 0.0287 |  |  |  |  | 0.0005 | PROPORTION | 0.96822 | 0.0005 | PROPORTION | 0.56656 | 0.0005 | PROPORTION | 0.82204 | 0.0005 | PROPORTION | 0.64 | 0.0005 | PROPORTION | 0.82276 | 0.0005 | PROPORTION | 1
0.0005 | PROPORTION | 1 | 0.0005 | 0.0287 |  |  |  |  | 0.0005 | PROPORTION | 0.9682 | 0.0005 | PROPORTION | 0.56621 | 0.0005 | PROPORTION | 0.82157 | 0.0005 | PROPORTION | 0.6396 | 0.0005 | PROPORTION | 0.82253 | 0.0005 | PROPORTION | 1
0.0005 | PROPORTION | 1 | 0.0005 | 0.0287 |  |  |  |  | 0.0005 | PROPORTION | 0.9682 | 0.0005 | PROPORTION | 0.56581 | 0.0005 | PROPORTION | 0.82129 | 0.0005 | PROPORTION | 0.63923 | 0.0005 | PROPORTION | 0.82217 | 0.0005 | PROPORTION | 1
0.0005 | PROPORTION | 1 | 0.0005 | 0.0287 |  |  |  |  | 0.0005 | PROPORTION | 0.9682 | 0.0005 | PROPORTION | 0.56545 | 0.0005 | PROPORTION | 0.82085 | 0.0005 | PROPORTION | 0.63889 | 0.0005 | PROPORTION | 0.8219 | 0.0005 | PROPORTION | 1
0.0005 | PROPORTION | 1 | 0.0005 | 0.0287 |  |  |  |  | 0.0005 | PROPORTION | 0.9682 | 0.0005 | PROPORTION | 0.56492 | 0.0005 | PROPORTION | 0.82045 | 0.0005 | PROPORTION | 0.63852 | 0.0005 | PROPORTION | 0.82159 | 0.0005 | PROPORTION | 1
0.0005 | PROPORTION | 1 | 0.0005 | 0.0287 |  |  |  |  | 0.0005 | PROPORTION | 0.9682 | 0.0005 | PROPORTION | 0.5645 | 0.0005 | PROPORTION | 0.8201 | 0.0005 | PROPORTION | 0.63813 | 0.0005 | PROPORTION | 0.82131 | 0.0005 | PROPORTION | 1
0.0005 | PROPORTION | 1 | 0.0005 | 0.0287 |  |  |  |  | 0.0005 | PROPORTION | 0.9682 | 0.0005 | PROPORTION | 0.56392 | 0.0005 | PROPORTION | 0.81979 | 0.0005 | PROPORTION | 0.63774 | 0.0005 | PROPORTION | 0.82102 | 0.0005 | PROPORTION | 1
0.0005 | PROPORTION | 1 | 0.0005 | 0.0287 |  |  |  |  | 0.0005 | PROPORTION | 0.96816 | 0.0005 | PROPORTION | 0.56343 | 0.0005 | PROPORTION | 0.81945 | 0.0005 | PROPORTION | 0.63744 | 0.0005 | PROPORTION | 0.8207 | 0.0005 | PROPORTION | 1
0.0005 | PROPORTION | 1 | 0.0005 | 0.0287 |  |  |  |  | 0.0005 | PROPORTION | 0.96816 | 0.0005 | PROPORTION | 0.56311 | 0.0005 | PROPORTION | 0.81898 | 0.0005 | PROPORTION | 0.63709 | 0.0005 | PROPORTION | 0.82032 | 0.0005 | PROPORTION | 1
0.0005 | PROPORTION | 1 | 0.0005 | 0.0287 |  |  |  |  | 0.0005 | PROPORTION | 0.96812 | 0.0005 | PROPORTION | 0.56263 | 0.0005 | PROPORTION | 0.81864 | 0.0005 | PROPORTION | 0.63675 | 0.0005 | PROPORTION | 0.82009 | 0.0005 | PROPORTION | 1
0.0005 | PROPORTION | 1 | 0.0005 | 0.0287 |  |  |  |  | 0.0005 | PROPORTION | 0.96809 | 0.0005 | PROPORTION | 0.56215 | 0.0005 | PROPORTION | 0.81827 | 0.0005 | PROPORTION | 0.63631 | 0.0005 | PROPORTION | 0.81981 | 0.0005 | PROPORTION | 1
0.0005 | PROPORTION | 1 | 0.0005 | 0.0287 |  |  |  |  | 0.0005 | PROPORTION | 0.96809 | 0.0005 | PROPORTION | 0.56171 | 0.0005 | PROPORTION | 0.81786 | 0.0005 | PROPORTION | 0.63592 | 0.0005 | PROPORTION | 0.81955 | 0.0005 | PROPORTION | 1
0.0005 | PROPORTION | 1 | 0.0005 | 0.0287 |  |  |  |  | 0.0005 | PROPORTION | 0.96809 | 0.0005 | PROPORTION | 0.56133 | 0.0005 | PROPORTION | 0.81743 | 0.0005 | PROPORTION | 0.6356 | 0.0005 | PROPORTION | 0.81926 | 0.0005 | PROPORTION | 1
0.0005 | PROPORTION | 1 | 0.0005 | 0.0287 |  |  |  |  | 0.0005 | PROPORTION | 0.96809 | 0.0005 | PROPORTION | 0.56096 | 0.0005 | PROPORTION | 0.81703 | 0.0005 | PROPORTION | 0.63526 | 0.0005 | PROPORTION | 0.819 | 0.0005 | PROPORTION | 1
0.0005 | PROPORTION | 1 | 0.0005 | 0.0287 |  |  |  |  | 0.0005 | PROPORTION | 0.96809 | 0.0005 | PROPORTION | 0.56036 | 0.0005 | PROPORTION | 0.81663 | 0.0005 | PROPORTION | 0.63487 | 0.0005 | PROPORTION | 0.81862 | 0.0005 | PROPORTION | 1
0.0005 | PROPORTION | 1 | 0.0005 | 0.0287 |  |  |  |  | 0.0005 | PROPORTION | 0.96809 | 0.0005 | PROPORTION | 0.56006 | 0.0005 | PROPORTION | 0.81624 | 0.0005 | PROPORTION | 0.63455 | 0.0005 | PROPORTION | 0.81832 | 0.0005 | PROPORTION | 1
0.0005 | PROPORTION | 1 | 0.0005 | 0.0287 |  |  |  |  | 0.0005 | PROPORTION | 0.96809 | 0.0005 | PROPORTION | 0.5597 | 0.0005 | PROPORTION | 0.81589 | 0.0005 | PROPORTION | 0.63421 | 0.0005 | PROPORTION | 0.81797 | 0.0005 | PROPORTION | 1
0.0005 | PROPORTION | 1 | 0.0005 | 0.0287 |  |  |  |  | 0.0005 | PROPORTION | 0.96809 | 0.0005 | PROPORTION | 0.55924 | 0.0005 | PROPORTION | 0.81556 | 0.0005 | PROPORTION | 0.63384 | 0.0005 | PROPORTION | 0.81771 | 0.0005 | PROPORTION | 1
0.0005 | PROPORTION | 1 | 0.0005 | 0.0287 |  |  |  |  | 0.0005 | PROPORTION | 0.96805 | 0.0005 | PROPORTION | 0.55875 | 0.0005 | PROPORTION | 0.81516 | 0.0005 | PROPORTION | 0.63356 | 0.0005 | PROPORTION | 0.81738 | 0.0005 | PROPORTION | 1
0.0005 | PROPORTION | 1 | 0.0005 | 0.0287 |  |  |  |  | 0.0005 | PROPORTION | 0.96805 | 0.0005 | PROPORTION | 0.55842 | 0.0005 | PROPORTION | 0.81476 | 0.0005 | PROPORTION | 0.63318 | 0.0005 | PROPORTION | 0.81707 | 0.0005 | PROPORTION | 1
0.0005 | PROPORTION | 1 | 0.0005 | 0.0287 |  |  |  |  | 0.0005 | PROPORTION | 0.96799 | 0.0005 | PROPORTION | 0.55786 | 0.0005 | PROPORTION | 0.81442 | 0.0005 | PROPORTION | 0.63288 | 0.0005 | PROPORTION | 0.81679 | 0.0005 | PROPORTION | 1
0.0005 | PROPORTION | 1 | 0.0005 | 0.0287 |  |  |  |  | 0.0005 | PROPORTION | 0.96798 | 0.0005 | PROPORTION | 0.55752 | 0.0005 | PROPORTION | 0.8141 | 0.0005 | PROPORTION | 0.63255 | 0.0005 | PROPORTION | 0.81656 | 0.0005 | PROPORTION | 1
0.0005 | PROPORTION | 1 | 0.0005 | 0.0287 |  |  |  |  | 0.0005 | PROPORTION | 0.96787 | 0.0005 | PROPORTION | 0.55704 | 0.0005 | PROPORTION | 0.8137 | 0.0005 | PROPORTION | 0.63222 | 0.0005 | PROPORTION | 0.8162 | 0.0005 | PROPORTION | 1
0.0005 | PROPORTION | 1 | 0.0005 | 0.0287 |  |  |  |  | 0.0005 | PROPORTION | 0.96787 | 0.0005 | PROPORTION | 0.55663 | 0.0005 | PROPORTION | 0.81336 | 0.0005 | PROPORTION | 0.63184 | 0.0005 | PROPORTION | 0.81592 | 0.0005 | PROPORTION | 1
0.0005 | PROPORTION | 1 | 0.0005 | 0.0287 |  |  |  |  | 0.0005 | PROPORTION | 0.96784 | 0.0005 | PROPORTION | 0.55612 | 0.0005 | PROPORTION | 0.81298 | 0.0005 | PROPORTION | 0.63153 | 0.0005 | PROPORTION | 0.81564 | 0.0005 | PROPORTION | 1
0.0005 | PROPORTION | 1 | 0.0005 | 0.0287 |  |  |  |  | 0.0005 | PROPORTION | 0.96784 | 0.0005 | PROPORTION | 0.55583 | 0.0005 | PROPORTION | 0.81259 | 0.0005 | PROPORTION | 0.6312 | 0.0005 | PROPORTION | 0.81533 | 0.0005 | PROPORTION | 1
0.0005 | PROPORTION | 1 | 0.0005 | 0.0287 |  |  |  |  | 0.0005 | PROPORTION | 0.96784 | 0.0005 | PROPORTION | 0.55536 | 0.0005 | PROPORTION | 0.81228 | 0.0005 | PROPORTION | 0.63088 | 0.0005 | PROPORTION | 0.81508 | 0.0005 | PROPORTION | 1
0.0005 | PROPORTION | 1 | 0.0005 | 0.0287 |  |  |  |  | 0.0005 | PROPORTION | 0.96784 | 0.0005 | PROPORTION | 0.55503 | 0.0005 | PROPORTION | 0.81184 | 0.0005 | PROPORTION | 0.63054 | 0.0005 | PROPORTION | 0.81481 | 0.0005 | PROPORTION | 1
0.0005 | PROPORTION | 1 | 0.0005 | 0.0287 |  |  |  |  | 0.0005 | PROPORTION | 0.96784 | 0.0005 | PROPORTION | 0.55458 | 0.0005 | PROPORTION | 0.81149 | 0.0005 | PROPORTION | 0.6302 | 0.0005 | PROPORTION | 0.8145 | 0.0005 | PROPORTION | 1
0.0005 | PROPORTION | 1 | 0.0005 | 0.0287 |  |  |  |  | 0.0005 | PROPORTION | 0.96775 | 0.0005 | PROPORTION | 0.55413 | 0.0005 | PROPORTION | 0.81115 | 0.0005 | PROPORTION | 0.62984 | 0.0005 | PROPORTION | 0.81425 | 0.0005 | PROPORTION | 1
0.0005 | PROPORTION | 1 | 0.0005 | 0.0287 |  |  |  |  | 0.0005 | PROPORTION | 0.96775 | 0.0005 | PROPORTION | 0.55372 | 0.0005 | PROPORTION | 0.81074 | 0.0005 | PROPORTION | 0.62956 | 0.0005 | PROPORTION | 0.81391 | 0.0005 | PROPORTION | 1
0.0005 | PROPORTION | 1 | 0.0005 | 0.0287 |  |  |  |  | 0.0005 | PROPORTION | 0.96773 | 0.0005 | PROPORTION | 0.55335 | 0.0005 | PROPORTION | 0.81039 | 0.0005 | PROPORTION | 0.62923 | 0.0005 | PROPORTION | 0.81369 | 0.0005 | PROPORTION | 1
0.0005 | PROPORTION | 1 | 0.0005 | 0.0287 |  |  |  |  | 0.0005 | PROPORTION | 0.96773 | 0.0005 | PROPORTION | 0.55286 | 0.0005 | PROPORTION | 0.81001 | 0.0005 | PROPORTION | 0.62892 | 0.0005 | PROPORTION | 0.8134 | 0.0005 | PROPORTION | 1
0.0005 | PROPORTION | 1 | 0.0005 | 0.0287 |  |  |  |  | 0.0005 | PROPORTION | 0.96773 | 0.0005 | PROPORTION | 0.55255 | 0.0005 | PROPORTION | 0.80961 | 0.0005 | PROPORTION | 0.62855 | 0.0005 | PROPORTION | 0.8131 | 0.0005 | PROPORTION | 1
0.0005 | PROPORTION | 1 | 0.0005 | 0.0287 |  |  |  |  | 0.0005 | PROPORTION | 0.96773 | 0.0005 | PROPORTION | 0.55213 | 0.0005 | PROPORTION | 0.80929 | 0.0005 | PROPORTION | 0.62826 | 0.0005 | PROPORTION | 0.81275 | 0.0005 | PROPORTION | 1
0.0005 | PROPORTION | 1 | 0.0005 | 0.0287 |  |  |  |  | 0.0005 | PROPORTION | 0.96773 | 0.0005 | PROPORTION | 0.55173 | 0.0005 | PROPORTION | 0.80897 | 0.0005 | PROPORTION | 0.62797 | 0.0005 | PROPORTION | 0.81247 | 0.0005 | PROPORTION | 1
0.0005 | PROPORTION | 1 | 0.0005 | 0.0287 |  |  |  |  | 0.0005 | PROPORTION | 0.96773 | 0.0005 | PROPORTION | 0.5512 | 0.0005 | PROPORTION | 0.80861 | 0.0005 | PROPORTION | 0.62766 | 0.0005 | PROPORTION | 0.81224 | 0.0005 | PROPORTION | 1
0.0005 | PROPORTION | 1 | 0.0005 | 0.0287 |  |  |  |  | 0.0005 | PROPORTION | 0.96773 | 0.0005 | PROPORTION | 0.55086 | 0.0005 | PROPORTION | 0.80822 | 0.0005 | PROPORTION | 0.62738 | 0.0005 | PROPORTION | 0.812 | 0.0005 | PROPORTION | 1
0.0005 | PROPORTION | 1 | 0.0005 | 0.0287 |  |  |  |  | 0.0005 | PROPORTION | 0.96773 | 0.0005 | PROPORTION | 0.55059 | 0.0005 | PROPORTION | 0.80785 | 0.0005 | PROPORTION | 0.62708 | 0.0005 | PROPORTION | 0.81169 | 0.0005 | PROPORTION | 1
0.0005 | PROPORTION | 1 | 0.0005 | 0.0287 |  |  |  |  | 0.0005 | PROPORTION | 0.96773 | 0.0005 | PROPORTION | 0.55004 | 0.0005 | PROPORTION | 0.80746 | 0.0005 | PROPORTION | 0.62675 | 0.0005 | PROPORTION | 0.81145 | 0.0005 | PROPORTION | 1
0.0005 | PROPORTION | 1 | 0.0005 | 0.0287 |  |  |  |  | 0.0005 | PROPORTION | 0.96773 | 0.0005 | PROPORTION | 0.54944 | 0.0005 | PROPORTION | 0.80707 | 0.0005 | PROPORTION | 0.62639 | 0.0005 | PROPORTION | 0.81114 | 0.0005 | PROPORTION | 1
0.0005 | PROPORTION | 1 | 0.0005 | 0.0287 |  |  |  |  | 0.0005 | PROPORTION | 0.96773 | 0.0005 | PROPORTION | 0.54913 | 0.0005 | PROPORTION | 0.80674 | 0.0005 | PROPORTION | 0.62615 | 0.0005 | PROPORTION | 0.81089 | 0.0005 | PROPORTION | 1
0.0005 | PROPORTION | 1 | 0.0005 | 0.0287 |  |  |  |  | 0.0005 | PROPORTION | 0.96773 | 0.0005 | PROPORTION | 0.5488 | 0.0005 | PROPORTION | 0.80634 | 0.0005 | PROPORTION | 0.62576 | 0.0005 | PROPORTION | 0.81062 | 0.0005 | PROPORTION | 1
0.0005 | PROPORTION | 1 | 0.0005 | 0.0287 |  |  |  |  | 0.0005 | PROPORTION | 0.96773 | 0.0005 | PROPORTION | 0.54832 | 0.0005 | PROPORTION | 0.80603 | 0.0005 | PROPORTION | 0.6255 | 0.0005 | PROPORTION | 0.81034 | 0.0005 | PROPORTION | 1
0.0005 | PROPORTION | 1 | 0.0005 | 0.0287 |  |  |  |  | 0.0005 | PROPORTION | 0.96773 | 0.0005 | PROPORTION | 0.54796 | 0.0005 | PROPORTION | 0.80569 | 0.0005 | PROPORTION | 0.62522 | 0.0005 | PROPORTION | 0.81016 | 0.0005 | PROPORTION | 1
0.0005 | PROPORTION | 1 | 0.0005 | 0.0287 |  |  |  |  | 0.0005 | PROPORTION | 0.96773 | 0.0005 | PROPORTION | 0.54758 | 0.0005 | PROPORTION | 0.80534 | 0.0005 | PROPORTION | 0.62491 | 0.0005 | PROPORTION | 0.80983 | 0.0005 | PROPORTION | 1
0.0005 | PROPORTION | 1 | 0.0005 | 0.0287 |  |  |  |  | 0.0005 | PROPORTION | 0.96773 | 0.0005 | PROPORTION | 0.54725 | 0.0005 | PROPORTION | 0.80493 | 0.0005 | PROPORTION | 0.62459 | 0.0005 | PROPORTION | 0.80951 | 0.0005 | PROPORTION | 1
0.0005 | PROPORTION | 1 | 0.0005 | 0.0287 |  |  |  |  | 0.0005 | PROPORTION | 0.96773 | 0.0005 | PROPORTION | 0.54676 | 0.0005 | PROPORTION | 0.80461 | 0.0005 | PROPORTION | 0.62432 | 0.0005 | PROPORTION | 0.80926 | 0.0005 | PROPORTION | 1
0.0005 | PROPORTION | 1 | 0.0005 | 0.0287 |  |  |  |  | 0.0005 | PROPORTION | 0.96773 | 0.0005 | PROPORTION | 0.54629 | 0.0005 | PROPORTION | 0.80422 | 0.0005 | PROPORTION | 0.62409 | 0.0005 | PROPORTION | 0.80902 | 0.0005 | PROPORTION | 1
0.0005 | PROPORTION | 1 | 0.0005 | 0.0287 |  |  |  |  | 0.0005 | PROPORTION | 0.96773 | 0.0005 | PROPORTION | 0.5459 | 0.0005 | PROPORTION | 0.80386 | 0.0005 | PROPORTION | 0.62376 | 0.0005 | PROPORTION | 0.8087 | 0.0005 | PROPORTION | 1
0.0005 | PROPORTION | 1 | 0.0005 | 0.0287 |  |  |  |  | 0.0005 | PROPORTION | 0.96773 | 0.0005 | PROPORTION | 0.54552 | 0.0005 | PROPORTION | 0.80357 | 0.0005 | PROPORTION | 0.62342 | 0.0005 | PROPORTION | 0.80849 | 0.0005 | PROPORTION | 1
0.0005 | PROPORTION | 1 | 0.0005 | 0.0287 |  |  |  |  | 0.0005 | PROPORTION | 0.96773 | 0.0005 | PROPORTION | 0.54523 | 0.0005 | PROPORTION | 0.80323 | 0.0005 | PROPORTION | 0.62316 | 0.0005 | PROPORTION | 0.80818 | 0.0005 | PROPORTION | 1
0.0005 | PROPORTION | 1 | 0.0005 | 0.0287 |  |  |  |  | 0.0005 | PROPORTION | 0.96773 | 0.0005 | PROPORTION | 0.54478 | 0.0005 | PROPORTION | 0.80279 | 0.0005 | PROPORTION | 0.62284 | 0.0005 | PROPORTION | 0.8079 | 0.0005 | PROPORTION | 1
0.0005 | PROPORTION | 1 | 0.0005 | 0.0287 |  |  |  |  | 0.0005 | PROPORTION | 0.96747 | 0.0005 | PROPORTION | 0.54446 | 0.0005 | PROPORTION | 0.80247 | 0.0005 | PROPORTION | 0.62257 | 0.0005 | PROPORTION | 0.80767 | 0.0005 | PROPORTION | 1
0.0005 | PROPORTION | 1 | 0.0005 | 0.0287 |  |  |  |  | 0.0005 | PROPORTION | 0.96744 | 0.0005 | PROPORTION | 0.54402 | 0.0005 | PROPORTION | 0.80215 | 0.0005 | PROPORTION | 0.62234 | 0.0005 | PROPORTION | 0.80736 | 0.0005 | PROPORTION | 1
0.0005 | PROPORTION | 1 | 0.0005 | 0.0287 |  |  |  |  | 0.0005 | PROPORTION | 0.96719 | 0.0005 | PROPORTION | 0.54367 | 0.0005 | PROPORTION | 0.80174 | 0.0005 | PROPORTION | 0.62206 | 0.0005 | PROPORTION | 0.80718 | 0.0005 | PROPORTION | 1
0.0005 | PROPORTION | 1 | 0.0005 | 0.0287 |  |  |  |  | 0.0005 | PROPORTION | 0.96715 | 0.0005 | PROPORTION | 0.54333 | 0.0005 | PROPORTION | 0.80141 | 0.0005 | PROPORTION | 0.62179 | 0.0005 | PROPORTION | 0.80689 | 0.0005 | PROPORTION | 1
0.0005 | PROPORTION | 1 | 0.0005 | 0.0287 |  |  |  |  | 0.0005 | PROPORTION | 0.96715 | 0.0005 | PROPORTION | 0.54283 | 0.0005 | PROPORTION | 0.80103 | 0.0005 | PROPORTION | 0.62143 | 0.0005 | PROPORTION | 0.80659 | 0.0005 | PROPORTION | 1
0.0005 | PROPORTION | 1 | 0.0005 | 0.0287 |  |  |  |  | 0.0005 | PROPORTION | 0.96701 | 0.0005 | PROPORTION | 0.54239 | 0.0005 | PROPORTION | 0.80066 | 0.0005 | PROPORTION | 0.62117 | 0.0005 | PROPORTION | 0.80637 | 0.0005 | PROPORTION | 1
0.0005 | PROPORTION | 1 | 0.0005 | 0.0287 |  |  |  |  | 0.0005 | PROPORTION | 0.9669 | 0.0005 | PROPORTION | 0.54223 | 0.0005 | PROPORTION | 0.80032 | 0.0005 | PROPORTION | 0.62093 | 0.0005 | PROPORTION | 0.80612 | 0.0005 | PROPORTION | 1
0.0005 | PROPORTION | 1 | 0.0005 | 0.0287 |  |  |  |  | 0.0005 | PROPORTION | 0.96675 | 0.0005 | PROPORTION | 0.54175 | 0.0005 | PROPORTION | 0.80001 | 0.0005 | PROPORTION | 0.62058 | 0.0005 | PROPORTION | 0.80583 | 0.0005 | PROPORTION | 1
0.0005 | PROPORTION | 1 | 0.0005 | 0.0287 |  |  |  |  | 0.0005 | PROPORTION | 0.96672 | 0.0005 | PROPORTION | 0.54145 | 0.0005 | PROPORTION | 0.79954 | 0.0005 | PROPORTION | 0.62027 | 0.0005 | PROPORTION | 0.80559 | 0.0005 | PROPORTION | 1
0.0005 | PROPORTION | 1 | 0.0005 | 0.0287 |  |  |  |  | 0.0005 | PROPORTION | 0.96664 | 0.0005 | PROPORTION | 0.54086 | 0.0005 | PROPORTION | 0.79927 | 0.0005 | PROPORTION | 0.62005 | 0.0005 | PROPORTION | 0.80537 | 0.0005 | PROPORTION | 1
0.0005 | PROPORTION | 1 | 0.0005 | 0.0287 |  |  |  |  | 0.0005 | PROPORTION | 0.96664 | 0.0005 | PROPORTION | 0.54053 | 0.0005 | PROPORTION | 0.79895 | 0.0005 | PROPORTION | 0.61975 | 0.0005 | PROPORTION | 0.80507 | 0.0005 | PROPORTION | 1
0.0005 | PROPORTION | 1 | 0.0005 | 0.0287 |  |  |  |  | 0.0005 | PROPORTION | 0.96643 | 0.0005 | PROPORTION | 0.54025 | 0.0005 | PROPORTION | 0.7986 | 0.0005 | PROPORTION | 0.6195 | 0.0005 | PROPORTION | 0.80486 | 0.0005 | PROPORTION | 1
0.0005 | PROPORTION | 1 | 0.0005 | 0.0287 |  |  |  |  | 0.0005 | PROPORTION | 0.96641 | 0.0005 | PROPORTION | 0.53986 | 0.0005 | PROPORTION | 0.79827 | 0.0005 | PROPORTION | 0.61922 | 0.0005 | PROPORTION | 0.80461 | 0.0005 | PROPORTION | 1
0.0005 | PROPORTION | 1 | 0.0005 | 0.0287 |  |  |  |  | 0.0005 | PROPORTION | 0.96631 | 0.0005 | PROPORTION | 0.53958 | 0.0005 | PROPORTION | 0.79785 | 0.0005 | PROPORTION | 0.61895 | 0.0005 | PROPORTION | 0.80426 | 0.0005 | PROPORTION | 1
0.0005 | PROPORTION | 1 | 0.0005 | 0.0287 |  |  |  |  | 0.0005 | PROPORTION | 0.96622 | 0.0005 | PROPORTION | 0.53924 | 0.0005 | PROPORTION | 0.7975 | 0.0005 | PROPORTION | 0.61865 | 0.0005 | PROPORTION | 0.80398 | 0.0005 | PROPORTION | 1
0.0005 | PROPORTION | 1 | 0.0005 | 0.0287 |  |  |  |  | 0.0005 | PROPORTION | 0.96622 | 0.0005 | PROPORTION | 0.5389 | 0.0005 | PROPORTION | 0.79711 | 0.0005 | PROPORTION | 0.61838 | 0.0005 | PROPORTION | 0.80373 | 0.0005 | PROPORTION | 1
0.0005 | PROPORTION | 1 | 0.0005 | 0.0287 |  |  |  |  | 0.0005 | PROPORTION | 0.96616 | 0.0005 | PROPORTION | 0.53837 | 0.0005 | PROPORTION | 0.79679 | 0.0005 | PROPORTION | 0.61812 | 0.0005 | PROPORTION | 0.80354 | 0.0005 | PROPORTION | 1
0.0005 | PROPORTION | 1 | 0.0005 | 0.0287 |  |  |  |  | 0.0005 | PROPORTION | 0.96605 | 0.0005 | PROPORTION | 0.53796 | 0.0005 | PROPORTION | 0.79642 | 0.0005 | PROPORTION | 0.61787 | 0.0005 | PROPORTION | 0.80331 | 0.0005 | PROPORTION | 1
0.0005 | PROPORTION | 1 | 0.0005 | 0.0287 |  |  |  |  | 0.0005 | PROPORTION | 0.9659 | 0.0005 | PROPORTION | 0.53771 | 0.0005 | PROPORTION | 0.79614 | 0.0005 | PROPORTION | 0.61768 | 0.0005 | PROPORTION | 0.80301 | 0.0005 | PROPORTION | 1
0.0005 | PROPORTION | 1 | 0.0005 | 0.0287 |  |  |  |  | 0.0005 | PROPORTION | 0.96582 | 0.0005 | PROPORTION | 0.53735 | 0.0005 | PROPORTION | 0.79578 | 0.0005 | PROPORTION | 0.61741 | 0.0005 | PROPORTION | 0.8028 | 0.0005 | PROPORTION | 1
0.0005 | PROPORTION | 1 | 0.0005 | 0.0287 |  |  |  |  | 0.0005 | PROPORTION | 0.96554 | 0.0005 | PROPORTION | 0.53695 | 0.0005 | PROPORTION | 0.79542 | 0.0005 | PROPORTION | 0.61712 | 0.0005 | PROPORTION | 0.80251 | 0.0005 | PROPORTION | 1
0.0005 | PROPORTION | 1 | 0.0005 | 0.0287 |  |  |  |  | 0.0005 | PROPORTION | 0.96554 | 0.0005 | PROPORTION | 0.53633 | 0.0005 | PROPORTION | 0.79507 | 0.0005 | PROPORTION | 0.61688 | 0.0005 | PROPORTION | 0.80229 | 0.0005 | PROPORTION | 1
0.0005 | PROPORTION | 1 | 0.0005 | 0.0287 |  |  |  |  | 0.0005 | PROPORTION | 0.96541 | 0.0005 | PROPORTION | 0.53618 | 0.0005 | PROPORTION | 0.79471 | 0.0005 | PROPORTION | 0.61652 | 0.0005 | PROPORTION | 0.80202 | 0.0005 | PROPORTION | 1
0.0005 | PROPORTION | 1 | 0.0005 | 0.0287 |  |  |  |  | 0.0005 | PROPORTION | 0.96541 | 0.0005 | PROPORTION | 0.53587 | 0.0005 | PROPORTION | 0.79433 | 0.0005 | PROPORTION | 0.61633 | 0.0005 | PROPORTION | 0.80173 | 0.0005 | PROPORTION | 1
0.0005 | PROPORTION | 1 | 0.0005 | 0.0287 |  |  |  |  | 0.0005 | PROPORTION | 0.96541 | 0.0005 | PROPORTION | 0.53545 | 0.0005 | PROPORTION | 0.79403 | 0.0005 | PROPORTION | 0.61609 | 0.0005 | PROPORTION | 0.80149 | 0.0005 | PROPORTION | 1
0.0005 | PROPORTION | 1 | 0.0005 | 0.0287 |  |  |  |  | 0.0005 | PROPORTION | 0.96521 | 0.0005 | PROPORTION | 0.53523 | 0.0005 | PROPORTION | 0.79364 | 0.0005 | PROPORTION | 0.61579 | 0.0005 | PROPORTION | 0.80132 | 0.0005 | PROPORTION | 1
0.0005 | PROPORTION | 1 | 0.0005 | 0.0287 |  |  |  |  | 0.0005 | PROPORTION | 0.96521 | 0.0005 | PROPORTION | 0.53495 | 0.0005 | PROPORTION | 0.79329 | 0.0005 | PROPORTION | 0.61546 | 0.0005 | PROPORTION | 0.801 | 0.0005 | PROPORTION | 1
0.0005 | PROPORTION | 1 | 0.0005 | 0.0287 |  |  |  |  | 0.0005 | PROPORTION | 0.96519 | 0.0005 | PROPORTION | 0.53437 | 0.0005 | PROPORTION | 0.79288 | 0.0005 | PROPORTION | 0.61525 | 0.0005 | PROPORTION | 0.80083 | 0.0005 | PROPORTION | 1
0.0005 | PROPORTION | 1 | 0.0005 | 0.0287 |  |  |  |  | 0.0005 | PROPORTION | 0.96515 | 0.0005 | PROPORTION | 0.53412 | 0.0005 | PROPORTION | 0.79251 | 0.0005 | PROPORTION | 0.61502 | 0.0005 | PROPORTION | 0.8006 | 0.0005 | PROPORTION | 1
0.0005 | PROPORTION | 1 | 0.0005 | 0.0287 |  |  |  |  | 0.0005 | PROPORTION | 0.96514 | 0.0005 | PROPORTION | 0.5338 | 0.0005 | PROPORTION | 0.79222 | 0.0005 | PROPORTION | 0.6148 | 0.0005 | PROPORTION | 0.80026 | 0.0005 | PROPORTION | 1
0.0005 | PROPORTION | 1 | 0.0005 | 0.0287 |  |  |  |  | 0.0005 | PROPORTION | 0.96514 | 0.0005 | PROPORTION | 0.53344 | 0.0005 | PROPORTION | 0.79184 | 0.0005 | PROPORTION | 0.61453 | 0.0005 | PROPORTION | 0.80008 | 0.0005 | PROPORTION | 1
0.0005 | PROPORTION | 1 | 0.0005 | 0.0287 |  |  |  |  | 0.0005 | PROPORTION | 0.96514 | 0.0005 | PROPORTION | 0.53306 | 0.0005 | PROPORTION | 0.79148 | 0.0005 | PROPORTION | 0.61424 | 0.0005 | PROPORTION | 0.79983 | 0.0005 | PROPORTION | 1
0.0005 | PROPORTION | 1 | 0.0005 | 0.0287 |  |  |  |  | 0.0005 | PROPORTION | 0.96514 | 0.0005 | PROPORTION | 0.53266 | 0.0005 | PROPORTION | 0.79117 | 0.0005 | PROPORTION | 0.61398 | 0.0005 | PROPORTION | 0.79956 | 0.0005 | PROPORTION | 1
0.0005 | PROPORTION | 1 | 0.0005 | 0.0287 |  |  |  |  | 0.0005 | PROPORTION | 0.96514 | 0.0005 | PROPORTION | 0.53235 | 0.0005 | PROPORTION | 0.79073 | 0.0005 | PROPORTION | 0.61368 | 0.0005 | PROPORTION | 0.79937 | 0.0005 | PROPORTION | 1
0.0005 | PROPORTION | 1 | 0.0005 | 0.0287 |  |  |  |  | 0.0005 | PROPORTION | 0.96514 | 0.0005 | PROPORTION | 0.532 | 0.0005 | PROPORTION | 0.79041 | 0.0005 | PROPORTION | 0.61349 | 0.0005 | PROPORTION | 0.79909 | 0.0005 | PROPORTION | 1
0.0005 | PROPORTION | 1 | 0.0005 | 0.0287 |  |  |  |  | 0.0005 | PROPORTION | 0.96514 | 0.0005 | PROPORTION | 0.53149 | 0.0005 | PROPORTION | 0.79006 | 0.0005 | PROPORTION | 0.61319 | 0.0005 | PROPORTION | 0.79883 | 0.0005 | PROPORTION | 1
0.0005 | PROPORTION | 1 | 0.0005 | 0.0287 |  |  |  |  | 0.0005 | PROPORTION | 0.96509 | 0.0005 | PROPORTION | 0.53118 | 0.0005 | PROPORTION | 0.78971 | 0.0005 | PROPORTION | 0.61297 | 0.0005 | PROPORTION | 0.79864 | 0.0005 | PROPORTION | 1
0.0005 | PROPORTION | 1 | 0.0005 | 0.0287 |  |  |  |  | 0.0005 | PROPORTION | 0.96509 | 0.0005 | PROPORTION | 0.5308 | 0.0005 | PROPORTION | 0.78931 | 0.0005 | PROPORTION | 0.61274 | 0.0005 | PROPORTION | 0.79832 | 0.0005 | PROPORTION | 1
0.0005 | PROPORTION | 1 | 0.0005 | 0.0287 |  |  |  |  | 0.0005 | PROPORTION | 0.96498 | 0.0005 | PROPORTION | 0.53046 | 0.0005 | PROPORTION | 0.78898 | 0.0005 | PROPORTION | 0.61242 | 0.0005 | PROPORTION | 0.79809 | 0.0005 | PROPORTION | 1
0.0005 | PROPORTION | 1 | 0.0005 | 0.0287 |  |  |  |  | 0.0005 | PROPORTION | 0.96498 | 0.0005 | PROPORTION | 0.53019 | 0.0005 | PROPORTION | 0.78859 | 0.0005 | PROPORTION | 0.61221 | 0.0005 | PROPORTION | 0.79784 | 0.0005 | PROPORTION | 1
0.0005 | PROPORTION | 1 | 0.0005 | 0.0287 |  |  |  |  | 0.0005 | PROPORTION | 0.96498 | 0.0005 | PROPORTION | 0.52994 | 0.0005 | PROPORTION | 0.78821 | 0.0005 | PROPORTION | 0.61197 | 0.0005 | PROPORTION | 0.79763 | 0.0005 | PROPORTION | 1
0.0005 | PROPORTION | 1 | 0.0005 | 0.0287 |  |  |  |  | 0.0005 | PROPORTION | 0.96498 | 0.0005 | PROPORTION | 0.52943 | 0.0005 | PROPORTION | 0.78788 | 0.0005 | PROPORTION | 0.61171 | 0.0005 | PROPORTION | 0.79735 | 0.0005 | PROPORTION | 1
0.0005 | PROPORTION | 1 | 0.0005 | 0.0287 |  |  |  |  | 0.0005 | PROPORTION | 0.96498 | 0.0005 | PROPORTION | 0.52913 | 0.0005 | PROPORTION | 0.78748 | 0.0005 | PROPORTION | 0.61151 | 0.0005 | PROPORTION | 0.79708 | 0.0005 | PROPORTION | 1
0.0005 | PROPORTION | 1 | 0.0005 | 0.0287 |  |  |  |  | 0.0005 | PROPORTION | 0.96498 | 0.0005 | PROPORTION | 0.52879 | 0.0005 | PROPORTION | 0.78718 | 0.0005 | PROPORTION | 0.61125 | 0.0005 | PROPORTION | 0.79682 | 0.0005 | PROPORTION | 1
0.0005 | PROPORTION | 1 | 0.0005 | 0.0287 |  |  |  |  | 0.0005 | PROPORTION | 0.96498 | 0.0005 | PROPORTION | 0.52833 | 0.0005 | PROPORTION | 0.7868 | 0.0005 | PROPORTION | 0.61107 | 0.0005 | PROPORTION | 0.79658 | 0.0005 | PROPORTION | 1
0.0005 | PROPORTION | 1 | 0.0005 | 0.0287 |  |  |  |  | 0.0005 | PROPORTION | 0.96498 | 0.0005 | PROPORTION | 0.52809 | 0.0005 | PROPORTION | 0.78644 | 0.0005 | PROPORTION | 0.61077 | 0.0005 | PROPORTION | 0.79635 | 0.0005 | PROPORTION | 1
0.0005 | PROPORTION | 1 | 0.0005 | 0.0287 |  |  |  |  | 0.0005 | PROPORTION | 0.96498 | 0.0005 | PROPORTION | 0.52779 | 0.0005 | PROPORTION | 0.78613 | 0.0005 | PROPORTION | 0.61063 | 0.0005 | PROPORTION | 0.79609 | 0.0005 | PROPORTION | 1
0.0005 | PROPORTION | 1 | 0.0005 | 0.0287 |  |  |  |  | 0.0005 | PROPORTION | 0.96498 | 0.0005 | PROPORTION | 0.52734 | 0.0005 | PROPORTION | 0.78576 | 0.0005 | PROPORTION | 0.61037 | 0.0005 | PROPORTION | 0.79582 | 0.0005 | PROPORTION | 1
0.0005 | PROPORTION | 1 | 0.0005 | 0.0287 |  |  |  |  | 0.0005 | PROPORTION | 0.96498 | 0.0005 | PROPORTION | 0.52712 | 0.0005 | PROPORTION | 0.78542 | 0.0005 | PROPORTION | 0.61007 | 0.0005 | PROPORTION | 0.79554 | 0.0005 | PROPORTION | 1
0.0005 | PROPORTION | 1 | 0.0005 | 0.0287 |  |  |  |  | 0.0005 | PROPORTION | 0.96438 | 0.0005 | PROPORTION | 0.52682 | 0.0005 | PROPORTION | 0.78506 | 0.0005 | PROPORTION | 0.60988 | 0.0005 | PROPORTION | 0.79531 | 0.0005 | PROPORTION | 1
0.0005 | PROPORTION | 1 | 0.0005 | 0.0287 |  |  |  |  | 0.0005 | PROPORTION | 0.96438 | 0.0005 | PROPORTION | 0.52654 | 0.0005 | PROPORTION | 0.78469 | 0.0005 | PROPORTION | 0.60957 | 0.0005 | PROPORTION | 0.79506 | 0.0005 | PROPORTION | 1
0.0005 | PROPORTION | 1 | 0.0005 | 0.0287 |  |  |  |  | 0.0005 | PROPORTION | 0.96438 | 0.0005 | PROPORTION | 0.52609 | 0.0005 | PROPORTION | 0.78436 | 0.0005 | PROPORTION | 0.60941 | 0.0005 | PROPORTION | 0.79479 | 0.0005 | PROPORTION | 1
0.0005 | PROPORTION | 1 | 0.0005 | 0.0287 |  |  |  |  | 0.0005 | PROPORTION | 0.96438 | 0.0005 | PROPORTION | 0.52566 | 0.0005 | PROPORTION | 0.78399 | 0.0005 | PROPORTION | 0.60917 | 0.0005 | PROPORTION | 0.7946 | 0.0005 | PROPORTION | 1
0.0005 | PROPORTION | 1 | 0.0005 | 0.0287 |  |  |  |  | 0.0005 | PROPORTION | 0.96438 | 0.0005 | PROPORTION | 0.52537 | 0.0005 | PROPORTION | 0.78365 | 0.0005 | PROPORTION | 0.60896 | 0.0005 | PROPORTION | 0.79434 | 0.0005 | PROPORTION | 1
0.0005 | PROPORTION | 1 | 0.0005 | 0.0287 |  |  |  |  | 0.0005 | PROPORTION | 0.96438 | 0.0005 | PROPORTION | 0.5251 | 0.0005 | PROPORTION | 0.78332 | 0.0005 | PROPORTION | 0.60868 | 0.0005 | PROPORTION | 0.79409 | 0.0005 | PROPORTION | 1
0.0005 | PROPORTION | 1 | 0.0005 | 0.0287 |  |  |  |  | 0.0005 | PROPORTION | 0.96438 | 0.0005 | PROPORTION | 0.52456 | 0.0005 | PROPORTION | 0.78299 | 0.0005 | PROPORTION | 0.60841 | 0.0005 | PROPORTION | 0.79388 | 0.0005 | PROPORTION | 1
0.0005 | PROPORTION | 1 | 0.0005 | 0.0287 |  |  |  |  | 0.0005 | PROPORTION | 0.96434 | 0.0005 | PROPORTION | 0.52452 | 0.0005 | PROPORTION | 0.78262 | 0.0005 | PROPORTION | 0.60823 | 0.0005 | PROPORTION | 0.79357 | 0.0005 | PROPORTION | 1
0.0005 | PROPORTION | 1 | 0.0005 | 0.0287 |  |  |  |  | 0.0005 | PROPORTION | 0.96429 | 0.0005 | PROPORTION | 0.52398 | 0.0005 | PROPORTION | 0.78232 | 0.0005 | PROPORTION | 0.608 | 0.0005 | PROPORTION | 0.79337 | 0.0005 | PROPORTION | 1
0.0005 | PROPORTION | 1 | 0.0005 | 0.0287 |  |  |  |  | 0.0005 | PROPORTION | 0.96429 | 0.0005 | PROPORTION | 0.52368 | 0.0005 | PROPORTION | 0.78186 | 0.0005 | PROPORTION | 0.60773 | 0.0005 | PROPORTION | 0.79314 | 0.0005 | PROPORTION | 1
0.0005 | PROPORTION | 1 | 0.0005 | 0.0287 |  |  |  |  | 0.0005 | PROPORTION | 0.96409 | 0.0005 | PROPORTION | 0.52337 | 0.0005 | PROPORTION | 0.78156 | 0.0005 | PROPORTION | 0.60751 | 0.0005 | PROPORTION | 0.79293 | 0.0005 | PROPORTION | 1
0.0005 | PROPORTION | 1 | 0.0005 | 0.0287 |  |  |  |  | 0.0005 | PROPORTION | 0.964 | 0.0005 | PROPORTION | 0.52302 | 0.0005 | PROPORTION | 0.78118 | 0.0005 | PROPORTION | 0.60728 | 0.0005 | PROPORTION | 0.79269 | 0.0005 | PROPORTION | 1
0.0005 | PROPORTION | 1 | 0.0005 | 0.0287 |  |  |  |  | 0.0005 | PROPORTION | 0.96391 | 0.0005 | PROPORTION | 0.52272 | 0.0005 | PROPORTION | 0.7808 | 0.0005 | PROPORTION | 0.6071 | 0.0005 | PROPORTION | 0.79243 | 0.0005 | PROPORTION | 1
0.0005 | PROPORTION | 1 | 0.0005 | 0.0287 |  |  |  |  | 0.0005 | PROPORTION | 0.96331 | 0.0005 | PROPORTION | 0.52244 | 0.0005 | PROPORTION | 0.78046 | 0.0005 | PROPORTION | 0.60684 | 0.0005 | PROPORTION | 0.79216 | 0.0005 | PROPORTION | 1
0.0005 | PROPORTION | 1 | 0.0005 | 0.0287 |  |  |  |  | 0.0005 | PROPORTION | 0.96331 | 0.0005 | PROPORTION | 0.52192 | 0.0005 | PROPORTION | 0.78013 | 0.0005 | PROPORTION | 0.60661 | 0.0005 | PROPORTION | 0.79204 | 0.0005 | PROPORTION | 1
0.0005 | PROPORTION | 1 | 0.0005 | 0.0287 |  |  |  |  | 0.0005 | PROPORTION | 0.96331 | 0.0005 | PROPORTION | 0.52178 | 0.0005 | PROPORTION | 0.77976 | 0.0005 | PROPORTION | 0.60639 | 0.0005 | PROPORTION | 0.79173 | 0.0005 | PROPORTION | 1
0.0005 | PROPORTION | 1 | 0.0005 | 0.0287 |  |  |  |  | 0.0005 | PROPORTION | 0.96331 | 0.0005 | PROPORTION | 0.52138 | 0.0005 | PROPORTION | 0.77941 | 0.0005 | PROPORTION | 0.60619 | 0.0005 | PROPORTION | 0.79151 | 0.0005 | PROPORTION | 1
0.0005 | PROPORTION | 1 | 0.0005 | 0.0287 |  |  |  |  | 0.0005 | PROPORTION | 0.96331 | 0.0005 | PROPORTION | 0.52111 | 0.0005 | PROPORTION | 0.779 | 0.0005 | PROPORTION | 0.60591 | 0.0005 | PROPORTION | 0.79132 | 0.0005 | PROPORTION | 1
0.0005 | PROPORTION | 1 | 0.0005 | 0.0287 |  |  |  |  | 0.0005 | PROPORTION | 0.96331 | 0.0005 | PROPORTION | 0.52078 | 0.0005 | PROPORTION | 0.77863 | 0.0005 | PROPORTION | 0.60572 | 0.0005 | PROPORTION | 0.79106 | 0.0005 | PROPORTION | 1
0.0005 | PROPORTION | 1 | 0.0005 | 0.0287 |  |  |  |  | 0.0005 | PROPORTION | 0.96331 | 0.0005 | PROPORTION | 0.52033 | 0.0005 | PROPORTION | 0.77824 | 0.0005 | PROPORTION | 0.60553 | 0.0005 | PROPORTION | 0.79084 | 0.0005 | PROPORTION | 1
0.0005 | PROPORTION | 1 | 0.0005 | 0.0287 |  |  |  |  | 0.0005 | PROPORTION | 0.96331 | 0.0005 | PROPORTION | 0.52001 | 0.0005 | PROPORTION | 0.77787 | 0.0005 | PROPORTION | 0.60527 | 0.0005 | PROPORTION | 0.79059 | 0.0005 | PROPORTION | 1
0.0005 | PROPORTION | 1 | 0.0005 | 0.0287 |  |  |  |  | 0.0005 | PROPORTION | 0.9632 | 0.0005 | PROPORTION | 0.51973 | 0.0005 | PROPORTION | 0.77752 | 0.0005 | PROPORTION | 0.60506 | 0.0005 | PROPORTION | 0.79034 | 0.0005 | PROPORTION | 1
0.0005 | PROPORTION | 1 | 0.0005 | 0.0287 |  |  |  |  | 0.0005 | PROPORTION | 0.96315 | 0.0005 | PROPORTION | 0.51941 | 0.0005 | PROPORTION | 0.77716 | 0.0005 | PROPORTION | 0.60485 | 0.0005 | PROPORTION | 0.79015 | 0.0005 | PROPORTION | 1
0.0005 | PROPORTION | 1 | 0.0005 | 0.0287 |  |  |  |  | 0.0005 | PROPORTION | 0.96315 | 0.0005 | PROPORTION | 0.5191 | 0.0005 | PROPORTION | 0.77675 | 0.0005 | PROPORTION | 0.6046 | 0.0005 | PROPORTION | 0.78992 | 0.0005 | PROPORTION | 1
0.0005 | PROPORTION | 1 | 0.0005 | 0.0287 |  |  |  |  | 0.0005 | PROPORTION | 0.96315 | 0.0005 | PROPORTION | 0.51877 | 0.0005 | PROPORTION | 0.77637 | 0.0005 | PROPORTION | 0.60441 | 0.0005 | PROPORTION | 0.7897 | 0.0005 | PROPORTION | 1
0.0005 | PROPORTION | 1 | 0.0005 | 0.0287 |  |  |  |  | 0.0005 | PROPORTION | 0.96315 | 0.0005 | PROPORTION | 0.51853 | 0.0005 | PROPORTION | 0.77606 | 0.0005 | PROPORTION | 0.60417 | 0.0005 | PROPORTION | 0.78948 | 0.0005 | PROPORTION | 1
0.0005 | PROPORTION | 1 | 0.0005 | 0.0287 |  |  |  |  | 0.0005 | PROPORTION | 0.96315 | 0.0005 | PROPORTION | 0.51795 | 0.0005 | PROPORTION | 0.77567 | 0.0005 | PROPORTION | 0.60394 | 0.0005 | PROPORTION | 0.78928 | 0.0005 | PROPORTION | 1
0.0005 | PROPORTION | 1 | 0.0005 | 0.0287 |  |  |  |  | 0.0005 | PROPORTION | 0.9631 | 0.0005 | PROPORTION | 0.5177 | 0.0005 | PROPORTION | 0.77526 | 0.0005 | PROPORTION | 0.60373 | 0.0005 | PROPORTION | 0.78902 | 0.0005 | PROPORTION | 1
0.0005 | PROPORTION | 1 | 0.0005 | 0.0287 |  |  |  |  | 0.0005 | PROPORTION | 0.96294 | 0.0005 | PROPORTION | 0.51729 | 0.0005 | PROPORTION | 0.77492 | 0.0005 | PROPORTION | 0.60352 | 0.0005 | PROPORTION | 0.78876 | 0.0005 | PROPORTION | 1
0.0005 | PROPORTION | 1 | 0.0005 | 0.0287 |  |  |  |  | 0.0005 | PROPORTION | 0.96281 | 0.0005 | PROPORTION | 0.51709 | 0.0005 | PROPORTION | 0.77455 | 0.0005 | PROPORTION | 0.60333 | 0.0005 | PROPORTION | 0.78856 | 0.0005 | PROPORTION | 1
0.0005 | PROPORTION | 1 | 0.0005 | 0.0287 |  |  |  |  | 0.0005 | PROPORTION | 0.96281 | 0.0005 | PROPORTION | 0.51679 | 0.0005 | PROPORTION | 0.77416 | 0.0005 | PROPORTION | 0.60312 | 0.0005 | PROPORTION | 0.78828 | 0.0005 | PROPORTION | 1
0.0005 | PROPORTION | 1 | 0.0005 | 0.0287 |  |  |  |  | 0.0005 | PROPORTION | 0.96281 | 0.0005 | PROPORTION | 0.51641 | 0.0005 | PROPORTION | 0.77383 | 0.0005 | PROPORTION | 0.60295 | 0.0005 | PROPORTION | 0.7881 | 0.0005 | PROPORTION | 1
0.0005 | PROPORTION | 1 | 0.0005 | 0.0287 |  |  |  |  | 0.0005 | PROPORTION | 0.96281 | 0.0005 | PROPORTION | 0.51613 | 0.0005 | PROPORTION | 0.77349 | 0.0005 | PROPORTION | 0.60271 | 0.0005 | PROPORTION | 0.78784 | 0.0005 | PROPORTION | 1
0.0005 | PROPORTION | 1 | 0.0005 | 0.0287 |  |  |  |  | 0.0005 | PROPORTION | 0.96281 | 0.0005 | PROPORTION | 0.51595 | 0.0005 | PROPORTION | 0.77313 | 0.0005 | PROPORTION | 0.60249 | 0.0005 | PROPORTION | 0.7876 | 0.0005 | PROPORTION | 1
0.0005 | PROPORTION | 1 | 0.0005 | 0.0287 |  |  |  |  | 0.0005 | PROPORTION | 0.96281 | 0.0005 | PROPORTION | 0.51568 | 0.0005 | PROPORTION | 0.77282 | 0.0005 | PROPORTION | 0.60233 | 0.0005 | PROPORTION | 0.78738 | 0.0005 | PROPORTION | 1
0.0005 | PROPORTION | 1 | 0.0005 | 0.0287 |  |  |  |  | 0.0005 | PROPORTION | 0.96261 | 0.0005 | PROPORTION | 0.51533 | 0.0005 | PROPORTION | 0.77243 | 0.0005 | PROPORTION | 0.60215 | 0.0005 | PROPORTION | 0.78714 | 0.0005 | PROPORTION | 1
0.0005 | PROPORTION | 1 | 0.0005 | 0.0287 |  |  |  |  | 0.0005 | PROPORTION | 0.96257 | 0.0005 | PROPORTION | 0.51508 | 0.0005 | PROPORTION | 0.77198 | 0.0005 | PROPORTION | 0.60182 | 0.0005 | PROPORTION | 0.78693 | 0.0005 | PROPORTION | 1
0.0005 | PROPORTION | 1 | 0.0005 | 0.0287 |  |  |  |  | 0.0005 | PROPORTION | 0.96257 | 0.0005 | PROPORTION | 0.51467 | 0.0005 | PROPORTION | 0.77162 | 0.0005 | PROPORTION | 0.60168 | 0.0005 | PROPORTION | 0.78668 | 0.0005 | PROPORTION | 1
0.0005 | PROPORTION | 1 | 0.0005 | 0.0287 |  |  |  |  | 0.0005 | PROPORTION | 0.96242 | 0.0005 | PROPORTION | 0.51447 | 0.0005 | PROPORTION | 0.77119 | 0.0005 | PROPORTION | 0.60147 | 0.0005 | PROPORTION | 0.78644 | 0.0005 | PROPORTION | 1
0.0005 | PROPORTION | 1 | 0.0005 | 0.0287 |  |  |  |  | 0.0005 | PROPORTION | 0.96237 | 0.0005 | PROPORTION | 0.51413 | 0.0005 | PROPORTION | 0.77085 | 0.0005 | PROPORTION | 0.60121 | 0.0005 | PROPORTION | 0.78623 | 0.0005 | PROPORTION | 1
0.0005 | PROPORTION | 1 | 0.0005 | 0.0287 |  |  |  |  | 0.0005 | PROPORTION | 0.96228 | 0.0005 | PROPORTION | 0.51393 | 0.0005 | PROPORTION | 0.77046 | 0.0005 | PROPORTION | 0.601 | 0.0005 | PROPORTION | 0.78598 | 0.0005 | PROPORTION | 1
0.0005 | PROPORTION | 1 | 0.0005 | 0.0287 |  |  |  |  | 0.0005 | PROPORTION | 0.96198 | 0.0005 | PROPORTION | 0.51337 | 0.0005 | PROPORTION | 0.7701 | 0.0005 | PROPORTION | 0.60084 | 0.0005 | PROPORTION | 0.78576 | 0.0005 | PROPORTION | 1
0.0005 | PROPORTION | 1 | 0.0005 | 0.0287 |  |  |  |  | 0.0005 | PROPORTION | 0.96198 | 0.0005 | PROPORTION | 0.51313 | 0.0005 | PROPORTION | 0.76975 | 0.0005 | PROPORTION | 0.60058 | 0.0005 | PROPORTION | 0.78553 | 0.0005 | PROPORTION | 1
0.0005 | PROPORTION | 1 | 0.0005 | 0.0287 |  |  |  |  | 0.0005 | PROPORTION | 0.96187 | 0.0005 | PROPORTION | 0.51296 | 0.0005 | PROPORTION | 0.76935 | 0.0005 | PROPORTION | 0.6004 | 0.0005 | PROPORTION | 0.78533 | 0.0005 | PROPORTION | 1
0.0005 | PROPORTION | 1 | 0.0005 | 0.0287 |  |  |  |  | 0.0005 | PROPORTION | 0.96183 | 0.0005 | PROPORTION | 0.51264 | 0.0005 | PROPORTION | 0.76904 | 0.0005 | PROPORTION | 0.60024 | 0.0005 | PROPORTION | 0.78513 | 0.0005 | PROPORTION | 1
0.0005 | PROPORTION | 1 | 0.0005 | 0.0287 |  |  |  |  | 0.0005 | PROPORTION | 0.96183 | 0.0005 | PROPORTION | 0.51236 | 0.0005 | PROPORTION | 0.76866 | 0.0005 | PROPORTION | 0.60008 | 0.0005 | PROPORTION | 0.78488 | 0.0005 | PROPORTION | 1
0.0005 | PROPORTION | 1 | 0.0005 | 0.0287 |  |  |  |  | 0.0005 | PROPORTION | 0.96183 | 0.0005 | PROPORTION | 0.51208 | 0.0005 | PROPORTION | 0.76824 | 0.0005 | PROPORTION | 0.59978 | 0.0005 | PROPORTION | 0.78468 | 0.0005 | PROPORTION | 1
0.0005 | PROPORTION | 1 | 0.0005 | 0.0287 |  |  |  |  | 0.0005 | PROPORTION | 0.96183 | 0.0005 | PROPORTION | 0.51169 | 0.0005 | PROPORTION | 0.76787 | 0.0005 | PROPORTION | 0.5996 | 0.0005 | PROPORTION | 0.78436 | 0.0005 | PROPORTION | 1
0.0005 | PROPORTION | 1 | 0.0005 | 0.0287 |  |  |  |  | 0.0005 | PROPORTION | 0.96183 | 0.0005 | PROPORTION | 0.5114 | 0.0005 | PROPORTION | 0.76742 | 0.0005 | PROPORTION | 0.59937 | 0.0005 | PROPORTION | 0.7842 | 0.0005 | PROPORTION | 1
0.0005 | PROPORTION | 1 | 0.0005 | 0.0287 |  |  |  |  | 0.0005 | PROPORTION | 0.96181 | 0.0005 | PROPORTION | 0.51106 | 0.0005 | PROPORTION | 0.76699 | 0.0005 | PROPORTION | 0.59916 | 0.0005 | PROPORTION | 0.78397 | 0.0005 | PROPORTION | 1
0.0005 | PROPORTION | 1 | 0.0005 | 0.0287 |  |  |  |  | 0.0005 | PROPORTION | 0.96181 | 0.0005 | PROPORTION | 0.51078 | 0.0005 | PROPORTION | 0.76667 | 0.0005 | PROPORTION | 0.59898 | 0.0005 | PROPORTION | 0.78373 | 0.0005 | PROPORTION | 1
0.0005 | PROPORTION | 1 | 0.0005 | 0.0287 |  |  |  |  | 0.0005 | PROPORTION | 0.96166 | 0.0005 | PROPORTION | 0.51049 | 0.0005 | PROPORTION | 0.76626 | 0.0005 | PROPORTION | 0.59878 | 0.0005 | PROPORTION | 0.7835 | 0.0005 | PROPORTION | 1
0.0005 | PROPORTION | 1 | 0.0005 | 0.0287 |  |  |  |  | 0.0005 | PROPORTION | 0.96164 | 0.0005 | PROPORTION | 0.5101 | 0.0005 | PROPORTION | 0.76585 | 0.0005 | PROPORTION | 0.59851 | 0.0005 | PROPORTION | 0.78326 | 0.0005 | PROPORTION | 1
0.0005 | PROPORTION | 1 | 0.0005 | 0.0287 |  |  |  |  | 0.0005 | PROPORTION | 0.96164 | 0.0005 | PROPORTION | 0.50979 | 0.0005 | PROPORTION | 0.76548 | 0.0005 | PROPORTION | 0.59838 | 0.0005 | PROPORTION | 0.783 | 0.0005 | PROPORTION | 1
0.0005 | PROPORTION | 1 | 0.0005 | 0.0287 |  |  |  |  | 0.0005 | PROPORTION | 0.96161 | 0.0005 | PROPORTION | 0.5096 | 0.0005 | PROPORTION | 0.76507 | 0.0005 | PROPORTION | 0.59816 | 0.0005 | PROPORTION | 0.78284 | 0.0005 | PROPORTION | 1
0.0005 | PROPORTION | 1 | 0.0005 | 0.0287 |  |  |  |  | 0.0005 | PROPORTION | 0.96161 | 0.0005 | PROPORTION | 0.50933 | 0.0005 | PROPORTION | 0.76473 | 0.0005 | PROPORTION | 0.59798 | 0.0005 | PROPORTION | 0.78259 | 0.0005 | PROPORTION | 1
0.0005 | PROPORTION | 1 | 0.0005 | 0.0287 |  |  |  |  | 0.0005 | PROPORTION | 0.96159 | 0.0005 | PROPORTION | 0.50909 | 0.0005 | PROPORTION | 0.76422 | 0.0005 | PROPORTION | 0.59773 | 0.0005 | PROPORTION | 0.78234 | 0.0005 | PROPORTION | 1
0.0005 | PROPORTION | 1 | 0.0005 | 0.0287 |  |  |  |  | 0.0005 | PROPORTION | 0.96159 | 0.0005 | PROPORTION | 0.50878 | 0.0005 | PROPORTION | 0.76394 | 0.0005 | PROPORTION | 0.59758 | 0.0005 | PROPORTION | 0.78214 | 0.0005 | PROPORTION | 1
0.0005 | PROPORTION | 1 | 0.0005 | 0.0287 |  |  |  |  | 0.0005 | PROPORTION | 0.96159 | 0.0005 | PROPORTION | 0.50844 | 0.0005 | PROPORTION | 0.76355 | 0.0005 | PROPORTION | 0.59739 | 0.0005 | PROPORTION | 0.78192 | 0.0005 | PROPORTION | 1
0.0005 | PROPORTION | 1 | 0.0005 | 0.0287 |  |  |  |  | 0.0005 | PROPORTION | 0.96159 | 0.0005 | PROPORTION | 0.50819 | 0.0005 | PROPORTION | 0.76322 | 0.0005 | PROPORTION | 0.59721 | 0.0005 | PROPORTION | 0.7817 | 0.0005 | PROPORTION | 1
0.0005 | PROPORTION | 1 | 0.0005 | 0.0287 |  |  |  |  | 0.0005 | PROPORTION | 0.96157 | 0.0005 | PROPORTION | 0.50782 | 0.0005 | PROPORTION | 0.76276 | 0.0005 | PROPORTION | 0.59703 | 0.0005 | PROPORTION | 0.78151 | 0.0005 | PROPORTION | 1
0.0005 | PROPORTION | 1 | 0.0005 | 0.0287 |  |  |  |  | 0.0005 | PROPORTION | 0.96143 | 0.0005 | PROPORTION | 0.50758 | 0.0005 | PROPORTION | 0.76241 | 0.0005 | PROPORTION | 0.59681 | 0.0005 | PROPORTION | 0.78129 | 0.0005 | PROPORTION | 1
0.0005 | PROPORTION | 1 | 0.0005 | 0.0287 |  |  |  |  | 0.0005 | PROPORTION | 0.96133 | 0.0005 | PROPORTION | 0.50734 | 0.0005 | PROPORTION | 0.76203 | 0.0005 | PROPORTION | 0.59658 | 0.0005 | PROPORTION | 0.78095 | 0.0005 | PROPORTION | 1
0.0005 | PROPORTION | 1 | 0.0005 | 0.0287 |  |  |  |  | 0.0005 | PROPORTION | 0.96116 | 0.0005 | PROPORTION | 0.50709 | 0.0005 | PROPORTION | 0.76159 | 0.0005 | PROPORTION | 0.59638 | 0.0005 | PROPORTION | 0.78078 | 0.0005 | PROPORTION | 1
0.0005 | PROPORTION | 1 | 0.0005 | 0.0287 |  |  |  |  | 0.0005 | PROPORTION | 0.96116 | 0.0005 | PROPORTION | 0.5068 | 0.0005 | PROPORTION | 0.76125 | 0.0005 | PROPORTION | 0.59612 | 0.0005 | PROPORTION | 0.78051 | 0.0005 | PROPORTION | 1
0.0005 | PROPORTION | 1 | 0.0005 | 0.0287 |  |  |  |  | 0.0005 | PROPORTION | 0.96116 | 0.0005 | PROPORTION | 0.50651 | 0.0005 | PROPORTION | 0.76086 | 0.0005 | PROPORTION | 0.59602 | 0.0005 | PROPORTION | 0.78033 | 0.0005 | PROPORTION | 1
0.0005 | PROPORTION | 1 | 0.0005 | 0.0287 |  |  |  |  | 0.0005 | PROPORTION | 0.96116 | 0.0005 | PROPORTION | 0.50627 | 0.0005 | PROPORTION | 0.76045 | 0.0005 | PROPORTION | 0.59582 | 0.0005 | PROPORTION | 0.7801 | 0.0005 | PROPORTION | 1
0.0005 | PROPORTION | 1 | 0.0005 | 0.0287 |  |  |  |  | 0.0005 | PROPORTION | 0.96112 | 0.0005 | PROPORTION | 0.50594 | 0.0005 | PROPORTION | 0.76008 | 0.0005 | PROPORTION | 0.5956 | 0.0005 | PROPORTION | 0.7798 | 0.0005 | PROPORTION | 1
0.0005 | PROPORTION | 1 | 0.0005 | 0.0287 |  |  |  |  | 0.0005 | PROPORTION | 0.9611 | 0.0005 | PROPORTION | 0.50542 | 0.0005 | PROPORTION | 0.75967 | 0.0005 | PROPORTION | 0.59541 | 0.0005 | PROPORTION | 0.77963 | 0.0005 | PROPORTION | 1
0.0005 | PROPORTION | 1 | 0.0005 | 0.0287 |  |  |  |  | 0.0005 | PROPORTION | 0.9611 | 0.0005 | PROPORTION | 0.50527 | 0.0005 | PROPORTION | 0.75929 | 0.0005 | PROPORTION | 0.59525 | 0.0005 | PROPORTION | 0.77942 | 0.0005 | PROPORTION | 1
0.0005 | PROPORTION | 1 | 0.0005 | 0.0287 |  |  |  |  | 0.0005 | PROPORTION | 0.96103 | 0.0005 | PROPORTION | 0.50491 | 0.0005 | PROPORTION | 0.75888 | 0.0005 | PROPORTION | 0.59505 | 0.0005 | PROPORTION | 0.77923 | 0.0005 | PROPORTION | 1
0.0005 | PROPORTION | 1 | 0.0005 | 0.0287 |  |  |  |  | 0.0005 | PROPORTION | 0.96103 | 0.0005 | PROPORTION | 0.50468 | 0.0005 | PROPORTION | 0.75844 | 0.0005 | PROPORTION | 0.59485 | 0.0005 | PROPORTION | 0.77898 | 0.0005 | PROPORTION | 1
0.0005 | PROPORTION | 1 | 0.0005 | 0.0287 |  |  |  |  | 0.0005 | PROPORTION | 0.96103 | 0.0005 | PROPORTION | 0.50439 | 0.0005 | PROPORTION | 0.75809 | 0.0005 | PROPORTION | 0.5947 | 0.0005 | PROPORTION | 0.77872 | 0.0005 | PROPORTION | 1
0.0005 | PROPORTION | 1 | 0.0005 | 0.0287 |  |  |  |  | 0.0005 | PROPORTION | 0.96103 | 0.0005 | PROPORTION | 0.50418 | 0.0005 | PROPORTION | 0.75769 | 0.0005 | PROPORTION | 0.59456 | 0.0005 | PROPORTION | 0.77856 | 0.0005 | PROPORTION | 1
0.0005 | PROPORTION | 1 | 0.0005 | 0.0287 |  |  |  |  | 0.0005 | PROPORTION | 0.96103 | 0.0005 | PROPORTION | 0.50371 | 0.0005 | PROPORTION | 0.75725 | 0.0005 | PROPORTION | 0.59434 | 0.0005 | PROPORTION | 0.77835 | 0.0005 | PROPORTION | 1
0.0005 | PROPORTION | 1 | 0.0005 | 0.0287 |  |  |  |  | 0.0005 | PROPORTION | 0.96103 | 0.0005 | PROPORTION | 0.50348 | 0.0005 | PROPORTION | 0.75685 | 0.0005 | PROPORTION | 0.59419 | 0.0005 | PROPORTION | 0.77811 | 0.0005 | PROPORTION | 1
0.0005 | PROPORTION | 1 | 0.0005 | 0.0287 |  |  |  |  | 0.0005 | PROPORTION | 0.961 | 0.0005 | PROPORTION | 0.50323 | 0.0005 | PROPORTION | 0.7564 | 0.0005 | PROPORTION | 0.59397 | 0.0005 | PROPORTION | 0.7779 | 0.0005 | PROPORTION | 1
0.0005 | PROPORTION | 1 | 0.0005 | 0.0287 |  |  |  |  | 0.0005 | PROPORTION | 0.96095 | 0.0005 | PROPORTION | 0.50295 | 0.0005 | PROPORTION | 0.75601 | 0.0005 | PROPORTION | 0.5937 | 0.0005 | PROPORTION | 0.77768 | 0.0005 | PROPORTION | 1
0.0005 | PROPORTION | 1 | 0.0005 | 0.0287 |  |  |  |  | 0.0005 | PROPORTION | 0.96094 | 0.0005 | PROPORTION | 0.50267 | 0.0005 | PROPORTION | 0.75555 | 0.0005 | PROPORTION | 0.59358 | 0.0005 | PROPORTION | 0.77746 | 0.0005 | PROPORTION | 1
0.0005 | PROPORTION | 1 | 0.0005 | 0.0287 |  |  |  |  | 0.0005 | PROPORTION | 0.96091 | 0.0005 | PROPORTION | 0.50242 | 0.0005 | PROPORTION | 0.75522 | 0.0005 | PROPORTION | 0.59338 | 0.0005 | PROPORTION | 0.77723 | 0.0005 | PROPORTION | 1
0.0005 | PROPORTION | 1 | 0.0005 | 0.0287 |  |  |  |  | 0.0005 | PROPORTION | 0.96091 | 0.0005 | PROPORTION | 0.50223 | 0.0005 | PROPORTION | 0.75481 | 0.0005 | PROPORTION | 0.59319 | 0.0005 | PROPORTION | 0.77701 | 0.0005 | PROPORTION | 1
0.0005 | PROPORTION | 1 | 0.0005 | 0.0287 |  |  |  |  | 0.0005 | PROPORTION | 0.96091 | 0.0005 | PROPORTION | 0.50181 | 0.0005 | PROPORTION | 0.75442 | 0.0005 | PROPORTION | 0.59306 | 0.0005 | PROPORTION | 0.77678 | 0.0005 | PROPORTION | 1
0.0005 | PROPORTION | 1 | 0.0005 | 0.0287 |  |  |  |  | 0.0005 | PROPORTION | 0.96091 | 0.0005 | PROPORTION | 0.50154 | 0.0005 | PROPORTION | 0.75399 | 0.0005 | PROPORTION | 0.59287 | 0.0005 | PROPORTION | 0.77651 | 0.0005 | PROPORTION | 1
0.0005 | PROPORTION | 1 | 0.0005 | 0.0287 |  |  |  |  | 0.0005 | PROPORTION | 0.96091 | 0.0005 | PROPORTION | 0.50138 | 0.0005 | PROPORTION | 0.75367 | 0.0005 | PROPORTION | 0.59273 | 0.0005 | PROPORTION | 0.7763 | 0.0005 | PROPORTION | 1
0.0005 | PROPORTION | 1 | 0.0005 | 0.0287 |  |  |  |  | 0.0005 | PROPORTION | 0.96091 | 0.0005 | PROPORTION | 0.50116 | 0.0005 | PROPORTION | 0.75318 | 0.0005 | PROPORTION | 0.59251 | 0.0005 | PROPORTION | 0.77608 | 0.0005 | PROPORTION | 1
0.0005 | PROPORTION | 1 | 0.0005 | 0.0287 |  |  |  |  | 0.0005 | PROPORTION | 0.96091 | 0.0005 | PROPORTION | 0.50087 | 0.0005 | PROPORTION | 0.75276 | 0.0005 | PROPORTION | 0.5923 | 0.0005 | PROPORTION | 0.77586 | 0.0005 | PROPORTION | 1
0.0005 | PROPORTION | 1 | 0.0005 | 0.0287 |  |  |  |  | 0.0005 | PROPORTION | 0.96071 | 0.0005 | PROPORTION | 0.50042 | 0.0005 | PROPORTION | 0.75243 | 0.0005 | PROPORTION | 0.59206 | 0.0005 | PROPORTION | 0.77565 | 0.0005 | PROPORTION | 1
0.0005 | PROPORTION | 1 | 0.0005 | 0.0287 |  |  |  |  | 0.0005 | PROPORTION | 0.9607 | 0.0005 | PROPORTION | 0.50024 | 0.0005 | PROPORTION | 0.75203 | 0.0005 | PROPORTION | 0.59189 | 0.0005 | PROPORTION | 0.77545 | 0.0005 | PROPORTION | 1
0.0005 | PROPORTION | 1 | 0.0005 | 0.0287 |  |  |  |  | 0.0005 | PROPORTION | 0.96069 | 0.0005 | PROPORTION | 0.50001 | 0.0005 | PROPORTION | 0.75157 | 0.0005 | PROPORTION | 0.59173 | 0.0005 | PROPORTION | 0.77525 | 0.0005 | PROPORTION | 1
0.0005 | PROPORTION | 1 | 0.0005 | 0.0287 |  |  |  |  | 0.0005 | PROPORTION | 0.96066 | 0.0005 | PROPORTION | 0.49976 | 0.0005 | PROPORTION | 0.75118 | 0.0005 | PROPORTION | 0.59153 | 0.0005 | PROPORTION | 0.77507 | 0.0005 | PROPORTION | 1
0.0005 | PROPORTION | 1 | 0.0005 | 0.0287 |  |  |  |  | 0.0005 | PROPORTION | 0.9606 | 0.0005 | PROPORTION | 0.49953 | 0.0005 | PROPORTION | 0.75077 | 0.0005 | PROPORTION | 0.59134 | 0.0005 | PROPORTION | 0.7748 | 0.0005 | PROPORTION | 1
0.0005 | PROPORTION | 1 | 0.0005 | 0.0287 |  |  |  |  | 0.0005 | PROPORTION | 0.9606 | 0.0005 | PROPORTION | 0.49912 | 0.0005 | PROPORTION | 0.75036 | 0.0005 | PROPORTION | 0.59111 | 0.0005 | PROPORTION | 0.77458 | 0.0005 | PROPORTION | 1
0.0005 | PROPORTION | 1 | 0.0005 | 0.0287 |  |  |  |  | 0.0005 | PROPORTION | 0.96055 | 0.0005 | PROPORTION | 0.49889 | 0.0005 | PROPORTION | 0.74993 | 0.0005 | PROPORTION | 0.59097 | 0.0005 | PROPORTION | 0.77441 | 0.0005 | PROPORTION | 1
0.0005 | PROPORTION | 1 | 0.0005 | 0.0287 |  |  |  |  | 0.0005 | PROPORTION | 0.96055 | 0.0005 | PROPORTION | 0.49864 | 0.0005 | PROPORTION | 0.74948 | 0.0005 | PROPORTION | 0.5908 | 0.0005 | PROPORTION | 0.77418 | 0.0005 | PROPORTION | 1
0.0005 | PROPORTION | 1 | 0.0005 | 0.0287 |  |  |  |  | 0.0005 | PROPORTION | 0.96047 | 0.0005 | PROPORTION | 0.49834 | 0.0005 | PROPORTION | 0.74913 | 0.0005 | PROPORTION | 0.59063 | 0.0005 | PROPORTION | 0.77401 | 0.0005 | PROPORTION | 1
0.0005 | PROPORTION | 1 | 0.0005 | 0.0287 |  |  |  |  | 0.0005 | PROPORTION | 0.96044 | 0.0005 | PROPORTION | 0.49804 | 0.0005 | PROPORTION | 0.74868 | 0.0005 | PROPORTION | 0.59048 | 0.0005 | PROPORTION | 0.7738 | 0.0005 | PROPORTION | 1
0.0005 | PROPORTION | 1 | 0.0005 | 0.0287 |  |  |  |  | 0.0005 | PROPORTION | 0.96044 | 0.0005 | PROPORTION | 0.49783 | 0.0005 | PROPORTION | 0.74829 | 0.0005 | PROPORTION | 0.59028 | 0.0005 | PROPORTION | 0.77359 | 0.0005 | PROPORTION | 1
0.0005 | PROPORTION | 1 | 0.0005 | 0.0287 |  |  |  |  | 0.0005 | PROPORTION | 0.96033 | 0.0005 | PROPORTION | 0.49763 | 0.0005 | PROPORTION | 0.74785 | 0.0005 | PROPORTION | 0.59014 | 0.0005 | PROPORTION | 0.77339 | 0.0005 | PROPORTION | 1
0.0005 | PROPORTION | 1 | 0.0005 | 0.0287 |  |  |  |  | 0.0005 | PROPORTION | 0.96033 | 0.0005 | PROPORTION | 0.49722 | 0.0005 | PROPORTION | 0.74751 | 0.0005 | PROPORTION | 0.58992 | 0.0005 | PROPORTION | 0.77317 | 0.0005 | PROPORTION | 1
0.0005 | PROPORTION | 1 | 0.0005 | 0.0287 |  |  |  |  | 0.0005 | PROPORTION | 0.96033 | 0.0005 | PROPORTION | 0.49702 | 0.0005 | PROPORTION | 0.74706 | 0.0005 | PROPORTION | 0.58968 | 0.0005 | PROPORTION | 0.77291 | 0.0005 | PROPORTION | 1
0.0005 | PROPORTION | 1 | 0.0005 | 0.0287 |  |  |  |  | 0.0005 | PROPORTION | 0.96033 | 0.0005 | PROPORTION | 0.49674 | 0.0005 | PROPORTION | 0.74655 | 0.0005 | PROPORTION | 0.58956 | 0.0005 | PROPORTION | 0.77275 | 0.0005 | PROPORTION | 1
0.0005 | PROPORTION | 1 | 0.0005 | 0.0287 |  |  |  |  | 0.0005 | PROPORTION | 0.96033 | 0.0005 | PROPORTION | 0.49652 | 0.0005 | PROPORTION | 0.74624 | 0.0005 | PROPORTION | 0.58935 | 0.0005 | PROPORTION | 0.77257 | 0.0005 | PROPORTION | 1
0.0005 | PROPORTION | 1 | 0.0005 | 0.0287 |  |  |  |  | 0.0005 | PROPORTION | 0.96033 | 0.0005 | PROPORTION | 0.49625 | 0.0005 | PROPORTION | 0.74582 | 0.0005 | PROPORTION | 0.58918 | 0.0005 | PROPORTION | 0.77233 | 0.0005 | PROPORTION | 1
0.0005 | PROPORTION | 1 | 0.0005 | 0.0287 |  |  |  |  | 0.0005 | PROPORTION | 0.96033 | 0.0005 | PROPORTION | 0.4959 | 0.0005 | PROPORTION | 0.7454 | 0.0005 | PROPORTION | 0.58898 | 0.0005 | PROPORTION | 0.77208 | 0.0005 | PROPORTION | 1
0.0005 | PROPORTION | 1 | 0.0005 | 0.0287 |  |  |  |  | 0.0005 | PROPORTION | 0.96033 | 0.0005 | PROPORTION | 0.49556 | 0.0005 | PROPORTION | 0.74499 | 0.0005 | PROPORTION | 0.58883 | 0.0005 | PROPORTION | 0.77186 | 0.0005 | PROPORTION | 1
0.0005 | PROPORTION | 1 | 0.0005 | 0.0287 |  |  |  |  | 0.0005 | PROPORTION | 0.96033 | 0.0005 | PROPORTION | 0.49531 | 0.0005 | PROPORTION | 0.74462 | 0.0005 | PROPORTION | 0.5886 | 0.0005 | PROPORTION | 0.77172 | 0.0005 | PROPORTION | 1
0.0005 | PROPORTION | 1 | 0.0005 | 0.0287 |  |  |  |  | 0.0005 | PROPORTION | 0.96033 | 0.0005 | PROPORTION | 0.49519 | 0.0005 | PROPORTION | 0.74417 | 0.0005 | PROPORTION | 0.58845 | 0.0005 | PROPORTION | 0.77149 | 0.0005 | PROPORTION | 1
0.0005 | PROPORTION | 1 | 0.0005 | 0.0287 |  |  |  |  | 0.0005 | PROPORTION | 0.96033 | 0.0005 | PROPORTION | 0.49478 | 0.0005 | PROPORTION | 0.74377 | 0.0005 | PROPORTION | 0.58824 | 0.0005 | PROPORTION | 0.77132 | 0.0005 | PROPORTION | 1
0.0005 | PROPORTION | 1 | 0.0005 | 0.0287 |  |  |  |  | 0.0005 | PROPORTION | 0.96033 | 0.0005 | PROPORTION | 0.49458 | 0.0005 | PROPORTION | 0.74336 | 0.0005 | PROPORTION | 0.58811 | 0.0005 | PROPORTION | 0.77106 | 0.0005 | PROPORTION | 1
0.0005 | PROPORTION | 1 | 0.0005 | 0.0287 |  |  |  |  | 0.0005 | PROPORTION | 0.96033 | 0.0005 | PROPORTION | 0.49438 | 0.0005 | PROPORTION | 0.74289 | 0.0005 | PROPORTION | 0.58793 | 0.0005 | PROPORTION | 0.77088 | 0.0005 | PROPORTION | 1
0.0005 | PROPORTION | 1 | 0.0005 | 0.0287 |  |  |  |  | 0.0005 | PROPORTION | 0.96033 | 0.0005 | PROPORTION | 0.49405 | 0.0005 | PROPORTION | 0.7425 | 0.0005 | PROPORTION | 0.58777 | 0.0005 | PROPORTION | 0.77061 | 0.0005 | PROPORTION | 1
0.0005 | PROPORTION | 1 | 0.0005 | 0.0287 |  |  |  |  | 0.0005 | PROPORTION | 0.96033 | 0.0005 | PROPORTION | 0.49383 | 0.0005 | PROPORTION | 0.74202 | 0.0005 | PROPORTION | 0.5876 | 0.0005 | PROPORTION | 0.77039 | 0.0005 | PROPORTION | 1
0.0005 | PROPORTION | 1 | 0.0005 | 0.0287 |  |  |  |  | 0.0005 | PROPORTION | 0.96033 | 0.0005 | PROPORTION | 0.49346 | 0.0005 | PROPORTION | 0.74156 | 0.0005 | PROPORTION | 0.58739 | 0.0005 | PROPORTION | 0.77022 | 0.0005 | PROPORTION | 1
0.0005 | PROPORTION | 1 | 0.0005 | 0.0287 |  |  |  |  | 0.0005 | PROPORTION | 0.96033 | 0.0005 | PROPORTION | 0.49322 | 0.0005 | PROPORTION | 0.74116 | 0.0005 | PROPORTION | 0.58721 | 0.0005 | PROPORTION | 0.76997 | 0.0005 | PROPORTION | 1
0.0005 | PROPORTION | 1 | 0.0005 | 0.0287 |  |  |  |  | 0.0005 | PROPORTION | 0.9603 | 0.0005 | PROPORTION | 0.49304 | 0.0005 | PROPORTION | 0.74067 | 0.0005 | PROPORTION | 0.58706 | 0.0005 | PROPORTION | 0.76978 | 0.0005 | PROPORTION | 1
0.0005 | PROPORTION | 1 | 0.0005 | 0.0287 |  |  |  |  | 0.0005 | PROPORTION | 0.96029 | 0.0005 | PROPORTION | 0.49276 | 0.0005 | PROPORTION | 0.74027 | 0.0005 | PROPORTION | 0.58684 | 0.0005 | PROPORTION | 0.76957 | 0.0005 | PROPORTION | 1
0.0005 | PROPORTION | 1 | 0.0005 | 0.0287 |  |  |  |  | 0.0005 | PROPORTION | 0.96026 | 0.0005 | PROPORTION | 0.49247 | 0.0005 | PROPORTION | 0.73989 | 0.0005 | PROPORTION | 0.58668 | 0.0005 | PROPORTION | 0.76932 | 0.0005 | PROPORTION | 1
0.0005 | PROPORTION | 1 | 0.0005 | 0.0287 |  |  |  |  | 0.0005 | PROPORTION | 0.96024 | 0.0005 | PROPORTION | 0.49237 | 0.0005 | PROPORTION | 0.73943 | 0.0005 | PROPORTION | 0.58655 | 0.0005 | PROPORTION | 0.7691 | 0.0005 | PROPORTION | 1
0.0005 | PROPORTION | 1 | 0.0005 | 0.0287 |  |  |  |  | 0.0005 | PROPORTION | 0.96024 | 0.0005 | PROPORTION | 0.49187 | 0.0005 | PROPORTION | 0.73894 | 0.0005 | PROPORTION | 0.58636 | 0.0005 | PROPORTION | 0.76893 | 0.0005 | PROPORTION | 1
0.0005 | PROPORTION | 1 | 0.0005 | 0.0287 |  |  |  |  | 0.0005 | PROPORTION | 0.96024 | 0.0005 | PROPORTION | 0.49165 | 0.0005 | PROPORTION | 0.73851 | 0.0005 | PROPORTION | 0.58618 | 0.0005 | PROPORTION | 0.76872 | 0.0005 | PROPORTION | 1
0.0005 | PROPORTION | 1 | 0.0005 | 0.0287 |  |  |  |  | 0.0005 | PROPORTION | 0.96021 | 0.0005 | PROPORTION | 0.49137 | 0.0005 | PROPORTION | 0.73807 | 0.0005 | PROPORTION | 0.58598 | 0.0005 | PROPORTION | 0.76855 | 0.0005 | PROPORTION | 1
0.0005 | PROPORTION | 1 | 0.0005 | 0.0287 |  |  |  |  | 0.0005 | PROPORTION | 0.96015 | 0.0005 | PROPORTION | 0.49127 | 0.0005 | PROPORTION | 0.73765 | 0.0005 | PROPORTION | 0.58584 | 0.0005 | PROPORTION | 0.76828 | 0.0005 | PROPORTION | 1
0.0005 | PROPORTION | 1 | 0.0005 | 0.0287 |  |  |  |  | 0.0005 | PROPORTION | 0.96015 | 0.0005 | PROPORTION | 0.49095 | 0.0005 | PROPORTION | 0.73723 | 0.0005 | PROPORTION | 0.58574 | 0.0005 | PROPORTION | 0.76813 | 0.0005 | PROPORTION | 1
0.0005 | PROPORTION | 1 | 0.0005 | 0.0287 |  |  |  |  | 0.0005 | PROPORTION | 0.96015 | 0.0005 | PROPORTION | 0.49068 | 0.0005 | PROPORTION | 0.73675 | 0.0005 | PROPORTION | 0.58556 | 0.0005 | PROPORTION | 0.76789 | 0.0005 | PROPORTION | 1
0.0005 | PROPORTION | 1 | 0.0005 | 0.0287 |  |  |  |  | 0.0005 | PROPORTION | 0.96015 | 0.0005 | PROPORTION | 0.49037 | 0.0005 | PROPORTION | 0.73627 | 0.0005 | PROPORTION | 0.58537 | 0.0005 | PROPORTION | 0.76768 | 0.0005 | PROPORTION | 1
0.0005 | PROPORTION | 1 | 0.0005 | 0.0287 |  |  |  |  | 0.0005 | PROPORTION | 0.96015 | 0.0005 | PROPORTION | 0.49011 | 0.0005 | PROPORTION | 0.73585 | 0.0005 | PROPORTION | 0.58516 | 0.0005 | PROPORTION | 0.7675 | 0.0005 | PROPORTION | 1
0.0005 | PROPORTION | 1 | 0.0005 | 0.0287 |  |  |  |  | 0.0005 | PROPORTION | 0.96015 | 0.0005 | PROPORTION | 0.4899 | 0.0005 | PROPORTION | 0.73543 | 0.0005 | PROPORTION | 0.58499 | 0.0005 | PROPORTION | 0.76728 | 0.0005 | PROPORTION | 1
0.0005 | PROPORTION | 1 | 0.0005 | 0.0287 |  |  |  |  | 0.0005 | PROPORTION | 0.96015 | 0.0005 | PROPORTION | 0.48958 | 0.0005 | PROPORTION | 0.73502 | 0.0005 | PROPORTION | 0.58483 | 0.0005 | PROPORTION | 0.76709 | 0.0005 | PROPORTION | 1
0.0005 | PROPORTION | 1 | 0.0005 | 0.0287 |  |  |  |  | 0.0005 | PROPORTION | 0.96015 | 0.0005 | PROPORTION | 0.4893 | 0.0005 | PROPORTION | 0.73457 | 0.0005 | PROPORTION | 0.58471 | 0.0005 | PROPORTION | 0.76687 | 0.0005 | PROPORTION | 1
0.0005 | PROPORTION | 1 | 0.0005 | 0.0287 |  |  |  |  | 0.0005 | PROPORTION | 0.96015 | 0.0005 | PROPORTION | 0.4891 | 0.0005 | PROPORTION | 0.73414 | 0.0005 | PROPORTION | 0.5845 | 0.0005 | PROPORTION | 0.76661 | 0.0005 | PROPORTION | 1
0.0005 | PROPORTION | 1 | 0.0005 | 0.0287 |  |  |  |  | 0.0005 | PROPORTION | 0.96004 | 0.0005 | PROPORTION | 0.48897 | 0.0005 | PROPORTION | 0.73367 | 0.0005 | PROPORTION | 0.58431 | 0.0005 | PROPORTION | 0.7664 | 0.0005 | PROPORTION | 1
0.0005 | PROPORTION | 1 | 0.0005 | 0.0287 |  |  |  |  | 0.0005 | PROPORTION | 0.95999 | 0.0005 | PROPORTION | 0.48862 | 0.0005 | PROPORTION | 0.73322 | 0.0005 | PROPORTION | 0.5841 | 0.0005 | PROPORTION | 0.76623 | 0.0005 | PROPORTION | 1
0.0005 | PROPORTION | 1 | 0.0005 | 0.0287 |  |  |  |  | 0.0005 | PROPORTION | 0.95999 | 0.0005 | PROPORTION | 0.48845 | 0.0005 | PROPORTION | 0.73275 | 0.0005 | PROPORTION | 0.584 | 0.0005 | PROPORTION | 0.76599 | 0.0005 | PROPORTION | 1
0.0005 | PROPORTION | 1 | 0.0005 | 0.0287 |  |  |  |  | 0.0005 | PROPORTION | 0.95993 | 0.0005 | PROPORTION | 0.4881 | 0.0005 | PROPORTION | 0.73224 | 0.0005 | PROPORTION | 0.58384 | 0.0005 | PROPORTION | 0.76576 | 0.0005 | PROPORTION | 1
0.0005 | PROPORTION | 1 | 0.0005 | 0.0287 |  |  |  |  | 0.0005 | PROPORTION | 0.95993 | 0.0005 | PROPORTION | 0.48785 | 0.0005 | PROPORTION | 0.73189 | 0.0005 | PROPORTION | 0.58364 | 0.0005 | PROPORTION | 0.76554 | 0.0005 | PROPORTION | 1
0.0005 | PROPORTION | 1 | 0.0005 | 0.0287 |  |  |  |  | 0.0005 | PROPORTION | 0.95993 | 0.0005 | PROPORTION | 0.48764 | 0.0005 | PROPORTION | 0.73141 | 0.0005 | PROPORTION | 0.58344 | 0.0005 | PROPORTION | 0.76535 | 0.0005 | PROPORTION | 1
0.0005 | PROPORTION | 1 | 0.0005 | 0.0287 |  |  |  |  | 0.0005 | PROPORTION | 0.95993 | 0.0005 | PROPORTION | 0.48741 | 0.0005 | PROPORTION | 0.731 | 0.0005 | PROPORTION | 0.58333 | 0.0005 | PROPORTION | 0.76512 | 0.0005 | PROPORTION | 1
0.0005 | PROPORTION | 1 | 0.0005 | 0.0287 |  |  |  |  | 0.0005 | PROPORTION | 0.95993 | 0.0005 | PROPORTION | 0.48706 | 0.0005 | PROPORTION | 0.73048 | 0.0005 | PROPORTION | 0.58316 | 0.0005 | PROPORTION | 0.765 | 0.0005 | PROPORTION | 1
0.0005 | PROPORTION | 1 | 0.0005 | 0.0287 |  |  |  |  | 0.0005 | PROPORTION | 0.95984 | 0.0005 | PROPORTION | 0.48679 | 0.0005 | PROPORTION | 0.73005 | 0.0005 | PROPORTION | 0.58293 | 0.0005 | PROPORTION | 0.76476 | 0.0005 | PROPORTION | 1
0.0005 | PROPORTION | 1 | 0.0005 | 0.0287 |  |  |  |  | 0.0005 | PROPORTION | 0.95984 | 0.0005 | PROPORTION | 0.48666 | 0.0005 | PROPORTION | 0.72953 | 0.0005 | PROPORTION | 0.58278 | 0.0005 | PROPORTION | 0.76455 | 0.0005 | PROPORTION | 1
0.0005 | PROPORTION | 1 | 0.0005 | 0.0287 |  |  |  |  | 0.0005 | PROPORTION | 0.95984 | 0.0005 | PROPORTION | 0.48634 | 0.0005 | PROPORTION | 0.72903 | 0.0005 | PROPORTION | 0.58261 | 0.0005 | PROPORTION | 0.76431 | 0.0005 | PROPORTION | 1
0.0005 | PROPORTION | 1 | 0.0005 | 0.0287 |  |  |  |  | 0.0005 | PROPORTION | 0.95984 | 0.0005 | PROPORTION | 0.48615 | 0.0005 | PROPORTION | 0.72858 | 0.0005 | PROPORTION | 0.58243 | 0.0005 | PROPORTION | 0.76415 | 0.0005 | PROPORTION | 1
0.0005 | PROPORTION | 1 | 0.0005 | 0.0287 |  |  |  |  | 0.0005 | PROPORTION | 0.95984 | 0.0005 | PROPORTION | 0.48593 | 0.0005 | PROPORTION | 0.72814 | 0.0005 | PROPORTION | 0.5823 | 0.0005 | PROPORTION | 0.76392 | 0.0005 | PROPORTION | 1
0.0005 | PROPORTION | 1 | 0.0005 | 0.0287 |  |  |  |  | 0.0005 | PROPORTION | 0.95984 | 0.0005 | PROPORTION | 0.4856 | 0.0005 | PROPORTION | 0.72762 | 0.0005 | PROPORTION | 0.58212 | 0.0005 | PROPORTION | 0.76371 | 0.0005 | PROPORTION | 1
0.0005 | PROPORTION | 1 | 0.0005 | 0.0287 |  |  |  |  | 0.0005 | PROPORTION | 0.95984 | 0.0005 | PROPORTION | 0.48537 | 0.0005 | PROPORTION | 0.7272 | 0.0005 | PROPORTION | 0.58188 | 0.0005 | PROPORTION | 0.7635 | 0.0005 | PROPORTION | 1
0.0005 | PROPORTION | 1 | 0.0005 | 0.0287 |  |  |  |  | 0.0005 | PROPORTION | 0.95984 | 0.0005 | PROPORTION | 0.48513 | 0.0005 | PROPORTION | 0.72674 | 0.0005 | PROPORTION | 0.58178 | 0.0005 | PROPORTION | 0.7633 | 0.0005 | PROPORTION | 1
0.0005 | PROPORTION | 1 | 0.0005 | 0.0287 |  |  |  |  | 0.0005 | PROPORTION | 0.95984 | 0.0005 | PROPORTION | 0.48492 | 0.0005 | PROPORTION | 0.72629 | 0.0005 | PROPORTION | 0.58159 | 0.0005 | PROPORTION | 0.76314 | 0.0005 | PROPORTION | 1
0.0005 | PROPORTION | 1 | 0.0005 | 0.0287 |  |  |  |  | 0.0005 | PROPORTION | 0.95971 | 0.0005 | PROPORTION | 0.48468 | 0.0005 | PROPORTION | 0.72586 | 0.0005 | PROPORTION | 0.58144 | 0.0005 | PROPORTION | 0.76295 | 0.0005 | PROPORTION | 1
0.0005 | PROPORTION | 1 | 0.0005 | 0.0287 |  |  |  |  | 0.0005 | PROPORTION | 0.95971 | 0.0005 | PROPORTION | 0.48452 | 0.0005 | PROPORTION | 0.72531 | 0.0005 | PROPORTION | 0.58127 | 0.0005 | PROPORTION | 0.76269 | 0.0005 | PROPORTION | 1
0.0005 | PROPORTION | 1 | 0.0005 | 0.0287 |  |  |  |  | 0.0005 | PROPORTION | 0.95962 | 0.0005 | PROPORTION | 0.48435 | 0.0005 | PROPORTION | 0.72487 | 0.0005 | PROPORTION | 0.5811 | 0.0005 | PROPORTION | 0.76252 | 0.0005 | PROPORTION | 1
0.0005 | PROPORTION | 1 | 0.0005 | 0.0287 |  |  |  |  | 0.0005 | PROPORTION | 0.95962 | 0.0005 | PROPORTION | 0.48403 | 0.0005 | PROPORTION | 0.72442 | 0.0005 | PROPORTION | 0.58097 | 0.0005 | PROPORTION | 0.7623 | 0.0005 | PROPORTION | 1
0.0005 | PROPORTION | 1 | 0.0005 | 0.0287 |  |  |  |  | 0.0005 | PROPORTION | 0.95961 | 0.0005 | PROPORTION | 0.48376 | 0.0005 | PROPORTION | 0.72396 | 0.0005 | PROPORTION | 0.58075 | 0.0005 | PROPORTION | 0.76205 | 0.0005 | PROPORTION | 1
0.0005 | PROPORTION | 1 | 0.0005 | 0.0287 |  |  |  |  | 0.0005 | PROPORTION | 0.95955 | 0.0005 | PROPORTION | 0.48354 | 0.0005 | PROPORTION | 0.7235 | 0.0005 | PROPORTION | 0.58065 | 0.0005 | PROPORTION | 0.76186 | 0.0005 | PROPORTION | 1
0.0005 | PROPORTION | 1 | 0.0005 | 0.0287 |  |  |  |  | 0.0005 | PROPORTION | 0.95944 | 0.0005 | PROPORTION | 0.48327 | 0.0005 | PROPORTION | 0.72295 | 0.0005 | PROPORTION | 0.58048 | 0.0005 | PROPORTION | 0.76169 | 0.0005 | PROPORTION | 1
0.0005 | PROPORTION | 1 | 0.0005 | 0.0287 |  |  |  |  | 0.0005 | PROPORTION | 0.95944 | 0.0005 | PROPORTION | 0.48306 | 0.0005 | PROPORTION | 0.72252 | 0.0005 | PROPORTION | 0.58032 | 0.0005 | PROPORTION | 0.76148 | 0.0005 | PROPORTION | 1
0.0005 | PROPORTION | 1 | 0.0005 | 0.0287 |  |  |  |  | 0.0005 | PROPORTION | 0.95944 | 0.0005 | PROPORTION | 0.48277 | 0.0005 | PROPORTION | 0.72201 | 0.0005 | PROPORTION | 0.58016 | 0.0005 | PROPORTION | 0.76125 | 0.0005 | PROPORTION | 1
0.0005 | PROPORTION | 1 | 0.0005 | 0.0287 |  |  |  |  | 0.0005 | PROPORTION | 0.95944 | 0.0005 | PROPORTION | 0.48247 | 0.0005 | PROPORTION | 0.72154 | 0.0005 | PROPORTION | 0.57999 | 0.0005 | PROPORTION | 0.7611 | 0.0005 | PROPORTION | 1
0.0005 | PROPORTION | 1 | 0.0005 | 0.0287 |  |  |  |  | 0.0005 | PROPORTION | 0.95944 | 0.0005 | PROPORTION | 0.48236 | 0.0005 | PROPORTION | 0.72102 | 0.0005 | PROPORTION | 0.57986 | 0.0005 | PROPORTION | 0.76091 | 0.0005 | PROPORTION | 1
0.0005 | PROPORTION | 1 | 0.0005 | 0.0287 |  |  |  |  | 0.0005 | PROPORTION | 0.95944 | 0.0005 | PROPORTION | 0.48201 | 0.0005 | PROPORTION | 0.72057 | 0.0005 | PROPORTION | 0.57966 | 0.0005 | PROPORTION | 0.76068 | 0.0005 | PROPORTION | 1
0.0005 | PROPORTION | 1 | 0.0005 | 0.0287 |  |  |  |  | 0.0005 | PROPORTION | 0.95944 | 0.0005 | PROPORTION | 0.48189 | 0.0005 | PROPORTION | 0.72002 | 0.0005 | PROPORTION | 0.5795 | 0.0005 | PROPORTION | 0.76043 | 0.0005 | PROPORTION | 1
0.0005 | PROPORTION | 1 | 0.0005 | 0.0287 |  |  |  |  | 0.0005 | PROPORTION | 0.95944 | 0.0005 | PROPORTION | 0.48164 | 0.0005 | PROPORTION | 0.71953 | 0.0005 | PROPORTION | 0.57932 | 0.0005 | PROPORTION | 0.76029 | 0.0005 | PROPORTION | 1
0.0005 | PROPORTION | 1 | 0.0005 | 0.0287 |  |  |  |  | 0.0005 | PROPORTION | 0.95944 | 0.0005 | PROPORTION | 0.48155 | 0.0005 | PROPORTION | 0.71908 | 0.0005 | PROPORTION | 0.57916 | 0.0005 | PROPORTION | 0.76009 | 0.0005 | PROPORTION | 1
0.0005 | PROPORTION | 1 | 0.0005 | 0.0287 |  |  |  |  | 0.0005 | PROPORTION | 0.95938 | 0.0005 | PROPORTION | 0.48108 | 0.0005 | PROPORTION | 0.71857 | 0.0005 | PROPORTION | 0.57905 | 0.0005 | PROPORTION | 0.75988 | 0.0005 | PROPORTION | 1
0.0005 | PROPORTION | 1 | 0.0005 | 0.0287 |  |  |  |  | 0.0005 | PROPORTION | 0.95934 | 0.0005 | PROPORTION | 0.48092 | 0.0005 | PROPORTION | 0.71807 | 0.0005 | PROPORTION | 0.57886 | 0.0005 | PROPORTION | 0.75973 | 0.0005 | PROPORTION | 1
0.0005 | PROPORTION | 1 | 0.0005 | 0.0287 |  |  |  |  | 0.0005 | PROPORTION | 0.95933 | 0.0005 | PROPORTION | 0.48078 | 0.0005 | PROPORTION | 0.71758 | 0.0005 | PROPORTION | 0.57874 | 0.0005 | PROPORTION | 0.75952 | 0.0005 | PROPORTION | 1
0.0005 | PROPORTION | 1 | 0.0005 | 0.0287 |  |  |  |  | 0.0005 | PROPORTION | 0.95928 | 0.0005 | PROPORTION | 0.48038 | 0.0005 | PROPORTION | 0.71711 | 0.0005 | PROPORTION | 0.57858 | 0.0005 | PROPORTION | 0.75935 | 0.0005 | PROPORTION | 1
0.0005 | PROPORTION | 1 | 0.0005 | 0.0287 |  |  |  |  | 0.0005 | PROPORTION | 0.95928 | 0.0005 | PROPORTION | 0.48035 | 0.0005 | PROPORTION | 0.71657 | 0.0005 | PROPORTION | 0.57834 | 0.0005 | PROPORTION | 0.75918 | 0.0005 | PROPORTION | 1
0.0005 | PROPORTION | 1 | 0.0005 | 0.0287 |  |  |  |  | 0.0005 | PROPORTION | 0.95928 | 0.0005 | PROPORTION | 0.47993 | 0.0005 | PROPORTION | 0.716 | 0.0005 | PROPORTION | 0.57818 | 0.0005 | PROPORTION | 0.75899 | 0.0005 | PROPORTION | 1
0.0005 | PROPORTION | 1 | 0.0005 | 0.0287 |  |  |  |  | 0.0005 | PROPORTION | 0.95921 | 0.0005 | PROPORTION | 0.4797 | 0.0005 | PROPORTION | 0.71555 | 0.0005 | PROPORTION | 0.57795 | 0.0005 | PROPORTION | 0.75871 | 0.0005 | PROPORTION | 1
0.0005 | PROPORTION | 1 | 0.0005 | 0.0287 |  |  |  |  | 0.0005 | PROPORTION | 0.95917 | 0.0005 | PROPORTION | 0.4795 | 0.0005 | PROPORTION | 0.71505 | 0.0005 | PROPORTION | 0.57784 | 0.0005 | PROPORTION | 0.75854 | 0.0005 | PROPORTION | 1
0.0005 | PROPORTION | 1 | 0.0005 | 0.0287 |  |  |  |  | 0.0005 | PROPORTION | 0.95915 | 0.0005 | PROPORTION | 0.47938 | 0.0005 | PROPORTION | 0.71456 | 0.0005 | PROPORTION | 0.57772 | 0.0005 | PROPORTION | 0.75833 | 0.0005 | PROPORTION | 1
0.0005 | PROPORTION | 1 | 0.0005 | 0.0287 |  |  |  |  | 0.0005 | PROPORTION | 0.95915 | 0.0005 | PROPORTION | 0.47919 | 0.0005 | PROPORTION | 0.71405 | 0.0005 | PROPORTION | 0.57757 | 0.0005 | PROPORTION | 0.75818 | 0.0005 | PROPORTION | 1
0.0005 | PROPORTION | 1 | 0.0005 | 0.0287 |  |  |  |  | 0.0005 | PROPORTION | 0.95915 | 0.0005 | PROPORTION | 0.4788 | 0.0005 | PROPORTION | 0.7136 | 0.0005 | PROPORTION | 0.57741 | 0.0005 | PROPORTION | 0.75799 | 0.0005 | PROPORTION | 1
0.0005 | PROPORTION | 1 | 0.0005 | 0.0287 |  |  |  |  | 0.0005 | PROPORTION | 0.95915 | 0.0005 | PROPORTION | 0.47866 | 0.0005 | PROPORTION | 0.71304 | 0.0005 | PROPORTION | 0.57726 | 0.0005 | PROPORTION | 0.75781 | 0.0005 | PROPORTION | 1
0.0005 | PROPORTION | 1 | 0.0005 | 0.0287 |  |  |  |  | 0.0005 | PROPORTION | 0.95915 | 0.0005 | PROPORTION | 0.4783 | 0.0005 | PROPORTION | 0.71252 | 0.0005 | PROPORTION | 0.57711 | 0.0005 | PROPORTION | 0.75762 | 0.0005 | PROPORTION | 1
0.0005 | PROPORTION | 1 | 0.0005 | 0.0287 |  |  |  |  | 0.0005 | PROPORTION | 0.95915 | 0.0005 | PROPORTION | 0.47821 | 0.0005 | PROPORTION | 0.712 | 0.0005 | PROPORTION | 0.57695 | 0.0005 | PROPORTION | 0.7574 | 0.0005 | PROPORTION | 1
0.0005 | PROPORTION | 1 | 0.0005 | 0.0287 |  |  |  |  | 0.0005 | PROPORTION | 0.95915 | 0.0005 | PROPORTION | 0.47799 | 0.0005 | PROPORTION | 0.71148 | 0.0005 | PROPORTION | 0.57683 | 0.0005 | PROPORTION | 0.75721 | 0.0005 | PROPORTION | 1
0.0005 | PROPORTION | 1 | 0.0005 | 0.0287 |  |  |  |  | 0.0005 | PROPORTION | 0.95915 | 0.0005 | PROPORTION | 0.47778 | 0.0005 | PROPORTION | 0.71093 | 0.0005 | PROPORTION | 0.57664 | 0.0005 | PROPORTION | 0.757 | 0.0005 | PROPORTION | 1
0.0005 | PROPORTION | 1 | 0.0005 | 0.0287 |  |  |  |  | 0.0005 | PROPORTION | 0.95915 | 0.0005 | PROPORTION | 0.47758 | 0.0005 | PROPORTION | 0.71038 | 0.0005 | PROPORTION | 0.57653 | 0.0005 | PROPORTION | 0.75685 | 0.0005 | PROPORTION | 1
0.0005 | PROPORTION | 1 | 0.0005 | 0.0287 |  |  |  |  | 0.0005 | PROPORTION | 0.95915 | 0.0005 | PROPORTION | 0.47727 | 0.0005 | PROPORTION | 0.70998 | 0.0005 | PROPORTION | 0.57631 | 0.0005 | PROPORTION | 0.75662 | 0.0005 | PROPORTION | 1
0.0005 | PROPORTION | 1 | 0.0005 | 0.0287 |  |  |  |  | 0.0005 | PROPORTION | 0.95915 | 0.0005 | PROPORTION | 0.477 | 0.0005 | PROPORTION | 0.70938 | 0.0005 | PROPORTION | 0.57612 | 0.0005 | PROPORTION | 0.75641 | 0.0005 | PROPORTION | 1
0.0005 | PROPORTION | 1 | 0.0005 | 0.0287 |  |  |  |  | 0.0005 | PROPORTION | 0.95915 | 0.0005 | PROPORTION | 0.47693 | 0.0005 | PROPORTION | 0.70884 | 0.0005 | PROPORTION | 0.57598 | 0.0005 | PROPORTION | 0.75621 | 0.0005 | PROPORTION | 1
0.0005 | PROPORTION | 1 | 0.0005 | 0.0287 |  |  |  |  | 0.0005 | PROPORTION | 0.95915 | 0.0005 | PROPORTION | 0.47661 | 0.0005 | PROPORTION | 0.70835 | 0.0005 | PROPORTION | 0.57586 | 0.0005 | PROPORTION | 0.75604 | 0.0005 | PROPORTION | 1
0.0005 | PROPORTION | 1 | 0.0005 | 0.0287 |  |  |  |  | 0.0005 | PROPORTION | 0.95915 | 0.0005 | PROPORTION | 0.47649 | 0.0005 | PROPORTION | 0.70777 | 0.0005 | PROPORTION | 0.57562 | 0.0005 | PROPORTION | 0.75583 | 0.0005 | PROPORTION | 1
0.0005 | PROPORTION | 1 | 0.0005 | 0.0287 |  |  |  |  | 0.0005 | PROPORTION | 0.95915 | 0.0005 | PROPORTION | 0.47617 | 0.0005 | PROPORTION | 0.70722 | 0.0005 | PROPORTION | 0.57554 | 0.0005 | PROPORTION | 0.75562 | 0.0005 | PROPORTION | 1
0.0005 | PROPORTION | 1 | 0.0005 | 0.0287 |  |  |  |  | 0.0005 | PROPORTION | 0.95915 | 0.0005 | PROPORTION | 0.47605 | 0.0005 | PROPORTION | 0.70664 | 0.0005 | PROPORTION | 0.57539 | 0.0005 | PROPORTION | 0.75545 | 0.0005 | PROPORTION | 1
0.0005 | PROPORTION | 1 | 0.0005 | 0.0287 |  |  |  |  | 0.0005 | PROPORTION | 0.95915 | 0.0005 | PROPORTION | 0.47585 | 0.0005 | PROPORTION | 0.70612 | 0.0005 | PROPORTION | 0.57516 | 0.0005 | PROPORTION | 0.75521 | 0.0005 | PROPORTION | 1
0.0005 | PROPORTION | 1 | 0.0005 | 0.0287 |  |  |  |  | 0.0005 | PROPORTION | 0.95915 | 0.0005 | PROPORTION | 0.47537 | 0.0005 | PROPORTION | 0.70553 | 0.0005 | PROPORTION | 0.57507 | 0.0005 | PROPORTION | 0.75504 | 0.0005 | PROPORTION | 1
0.0005 | PROPORTION | 1 | 0.0005 | 0.0287 |  |  |  |  | 0.0005 | PROPORTION | 0.95915 | 0.0005 | PROPORTION | 0.47532 | 0.0005 | PROPORTION | 0.70499 | 0.0005 | PROPORTION | 0.57497 | 0.0005 | PROPORTION | 0.75485 | 0.0005 | PROPORTION | 1
0.0005 | PROPORTION | 1 | 0.0005 | 0.0287 |  |  |  |  | 0.0005 | PROPORTION | 0.95915 | 0.0005 | PROPORTION | 0.47512 | 0.0005 | PROPORTION | 0.70449 | 0.0005 | PROPORTION | 0.57478 | 0.0005 | PROPORTION | 0.75467 | 0.0005 | PROPORTION | 1
0.0005 | PROPORTION | 1 | 0.0005 | 0.0287 |  |  |  |  | 0.0005 | PROPORTION | 0.95915 | 0.0005 | PROPORTION | 0.47486 | 0.0005 | PROPORTION | 0.70395 | 0.0005 | PROPORTION | 0.57466 | 0.0005 | PROPORTION | 0.75447 | 0.0005 | PROPORTION | 1
0.0005 | PROPORTION | 1 | 0.0005 | 0.0287 |  |  |  |  | 0.0005 | PROPORTION | 0.95904 | 0.0005 | PROPORTION | 0.47468 | 0.0005 | PROPORTION | 0.70339 | 0.0005 | PROPORTION | 0.57452 | 0.0005 | PROPORTION | 0.75427 | 0.0005 | PROPORTION | 1
0.0005 | PROPORTION | 1 | 0.0005 | 0.0287 |  |  |  |  | 0.0005 | PROPORTION | 0.95904 | 0.0005 | PROPORTION | 0.47456 | 0.0005 | PROPORTION | 0.70287 | 0.0005 | PROPORTION | 0.57437 | 0.0005 | PROPORTION | 0.7541 | 0.0005 | PROPORTION | 1
0.0005 | PROPORTION | 1 | 0.0005 | 0.0287 |  |  |  |  | 0.0005 | PROPORTION | 0.95897 | 0.0005 | PROPORTION | 0.47412 | 0.0005 | PROPORTION | 0.70237 | 0.0005 | PROPORTION | 0.57423 | 0.0005 | PROPORTION | 0.75392 | 0.0005 | PROPORTION | 1
0.0005 | PROPORTION | 1 | 0.0005 | 0.0287 |  |  |  |  | 0.0005 | PROPORTION | 0.95897 | 0.0005 | PROPORTION | 0.47399 | 0.0005 | PROPORTION | 0.70184 | 0.0005 | PROPORTION | 0.57406 | 0.0005 | PROPORTION | 0.75374 | 0.0005 | PROPORTION | 1
0.0005 | PROPORTION | 1 | 0.0005 | 0.0287 |  |  |  |  | 0.0005 | PROPORTION | 0.95897 | 0.0005 | PROPORTION | 0.47388 | 0.0005 | PROPORTION | 0.70127 | 0.0005 | PROPORTION | 0.57396 | 0.0005 | PROPORTION | 0.75348 | 0.0005 | PROPORTION | 1
0.0005 | PROPORTION | 1 | 0.0005 | 0.0287 |  |  |  |  | 0.0005 | PROPORTION | 0.95897 | 0.0005 | PROPORTION | 0.47357 | 0.0005 | PROPORTION | 0.70084 | 0.0005 | PROPORTION | 0.57379 | 0.0005 | PROPORTION | 0.75329 | 0.0005 | PROPORTION | 1
0.0005 | PROPORTION | 1 | 0.0005 | 0.0287 |  |  |  |  | 0.0005 | PROPORTION | 0.95897 | 0.0005 | PROPORTION | 0.4735 | 0.0005 | PROPORTION | 0.70031 | 0.0005 | PROPORTION | 0.57362 | 0.0005 | PROPORTION | 0.75315 | 0.0005 | PROPORTION | 1
0.0005 | PROPORTION | 1 | 0.0005 | 0.0287 |  |  |  |  | 0.0005 | PROPORTION | 0.95897 | 0.0005 | PROPORTION | 0.47304 | 0.0005 | PROPORTION | 0.69972 | 0.0005 | PROPORTION | 0.57344 | 0.0005 | PROPORTION | 0.75291 | 0.0005 | PROPORTION | 1
0.0005 | PROPORTION | 1 | 0.0005 | 0.0287 |  |  |  |  | 0.0005 | PROPORTION | 0.95897 | 0.0005 | PROPORTION | 0.47292 | 0.0005 | PROPORTION | 0.69918 | 0.0005 | PROPORTION | 0.57323 | 0.0005 | PROPORTION | 0.75272 | 0.0005 | PROPORTION | 1
0.0005 | PROPORTION | 1 | 0.0005 | 0.0287 |  |  |  |  | 0.0005 | PROPORTION | 0.95897 | 0.0005 | PROPORTION | 0.47283 | 0.0005 | PROPORTION | 0.69867 | 0.0005 | PROPORTION | 0.57308 | 0.0005 | PROPORTION | 0.75259 | 0.0005 | PROPORTION | 1
0.0005 | PROPORTION | 1 | 0.0005 | 0.0287 |  |  |  |  | 0.0005 | PROPORTION | 0.95897 | 0.0005 | PROPORTION | 0.47261 | 0.0005 | PROPORTION | 0.69813 | 0.0005 | PROPORTION | 0.57294 | 0.0005 | PROPORTION | 0.75231 | 0.0005 | PROPORTION | 1
0.0005 | PROPORTION | 1 | 0.0005 | 0.0287 |  |  |  |  | 0.0005 | PROPORTION | 0.95897 | 0.0005 | PROPORTION | 0.47228 | 0.0005 | PROPORTION | 0.69752 | 0.0005 | PROPORTION | 0.57276 | 0.0005 | PROPORTION | 0.75209 | 0.0005 | PROPORTION | 1
0.0005 | PROPORTION | 1 | 0.0005 | 0.0287 |  |  |  |  | 0.0005 | PROPORTION | 0.95897 | 0.0005 | PROPORTION | 0.47215 | 0.0005 | PROPORTION | 0.69703 | 0.0005 | PROPORTION | 0.57263 | 0.0005 | PROPORTION | 0.75193 | 0.0005 | PROPORTION | 1
0.0005 | PROPORTION | 1 | 0.0005 | 0.0287 |  |  |  |  | 0.0005 | PROPORTION | 0.95897 | 0.0005 | PROPORTION | 0.47208 | 0.0005 | PROPORTION | 0.69643 | 0.0005 | PROPORTION | 0.57252 | 0.0005 | PROPORTION | 0.75171 | 0.0005 | PROPORTION | 1
0.0005 | PROPORTION | 1 | 0.0005 | 0.0287 |  |  |  |  | 0.0005 | PROPORTION | 0.95897 | 0.0005 | PROPORTION | 0.47176 | 0.0005 | PROPORTION | 0.69585 | 0.0005 | PROPORTION | 0.57237 | 0.0005 | PROPORTION | 0.75153 | 0.0005 | PROPORTION | 1
0.0005 | PROPORTION | 1 | 0.0005 | 0.0287 |  |  |  |  | 0.0005 | PROPORTION | 0.95888 | 0.0005 | PROPORTION | 0.47155 | 0.0005 | PROPORTION | 0.69524 | 0.0005 | PROPORTION | 0.57223 | 0.0005 | PROPORTION | 0.75125 | 0.0005 | PROPORTION | 1
0.0005 | PROPORTION | 1 | 0.0005 | 0.0287 |  |  |  |  | 0.0005 | PROPORTION | 0.95883 | 0.0005 | PROPORTION | 0.4713 | 0.0005 | PROPORTION | 0.69472 | 0.0005 | PROPORTION | 0.57204 | 0.0005 | PROPORTION | 0.75107 | 0.0005 | PROPORTION | 1
0.0005 | PROPORTION | 1 | 0.0005 | 0.0287 |  |  |  |  | 0.0005 | PROPORTION | 0.95883 | 0.0005 | PROPORTION | 0.47098 | 0.0005 | PROPORTION | 0.69411 | 0.0005 | PROPORTION | 0.57188 | 0.0005 | PROPORTION | 0.75091 | 0.0005 | PROPORTION | 1
0.0005 | PROPORTION | 1 | 0.0005 | 0.0287 |  |  |  |  | 0.0005 | PROPORTION | 0.95873 | 0.0005 | PROPORTION | 0.47086 | 0.0005 | PROPORTION | 0.69357 | 0.0005 | PROPORTION | 0.57177 | 0.0005 | PROPORTION | 0.75071 | 0.0005 | PROPORTION | 1
0.0005 | PROPORTION | 1 | 0.0005 | 0.0287 |  |  |  |  | 0.0005 | PROPORTION | 0.95873 | 0.0005 | PROPORTION | 0.47058 | 0.0005 | PROPORTION | 0.69295 | 0.0005 | PROPORTION | 0.57165 | 0.0005 | PROPORTION | 0.75056 | 0.0005 | PROPORTION | 1
0.0005 | PROPORTION | 1 | 0.0005 | 0.0287 |  |  |  |  | 0.0005 | PROPORTION | 0.95862 | 0.0005 | PROPORTION | 0.47034 | 0.0005 | PROPORTION | 0.69241 | 0.0005 | PROPORTION | 0.57147 | 0.0005 | PROPORTION | 0.75038 | 0.0005 | PROPORTION | 1
0.0005 | PROPORTION | 1 | 0.0005 | 0.0287 |  |  |  |  | 0.0005 | PROPORTION | 0.95856 | 0.0005 | PROPORTION | 0.47022 | 0.0005 | PROPORTION | 0.69186 | 0.0005 | PROPORTION | 0.57133 | 0.0005 | PROPORTION | 0.75016 | 0.0005 | PROPORTION | 1
0.0005 | PROPORTION | 1 | 0.0005 | 0.0287 |  |  |  |  | 0.0005 | PROPORTION | 0.95856 | 0.0005 | PROPORTION | 0.46997 | 0.0005 | PROPORTION | 0.69126 | 0.0005 | PROPORTION | 0.57119 | 0.0005 | PROPORTION | 0.74993 | 0.0005 | PROPORTION | 1
0.0005 | PROPORTION | 1 | 0.0005 | 0.0287 |  |  |  |  | 0.0005 | PROPORTION | 0.95841 | 0.0005 | PROPORTION | 0.46986 | 0.0005 | PROPORTION | 0.69078 | 0.0005 | PROPORTION | 0.57104 | 0.0005 | PROPORTION | 0.74971 | 0.0005 | PROPORTION | 1
0.0005 | PROPORTION | 1 | 0.0005 | 0.0287 |  |  |  |  | 0.0005 | PROPORTION | 0.95841 | 0.0005 | PROPORTION | 0.46963 | 0.0005 | PROPORTION | 0.69013 | 0.0005 | PROPORTION | 0.57089 | 0.0005 | PROPORTION | 0.74956 | 0.0005 | PROPORTION | 1
0.0005 | PROPORTION | 1 | 0.0005 | 0.0287 |  |  |  |  | 0.0005 | PROPORTION | 0.95824 | 0.0005 | PROPORTION | 0.46939 | 0.0005 | PROPORTION | 0.6896 | 0.0005 | PROPORTION | 0.57074 | 0.0005 | PROPORTION | 0.74936 | 0.0005 | PROPORTION | 1
0.0005 | PROPORTION | 1 | 0.0005 | 0.0287 |  |  |  |  | 0.0005 | PROPORTION | 0.95823 | 0.0005 | PROPORTION | 0.46923 | 0.0005 | PROPORTION | 0.68904 | 0.0005 | PROPORTION | 0.57056 | 0.0005 | PROPORTION | 0.74913 | 0.0005 | PROPORTION | 1
0.0005 | PROPORTION | 1 | 0.0005 | 0.0287 |  |  |  |  | 0.0005 | PROPORTION | 0.95823 | 0.0005 | PROPORTION | 0.46895 | 0.0005 | PROPORTION | 0.68843 | 0.0005 | PROPORTION | 0.57039 | 0.0005 | PROPORTION | 0.74894 | 0.0005 | PROPORTION | 1
0.0005 | PROPORTION | 1 | 0.0005 | 0.0287 |  |  |  |  | 0.0005 | PROPORTION | 0.95823 | 0.0005 | PROPORTION | 0.46887 | 0.0005 | PROPORTION | 0.68783 | 0.0005 | PROPORTION | 0.57027 | 0.0005 | PROPORTION | 0.7487 | 0.0005 | PROPORTION | 1
0.0005 | PROPORTION | 1 | 0.0005 | 0.0287 |  |  |  |  | 0.0005 | PROPORTION | 0.95823 | 0.0005 | PROPORTION | 0.46859 | 0.0005 | PROPORTION | 0.68724 | 0.0005 | PROPORTION | 0.57011 | 0.0005 | PROPORTION | 0.74854 | 0.0005 | PROPORTION | 1
0.0005 | PROPORTION | 1 | 0.0005 | 0.0287 |  |  |  |  | 0.0005 | PROPORTION | 0.95823 | 0.0005 | PROPORTION | 0.46827 | 0.0005 | PROPORTION | 0.6866 | 0.0005 | PROPORTION | 0.56998 | 0.0005 | PROPORTION | 0.74834 | 0.0005 | PROPORTION | 1
0.0005 | PROPORTION | 1 | 0.0005 | 0.0287 |  |  |  |  | 0.0005 | PROPORTION | 0.95823 | 0.0005 | PROPORTION | 0.46806 | 0.0005 | PROPORTION | 0.686 | 0.0005 | PROPORTION | 0.56979 | 0.0005 | PROPORTION | 0.74817 | 0.0005 | PROPORTION | 1
0.0005 | PROPORTION | 1 | 0.0005 | 0.0287 |  |  |  |  | 0.0005 | PROPORTION | 0.95823 | 0.0005 | PROPORTION | 0.46802 | 0.0005 | PROPORTION | 0.68535 | 0.0005 | PROPORTION | 0.56969 | 0.0005 | PROPORTION | 0.74797 | 0.0005 | PROPORTION | 1
0.0005 | PROPORTION | 1 | 0.0005 | 0.0287 |  |  |  |  | 0.0005 | PROPORTION | 0.95823 | 0.0005 | PROPORTION | 0.46785 | 0.0005 | PROPORTION | 0.68475 | 0.0005 | PROPORTION | 0.56957 | 0.0005 | PROPORTION | 0.74774 | 0.0005 | PROPORTION | 1
0.0005 | PROPORTION | 1 | 0.0005 | 0.0287 |  |  |  |  | 0.0005 | PROPORTION | 0.95823 | 0.0005 | PROPORTION | 0.46754 | 0.0005 | PROPORTION | 0.68421 | 0.0005 | PROPORTION | 0.56939 | 0.0005 | PROPORTION | 0.74752 | 0.0005 | PROPORTION | 1
0.0005 | PROPORTION | 1 | 0.0005 | 0.0287 |  |  |  |  | 0.0005 | PROPORTION | 0.95823 | 0.0005 | PROPORTION | 0.46738 | 0.0005 | PROPORTION | 0.68364 | 0.0005 | PROPORTION | 0.56926 | 0.0005 | PROPORTION | 0.74734 | 0.0005 | PROPORTION | 1
0.0005 | PROPORTION | 1 | 0.0005 | 0.0287 |  |  |  |  | 0.0005 | PROPORTION | 0.95823 | 0.0005 | PROPORTION | 0.4673 | 0.0005 | PROPORTION | 0.68303 | 0.0005 | PROPORTION | 0.56917 | 0.0005 | PROPORTION | 0.74716 | 0.0005 | PROPORTION | 1
0.0005 | PROPORTION | 1 | 0.0005 | 0.0287 |  |  |  |  | 0.0005 | PROPORTION | 0.95823 | 0.0005 | PROPORTION | 0.46698 | 0.0005 | PROPORTION | 0.68247 | 0.0005 | PROPORTION | 0.56899 | 0.0005 | PROPORTION | 0.74694 | 0.0005 | PROPORTION | 1
0.0005 | PROPORTION | 1 | 0.0005 | 0.0287 |  |  |  |  | 0.0005 | PROPORTION | 0.95823 | 0.0005 | PROPORTION | 0.4669 | 0.0005 | PROPORTION | 0.68185 | 0.0005 | PROPORTION | 0.56878 | 0.0005 | PROPORTION | 0.7468 | 0.0005 | PROPORTION | 1
0.0005 | PROPORTION | 1 | 0.0005 | 0.0287 |  |  |  |  | 0.0005 | PROPORTION | 0.9582 | 0.0005 | PROPORTION | 0.46666 | 0.0005 | PROPORTION | 0.68125 | 0.0005 | PROPORTION | 0.56863 | 0.0005 | PROPORTION | 0.74661 | 0.0005 | PROPORTION | 1
0.0005 | PROPORTION | 1 | 0.0005 | 0.0287 |  |  |  |  | 0.0005 | PROPORTION | 0.9582 | 0.0005 | PROPORTION | 0.46646 | 0.0005 | PROPORTION | 0.68067 | 0.0005 | PROPORTION | 0.5685 | 0.0005 | PROPORTION | 0.74642 | 0.0005 | PROPORTION | 1
0.0005 | PROPORTION | 1 | 0.0005 | 0.0287 |  |  |  |  | 0.0005 | PROPORTION | 0.9582 | 0.0005 | PROPORTION | 0.46629 | 0.0005 | PROPORTION | 0.68004 | 0.0005 | PROPORTION | 0.56837 | 0.0005 | PROPORTION | 0.74623 | 0.0005 | PROPORTION | 1
0.0005 | PROPORTION | 1 | 0.0005 | 0.0287 |  |  |  |  | 0.0005 | PROPORTION | 0.95819 | 0.0005 | PROPORTION | 0.46598 | 0.0005 | PROPORTION | 0.67946 | 0.0005 | PROPORTION | 0.5682 | 0.0005 | PROPORTION | 0.74601 | 0.0005 | PROPORTION | 1
0.0005 | PROPORTION | 1 | 0.0005 | 0.0287 |  |  |  |  | 0.0005 | PROPORTION | 0.95818 | 0.0005 | PROPORTION | 0.46583 | 0.0005 | PROPORTION | 0.67885 | 0.0005 | PROPORTION | 0.56806 | 0.0005 | PROPORTION | 0.74587 | 0.0005 | PROPORTION | 1
0.0005 | PROPORTION | 1 | 0.0005 | 0.0287 |  |  |  |  | 0.0005 | PROPORTION | 0.9581 | 0.0005 | PROPORTION | 0.46559 | 0.0005 | PROPORTION | 0.67822 | 0.0005 | PROPORTION | 0.56793 | 0.0005 | PROPORTION | 0.74561 | 0.0005 | PROPORTION | 1
0.0005 | PROPORTION | 1 | 0.0005 | 0.0287 |  |  |  |  | 0.0005 | PROPORTION | 0.9581 | 0.0005 | PROPORTION | 0.4653 | 0.0005 | PROPORTION | 0.67766 | 0.0005 | PROPORTION | 0.56785 | 0.0005 | PROPORTION | 0.74546 | 0.0005 | PROPORTION | 1
0.0005 | PROPORTION | 1 | 0.0005 | 0.0287 |  |  |  |  | 0.0005 | PROPORTION | 0.9581 | 0.0005 | PROPORTION | 0.46508 | 0.0005 | PROPORTION | 0.67707 | 0.0005 | PROPORTION | 0.56765 | 0.0005 | PROPORTION | 0.74525 | 0.0005 | PROPORTION | 1
0.0005 | PROPORTION | 1 | 0.0005 | 0.0287 |  |  |  |  | 0.0005 | PROPORTION | 0.9581 | 0.0005 | PROPORTION | 0.46493 | 0.0005 | PROPORTION | 0.67648 | 0.0005 | PROPORTION | 0.56752 | 0.0005 | PROPORTION | 0.7451 | 0.0005 | PROPORTION | 1
0.0005 | PROPORTION | 1 | 0.0005 | 0.0287 |  |  |  |  | 0.0005 | PROPORTION | 0.95804 | 0.0005 | PROPORTION | 0.46478 | 0.0005 | PROPORTION | 0.67581 | 0.0005 | PROPORTION | 0.56737 | 0.0005 | PROPORTION | 0.74491 | 0.0005 | PROPORTION | 1
0.0005 | PROPORTION | 1 | 0.0005 | 0.0287 |  |  |  |  | 0.0005 | PROPORTION | 0.95799 | 0.0005 | PROPORTION | 0.46461 | 0.0005 | PROPORTION | 0.67524 | 0.0005 | PROPORTION | 0.56721 | 0.0005 | PROPORTION | 0.74467 | 0.0005 | PROPORTION | 1
0.0005 | PROPORTION | 1 | 0.0005 | 0.0287 |  |  |  |  | 0.0005 | PROPORTION | 0.95799 | 0.0005 | PROPORTION | 0.46438 | 0.0005 | PROPORTION | 0.67464 | 0.0005 | PROPORTION | 0.5671 | 0.0005 | PROPORTION | 0.74453 | 0.0005 | PROPORTION | 1
0.0005 | PROPORTION | 1 | 0.0005 | 0.0287 |  |  |  |  | 0.0005 | PROPORTION | 0.95798 | 0.0005 | PROPORTION | 0.46429 | 0.0005 | PROPORTION | 0.67397 | 0.0005 | PROPORTION | 0.56695 | 0.0005 | PROPORTION | 0.74435 | 0.0005 | PROPORTION | 1
0.0005 | PROPORTION | 1 | 0.0005 | 0.0287 |  |  |  |  | 0.0005 | PROPORTION | 0.95798 | 0.0005 | PROPORTION | 0.46399 | 0.0005 | PROPORTION | 0.67341 | 0.0005 | PROPORTION | 0.56678 | 0.0005 | PROPORTION | 0.74417 | 0.0005 | PROPORTION | 1
0.0005 | PROPORTION | 1 | 0.0005 | 0.0287 |  |  |  |  | 0.0005 | PROPORTION | 0.95798 | 0.0005 | PROPORTION | 0.46392 | 0.0005 | PROPORTION | 0.67279 | 0.0005 | PROPORTION | 0.56657 | 0.0005 | PROPORTION | 0.7439 | 0.0005 | PROPORTION | 1
0.0005 | PROPORTION | 1 | 0.0005 | 0.0287 |  |  |  |  | 0.0005 | PROPORTION | 0.95796 | 0.0005 | PROPORTION | 0.46356 | 0.0005 | PROPORTION | 0.67204 | 0.0005 | PROPORTION | 0.56649 | 0.0005 | PROPORTION | 0.74374 | 0.0005 | PROPORTION | 1
0.0005 | PROPORTION | 1 | 0.0005 | 0.0287 |  |  |  |  | 0.0005 | PROPORTION | 0.95779 | 0.0005 | PROPORTION | 0.46337 | 0.0005 | PROPORTION | 0.6714 | 0.0005 | PROPORTION | 0.56638 | 0.0005 | PROPORTION | 0.74353 | 0.0005 | PROPORTION | 1
0.0005 | PROPORTION | 1 | 0.0005 | 0.0287 |  |  |  |  | 0.0005 | PROPORTION | 0.9577 | 0.0005 | PROPORTION | 0.46316 | 0.0005 | PROPORTION | 0.67086 | 0.0005 | PROPORTION | 0.5662 | 0.0005 | PROPORTION | 0.74332 | 0.0005 | PROPORTION | 1
0.0005 | PROPORTION | 1 | 0.0005 | 0.0287 |  |  |  |  | 0.0005 | PROPORTION | 0.9577 | 0.0005 | PROPORTION | 0.463 | 0.0005 | PROPORTION | 0.67018 | 0.0005 | PROPORTION | 0.56608 | 0.0005 | PROPORTION | 0.74313 | 0.0005 | PROPORTION | 1
0.0005 | PROPORTION | 1 | 0.0005 | 0.0287 |  |  |  |  | 0.0005 | PROPORTION | 0.95768 | 0.0005 | PROPORTION | 0.46292 | 0.0005 | PROPORTION | 0.66952 | 0.0005 | PROPORTION | 0.56597 | 0.0005 | PROPORTION | 0.74297 | 0.0005 | PROPORTION | 1
0.0005 | PROPORTION | 1 | 0.0005 | 0.0287 |  |  |  |  | 0.0005 | PROPORTION | 0.95768 | 0.0005 | PROPORTION | 0.46267 | 0.0005 | PROPORTION | 0.66883 | 0.0005 | PROPORTION | 0.56579 | 0.0005 | PROPORTION | 0.7428 | 0.0005 | PROPORTION | 1
0.0005 | PROPORTION | 1 | 0.0005 | 0.0287 |  |  |  |  | 0.0005 | PROPORTION | 0.95767 | 0.0005 | PROPORTION | 0.46258 | 0.0005 | PROPORTION | 0.66823 | 0.0005 | PROPORTION | 0.56557 | 0.0005 | PROPORTION | 0.74262 | 0.0005 | PROPORTION | 1
0.0005 | PROPORTION | 1 | 0.0005 | 0.0287 |  |  |  |  | 0.0005 | PROPORTION | 0.95758 | 0.0005 | PROPORTION | 0.46236 | 0.0005 | PROPORTION | 0.66757 | 0.0005 | PROPORTION | 0.56548 | 0.0005 | PROPORTION | 0.74242 | 0.0005 | PROPORTION | 1
0.0005 | PROPORTION | 1 | 0.0005 | 0.0287 |  |  |  |  | 0.0005 | PROPORTION | 0.95758 | 0.0005 | PROPORTION | 0.4621 | 0.0005 | PROPORTION | 0.66699 | 0.0005 | PROPORTION | 0.56537 | 0.0005 | PROPORTION | 0.74221 | 0.0005 | PROPORTION | 1
0.0005 | PROPORTION | 1 | 0.0005 | 0.0287 |  |  |  |  | 0.0005 | PROPORTION | 0.95758 | 0.0005 | PROPORTION | 0.46194 | 0.0005 | PROPORTION | 0.66635 | 0.0005 | PROPORTION | 0.5652 | 0.0005 | PROPORTION | 0.74202 | 0.0005 | PROPORTION | 1
0.0005 | PROPORTION | 1 | 0.0005 | 0.0287 |  |  |  |  | 0.0005 | PROPORTION | 0.95756 | 0.0005 | PROPORTION | 0.46165 | 0.0005 | PROPORTION | 0.66561 | 0.0005 | PROPORTION | 0.56505 | 0.0005 | PROPORTION | 0.74183 | 0.0005 | PROPORTION | 1
0.0005 | PROPORTION | 1 | 0.0005 | 0.0287 |  |  |  |  | 0.0005 | PROPORTION | 0.95756 | 0.0005 | PROPORTION | 0.46158 | 0.0005 | PROPORTION | 0.665 | 0.0005 | PROPORTION | 0.56491 | 0.0005 | PROPORTION | 0.74156 | 0.0005 | PROPORTION | 1
0.0005 | PROPORTION | 1 | 0.0005 | 0.0287 |  |  |  |  | 0.0005 | PROPORTION | 0.95756 | 0.0005 | PROPORTION | 0.46127 | 0.0005 | PROPORTION | 0.66435 | 0.0005 | PROPORTION | 0.5648 | 0.0005 | PROPORTION | 0.74141 | 0.0005 | PROPORTION | 1
0.0005 | PROPORTION | 1 | 0.0005 | 0.0287 |  |  |  |  | 0.0005 | PROPORTION | 0.95756 | 0.0005 | PROPORTION | 0.46114 | 0.0005 | PROPORTION | 0.66367 | 0.0005 | PROPORTION | 0.56461 | 0.0005 | PROPORTION | 0.74123 | 0.0005 | PROPORTION | 1
0.0005 | PROPORTION | 1 | 0.0005 | 0.0287 |  |  |  |  | 0.0005 | PROPORTION | 0.95756 | 0.0005 | PROPORTION | 0.46084 | 0.0005 | PROPORTION | 0.66298 | 0.0005 | PROPORTION | 0.56448 | 0.0005 | PROPORTION | 0.74103 | 0.0005 | PROPORTION | 1
0.0005 | PROPORTION | 1 | 0.0005 | 0.0287 |  |  |  |  | 0.0005 | PROPORTION | 0.95756 | 0.0005 | PROPORTION | 0.4608 | 0.0005 | PROPORTION | 0.66239 | 0.0005 | PROPORTION | 0.56436 | 0.0005 | PROPORTION | 0.7408 | 0.0005 | PROPORTION | 1
0.0005 | PROPORTION | 1 | 0.0005 | 0.0287 |  |  |  |  | 0.0005 | PROPORTION | 0.95756 | 0.0005 | PROPORTION | 0.46064 | 0.0005 | PROPORTION | 0.66169 | 0.0005 | PROPORTION | 0.56422 | 0.0005 | PROPORTION | 0.74061 | 0.0005 | PROPORTION | 1
0.0005 | PROPORTION | 1 | 0.0005 | 0.0287 |  |  |  |  | 0.0005 | PROPORTION | 0.95756 | 0.0005 | PROPORTION | 0.46033 | 0.0005 | PROPORTION | 0.66099 | 0.0005 | PROPORTION | 0.56408 | 0.0005 | PROPORTION | 0.74043 | 0.0005 | PROPORTION | 1
0.0005 | PROPORTION | 1 | 0.0005 | 0.0287 |  |  |  |  | 0.0005 | PROPORTION | 0.95756 | 0.0005 | PROPORTION | 0.46025 | 0.0005 | PROPORTION | 0.66027 | 0.0005 | PROPORTION | 0.56402 | 0.0005 | PROPORTION | 0.7402 | 0.0005 | PROPORTION | 1
0.0005 | PROPORTION | 1 | 0.0005 | 0.0287 |  |  |  |  | 0.0005 | PROPORTION | 0.95756 | 0.0005 | PROPORTION | 0.46012 | 0.0005 | PROPORTION | 0.65953 | 0.0005 | PROPORTION | 0.56378 | 0.0005 | PROPORTION | 0.74007 | 0.0005 | PROPORTION | 1
0.0005 | PROPORTION | 1 | 0.0005 | 0.0287 |  |  |  |  | 0.0005 | PROPORTION | 0.95747 | 0.0005 | PROPORTION | 0.45979 | 0.0005 | PROPORTION | 0.65891 | 0.0005 | PROPORTION | 0.56366 | 0.0005 | PROPORTION | 0.73986 | 0.0005 | PROPORTION | 1
0.0005 | PROPORTION | 1 | 0.0005 | 0.0287 |  |  |  |  | 0.0005 | PROPORTION | 0.95747 | 0.0005 | PROPORTION | 0.45963 | 0.0005 | PROPORTION | 0.65834 | 0.0005 | PROPORTION | 0.56349 | 0.0005 | PROPORTION | 0.73968 | 0.0005 | PROPORTION | 1
0.0005 | PROPORTION | 1 | 0.0005 | 0.0287 |  |  |  |  | 0.0005 | PROPORTION | 0.95747 | 0.0005 | PROPORTION | 0.4595 | 0.0005 | PROPORTION | 0.65758 | 0.0005 | PROPORTION | 0.56337 | 0.0005 | PROPORTION | 0.73947 | 0.0005 | PROPORTION | 1
0.0005 | PROPORTION | 1 | 0.0005 | 0.0287 |  |  |  |  | 0.0005 | PROPORTION | 0.95747 | 0.0005 | PROPORTION | 0.45942 | 0.0005 | PROPORTION | 0.65695 | 0.0005 | PROPORTION | 0.56323 | 0.0005 | PROPORTION | 0.73927 | 0.0005 | PROPORTION | 1
0.0005 | PROPORTION | 1 | 0.0005 | 0.0287 |  |  |  |  | 0.0005 | PROPORTION | 0.95747 | 0.0005 | PROPORTION | 0.45908 | 0.0005 | PROPORTION | 0.65627 | 0.0005 | PROPORTION | 0.56307 | 0.0005 | PROPORTION | 0.73911 | 0.0005 | PROPORTION | 1
0.0005 | PROPORTION | 1 | 0.0005 | 0.0287 |  |  |  |  | 0.0005 | PROPORTION | 0.95747 | 0.0005 | PROPORTION | 0.45888 | 0.0005 | PROPORTION | 0.65555 | 0.0005 | PROPORTION | 0.56291 | 0.0005 | PROPORTION | 0.73887 | 0.0005 | PROPORTION | 1
0.0005 | PROPORTION | 1 | 0.0005 | 0.0287 |  |  |  |  | 0.0005 | PROPORTION | 0.9573 | 0.0005 | PROPORTION | 0.45872 | 0.0005 | PROPORTION | 0.65498 | 0.0005 | PROPORTION | 0.56278 | 0.0005 | PROPORTION | 0.73871 | 0.0005 | PROPORTION | 1
0.0005 | PROPORTION | 1 | 0.0005 | 0.0287 |  |  |  |  | 0.0005 | PROPORTION | 0.95729 | 0.0005 | PROPORTION | 0.45859 | 0.0005 | PROPORTION | 0.6543 | 0.0005 | PROPORTION | 0.5626 | 0.0005 | PROPORTION | 0.73849 | 0.0005 | PROPORTION | 1
0.0005 | PROPORTION | 1 | 0.0005 | 0.0287 |  |  |  |  | 0.0005 | PROPORTION | 0.95729 | 0.0005 | PROPORTION | 0.45836 | 0.0005 | PROPORTION | 0.65365 | 0.0005 | PROPORTION | 0.56249 | 0.0005 | PROPORTION | 0.73825 | 0.0005 | PROPORTION | 1
0.0005 | PROPORTION | 1 | 0.0005 | 0.0287 |  |  |  |  | 0.0005 | PROPORTION | 0.95715 | 0.0005 | PROPORTION | 0.45816 | 0.0005 | PROPORTION | 0.65296 | 0.0005 | PROPORTION | 0.56232 | 0.0005 | PROPORTION | 0.73805 | 0.0005 | PROPORTION | 1
0.0005 | PROPORTION | 1 | 0.0005 | 0.0287 |  |  |  |  | 0.0005 | PROPORTION | 0.95715 | 0.0005 | PROPORTION | 0.45803 | 0.0005 | PROPORTION | 0.65222 | 0.0005 | PROPORTION | 0.5622 | 0.0005 | PROPORTION | 0.73788 | 0.0005 | PROPORTION | 1
0.0005 | PROPORTION | 1 | 0.0005 | 0.0287 |  |  |  |  | 0.0005 | PROPORTION | 0.95711 | 0.0005 | PROPORTION | 0.4578 | 0.0005 | PROPORTION | 0.65152 | 0.0005 | PROPORTION | 0.56208 | 0.0005 | PROPORTION | 0.73769 | 0.0005 | PROPORTION | 1
0.0005 | PROPORTION | 1 | 0.0005 | 0.0287 |  |  |  |  | 0.0005 | PROPORTION | 0.95697 | 0.0005 | PROPORTION | 0.45755 | 0.0005 | PROPORTION | 0.65087 | 0.0005 | PROPORTION | 0.56194 | 0.0005 | PROPORTION | 0.73748 | 0.0005 | PROPORTION | 1
0.0005 | PROPORTION | 1 | 0.0005 | 0.0287 |  |  |  |  | 0.0005 | PROPORTION | 0.95689 | 0.0005 | PROPORTION | 0.45743 | 0.0005 | PROPORTION | 0.65009 | 0.0005 | PROPORTION | 0.56185 | 0.0005 | PROPORTION | 0.73732 | 0.0005 | PROPORTION | 1
0.0005 | PROPORTION | 1 | 0.0005 | 0.0287 |  |  |  |  | 0.0005 | PROPORTION | 0.95689 | 0.0005 | PROPORTION | 0.45715 | 0.0005 | PROPORTION | 0.6494 | 0.0005 | PROPORTION | 0.56169 | 0.0005 | PROPORTION | 0.73706 | 0.0005 | PROPORTION | 1
0.0005 | PROPORTION | 1 | 0.0005 | 0.0287 |  |  |  |  | 0.0005 | PROPORTION | 0.95689 | 0.0005 | PROPORTION | 0.45692 | 0.0005 | PROPORTION | 0.64864 | 0.0005 | PROPORTION | 0.56152 | 0.0005 | PROPORTION | 0.73686 | 0.0005 | PROPORTION | 1
0.0005 | PROPORTION | 1 | 0.0005 | 0.0287 |  |  |  |  | 0.0005 | PROPORTION | 0.95684 | 0.0005 | PROPORTION | 0.45684 | 0.0005 | PROPORTION | 0.64801 | 0.0005 | PROPORTION | 0.56141 | 0.0005 | PROPORTION | 0.73668 | 0.0005 | PROPORTION | 1
0.0005 | PROPORTION | 1 | 0.0005 | 0.0287 |  |  |  |  | 0.0005 | PROPORTION | 0.95681 | 0.0005 | PROPORTION | 0.45671 | 0.0005 | PROPORTION | 0.64739 | 0.0005 | PROPORTION | 0.56125 | 0.0005 | PROPORTION | 0.73651 | 0.0005 | PROPORTION | 1
0.0005 | PROPORTION | 1 | 0.0005 | 0.0287 |  |  |  |  | 0.0005 | PROPORTION | 0.95674 | 0.0005 | PROPORTION | 0.45641 | 0.0005 | PROPORTION | 0.64667 | 0.0005 | PROPORTION | 0.56109 | 0.0005 | PROPORTION | 0.73629 | 0.0005 | PROPORTION | 1
0.0005 | PROPORTION | 1 | 0.0005 | 0.0287 |  |  |  |  | 0.0005 | PROPORTION | 0.95672 | 0.0005 | PROPORTION | 0.45629 | 0.0005 | PROPORTION | 0.64593 | 0.0005 | PROPORTION | 0.56099 | 0.0005 | PROPORTION | 0.7361 | 0.0005 | PROPORTION | 1
0.0005 | PROPORTION | 1 | 0.0005 | 0.0287 |  |  |  |  | 0.0005 | PROPORTION | 0.95671 | 0.0005 | PROPORTION | 0.45615 | 0.0005 | PROPORTION | 0.64515 | 0.0005 | PROPORTION | 0.56084 | 0.0005 | PROPORTION | 0.73587 | 0.0005 | PROPORTION | 1
0.0005 | PROPORTION | 1 | 0.0005 | 0.0287 |  |  |  |  | 0.0005 | PROPORTION | 0.95671 | 0.0005 | PROPORTION | 0.45598 | 0.0005 | PROPORTION | 0.64446 | 0.0005 | PROPORTION | 0.56071 | 0.0005 | PROPORTION | 0.73562 | 0.0005 | PROPORTION | 1
0.0005 | PROPORTION | 1 | 0.0005 | 0.0287 |  |  |  |  | 0.0005 | PROPORTION | 0.9566 | 0.0005 | PROPORTION | 0.45567 | 0.0005 | PROPORTION | 0.64374 | 0.0005 | PROPORTION | 0.56057 | 0.0005 | PROPORTION | 0.73544 | 0.0005 | PROPORTION | 1
0.0005 | PROPORTION | 1 | 0.0005 | 0.0287 |  |  |  |  | 0.0005 | PROPORTION | 0.95657 | 0.0005 | PROPORTION | 0.45551 | 0.0005 | PROPORTION | 0.64304 | 0.0005 | PROPORTION | 0.56045 | 0.0005 | PROPORTION | 0.73529 | 0.0005 | PROPORTION | 1
0.0005 | PROPORTION | 1 | 0.0005 | 0.0287 |  |  |  |  | 0.0005 | PROPORTION | 0.95657 | 0.0005 | PROPORTION | 0.45536 | 0.0005 | PROPORTION | 0.6423 | 0.0005 | PROPORTION | 0.56031 | 0.0005 | PROPORTION | 0.73512 | 0.0005 | PROPORTION | 1
0.0005 | PROPORTION | 1 | 0.0005 | 0.0287 |  |  |  |  | 0.0005 | PROPORTION | 0.95657 | 0.0005 | PROPORTION | 0.45514 | 0.0005 | PROPORTION | 0.64166 | 0.0005 | PROPORTION | 0.56014 | 0.0005 | PROPORTION | 0.73492 | 0.0005 | PROPORTION | 1
0.0005 | PROPORTION | 1 | 0.0005 | 0.0287 |  |  |  |  | 0.0005 | PROPORTION | 0.95657 | 0.0005 | PROPORTION | 0.45497 | 0.0005 | PROPORTION | 0.6409 | 0.0005 | PROPORTION | 0.56004 | 0.0005 | PROPORTION | 0.73469 | 0.0005 | PROPORTION | 1
0.0005 | PROPORTION | 1 | 0.0005 | 0.0287 |  |  |  |  | 0.0005 | PROPORTION | 0.95657 | 0.0005 | PROPORTION | 0.45477 | 0.0005 | PROPORTION | 0.64026 | 0.0005 | PROPORTION | 0.55994 | 0.0005 | PROPORTION | 0.73451 | 0.0005 | PROPORTION | 1
0.0005 | PROPORTION | 1 | 0.0005 | 0.0287 |  |  |  |  | 0.0005 | PROPORTION | 0.95655 | 0.0005 | PROPORTION | 0.45457 | 0.0005 | PROPORTION | 0.63951 | 0.0005 | PROPORTION | 0.55974 | 0.0005 | PROPORTION | 0.73437 | 0.0005 | PROPORTION | 1
0.0005 | PROPORTION | 1 | 0.0005 | 0.0287 |  |  |  |  | 0.0005 | PROPORTION | 0.95636 | 0.0005 | PROPORTION | 0.45445 | 0.0005 | PROPORTION | 0.63885 | 0.0005 | PROPORTION | 0.55958 | 0.0005 | PROPORTION | 0.73414 | 0.0005 | PROPORTION | 1
0.0005 | PROPORTION | 1 | 0.0005 | 0.0287 |  |  |  |  | 0.0005 | PROPORTION | 0.95629 | 0.0005 | PROPORTION | 0.45428 | 0.0005 | PROPORTION | 0.63813 | 0.0005 | PROPORTION | 0.55952 | 0.0005 | PROPORTION | 0.73396 | 0.0005 | PROPORTION | 1
0.0005 | PROPORTION | 1 | 0.0005 | 0.0287 |  |  |  |  | 0.0005 | PROPORTION | 0.95628 | 0.0005 | PROPORTION | 0.45409 | 0.0005 | PROPORTION | 0.63734 | 0.0005 | PROPORTION | 0.55942 | 0.0005 | PROPORTION | 0.73377 | 0.0005 | PROPORTION | 1
0.0005 | PROPORTION | 1 | 0.0005 | 0.0287 |  |  |  |  | 0.0005 | PROPORTION | 0.95628 | 0.0005 | PROPORTION | 0.4538 | 0.0005 | PROPORTION | 0.63667 | 0.0005 | PROPORTION | 0.55924 | 0.0005 | PROPORTION | 0.73358 | 0.0005 | PROPORTION | 1
0.0005 | PROPORTION | 1 | 0.0005 | 0.0287 |  |  |  |  | 0.0005 | PROPORTION | 0.95617 | 0.0005 | PROPORTION | 0.45364 | 0.0005 | PROPORTION | 0.63593 | 0.0005 | PROPORTION | 0.55904 | 0.0005 | PROPORTION | 0.73329 | 0.0005 | PROPORTION | 1
0.0005 | PROPORTION | 1 | 0.0005 | 0.0287 |  |  |  |  | 0.0005 | PROPORTION | 0.95615 | 0.0005 | PROPORTION | 0.45344 | 0.0005 | PROPORTION | 0.63523 | 0.0005 | PROPORTION | 0.55894 | 0.0005 | PROPORTION | 0.73314 | 0.0005 | PROPORTION | 1
0.0005 | PROPORTION | 1 | 0.0005 | 0.0287 |  |  |  |  | 0.0005 | PROPORTION | 0.95615 | 0.0005 | PROPORTION | 0.45327 | 0.0005 | PROPORTION | 0.63451 | 0.0005 | PROPORTION | 0.5588 | 0.0005 | PROPORTION | 0.73297 | 0.0005 | PROPORTION | 1
0.0005 | PROPORTION | 1 | 0.0005 | 0.0287 |  |  |  |  | 0.0005 | PROPORTION | 0.95615 | 0.0005 | PROPORTION | 0.45312 | 0.0005 | PROPORTION | 0.63384 | 0.0005 | PROPORTION | 0.55869 | 0.0005 | PROPORTION | 0.73276 | 0.0005 | PROPORTION | 1
0.0005 | PROPORTION | 1 | 0.0005 | 0.0287 |  |  |  |  | 0.0005 | PROPORTION | 0.95615 | 0.0005 | PROPORTION | 0.45288 | 0.0005 | PROPORTION | 0.63311 | 0.0005 | PROPORTION | 0.55853 | 0.0005 | PROPORTION | 0.73258 | 0.0005 | PROPORTION | 1
0.0005 | PROPORTION | 1 | 0.0005 | 0.0287 |  |  |  |  | 0.0005 | PROPORTION | 0.95615 | 0.0005 | PROPORTION | 0.4528 | 0.0005 | PROPORTION | 0.6324 | 0.0005 | PROPORTION | 0.5584 | 0.0005 | PROPORTION | 0.73243 | 0.0005 | PROPORTION | 1
0.0005 | PROPORTION | 1 | 0.0005 | 0.0287 |  |  |  |  | 0.0005 | PROPORTION | 0.95615 | 0.0005 | PROPORTION | 0.45265 | 0.0005 | PROPORTION | 0.63167 | 0.0005 | PROPORTION | 0.55828 | 0.0005 | PROPORTION | 0.7322 | 0.0005 | PROPORTION | 1
0.0005 | PROPORTION | 1 | 0.0005 | 0.0287 |  |  |  |  | 0.0005 | PROPORTION | 0.95615 | 0.0005 | PROPORTION | 0.4526 | 0.0005 | PROPORTION | 0.63099 | 0.0005 | PROPORTION | 0.5582 | 0.0005 | PROPORTION | 0.73201 | 0.0005 | PROPORTION | 1
0.0005 | PROPORTION | 1 | 0.0005 | 0.0287 |  |  |  |  | 0.0005 | PROPORTION | 0.95615 | 0.0005 | PROPORTION | 0.45227 | 0.0005 | PROPORTION | 0.6302 | 0.0005 | PROPORTION | 0.55806 | 0.0005 | PROPORTION | 0.73184 | 0.0005 | PROPORTION | 1
0.0005 | PROPORTION | 1 | 0.0005 | 0.0287 |  |  |  |  | 0.0005 | PROPORTION | 0.95615 | 0.0005 | PROPORTION | 0.45192 | 0.0005 | PROPORTION | 0.62954 | 0.0005 | PROPORTION | 0.55791 | 0.0005 | PROPORTION | 0.73166 | 0.0005 | PROPORTION | 1
0.0005 | PROPORTION | 1 | 0.0005 | 0.0287 |  |  |  |  | 0.0005 | PROPORTION | 0.95615 | 0.0005 | PROPORTION | 0.45174 | 0.0005 | PROPORTION | 0.62873 | 0.0005 | PROPORTION | 0.55776 | 0.0005 | PROPORTION | 0.73143 | 0.0005 | PROPORTION | 1
0.0005 | PROPORTION | 1 | 0.0005 | 0.0287 |  |  |  |  | 0.0005 | PROPORTION | 0.95613 | 0.0005 | PROPORTION | 0.45167 | 0.0005 | PROPORTION | 0.62804 | 0.0005 | PROPORTION | 0.5576 | 0.0005 | PROPORTION | 0.73125 | 0.0005 | PROPORTION | 1
0.0005 | PROPORTION | 1 | 0.0005 | 0.0287 |  |  |  |  | 0.0005 | PROPORTION | 0.95606 | 0.0005 | PROPORTION | 0.45163 | 0.0005 | PROPORTION | 0.62734 | 0.0005 | PROPORTION | 0.55747 | 0.0005 | PROPORTION | 0.73103 | 0.0005 | PROPORTION | 1
0.0005 | PROPORTION | 1 | 0.0005 | 0.0287 |  |  |  |  | 0.0005 | PROPORTION | 0.95597 | 0.0005 | PROPORTION | 0.45138 | 0.0005 | PROPORTION | 0.62662 | 0.0005 | PROPORTION | 0.55734 | 0.0005 | PROPORTION | 0.73085 | 0.0005 | PROPORTION | 1
0.0005 | PROPORTION | 1 | 0.0005 | 0.0287 |  |  |  |  | 0.0005 | PROPORTION | 0.95597 | 0.0005 | PROPORTION | 0.45123 | 0.0005 | PROPORTION | 0.62584 | 0.0005 | PROPORTION | 0.55727 | 0.0005 | PROPORTION | 0.73067 | 0.0005 | PROPORTION | 1
0.0005 | PROPORTION | 1 | 0.0005 | 0.0287 |  |  |  |  | 0.0005 | PROPORTION | 0.95597 | 0.0005 | PROPORTION | 0.45092 | 0.0005 | PROPORTION | 0.62522 | 0.0005 | PROPORTION | 0.55717 | 0.0005 | PROPORTION | 0.7304 | 0.0005 | PROPORTION | 1
0.0005 | PROPORTION | 1 | 0.0005 | 0.0287 |  |  |  |  | 0.0005 | PROPORTION | 0.95597 | 0.0005 | PROPORTION | 0.45083 | 0.0005 | PROPORTION | 0.62463 | 0.0005 | PROPORTION | 0.55706 | 0.0005 | PROPORTION | 0.73025 | 0.0005 | PROPORTION | 1
0.0005 | PROPORTION | 1 | 0.0005 | 0.0287 |  |  |  |  | 0.0005 | PROPORTION | 0.95597 | 0.0005 | PROPORTION | 0.45079 | 0.0005 | PROPORTION | 0.62389 | 0.0005 | PROPORTION | 0.55693 | 0.0005 | PROPORTION | 0.73004 | 0.0005 | PROPORTION | 1
0.0005 | PROPORTION | 1 | 0.0005 | 0.0287 |  |  |  |  | 0.0005 | PROPORTION | 0.95597 | 0.0005 | PROPORTION | 0.4504 | 0.0005 | PROPORTION | 0.62321 | 0.0005 | PROPORTION | 0.55673 | 0.0005 | PROPORTION | 0.72991 | 0.0005 | PROPORTION | 1
0.0005 | PROPORTION | 1 | 0.0005 | 0.0287 |  |  |  |  | 0.0005 | PROPORTION | 0.95597 | 0.0005 | PROPORTION | 0.45025 | 0.0005 | PROPORTION | 0.62251 | 0.0005 | PROPORTION | 0.55658 | 0.0005 | PROPORTION | 0.72967 | 0.0005 | PROPORTION | 1
0.0005 | PROPORTION | 1 | 0.0005 | 0.0287 |  |  |  |  | 0.0005 | PROPORTION | 0.95597 | 0.0005 | PROPORTION | 0.45 | 0.0005 | PROPORTION | 0.62173 | 0.0005 | PROPORTION | 0.55645 | 0.0005 | PROPORTION | 0.72945 | 0.0005 | PROPORTION | 1
0.0005 | PROPORTION | 1 | 0.0005 | 0.0287 |  |  |  |  | 0.0005 | PROPORTION | 0.95597 | 0.0005 | PROPORTION | 0.44987 | 0.0005 | PROPORTION | 0.62109 | 0.0005 | PROPORTION | 0.55629 | 0.0005 | PROPORTION | 0.72927 | 0.0005 | PROPORTION | 1
0.0005 | PROPORTION | 1 | 0.0005 | 0.0287 |  |  |  |  | 0.0005 | PROPORTION | 0.95597 | 0.0005 | PROPORTION | 0.44983 | 0.0005 | PROPORTION | 0.62032 | 0.0005 | PROPORTION | 0.55617 | 0.0005 | PROPORTION | 0.72908 | 0.0005 | PROPORTION | 1
0.0005 | PROPORTION | 1 | 0.0005 | 0.0287 |  |  |  |  | 0.0005 | PROPORTION | 0.95597 | 0.0005 | PROPORTION | 0.44955 | 0.0005 | PROPORTION | 0.61964 | 0.0005 | PROPORTION | 0.556 | 0.0005 | PROPORTION | 0.72888 | 0.0005 | PROPORTION | 1
0.0005 | PROPORTION | 1 | 0.0005 | 0.0287 |  |  |  |  | 0.0005 | PROPORTION | 0.95581 | 0.0005 | PROPORTION | 0.44936 | 0.0005 | PROPORTION | 0.61894 | 0.0005 | PROPORTION | 0.5559 | 0.0005 | PROPORTION | 0.72868 | 0.0005 | PROPORTION | 1
0.0005 | PROPORTION | 1 | 0.0005 | 0.0287 |  |  |  |  | 0.0005 | PROPORTION | 0.95575 | 0.0005 | PROPORTION | 0.44918 | 0.0005 | PROPORTION | 0.61823 | 0.0005 | PROPORTION | 0.55574 | 0.0005 | PROPORTION | 0.72846 | 0.0005 | PROPORTION | 1
0.0005 | PROPORTION | 1 | 0.0005 | 0.0287 |  |  |  |  | 0.0005 | PROPORTION | 0.95575 | 0.0005 | PROPORTION | 0.44888 | 0.0005 | PROPORTION | 0.61752 | 0.0005 | PROPORTION | 0.55566 | 0.0005 | PROPORTION | 0.72829 | 0.0005 | PROPORTION | 1
0.0005 | PROPORTION | 1 | 0.0005 | 0.0287 |  |  |  |  | 0.0005 | PROPORTION | 0.95548 | 0.0005 | PROPORTION | 0.44883 | 0.0005 | PROPORTION | 0.61684 | 0.0005 | PROPORTION | 0.55556 | 0.0005 | PROPORTION | 0.72811 | 0.0005 | PROPORTION | 1
0.0005 | PROPORTION | 1 | 0.0005 | 0.0287 |  |  |  |  | 0.0005 | PROPORTION | 0.95546 | 0.0005 | PROPORTION | 0.44854 | 0.0005 | PROPORTION | 0.61611 | 0.0005 | PROPORTION | 0.55543 | 0.0005 | PROPORTION | 0.7279 | 0.0005 | PROPORTION | 1
0.0005 | PROPORTION | 1 | 0.0005 | 0.0287 |  |  |  |  | 0.0005 | PROPORTION | 0.95546 | 0.0005 | PROPORTION | 0.44835 | 0.0005 | PROPORTION | 0.61543 | 0.0005 | PROPORTION | 0.55526 | 0.0005 | PROPORTION | 0.72769 | 0.0005 | PROPORTION | 1
0.0005 | PROPORTION | 1 | 0.0005 | 0.0287 |  |  |  |  | 0.0005 | PROPORTION | 0.9554 | 0.0005 | PROPORTION | 0.4482 | 0.0005 | PROPORTION | 0.61471 | 0.0005 | PROPORTION | 0.55509 | 0.0005 | PROPORTION | 0.7275 | 0.0005 | PROPORTION | 1
0.0005 | PROPORTION | 1 | 0.0005 | 0.0287 |  |  |  |  | 0.0005 | PROPORTION | 0.9554 | 0.0005 | PROPORTION | 0.44811 | 0.0005 | PROPORTION | 0.61407 | 0.0005 | PROPORTION | 0.55496 | 0.0005 | PROPORTION | 0.72727 | 0.0005 | PROPORTION | 1
0.0005 | PROPORTION | 1 | 0.0005 | 0.0287 |  |  |  |  | 0.0005 | PROPORTION | 0.95527 | 0.0005 | PROPORTION | 0.44792 | 0.0005 | PROPORTION | 0.61334 | 0.0005 | PROPORTION | 0.5548 | 0.0005 | PROPORTION | 0.7271 | 0.0005 | PROPORTION | 1
0.0005 | PROPORTION | 1 | 0.0005 | 0.0287 |  |  |  |  | 0.0005 | PROPORTION | 0.95525 | 0.0005 | PROPORTION | 0.44772 | 0.0005 | PROPORTION | 0.61274 | 0.0005 | PROPORTION | 0.55472 | 0.0005 | PROPORTION | 0.72693 | 0.0005 | PROPORTION | 1
0.0005 | PROPORTION | 1 | 0.0005 | 0.0287 |  |  |  |  | 0.0005 | PROPORTION | 0.95503 | 0.0005 | PROPORTION | 0.44759 | 0.0005 | PROPORTION | 0.612 | 0.0005 | PROPORTION | 0.5546 | 0.0005 | PROPORTION | 0.72675 | 0.0005 | PROPORTION | 1
0.0005 | PROPORTION | 1 | 0.0005 | 0.0287 |  |  |  |  | 0.0005 | PROPORTION | 0.95491 | 0.0005 | PROPORTION | 0.44746 | 0.0005 | PROPORTION | 0.61129 | 0.0005 | PROPORTION | 0.55448 | 0.0005 | PROPORTION | 0.72648 | 0.0005 | PROPORTION | 1
0.0005 | PROPORTION | 1 | 0.0005 | 0.0287 |  |  |  |  | 0.0005 | PROPORTION | 0.95473 | 0.0005 | PROPORTION | 0.44715 | 0.0005 | PROPORTION | 0.61059 | 0.0005 | PROPORTION | 0.55432 | 0.0005 | PROPORTION | 0.72632 | 0.0005 | PROPORTION | 1
0.0005 | PROPORTION | 1 | 0.0005 | 0.0287 |  |  |  |  | 0.0005 | PROPORTION | 0.95473 | 0.0005 | PROPORTION | 0.44692 | 0.0005 | PROPORTION | 0.60996 | 0.0005 | PROPORTION | 0.55421 | 0.0005 | PROPORTION | 0.72613 | 0.0005 | PROPORTION | 1
0.0005 | PROPORTION | 1 | 0.0005 | 0.0287 |  |  |  |  | 0.0005 | PROPORTION | 0.95464 | 0.0005 | PROPORTION | 0.44681 | 0.0005 | PROPORTION | 0.6093 | 0.0005 | PROPORTION | 0.55409 | 0.0005 | PROPORTION | 0.72597 | 0.0005 | PROPORTION | 1
0.0005 | PROPORTION | 1 | 0.0005 | 0.0287 |  |  |  |  | 0.0005 | PROPORTION | 0.95458 | 0.0005 | PROPORTION | 0.4466 | 0.0005 | PROPORTION | 0.60854 | 0.0005 | PROPORTION | 0.55397 | 0.0005 | PROPORTION | 0.72571 | 0.0005 | PROPORTION | 1
0.0005 | PROPORTION | 1 | 0.0005 | 0.0287 |  |  |  |  | 0.0005 | PROPORTION | 0.95453 | 0.0005 | PROPORTION | 0.4464 | 0.0005 | PROPORTION | 0.60792 | 0.0005 | PROPORTION | 0.55381 | 0.0005 | PROPORTION | 0.72548 | 0.0005 | PROPORTION | 1
0.0005 | PROPORTION | 1 | 0.0005 | 0.0287 |  |  |  |  | 0.0005 | PROPORTION | 0.95448 | 0.0005 | PROPORTION | 0.4462 | 0.0005 | PROPORTION | 0.6073 | 0.0005 | PROPORTION | 0.5536 | 0.0005 | PROPORTION | 0.72532 | 0.0005 | PROPORTION | 1
0.0005 | PROPORTION | 1 | 0.0005 | 0.0287 |  |  |  |  | 0.0005 | PROPORTION | 0.95448 | 0.0005 | PROPORTION | 0.44608 | 0.0005 | PROPORTION | 0.6066 | 0.0005 | PROPORTION | 0.5535 | 0.0005 | PROPORTION | 0.7251 | 0.0005 | PROPORTION | 1
0.0005 | PROPORTION | 1 | 0.0005 | 0.0287 |  |  |  |  | 0.0005 | PROPORTION | 0.95443 | 0.0005 | PROPORTION | 0.44579 | 0.0005 | PROPORTION | 0.60591 | 0.0005 | PROPORTION | 0.55339 | 0.0005 | PROPORTION | 0.72485 | 0.0005 | PROPORTION | 1
0.0005 | PROPORTION | 1 | 0.0005 | 0.0287 |  |  |  |  | 0.0005 | PROPORTION | 0.9544 | 0.0005 | PROPORTION | 0.44564 | 0.0005 | PROPORTION | 0.60533 | 0.0005 | PROPORTION | 0.55329 | 0.0005 | PROPORTION | 0.72473 | 0.0005 | PROPORTION | 1
0.0005 | PROPORTION | 1 | 0.0005 | 0.0287 |  |  |  |  | 0.0005 | PROPORTION | 0.95427 | 0.0005 | PROPORTION | 0.44555 | 0.0005 | PROPORTION | 0.60472 | 0.0005 | PROPORTION | 0.55318 | 0.0005 | PROPORTION | 0.72454 | 0.0005 | PROPORTION | 1
0.0005 | PROPORTION | 1 | 0.0005 | 0.0287 |  |  |  |  | 0.0005 | PROPORTION | 0.95411 | 0.0005 | PROPORTION | 0.44537 | 0.0005 | PROPORTION | 0.60403 | 0.0005 | PROPORTION | 0.55308 | 0.0005 | PROPORTION | 0.72432 | 0.0005 | PROPORTION | 1
0.0005 | PROPORTION | 1 | 0.0005 | 0.0287 |  |  |  |  | 0.0005 | PROPORTION | 0.95411 | 0.0005 | PROPORTION | 0.44521 | 0.0005 | PROPORTION | 0.60334 | 0.0005 | PROPORTION | 0.55289 | 0.0005 | PROPORTION | 0.72417 | 0.0005 | PROPORTION | 1
0.0005 | PROPORTION | 1 | 0.0005 | 0.0287 |  |  |  |  | 0.0005 | PROPORTION | 0.95399 | 0.0005 | PROPORTION | 0.44503 | 0.0005 | PROPORTION | 0.60268 | 0.0005 | PROPORTION | 0.55279 | 0.0005 | PROPORTION | 0.72399 | 0.0005 | PROPORTION | 1
0.0005 | PROPORTION | 1 | 0.0005 | 0.0287 |  |  |  |  | 0.0005 | PROPORTION | 0.95397 | 0.0005 | PROPORTION | 0.44492 | 0.0005 | PROPORTION | 0.60205 | 0.0005 | PROPORTION | 0.55268 | 0.0005 | PROPORTION | 0.72373 | 0.0005 | PROPORTION | 1
0.0005 | PROPORTION | 1 | 0.0005 | 0.0287 |  |  |  |  | 0.0005 | PROPORTION | 0.95392 | 0.0005 | PROPORTION | 0.44476 | 0.0005 | PROPORTION | 0.60145 | 0.0005 | PROPORTION | 0.55254 | 0.0005 | PROPORTION | 0.72354 | 0.0005 | PROPORTION | 1
0.0005 | PROPORTION | 1 | 0.0005 | 0.0287 |  |  |  |  | 0.0005 | PROPORTION | 0.95383 | 0.0005 | PROPORTION | 0.4446 | 0.0005 | PROPORTION | 0.60076 | 0.0005 | PROPORTION | 0.55239 | 0.0005 | PROPORTION | 0.72338 | 0.0005 | PROPORTION | 1
0.0005 | PROPORTION | 1 | 0.0005 | 0.0287 |  |  |  |  | 0.0005 | PROPORTION | 0.95378 | 0.0005 | PROPORTION | 0.44431 | 0.0005 | PROPORTION | 0.60001 | 0.0005 | PROPORTION | 0.55227 | 0.0005 | PROPORTION | 0.72316 | 0.0005 | PROPORTION | 1
0.0005 | PROPORTION | 1 | 0.0005 | 0.0287 |  |  |  |  | 0.0005 | PROPORTION | 0.95378 | 0.0005 | PROPORTION | 0.44399 | 0.0005 | PROPORTION | 0.59942 | 0.0005 | PROPORTION | 0.55211 | 0.0005 | PROPORTION | 0.72298 | 0.0005 | PROPORTION | 1
0.0005 | PROPORTION | 1 | 0.0005 | 0.0287 |  |  |  |  | 0.0005 | PROPORTION | 0.95351 | 0.0005 | PROPORTION | 0.44396 | 0.0005 | PROPORTION | 0.5987 | 0.0005 | PROPORTION | 0.55201 | 0.0005 | PROPORTION | 0.72276 | 0.0005 | PROPORTION | 1
0.0005 | PROPORTION | 1 | 0.0005 | 0.0287 |  |  |  |  | 0.0005 | PROPORTION | 0.95314 | 0.0005 | PROPORTION | 0.44381 | 0.0005 | PROPORTION | 0.59803 | 0.0005 | PROPORTION | 0.55187 | 0.0005 | PROPORTION | 0.72257 | 0.0005 | PROPORTION | 1
0.0005 | PROPORTION | 1 | 0.0005 | 0.0287 |  |  |  |  | 0.0005 | PROPORTION | 0.95293 | 0.0005 | PROPORTION | 0.44348 | 0.0005 | PROPORTION | 0.59737 | 0.0005 | PROPORTION | 0.5517 | 0.0005 | PROPORTION | 0.72242 | 0.0005 | PROPORTION | 1
0.0005 | PROPORTION | 1 | 0.0005 | 0.0287 |  |  |  |  | 0.0005 | PROPORTION | 0.95291 | 0.0005 | PROPORTION | 0.44332 | 0.0005 | PROPORTION | 0.59675 | 0.0005 | PROPORTION | 0.55162 | 0.0005 | PROPORTION | 0.72222 | 0.0005 | PROPORTION | 1
0.0005 | PROPORTION | 1 | 0.0005 | 0.0287 |  |  |  |  | 0.0005 | PROPORTION | 0.95291 | 0.0005 | PROPORTION | 0.44324 | 0.0005 | PROPORTION | 0.5961 | 0.0005 | PROPORTION | 0.55148 | 0.0005 | PROPORTION | 0.72201 | 0.0005 | PROPORTION | 1
0.0005 | PROPORTION | 1 | 0.0005 | 0.0287 |  |  |  |  | 0.0005 | PROPORTION | 0.95283 | 0.0005 | PROPORTION | 0.44306 | 0.0005 | PROPORTION | 0.59547 | 0.0005 | PROPORTION | 0.55133 | 0.0005 | PROPORTION | 0.7218 | 0.0005 | PROPORTION | 1
0.0005 | PROPORTION | 1 | 0.0005 | 0.0287 |  |  |  |  | 0.0005 | PROPORTION | 0.95282 | 0.0005 | PROPORTION | 0.44281 | 0.0005 | PROPORTION | 0.59483 | 0.0005 | PROPORTION | 0.55123 | 0.0005 | PROPORTION | 0.72164 | 0.0005 | PROPORTION | 1
0.0005 | PROPORTION | 1 | 0.0005 | 0.0287 |  |  |  |  | 0.0005 | PROPORTION | 0.95278 | 0.0005 | PROPORTION | 0.44259 | 0.0005 | PROPORTION | 0.59422 | 0.0005 | PROPORTION | 0.5511 | 0.0005 | PROPORTION | 0.72146 | 0.0005 | PROPORTION | 1
0.0005 | PROPORTION | 1 | 0.0005 | 0.0287 |  |  |  |  | 0.0005 | PROPORTION | 0.95275 | 0.0005 | PROPORTION | 0.44255 | 0.0005 | PROPORTION | 0.5936 | 0.0005 | PROPORTION | 0.55097 | 0.0005 | PROPORTION | 0.72126 | 0.0005 | PROPORTION | 1
0.0005 | PROPORTION | 1 | 0.0005 | 0.0287 |  |  |  |  | 0.0005 | PROPORTION | 0.95275 | 0.0005 | PROPORTION | 0.44232 | 0.0005 | PROPORTION | 0.59295 | 0.0005 | PROPORTION | 0.55083 | 0.0005 | PROPORTION | 0.72106 | 0.0005 | PROPORTION | 1
0.0005 | PROPORTION | 1 | 0.0005 | 0.0287 |  |  |  |  | 0.0005 | PROPORTION | 0.95275 | 0.0005 | PROPORTION | 0.44212 | 0.0005 | PROPORTION | 0.59233 | 0.0005 | PROPORTION | 0.55074 | 0.0005 | PROPORTION | 0.72087 | 0.0005 | PROPORTION | 1
0.0005 | PROPORTION | 1 | 0.0005 | 0.0287 |  |  |  |  | 0.0005 | PROPORTION | 0.95272 | 0.0005 | PROPORTION | 0.44189 | 0.0005 | PROPORTION | 0.59167 | 0.0005 | PROPORTION | 0.55054 | 0.0005 | PROPORTION | 0.7207 | 0.0005 | PROPORTION | 1
0.0005 | PROPORTION | 1 | 0.0005 | 0.0287 |  |  |  |  | 0.0005 | PROPORTION | 0.95271 | 0.0005 | PROPORTION | 0.44173 | 0.0005 | PROPORTION | 0.59111 | 0.0005 | PROPORTION | 0.55044 | 0.0005 | PROPORTION | 0.72051 | 0.0005 | PROPORTION | 1
0.0005 | PROPORTION | 1 | 0.0005 | 0.0287 |  |  |  |  | 0.0005 | PROPORTION | 0.95264 | 0.0005 | PROPORTION | 0.44152 | 0.0005 | PROPORTION | 0.59046 | 0.0005 | PROPORTION | 0.55035 | 0.0005 | PROPORTION | 0.72026 | 0.0005 | PROPORTION | 1
0.0005 | PROPORTION | 1 | 0.0005 | 0.0287 |  |  |  |  | 0.0005 | PROPORTION | 0.95261 | 0.0005 | PROPORTION | 0.44137 | 0.0005 | PROPORTION | 0.58984 | 0.0005 | PROPORTION | 0.55019 | 0.0005 | PROPORTION | 0.72009 | 0.0005 | PROPORTION | 1
0.0005 | PROPORTION | 1 | 0.0005 | 0.0287 |  |  |  |  | 0.0005 | PROPORTION | 0.95261 | 0.0005 | PROPORTION | 0.44124 | 0.0005 | PROPORTION | 0.58929 | 0.0005 | PROPORTION | 0.55006 | 0.0005 | PROPORTION | 0.71985 | 0.0005 | PROPORTION | 1
0.0005 | PROPORTION | 1 | 0.0005 | 0.0287 |  |  |  |  | 0.0005 | PROPORTION | 0.95222 | 0.0005 | PROPORTION | 0.441 | 0.0005 | PROPORTION | 0.58861 | 0.0005 | PROPORTION | 0.54996 | 0.0005 | PROPORTION | 0.71965 | 0.0005 | PROPORTION | 1
0.0005 | PROPORTION | 1 | 0.0005 | 0.0287 |  |  |  |  | 0.0005 | PROPORTION | 0.95218 | 0.0005 | PROPORTION | 0.44084 | 0.0005 | PROPORTION | 0.58806 | 0.0005 | PROPORTION | 0.54982 | 0.0005 | PROPORTION | 0.71948 | 0.0005 | PROPORTION | 1
0.0005 | PROPORTION | 1 | 0.0005 | 0.0287 |  |  |  |  | 0.0005 | PROPORTION | 0.95213 | 0.0005 | PROPORTION | 0.44077 | 0.0005 | PROPORTION | 0.58741 | 0.0005 | PROPORTION | 0.5497 | 0.0005 | PROPORTION | 0.71926 | 0.0005 | PROPORTION | 1
0.0005 | PROPORTION | 1 | 0.0005 | 0.0287 |  |  |  |  | 0.0005 | PROPORTION | 0.95199 | 0.0005 | PROPORTION | 0.44042 | 0.0005 | PROPORTION | 0.58675 | 0.0005 | PROPORTION | 0.5496 | 0.0005 | PROPORTION | 0.71904 | 0.0005 | PROPORTION | 1
0.0005 | PROPORTION | 1 | 0.0005 | 0.0287 |  |  |  |  | 0.0005 | PROPORTION | 0.95197 | 0.0005 | PROPORTION | 0.44024 | 0.0005 | PROPORTION | 0.58615 | 0.0005 | PROPORTION | 0.54942 | 0.0005 | PROPORTION | 0.71879 | 0.0005 | PROPORTION | 1
0.0005 | PROPORTION | 1 | 0.0005 | 0.0287 |  |  |  |  | 0.0005 | PROPORTION | 0.95197 | 0.0005 | PROPORTION | 0.44018 | 0.0005 | PROPORTION | 0.58542 | 0.0005 | PROPORTION | 0.54932 | 0.0005 | PROPORTION | 0.71866 | 0.0005 | PROPORTION | 1
0.0005 | PROPORTION | 1 | 0.0005 | 0.0287 |  |  |  |  | 0.0005 | PROPORTION | 0.9519 | 0.0005 | PROPORTION | 0.43993 | 0.0005 | PROPORTION | 0.58489 | 0.0005 | PROPORTION | 0.54916 | 0.0005 | PROPORTION | 0.71847 | 0.0005 | PROPORTION | 1
0.0005 | PROPORTION | 1 | 0.0005 | 0.0287 |  |  |  |  | 0.0005 | PROPORTION | 0.95182 | 0.0005 | PROPORTION | 0.43981 | 0.0005 | PROPORTION | 0.58429 | 0.0005 | PROPORTION | 0.549 | 0.0005 | PROPORTION | 0.7182 | 0.0005 | PROPORTION | 1
0.0005 | PROPORTION | 1 | 0.0005 | 0.0287 |  |  |  |  | 0.0005 | PROPORTION | 0.95182 | 0.0005 | PROPORTION | 0.43962 | 0.0005 | PROPORTION | 0.58373 | 0.0005 | PROPORTION | 0.5489 | 0.0005 | PROPORTION | 0.71804 | 0.0005 | PROPORTION | 1
0.0005 | PROPORTION | 1 | 0.0005 | 0.0287 |  |  |  |  | 0.0005 | PROPORTION | 0.95182 | 0.0005 | PROPORTION | 0.43938 | 0.0005 | PROPORTION | 0.58302 | 0.0005 | PROPORTION | 0.54878 | 0.0005 | PROPORTION | 0.71789 | 0.0005 | PROPORTION | 1
0.0005 | PROPORTION | 1 | 0.0005 | 0.0287 |  |  |  |  | 0.0005 | PROPORTION | 0.95182 | 0.0005 | PROPORTION | 0.43924 | 0.0005 | PROPORTION | 0.58253 | 0.0005 | PROPORTION | 0.5487 | 0.0005 | PROPORTION | 0.71765 | 0.0005 | PROPORTION | 1
0.0005 | PROPORTION | 1 | 0.0005 | 0.0287 |  |  |  |  | 0.0005 | PROPORTION | 0.95182 | 0.0005 | PROPORTION | 0.43915 | 0.0005 | PROPORTION | 0.58186 | 0.0005 | PROPORTION | 0.5485 | 0.0005 | PROPORTION | 0.71747 | 0.0005 | PROPORTION | 1
0.0005 | PROPORTION | 1 | 0.0005 | 0.0287 |  |  |  |  | 0.0005 | PROPORTION | 0.9518 | 0.0005 | PROPORTION | 0.43892 | 0.0005 | PROPORTION | 0.58131 | 0.0005 | PROPORTION | 0.54834 | 0.0005 | PROPORTION | 0.71727 | 0.0005 | PROPORTION | 1
0.0005 | PROPORTION | 1 | 0.0005 | 0.0287 |  |  |  |  | 0.0005 | PROPORTION | 0.9518 | 0.0005 | PROPORTION | 0.43881 | 0.0005 | PROPORTION | 0.5807 | 0.0005 | PROPORTION | 0.54823 | 0.0005 | PROPORTION | 0.71711 | 0.0005 | PROPORTION | 1
0.0005 | PROPORTION | 1 | 0.0005 | 0.0287 |  |  |  |  | 0.0005 | PROPORTION | 0.95178 | 0.0005 | PROPORTION | 0.43869 | 0.0005 | PROPORTION | 0.58008 | 0.0005 | PROPORTION | 0.54814 | 0.0005 | PROPORTION | 0.71691 | 0.0005 | PROPORTION | 1
0.0005 | PROPORTION | 1 | 0.0005 | 0.0287 |  |  |  |  | 0.0005 | PROPORTION | 0.95178 | 0.0005 | PROPORTION | 0.43832 | 0.0005 | PROPORTION | 0.57952 | 0.0005 | PROPORTION | 0.54799 | 0.0005 | PROPORTION | 0.7167 | 0.0005 | PROPORTION | 1
0.0005 | PROPORTION | 1 | 0.0005 | 0.0287 |  |  |  |  | 0.0005 | PROPORTION | 0.9517 | 0.0005 | PROPORTION | 0.43817 | 0.0005 | PROPORTION | 0.57896 | 0.0005 | PROPORTION | 0.54777 | 0.0005 | PROPORTION | 0.71651 | 0.0005 | PROPORTION | 1
0.0005 | PROPORTION | 1 | 0.0005 | 0.0287 |  |  |  |  | 0.0005 | PROPORTION | 0.95156 | 0.0005 | PROPORTION | 0.43805 | 0.0005 | PROPORTION | 0.57835 | 0.0005 | PROPORTION | 0.54768 | 0.0005 | PROPORTION | 0.71632 | 0.0005 | PROPORTION | 1
0.0005 | PROPORTION | 1 | 0.0005 | 0.0287 |  |  |  |  | 0.0005 | PROPORTION | 0.95144 | 0.0005 | PROPORTION | 0.43784 | 0.0005 | PROPORTION | 0.57777 | 0.0005 | PROPORTION | 0.54753 | 0.0005 | PROPORTION | 0.71613 | 0.0005 | PROPORTION | 1
0.0005 | PROPORTION | 1 | 0.0005 | 0.0287 |  |  |  |  | 0.0005 | PROPORTION | 0.95144 | 0.0005 | PROPORTION | 0.43762 | 0.0005 | PROPORTION | 0.57728 | 0.0005 | PROPORTION | 0.54743 | 0.0005 | PROPORTION | 0.71592 | 0.0005 | PROPORTION | 1
0.0005 | PROPORTION | 1 | 0.0005 | 0.0287 |  |  |  |  | 0.0005 | PROPORTION | 0.95144 | 0.0005 | PROPORTION | 0.43746 | 0.0005 | PROPORTION | 0.57669 | 0.0005 | PROPORTION | 0.54735 | 0.0005 | PROPORTION | 0.71572 | 0.0005 | PROPORTION | 1
0.0005 | PROPORTION | 1 | 0.0005 | 0.0287 |  |  |  |  | 0.0005 | PROPORTION | 0.95144 | 0.0005 | PROPORTION | 0.43737 | 0.0005 | PROPORTION | 0.57616 | 0.0005 | PROPORTION | 0.5472 | 0.0005 | PROPORTION | 0.71553 | 0.0005 | PROPORTION | 1
0.0005 | PROPORTION | 1 | 0.0005 | 0.0287 |  |  |  |  | 0.0005 | PROPORTION | 0.95144 | 0.0005 | PROPORTION | 0.43717 | 0.0005 | PROPORTION | 0.57554 | 0.0005 | PROPORTION | 0.54708 | 0.0005 | PROPORTION | 0.71532 | 0.0005 | PROPORTION | 1
0.0005 | PROPORTION | 1 | 0.0005 | 0.0287 |  |  |  |  | 0.0005 | PROPORTION | 0.95135 | 0.0005 | PROPORTION | 0.43694 | 0.0005 | PROPORTION | 0.575 | 0.0005 | PROPORTION | 0.54696 | 0.0005 | PROPORTION | 0.71506 | 0.0005 | PROPORTION | 1
0.0005 | PROPORTION | 1 | 0.0005 | 0.0287 |  |  |  |  | 0.0005 | PROPORTION | 0.9513 | 0.0005 | PROPORTION | 0.43674 | 0.0005 | PROPORTION | 0.57448 | 0.0005 | PROPORTION | 0.54682 | 0.0005 | PROPORTION | 0.71489 | 0.0005 | PROPORTION | 1
0.0005 | PROPORTION | 1 | 0.0005 | 0.0287 |  |  |  |  | 0.0005 | PROPORTION | 0.95118 | 0.0005 | PROPORTION | 0.43657 | 0.0005 | PROPORTION | 0.57391 | 0.0005 | PROPORTION | 0.54669 | 0.0005 | PROPORTION | 0.71465 | 0.0005 | PROPORTION | 1
0.0005 | PROPORTION | 1 | 0.0005 | 0.0287 |  |  |  |  | 0.0005 | PROPORTION | 0.95118 | 0.0005 | PROPORTION | 0.43634 | 0.0005 | PROPORTION | 0.57334 | 0.0005 | PROPORTION | 0.54655 | 0.0005 | PROPORTION | 0.71445 | 0.0005 | PROPORTION | 1
0.0005 | PROPORTION | 1 | 0.0005 | 0.0287 |  |  |  |  | 0.0005 | PROPORTION | 0.95117 | 0.0005 | PROPORTION | 0.43616 | 0.0005 | PROPORTION | 0.57277 | 0.0005 | PROPORTION | 0.54641 | 0.0005 | PROPORTION | 0.71432 | 0.0005 | PROPORTION | 1
0.0005 | PROPORTION | 1 | 0.0005 | 0.0287 |  |  |  |  | 0.0005 | PROPORTION | 0.95111 | 0.0005 | PROPORTION | 0.43604 | 0.0005 | PROPORTION | 0.57224 | 0.0005 | PROPORTION | 0.54629 | 0.0005 | PROPORTION | 0.71407 | 0.0005 | PROPORTION | 1
0.0005 | PROPORTION | 1 | 0.0005 | 0.0287 |  |  |  |  | 0.0005 | PROPORTION | 0.95109 | 0.0005 | PROPORTION | 0.43594 | 0.0005 | PROPORTION | 0.57176 | 0.0005 | PROPORTION | 0.54616 | 0.0005 | PROPORTION | 0.71392 | 0.0005 | PROPORTION | 1
0.0005 | PROPORTION | 1 | 0.0005 | 0.0287 |  |  |  |  | 0.0005 | PROPORTION | 0.95102 | 0.0005 | PROPORTION | 0.43566 | 0.0005 | PROPORTION | 0.57109 | 0.0005 | PROPORTION | 0.54597 | 0.0005 | PROPORTION | 0.7137 | 0.0005 | PROPORTION | 1
0.0005 | PROPORTION | 1 | 0.0005 | 0.0287 |  |  |  |  | 0.0005 | PROPORTION | 0.95096 | 0.0005 | PROPORTION | 0.43558 | 0.0005 | PROPORTION | 0.57057 | 0.0005 | PROPORTION | 0.54582 | 0.0005 | PROPORTION | 0.71346 | 0.0005 | PROPORTION | 1
0.0005 | PROPORTION | 1 | 0.0005 | 0.0287 |  |  |  |  | 0.0005 | PROPORTION | 0.95096 | 0.0005 | PROPORTION | 0.43532 | 0.0005 | PROPORTION | 0.57004 | 0.0005 | PROPORTION | 0.54577 | 0.0005 | PROPORTION | 0.71331 | 0.0005 | PROPORTION | 1
0.0005 | PROPORTION | 1 | 0.0005 | 0.0287 |  |  |  |  | 0.0005 | PROPORTION | 0.9509 | 0.0005 | PROPORTION | 0.43511 | 0.0005 | PROPORTION | 0.56948 | 0.0005 | PROPORTION | 0.54569 | 0.0005 | PROPORTION | 0.71309 | 0.0005 | PROPORTION | 1
0.0005 | PROPORTION | 1 | 0.0005 | 0.0287 |  |  |  |  | 0.0005 | PROPORTION | 0.9509 | 0.0005 | PROPORTION | 0.43495 | 0.0005 | PROPORTION | 0.56889 | 0.0005 | PROPORTION | 0.54553 | 0.0005 | PROPORTION | 0.71291 | 0.0005 | PROPORTION | 1
0.0005 | PROPORTION | 1 | 0.0005 | 0.0287 |  |  |  |  | 0.0005 | PROPORTION | 0.95088 | 0.0005 | PROPORTION | 0.43487 | 0.0005 | PROPORTION | 0.56835 | 0.0005 | PROPORTION | 0.54534 | 0.0005 | PROPORTION | 0.7127 | 0.0005 | PROPORTION | 1
0.0005 | PROPORTION | 1 | 0.0005 | 0.0287 |  |  |  |  | 0.0005 | PROPORTION | 0.95076 | 0.0005 | PROPORTION | 0.43466 | 0.0005 | PROPORTION | 0.56779 | 0.0005 | PROPORTION | 0.54522 | 0.0005 | PROPORTION | 0.71248 | 0.0005 | PROPORTION | 1
0.0005 | PROPORTION | 1 | 0.0005 | 0.0287 |  |  |  |  | 0.0005 | PROPORTION | 0.95076 | 0.0005 | PROPORTION | 0.43447 | 0.0005 | PROPORTION | 0.56728 | 0.0005 | PROPORTION | 0.54511 | 0.0005 | PROPORTION | 0.7123 | 0.0005 | PROPORTION | 1
0.0005 | PROPORTION | 1 | 0.0005 | 0.0287 |  |  |  |  | 0.0005 | PROPORTION | 0.95057 | 0.0005 | PROPORTION | 0.4343 | 0.0005 | PROPORTION | 0.56675 | 0.0005 | PROPORTION | 0.54496 | 0.0005 | PROPORTION | 0.71206 | 0.0005 | PROPORTION | 1
0.0005 | PROPORTION | 1 | 0.0005 | 0.0287 |  |  |  |  | 0.0005 | PROPORTION | 0.95046 | 0.0005 | PROPORTION | 0.43414 | 0.0005 | PROPORTION | 0.56619 | 0.0005 | PROPORTION | 0.5448 | 0.0005 | PROPORTION | 0.71199 | 0.0005 | PROPORTION | 1
0.0005 | PROPORTION | 1 | 0.0005 | 0.0287 |  |  |  |  | 0.0005 | PROPORTION | 0.95046 | 0.0005 | PROPORTION | 0.43393 | 0.0005 | PROPORTION | 0.5657 | 0.0005 | PROPORTION | 0.54464 | 0.0005 | PROPORTION | 0.71168 | 0.0005 | PROPORTION | 1
0.0005 | PROPORTION | 1 | 0.0005 | 0.0287 |  |  |  |  | 0.0005 | PROPORTION | 0.95025 | 0.0005 | PROPORTION | 0.43364 | 0.0005 | PROPORTION | 0.56516 | 0.0005 | PROPORTION | 0.54455 | 0.0005 | PROPORTION | 0.71148 | 0.0005 | PROPORTION | 1
0.0005 | PROPORTION | 1 | 0.0005 | 0.0287 |  |  |  |  | 0.0005 | PROPORTION | 0.95025 | 0.0005 | PROPORTION | 0.43352 | 0.0005 | PROPORTION | 0.56464 | 0.0005 | PROPORTION | 0.54444 | 0.0005 | PROPORTION | 0.71132 | 0.0005 | PROPORTION | 1
0.0005 | PROPORTION | 1 | 0.0005 | 0.0287 |  |  |  |  | 0.0005 | PROPORTION | 0.95025 | 0.0005 | PROPORTION | 0.43333 | 0.0005 | PROPORTION | 0.56416 | 0.0005 | PROPORTION | 0.54433 | 0.0005 | PROPORTION | 0.71114 | 0.0005 | PROPORTION | 1
0.0005 | PROPORTION | 1 | 0.0005 | 0.0287 |  |  |  |  | 0.0005 | PROPORTION | 0.95022 | 0.0005 | PROPORTION | 0.43315 | 0.0005 | PROPORTION | 0.5636 | 0.0005 | PROPORTION | 0.54421 | 0.0005 | PROPORTION | 0.71092 | 0.0005 | PROPORTION | 1
0.0005 | PROPORTION | 1 | 0.0005 | 0.0287 |  |  |  |  | 0.0005 | PROPORTION | 0.95016 | 0.0005 | PROPORTION | 0.43307 | 0.0005 | PROPORTION | 0.56318 | 0.0005 | PROPORTION | 0.54407 | 0.0005 | PROPORTION | 0.71067 | 0.0005 | PROPORTION | 1
0.0005 | PROPORTION | 1 | 0.0005 | 0.0287 |  |  |  |  | 0.0005 | PROPORTION | 0.95016 | 0.0005 | PROPORTION | 0.43291 | 0.0005 | PROPORTION | 0.56262 | 0.0005 | PROPORTION | 0.54388 | 0.0005 | PROPORTION | 0.71052 | 0.0005 | PROPORTION | 1
0.0005 | PROPORTION | 1 | 0.0005 | 0.0287 |  |  |  |  | 0.0005 | PROPORTION | 0.95014 | 0.0005 | PROPORTION | 0.43272 | 0.0005 | PROPORTION | 0.56213 | 0.0005 | PROPORTION | 0.54375 | 0.0005 | PROPORTION | 0.71028 | 0.0005 | PROPORTION | 1
0.0005 | PROPORTION | 1 | 0.0005 | 0.0287 |  |  |  |  | 0.0005 | PROPORTION | 0.95014 | 0.0005 | PROPORTION | 0.43255 | 0.0005 | PROPORTION | 0.56153 | 0.0005 | PROPORTION | 0.54363 | 0.0005 | PROPORTION | 0.71009 | 0.0005 | PROPORTION | 1
0.0005 | PROPORTION | 1 | 0.0005 | 0.0287 |  |  |  |  | 0.0005 | PROPORTION | 0.95007 | 0.0005 | PROPORTION | 0.43224 | 0.0005 | PROPORTION | 0.56106 | 0.0005 | PROPORTION | 0.54356 | 0.0005 | PROPORTION | 0.7099 | 0.0005 | PROPORTION | 1
0.0005 | PROPORTION | 1 | 0.0005 | 0.0287 |  |  |  |  | 0.0005 | PROPORTION | 0.95007 | 0.0005 | PROPORTION | 0.43209 | 0.0005 | PROPORTION | 0.56054 | 0.0005 | PROPORTION | 0.54346 | 0.0005 | PROPORTION | 0.70968 | 0.0005 | PROPORTION | 1
0.0005 | PROPORTION | 1 | 0.0005 | 0.0287 |  |  |  |  | 0.0005 | PROPORTION | 0.95003 | 0.0005 | PROPORTION | 0.43198 | 0.0005 | PROPORTION | 0.55994 | 0.0005 | PROPORTION | 0.5433 | 0.0005 | PROPORTION | 0.70946 | 0.0005 | PROPORTION | 1
0.0005 | PROPORTION | 1 | 0.0005 | 0.0287 |  |  |  |  | 0.0005 | PROPORTION | 0.95003 | 0.0005 | PROPORTION | 0.43189 | 0.0005 | PROPORTION | 0.5595 | 0.0005 | PROPORTION | 0.54317 | 0.0005 | PROPORTION | 0.70927 | 0.0005 | PROPORTION | 1
0.0005 | PROPORTION | 1 | 0.0005 | 0.0287 |  |  |  |  | 0.0005 | PROPORTION | 0.95003 | 0.0005 | PROPORTION | 0.43158 | 0.0005 | PROPORTION | 0.55897 | 0.0005 | PROPORTION | 0.543 | 0.0005 | PROPORTION | 0.70908 | 0.0005 | PROPORTION | 1
0.0005 | PROPORTION | 1 | 0.0005 | 0.0287 |  |  |  |  | 0.0005 | PROPORTION | 0.94998 | 0.0005 | PROPORTION | 0.43145 | 0.0005 | PROPORTION | 0.55843 | 0.0005 | PROPORTION | 0.54288 | 0.0005 | PROPORTION | 0.70892 | 0.0005 | PROPORTION | 1
0.0005 | PROPORTION | 1 | 0.0005 | 0.0287 |  |  |  |  | 0.0005 | PROPORTION | 0.94998 | 0.0005 | PROPORTION | 0.43137 | 0.0005 | PROPORTION | 0.55796 | 0.0005 | PROPORTION | 0.54277 | 0.0005 | PROPORTION | 0.70868 | 0.0005 | PROPORTION | 1
0.0005 | PROPORTION | 1 | 0.0005 | 0.0287 |  |  |  |  | 0.0005 | PROPORTION | 0.94998 | 0.0005 | PROPORTION | 0.43113 | 0.0005 | PROPORTION | 0.55743 | 0.0005 | PROPORTION | 0.54263 | 0.0005 | PROPORTION | 0.70844 | 0.0005 | PROPORTION | 1
0.0005 | PROPORTION | 1 | 0.0005 | 0.0287 |  |  |  |  | 0.0005 | PROPORTION | 0.94985 | 0.0005 | PROPORTION | 0.43095 | 0.0005 | PROPORTION | 0.55703 | 0.0005 | PROPORTION | 0.54246 | 0.0005 | PROPORTION | 0.70828 | 0.0005 | PROPORTION | 1
0.0005 | PROPORTION | 1 | 0.0005 | 0.0287 |  |  |  |  | 0.0005 | PROPORTION | 0.9498 | 0.0005 | PROPORTION | 0.43073 | 0.0005 | PROPORTION | 0.55656 | 0.0005 | PROPORTION | 0.5423 | 0.0005 | PROPORTION | 0.70813 | 0.0005 | PROPORTION | 1
0.0005 | PROPORTION | 1 | 0.0005 | 0.0287 |  |  |  |  | 0.0005 | PROPORTION | 0.9498 | 0.0005 | PROPORTION | 0.43053 | 0.0005 | PROPORTION | 0.55601 | 0.0005 | PROPORTION | 0.54221 | 0.0005 | PROPORTION | 0.70788 | 0.0005 | PROPORTION | 1
0.0005 | PROPORTION | 1 | 0.0005 | 0.0287 |  |  |  |  | 0.0005 | PROPORTION | 0.94967 | 0.0005 | PROPORTION | 0.43045 | 0.0005 | PROPORTION | 0.55558 | 0.0005 | PROPORTION | 0.5421 | 0.0005 | PROPORTION | 0.70768 | 0.0005 | PROPORTION | 1
0.0005 | PROPORTION | 1 | 0.0005 | 0.0287 |  |  |  |  | 0.0005 | PROPORTION | 0.94967 | 0.0005 | PROPORTION | 0.43032 | 0.0005 | PROPORTION | 0.55504 | 0.0005 | PROPORTION | 0.54196 | 0.0005 | PROPORTION | 0.70749 | 0.0005 | PROPORTION | 1
0.0005 | PROPORTION | 1 | 0.0005 | 0.0287 |  |  |  |  | 0.0005 | PROPORTION | 0.94958 | 0.0005 | PROPORTION | 0.42997 | 0.0005 | PROPORTION | 0.55462 | 0.0005 | PROPORTION | 0.54188 | 0.0005 | PROPORTION | 0.70728 | 0.0005 | PROPORTION | 1
0.0005 | PROPORTION | 1 | 0.0005 | 0.0287 |  |  |  |  | 0.0005 | PROPORTION | 0.94943 | 0.0005 | PROPORTION | 0.42986 | 0.0005 | PROPORTION | 0.55409 | 0.0005 | PROPORTION | 0.54176 | 0.0005 | PROPORTION | 0.70708 | 0.0005 | PROPORTION | 1
0.0005 | PROPORTION | 1 | 0.0005 | 0.0287 |  |  |  |  | 0.0005 | PROPORTION | 0.94943 | 0.0005 | PROPORTION | 0.4297 | 0.0005 | PROPORTION | 0.55358 | 0.0005 | PROPORTION | 0.54163 | 0.0005 | PROPORTION | 0.70691 | 0.0005 | PROPORTION | 1
0.0005 | PROPORTION | 1 | 0.0005 | 0.0287 |  |  |  |  | 0.0005 | PROPORTION | 0.94936 | 0.0005 | PROPORTION | 0.42955 | 0.0005 | PROPORTION | 0.55312 | 0.0005 | PROPORTION | 0.54147 | 0.0005 | PROPORTION | 0.70673 | 0.0005 | PROPORTION | 1
0.0005 | PROPORTION | 1 | 0.0005 | 0.0287 |  |  |  |  | 0.0005 | PROPORTION | 0.94936 | 0.0005 | PROPORTION | 0.4295 | 0.0005 | PROPORTION | 0.55265 | 0.0005 | PROPORTION | 0.54133 | 0.0005 | PROPORTION | 0.7065 | 0.0005 | PROPORTION | 1
0.0005 | PROPORTION | 1 | 0.0005 | 0.0287 |  |  |  |  | 0.0005 | PROPORTION | 0.94936 | 0.0005 | PROPORTION | 0.42915 | 0.0005 | PROPORTION | 0.55215 | 0.0005 | PROPORTION | 0.54126 | 0.0005 | PROPORTION | 0.70635 | 0.0005 | PROPORTION | 1
0.0005 | PROPORTION | 1 | 0.0005 | 0.0287 |  |  |  |  | 0.0005 | PROPORTION | 0.94936 | 0.0005 | PROPORTION | 0.42903 | 0.0005 | PROPORTION | 0.55181 | 0.0005 | PROPORTION | 0.54105 | 0.0005 | PROPORTION | 0.70614 | 0.0005 | PROPORTION | 1
0.0005 | PROPORTION | 1 | 0.0005 | 0.0287 |  |  |  |  | 0.0005 | PROPORTION | 0.94936 | 0.0005 | PROPORTION | 0.42884 | 0.0005 | PROPORTION | 0.55138 | 0.0005 | PROPORTION | 0.54093 | 0.0005 | PROPORTION | 0.70595 | 0.0005 | PROPORTION | 1
0.0005 | PROPORTION | 1 | 0.0005 | 0.0287 |  |  |  |  | 0.0005 | PROPORTION | 0.94936 | 0.0005 | PROPORTION | 0.42863 | 0.0005 | PROPORTION | 0.5509 | 0.0005 | PROPORTION | 0.54078 | 0.0005 | PROPORTION | 0.70575 | 0.0005 | PROPORTION | 1
0.0005 | PROPORTION | 1 | 0.0005 | 0.0287 |  |  |  |  | 0.0005 | PROPORTION | 0.94933 | 0.0005 | PROPORTION | 0.42859 | 0.0005 | PROPORTION | 0.55043 | 0.0005 | PROPORTION | 0.54069 | 0.0005 | PROPORTION | 0.7056 | 0.0005 | PROPORTION | 1
0.0005 | PROPORTION | 1 | 0.0005 | 0.0287 |  |  |  |  | 0.0005 | PROPORTION | 0.94899 | 0.0005 | PROPORTION | 0.42838 | 0.0005 | PROPORTION | 0.55002 | 0.0005 | PROPORTION | 0.54053 | 0.0005 | PROPORTION | 0.70537 | 0.0005 | PROPORTION | 1
0.0005 | PROPORTION | 1 | 0.0005 | 0.0287 |  |  |  |  | 0.0005 | PROPORTION | 0.94894 | 0.0005 | PROPORTION | 0.42806 | 0.0005 | PROPORTION | 0.54952 | 0.0005 | PROPORTION | 0.5403 | 0.0005 | PROPORTION | 0.7052 | 0.0005 | PROPORTION | 1
0.0005 | PROPORTION | 1 | 0.0005 | 0.0287 |  |  |  |  | 0.0005 | PROPORTION | 0.94884 | 0.0005 | PROPORTION | 0.42794 | 0.0005 | PROPORTION | 0.54908 | 0.0005 | PROPORTION | 0.54022 | 0.0005 | PROPORTION | 0.70498 | 0.0005 | PROPORTION | 1
0.0005 | PROPORTION | 1 | 0.0005 | 0.0287 |  |  |  |  | 0.0005 | PROPORTION | 0.94884 | 0.0005 | PROPORTION | 0.42785 | 0.0005 | PROPORTION | 0.54872 | 0.0005 | PROPORTION | 0.54013 | 0.0005 | PROPORTION | 0.70484 | 0.0005 | PROPORTION | 1
0.0005 | PROPORTION | 1 | 0.0005 | 0.0287 |  |  |  |  | 0.0005 | PROPORTION | 0.94852 | 0.0005 | PROPORTION | 0.42754 | 0.0005 | PROPORTION | 0.54818 | 0.0005 | PROPORTION | 0.54003 | 0.0005 | PROPORTION | 0.70455 | 0.0005 | PROPORTION | 1
0.0005 | PROPORTION | 1 | 0.0005 | 0.0287 |  |  |  |  | 0.0005 | PROPORTION | 0.94846 | 0.0005 | PROPORTION | 0.42735 | 0.0005 | PROPORTION | 0.54776 | 0.0005 | PROPORTION | 0.53987 | 0.0005 | PROPORTION | 0.70437 | 0.0005 | PROPORTION | 1
0.0005 | PROPORTION | 1 | 0.0005 | 0.0287 |  |  |  |  | 0.0005 | PROPORTION | 0.94846 | 0.0005 | PROPORTION | 0.42727 | 0.0005 | PROPORTION | 0.54733 | 0.0005 | PROPORTION | 0.53972 | 0.0005 | PROPORTION | 0.70415 | 0.0005 | PROPORTION | 1
0.0005 | PROPORTION | 1 | 0.0005 | 0.0287 |  |  |  |  | 0.0005 | PROPORTION | 0.94846 | 0.0005 | PROPORTION | 0.42704 | 0.0005 | PROPORTION | 0.5469 | 0.0005 | PROPORTION | 0.5396 | 0.0005 | PROPORTION | 0.70393 | 0.0005 | PROPORTION | 1
0.0005 | PROPORTION | 1 | 0.0005 | 0.0287 |  |  |  |  | 0.0005 | PROPORTION | 0.94846 | 0.0005 | PROPORTION | 0.42687 | 0.0005 | PROPORTION | 0.54647 | 0.0005 | PROPORTION | 0.53949 | 0.0005 | PROPORTION | 0.70369 | 0.0005 | PROPORTION | 1
0.0005 | PROPORTION | 1 | 0.0005 | 0.0287 |  |  |  |  | 0.0005 | PROPORTION | 0.94844 | 0.0005 | PROPORTION | 0.42677 | 0.0005 | PROPORTION | 0.546 | 0.0005 | PROPORTION | 0.53938 | 0.0005 | PROPORTION | 0.70354 | 0.0005 | PROPORTION | 1
0.0005 | PROPORTION | 1 | 0.0005 | 0.0287 |  |  |  |  | 0.0005 | PROPORTION | 0.94842 | 0.0005 | PROPORTION | 0.4266 | 0.0005 | PROPORTION | 0.5456 | 0.0005 | PROPORTION | 0.53925 | 0.0005 | PROPORTION | 0.70331 | 0.0005 | PROPORTION | 1
0.0005 | PROPORTION | 1 | 0.0005 | 0.0287 |  |  |  |  | 0.0005 | PROPORTION | 0.94837 | 0.0005 | PROPORTION | 0.42648 | 0.0005 | PROPORTION | 0.54524 | 0.0005 | PROPORTION | 0.53911 | 0.0005 | PROPORTION | 0.70312 | 0.0005 | PROPORTION | 1
0.0005 | PROPORTION | 1 | 0.0005 | 0.0287 |  |  |  |  | 0.0005 | PROPORTION | 0.94831 | 0.0005 | PROPORTION | 0.42624 | 0.0005 | PROPORTION | 0.54475 | 0.0005 | PROPORTION | 0.53895 | 0.0005 | PROPORTION | 0.70291 | 0.0005 | PROPORTION | 1
0.0005 | PROPORTION | 1 | 0.0005 | 0.0287 |  |  |  |  | 0.0005 | PROPORTION | 0.94826 | 0.0005 | PROPORTION | 0.42615 | 0.0005 | PROPORTION | 0.54431 | 0.0005 | PROPORTION | 0.53886 | 0.0005 | PROPORTION | 0.7027 | 0.0005 | PROPORTION | 1
0.0005 | PROPORTION | 1 | 0.0005 | 0.0287 |  |  |  |  | 0.0005 | PROPORTION | 0.94826 | 0.0005 | PROPORTION | 0.42591 | 0.0005 | PROPORTION | 0.54384 | 0.0005 | PROPORTION | 0.53876 | 0.0005 | PROPORTION | 0.70253 | 0.0005 | PROPORTION | 1
0.0005 | PROPORTION | 1 | 0.0005 | 0.0287 |  |  |  |  | 0.0005 | PROPORTION | 0.94813 | 0.0005 | PROPORTION | 0.42566 | 0.0005 | PROPORTION | 0.54345 | 0.0005 | PROPORTION | 0.53859 | 0.0005 | PROPORTION | 0.70233 | 0.0005 | PROPORTION | 1
0.0005 | PROPORTION | 1 | 0.0005 | 0.0287 |  |  |  |  | 0.0005 | PROPORTION | 0.94811 | 0.0005 | PROPORTION | 0.42559 | 0.0005 | PROPORTION | 0.54302 | 0.0005 | PROPORTION | 0.53844 | 0.0005 | PROPORTION | 0.70215 | 0.0005 | PROPORTION | 1
0.0005 | PROPORTION | 1 | 0.0005 | 0.0287 |  |  |  |  | 0.0005 | PROPORTION | 0.94807 | 0.0005 | PROPORTION | 0.42538 | 0.0005 | PROPORTION | 0.54261 | 0.0005 | PROPORTION | 0.53834 | 0.0005 | PROPORTION | 0.70202 | 0.0005 | PROPORTION | 1
0.0005 | PROPORTION | 1 | 0.0005 | 0.0287 |  |  |  |  | 0.0005 | PROPORTION | 0.94793 | 0.0005 | PROPORTION | 0.42526 | 0.0005 | PROPORTION | 0.54225 | 0.0005 | PROPORTION | 0.53825 | 0.0005 | PROPORTION | 0.70174 | 0.0005 | PROPORTION | 1
0.0005 | PROPORTION | 1 | 0.0005 | 0.0287 |  |  |  |  | 0.0005 | PROPORTION | 0.94793 | 0.0005 | PROPORTION | 0.42504 | 0.0005 | PROPORTION | 0.54176 | 0.0005 | PROPORTION | 0.53807 | 0.0005 | PROPORTION | 0.70154 | 0.0005 | PROPORTION | 1
0.0005 | PROPORTION | 1 | 0.0005 | 0.0287 |  |  |  |  | 0.0005 | PROPORTION | 0.94788 | 0.0005 | PROPORTION | 0.42491 | 0.0005 | PROPORTION | 0.5414 | 0.0005 | PROPORTION | 0.53792 | 0.0005 | PROPORTION | 0.70138 | 0.0005 | PROPORTION | 1
0.0005 | PROPORTION | 1 | 0.0005 | 0.0287 |  |  |  |  | 0.0005 | PROPORTION | 0.94788 | 0.0005 | PROPORTION | 0.42464 | 0.0005 | PROPORTION | 0.54102 | 0.0005 | PROPORTION | 0.53781 | 0.0005 | PROPORTION | 0.70117 | 0.0005 | PROPORTION | 1
0.0005 | PROPORTION | 1 | 0.0005 | 0.0287 |  |  |  |  | 0.0005 | PROPORTION | 0.94786 | 0.0005 | PROPORTION | 0.42464 | 0.0005 | PROPORTION | 0.54055 | 0.0005 | PROPORTION | 0.53768 | 0.0005 | PROPORTION | 0.70098 | 0.0005 | PROPORTION | 1
0.0005 | PROPORTION | 1 | 0.0005 | 0.0287 |  |  |  |  | 0.0005 | PROPORTION | 0.94772 | 0.0005 | PROPORTION | 0.42436 | 0.0005 | PROPORTION | 0.54018 | 0.0005 | PROPORTION | 0.53757 | 0.0005 | PROPORTION | 0.70073 | 0.0005 | PROPORTION | 1
0.0005 | PROPORTION | 1 | 0.0005 | 0.0287 |  |  |  |  | 0.0005 | PROPORTION | 0.94772 | 0.0005 | PROPORTION | 0.42424 | 0.0005 | PROPORTION | 0.53973 | 0.0005 | PROPORTION | 0.53747 | 0.0005 | PROPORTION | 0.70062 | 0.0005 | PROPORTION | 1
0.0005 | PROPORTION | 1 | 0.0005 | 0.0287 |  |  |  |  | 0.0005 | PROPORTION | 0.94772 | 0.0005 | PROPORTION | 0.42413 | 0.0005 | PROPORTION | 0.53932 | 0.0005 | PROPORTION | 0.53727 | 0.0005 | PROPORTION | 0.70043 | 0.0005 | PROPORTION | 1
0.0005 | PROPORTION | 1 | 0.0005 | 0.0287 |  |  |  |  | 0.0005 | PROPORTION | 0.94768 | 0.0005 | PROPORTION | 0.42394 | 0.0005 | PROPORTION | 0.53894 | 0.0005 | PROPORTION | 0.53707 | 0.0005 | PROPORTION | 0.70017 | 0.0005 | PROPORTION | 1
0.0005 | PROPORTION | 1 | 0.0005 | 0.0287 |  |  |  |  | 0.0005 | PROPORTION | 0.94766 | 0.0005 | PROPORTION | 0.42379 | 0.0005 | PROPORTION | 0.53856 | 0.0005 | PROPORTION | 0.53701 | 0.0005 | PROPORTION | 0.69999 | 0.0005 | PROPORTION | 1
0.0005 | PROPORTION | 1 | 0.0005 | 0.0287 |  |  |  |  | 0.0005 | PROPORTION | 0.94749 | 0.0005 | PROPORTION | 0.42373 | 0.0005 | PROPORTION | 0.53818 | 0.0005 | PROPORTION | 0.53692 | 0.0005 | PROPORTION | 0.6998 | 0.0005 | PROPORTION | 1
0.0005 | PROPORTION | 1 | 0.0005 | 0.0287 |  |  |  |  | 0.0005 | PROPORTION | 0.94735 | 0.0005 | PROPORTION | 0.42338 | 0.0005 | PROPORTION | 0.53781 | 0.0005 | PROPORTION | 0.53676 | 0.0005 | PROPORTION | 0.69963 | 0.0005 | PROPORTION | 1
0.0005 | PROPORTION | 1 | 0.0005 | 0.0287 |  |  |  |  | 0.0005 | PROPORTION | 0.94735 | 0.0005 | PROPORTION | 0.42333 | 0.0005 | PROPORTION | 0.53739 | 0.0005 | PROPORTION | 0.53667 | 0.0005 | PROPORTION | 0.69942 | 0.0005 | PROPORTION | 1
0.0005 | PROPORTION | 1 | 0.0005 | 0.0287 |  |  |  |  | 0.0005 | PROPORTION | 0.94735 | 0.0005 | PROPORTION | 0.42311 | 0.0005 | PROPORTION | 0.53691 | 0.0005 | PROPORTION | 0.53659 | 0.0005 | PROPORTION | 0.69923 | 0.0005 | PROPORTION | 1
0.0005 | PROPORTION | 1 | 0.0005 | 0.0287 |  |  |  |  | 0.0005 | PROPORTION | 0.94735 | 0.0005 | PROPORTION | 0.42306 | 0.0005 | PROPORTION | 0.53652 | 0.0005 | PROPORTION | 0.53649 | 0.0005 | PROPORTION | 0.699 | 0.0005 | PROPORTION | 1
0.0005 | PROPORTION | 1 | 0.0005 | 0.0287 |  |  |  |  | 0.0005 | PROPORTION | 0.94735 | 0.0005 | PROPORTION | 0.42294 | 0.0005 | PROPORTION | 0.53614 | 0.0005 | PROPORTION | 0.53629 | 0.0005 | PROPORTION | 0.69885 | 0.0005 | PROPORTION | 1
0.0005 | PROPORTION | 1 | 0.0005 | 0.0287 |  |  |  |  | 0.0005 | PROPORTION | 0.94735 | 0.0005 | PROPORTION | 0.42268 | 0.0005 | PROPORTION | 0.53573 | 0.0005 | PROPORTION | 0.53618 | 0.0005 | PROPORTION | 0.69866 | 0.0005 | PROPORTION | 1
0.0005 | PROPORTION | 1 | 0.0005 | 0.0287 |  |  |  |  | 0.0005 | PROPORTION | 0.94707 | 0.0005 | PROPORTION | 0.42252 | 0.0005 | PROPORTION | 0.53533 | 0.0005 | PROPORTION | 0.53602 | 0.0005 | PROPORTION | 0.69845 | 0.0005 | PROPORTION | 1
0.0005 | PROPORTION | 1 | 0.0005 | 0.0287 |  |  |  |  | 0.0005 | PROPORTION | 0.94707 | 0.0005 | PROPORTION | 0.42238 | 0.0005 | PROPORTION | 0.53499 | 0.0005 | PROPORTION | 0.53588 | 0.0005 | PROPORTION | 0.69822 | 0.0005 | PROPORTION | 1
0.0005 | PROPORTION | 1 | 0.0005 | 0.0287 |  |  |  |  | 0.0005 | PROPORTION | 0.94692 | 0.0005 | PROPORTION | 0.42216 | 0.0005 | PROPORTION | 0.53458 | 0.0005 | PROPORTION | 0.53577 | 0.0005 | PROPORTION | 0.69803 | 0.0005 | PROPORTION | 1
0.0005 | PROPORTION | 1 | 0.0005 | 0.0287 |  |  |  |  | 0.0005 | PROPORTION | 0.94679 | 0.0005 | PROPORTION | 0.42199 | 0.0005 | PROPORTION | 0.53422 | 0.0005 | PROPORTION | 0.53566 | 0.0005 | PROPORTION | 0.69786 | 0.0005 | PROPORTION | 1
0.0005 | PROPORTION | 1 | 0.0005 | 0.0287 |  |  |  |  | 0.0005 | PROPORTION | 0.94679 | 0.0005 | PROPORTION | 0.42195 | 0.0005 | PROPORTION | 0.53385 | 0.0005 | PROPORTION | 0.53555 | 0.0005 | PROPORTION | 0.69764 | 0.0005 | PROPORTION | 1
0.0005 | PROPORTION | 1 | 0.0005 | 0.0287 |  |  |  |  | 0.0005 | PROPORTION | 0.94679 | 0.0005 | PROPORTION | 0.42183 | 0.0005 | PROPORTION | 0.53342 | 0.0005 | PROPORTION | 0.53538 | 0.0005 | PROPORTION | 0.69746 | 0.0005 | PROPORTION | 1
0.0005 | PROPORTION | 1 | 0.0005 | 0.0287 |  |  |  |  | 0.0005 | PROPORTION | 0.94679 | 0.0005 | PROPORTION | 0.42149 | 0.0005 | PROPORTION | 0.53306 | 0.0005 | PROPORTION | 0.53525 | 0.0005 | PROPORTION | 0.69726 | 0.0005 | PROPORTION | 1
0.0005 | PROPORTION | 1 | 0.0005 | 0.0287 |  |  |  |  | 0.0005 | PROPORTION | 0.94679 | 0.0005 | PROPORTION | 0.42149 | 0.0005 | PROPORTION | 0.53273 | 0.0005 | PROPORTION | 0.5351 | 0.0005 | PROPORTION | 0.6971 | 0.0005 | PROPORTION | 1
0.0005 | PROPORTION | 1 | 0.0005 | 0.0287 |  |  |  |  | 0.0005 | PROPORTION | 0.94679 | 0.0005 | PROPORTION | 0.42132 | 0.0005 | PROPORTION | 0.53233 | 0.0005 | PROPORTION | 0.535 | 0.0005 | PROPORTION | 0.69692 | 0.0005 | PROPORTION | 1
0.0005 | PROPORTION | 1 | 0.0005 | 0.0287 |  |  |  |  | 0.0005 | PROPORTION | 0.94679 | 0.0005 | PROPORTION | 0.421 | 0.0005 | PROPORTION | 0.53196 | 0.0005 | PROPORTION | 0.53491 | 0.0005 | PROPORTION | 0.69671 | 0.0005 | PROPORTION | 1
0.0005 | PROPORTION | 1 | 0.0005 | 0.0287 |  |  |  |  | 0.0005 | PROPORTION | 0.94679 | 0.0005 | PROPORTION | 0.421 | 0.0005 | PROPORTION | 0.53159 | 0.0005 | PROPORTION | 0.53476 | 0.0005 | PROPORTION | 0.69655 | 0.0005 | PROPORTION | 1
0.0005 | PROPORTION | 1 | 0.0005 | 0.0287 |  |  |  |  | 0.0005 | PROPORTION | 0.94679 | 0.0005 | PROPORTION | 0.42072 | 0.0005 | PROPORTION | 0.53126 | 0.0005 | PROPORTION | 0.53464 | 0.0005 | PROPORTION | 0.69637 | 0.0005 | PROPORTION | 1
0.0005 | PROPORTION | 1 | 0.0005 | 0.0287 |  |  |  |  | 0.0005 | PROPORTION | 0.94679 | 0.0005 | PROPORTION | 0.42064 | 0.0005 | PROPORTION | 0.53078 | 0.0005 | PROPORTION | 0.53448 | 0.0005 | PROPORTION | 0.69618 | 0.0005 | PROPORTION | 1
0.0005 | PROPORTION | 1 | 0.0005 | 0.0287 |  |  |  |  | 0.0005 | PROPORTION | 0.94679 | 0.0005 | PROPORTION | 0.42042 | 0.0005 | PROPORTION | 0.5304 | 0.0005 | PROPORTION | 0.53438 | 0.0005 | PROPORTION | 0.69592 | 0.0005 | PROPORTION | 1
0.0005 | PROPORTION | 1 | 0.0005 | 0.0287 |  |  |  |  | 0.0005 | PROPORTION | 0.94679 | 0.0005 | PROPORTION | 0.42032 | 0.0005 | PROPORTION | 0.53005 | 0.0005 | PROPORTION | 0.5343 | 0.0005 | PROPORTION | 0.69576 | 0.0005 | PROPORTION | 1
0.0005 | PROPORTION | 1 | 0.0005 | 0.0287 |  |  |  |  | 0.0005 | PROPORTION | 0.94679 | 0.0005 | PROPORTION | 0.4202 | 0.0005 | PROPORTION | 0.52965 | 0.0005 | PROPORTION | 0.53409 | 0.0005 | PROPORTION | 0.6956 | 0.0005 | PROPORTION | 1
0.0005 | PROPORTION | 1 | 0.0005 | 0.0287 |  |  |  |  | 0.0005 | PROPORTION | 0.94679 | 0.0005 | PROPORTION | 0.42004 | 0.0005 | PROPORTION | 0.52929 | 0.0005 | PROPORTION | 0.53396 | 0.0005 | PROPORTION | 0.69544 | 0.0005 | PROPORTION | 1
0.0005 | PROPORTION | 1 | 0.0005 | 0.0287 |  |  |  |  | 0.0005 | PROPORTION | 0.94679 | 0.0005 | PROPORTION | 0.41984 | 0.0005 | PROPORTION | 0.5289 | 0.0005 | PROPORTION | 0.53385 | 0.0005 | PROPORTION | 0.69521 | 0.0005 | PROPORTION | 1
0.0005 | PROPORTION | 1 | 0.0005 | 0.0287 |  |  |  |  | 0.0005 | PROPORTION | 0.94679 | 0.0005 | PROPORTION | 0.41972 | 0.0005 | PROPORTION | 0.52851 | 0.0005 | PROPORTION | 0.53374 | 0.0005 | PROPORTION | 0.69501 | 0.0005 | PROPORTION | 1
0.0005 | PROPORTION | 1 | 0.0005 | 0.0287 |  |  |  |  | 0.0005 | PROPORTION | 0.94679 | 0.0005 | PROPORTION | 0.41964 | 0.0005 | PROPORTION | 0.52815 | 0.0005 | PROPORTION | 0.53365 | 0.0005 | PROPORTION | 0.69486 | 0.0005 | PROPORTION | 1
0.0005 | PROPORTION | 1 | 0.0005 | 0.0287 |  |  |  |  | 0.0005 | PROPORTION | 0.94679 | 0.0005 | PROPORTION | 0.41955 | 0.0005 | PROPORTION | 0.52775 | 0.0005 | PROPORTION | 0.53348 | 0.0005 | PROPORTION | 0.69463 | 0.0005 | PROPORTION | 1
0.0005 | PROPORTION | 1 | 0.0005 | 0.0287 |  |  |  |  | 0.0005 | PROPORTION | 0.94679 | 0.0005 | PROPORTION | 0.41936 | 0.0005 | PROPORTION | 0.52736 | 0.0005 | PROPORTION | 0.53336 | 0.0005 | PROPORTION | 0.69442 | 0.0005 | PROPORTION | 1
0.0005 | PROPORTION | 1 | 0.0005 | 0.0287 |  |  |  |  | 0.0005 | PROPORTION | 0.94679 | 0.0005 | PROPORTION | 0.41922 | 0.0005 | PROPORTION | 0.52698 | 0.0005 | PROPORTION | 0.53322 | 0.0005 | PROPORTION | 0.6942 | 0.0005 | PROPORTION | 1
0.0005 | PROPORTION | 1 | 0.0005 | 0.0287 |  |  |  |  | 0.0005 | PROPORTION | 0.94679 | 0.0005 | PROPORTION | 0.41899 | 0.0005 | PROPORTION | 0.52669 | 0.0005 | PROPORTION | 0.53312 | 0.0005 | PROPORTION | 0.69404 | 0.0005 | PROPORTION | 1
0.0005 | PROPORTION | 1 | 0.0005 | 0.0287 |  |  |  |  | 0.0005 | PROPORTION | 0.94679 | 0.0005 | PROPORTION | 0.41876 | 0.0005 | PROPORTION | 0.52634 | 0.0005 | PROPORTION | 0.53298 | 0.0005 | PROPORTION | 0.69385 | 0.0005 | PROPORTION | 1
0.0005 | PROPORTION | 1 | 0.0005 | 0.0287 |  |  |  |  | 0.0005 | PROPORTION | 0.94679 | 0.0005 | PROPORTION | 0.41872 | 0.0005 | PROPORTION | 0.52598 | 0.0005 | PROPORTION | 0.53291 | 0.0005 | PROPORTION | 0.69365 | 0.0005 | PROPORTION | 1
0.0005 | PROPORTION | 1 | 0.0005 | 0.0287 |  |  |  |  | 0.0005 | PROPORTION | 0.94679 | 0.0005 | PROPORTION | 0.41851 | 0.0005 | PROPORTION | 0.52565 | 0.0005 | PROPORTION | 0.53277 | 0.0005 | PROPORTION | 0.69341 | 0.0005 | PROPORTION | 1
0.0005 | PROPORTION | 1 | 0.0005 | 0.0287 |  |  |  |  | 0.0005 | PROPORTION | 0.94679 | 0.0005 | PROPORTION | 0.4184 | 0.0005 | PROPORTION | 0.52528 | 0.0005 | PROPORTION | 0.53258 | 0.0005 | PROPORTION | 0.69322 | 0.0005 | PROPORTION | 1
0.0005 | PROPORTION | 1 | 0.0005 | 0.0287 |  |  |  |  | 0.0005 | PROPORTION | 0.94679 | 0.0005 | PROPORTION | 0.41813 | 0.0005 | PROPORTION | 0.52494 | 0.0005 | PROPORTION | 0.53247 | 0.0005 | PROPORTION | 0.69304 | 0.0005 | PROPORTION | 1
0.0005 | PROPORTION | 1 | 0.0005 | 0.0287 |  |  |  |  | 0.0005 | PROPORTION | 0.94679 | 0.0005 | PROPORTION | 0.41806 | 0.0005 | PROPORTION | 0.52456 | 0.0005 | PROPORTION | 0.53235 | 0.0005 | PROPORTION | 0.69289 | 0.0005 | PROPORTION | 1
0.0005 | PROPORTION | 1 | 0.0005 | 0.0287 |  |  |  |  | 0.0005 | PROPORTION | 0.94679 | 0.0005 | PROPORTION | 0.41799 | 0.0005 | PROPORTION | 0.52419 | 0.0005 | PROPORTION | 0.53216 | 0.0005 | PROPORTION | 0.69269 | 0.0005 | PROPORTION | 1
0.0005 | PROPORTION | 1 | 0.0005 | 0.0287 |  |  |  |  | 0.0005 | PROPORTION | 0.94679 | 0.0005 | PROPORTION | 0.4177 | 0.0005 | PROPORTION | 0.52388 | 0.0005 | PROPORTION | 0.532 | 0.0005 | PROPORTION | 0.69245 | 0.0005 | PROPORTION | 1
0.0005 | PROPORTION | 1 | 0.0005 | 0.0287 |  |  |  |  | 0.0005 | PROPORTION | 0.94679 | 0.0005 | PROPORTION | 0.41761 | 0.0005 | PROPORTION | 0.52356 | 0.0005 | PROPORTION | 0.53191 | 0.0005 | PROPORTION | 0.6923 | 0.0005 | PROPORTION | 1
0.0005 | PROPORTION | 1 | 0.0005 | 0.0287 |  |  |  |  | 0.0005 | PROPORTION | 0.94679 | 0.0005 | PROPORTION | 0.41734 | 0.0005 | PROPORTION | 0.52318 | 0.0005 | PROPORTION | 0.53175 | 0.0005 | PROPORTION | 0.69212 | 0.0005 | PROPORTION | 1
0.0005 | PROPORTION | 1 | 0.0005 | 0.0287 |  |  |  |  | 0.0005 | PROPORTION | 0.94679 | 0.0005 | PROPORTION | 0.4173 | 0.0005 | PROPORTION | 0.52284 | 0.0005 | PROPORTION | 0.53167 | 0.0005 | PROPORTION | 0.69194 | 0.0005 | PROPORTION | 1
0.0005 | PROPORTION | 1 | 0.0005 | 0.0287 |  |  |  |  | 0.0005 | PROPORTION | 0.94679 | 0.0005 | PROPORTION | 0.41713 | 0.0005 | PROPORTION | 0.52251 | 0.0005 | PROPORTION | 0.53158 | 0.0005 | PROPORTION | 0.69173 | 0.0005 | PROPORTION | 1
0.0005 | PROPORTION | 1 | 0.0005 | 0.0287 |  |  |  |  | 0.0005 | PROPORTION | 0.94672 | 0.0005 | PROPORTION | 0.41704 | 0.0005 | PROPORTION | 0.52214 | 0.0005 | PROPORTION | 0.53143 | 0.0005 | PROPORTION | 0.69156 | 0.0005 | PROPORTION | 1
0.0005 | PROPORTION | 1 | 0.0005 | 0.0287 |  |  |  |  | 0.0005 | PROPORTION | 0.94663 | 0.0005 | PROPORTION | 0.41675 | 0.0005 | PROPORTION | 0.52178 | 0.0005 | PROPORTION | 0.53128 | 0.0005 | PROPORTION | 0.69135 | 0.0005 | PROPORTION | 1
0.0005 | PROPORTION | 1 | 0.0005 | 0.0287 |  |  |  |  | 0.0005 | PROPORTION | 0.94663 | 0.0005 | PROPORTION | 0.41666 | 0.0005 | PROPORTION | 0.52145 | 0.0005 | PROPORTION | 0.53116 | 0.0005 | PROPORTION | 0.69116 | 0.0005 | PROPORTION | 1
0.0005 | PROPORTION | 1 | 0.0005 | 0.0287 |  |  |  |  | 0.0005 | PROPORTION | 0.94663 | 0.0005 | PROPORTION | 0.41657 | 0.0005 | PROPORTION | 0.52111 | 0.0005 | PROPORTION | 0.53107 | 0.0005 | PROPORTION | 0.69095 | 0.0005 | PROPORTION | 1
0.0005 | PROPORTION | 1 | 0.0005 | 0.0287 |  |  |  |  | 0.0005 | PROPORTION | 0.94662 | 0.0005 | PROPORTION | 0.41653 | 0.0005 | PROPORTION | 0.5208 | 0.0005 | PROPORTION | 0.53093 | 0.0005 | PROPORTION | 0.69079 | 0.0005 | PROPORTION | 1
0.0005 | PROPORTION | 1 | 0.0005 | 0.0287 |  |  |  |  | 0.0005 | PROPORTION | 0.94661 | 0.0005 | PROPORTION | 0.41623 | 0.0005 | PROPORTION | 0.52041 | 0.0005 | PROPORTION | 0.53077 | 0.0005 | PROPORTION | 0.6906 | 0.0005 | PROPORTION | 1
0.0005 | PROPORTION | 1 | 0.0005 | 0.0287 |  |  |  |  | 0.0005 | PROPORTION | 0.94647 | 0.0005 | PROPORTION | 0.41597 | 0.0005 | PROPORTION | 0.52009 | 0.0005 | PROPORTION | 0.53064 | 0.0005 | PROPORTION | 0.69036 | 0.0005 | PROPORTION | 1
0.0005 | PROPORTION | 1 | 0.0005 | 0.0287 |  |  |  |  | 0.0005 | PROPORTION | 0.94633 | 0.0005 | PROPORTION | 0.41581 | 0.0005 | PROPORTION | 0.51974 | 0.0005 | PROPORTION | 0.53055 | 0.0005 | PROPORTION | 0.69023 | 0.0005 | PROPORTION | 1
0.0005 | PROPORTION | 1 | 0.0005 | 0.0287 |  |  |  |  | 0.0005 | PROPORTION | 0.94633 | 0.0005 | PROPORTION | 0.41562 | 0.0005 | PROPORTION | 0.51937 | 0.0005 | PROPORTION | 0.53044 | 0.0005 | PROPORTION | 0.69001 | 0.0005 | PROPORTION | 1
0.0005 | PROPORTION | 1 | 0.0005 | 0.0287 |  |  |  |  | 0.0005 | PROPORTION | 0.94626 | 0.0005 | PROPORTION | 0.41558 | 0.0005 | PROPORTION | 0.51903 | 0.0005 | PROPORTION | 0.53034 | 0.0005 | PROPORTION | 0.68978 | 0.0005 | PROPORTION | 1
0.0005 | PROPORTION | 1 | 0.0005 | 0.0287 |  |  |  |  | 0.0005 | PROPORTION | 0.94623 | 0.0005 | PROPORTION | 0.41538 | 0.0005 | PROPORTION | 0.5187 | 0.0005 | PROPORTION | 0.5302 | 0.0005 | PROPORTION | 0.68957 | 0.0005 | PROPORTION | 1
0.0005 | PROPORTION | 1 | 0.0005 | 0.0287 |  |  |  |  | 0.0005 | PROPORTION | 0.94621 | 0.0005 | PROPORTION | 0.4153 | 0.0005 | PROPORTION | 0.5184 | 0.0005 | PROPORTION | 0.53008 | 0.0005 | PROPORTION | 0.68939 | 0.0005 | PROPORTION | 1
0.0005 | PROPORTION | 1 | 0.0005 | 0.0287 |  |  |  |  | 0.0005 | PROPORTION | 0.94619 | 0.0005 | PROPORTION | 0.41513 | 0.0005 | PROPORTION | 0.518 | 0.0005 | PROPORTION | 0.52988 | 0.0005 | PROPORTION | 0.68923 | 0.0005 | PROPORTION | 1
0.0005 | PROPORTION | 1 | 0.0005 | 0.0287 |  |  |  |  | 0.0005 | PROPORTION | 0.94619 | 0.0005 | PROPORTION | 0.41506 | 0.0005 | PROPORTION | 0.51767 | 0.0005 | PROPORTION | 0.52975 | 0.0005 | PROPORTION | 0.68905 | 0.0005 | PROPORTION | 1
0.0005 | PROPORTION | 1 | 0.0005 | 0.0287 |  |  |  |  | 0.0005 | PROPORTION | 0.94614 | 0.0005 | PROPORTION | 0.41496 | 0.0005 | PROPORTION | 0.51735 | 0.0005 | PROPORTION | 0.52963 | 0.0005 | PROPORTION | 0.68879 | 0.0005 | PROPORTION | 1
0.0005 | PROPORTION | 1 | 0.0005 | 0.0287 |  |  |  |  | 0.0005 | PROPORTION | 0.94614 | 0.0005 | PROPORTION | 0.4149 | 0.0005 | PROPORTION | 0.51695 | 0.0005 | PROPORTION | 0.52949 | 0.0005 | PROPORTION | 0.68862 | 0.0005 | PROPORTION | 1
0.0005 | PROPORTION | 1 | 0.0005 | 0.0287 |  |  |  |  | 0.0005 | PROPORTION | 0.94613 | 0.0005 | PROPORTION | 0.41457 | 0.0005 | PROPORTION | 0.51665 | 0.0005 | PROPORTION | 0.52939 | 0.0005 | PROPORTION | 0.68845 | 0.0005 | PROPORTION | 1
0.0005 | PROPORTION | 1 | 0.0005 | 0.0287 |  |  |  |  | 0.0005 | PROPORTION | 0.94597 | 0.0005 | PROPORTION | 0.41449 | 0.0005 | PROPORTION | 0.51634 | 0.0005 | PROPORTION | 0.52923 | 0.0005 | PROPORTION | 0.68826 | 0.0005 | PROPORTION | 1
0.0005 | PROPORTION | 1 | 0.0005 | 0.0287 |  |  |  |  | 0.0005 | PROPORTION | 0.94581 | 0.0005 | PROPORTION | 0.41442 | 0.0005 | PROPORTION | 0.51602 | 0.0005 | PROPORTION | 0.52912 | 0.0005 | PROPORTION | 0.68808 | 0.0005 | PROPORTION | 1
0.0005 | PROPORTION | 1 | 0.0005 | 0.0287 |  |  |  |  | 0.0005 | PROPORTION | 0.94581 | 0.0005 | PROPORTION | 0.41424 | 0.0005 | PROPORTION | 0.51568 | 0.0005 | PROPORTION | 0.52904 | 0.0005 | PROPORTION | 0.6879 | 0.0005 | PROPORTION | 1
0.0005 | PROPORTION | 1 | 0.0005 | 0.0287 |  |  |  |  | 0.0005 | PROPORTION | 0.94565 | 0.0005 | PROPORTION | 0.41405 | 0.0005 | PROPORTION | 0.51533 | 0.0005 | PROPORTION | 0.52892 | 0.0005 | PROPORTION | 0.68769 | 0.0005 | PROPORTION | 1
0.0005 | PROPORTION | 1 | 0.0005 | 0.0287 |  |  |  |  | 0.0005 | PROPORTION | 0.94562 | 0.0005 | PROPORTION | 0.4139 | 0.0005 | PROPORTION | 0.51502 | 0.0005 | PROPORTION | 0.5288 | 0.0005 | PROPORTION | 0.68749 | 0.0005 | PROPORTION | 1
0.0005 | PROPORTION | 1 | 0.0005 | 0.0287 |  |  |  |  | 0.0005 | PROPORTION | 0.94562 | 0.0005 | PROPORTION | 0.41386 | 0.0005 | PROPORTION | 0.51467 | 0.0005 | PROPORTION | 0.52868 | 0.0005 | PROPORTION | 0.68725 | 0.0005 | PROPORTION | 1
0.0005 | PROPORTION | 1 | 0.0005 | 0.0287 |  |  |  |  | 0.0005 | PROPORTION | 0.94562 | 0.0005 | PROPORTION | 0.4137 | 0.0005 | PROPORTION | 0.51429 | 0.0005 | PROPORTION | 0.52854 | 0.0005 | PROPORTION | 0.68711 | 0.0005 | PROPORTION | 1
0.0005 | PROPORTION | 1 | 0.0005 | 0.0287 |  |  |  |  | 0.0005 | PROPORTION | 0.94562 | 0.0005 | PROPORTION | 0.41362 | 0.0005 | PROPORTION | 0.51397 | 0.0005 | PROPORTION | 0.5284 | 0.0005 | PROPORTION | 0.68689 | 0.0005 | PROPORTION | 1
0.0005 | PROPORTION | 1 | 0.0005 | 0.0287 |  |  |  |  | 0.0005 | PROPORTION | 0.9456 | 0.0005 | PROPORTION | 0.41349 | 0.0005 | PROPORTION | 0.51368 | 0.0005 | PROPORTION | 0.52829 | 0.0005 | PROPORTION | 0.6867 | 0.0005 | PROPORTION | 1
0.0005 | PROPORTION | 1 | 0.0005 | 0.0287 |  |  |  |  | 0.0005 | PROPORTION | 0.94556 | 0.0005 | PROPORTION | 0.41341 | 0.0005 | PROPORTION | 0.51327 | 0.0005 | PROPORTION | 0.5282 | 0.0005 | PROPORTION | 0.68649 | 0.0005 | PROPORTION | 1
0.0005 | PROPORTION | 1 | 0.0005 | 0.0287 |  |  |  |  | 0.0005 | PROPORTION | 0.94556 | 0.0005 | PROPORTION | 0.41309 | 0.0005 | PROPORTION | 0.51298 | 0.0005 | PROPORTION | 0.52806 | 0.0005 | PROPORTION | 0.6863 | 0.0005 | PROPORTION | 1
0.0005 | PROPORTION | 1 | 0.0005 | 0.0287 |  |  |  |  | 0.0005 | PROPORTION | 0.94553 | 0.0005 | PROPORTION | 0.41297 | 0.0005 | PROPORTION | 0.51268 | 0.0005 | PROPORTION | 0.52785 | 0.0005 | PROPORTION | 0.68612 | 0.0005 | PROPORTION | 1
0.0005 | PROPORTION | 1 | 0.0005 | 0.0287 |  |  |  |  | 0.0005 | PROPORTION | 0.94538 | 0.0005 | PROPORTION | 0.41285 | 0.0005 | PROPORTION | 0.51233 | 0.0005 | PROPORTION | 0.52774 | 0.0005 | PROPORTION | 0.68593 | 0.0005 | PROPORTION | 1
0.0005 | PROPORTION | 1 | 0.0005 | 0.0287 |  |  |  |  | 0.0005 | PROPORTION | 0.94538 | 0.0005 | PROPORTION | 0.41262 | 0.0005 | PROPORTION | 0.51202 | 0.0005 | PROPORTION | 0.52767 | 0.0005 | PROPORTION | 0.68573 | 0.0005 | PROPORTION | 1
0.0005 | PROPORTION | 1 | 0.0005 | 0.0287 |  |  |  |  | 0.0005 | PROPORTION | 0.94525 | 0.0005 | PROPORTION | 0.41254 | 0.0005 | PROPORTION | 0.51172 | 0.0005 | PROPORTION | 0.52755 | 0.0005 | PROPORTION | 0.68556 | 0.0005 | PROPORTION | 1
0.0005 | PROPORTION | 1 | 0.0005 | 0.0287 |  |  |  |  | 0.0005 | PROPORTION | 0.94515 | 0.0005 | PROPORTION | 0.41235 | 0.0005 | PROPORTION | 0.5114 | 0.0005 | PROPORTION | 0.52736 | 0.0005 | PROPORTION | 0.68539 | 0.0005 | PROPORTION | 1
0.0005 | PROPORTION | 1 | 0.0005 | 0.0287 |  |  |  |  | 0.0005 | PROPORTION | 0.94514 | 0.0005 | PROPORTION | 0.41235 | 0.0005 | PROPORTION | 0.51111 | 0.0005 | PROPORTION | 0.52723 | 0.0005 | PROPORTION | 0.68518 | 0.0005 | PROPORTION | 1
0.0005 | PROPORTION | 1 | 0.0005 | 0.0287 |  |  |  |  | 0.0005 | PROPORTION | 0.94511 | 0.0005 | PROPORTION | 0.41213 | 0.0005 | PROPORTION | 0.51086 | 0.0005 | PROPORTION | 0.52715 | 0.0005 | PROPORTION | 0.68498 | 0.0005 | PROPORTION | 1
0.0005 | PROPORTION | 1 | 0.0005 | 0.0287 |  |  |  |  | 0.0005 | PROPORTION | 0.94511 | 0.0005 | PROPORTION | 0.4121 | 0.0005 | PROPORTION | 0.51051 | 0.0005 | PROPORTION | 0.52699 | 0.0005 | PROPORTION | 0.68481 | 0.0005 | PROPORTION | 1
0.0005 | PROPORTION | 1 | 0.0005 | 0.0287 |  |  |  |  | 0.0005 | PROPORTION | 0.94504 | 0.0005 | PROPORTION | 0.41205 | 0.0005 | PROPORTION | 0.51017 | 0.0005 | PROPORTION | 0.52684 | 0.0005 | PROPORTION | 0.68458 | 0.0005 | PROPORTION | 1
0.0005 | PROPORTION | 1 | 0.0005 | 0.0287 |  |  |  |  | 0.0005 | PROPORTION | 0.94502 | 0.0005 | PROPORTION | 0.41181 | 0.0005 | PROPORTION | 0.50988 | 0.0005 | PROPORTION | 0.52672 | 0.0005 | PROPORTION | 0.68448 | 0.0005 | PROPORTION | 1
0.0005 | PROPORTION | 1 | 0.0005 | 0.0287 |  |  |  |  | 0.0005 | PROPORTION | 0.94475 | 0.0005 | PROPORTION | 0.41158 | 0.0005 | PROPORTION | 0.50954 | 0.0005 | PROPORTION | 0.52654 | 0.0005 | PROPORTION | 0.68419 | 0.0005 | PROPORTION | 1
0.0005 | PROPORTION | 1 | 0.0005 | 0.0287 |  |  |  |  | 0.0005 | PROPORTION | 0.94467 | 0.0005 | PROPORTION | 0.41147 | 0.0005 | PROPORTION | 0.50922 | 0.0005 | PROPORTION | 0.52642 | 0.0005 | PROPORTION | 0.68401 | 0.0005 | PROPORTION | 1
0.0005 | PROPORTION | 1 | 0.0005 | 0.0287 |  |  |  |  | 0.0005 | PROPORTION | 0.94467 | 0.0005 | PROPORTION | 0.4113 | 0.0005 | PROPORTION | 0.50889 | 0.0005 | PROPORTION | 0.52632 | 0.0005 | PROPORTION | 0.68376 | 0.0005 | PROPORTION | 1
0.0005 | PROPORTION | 1 | 0.0005 | 0.0287 |  |  |  |  | 0.0005 | PROPORTION | 0.94457 | 0.0005 | PROPORTION | 0.41118 | 0.0005 | PROPORTION | 0.50856 | 0.0005 | PROPORTION | 0.52624 | 0.0005 | PROPORTION | 0.68361 | 0.0005 | PROPORTION | 1
0.0005 | PROPORTION | 1 | 0.0005 | 0.0287 |  |  |  |  | 0.0005 | PROPORTION | 0.94457 | 0.0005 | PROPORTION | 0.41102 | 0.0005 | PROPORTION | 0.50823 | 0.0005 | PROPORTION | 0.52611 | 0.0005 | PROPORTION | 0.68346 | 0.0005 | PROPORTION | 1
0.0005 | PROPORTION | 1 | 0.0005 | 0.0287 |  |  |  |  | 0.0005 | PROPORTION | 0.94443 | 0.0005 | PROPORTION | 0.41081 | 0.0005 | PROPORTION | 0.50789 | 0.0005 | PROPORTION | 0.526 | 0.0005 | PROPORTION | 0.68315 | 0.0005 | PROPORTION | 1
0.0005 | PROPORTION | 1 | 0.0005 | 0.0287 |  |  |  |  | 0.0005 | PROPORTION | 0.94433 | 0.0005 | PROPORTION | 0.41073 | 0.0005 | PROPORTION | 0.50764 | 0.0005 | PROPORTION | 0.52583 | 0.0005 | PROPORTION | 0.68302 | 0.0005 | PROPORTION | 1
0.0005 | PROPORTION | 1 | 0.0005 | 0.0287 |  |  |  |  | 0.0005 | PROPORTION | 0.94429 | 0.0005 | PROPORTION | 0.41066 | 0.0005 | PROPORTION | 0.50737 | 0.0005 | PROPORTION | 0.52574 | 0.0005 | PROPORTION | 0.68281 | 0.0005 | PROPORTION | 1
0.0005 | PROPORTION | 1 | 0.0005 | 0.0287 |  |  |  |  | 0.0005 | PROPORTION | 0.94429 | 0.0005 | PROPORTION | 0.41054 | 0.0005 | PROPORTION | 0.50704 | 0.0005 | PROPORTION | 0.52559 | 0.0005 | PROPORTION | 0.68259 | 0.0005 | PROPORTION | 1
0.0005 | PROPORTION | 1 | 0.0005 | 0.0287 |  |  |  |  | 0.0005 | PROPORTION | 0.94415 | 0.0005 | PROPORTION | 0.41033 | 0.0005 | PROPORTION | 0.50675 | 0.0005 | PROPORTION | 0.52549 | 0.0005 | PROPORTION | 0.6824 | 0.0005 | PROPORTION | 1
0.0005 | PROPORTION | 1 | 0.0005 | 0.0287 |  |  |  |  | 0.0005 | PROPORTION | 0.94384 | 0.0005 | PROPORTION | 0.41021 | 0.0005 | PROPORTION | 0.50644 | 0.0005 | PROPORTION | 0.52536 | 0.0005 | PROPORTION | 0.68224 | 0.0005 | PROPORTION | 1
0.0005 | PROPORTION | 1 | 0.0005 | 0.0287 |  |  |  |  | 0.0005 | PROPORTION | 0.9437 | 0.0005 | PROPORTION | 0.41009 | 0.0005 | PROPORTION | 0.50614 | 0.0005 | PROPORTION | 0.52524 | 0.0005 | PROPORTION | 0.68207 | 0.0005 | PROPORTION | 1
0.0005 | PROPORTION | 1 | 0.0005 | 0.0287 |  |  |  |  | 0.0005 | PROPORTION | 0.9436 | 0.0005 | PROPORTION | 0.40991 | 0.0005 | PROPORTION | 0.5058 | 0.0005 | PROPORTION | 0.5251 | 0.0005 | PROPORTION | 0.6819 | 0.0005 | PROPORTION | 1
0.0005 | PROPORTION | 1 | 0.0005 | 0.0287 |  |  |  |  | 0.0005 | PROPORTION | 0.9436 | 0.0005 | PROPORTION | 0.40986 | 0.0005 | PROPORTION | 0.50551 | 0.0005 | PROPORTION | 0.525 | 0.0005 | PROPORTION | 0.68168 | 0.0005 | PROPORTION | 1
0.0005 | PROPORTION | 1 | 0.0005 | 0.0287 |  |  |  |  | 0.0005 | PROPORTION | 0.94352 | 0.0005 | PROPORTION | 0.40971 | 0.0005 | PROPORTION | 0.50524 | 0.0005 | PROPORTION | 0.52487 | 0.0005 | PROPORTION | 0.6815 | 0.0005 | PROPORTION | 1
0.0005 | PROPORTION | 1 | 0.0005 | 0.0287 |  |  |  |  | 0.0005 | PROPORTION | 0.94352 | 0.0005 | PROPORTION | 0.40958 | 0.0005 | PROPORTION | 0.50491 | 0.0005 | PROPORTION | 0.52474 | 0.0005 | PROPORTION | 0.68132 | 0.0005 | PROPORTION | 1
0.0005 | PROPORTION | 1 | 0.0005 | 0.0287 |  |  |  |  | 0.0005 | PROPORTION | 0.94352 | 0.0005 | PROPORTION | 0.40953 | 0.0005 | PROPORTION | 0.5046 | 0.0005 | PROPORTION | 0.52465 | 0.0005 | PROPORTION | 0.68116 | 0.0005 | PROPORTION | 1
0.0005 | PROPORTION | 1 | 0.0005 | 0.0287 |  |  |  |  | 0.0005 | PROPORTION | 0.94352 | 0.0005 | PROPORTION | 0.40938 | 0.0005 | PROPORTION | 0.50435 | 0.0005 | PROPORTION | 0.52451 | 0.0005 | PROPORTION | 0.68094 | 0.0005 | PROPORTION | 1
0.0005 | PROPORTION | 1 | 0.0005 | 0.0287 |  |  |  |  | 0.0005 | PROPORTION | 0.94341 | 0.0005 | PROPORTION | 0.40925 | 0.0005 | PROPORTION | 0.50398 | 0.0005 | PROPORTION | 0.52443 | 0.0005 | PROPORTION | 0.68069 | 0.0005 | PROPORTION | 1
0.0005 | PROPORTION | 1 | 0.0005 | 0.0287 |  |  |  |  | 0.0005 | PROPORTION | 0.94341 | 0.0005 | PROPORTION | 0.40907 | 0.0005 | PROPORTION | 0.50366 | 0.0005 | PROPORTION | 0.52428 | 0.0005 | PROPORTION | 0.6805 | 0.0005 | PROPORTION | 1
0.0005 | PROPORTION | 1 | 0.0005 | 0.0287 |  |  |  |  | 0.0005 | PROPORTION | 0.94326 | 0.0005 | PROPORTION | 0.40896 | 0.0005 | PROPORTION | 0.50336 | 0.0005 | PROPORTION | 0.52409 | 0.0005 | PROPORTION | 0.68029 | 0.0005 | PROPORTION | 1
0.0005 | PROPORTION | 1 | 0.0005 | 0.0287 |  |  |  |  | 0.0005 | PROPORTION | 0.94303 | 0.0005 | PROPORTION | 0.40878 | 0.0005 | PROPORTION | 0.50304 | 0.0005 | PROPORTION | 0.52395 | 0.0005 | PROPORTION | 0.68014 | 0.0005 | PROPORTION | 1
0.0005 | PROPORTION | 1 | 0.0005 | 0.0287 |  |  |  |  | 0.0005 | PROPORTION | 0.94303 | 0.0005 | PROPORTION | 0.40857 | 0.0005 | PROPORTION | 0.50274 | 0.0005 | PROPORTION | 0.52386 | 0.0005 | PROPORTION | 0.67994 | 0.0005 | PROPORTION | 1
0.0005 | PROPORTION | 1 | 0.0005 | 0.0287 |  |  |  |  | 0.0005 | PROPORTION | 0.94303 | 0.0005 | PROPORTION | 0.40845 | 0.0005 | PROPORTION | 0.50239 | 0.0005 | PROPORTION | 0.52371 | 0.0005 | PROPORTION | 0.67972 | 0.0005 | PROPORTION | 1
0.0005 | PROPORTION | 1 | 0.0005 | 0.0287 |  |  |  |  | 0.0005 | PROPORTION | 0.94303 | 0.0005 | PROPORTION | 0.40845 | 0.0005 | PROPORTION | 0.50214 | 0.0005 | PROPORTION | 0.52364 | 0.0005 | PROPORTION | 0.67954 | 0.0005 | PROPORTION | 1
0.0005 | PROPORTION | 1 | 0.0005 | 0.0287 |  |  |  |  | 0.0005 | PROPORTION | 0.94295 | 0.0005 | PROPORTION | 0.40832 | 0.0005 | PROPORTION | 0.50183 | 0.0005 | PROPORTION | 0.52347 | 0.0005 | PROPORTION | 0.67933 | 0.0005 | PROPORTION | 1
0.0005 | PROPORTION | 1 | 0.0005 | 0.0287 |  |  |  |  | 0.0005 | PROPORTION | 0.94287 | 0.0005 | PROPORTION | 0.40817 | 0.0005 | PROPORTION | 0.50154 | 0.0005 | PROPORTION | 0.52335 | 0.0005 | PROPORTION | 0.67911 | 0.0005 | PROPORTION | 1
0.0005 | PROPORTION | 1 | 0.0005 | 0.0287 |  |  |  |  | 0.0005 | PROPORTION | 0.94285 | 0.0005 | PROPORTION | 0.40806 | 0.0005 | PROPORTION | 0.50123 | 0.0005 | PROPORTION | 0.5232 | 0.0005 | PROPORTION | 0.67896 | 0.0005 | PROPORTION | 1
0.0005 | PROPORTION | 1 | 0.0005 | 0.0287 |  |  |  |  | 0.0005 | PROPORTION | 0.94278 | 0.0005 | PROPORTION | 0.40793 | 0.0005 | PROPORTION | 0.50097 | 0.0005 | PROPORTION | 0.52309 | 0.0005 | PROPORTION | 0.67876 | 0.0005 | PROPORTION | 1
0.0005 | PROPORTION | 1 | 0.0005 | 0.0287 |  |  |  |  | 0.0005 | PROPORTION | 0.94271 | 0.0005 | PROPORTION | 0.40781 | 0.0005 | PROPORTION | 0.50064 | 0.0005 | PROPORTION | 0.52298 | 0.0005 | PROPORTION | 0.67858 | 0.0005 | PROPORTION | 1
0.0005 | PROPORTION | 1 | 0.0005 | 0.0287 |  |  |  |  | 0.0005 | PROPORTION | 0.94271 | 0.0005 | PROPORTION | 0.40768 | 0.0005 | PROPORTION | 0.50035 | 0.0005 | PROPORTION | 0.5229 | 0.0005 | PROPORTION | 0.67839 | 0.0005 | PROPORTION | 1
0.0005 | PROPORTION | 1 | 0.0005 | 0.0287 |  |  |  |  | 0.0005 | PROPORTION | 0.94267 | 0.0005 | PROPORTION | 0.40763 | 0.0005 | PROPORTION | 0.50003 | 0.0005 | PROPORTION | 0.52275 | 0.0005 | PROPORTION | 0.67813 | 0.0005 | PROPORTION | 1
0.0005 | PROPORTION | 1 | 0.0005 | 0.0287 |  |  |  |  | 0.0005 | PROPORTION | 0.94267 | 0.0005 | PROPORTION | 0.40728 | 0.0005 | PROPORTION | 0.49978 | 0.0005 | PROPORTION | 0.52261 | 0.0005 | PROPORTION | 0.67799 | 0.0005 | PROPORTION | 1
0.0005 | PROPORTION | 1 | 0.0005 | 0.0287 |  |  |  |  | 0.0005 | PROPORTION | 0.94267 | 0.0005 | PROPORTION | 0.40717 | 0.0005 | PROPORTION | 0.49948 | 0.0005 | PROPORTION | 0.52252 | 0.0005 | PROPORTION | 0.67778 | 0.0005 | PROPORTION | 1
0.0005 | PROPORTION | 1 | 0.0005 | 0.0287 |  |  |  |  | 0.0005 | PROPORTION | 0.94267 | 0.0005 | PROPORTION | 0.40705 | 0.0005 | PROPORTION | 0.49915 | 0.0005 | PROPORTION | 0.52239 | 0.0005 | PROPORTION | 0.6776 | 0.0005 | PROPORTION | 1
0.0005 | PROPORTION | 1 | 0.0005 | 0.0287 |  |  |  |  | 0.0005 | PROPORTION | 0.94267 | 0.0005 | PROPORTION | 0.40692 | 0.0005 | PROPORTION | 0.49891 | 0.0005 | PROPORTION | 0.52223 | 0.0005 | PROPORTION | 0.67743 | 0.0005 | PROPORTION | 1
0.0005 | PROPORTION | 1 | 0.0005 | 0.0287 |  |  |  |  | 0.0005 | PROPORTION | 0.94267 | 0.0005 | PROPORTION | 0.40677 | 0.0005 | PROPORTION | 0.49863 | 0.0005 | PROPORTION | 0.5221 | 0.0005 | PROPORTION | 0.67725 | 0.0005 | PROPORTION | 1
0.0005 | PROPORTION | 1 | 0.0005 | 0.0287 |  |  |  |  | 0.0005 | PROPORTION | 0.94263 | 0.0005 | PROPORTION | 0.40672 | 0.0005 | PROPORTION | 0.49832 | 0.0005 | PROPORTION | 0.52196 | 0.0005 | PROPORTION | 0.67701 | 0.0005 | PROPORTION | 1
0.0005 | PROPORTION | 1 | 0.0005 | 0.0287 |  |  |  |  | 0.0005 | PROPORTION | 0.94254 | 0.0005 | PROPORTION | 0.40663 | 0.0005 | PROPORTION | 0.49801 | 0.0005 | PROPORTION | 0.52183 | 0.0005 | PROPORTION | 0.67687 | 0.0005 | PROPORTION | 1
0.0005 | PROPORTION | 1 | 0.0005 | 0.0287 |  |  |  |  | 0.0005 | PROPORTION | 0.94238 | 0.0005 | PROPORTION | 0.40651 | 0.0005 | PROPORTION | 0.49772 | 0.0005 | PROPORTION | 0.52172 | 0.0005 | PROPORTION | 0.67668 | 0.0005 | PROPORTION | 1
0.0005 | PROPORTION | 1 | 0.0005 | 0.0287 |  |  |  |  | 0.0005 | PROPORTION | 0.94238 | 0.0005 | PROPORTION | 0.40624 | 0.0005 | PROPORTION | 0.49746 | 0.0005 | PROPORTION | 0.52161 | 0.0005 | PROPORTION | 0.67648 | 0.0005 | PROPORTION | 1
0.0005 | PROPORTION | 1 | 0.0005 | 0.0287 |  |  |  |  | 0.0005 | PROPORTION | 0.94238 | 0.0005 | PROPORTION | 0.4062 | 0.0005 | PROPORTION | 0.49711 | 0.0005 | PROPORTION | 0.52149 | 0.0005 | PROPORTION | 0.67634 | 0.0005 | PROPORTION | 1
0.0005 | PROPORTION | 1 | 0.0005 | 0.0287 |  |  |  |  | 0.0005 | PROPORTION | 0.94238 | 0.0005 | PROPORTION | 0.40612 | 0.0005 | PROPORTION | 0.49682 | 0.0005 | PROPORTION | 0.52132 | 0.0005 | PROPORTION | 0.6761 | 0.0005 | PROPORTION | 1
0.0005 | PROPORTION | 1 | 0.0005 | 0.0287 |  |  |  |  | 0.0005 | PROPORTION | 0.94238 | 0.0005 | PROPORTION | 0.40587 | 0.0005 | PROPORTION | 0.49651 | 0.0005 | PROPORTION | 0.52118 | 0.0005 | PROPORTION | 0.67591 | 0.0005 | PROPORTION | 1
0.0005 | PROPORTION | 1 | 0.0005 | 0.0287 |  |  |  |  | 0.0005 | PROPORTION | 0.94238 | 0.0005 | PROPORTION | 0.40587 | 0.0005 | PROPORTION | 0.49625 | 0.0005 | PROPORTION | 0.52103 | 0.0005 | PROPORTION | 0.67573 | 0.0005 | PROPORTION | 1
0.0005 | PROPORTION | 1 | 0.0005 | 0.0287 |  |  |  |  | 0.0005 | PROPORTION | 0.94238 | 0.0005 | PROPORTION | 0.40567 | 0.0005 | PROPORTION | 0.49599 | 0.0005 | PROPORTION | 0.52097 | 0.0005 | PROPORTION | 0.67553 | 0.0005 | PROPORTION | 1
0.0005 | PROPORTION | 1 | 0.0005 | 0.0287 |  |  |  |  | 0.0005 | PROPORTION | 0.94238 | 0.0005 | PROPORTION | 0.40552 | 0.0005 | PROPORTION | 0.49571 | 0.0005 | PROPORTION | 0.52084 | 0.0005 | PROPORTION | 0.6753 | 0.0005 | PROPORTION | 1
0.0005 | PROPORTION | 1 | 0.0005 | 0.0287 |  |  |  |  | 0.0005 | PROPORTION | 0.94238 | 0.0005 | PROPORTION | 0.40545 | 0.0005 | PROPORTION | 0.49541 | 0.0005 | PROPORTION | 0.52069 | 0.0005 | PROPORTION | 0.67514 | 0.0005 | PROPORTION | 1
0.0005 | PROPORTION | 1 | 0.0005 | 0.0287 |  |  |  |  | 0.0005 | PROPORTION | 0.94238 | 0.0005 | PROPORTION | 0.40536 | 0.0005 | PROPORTION | 0.49515 | 0.0005 | PROPORTION | 0.52052 | 0.0005 | PROPORTION | 0.67497 | 0.0005 | PROPORTION | 1
0.0005 | PROPORTION | 1 | 0.0005 | 0.0287 |  |  |  |  | 0.0005 | PROPORTION | 0.94227 | 0.0005 | PROPORTION | 0.40514 | 0.0005 | PROPORTION | 0.49485 | 0.0005 | PROPORTION | 0.52039 | 0.0005 | PROPORTION | 0.67473 | 0.0005 | PROPORTION | 1
0.0005 | PROPORTION | 1 | 0.0005 | 0.0287 |  |  |  |  | 0.0005 | PROPORTION | 0.94226 | 0.0005 | PROPORTION | 0.40494 | 0.0005 | PROPORTION | 0.4946 | 0.0005 | PROPORTION | 0.5203 | 0.0005 | PROPORTION | 0.67454 | 0.0005 | PROPORTION | 1
0.0005 | PROPORTION | 1 | 0.0005 | 0.0287 |  |  |  |  | 0.0005 | PROPORTION | 0.94226 | 0.0005 | PROPORTION | 0.40489 | 0.0005 | PROPORTION | 0.49431 | 0.0005 | PROPORTION | 0.5202 | 0.0005 | PROPORTION | 0.67435 | 0.0005 | PROPORTION | 1
0.0005 | PROPORTION | 1 | 0.0005 | 0.0287 |  |  |  |  | 0.0005 | PROPORTION | 0.94224 | 0.0005 | PROPORTION | 0.40489 | 0.0005 | PROPORTION | 0.49402 | 0.0005 | PROPORTION | 0.52009 | 0.0005 | PROPORTION | 0.67415 | 0.0005 | PROPORTION | 1
0.0005 | PROPORTION | 1 | 0.0005 | 0.0287 |  |  |  |  | 0.0005 | PROPORTION | 0.94216 | 0.0005 | PROPORTION | 0.40485 | 0.0005 | PROPORTION | 0.49375 | 0.0005 | PROPORTION | 0.51992 | 0.0005 | PROPORTION | 0.67402 | 0.0005 | PROPORTION | 1
0.0005 | PROPORTION | 1 | 0.0005 | 0.0287 |  |  |  |  | 0.0005 | PROPORTION | 0.94216 | 0.0005 | PROPORTION | 0.40444 | 0.0005 | PROPORTION | 0.49347 | 0.0005 | PROPORTION | 0.51979 | 0.0005 | PROPORTION | 0.67377 | 0.0005 | PROPORTION | 1
0.0005 | PROPORTION | 1 | 0.0005 | 0.0287 |  |  |  |  | 0.0005 | PROPORTION | 0.94216 | 0.0005 | PROPORTION | 0.40444 | 0.0005 | PROPORTION | 0.49319 | 0.0005 | PROPORTION | 0.5197 | 0.0005 | PROPORTION | 0.67359 | 0.0005 | PROPORTION | 1
0.0005 | PROPORTION | 1 | 0.0005 | 0.0287 |  |  |  |  | 0.0005 | PROPORTION | 0.94216 | 0.0005 | PROPORTION | 0.40444 | 0.0005 | PROPORTION | 0.49291 | 0.0005 | PROPORTION | 0.51955 | 0.0005 | PROPORTION | 0.67337 | 0.0005 | PROPORTION | 1
0.0005 | PROPORTION | 1 | 0.0005 | 0.0287 |  |  |  |  | 0.0005 | PROPORTION | 0.94216 | 0.0005 | PROPORTION | 0.4042 | 0.0005 | PROPORTION | 0.49263 | 0.0005 | PROPORTION | 0.51944 | 0.0005 | PROPORTION | 0.67321 | 0.0005 | PROPORTION | 1
0.0005 | PROPORTION | 1 | 0.0005 | 0.0287 |  |  |  |  | 0.0005 | PROPORTION | 0.94216 | 0.0005 | PROPORTION | 0.40406 | 0.0005 | PROPORTION | 0.49228 | 0.0005 | PROPORTION | 0.51931 | 0.0005 | PROPORTION | 0.67295 | 0.0005 | PROPORTION | 1
0.0005 | PROPORTION | 1 | 0.0005 | 0.0287 |  |  |  |  | 0.0005 | PROPORTION | 0.94211 | 0.0005 | PROPORTION | 0.40406 | 0.0005 | PROPORTION | 0.49206 | 0.0005 | PROPORTION | 0.51915 | 0.0005 | PROPORTION | 0.67276 | 0.0005 | PROPORTION | 1
0.0005 | PROPORTION | 1 | 0.0005 | 0.0287 |  |  |  |  | 0.0005 | PROPORTION | 0.94211 | 0.0005 | PROPORTION | 0.40398 | 0.0005 | PROPORTION | 0.49172 | 0.0005 | PROPORTION | 0.51902 | 0.0005 | PROPORTION | 0.67255 | 0.0005 | PROPORTION | 1
0.0005 | PROPORTION | 1 | 0.0005 | 0.0287 |  |  |  |  | 0.0005 | PROPORTION | 0.94203 | 0.0005 | PROPORTION | 0.40379 | 0.0005 | PROPORTION | 0.49151 | 0.0005 | PROPORTION | 0.51893 | 0.0005 | PROPORTION | 0.6724 | 0.0005 | PROPORTION | 1
0.0005 | PROPORTION | 1 | 0.0005 | 0.0287 |  |  |  |  | 0.0005 | PROPORTION | 0.94203 | 0.0005 | PROPORTION | 0.40355 | 0.0005 | PROPORTION | 0.49121 | 0.0005 | PROPORTION | 0.51881 | 0.0005 | PROPORTION | 0.67212 | 0.0005 | PROPORTION | 1
0.0005 | PROPORTION | 1 | 0.0005 | 0.0287 |  |  |  |  | 0.0005 | PROPORTION | 0.94202 | 0.0005 | PROPORTION | 0.40351 | 0.0005 | PROPORTION | 0.49092 | 0.0005 | PROPORTION | 0.51869 | 0.0005 | PROPORTION | 0.67196 | 0.0005 | PROPORTION | 1
0.0005 | PROPORTION | 1 | 0.0005 | 0.0287 |  |  |  |  | 0.0005 | PROPORTION | 0.94201 | 0.0005 | PROPORTION | 0.40346 | 0.0005 | PROPORTION | 0.49069 | 0.0005 | PROPORTION | 0.51853 | 0.0005 | PROPORTION | 0.6718 | 0.0005 | PROPORTION | 1
0.0005 | PROPORTION | 1 | 0.0005 | 0.0287 |  |  |  |  | 0.0005 | PROPORTION | 0.94158 | 0.0005 | PROPORTION | 0.40334 | 0.0005 | PROPORTION | 0.4904 | 0.0005 | PROPORTION | 0.51838 | 0.0005 | PROPORTION | 0.6716 | 0.0005 | PROPORTION | 1
0.0005 | PROPORTION | 1 | 0.0005 | 0.0287 |  |  |  |  | 0.0005 | PROPORTION | 0.94143 | 0.0005 | PROPORTION | 0.403 | 0.0005 | PROPORTION | 0.49008 | 0.0005 | PROPORTION | 0.51831 | 0.0005 | PROPORTION | 0.67136 | 0.0005 | PROPORTION | 1
0.0005 | PROPORTION | 1 | 0.0005 | 0.0287 |  |  |  |  | 0.0005 | PROPORTION | 0.94143 | 0.0005 | PROPORTION | 0.403 | 0.0005 | PROPORTION | 0.48978 | 0.0005 | PROPORTION | 0.51818 | 0.0005 | PROPORTION | 0.67125 | 0.0005 | PROPORTION | 1
0.0005 | PROPORTION | 1 | 0.0005 | 0.0287 |  |  |  |  | 0.0005 | PROPORTION | 0.94133 | 0.0005 | PROPORTION | 0.40296 | 0.0005 | PROPORTION | 0.48952 | 0.0005 | PROPORTION | 0.51804 | 0.0005 | PROPORTION | 0.67101 | 0.0005 | PROPORTION | 1
0.0005 | PROPORTION | 1 | 0.0005 | 0.0287 |  |  |  |  | 0.0005 | PROPORTION | 0.94133 | 0.0005 | PROPORTION | 0.40284 | 0.0005 | PROPORTION | 0.48932 | 0.0005 | PROPORTION | 0.51791 | 0.0005 | PROPORTION | 0.67078 | 0.0005 | PROPORTION | 1
0.0005 | PROPORTION | 1 | 0.0005 | 0.0287 |  |  |  |  | 0.0005 | PROPORTION | 0.94133 | 0.0005 | PROPORTION | 0.40259 | 0.0005 | PROPORTION | 0.48906 | 0.0005 | PROPORTION | 0.51777 | 0.0005 | PROPORTION | 0.6706 | 0.0005 | PROPORTION | 1
0.0005 | PROPORTION | 1 | 0.0005 | 0.0287 |  |  |  |  | 0.0005 | PROPORTION | 0.94133 | 0.0005 | PROPORTION | 0.40243 | 0.0005 | PROPORTION | 0.48872 | 0.0005 | PROPORTION | 0.51764 | 0.0005 | PROPORTION | 0.67039 | 0.0005 | PROPORTION | 1
0.0005 | PROPORTION | 1 | 0.0005 | 0.0287 |  |  |  |  | 0.0005 | PROPORTION | 0.94133 | 0.0005 | PROPORTION | 0.40239 | 0.0005 | PROPORTION | 0.48845 | 0.0005 | PROPORTION | 0.51752 | 0.0005 | PROPORTION | 0.6702 | 0.0005 | PROPORTION | 1
0.0005 | PROPORTION | 1 | 0.0005 | 0.0287 |  |  |  |  | 0.0005 | PROPORTION | 0.94133 | 0.0005 | PROPORTION | 0.40234 | 0.0005 | PROPORTION | 0.48817 | 0.0005 | PROPORTION | 0.51742 | 0.0005 | PROPORTION | 0.66997 | 0.0005 | PROPORTION | 1
0.0005 | PROPORTION | 1 | 0.0005 | 0.0287 |  |  |  |  | 0.0005 | PROPORTION | 0.94133 | 0.0005 | PROPORTION | 0.40209 | 0.0005 | PROPORTION | 0.48793 | 0.0005 | PROPORTION | 0.51728 | 0.0005 | PROPORTION | 0.66981 | 0.0005 | PROPORTION | 1
0.0005 | PROPORTION | 1 | 0.0005 | 0.0287 |  |  |  |  | 0.0005 | PROPORTION | 0.94133 | 0.0005 | PROPORTION | 0.40198 | 0.0005 | PROPORTION | 0.48763 | 0.0005 | PROPORTION | 0.51716 | 0.0005 | PROPORTION | 0.66964 | 0.0005 | PROPORTION | 1
0.0005 | PROPORTION | 1 | 0.0005 | 0.0287 |  |  |  |  | 0.0005 | PROPORTION | 0.94133 | 0.0005 | PROPORTION | 0.40198 | 0.0005 | PROPORTION | 0.48741 | 0.0005 | PROPORTION | 0.51704 | 0.0005 | PROPORTION | 0.66945 | 0.0005 | PROPORTION | 1
0.0005 | PROPORTION | 1 | 0.0005 | 0.0287 |  |  |  |  | 0.0005 | PROPORTION | 0.94133 | 0.0005 | PROPORTION | 0.40194 | 0.0005 | PROPORTION | 0.48716 | 0.0005 | PROPORTION | 0.51692 | 0.0005 | PROPORTION | 0.66926 | 0.0005 | PROPORTION | 1
0.0005 | PROPORTION | 1 | 0.0005 | 0.0287 |  |  |  |  | 0.0005 | PROPORTION | 0.94133 | 0.0005 | PROPORTION | 0.40162 | 0.0005 | PROPORTION | 0.48689 | 0.0005 | PROPORTION | 0.51679 | 0.0005 | PROPORTION | 0.66904 | 0.0005 | PROPORTION | 1
0.0005 | PROPORTION | 1 | 0.0005 | 0.0287 |  |  |  |  | 0.0005 | PROPORTION | 0.94133 | 0.0005 | PROPORTION | 0.40162 | 0.0005 | PROPORTION | 0.48662 | 0.0005 | PROPORTION | 0.51662 | 0.0005 | PROPORTION | 0.66882 | 0.0005 | PROPORTION | 1
0.0005 | PROPORTION | 1 | 0.0005 | 0.0287 |  |  |  |  | 0.0005 | PROPORTION | 0.94133 | 0.0005 | PROPORTION | 0.40146 | 0.0005 | PROPORTION | 0.48636 | 0.0005 | PROPORTION | 0.51648 | 0.0005 | PROPORTION | 0.66869 | 0.0005 | PROPORTION | 1
0.0005 | PROPORTION | 1 | 0.0005 | 0.0287 |  |  |  |  | 0.0005 | PROPORTION | 0.94133 | 0.0005 | PROPORTION | 0.40126 | 0.0005 | PROPORTION | 0.48611 | 0.0005 | PROPORTION | 0.51636 | 0.0005 | PROPORTION | 0.66847 | 0.0005 | PROPORTION | 1
0.0005 | PROPORTION | 1 | 0.0005 | 0.0287 |  |  |  |  | 0.0005 | PROPORTION | 0.94133 | 0.0005 | PROPORTION | 0.4011 | 0.0005 | PROPORTION | 0.48579 | 0.0005 | PROPORTION | 0.51627 | 0.0005 | PROPORTION | 0.66828 | 0.0005 | PROPORTION | 1
0.0005 | PROPORTION | 1 | 0.0005 | 0.0287 |  |  |  |  | 0.0005 | PROPORTION | 0.94133 | 0.0005 | PROPORTION | 0.40101 | 0.0005 | PROPORTION | 0.48554 | 0.0005 | PROPORTION | 0.5161 | 0.0005 | PROPORTION | 0.66809 | 0.0005 | PROPORTION | 1
0.0005 | PROPORTION | 1 | 0.0005 | 0.0287 |  |  |  |  | 0.0005 | PROPORTION | 0.94133 | 0.0005 | PROPORTION | 0.40094 | 0.0005 | PROPORTION | 0.48527 | 0.0005 | PROPORTION | 0.51598 | 0.0005 | PROPORTION | 0.66784 | 0.0005 | PROPORTION | 1
0.0005 | PROPORTION | 1 | 0.0005 | 0.0287 |  |  |  |  | 0.0005 | PROPORTION | 0.94133 | 0.0005 | PROPORTION | 0.40089 | 0.0005 | PROPORTION | 0.48497 | 0.0005 | PROPORTION | 0.5159 | 0.0005 | PROPORTION | 0.66771 | 0.0005 | PROPORTION | 1
0.0005 | PROPORTION | 1 | 0.0005 | 0.0287 |  |  |  |  | 0.0005 | PROPORTION | 0.94133 | 0.0005 | PROPORTION | 0.4007 | 0.0005 | PROPORTION | 0.48475 | 0.0005 | PROPORTION | 0.51574 | 0.0005 | PROPORTION | 0.66746 | 0.0005 | PROPORTION | 1
0.0005 | PROPORTION | 1 | 0.0005 | 0.0287 |  |  |  |  | 0.0005 | PROPORTION | 0.94133 | 0.0005 | PROPORTION | 0.40056 | 0.0005 | PROPORTION | 0.48448 | 0.0005 | PROPORTION | 0.51564 | 0.0005 | PROPORTION | 0.66728 | 0.0005 | PROPORTION | 1
0.0005 | PROPORTION | 1 | 0.0005 | 0.0287 |  |  |  |  | 0.0005 | PROPORTION | 0.94133 | 0.0005 | PROPORTION | 0.40042 | 0.0005 | PROPORTION | 0.48422 | 0.0005 | PROPORTION | 0.51547 | 0.0005 | PROPORTION | 0.66708 | 0.0005 | PROPORTION | 1
0.0005 | PROPORTION | 1 | 0.0005 | 0.0287 |  |  |  |  | 0.0005 | PROPORTION | 0.94133 | 0.0005 | PROPORTION | 0.40033 | 0.0005 | PROPORTION | 0.48392 | 0.0005 | PROPORTION | 0.51535 | 0.0005 | PROPORTION | 0.66687 | 0.0005 | PROPORTION | 1
0.0005 | PROPORTION | 1 | 0.0005 | 0.0287 |  |  |  |  | 0.0005 | PROPORTION | 0.94133 | 0.0005 | PROPORTION | 0.40018 | 0.0005 | PROPORTION | 0.48368 | 0.0005 | PROPORTION | 0.51523 | 0.0005 | PROPORTION | 0.66668 | 0.0005 | PROPORTION | 1
0.0005 | PROPORTION | 1 | 0.0005 | 0.0287 |  |  |  |  | 0.0005 | PROPORTION | 0.94133 | 0.0005 | PROPORTION | 0.4001 | 0.0005 | PROPORTION | 0.48341 | 0.0005 | PROPORTION | 0.51506 | 0.0005 | PROPORTION | 0.66647 | 0.0005 | PROPORTION | 1
0.0005 | PROPORTION | 1 | 0.0005 | 0.0287 |  |  |  |  | 0.0005 | PROPORTION | 0.94133 | 0.0005 | PROPORTION | 0.40001 | 0.0005 | PROPORTION | 0.48315 | 0.0005 | PROPORTION | 0.51496 | 0.0005 | PROPORTION | 0.66629 | 0.0005 | PROPORTION | 1
0.0005 | PROPORTION | 1 | 0.0005 | 0.0287 |  |  |  |  | 0.0005 | PROPORTION | 0.9413 | 0.0005 | PROPORTION | 0.39982 | 0.0005 | PROPORTION | 0.48291 | 0.0005 | PROPORTION | 0.51477 | 0.0005 | PROPORTION | 0.66613 | 0.0005 | PROPORTION | 1
0.0005 | PROPORTION | 1 | 0.0005 | 0.0287 |  |  |  |  | 0.0005 | PROPORTION | 0.94125 | 0.0005 | PROPORTION | 0.39974 | 0.0005 | PROPORTION | 0.48267 | 0.0005 | PROPORTION | 0.5147 | 0.0005 | PROPORTION | 0.66595 | 0.0005 | PROPORTION | 1
0.0005 | PROPORTION | 1 | 0.0005 | 0.0287 |  |  |  |  | 0.0005 | PROPORTION | 0.94125 | 0.0005 | PROPORTION | 0.39962 | 0.0005 | PROPORTION | 0.48239 | 0.0005 | PROPORTION | 0.51453 | 0.0005 | PROPORTION | 0.66571 | 0.0005 | PROPORTION | 1
0.0005 | PROPORTION | 1 | 0.0005 | 0.0287 |  |  |  |  | 0.0005 | PROPORTION | 0.94118 | 0.0005 | PROPORTION | 0.39938 | 0.0005 | PROPORTION | 0.48207 | 0.0005 | PROPORTION | 0.5144 | 0.0005 | PROPORTION | 0.6655 | 0.0005 | PROPORTION | 1
0.0005 | PROPORTION | 1 | 0.0005 | 0.0287 |  |  |  |  | 0.0005 | PROPORTION | 0.94118 | 0.0005 | PROPORTION | 0.39934 | 0.0005 | PROPORTION | 0.48186 | 0.0005 | PROPORTION | 0.51425 | 0.0005 | PROPORTION | 0.6653 | 0.0005 | PROPORTION | 1
0.0005 | PROPORTION | 1 | 0.0005 | 0.0287 |  |  |  |  | 0.0005 | PROPORTION | 0.94118 | 0.0005 | PROPORTION | 0.39929 | 0.0005 | PROPORTION | 0.48162 | 0.0005 | PROPORTION | 0.51418 | 0.0005 | PROPORTION | 0.66512 | 0.0005 | PROPORTION | 1
0.0005 | PROPORTION | 1 | 0.0005 | 0.0287 |  |  |  |  | 0.0005 | PROPORTION | 0.94089 | 0.0005 | PROPORTION | 0.39913 | 0.0005 | PROPORTION | 0.48133 | 0.0005 | PROPORTION | 0.51408 | 0.0005 | PROPORTION | 0.66494 | 0.0005 | PROPORTION | 1
0.0005 | PROPORTION | 1 | 0.0005 | 0.0287 |  |  |  |  | 0.0005 | PROPORTION | 0.94089 | 0.0005 | PROPORTION | 0.39909 | 0.0005 | PROPORTION | 0.48108 | 0.0005 | PROPORTION | 0.51396 | 0.0005 | PROPORTION | 0.66474 | 0.0005 | PROPORTION | 1
0.0005 | PROPORTION | 1 | 0.0005 | 0.0287 |  |  |  |  | 0.0005 | PROPORTION | 0.9408 | 0.0005 | PROPORTION | 0.39899 | 0.0005 | PROPORTION | 0.48085 | 0.0005 | PROPORTION | 0.51379 | 0.0005 | PROPORTION | 0.66453 | 0.0005 | PROPORTION | 1
0.0005 | PROPORTION | 1 | 0.0005 | 0.0287 |  |  |  |  | 0.0005 | PROPORTION | 0.94073 | 0.0005 | PROPORTION | 0.39885 | 0.0005 | PROPORTION | 0.48062 | 0.0005 | PROPORTION | 0.51367 | 0.0005 | PROPORTION | 0.66438 | 0.0005 | PROPORTION | 1
0.0005 | PROPORTION | 1 | 0.0005 | 0.0287 |  |  |  |  | 0.0005 | PROPORTION | 0.94068 | 0.0005 | PROPORTION | 0.39878 | 0.0005 | PROPORTION | 0.48036 | 0.0005 | PROPORTION | 0.51353 | 0.0005 | PROPORTION | 0.66417 | 0.0005 | PROPORTION | 1
0.0005 | PROPORTION | 1 | 0.0005 | 0.0287 |  |  |  |  | 0.0005 | PROPORTION | 0.94062 | 0.0005 | PROPORTION | 0.39868 | 0.0005 | PROPORTION | 0.48012 | 0.0005 | PROPORTION | 0.51339 | 0.0005 | PROPORTION | 0.66402 | 0.0005 | PROPORTION | 1
0.0005 | PROPORTION | 1 | 0.0005 | 0.0287 |  |  |  |  | 0.0005 | PROPORTION | 0.94062 | 0.0005 | PROPORTION | 0.39862 | 0.0005 | PROPORTION | 0.47987 | 0.0005 | PROPORTION | 0.51328 | 0.0005 | PROPORTION | 0.66389 | 0.0005 | PROPORTION | 1
0.0005 | PROPORTION | 1 | 0.0005 | 0.0287 |  |  |  |  | 0.0005 | PROPORTION | 0.94062 | 0.0005 | PROPORTION | 0.39846 | 0.0005 | PROPORTION | 0.47965 | 0.0005 | PROPORTION | 0.51304 | 0.0005 | PROPORTION | 0.66364 | 0.0005 | PROPORTION | 1
0.0005 | PROPORTION | 1 | 0.0005 | 0.0287 |  |  |  |  | 0.0005 | PROPORTION | 0.94062 | 0.0005 | PROPORTION | 0.39837 | 0.0005 | PROPORTION | 0.47938 | 0.0005 | PROPORTION | 0.51292 | 0.0005 | PROPORTION | 0.66345 | 0.0005 | PROPORTION | 1
0.0005 | PROPORTION | 1 | 0.0005 | 0.0287 |  |  |  |  | 0.0005 | PROPORTION | 0.94062 | 0.0005 | PROPORTION | 0.39817 | 0.0005 | PROPORTION | 0.4791 | 0.0005 | PROPORTION | 0.51279 | 0.0005 | PROPORTION | 0.66325 | 0.0005 | PROPORTION | 1
0.0005 | PROPORTION | 1 | 0.0005 | 0.0287 |  |  |  |  | 0.0005 | PROPORTION | 0.94062 | 0.0005 | PROPORTION | 0.3981 | 0.0005 | PROPORTION | 0.4788 | 0.0005 | PROPORTION | 0.51271 | 0.0005 | PROPORTION | 0.66306 | 0.0005 | PROPORTION | 1
0.0005 | PROPORTION | 1 | 0.0005 | 0.0287 |  |  |  |  | 0.0005 | PROPORTION | 0.94059 | 0.0005 | PROPORTION | 0.39803 | 0.0005 | PROPORTION | 0.47862 | 0.0005 | PROPORTION | 0.5126 | 0.0005 | PROPORTION | 0.66284 | 0.0005 | PROPORTION | 1
0.0005 | PROPORTION | 1 | 0.0005 | 0.0287 |  |  |  |  | 0.0005 | PROPORTION | 0.94059 | 0.0005 | PROPORTION | 0.39794 | 0.0005 | PROPORTION | 0.47833 | 0.0005 | PROPORTION | 0.51248 | 0.0005 | PROPORTION | 0.66262 | 0.0005 | PROPORTION | 1
0.0005 | PROPORTION | 1 | 0.0005 | 0.0287 |  |  |  |  | 0.0005 | PROPORTION | 0.94039 | 0.0005 | PROPORTION | 0.39767 | 0.0005 | PROPORTION | 0.47806 | 0.0005 | PROPORTION | 0.51236 | 0.0005 | PROPORTION | 0.6624 | 0.0005 | PROPORTION | 1
0.0005 | PROPORTION | 1 | 0.0005 | 0.0287 |  |  |  |  | 0.0005 | PROPORTION | 0.94035 | 0.0005 | PROPORTION | 0.39752 | 0.0005 | PROPORTION | 0.47784 | 0.0005 | PROPORTION | 0.51225 | 0.0005 | PROPORTION | 0.66224 | 0.0005 | PROPORTION | 1
0.0005 | PROPORTION | 1 | 0.0005 | 0.0287 |  |  |  |  | 0.0005 | PROPORTION | 0.94035 | 0.0005 | PROPORTION | 0.39752 | 0.0005 | PROPORTION | 0.47758 | 0.0005 | PROPORTION | 0.51214 | 0.0005 | PROPORTION | 0.66203 | 0.0005 | PROPORTION | 1
0.0005 | PROPORTION | 1 | 0.0005 | 0.0287 |  |  |  |  | 0.0005 | PROPORTION | 0.94035 | 0.0005 | PROPORTION | 0.39747 | 0.0005 | PROPORTION | 0.47733 | 0.0005 | PROPORTION | 0.51199 | 0.0005 | PROPORTION | 0.66181 | 0.0005 | PROPORTION | 1
0.0005 | PROPORTION | 1 | 0.0005 | 0.0287 |  |  |  |  | 0.0005 | PROPORTION | 0.94035 | 0.0005 | PROPORTION | 0.39743 | 0.0005 | PROPORTION | 0.47709 | 0.0005 | PROPORTION | 0.51181 | 0.0005 | PROPORTION | 0.66167 | 0.0005 | PROPORTION | 1
0.0005 | PROPORTION | 1 | 0.0005 | 0.0287 |  |  |  |  | 0.0005 | PROPORTION | 0.94033 | 0.0005 | PROPORTION | 0.39721 | 0.0005 | PROPORTION | 0.47683 | 0.0005 | PROPORTION | 0.5117 | 0.0005 | PROPORTION | 0.66145 | 0.0005 | PROPORTION | 1
0.0005 | PROPORTION | 1 | 0.0005 | 0.0287 |  |  |  |  | 0.0005 | PROPORTION | 0.94033 | 0.0005 | PROPORTION | 0.39706 | 0.0005 | PROPORTION | 0.47655 | 0.0005 | PROPORTION | 0.51155 | 0.0005 | PROPORTION | 0.66126 | 0.0005 | PROPORTION | 1
0.0005 | PROPORTION | 1 | 0.0005 | 0.0287 |  |  |  |  | 0.0005 | PROPORTION | 0.94033 | 0.0005 | PROPORTION | 0.39682 | 0.0005 | PROPORTION | 0.47633 | 0.0005 | PROPORTION | 0.51144 | 0.0005 | PROPORTION | 0.6611 | 0.0005 | PROPORTION | 1
0.0005 | PROPORTION | 1 | 0.0005 | 0.0287 |  |  |  |  | 0.0005 | PROPORTION | 0.94025 | 0.0005 | PROPORTION | 0.39677 | 0.0005 | PROPORTION | 0.47609 | 0.0005 | PROPORTION | 0.51132 | 0.0005 | PROPORTION | 0.66093 | 0.0005 | PROPORTION | 1
0.0005 | PROPORTION | 1 | 0.0005 | 0.0287 |  |  |  |  | 0.0005 | PROPORTION | 0.94009 | 0.0005 | PROPORTION | 0.39677 | 0.0005 | PROPORTION | 0.47579 | 0.0005 | PROPORTION | 0.51121 | 0.0005 | PROPORTION | 0.66068 | 0.0005 | PROPORTION | 1
0.0005 | PROPORTION | 1 | 0.0005 | 0.0287 |  |  |  |  | 0.0005 | PROPORTION | 0.94009 | 0.0005 | PROPORTION | 0.39669 | 0.0005 | PROPORTION | 0.47552 | 0.0005 | PROPORTION | 0.5111 | 0.0005 | PROPORTION | 0.66049 | 0.0005 | PROPORTION | 1
0.0005 | PROPORTION | 1 | 0.0005 | 0.0287 |  |  |  |  | 0.0005 | PROPORTION | 0.94007 | 0.0005 | PROPORTION | 0.39653 | 0.0005 | PROPORTION | 0.47527 | 0.0005 | PROPORTION | 0.51097 | 0.0005 | PROPORTION | 0.66029 | 0.0005 | PROPORTION | 1
0.0005 | PROPORTION | 1 | 0.0005 | 0.0287 |  |  |  |  | 0.0005 | PROPORTION | 0.93995 | 0.0005 | PROPORTION | 0.39653 | 0.0005 | PROPORTION | 0.47502 | 0.0005 | PROPORTION | 0.51083 | 0.0005 | PROPORTION | 0.66011 | 0.0005 | PROPORTION | 1
0.0005 | PROPORTION | 1 | 0.0005 | 0.0287 |  |  |  |  | 0.0005 | PROPORTION | 0.93979 | 0.0005 | PROPORTION | 0.39638 | 0.0005 | PROPORTION | 0.47476 | 0.0005 | PROPORTION | 0.51073 | 0.0005 | PROPORTION | 0.65991 | 0.0005 | PROPORTION | 1
0.0005 | PROPORTION | 1 | 0.0005 | 0.0287 |  |  |  |  | 0.0005 | PROPORTION | 0.93977 | 0.0005 | PROPORTION | 0.39622 | 0.0005 | PROPORTION | 0.47451 | 0.0005 | PROPORTION | 0.51063 | 0.0005 | PROPORTION | 0.65973 | 0.0005 | PROPORTION | 1
0.0005 | PROPORTION | 1 | 0.0005 | 0.0287 |  |  |  |  | 0.0005 | PROPORTION | 0.93977 | 0.0005 | PROPORTION | 0.3961 | 0.0005 | PROPORTION | 0.47426 | 0.0005 | PROPORTION | 0.51048 | 0.0005 | PROPORTION | 0.65951 | 0.0005 | PROPORTION | 1
0.0005 | PROPORTION | 1 | 0.0005 | 0.0287 |  |  |  |  | 0.0005 | PROPORTION | 0.93974 | 0.0005 | PROPORTION | 0.39602 | 0.0005 | PROPORTION | 0.47399 | 0.0005 | PROPORTION | 0.51034 | 0.0005 | PROPORTION | 0.65933 | 0.0005 | PROPORTION | 1
0.0005 | PROPORTION | 1 | 0.0005 | 0.0287 |  |  |  |  | 0.0005 | PROPORTION | 0.93974 | 0.0005 | PROPORTION | 0.3959 | 0.0005 | PROPORTION | 0.4738 | 0.0005 | PROPORTION | 0.5102 | 0.0005 | PROPORTION | 0.65909 | 0.0005 | PROPORTION | 1
0.0005 | PROPORTION | 1 | 0.0005 | 0.0287 |  |  |  |  | 0.0005 | PROPORTION | 0.93971 | 0.0005 | PROPORTION | 0.3958 | 0.0005 | PROPORTION | 0.47353 | 0.0005 | PROPORTION | 0.51006 | 0.0005 | PROPORTION | 0.65897 | 0.0005 | PROPORTION | 1
0.0005 | PROPORTION | 1 | 0.0005 | 0.0287 |  |  |  |  | 0.0005 | PROPORTION | 0.93969 | 0.0005 | PROPORTION | 0.39563 | 0.0005 | PROPORTION | 0.4733 | 0.0005 | PROPORTION | 0.50999 | 0.0005 | PROPORTION | 0.65867 | 0.0005 | PROPORTION | 1
0.0005 | PROPORTION | 1 | 0.0005 | 0.0287 |  |  |  |  | 0.0005 | PROPORTION | 0.93968 | 0.0005 | PROPORTION | 0.39555 | 0.0005 | PROPORTION | 0.47305 | 0.0005 | PROPORTION | 0.50981 | 0.0005 | PROPORTION | 0.65852 | 0.0005 | PROPORTION | 1
0.0005 | PROPORTION | 1 | 0.0005 | 0.0287 |  |  |  |  | 0.0005 | PROPORTION | 0.93968 | 0.0005 | PROPORTION | 0.39541 | 0.0005 | PROPORTION | 0.47279 | 0.0005 | PROPORTION | 0.50965 | 0.0005 | PROPORTION | 0.65833 | 0.0005 | PROPORTION | 1
0.0005 | PROPORTION | 1 | 0.0005 | 0.0287 |  |  |  |  | 0.0005 | PROPORTION | 0.93963 | 0.0005 | PROPORTION | 0.39529 | 0.0005 | PROPORTION | 0.47251 | 0.0005 | PROPORTION | 0.50953 | 0.0005 | PROPORTION | 0.65817 | 0.0005 | PROPORTION | 1
0.0005 | PROPORTION | 1 | 0.0005 | 0.0287 |  |  |  |  | 0.0005 | PROPORTION | 0.93963 | 0.0005 | PROPORTION | 0.39529 | 0.0005 | PROPORTION | 0.47221 | 0.0005 | PROPORTION | 0.5094 | 0.0005 | PROPORTION | 0.65792 | 0.0005 | PROPORTION | 1
0.0005 | PROPORTION | 1 | 0.0005 | 0.0287 |  |  |  |  | 0.0005 | PROPORTION | 0.93963 | 0.0005 | PROPORTION | 0.39512 | 0.0005 | PROPORTION | 0.47196 | 0.0005 | PROPORTION | 0.5093 | 0.0005 | PROPORTION | 0.65771 | 0.0005 | PROPORTION | 1
0.0005 | PROPORTION | 1 | 0.0005 | 0.0287 |  |  |  |  | 0.0005 | PROPORTION | 0.93963 | 0.0005 | PROPORTION | 0.39505 | 0.0005 | PROPORTION | 0.47171 | 0.0005 | PROPORTION | 0.5092 | 0.0005 | PROPORTION | 0.65754 | 0.0005 | PROPORTION | 1
0.0005 | PROPORTION | 1 | 0.0005 | 0.0287 |  |  |  |  | 0.0005 | PROPORTION | 0.93963 | 0.0005 | PROPORTION | 0.39491 | 0.0005 | PROPORTION | 0.47146 | 0.0005 | PROPORTION | 0.50905 | 0.0005 | PROPORTION | 0.65734 | 0.0005 | PROPORTION | 1
0.0005 | PROPORTION | 1 | 0.0005 | 0.0287 |  |  |  |  | 0.0005 | PROPORTION | 0.93963 | 0.0005 | PROPORTION | 0.39476 | 0.0005 | PROPORTION | 0.47121 | 0.0005 | PROPORTION | 0.50889 | 0.0005 | PROPORTION | 0.65715 | 0.0005 | PROPORTION | 1
0.0005 | PROPORTION | 1 | 0.0005 | 0.0287 |  |  |  |  | 0.0005 | PROPORTION | 0.93963 | 0.0005 | PROPORTION | 0.39472 | 0.0005 | PROPORTION | 0.47096 | 0.0005 | PROPORTION | 0.50872 | 0.0005 | PROPORTION | 0.65691 | 0.0005 | PROPORTION | 1
0.0005 | PROPORTION | 1 | 0.0005 | 0.0287 |  |  |  |  | 0.0005 | PROPORTION | 0.93963 | 0.0005 | PROPORTION | 0.39472 | 0.0005 | PROPORTION | 0.47071 | 0.0005 | PROPORTION | 0.50864 | 0.0005 | PROPORTION | 0.65674 | 0.0005 | PROPORTION | 1
0.0005 | PROPORTION | 1 | 0.0005 | 0.0287 |  |  |  |  | 0.0005 | PROPORTION | 0.93963 | 0.0005 | PROPORTION | 0.39453 | 0.0005 | PROPORTION | 0.47047 | 0.0005 | PROPORTION | 0.50853 | 0.0005 | PROPORTION | 0.65657 | 0.0005 | PROPORTION | 1
0.0005 | PROPORTION | 1 | 0.0005 | 0.0287 |  |  |  |  | 0.0005 | PROPORTION | 0.93963 | 0.0005 | PROPORTION | 0.39437 | 0.0005 | PROPORTION | 0.47024 | 0.0005 | PROPORTION | 0.50845 | 0.0005 | PROPORTION | 0.65637 | 0.0005 | PROPORTION | 1
0.0005 | PROPORTION | 1 | 0.0005 | 0.0287 |  |  |  |  | 0.0005 | PROPORTION | 0.93959 | 0.0005 | PROPORTION | 0.39429 | 0.0005 | PROPORTION | 0.46999 | 0.0005 | PROPORTION | 0.50829 | 0.0005 | PROPORTION | 0.65618 | 0.0005 | PROPORTION | 1
0.0005 | PROPORTION | 1 | 0.0005 | 0.0287 |  |  |  |  | 0.0005 | PROPORTION | 0.93959 | 0.0005 | PROPORTION | 0.39429 | 0.0005 | PROPORTION | 0.46975 | 0.0005 | PROPORTION | 0.50815 | 0.0005 | PROPORTION | 0.65593 | 0.0005 | PROPORTION | 1
0.0005 | PROPORTION | 1 | 0.0005 | 0.0287 |  |  |  |  | 0.0005 | PROPORTION | 0.93959 | 0.0005 | PROPORTION | 0.39417 | 0.0005 | PROPORTION | 0.46946 | 0.0005 | PROPORTION | 0.50804 | 0.0005 | PROPORTION | 0.6558 | 0.0005 | PROPORTION | 1
0.0005 | PROPORTION | 1 | 0.0005 | 0.0287 |  |  |  |  | 0.0005 | PROPORTION | 0.93954 | 0.0005 | PROPORTION | 0.39401 | 0.0005 | PROPORTION | 0.46918 | 0.0005 | PROPORTION | 0.50786 | 0.0005 | PROPORTION | 0.65558 | 0.0005 | PROPORTION | 1
0.0005 | PROPORTION | 1 | 0.0005 | 0.0287 |  |  |  |  | 0.0005 | PROPORTION | 0.93952 | 0.0005 | PROPORTION | 0.39401 | 0.0005 | PROPORTION | 0.46892 | 0.0005 | PROPORTION | 0.50777 | 0.0005 | PROPORTION | 0.65538 | 0.0005 | PROPORTION | 1
0.0005 | PROPORTION | 1 | 0.0005 | 0.0287 |  |  |  |  | 0.0005 | PROPORTION | 0.93952 | 0.0005 | PROPORTION | 0.39384 | 0.0005 | PROPORTION | 0.46868 | 0.0005 | PROPORTION | 0.50763 | 0.0005 | PROPORTION | 0.65519 | 0.0005 | PROPORTION | 1
0.0005 | PROPORTION | 1 | 0.0005 | 0.0287 |  |  |  |  | 0.0005 | PROPORTION | 0.93952 | 0.0005 | PROPORTION | 0.39372 | 0.0005 | PROPORTION | 0.4684 | 0.0005 | PROPORTION | 0.50746 | 0.0005 | PROPORTION | 0.65503 | 0.0005 | PROPORTION | 1
0.0005 | PROPORTION | 1 | 0.0005 | 0.0287 |  |  |  |  | 0.0005 | PROPORTION | 0.93952 | 0.0005 | PROPORTION | 0.39368 | 0.0005 | PROPORTION | 0.46814 | 0.0005 | PROPORTION | 0.50738 | 0.0005 | PROPORTION | 0.65483 | 0.0005 | PROPORTION | 1
0.0005 | PROPORTION | 1 | 0.0005 | 0.0287 |  |  |  |  | 0.0005 | PROPORTION | 0.93952 | 0.0005 | PROPORTION | 0.39364 | 0.0005 | PROPORTION | 0.4679 | 0.0005 | PROPORTION | 0.50725 | 0.0005 | PROPORTION | 0.6546 | 0.0005 | PROPORTION | 1
0.0005 | PROPORTION | 1 | 0.0005 | 0.0287 |  |  |  |  | 0.0005 | PROPORTION | 0.93952 | 0.0005 | PROPORTION | 0.39349 | 0.0005 | PROPORTION | 0.46767 | 0.0005 | PROPORTION | 0.50711 | 0.0005 | PROPORTION | 0.6544 | 0.0005 | PROPORTION | 1
0.0005 | PROPORTION | 1 | 0.0005 | 0.0287 |  |  |  |  | 0.0005 | PROPORTION | 0.93952 | 0.0005 | PROPORTION | 0.39328 | 0.0005 | PROPORTION | 0.46741 | 0.0005 | PROPORTION | 0.50696 | 0.0005 | PROPORTION | 0.65418 | 0.0005 | PROPORTION | 1
0.0005 | PROPORTION | 1 | 0.0005 | 0.0287 |  |  |  |  | 0.0005 | PROPORTION | 0.93952 | 0.0005 | PROPORTION | 0.39316 | 0.0005 | PROPORTION | 0.46713 | 0.0005 | PROPORTION | 0.50683 | 0.0005 | PROPORTION | 0.65399 | 0.0005 | PROPORTION | 1
0.0005 | PROPORTION | 1 | 0.0005 | 0.0287 |  |  |  |  | 0.0005 | PROPORTION | 0.93952 | 0.0005 | PROPORTION | 0.39313 | 0.0005 | PROPORTION | 0.46689 | 0.0005 | PROPORTION | 0.50673 | 0.0005 | PROPORTION | 0.6538 | 0.0005 | PROPORTION | 1
0.0005 | PROPORTION | 1 | 0.0005 | 0.0287 |  |  |  |  | 0.0005 | PROPORTION | 0.93939 | 0.0005 | PROPORTION | 0.39297 | 0.0005 | PROPORTION | 0.46663 | 0.0005 | PROPORTION | 0.50656 | 0.0005 | PROPORTION | 0.6536 | 0.0005 | PROPORTION | 1
0.0005 | PROPORTION | 1 | 0.0005 | 0.0287 |  |  |  |  | 0.0005 | PROPORTION | 0.93938 | 0.0005 | PROPORTION | 0.39293 | 0.0005 | PROPORTION | 0.46644 | 0.0005 | PROPORTION | 0.50639 | 0.0005 | PROPORTION | 0.65336 | 0.0005 | PROPORTION | 1
0.0005 | PROPORTION | 1 | 0.0005 | 0.0287 |  |  |  |  | 0.0005 | PROPORTION | 0.93934 | 0.0005 | PROPORTION | 0.39284 | 0.0005 | PROPORTION | 0.46617 | 0.0005 | PROPORTION | 0.50627 | 0.0005 | PROPORTION | 0.65317 | 0.0005 | PROPORTION | 1
0.0005 | PROPORTION | 1 | 0.0005 | 0.0287 |  |  |  |  | 0.0005 | PROPORTION | 0.93934 | 0.0005 | PROPORTION | 0.39273 | 0.0005 | PROPORTION | 0.46594 | 0.0005 | PROPORTION | 0.50616 | 0.0005 | PROPORTION | 0.65293 | 0.0005 | PROPORTION | 1
0.0005 | PROPORTION | 1 | 0.0005 | 0.0287 |  |  |  |  | 0.0005 | PROPORTION | 0.93921 | 0.0005 | PROPORTION | 0.39241 | 0.0005 | PROPORTION | 0.46573 | 0.0005 | PROPORTION | 0.50604 | 0.0005 | PROPORTION | 0.65273 | 0.0005 | PROPORTION | 1
0.0005 | PROPORTION | 1 | 0.0005 | 0.0287 |  |  |  |  | 0.0005 | PROPORTION | 0.93921 | 0.0005 | PROPORTION | 0.39241 | 0.0005 | PROPORTION | 0.46547 | 0.0005 | PROPORTION | 0.50591 | 0.0005 | PROPORTION | 0.6525 | 0.0005 | PROPORTION | 1
0.0005 | PROPORTION | 1 | 0.0005 | 0.0287 |  |  |  |  | 0.0005 | PROPORTION | 0.93921 | 0.0005 | PROPORTION | 0.39237 | 0.0005 | PROPORTION | 0.46526 | 0.0005 | PROPORTION | 0.50581 | 0.0005 | PROPORTION | 0.65231 | 0.0005 | PROPORTION | 1
0.0005 | PROPORTION | 1 | 0.0005 | 0.0287 |  |  |  |  | 0.0005 | PROPORTION | 0.93908 | 0.0005 | PROPORTION | 0.39232 | 0.0005 | PROPORTION | 0.46505 | 0.0005 | PROPORTION | 0.50566 | 0.0005 | PROPORTION | 0.6521 | 0.0005 | PROPORTION | 1
0.0005 | PROPORTION | 1 | 0.0005 | 0.0287 |  |  |  |  | 0.0005 | PROPORTION | 0.93908 | 0.0005 | PROPORTION | 0.39221 | 0.0005 | PROPORTION | 0.46473 | 0.0005 | PROPORTION | 0.50555 | 0.0005 | PROPORTION | 0.6519 | 0.0005 | PROPORTION | 1
0.0005 | PROPORTION | 1 | 0.0005 | 0.0287 |  |  |  |  | 0.0005 | PROPORTION | 0.93896 | 0.0005 | PROPORTION | 0.39202 | 0.0005 | PROPORTION | 0.46452 | 0.0005 | PROPORTION | 0.50541 | 0.0005 | PROPORTION | 0.65175 | 0.0005 | PROPORTION | 1
0.0005 | PROPORTION | 1 | 0.0005 | 0.0287 |  |  |  |  | 0.0005 | PROPORTION | 0.9387 | 0.0005 | PROPORTION | 0.3918 | 0.0005 | PROPORTION | 0.46426 | 0.0005 | PROPORTION | 0.50526 | 0.0005 | PROPORTION | 0.65158 | 0.0005 | PROPORTION | 1
0.0005 | PROPORTION | 1 | 0.0005 | 0.0287 |  |  |  |  | 0.0005 | PROPORTION | 0.93867 | 0.0005 | PROPORTION | 0.3918 | 0.0005 | PROPORTION | 0.46402 | 0.0005 | PROPORTION | 0.50515 | 0.0005 | PROPORTION | 0.65133 | 0.0005 | PROPORTION | 1
0.0005 | PROPORTION | 1 | 0.0005 | 0.0287 |  |  |  |  | 0.0005 | PROPORTION | 0.93859 | 0.0005 | PROPORTION | 0.3918 | 0.0005 | PROPORTION | 0.46374 | 0.0005 | PROPORTION | 0.50506 | 0.0005 | PROPORTION | 0.65115 | 0.0005 | PROPORTION | 1
0.0005 | PROPORTION | 1 | 0.0005 | 0.0287 |  |  |  |  | 0.0005 | PROPORTION | 0.93859 | 0.0005 | PROPORTION | 0.3916 | 0.0005 | PROPORTION | 0.46353 | 0.0005 | PROPORTION | 0.5049 | 0.0005 | PROPORTION | 0.65097 | 0.0005 | PROPORTION | 1
0.0005 | PROPORTION | 1 | 0.0005 | 0.0287 |  |  |  |  | 0.0005 | PROPORTION | 0.9385 | 0.0005 | PROPORTION | 0.39148 | 0.0005 | PROPORTION | 0.46323 | 0.0005 | PROPORTION | 0.50472 | 0.0005 | PROPORTION | 0.65077 | 0.0005 | PROPORTION | 1
0.0005 | PROPORTION | 1 | 0.0005 | 0.0287 |  |  |  |  | 0.0005 | PROPORTION | 0.93845 | 0.0005 | PROPORTION | 0.39148 | 0.0005 | PROPORTION | 0.46304 | 0.0005 | PROPORTION | 0.5046 | 0.0005 | PROPORTION | 0.65049 | 0.0005 | PROPORTION | 1
0.0005 | PROPORTION | 1 | 0.0005 | 0.0287 |  |  |  |  | 0.0005 | PROPORTION | 0.93845 | 0.0005 | PROPORTION | 0.39136 | 0.0005 | PROPORTION | 0.46282 | 0.0005 | PROPORTION | 0.50449 | 0.0005 | PROPORTION | 0.65033 | 0.0005 | PROPORTION | 1
0.0005 | PROPORTION | 1 | 0.0005 | 0.0287 |  |  |  |  | 0.0005 | PROPORTION | 0.93845 | 0.0005 | PROPORTION | 0.39128 | 0.0005 | PROPORTION | 0.46253 | 0.0005 | PROPORTION | 0.50441 | 0.0005 | PROPORTION | 0.65012 | 0.0005 | PROPORTION | 1
0.0005 | PROPORTION | 1 | 0.0005 | 0.0287 |  |  |  |  | 0.0005 | PROPORTION | 0.93845 | 0.0005 | PROPORTION | 0.39111 | 0.0005 | PROPORTION | 0.46225 | 0.0005 | PROPORTION | 0.50426 | 0.0005 | PROPORTION | 0.64991 | 0.0005 | PROPORTION | 1
0.0005 | PROPORTION | 1 | 0.0005 | 0.0287 |  |  |  |  | 0.0005 | PROPORTION | 0.93845 | 0.0005 | PROPORTION | 0.39104 | 0.0005 | PROPORTION | 0.46199 | 0.0005 | PROPORTION | 0.50417 | 0.0005 | PROPORTION | 0.6497 | 0.0005 | PROPORTION | 1
0.0005 | PROPORTION | 1 | 0.0005 | 0.0287 |  |  |  |  | 0.0005 | PROPORTION | 0.93845 | 0.0005 | PROPORTION | 0.39097 | 0.0005 | PROPORTION | 0.46175 | 0.0005 | PROPORTION | 0.50404 | 0.0005 | PROPORTION | 0.6495 | 0.0005 | PROPORTION | 1
0.0005 | PROPORTION | 1 | 0.0005 | 0.0287 |  |  |  |  | 0.0005 | PROPORTION | 0.93845 | 0.0005 | PROPORTION | 0.39084 | 0.0005 | PROPORTION | 0.46153 | 0.0005 | PROPORTION | 0.50386 | 0.0005 | PROPORTION | 0.64928 | 0.0005 | PROPORTION | 1
0.0005 | PROPORTION | 1 | 0.0005 | 0.0287 |  |  |  |  | 0.0005 | PROPORTION | 0.93845 | 0.0005 | PROPORTION | 0.39076 | 0.0005 | PROPORTION | 0.46133 | 0.0005 | PROPORTION | 0.50367 | 0.0005 | PROPORTION | 0.64908 | 0.0005 | PROPORTION | 1
0.0005 | PROPORTION | 1 | 0.0005 | 0.0287 |  |  |  |  | 0.0005 | PROPORTION | 0.93845 | 0.0005 | PROPORTION | 0.39068 | 0.0005 | PROPORTION | 0.46107 | 0.0005 | PROPORTION | 0.50355 | 0.0005 | PROPORTION | 0.64888 | 0.0005 | PROPORTION | 1
0.0005 | PROPORTION | 1 | 0.0005 | 0.0287 |  |  |  |  | 0.0005 | PROPORTION | 0.93845 | 0.0005 | PROPORTION | 0.3904 | 0.0005 | PROPORTION | 0.46081 | 0.0005 | PROPORTION | 0.50345 | 0.0005 | PROPORTION | 0.64865 | 0.0005 | PROPORTION | 1
0.0005 | PROPORTION | 1 | 0.0005 | 0.0287 |  |  |  |  | 0.0005 | PROPORTION | 0.93845 | 0.0005 | PROPORTION | 0.3904 | 0.0005 | PROPORTION | 0.46058 | 0.0005 | PROPORTION | 0.50332 | 0.0005 | PROPORTION | 0.64851 | 0.0005 | PROPORTION | 1
0.0005 | PROPORTION | 1 | 0.0005 | 0.0287 |  |  |  |  | 0.0005 | PROPORTION | 0.93845 | 0.0005 | PROPORTION | 0.39035 | 0.0005 | PROPORTION | 0.46031 | 0.0005 | PROPORTION | 0.5032 | 0.0005 | PROPORTION | 0.64829 | 0.0005 | PROPORTION | 1
0.0005 | PROPORTION | 1 | 0.0005 | 0.0287 |  |  |  |  | 0.0005 | PROPORTION | 0.93845 | 0.0005 | PROPORTION | 0.39031 | 0.0005 | PROPORTION | 0.46013 | 0.0005 | PROPORTION | 0.50309 | 0.0005 | PROPORTION | 0.64809 | 0.0005 | PROPORTION | 1
0.0005 | PROPORTION | 1 | 0.0005 | 0.0287 |  |  |  |  | 0.0005 | PROPORTION | 0.93845 | 0.0005 | PROPORTION | 0.39003 | 0.0005 | PROPORTION | 0.45983 | 0.0005 | PROPORTION | 0.50298 | 0.0005 | PROPORTION | 0.64785 | 0.0005 | PROPORTION | 1
0.0005 | PROPORTION | 1 | 0.0005 | 0.0287 |  |  |  |  | 0.0005 | PROPORTION | 0.93827 | 0.0005 | PROPORTION | 0.38996 | 0.0005 | PROPORTION | 0.45959 | 0.0005 | PROPORTION | 0.5028 | 0.0005 | PROPORTION | 0.64767 | 0.0005 | PROPORTION | 1
0.0005 | PROPORTION | 1 | 0.0005 | 0.0287 |  |  |  |  | 0.0005 | PROPORTION | 0.93827 | 0.0005 | PROPORTION | 0.38996 | 0.0005 | PROPORTION | 0.45936 | 0.0005 | PROPORTION | 0.5027 | 0.0005 | PROPORTION | 0.6475 | 0.0005 | PROPORTION | 1
0.0005 | PROPORTION | 1 | 0.0005 | 0.0287 |  |  |  |  | 0.0005 | PROPORTION | 0.938 | 0.0005 | PROPORTION | 0.38984 | 0.0005 | PROPORTION | 0.45912 | 0.0005 | PROPORTION | 0.50254 | 0.0005 | PROPORTION | 0.64726 | 0.0005 | PROPORTION | 1
0.0005 | PROPORTION | 1 | 0.0005 | 0.0287 |  |  |  |  | 0.0005 | PROPORTION | 0.93796 | 0.0005 | PROPORTION | 0.38975 | 0.0005 | PROPORTION | 0.45887 | 0.0005 | PROPORTION | 0.50245 | 0.0005 | PROPORTION | 0.64704 | 0.0005 | PROPORTION | 1
0.0005 | PROPORTION | 1 | 0.0005 | 0.0287 |  |  |  |  | 0.0005 | PROPORTION | 0.93782 | 0.0005 | PROPORTION | 0.38965 | 0.0005 | PROPORTION | 0.45865 | 0.0005 | PROPORTION | 0.5023 | 0.0005 | PROPORTION | 0.64685 | 0.0005 | PROPORTION | 1
0.0005 | PROPORTION | 1 | 0.0005 | 0.0287 |  |  |  |  | 0.0005 | PROPORTION | 0.93782 | 0.0005 | PROPORTION | 0.38958 | 0.0005 | PROPORTION | 0.45843 | 0.0005 | PROPORTION | 0.5022 | 0.0005 | PROPORTION | 0.64662 | 0.0005 | PROPORTION | 1
0.0005 | PROPORTION | 1 | 0.0005 | 0.0287 |  |  |  |  | 0.0005 | PROPORTION | 0.93782 | 0.0005 | PROPORTION | 0.38944 | 0.0005 | PROPORTION | 0.45819 | 0.0005 | PROPORTION | 0.50206 | 0.0005 | PROPORTION | 0.64644 | 0.0005 | PROPORTION | 1
0.0005 | PROPORTION | 1 | 0.0005 | 0.0287 |  |  |  |  | 0.0005 | PROPORTION | 0.93776 | 0.0005 | PROPORTION | 0.38939 | 0.0005 | PROPORTION | 0.45796 | 0.0005 | PROPORTION | 0.50194 | 0.0005 | PROPORTION | 0.64621 | 0.0005 | PROPORTION | 1
0.0005 | PROPORTION | 1 | 0.0005 | 0.0287 |  |  |  |  | 0.0005 | PROPORTION | 0.93768 | 0.0005 | PROPORTION | 0.38939 | 0.0005 | PROPORTION | 0.45771 | 0.0005 | PROPORTION | 0.50179 | 0.0005 | PROPORTION | 0.64606 | 0.0005 | PROPORTION | 1
0.0005 | PROPORTION | 1 | 0.0005 | 0.0287 |  |  |  |  | 0.0005 | PROPORTION | 0.93761 | 0.0005 | PROPORTION | 0.38922 | 0.0005 | PROPORTION | 0.45747 | 0.0005 | PROPORTION | 0.50166 | 0.0005 | PROPORTION | 0.64578 | 0.0005 | PROPORTION | 1
0.0005 | PROPORTION | 1 | 0.0005 | 0.0287 |  |  |  |  | 0.0005 | PROPORTION | 0.93744 | 0.0005 | PROPORTION | 0.38922 | 0.0005 | PROPORTION | 0.45719 | 0.0005 | PROPORTION | 0.50157 | 0.0005 | PROPORTION | 0.6456 | 0.0005 | PROPORTION | 1
0.0005 | PROPORTION | 1 | 0.0005 | 0.0287 |  |  |  |  | 0.0005 | PROPORTION | 0.93738 | 0.0005 | PROPORTION | 0.38904 | 0.0005 | PROPORTION | 0.45699 | 0.0005 | PROPORTION | 0.50142 | 0.0005 | PROPORTION | 0.64543 | 0.0005 | PROPORTION | 1
0.0005 | PROPORTION | 1 | 0.0005 | 0.0287 |  |  |  |  | 0.0005 | PROPORTION | 0.93738 | 0.0005 | PROPORTION | 0.38904 | 0.0005 | PROPORTION | 0.45678 | 0.0005 | PROPORTION | 0.50128 | 0.0005 | PROPORTION | 0.64524 | 0.0005 | PROPORTION | 1
0.0005 | PROPORTION | 1 | 0.0005 | 0.0287 |  |  |  |  | 0.0005 | PROPORTION | 0.93729 | 0.0005 | PROPORTION | 0.38892 | 0.0005 | PROPORTION | 0.45654 | 0.0005 | PROPORTION | 0.5012 | 0.0005 | PROPORTION | 0.645 | 0.0005 | PROPORTION | 1
0.0005 | PROPORTION | 1 | 0.0005 | 0.0287 |  |  |  |  | 0.0005 | PROPORTION | 0.93713 | 0.0005 | PROPORTION | 0.38872 | 0.0005 | PROPORTION | 0.45629 | 0.0005 | PROPORTION | 0.50106 | 0.0005 | PROPORTION | 0.64479 | 0.0005 | PROPORTION | 1
0.0005 | PROPORTION | 1 | 0.0005 | 0.0287 |  |  |  |  | 0.0005 | PROPORTION | 0.93705 | 0.0005 | PROPORTION | 0.38848 | 0.0005 | PROPORTION | 0.45609 | 0.0005 | PROPORTION | 0.5009 | 0.0005 | PROPORTION | 0.64457 | 0.0005 | PROPORTION | 1
0.0005 | PROPORTION | 1 | 0.0005 | 0.0287 |  |  |  |  | 0.0005 | PROPORTION | 0.93702 | 0.0005 | PROPORTION | 0.38843 | 0.0005 | PROPORTION | 0.45584 | 0.0005 | PROPORTION | 0.5008 | 0.0005 | PROPORTION | 0.64436 | 0.0005 | PROPORTION | 1
0.0005 | PROPORTION | 1 | 0.0005 | 0.0287 |  |  |  |  | 0.0005 | PROPORTION | 0.93702 | 0.0005 | PROPORTION | 0.38839 | 0.0005 | PROPORTION | 0.4556 | 0.0005 | PROPORTION | 0.50068 | 0.0005 | PROPORTION | 0.64415 | 0.0005 | PROPORTION | 1
0.0005 | PROPORTION | 1 | 0.0005 | 0.0287 |  |  |  |  | 0.0005 | PROPORTION | 0.93702 | 0.0005 | PROPORTION | 0.38835 | 0.0005 | PROPORTION | 0.45535 | 0.0005 | PROPORTION | 0.50052 | 0.0005 | PROPORTION | 0.64395 | 0.0005 | PROPORTION | 1
0.0005 | PROPORTION | 1 | 0.0005 | 0.0287 |  |  |  |  | 0.0005 | PROPORTION | 0.93695 | 0.0005 | PROPORTION | 0.38823 | 0.0005 | PROPORTION | 0.45513 | 0.0005 | PROPORTION | 0.50034 | 0.0005 | PROPORTION | 0.64372 | 0.0005 | PROPORTION | 1
0.0005 | PROPORTION | 1 | 0.0005 | 0.0287 |  |  |  |  | 0.0005 | PROPORTION | 0.93695 | 0.0005 | PROPORTION | 0.38806 | 0.0005 | PROPORTION | 0.4549 | 0.0005 | PROPORTION | 0.50025 | 0.0005 | PROPORTION | 0.64353 | 0.0005 | PROPORTION | 1
0.0005 | PROPORTION | 1 | 0.0005 | 0.0287 |  |  |  |  | 0.0005 | PROPORTION | 0.93695 | 0.0005 | PROPORTION | 0.38799 | 0.0005 | PROPORTION | 0.45459 | 0.0005 | PROPORTION | 0.5001 | 0.0005 | PROPORTION | 0.64333 | 0.0005 | PROPORTION | 1
0.0005 | PROPORTION | 1 | 0.0005 | 0.0287 |  |  |  |  | 0.0005 | PROPORTION | 0.93695 | 0.0005 | PROPORTION | 0.38791 | 0.0005 | PROPORTION | 0.45441 | 0.0005 | PROPORTION | 0.50003 | 0.0005 | PROPORTION | 0.64313 | 0.0005 | PROPORTION | 1
0.0005 | PROPORTION | 1 | 0.0005 | 0.0287 |  |  |  |  | 0.0005 | PROPORTION | 0.93695 | 0.0005 | PROPORTION | 0.38784 | 0.0005 | PROPORTION | 0.45417 | 0.0005 | PROPORTION | 0.49988 | 0.0005 | PROPORTION | 0.64293 | 0.0005 | PROPORTION | 1
0.0005 | PROPORTION | 1 | 0.0005 | 0.0287 |  |  |  |  | 0.0005 | PROPORTION | 0.93695 | 0.0005 | PROPORTION | 0.38767 | 0.0005 | PROPORTION | 0.45395 | 0.0005 | PROPORTION | 0.49976 | 0.0005 | PROPORTION | 0.64268 | 0.0005 | PROPORTION | 1
0.0005 | PROPORTION | 1 | 0.0005 | 0.0287 |  |  |  |  | 0.0005 | PROPORTION | 0.93695 | 0.0005 | PROPORTION | 0.38763 | 0.0005 | PROPORTION | 0.4537 | 0.0005 | PROPORTION | 0.4996 | 0.0005 | PROPORTION | 0.64254 | 0.0005 | PROPORTION | 1
0.0005 | PROPORTION | 1 | 0.0005 | 0.0287 |  |  |  |  | 0.0005 | PROPORTION | 0.93688 | 0.0005 | PROPORTION | 0.38759 | 0.0005 | PROPORTION | 0.45344 | 0.0005 | PROPORTION | 0.49945 | 0.0005 | PROPORTION | 0.64233 | 0.0005 | PROPORTION | 1
0.0005 | PROPORTION | 1 | 0.0005 | 0.0287 |  |  |  |  | 0.0005 | PROPORTION | 0.93686 | 0.0005 | PROPORTION | 0.38755 | 0.0005 | PROPORTION | 0.45328 | 0.0005 | PROPORTION | 0.49939 | 0.0005 | PROPORTION | 0.64211 | 0.0005 | PROPORTION | 1
0.0005 | PROPORTION | 1 | 0.0005 | 0.0287 |  |  |  |  | 0.0005 | PROPORTION | 0.93686 | 0.0005 | PROPORTION | 0.3874 | 0.0005 | PROPORTION | 0.45308 | 0.0005 | PROPORTION | 0.49933 | 0.0005 | PROPORTION | 0.6419 | 0.0005 | PROPORTION | 1
0.0005 | PROPORTION | 1 | 0.0005 | 0.0287 |  |  |  |  | 0.0005 | PROPORTION | 0.93677 | 0.0005 | PROPORTION | 0.38728 | 0.0005 | PROPORTION | 0.45284 | 0.0005 | PROPORTION | 0.49917 | 0.0005 | PROPORTION | 0.64175 | 0.0005 | PROPORTION | 1
0.0005 | PROPORTION | 1 | 0.0005 | 0.0287 |  |  |  |  | 0.0005 | PROPORTION | 0.93677 | 0.0005 | PROPORTION | 0.38706 | 0.0005 | PROPORTION | 0.45258 | 0.0005 | PROPORTION | 0.499 | 0.0005 | PROPORTION | 0.64149 | 0.0005 | PROPORTION | 1
0.0005 | PROPORTION | 1 | 0.0005 | 0.0287 |  |  |  |  | 0.0005 | PROPORTION | 0.93677 | 0.0005 | PROPORTION | 0.38706 | 0.0005 | PROPORTION | 0.45235 | 0.0005 | PROPORTION | 0.49883 | 0.0005 | PROPORTION | 0.64128 | 0.0005 | PROPORTION | 1
0.0005 | PROPORTION | 1 | 0.0005 | 0.0287 |  |  |  |  | 0.0005 | PROPORTION | 0.93676 | 0.0005 | PROPORTION | 0.38679 | 0.0005 | PROPORTION | 0.45213 | 0.0005 | PROPORTION | 0.49869 | 0.0005 | PROPORTION | 0.64109 | 0.0005 | PROPORTION | 1
0.0005 | PROPORTION | 1 | 0.0005 | 0.0287 |  |  |  |  | 0.0005 | PROPORTION | 0.93676 | 0.0005 | PROPORTION | 0.38679 | 0.0005 | PROPORTION | 0.45188 | 0.0005 | PROPORTION | 0.49855 | 0.0005 | PROPORTION | 0.64089 | 0.0005 | PROPORTION | 1
0.0005 | PROPORTION | 1 | 0.0005 | 0.0287 |  |  |  |  | 0.0005 | PROPORTION | 0.93674 | 0.0005 | PROPORTION | 0.38667 | 0.0005 | PROPORTION | 0.45163 | 0.0005 | PROPORTION | 0.49845 | 0.0005 | PROPORTION | 0.64065 | 0.0005 | PROPORTION | 1
0.0005 | PROPORTION | 1 | 0.0005 | 0.0287 |  |  |  |  | 0.0005 | PROPORTION | 0.93673 | 0.0005 | PROPORTION | 0.38662 | 0.0005 | PROPORTION | 0.45145 | 0.0005 | PROPORTION | 0.49831 | 0.0005 | PROPORTION | 0.64051 | 0.0005 | PROPORTION | 1
0.0005 | PROPORTION | 1 | 0.0005 | 0.0287 |  |  |  |  | 0.0005 | PROPORTION | 0.93666 | 0.0005 | PROPORTION | 0.38662 | 0.0005 | PROPORTION | 0.45124 | 0.0005 | PROPORTION | 0.49819 | 0.0005 | PROPORTION | 0.64028 | 0.0005 | PROPORTION | 1
0.0005 | PROPORTION | 1 | 0.0005 | 0.0287 |  |  |  |  | 0.0005 | PROPORTION | 0.93664 | 0.0005 | PROPORTION | 0.38649 | 0.0005 | PROPORTION | 0.451 | 0.0005 | PROPORTION | 0.49808 | 0.0005 | PROPORTION | 0.64005 | 0.0005 | PROPORTION | 1
0.0005 | PROPORTION | 1 | 0.0005 | 0.0287 |  |  |  |  | 0.0005 | PROPORTION | 0.93664 | 0.0005 | PROPORTION | 0.38635 | 0.0005 | PROPORTION | 0.45077 | 0.0005 | PROPORTION | 0.49794 | 0.0005 | PROPORTION | 0.63981 | 0.0005 | PROPORTION | 1
0.0005 | PROPORTION | 1 | 0.0005 | 0.0287 |  |  |  |  | 0.0005 | PROPORTION | 0.93664 | 0.0005 | PROPORTION | 0.38621 | 0.0005 | PROPORTION | 0.45061 | 0.0005 | PROPORTION | 0.49776 | 0.0005 | PROPORTION | 0.63962 | 0.0005 | PROPORTION | 1
0.0005 | PROPORTION | 1 | 0.0005 | 0.0287 |  |  |  |  | 0.0005 | PROPORTION | 0.93664 | 0.0005 | PROPORTION | 0.38617 | 0.0005 | PROPORTION | 0.45038 | 0.0005 | PROPORTION | 0.49759 | 0.0005 | PROPORTION | 0.63939 | 0.0005 | PROPORTION | 1
0.0005 | PROPORTION | 1 | 0.0005 | 0.0287 |  |  |  |  | 0.0005 | PROPORTION | 0.93664 | 0.0005 | PROPORTION | 0.38609 | 0.0005 | PROPORTION | 0.4502 | 0.0005 | PROPORTION | 0.49752 | 0.0005 | PROPORTION | 0.6392 | 0.0005 | PROPORTION | 1
0.0005 | PROPORTION | 1 | 0.0005 | 0.0287 |  |  |  |  | 0.0005 | PROPORTION | 0.93664 | 0.0005 | PROPORTION | 0.38605 | 0.0005 | PROPORTION | 0.44995 | 0.0005 | PROPORTION | 0.49741 | 0.0005 | PROPORTION | 0.63898 | 0.0005 | PROPORTION | 1
0.0005 | PROPORTION | 1 | 0.0005 | 0.0287 |  |  |  |  | 0.0005 | PROPORTION | 0.93664 | 0.0005 | PROPORTION | 0.38592 | 0.0005 | PROPORTION | 0.4497 | 0.0005 | PROPORTION | 0.49729 | 0.0005 | PROPORTION | 0.63876 | 0.0005 | PROPORTION | 1
0.0005 | PROPORTION | 1 | 0.0005 | 0.0287 |  |  |  |  | 0.0005 | PROPORTION | 0.93664 | 0.0005 | PROPORTION | 0.38592 | 0.0005 | PROPORTION | 0.44945 | 0.0005 | PROPORTION | 0.49716 | 0.0005 | PROPORTION | 0.63855 | 0.0005 | PROPORTION | 1
0.0005 | PROPORTION | 1 | 0.0005 | 0.0287 |  |  |  |  | 0.0005 | PROPORTION | 0.93653 | 0.0005 | PROPORTION | 0.38571 | 0.0005 | PROPORTION | 0.44925 | 0.0005 | PROPORTION | 0.49703 | 0.0005 | PROPORTION | 0.6383 | 0.0005 | PROPORTION | 1
0.0005 | PROPORTION | 1 | 0.0005 | 0.0287 |  |  |  |  | 0.0005 | PROPORTION | 0.93647 | 0.0005 | PROPORTION | 0.38554 | 0.0005 | PROPORTION | 0.44897 | 0.0005 | PROPORTION | 0.49692 | 0.0005 | PROPORTION | 0.63807 | 0.0005 | PROPORTION | 1
0.0005 | PROPORTION | 1 | 0.0005 | 0.0287 |  |  |  |  | 0.0005 | PROPORTION | 0.93647 | 0.0005 | PROPORTION | 0.38541 | 0.0005 | PROPORTION | 0.44881 | 0.0005 | PROPORTION | 0.49675 | 0.0005 | PROPORTION | 0.63789 | 0.0005 | PROPORTION | 1
0.0005 | PROPORTION | 1 | 0.0005 | 0.0287 |  |  |  |  | 0.0005 | PROPORTION | 0.93646 | 0.0005 | PROPORTION | 0.38529 | 0.0005 | PROPORTION | 0.44858 | 0.0005 | PROPORTION | 0.4966 | 0.0005 | PROPORTION | 0.63768 | 0.0005 | PROPORTION | 1
0.0005 | PROPORTION | 1 | 0.0005 | 0.0287 |  |  |  |  | 0.0005 | PROPORTION | 0.93645 | 0.0005 | PROPORTION | 0.38526 | 0.0005 | PROPORTION | 0.44833 | 0.0005 | PROPORTION | 0.49647 | 0.0005 | PROPORTION | 0.63744 | 0.0005 | PROPORTION | 1
0.0005 | PROPORTION | 1 | 0.0005 | 0.0287 |  |  |  |  | 0.0005 | PROPORTION | 0.93645 | 0.0005 | PROPORTION | 0.38519 | 0.0005 | PROPORTION | 0.44811 | 0.0005 | PROPORTION | 0.4963 | 0.0005 | PROPORTION | 0.63727 | 0.0005 | PROPORTION | 1
0.0005 | PROPORTION | 1 | 0.0005 | 0.0287 |  |  |  |  | 0.0005 | PROPORTION | 0.93611 | 0.0005 | PROPORTION | 0.38499 | 0.0005 | PROPORTION | 0.44789 | 0.0005 | PROPORTION | 0.49622 | 0.0005 | PROPORTION | 0.63696 | 0.0005 | PROPORTION | 1
0.0005 | PROPORTION | 1 | 0.0005 | 0.0287 |  |  |  |  | 0.0005 | PROPORTION | 0.93608 | 0.0005 | PROPORTION | 0.38487 | 0.0005 | PROPORTION | 0.44769 | 0.0005 | PROPORTION | 0.49612 | 0.0005 | PROPORTION | 0.6368 | 0.0005 | PROPORTION | 1
0.0005 | PROPORTION | 1 | 0.0005 | 0.0287 |  |  |  |  | 0.0005 | PROPORTION | 0.93593 | 0.0005 | PROPORTION | 0.38487 | 0.0005 | PROPORTION | 0.4475 | 0.0005 | PROPORTION | 0.49592 | 0.0005 | PROPORTION | 0.63654 | 0.0005 | PROPORTION | 1
0.0005 | PROPORTION | 1 | 0.0005 | 0.0287 |  |  |  |  | 0.0005 | PROPORTION | 0.93556 | 0.0005 | PROPORTION | 0.38483 | 0.0005 | PROPORTION | 0.44728 | 0.0005 | PROPORTION | 0.49579 | 0.0005 | PROPORTION | 0.63634 | 0.0005 | PROPORTION | 1
0.0005 | PROPORTION | 1 | 0.0005 | 0.0287 |  |  |  |  | 0.0005 | PROPORTION | 0.93556 | 0.0005 | PROPORTION | 0.38476 | 0.0005 | PROPORTION | 0.44704 | 0.0005 | PROPORTION | 0.49568 | 0.0005 | PROPORTION | 0.63613 | 0.0005 | PROPORTION | 1
0.0005 | PROPORTION | 1 | 0.0005 | 0.0287 |  |  |  |  | 0.0005 | PROPORTION | 0.93556 | 0.0005 | PROPORTION | 0.38459 | 0.0005 | PROPORTION | 0.44686 | 0.0005 | PROPORTION | 0.49555 | 0.0005 | PROPORTION | 0.6359 | 0.0005 | PROPORTION | 1
0.0005 | PROPORTION | 1 | 0.0005 | 0.0287 |  |  |  |  | 0.0005 | PROPORTION | 0.93547 | 0.0005 | PROPORTION | 0.38439 | 0.0005 | PROPORTION | 0.44659 | 0.0005 | PROPORTION | 0.49545 | 0.0005 | PROPORTION | 0.63568 | 0.0005 | PROPORTION | 1
0.0005 | PROPORTION | 1 | 0.0005 | 0.0287 |  |  |  |  | 0.0005 | PROPORTION | 0.93546 | 0.0005 | PROPORTION | 0.38433 | 0.0005 | PROPORTION | 0.44638 | 0.0005 | PROPORTION | 0.49531 | 0.0005 | PROPORTION | 0.63551 | 0.0005 | PROPORTION | 1
0.0005 | PROPORTION | 1 | 0.0005 | 0.0287 |  |  |  |  | 0.0005 | PROPORTION | 0.9349 | 0.0005 | PROPORTION | 0.38429 | 0.0005 | PROPORTION | 0.44622 | 0.0005 | PROPORTION | 0.49521 | 0.0005 | PROPORTION | 0.63531 | 0.0005 | PROPORTION | 1
0.0005 | PROPORTION | 1 | 0.0005 | 0.0287 |  |  |  |  | 0.0005 | PROPORTION | 0.9349 | 0.0005 | PROPORTION | 0.38429 | 0.0005 | PROPORTION | 0.44598 | 0.0005 | PROPORTION | 0.49507 | 0.0005 | PROPORTION | 0.63509 | 0.0005 | PROPORTION | 1
0.0005 | PROPORTION | 1 | 0.0005 | 0.0287 |  |  |  |  | 0.0005 | PROPORTION | 0.9344 | 0.0005 | PROPORTION | 0.38421 | 0.0005 | PROPORTION | 0.44577 | 0.0005 | PROPORTION | 0.49498 | 0.0005 | PROPORTION | 0.63487 | 0.0005 | PROPORTION | 1
0.0005 | PROPORTION | 1 | 0.0005 | 0.0287 |  |  |  |  | 0.0005 | PROPORTION | 0.93422 | 0.0005 | PROPORTION | 0.38402 | 0.0005 | PROPORTION | 0.44554 | 0.0005 | PROPORTION | 0.49483 | 0.0005 | PROPORTION | 0.63464 | 0.0005 | PROPORTION | 1
0.0005 | PROPORTION | 1 | 0.0005 | 0.0287 |  |  |  |  | 0.0005 | PROPORTION | 0.93422 | 0.0005 | PROPORTION | 0.38402 | 0.0005 | PROPORTION | 0.44533 | 0.0005 | PROPORTION | 0.49467 | 0.0005 | PROPORTION | 0.6344 | 0.0005 | PROPORTION | 1
0.0005 | PROPORTION | 1 | 0.0005 | 0.0287 |  |  |  |  | 0.0005 | PROPORTION | 0.93422 | 0.0005 | PROPORTION | 0.38394 | 0.0005 | PROPORTION | 0.44516 | 0.0005 | PROPORTION | 0.49457 | 0.0005 | PROPORTION | 0.63421 | 0.0005 | PROPORTION | 1
0.0005 | PROPORTION | 1 | 0.0005 | 0.0287 |  |  |  |  | 0.0005 | PROPORTION | 0.93422 | 0.0005 | PROPORTION | 0.38364 | 0.0005 | PROPORTION | 0.44495 | 0.0005 | PROPORTION | 0.49442 | 0.0005 | PROPORTION | 0.63394 | 0.0005 | PROPORTION | 1
0.0005 | PROPORTION | 1 | 0.0005 | 0.0287 |  |  |  |  | 0.0005 | PROPORTION | 0.93422 | 0.0005 | PROPORTION | 0.38359 | 0.0005 | PROPORTION | 0.44476 | 0.0005 | PROPORTION | 0.49428 | 0.0005 | PROPORTION | 0.63371 | 0.0005 | PROPORTION | 1
0.0005 | PROPORTION | 1 | 0.0005 | 0.0287 |  |  |  |  | 0.0005 | PROPORTION | 0.93422 | 0.0005 | PROPORTION | 0.38359 | 0.0005 | PROPORTION | 0.44455 | 0.0005 | PROPORTION | 0.49415 | 0.0005 | PROPORTION | 0.6335 | 0.0005 | PROPORTION | 1
0.0005 | PROPORTION | 1 | 0.0005 | 0.0287 |  |  |  |  | 0.0005 | PROPORTION | 0.93422 | 0.0005 | PROPORTION | 0.38351 | 0.0005 | PROPORTION | 0.44432 | 0.0005 | PROPORTION | 0.49404 | 0.0005 | PROPORTION | 0.63328 | 0.0005 | PROPORTION | 1
0.0005 | PROPORTION | 1 | 0.0005 | 0.0287 |  |  |  |  | 0.0005 | PROPORTION | 0.9342 | 0.0005 | PROPORTION | 0.38331 | 0.0005 | PROPORTION | 0.44409 | 0.0005 | PROPORTION | 0.49388 | 0.0005 | PROPORTION | 0.6331 | 0.0005 | PROPORTION | 1
0.0005 | PROPORTION | 1 | 0.0005 | 0.0287 |  |  |  |  | 0.0005 | PROPORTION | 0.93411 | 0.0005 | PROPORTION | 0.38322 | 0.0005 | PROPORTION | 0.44385 | 0.0005 | PROPORTION | 0.49374 | 0.0005 | PROPORTION | 0.63285 | 0.0005 | PROPORTION | 1
0.0005 | PROPORTION | 1 | 0.0005 | 0.0287 |  |  |  |  | 0.0005 | PROPORTION | 0.93411 | 0.0005 | PROPORTION | 0.38306 | 0.0005 | PROPORTION | 0.44367 | 0.0005 | PROPORTION | 0.49364 | 0.0005 | PROPORTION | 0.63264 | 0.0005 | PROPORTION | 1
0.0005 | PROPORTION | 1 | 0.0005 | 0.0287 |  |  |  |  | 0.0005 | PROPORTION | 0.93409 | 0.0005 | PROPORTION | 0.38306 | 0.0005 | PROPORTION | 0.44343 | 0.0005 | PROPORTION | 0.49349 | 0.0005 | PROPORTION | 0.63246 | 0.0005 | PROPORTION | 1
0.0005 | PROPORTION | 1 | 0.0005 | 0.0287 |  |  |  |  | 0.0005 | PROPORTION | 0.93409 | 0.0005 | PROPORTION | 0.38306 | 0.0005 | PROPORTION | 0.44326 | 0.0005 | PROPORTION | 0.49338 | 0.0005 | PROPORTION | 0.63218 | 0.0005 | PROPORTION | 1
0.0005 | PROPORTION | 1 | 0.0005 | 0.0287 |  |  |  |  | 0.0005 | PROPORTION | 0.93409 | 0.0005 | PROPORTION | 0.38291 | 0.0005 | PROPORTION | 0.44298 | 0.0005 | PROPORTION | 0.49322 | 0.0005 | PROPORTION | 0.63201 | 0.0005 | PROPORTION | 1
0.0005 | PROPORTION | 1 | 0.0005 | 0.0287 |  |  |  |  | 0.0005 | PROPORTION | 0.93409 | 0.0005 | PROPORTION | 0.38281 | 0.0005 | PROPORTION | 0.44276 | 0.0005 | PROPORTION | 0.4931 | 0.0005 | PROPORTION | 0.6318 | 0.0005 | PROPORTION | 1
0.0005 | PROPORTION | 1 | 0.0005 | 0.0287 |  |  |  |  | 0.0005 | PROPORTION | 0.93409 | 0.0005 | PROPORTION | 0.38262 | 0.0005 | PROPORTION | 0.44258 | 0.0005 | PROPORTION | 0.49299 | 0.0005 | PROPORTION | 0.63158 | 0.0005 | PROPORTION | 1
0.0005 | PROPORTION | 1 | 0.0005 | 0.0287 |  |  |  |  | 0.0005 | PROPORTION | 0.93409 | 0.0005 | PROPORTION | 0.38262 | 0.0005 | PROPORTION | 0.44234 | 0.0005 | PROPORTION | 0.49283 | 0.0005 | PROPORTION | 0.63135 | 0.0005 | PROPORTION | 1
0.0005 | PROPORTION | 1 | 0.0005 | 0.0287 |  |  |  |  | 0.0005 | PROPORTION | 0.93409 | 0.0005 | PROPORTION | 0.38254 | 0.0005 | PROPORTION | 0.44215 | 0.0005 | PROPORTION | 0.4927 | 0.0005 | PROPORTION | 0.63109 | 0.0005 | PROPORTION | 1
0.0005 | PROPORTION | 1 | 0.0005 | 0.0287 |  |  |  |  | 0.0005 | PROPORTION | 0.93409 | 0.0005 | PROPORTION | 0.38246 | 0.0005 | PROPORTION | 0.44196 | 0.0005 | PROPORTION | 0.49255 | 0.0005 | PROPORTION | 0.63087 | 0.0005 | PROPORTION | 1
0.0005 | PROPORTION | 1 | 0.0005 | 0.0287 |  |  |  |  | 0.0005 | PROPORTION | 0.93381 | 0.0005 | PROPORTION | 0.38232 | 0.0005 | PROPORTION | 0.44178 | 0.0005 | PROPORTION | 0.49245 | 0.0005 | PROPORTION | 0.63066 | 0.0005 | PROPORTION | 1
0.0005 | PROPORTION | 1 | 0.0005 | 0.0287 |  |  |  |  | 0.0005 | PROPORTION | 0.93371 | 0.0005 | PROPORTION | 0.3822 | 0.0005 | PROPORTION | 0.44156 | 0.0005 | PROPORTION | 0.49237 | 0.0005 | PROPORTION | 0.63043 | 0.0005 | PROPORTION | 1
0.0005 | PROPORTION | 1 | 0.0005 | 0.0287 |  |  |  |  | 0.0005 | PROPORTION | 0.93371 | 0.0005 | PROPORTION | 0.38206 | 0.0005 | PROPORTION | 0.44136 | 0.0005 | PROPORTION | 0.4922 | 0.0005 | PROPORTION | 0.63017 | 0.0005 | PROPORTION | 1
0.0005 | PROPORTION | 1 | 0.0005 | 0.0287 |  |  |  |  | 0.0005 | PROPORTION | 0.93362 | 0.0005 | PROPORTION | 0.38197 | 0.0005 | PROPORTION | 0.44112 | 0.0005 | PROPORTION | 0.49205 | 0.0005 | PROPORTION | 0.62999 | 0.0005 | PROPORTION | 1
0.0005 | PROPORTION | 1 | 0.0005 | 0.0287 |  |  |  |  | 0.0005 | PROPORTION | 0.93358 | 0.0005 | PROPORTION | 0.38193 | 0.0005 | PROPORTION | 0.44088 | 0.0005 | PROPORTION | 0.49195 | 0.0005 | PROPORTION | 0.62972 | 0.0005 | PROPORTION | 1
0.0005 | PROPORTION | 1 | 0.0005 | 0.0287 |  |  |  |  | 0.0005 | PROPORTION | 0.93351 | 0.0005 | PROPORTION | 0.38186 | 0.0005 | PROPORTION | 0.44069 | 0.0005 | PROPORTION | 0.4918 | 0.0005 | PROPORTION | 0.62949 | 0.0005 | PROPORTION | 1
0.0005 | PROPORTION | 1 | 0.0005 | 0.0287 |  |  |  |  | 0.0005 | PROPORTION | 0.93349 | 0.0005 | PROPORTION | 0.3817 | 0.0005 | PROPORTION | 0.44048 | 0.0005 | PROPORTION | 0.49165 | 0.0005 | PROPORTION | 0.62929 | 0.0005 | PROPORTION | 1
0.0005 | PROPORTION | 1 | 0.0005 | 0.0287 |  |  |  |  | 0.0005 | PROPORTION | 0.93349 | 0.0005 | PROPORTION | 0.3817 | 0.0005 | PROPORTION | 0.4403 | 0.0005 | PROPORTION | 0.49155 | 0.0005 | PROPORTION | 0.62908 | 0.0005 | PROPORTION | 1
0.0005 | PROPORTION | 1 | 0.0005 | 0.0287 |  |  |  |  | 0.0005 | PROPORTION | 0.93344 | 0.0005 | PROPORTION | 0.38157 | 0.0005 | PROPORTION | 0.44008 | 0.0005 | PROPORTION | 0.49143 | 0.0005 | PROPORTION | 0.62882 | 0.0005 | PROPORTION | 1
0.0005 | PROPORTION | 1 | 0.0005 | 0.0287 |  |  |  |  | 0.0005 | PROPORTION | 0.93337 | 0.0005 | PROPORTION | 0.38149 | 0.0005 | PROPORTION | 0.43988 | 0.0005 | PROPORTION | 0.49129 | 0.0005 | PROPORTION | 0.62864 | 0.0005 | PROPORTION | 1
0.0005 | PROPORTION | 1 | 0.0005 | 0.0287 |  |  |  |  | 0.0005 | PROPORTION | 0.93334 | 0.0005 | PROPORTION | 0.38149 | 0.0005 | PROPORTION | 0.43967 | 0.0005 | PROPORTION | 0.4911 | 0.0005 | PROPORTION | 0.62845 | 0.0005 | PROPORTION | 1
0.0005 | PROPORTION | 1 | 0.0005 | 0.0287 |  |  |  |  | 0.0005 | PROPORTION | 0.93333 | 0.0005 | PROPORTION | 0.38138 | 0.0005 | PROPORTION | 0.43944 | 0.0005 | PROPORTION | 0.49099 | 0.0005 | PROPORTION | 0.62822 | 0.0005 | PROPORTION | 1
0.0005 | PROPORTION | 1 | 0.0005 | 0.0287 |  |  |  |  | 0.0005 | PROPORTION | 0.93305 | 0.0005 | PROPORTION | 0.38121 | 0.0005 | PROPORTION | 0.43928 | 0.0005 | PROPORTION | 0.49088 | 0.0005 | PROPORTION | 0.62793 | 0.0005 | PROPORTION | 1
0.0005 | PROPORTION | 1 | 0.0005 | 0.0287 |  |  |  |  | 0.0005 | PROPORTION | 0.93305 | 0.0005 | PROPORTION | 0.3811 | 0.0005 | PROPORTION | 0.43901 | 0.0005 | PROPORTION | 0.4907 | 0.0005 | PROPORTION | 0.6278 | 0.0005 | PROPORTION | 1
0.0005 | PROPORTION | 1 | 0.0005 | 0.0287 |  |  |  |  | 0.0005 | PROPORTION | 0.93297 | 0.0005 | PROPORTION | 0.38106 | 0.0005 | PROPORTION | 0.43881 | 0.0005 | PROPORTION | 0.49063 | 0.0005 | PROPORTION | 0.6275 | 0.0005 | PROPORTION | 1
0.0005 | PROPORTION | 1 | 0.0005 | 0.0287 |  |  |  |  | 0.0005 | PROPORTION | 0.93297 | 0.0005 | PROPORTION | 0.38092 | 0.0005 | PROPORTION | 0.43857 | 0.0005 | PROPORTION | 0.49041 | 0.0005 | PROPORTION | 0.62735 | 0.0005 | PROPORTION | 1
0.0005 | PROPORTION | 1 | 0.0005 | 0.0287 |  |  |  |  | 0.0005 | PROPORTION | 0.93297 | 0.0005 | PROPORTION | 0.38081 | 0.0005 | PROPORTION | 0.43836 | 0.0005 | PROPORTION | 0.49032 | 0.0005 | PROPORTION | 0.6271 | 0.0005 | PROPORTION | 1
0.0005 | PROPORTION | 1 | 0.0005 | 0.0287 |  |  |  |  | 0.0005 | PROPORTION | 0.93297 | 0.0005 | PROPORTION | 0.38077 | 0.0005 | PROPORTION | 0.43818 | 0.0005 | PROPORTION | 0.49019 | 0.0005 | PROPORTION | 0.62683 | 0.0005 | PROPORTION | 1
0.0005 | PROPORTION | 1 | 0.0005 | 0.0287 |  |  |  |  | 0.0005 | PROPORTION | 0.93297 | 0.0005 | PROPORTION | 0.38065 | 0.0005 | PROPORTION | 0.43799 | 0.0005 | PROPORTION | 0.49004 | 0.0005 | PROPORTION | 0.62665 | 0.0005 | PROPORTION | 1
0.0005 | PROPORTION | 1 | 0.0005 | 0.0287 |  |  |  |  | 0.0005 | PROPORTION | 0.93282 | 0.0005 | PROPORTION | 0.38054 | 0.0005 | PROPORTION | 0.43782 | 0.0005 | PROPORTION | 0.48993 | 0.0005 | PROPORTION | 0.62637 | 0.0005 | PROPORTION | 1
0.0005 | PROPORTION | 1 | 0.0005 | 0.0287 |  |  |  |  | 0.0005 | PROPORTION | 0.93278 | 0.0005 | PROPORTION | 0.3805 | 0.0005 | PROPORTION | 0.43761 | 0.0005 | PROPORTION | 0.48977 | 0.0005 | PROPORTION | 0.62617 | 0.0005 | PROPORTION | 1
0.0005 | PROPORTION | 1 | 0.0005 | 0.0287 |  |  |  |  | 0.0005 | PROPORTION | 0.9327 | 0.0005 | PROPORTION | 0.38037 | 0.0005 | PROPORTION | 0.43742 | 0.0005 | PROPORTION | 0.48966 | 0.0005 | PROPORTION | 0.62594 | 0.0005 | PROPORTION | 1
0.0005 | PROPORTION | 1 | 0.0005 | 0.0287 |  |  |  |  | 0.0005 | PROPORTION | 0.93265 | 0.0005 | PROPORTION | 0.38026 | 0.0005 | PROPORTION | 0.43721 | 0.0005 | PROPORTION | 0.48956 | 0.0005 | PROPORTION | 0.62575 | 0.0005 | PROPORTION | 1
0.0005 | PROPORTION | 1 | 0.0005 | 0.0287 |  |  |  |  | 0.0005 | PROPORTION | 0.93255 | 0.0005 | PROPORTION | 0.38021 | 0.0005 | PROPORTION | 0.43696 | 0.0005 | PROPORTION | 0.48944 | 0.0005 | PROPORTION | 0.62549 | 0.0005 | PROPORTION | 1
0.0005 | PROPORTION | 1 | 0.0005 | 0.0287 |  |  |  |  | 0.0005 | PROPORTION | 0.93255 | 0.0005 | PROPORTION | 0.38021 | 0.0005 | PROPORTION | 0.43677 | 0.0005 | PROPORTION | 0.48922 | 0.0005 | PROPORTION | 0.62534 | 0.0005 | PROPORTION | 1
0.0005 | PROPORTION | 1 | 0.0005 | 0.0287 |  |  |  |  | 0.0005 | PROPORTION | 0.93255 | 0.0005 | PROPORTION | 0.37997 | 0.0005 | PROPORTION | 0.43655 | 0.0005 | PROPORTION | 0.48911 | 0.0005 | PROPORTION | 0.62507 | 0.0005 | PROPORTION | 1
0.0005 | PROPORTION | 1 | 0.0005 | 0.0287 |  |  |  |  | 0.0005 | PROPORTION | 0.93193 | 0.0005 | PROPORTION | 0.37997 | 0.0005 | PROPORTION | 0.43637 | 0.0005 | PROPORTION | 0.48895 | 0.0005 | PROPORTION | 0.62483 | 0.0005 | PROPORTION | 1
0.0005 | PROPORTION | 1 | 0.0005 | 0.0287 |  |  |  |  | 0.0005 | PROPORTION | 0.93175 | 0.0005 | PROPORTION | 0.3798 | 0.0005 | PROPORTION | 0.43617 | 0.0005 | PROPORTION | 0.48883 | 0.0005 | PROPORTION | 0.62452 | 0.0005 | PROPORTION | 1
0.0005 | PROPORTION | 1 | 0.0005 | 0.0287 |  |  |  |  | 0.0005 | PROPORTION | 0.93174 | 0.0005 | PROPORTION | 0.3798 | 0.0005 | PROPORTION | 0.43593 | 0.0005 | PROPORTION | 0.48875 | 0.0005 | PROPORTION | 0.62428 | 0.0005 | PROPORTION | 1
0.0005 | PROPORTION | 1 | 0.0005 | 0.0287 |  |  |  |  | 0.0005 | PROPORTION | 0.93174 | 0.0005 | PROPORTION | 0.37968 | 0.0005 | PROPORTION | 0.43569 | 0.0005 | PROPORTION | 0.48858 | 0.0005 | PROPORTION | 0.6241 | 0.0005 | PROPORTION | 1
0.0005 | PROPORTION | 1 | 0.0005 | 0.0287 |  |  |  |  | 0.0005 | PROPORTION | 0.93174 | 0.0005 | PROPORTION | 0.37952 | 0.0005 | PROPORTION | 0.4355 | 0.0005 | PROPORTION | 0.48843 | 0.0005 | PROPORTION | 0.62389 | 0.0005 | PROPORTION | 1
0.0005 | PROPORTION | 1 | 0.0005 | 0.0287 |  |  |  |  | 0.0005 | PROPORTION | 0.93174 | 0.0005 | PROPORTION | 0.37945 | 0.0005 | PROPORTION | 0.43532 | 0.0005 | PROPORTION | 0.48831 | 0.0005 | PROPORTION | 0.62369 | 0.0005 | PROPORTION | 1
0.0005 | PROPORTION | 1 | 0.0005 | 0.0287 |  |  |  |  | 0.0005 | PROPORTION | 0.93174 | 0.0005 | PROPORTION | 0.37941 | 0.0005 | PROPORTION | 0.43512 | 0.0005 | PROPORTION | 0.48819 | 0.0005 | PROPORTION | 0.62339 | 0.0005 | PROPORTION | 1
0.0005 | PROPORTION | 1 | 0.0005 | 0.0287 |  |  |  |  | 0.0005 | PROPORTION | 0.93174 | 0.0005 | PROPORTION | 0.37929 | 0.0005 | PROPORTION | 0.43496 | 0.0005 | PROPORTION | 0.48803 | 0.0005 | PROPORTION | 0.62324 | 0.0005 | PROPORTION | 1
0.0005 | PROPORTION | 1 | 0.0005 | 0.0287 |  |  |  |  | 0.0005 | PROPORTION | 0.93174 | 0.0005 | PROPORTION | 0.37922 | 0.0005 | PROPORTION | 0.43477 | 0.0005 | PROPORTION | 0.48791 | 0.0005 | PROPORTION | 0.62293 | 0.0005 | PROPORTION | 1
0.0005 | PROPORTION | 1 | 0.0005 | 0.0287 |  |  |  |  | 0.0005 | PROPORTION | 0.93174 | 0.0005 | PROPORTION | 0.37918 | 0.0005 | PROPORTION | 0.43456 | 0.0005 | PROPORTION | 0.48776 | 0.0005 | PROPORTION | 0.62274 | 0.0005 | PROPORTION | 1
0.0005 | PROPORTION | 1 | 0.0005 | 0.0287 |  |  |  |  | 0.0005 | PROPORTION | 0.93174 | 0.0005 | PROPORTION | 0.37902 | 0.0005 | PROPORTION | 0.43434 | 0.0005 | PROPORTION | 0.48762 | 0.0005 | PROPORTION | 0.62249 | 0.0005 | PROPORTION | 1
0.0005 | PROPORTION | 1 | 0.0005 | 0.0287 |  |  |  |  | 0.0005 | PROPORTION | 0.93174 | 0.0005 | PROPORTION | 0.37897 | 0.0005 | PROPORTION | 0.43411 | 0.0005 | PROPORTION | 0.48749 | 0.0005 | PROPORTION | 0.62224 | 0.0005 | PROPORTION | 1
0.0005 | PROPORTION | 1 | 0.0005 | 0.0287 |  |  |  |  | 0.0005 | PROPORTION | 0.93174 | 0.0005 | PROPORTION | 0.37897 | 0.0005 | PROPORTION | 0.43392 | 0.0005 | PROPORTION | 0.48739 | 0.0005 | PROPORTION | 0.62204 | 0.0005 | PROPORTION | 1
0.0005 | PROPORTION | 1 | 0.0005 | 0.0287 |  |  |  |  | 0.0005 | PROPORTION | 0.93174 | 0.0005 | PROPORTION | 0.37878 | 0.0005 | PROPORTION | 0.43371 | 0.0005 | PROPORTION | 0.48725 | 0.0005 | PROPORTION | 0.62182 | 0.0005 | PROPORTION | 1
0.0005 | PROPORTION | 1 | 0.0005 | 0.0287 |  |  |  |  | 0.0005 | PROPORTION | 0.93174 | 0.0005 | PROPORTION | 0.37866 | 0.0005 | PROPORTION | 0.43348 | 0.0005 | PROPORTION | 0.48715 | 0.0005 | PROPORTION | 0.62153 | 0.0005 | PROPORTION | 1
0.0005 | PROPORTION | 1 | 0.0005 | 0.0287 |  |  |  |  | 0.0005 | PROPORTION | 0.93174 | 0.0005 | PROPORTION | 0.37853 | 0.0005 | PROPORTION | 0.43331 | 0.0005 | PROPORTION | 0.48697 | 0.0005 | PROPORTION | 0.62128 | 0.0005 | PROPORTION | 1
0.0005 | PROPORTION | 1 | 0.0005 | 0.0287 |  |  |  |  | 0.0005 | PROPORTION | 0.93174 | 0.0005 | PROPORTION | 0.37853 | 0.0005 | PROPORTION | 0.43307 | 0.0005 | PROPORTION | 0.48682 | 0.0005 | PROPORTION | 0.62099 | 0.0005 | PROPORTION | 1
0.0005 | PROPORTION | 1 | 0.0005 | 0.0287 |  |  |  |  | 0.0005 | PROPORTION | 0.93174 | 0.0005 | PROPORTION | 0.37845 | 0.0005 | PROPORTION | 0.43287 | 0.0005 | PROPORTION | 0.48666 | 0.0005 | PROPORTION | 0.62081 | 0.0005 | PROPORTION | 1
0.0005 | PROPORTION | 1 | 0.0005 | 0.0287 |  |  |  |  | 0.0005 | PROPORTION | 0.93174 | 0.0005 | PROPORTION | 0.37825 | 0.0005 | PROPORTION | 0.43264 | 0.0005 | PROPORTION | 0.48654 | 0.0005 | PROPORTION | 0.6205 | 0.0005 | PROPORTION | 1
0.0005 | PROPORTION | 1 | 0.0005 | 0.0287 |  |  |  |  | 0.0005 | PROPORTION | 0.93174 | 0.0005 | PROPORTION | 0.37817 | 0.0005 | PROPORTION | 0.43245 | 0.0005 | PROPORTION | 0.48642 | 0.0005 | PROPORTION | 0.62035 | 0.0005 | PROPORTION | 1
0.0005 | PROPORTION | 1 | 0.0005 | 0.0287 |  |  |  |  | 0.0005 | PROPORTION | 0.93172 | 0.0005 | PROPORTION | 0.37801 | 0.0005 | PROPORTION | 0.43228 | 0.0005 | PROPORTION | 0.48631 | 0.0005 | PROPORTION | 0.62006 | 0.0005 | PROPORTION | 1
0.0005 | PROPORTION | 1 | 0.0005 | 0.0287 |  |  |  |  | 0.0005 | PROPORTION | 0.93172 | 0.0005 | PROPORTION | 0.37801 | 0.0005 | PROPORTION | 0.43207 | 0.0005 | PROPORTION | 0.48615 | 0.0005 | PROPORTION | 0.61982 | 0.0005 | PROPORTION | 1
0.0005 | PROPORTION | 1 | 0.0005 | 0.0287 |  |  |  |  | 0.0005 | PROPORTION | 0.93172 | 0.0005 | PROPORTION | 0.37801 | 0.0005 | PROPORTION | 0.43191 | 0.0005 | PROPORTION | 0.48602 | 0.0005 | PROPORTION | 0.61959 | 0.0005 | PROPORTION | 1
0.0005 | PROPORTION | 1 | 0.0005 | 0.0287 |  |  |  |  | 0.0005 | PROPORTION | 0.93172 | 0.0005 | PROPORTION | 0.37789 | 0.0005 | PROPORTION | 0.43172 | 0.0005 | PROPORTION | 0.48587 | 0.0005 | PROPORTION | 0.61929 | 0.0005 | PROPORTION | 1
0.0005 | PROPORTION | 1 | 0.0005 | 0.0287 |  |  |  |  | 0.0005 | PROPORTION | 0.93172 | 0.0005 | PROPORTION | 0.37773 | 0.0005 | PROPORTION | 0.43148 | 0.0005 | PROPORTION | 0.48575 | 0.0005 | PROPORTION | 0.61906 | 0.0005 | PROPORTION | 1
0.0005 | PROPORTION | 1 | 0.0005 | 0.0287 |  |  |  |  | 0.0005 | PROPORTION | 0.93172 | 0.0005 | PROPORTION | 0.3776 | 0.0005 | PROPORTION | 0.43132 | 0.0005 | PROPORTION | 0.4856 | 0.0005 | PROPORTION | 0.61889 | 0.0005 | PROPORTION | 1
0.0005 | PROPORTION | 1 | 0.0005 | 0.0287 |  |  |  |  | 0.0005 | PROPORTION | 0.93172 | 0.0005 | PROPORTION | 0.37748 | 0.0005 | PROPORTION | 0.4311 | 0.0005 | PROPORTION | 0.48545 | 0.0005 | PROPORTION | 0.61859 | 0.0005 | PROPORTION | 1
0.0005 | PROPORTION | 1 | 0.0005 | 0.0287 |  |  |  |  | 0.0005 | PROPORTION | 0.93167 | 0.0005 | PROPORTION | 0.37748 | 0.0005 | PROPORTION | 0.43081 | 0.0005 | PROPORTION | 0.48526 | 0.0005 | PROPORTION | 0.61836 | 0.0005 | PROPORTION | 1
0.0005 | PROPORTION | 1 | 0.0005 | 0.0287 |  |  |  |  | 0.0005 | PROPORTION | 0.93167 | 0.0005 | PROPORTION | 0.37732 | 0.0005 | PROPORTION | 0.43065 | 0.0005 | PROPORTION | 0.4852 | 0.0005 | PROPORTION | 0.61812 | 0.0005 | PROPORTION | 1
0.0005 | PROPORTION | 1 | 0.0005 | 0.0287 |  |  |  |  | 0.0005 | PROPORTION | 0.93167 | 0.0005 | PROPORTION | 0.37724 | 0.0005 | PROPORTION | 0.43043 | 0.0005 | PROPORTION | 0.48508 | 0.0005 | PROPORTION | 0.6179 | 0.0005 | PROPORTION | 1
0.0005 | PROPORTION | 1 | 0.0005 | 0.0287 |  |  |  |  | 0.0005 | PROPORTION | 0.93167 | 0.0005 | PROPORTION | 0.37715 | 0.0005 | PROPORTION | 0.43022 | 0.0005 | PROPORTION | 0.48492 | 0.0005 | PROPORTION | 0.61765 | 0.0005 | PROPORTION | 1
0.0005 | PROPORTION | 1 | 0.0005 | 0.0287 |  |  |  |  | 0.0005 | PROPORTION | 0.93141 | 0.0005 | PROPORTION | 0.37708 | 0.0005 | PROPORTION | 0.43001 | 0.0005 | PROPORTION | 0.48477 | 0.0005 | PROPORTION | 0.6174 | 0.0005 | PROPORTION | 1
0.0005 | PROPORTION | 1 | 0.0005 | 0.0287 |  |  |  |  | 0.0005 | PROPORTION | 0.93134 | 0.0005 | PROPORTION | 0.37696 | 0.0005 | PROPORTION | 0.42979 | 0.0005 | PROPORTION | 0.48467 | 0.0005 | PROPORTION | 0.61716 | 0.0005 | PROPORTION | 1
0.0005 | PROPORTION | 1 | 0.0005 | 0.0287 |  |  |  |  | 0.0005 | PROPORTION | 0.9313 | 0.0005 | PROPORTION | 0.37696 | 0.0005 | PROPORTION | 0.4296 | 0.0005 | PROPORTION | 0.48458 | 0.0005 | PROPORTION | 0.61691 | 0.0005 | PROPORTION | 1
0.0005 | PROPORTION | 1 | 0.0005 | 0.0287 |  |  |  |  | 0.0005 | PROPORTION | 0.93127 | 0.0005 | PROPORTION | 0.37696 | 0.0005 | PROPORTION | 0.42942 | 0.0005 | PROPORTION | 0.48441 | 0.0005 | PROPORTION | 0.61667 | 0.0005 | PROPORTION | 1
0.0005 | PROPORTION | 1 | 0.0005 | 0.0287 |  |  |  |  | 0.0005 | PROPORTION | 0.93121 | 0.0005 | PROPORTION | 0.3768 | 0.0005 | PROPORTION | 0.42919 | 0.0005 | PROPORTION | 0.48423 | 0.0005 | PROPORTION | 0.61639 | 0.0005 | PROPORTION | 1
0.0005 | PROPORTION | 1 | 0.0005 | 0.0287 |  |  |  |  | 0.0005 | PROPORTION | 0.93121 | 0.0005 | PROPORTION | 0.37665 | 0.0005 | PROPORTION | 0.429 | 0.0005 | PROPORTION | 0.4841 | 0.0005 | PROPORTION | 0.61619 | 0.0005 | PROPORTION | 1
0.0005 | PROPORTION | 1 | 0.0005 | 0.0287 |  |  |  |  | 0.0005 | PROPORTION | 0.93097 | 0.0005 | PROPORTION | 0.37665 | 0.0005 | PROPORTION | 0.4288 | 0.0005 | PROPORTION | 0.48397 | 0.0005 | PROPORTION | 0.61598 | 0.0005 | PROPORTION | 1
0.0005 | PROPORTION | 1 | 0.0005 | 0.0287 |  |  |  |  | 0.0005 | PROPORTION | 0.93087 | 0.0005 | PROPORTION | 0.37658 | 0.0005 | PROPORTION | 0.42863 | 0.0005 | PROPORTION | 0.48384 | 0.0005 | PROPORTION | 0.6157 | 0.0005 | PROPORTION | 1
0.0005 | PROPORTION | 1 | 0.0005 | 0.0287 |  |  |  |  | 0.0005 | PROPORTION | 0.93069 | 0.0005 | PROPORTION | 0.37644 | 0.0005 | PROPORTION | 0.42839 | 0.0005 | PROPORTION | 0.48365 | 0.0005 | PROPORTION | 0.61546 | 0.0005 | PROPORTION | 1
0.0005 | PROPORTION | 1 | 0.0005 | 0.0287 |  |  |  |  | 0.0005 | PROPORTION | 0.93062 | 0.0005 | PROPORTION | 0.37633 | 0.0005 | PROPORTION | 0.42819 | 0.0005 | PROPORTION | 0.48359 | 0.0005 | PROPORTION | 0.61522 | 0.0005 | PROPORTION | 1
0.0005 | PROPORTION | 1 | 0.0005 | 0.0287 |  |  |  |  | 0.0005 | PROPORTION | 0.93062 | 0.0005 | PROPORTION | 0.37633 | 0.0005 | PROPORTION | 0.428 | 0.0005 | PROPORTION | 0.48338 | 0.0005 | PROPORTION | 0.61492 | 0.0005 | PROPORTION | 1
0.0005 | PROPORTION | 1 | 0.0005 | 0.0287 |  |  |  |  | 0.0005 | PROPORTION | 0.93033 | 0.0005 | PROPORTION | 0.37613 | 0.0005 | PROPORTION | 0.42778 | 0.0005 | PROPORTION | 0.48328 | 0.0005 | PROPORTION | 0.61464 | 0.0005 | PROPORTION | 1
0.0005 | PROPORTION | 1 | 0.0005 | 0.0287 |  |  |  |  | 0.0005 | PROPORTION | 0.93009 | 0.0005 | PROPORTION | 0.37609 | 0.0005 | PROPORTION | 0.42761 | 0.0005 | PROPORTION | 0.48309 | 0.0005 | PROPORTION | 0.61443 | 0.0005 | PROPORTION | 1
0.0005 | PROPORTION | 1 | 0.0005 | 0.0287 |  |  |  |  | 0.0005 | PROPORTION | 0.93001 | 0.0005 | PROPORTION | 0.37598 | 0.0005 | PROPORTION | 0.42739 | 0.0005 | PROPORTION | 0.48297 | 0.0005 | PROPORTION | 0.61415 | 0.0005 | PROPORTION | 1
0.0005 | PROPORTION | 1 | 0.0005 | 0.0287 |  |  |  |  | 0.0005 | PROPORTION | 0.9298 | 0.0005 | PROPORTION | 0.37579 | 0.0005 | PROPORTION | 0.42717 | 0.0005 | PROPORTION | 0.48283 | 0.0005 | PROPORTION | 0.61387 | 0.0005 | PROPORTION | 1
0.0005 | PROPORTION | 1 | 0.0005 | 0.0287 |  |  |  |  | 0.0005 | PROPORTION | 0.9298 | 0.0005 | PROPORTION | 0.37575 | 0.0005 | PROPORTION | 0.42697 | 0.0005 | PROPORTION | 0.4827 | 0.0005 | PROPORTION | 0.61362 | 0.0005 | PROPORTION | 1
0.0005 | PROPORTION | 1 | 0.0005 | 0.0287 |  |  |  |  | 0.0005 | PROPORTION | 0.9298 | 0.0005 | PROPORTION | 0.3757 | 0.0005 | PROPORTION | 0.42676 | 0.0005 | PROPORTION | 0.48257 | 0.0005 | PROPORTION | 0.61336 | 0.0005 | PROPORTION | 1
0.0005 | PROPORTION | 1 | 0.0005 | 0.0287 |  |  |  |  | 0.0005 | PROPORTION | 0.9298 | 0.0005 | PROPORTION | 0.3757 | 0.0005 | PROPORTION | 0.42656 | 0.0005 | PROPORTION | 0.48245 | 0.0005 | PROPORTION | 0.61306 | 0.0005 | PROPORTION | 1
0.0005 | PROPORTION | 1 | 0.0005 | 0.0287 |  |  |  |  | 0.0005 | PROPORTION | 0.92978 | 0.0005 | PROPORTION | 0.37565 | 0.0005 | PROPORTION | 0.42639 | 0.0005 | PROPORTION | 0.48225 | 0.0005 | PROPORTION | 0.61286 | 0.0005 | PROPORTION | 1
0.0005 | PROPORTION | 1 | 0.0005 | 0.0287 |  |  |  |  | 0.0005 | PROPORTION | 0.92915 | 0.0005 | PROPORTION | 0.37556 | 0.0005 | PROPORTION | 0.42618 | 0.0005 | PROPORTION | 0.48214 | 0.0005 | PROPORTION | 0.61265 | 0.0005 | PROPORTION | 1
0.0005 | PROPORTION | 1 | 0.0005 | 0.0287 |  |  |  |  | 0.0005 | PROPORTION | 0.92904 | 0.0005 | PROPORTION | 0.3753 | 0.0005 | PROPORTION | 0.42597 | 0.0005 | PROPORTION | 0.48199 | 0.0005 | PROPORTION | 0.61239 | 0.0005 | PROPORTION | 1
0.0005 | PROPORTION | 1 | 0.0005 | 0.0287 |  |  |  |  | 0.0005 | PROPORTION | 0.92904 | 0.0005 | PROPORTION | 0.37517 | 0.0005 | PROPORTION | 0.42582 | 0.0005 | PROPORTION | 0.48181 | 0.0005 | PROPORTION | 0.61213 | 0.0005 | PROPORTION | 1
0.0005 | PROPORTION | 1 | 0.0005 | 0.0287 |  |  |  |  | 0.0005 | PROPORTION | 0.92901 | 0.0005 | PROPORTION | 0.37517 | 0.0005 | PROPORTION | 0.4256 | 0.0005 | PROPORTION | 0.48161 | 0.0005 | PROPORTION | 0.61186 | 0.0005 | PROPORTION | 1
0.0005 | PROPORTION | 1 | 0.0005 | 0.0287 |  |  |  |  | 0.0005 | PROPORTION | 0.92899 | 0.0005 | PROPORTION | 0.37512 | 0.0005 | PROPORTION | 0.42545 | 0.0005 | PROPORTION | 0.48152 | 0.0005 | PROPORTION | 0.61162 | 0.0005 | PROPORTION | 1
0.0005 | PROPORTION | 1 | 0.0005 | 0.0287 |  |  |  |  | 0.0005 | PROPORTION | 0.92899 | 0.0005 | PROPORTION | 0.37497 | 0.0005 | PROPORTION | 0.42524 | 0.0005 | PROPORTION | 0.48139 | 0.0005 | PROPORTION | 0.61137 | 0.0005 | PROPORTION | 1
0.0005 | PROPORTION | 1 | 0.0005 | 0.0287 |  |  |  |  | 0.0005 | PROPORTION | 0.92899 | 0.0005 | PROPORTION | 0.37497 | 0.0005 | PROPORTION | 0.42507 | 0.0005 | PROPORTION | 0.48129 | 0.0005 | PROPORTION | 0.61108 | 0.0005 | PROPORTION | 1
0.0005 | PROPORTION | 1 | 0.0005 | 0.0287 |  |  |  |  | 0.0005 | PROPORTION | 0.92899 | 0.0005 | PROPORTION | 0.37489 | 0.0005 | PROPORTION | 0.4248 | 0.0005 | PROPORTION | 0.48117 | 0.0005 | PROPORTION | 0.61085 | 0.0005 | PROPORTION | 1
0.0005 | PROPORTION | 1 | 0.0005 | 0.0287 |  |  |  |  | 0.0005 | PROPORTION | 0.92899 | 0.0005 | PROPORTION | 0.37465 | 0.0005 | PROPORTION | 0.42461 | 0.0005 | PROPORTION | 0.48094 | 0.0005 | PROPORTION | 0.61055 | 0.0005 | PROPORTION | 1
0.0005 | PROPORTION | 1 | 0.0005 | 0.0287 |  |  |  |  | 0.0005 | PROPORTION | 0.92899 | 0.0005 | PROPORTION | 0.37461 | 0.0005 | PROPORTION | 0.42441 | 0.0005 | PROPORTION | 0.48086 | 0.0005 | PROPORTION | 0.61034 | 0.0005 | PROPORTION | 1
0.0005 | PROPORTION | 1 | 0.0005 | 0.0287 |  |  |  |  | 0.0005 | PROPORTION | 0.92899 | 0.0005 | PROPORTION | 0.37457 | 0.0005 | PROPORTION | 0.4242 | 0.0005 | PROPORTION | 0.48075 | 0.0005 | PROPORTION | 0.61002 | 0.0005 | PROPORTION | 1
0.0005 | PROPORTION | 1 | 0.0005 | 0.0287 |  |  |  |  | 0.0005 | PROPORTION | 0.92899 | 0.0005 | PROPORTION | 0.37452 | 0.0005 | PROPORTION | 0.424 | 0.0005 | PROPORTION | 0.48055 | 0.0005 | PROPORTION | 0.60982 | 0.0005 | PROPORTION | 1
0.0005 | PROPORTION | 1 | 0.0005 | 0.0287 |  |  |  |  | 0.0005 | PROPORTION | 0.92886 | 0.0005 | PROPORTION | 0.37433 | 0.0005 | PROPORTION | 0.42383 | 0.0005 | PROPORTION | 0.48042 | 0.0005 | PROPORTION | 0.60957 | 0.0005 | PROPORTION | 1
0.0005 | PROPORTION | 1 | 0.0005 | 0.0287 |  |  |  |  | 0.0005 | PROPORTION | 0.92886 | 0.0005 | PROPORTION | 0.37417 | 0.0005 | PROPORTION | 0.4236 | 0.0005 | PROPORTION | 0.48033 | 0.0005 | PROPORTION | 0.60921 | 0.0005 | PROPORTION | 1
0.0005 | PROPORTION | 1 | 0.0005 | 0.0287 |  |  |  |  | 0.0005 | PROPORTION | 0.92863 | 0.0005 | PROPORTION | 0.37417 | 0.0005 | PROPORTION | 0.4234 | 0.0005 | PROPORTION | 0.48013 | 0.0005 | PROPORTION | 0.609 | 0.0005 | PROPORTION | 1
0.0005 | PROPORTION | 1 | 0.0005 | 0.0287 |  |  |  |  | 0.0005 | PROPORTION | 0.92844 | 0.0005 | PROPORTION | 0.37417 | 0.0005 | PROPORTION | 0.42322 | 0.0005 | PROPORTION | 0.47999 | 0.0005 | PROPORTION | 0.6087 | 0.0005 | PROPORTION | 1
0.0005 | PROPORTION | 1 | 0.0005 | 0.0287 |  |  |  |  | 0.0005 | PROPORTION | 0.92834 | 0.0005 | PROPORTION | 0.37412 | 0.0005 | PROPORTION | 0.42308 | 0.0005 | PROPORTION | 0.47983 | 0.0005 | PROPORTION | 0.60853 | 0.0005 | PROPORTION | 1
0.0005 | PROPORTION | 1 | 0.0005 | 0.0287 |  |  |  |  | 0.0005 | PROPORTION | 0.9282 | 0.0005 | PROPORTION | 0.37408 | 0.0005 | PROPORTION | 0.42284 | 0.0005 | PROPORTION | 0.47969 | 0.0005 | PROPORTION | 0.60822 | 0.0005 | PROPORTION | 1
0.0005 | PROPORTION | 1 | 0.0005 | 0.0287 |  |  |  |  | 0.0005 | PROPORTION | 0.9282 | 0.0005 | PROPORTION | 0.37387 | 0.0005 | PROPORTION | 0.42263 | 0.0005 | PROPORTION | 0.47956 | 0.0005 | PROPORTION | 0.60794 | 0.0005 | PROPORTION | 1
0.0005 | PROPORTION | 1 | 0.0005 | 0.0287 |  |  |  |  | 0.0005 | PROPORTION | 0.92814 | 0.0005 | PROPORTION | 0.37364 | 0.0005 | PROPORTION | 0.42249 | 0.0005 | PROPORTION | 0.47942 | 0.0005 | PROPORTION | 0.60769 | 0.0005 | PROPORTION | 1
0.0005 | PROPORTION | 1 | 0.0005 | 0.0287 |  |  |  |  | 0.0005 | PROPORTION | 0.92803 | 0.0005 | PROPORTION | 0.3736 | 0.0005 | PROPORTION | 0.42225 | 0.0005 | PROPORTION | 0.47922 | 0.0005 | PROPORTION | 0.60749 | 0.0005 | PROPORTION | 1
0.0005 | PROPORTION | 1 | 0.0005 | 0.0287 |  |  |  |  | 0.0005 | PROPORTION | 0.92803 | 0.0005 | PROPORTION | 0.37353 | 0.0005 | PROPORTION | 0.42207 | 0.0005 | PROPORTION | 0.4791 | 0.0005 | PROPORTION | 0.60719 | 0.0005 | PROPORTION | 1
0.0005 | PROPORTION | 1 | 0.0005 | 0.0287 |  |  |  |  | 0.0005 | PROPORTION | 0.92803 | 0.0005 | PROPORTION | 0.37329 | 0.0005 | PROPORTION | 0.42179 | 0.0005 | PROPORTION | 0.47898 | 0.0005 | PROPORTION | 0.60694 | 0.0005 | PROPORTION | 1
0.0005 | PROPORTION | 1 | 0.0005 | 0.0287 |  |  |  |  | 0.0005 | PROPORTION | 0.92803 | 0.0005 | PROPORTION | 0.37329 | 0.0005 | PROPORTION | 0.42163 | 0.0005 | PROPORTION | 0.47878 | 0.0005 | PROPORTION | 0.60661 | 0.0005 | PROPORTION | 1
0.0005 | PROPORTION | 1 | 0.0005 | 0.0287 |  |  |  |  | 0.0005 | PROPORTION | 0.92803 | 0.0005 | PROPORTION | 0.37329 | 0.0005 | PROPORTION | 0.42145 | 0.0005 | PROPORTION | 0.47866 | 0.0005 | PROPORTION | 0.60647 | 0.0005 | PROPORTION | 1
0.0005 | PROPORTION | 1 | 0.0005 | 0.0287 |  |  |  |  | 0.0005 | PROPORTION | 0.92803 | 0.0005 | PROPORTION | 0.37324 | 0.0005 | PROPORTION | 0.42127 | 0.0005 | PROPORTION | 0.47853 | 0.0005 | PROPORTION | 0.60617 | 0.0005 | PROPORTION | 1
0.0005 | PROPORTION | 1 | 0.0005 | 0.0287 |  |  |  |  | 0.0005 | PROPORTION | 0.92799 | 0.0005 | PROPORTION | 0.37316 | 0.0005 | PROPORTION | 0.42104 | 0.0005 | PROPORTION | 0.47837 | 0.0005 | PROPORTION | 0.60593 | 0.0005 | PROPORTION | 1
0.0005 | PROPORTION | 1 | 0.0005 | 0.0287 |  |  |  |  | 0.0005 | PROPORTION | 0.9279 | 0.0005 | PROPORTION | 0.37311 | 0.0005 | PROPORTION | 0.42089 | 0.0005 | PROPORTION | 0.47822 | 0.0005 | PROPORTION | 0.60563 | 0.0005 | PROPORTION | 1
0.0005 | PROPORTION | 1 | 0.0005 | 0.0287 |  |  |  |  | 0.0005 | PROPORTION | 0.92779 | 0.0005 | PROPORTION | 0.37283 | 0.0005 | PROPORTION | 0.42069 | 0.0005 | PROPORTION | 0.47806 | 0.0005 | PROPORTION | 0.60541 | 0.0005 | PROPORTION | 1
0.0005 | PROPORTION | 1 | 0.0005 | 0.0287 |  |  |  |  | 0.0005 | PROPORTION | 0.92779 | 0.0005 | PROPORTION | 0.37269 | 0.0005 | PROPORTION | 0.42048 | 0.0005 | PROPORTION | 0.4779 | 0.0005 | PROPORTION | 0.60518 | 0.0005 | PROPORTION | 1
0.0005 | PROPORTION | 1 | 0.0005 | 0.0287 |  |  |  |  | 0.0005 | PROPORTION | 0.92779 | 0.0005 | PROPORTION | 0.37263 | 0.0005 | PROPORTION | 0.42029 | 0.0005 | PROPORTION | 0.47777 | 0.0005 | PROPORTION | 0.60495 | 0.0005 | PROPORTION | 1
0.0005 | PROPORTION | 1 | 0.0005 | 0.0287 |  |  |  |  | 0.0005 | PROPORTION | 0.92776 | 0.0005 | PROPORTION | 0.37263 | 0.0005 | PROPORTION | 0.42013 | 0.0005 | PROPORTION | 0.47761 | 0.0005 | PROPORTION | 0.60464 | 0.0005 | PROPORTION | 1
0.0005 | PROPORTION | 1 | 0.0005 | 0.0287 |  |  |  |  | 0.0005 | PROPORTION | 0.92769 | 0.0005 | PROPORTION | 0.37259 | 0.0005 | PROPORTION | 0.4199 | 0.0005 | PROPORTION | 0.47748 | 0.0005 | PROPORTION | 0.60435 | 0.0005 | PROPORTION | 1
0.0005 | PROPORTION | 1 | 0.0005 | 0.0287 |  |  |  |  | 0.0005 | PROPORTION | 0.92769 | 0.0005 | PROPORTION | 0.37238 | 0.0005 | PROPORTION | 0.41971 | 0.0005 | PROPORTION | 0.47728 | 0.0005 | PROPORTION | 0.60408 | 0.0005 | PROPORTION | 1
0.0005 | PROPORTION | 1 | 0.0005 | 0.0287 |  |  |  |  | 0.0005 | PROPORTION | 0.92769 | 0.0005 | PROPORTION | 0.37223 | 0.0005 | PROPORTION | 0.41948 | 0.0005 | PROPORTION | 0.47718 | 0.0005 | PROPORTION | 0.60382 | 0.0005 | PROPORTION | 1
0.0005 | PROPORTION | 1 | 0.0005 | 0.0287 |  |  |  |  | 0.0005 | PROPORTION | 0.92767 | 0.0005 | PROPORTION | 0.37223 | 0.0005 | PROPORTION | 0.4193 | 0.0005 | PROPORTION | 0.47702 | 0.0005 | PROPORTION | 0.6036 | 0.0005 | PROPORTION | 1
0.0005 | PROPORTION | 1 | 0.0005 | 0.0287 |  |  |  |  | 0.0005 | PROPORTION | 0.92758 | 0.0005 | PROPORTION | 0.37218 | 0.0005 | PROPORTION | 0.4191 | 0.0005 | PROPORTION | 0.47684 | 0.0005 | PROPORTION | 0.60334 | 0.0005 | PROPORTION | 1
0.0005 | PROPORTION | 1 | 0.0005 | 0.0287 |  |  |  |  | 0.0005 | PROPORTION | 0.92741 | 0.0005 | PROPORTION | 0.37196 | 0.0005 | PROPORTION | 0.41894 | 0.0005 | PROPORTION | 0.47673 | 0.0005 | PROPORTION | 0.60307 | 0.0005 | PROPORTION | 1
0.0005 | PROPORTION | 1 | 0.0005 | 0.0287 |  |  |  |  | 0.0005 | PROPORTION | 0.92741 | 0.0005 | PROPORTION | 0.37196 | 0.0005 | PROPORTION | 0.41871 | 0.0005 | PROPORTION | 0.47655 | 0.0005 | PROPORTION | 0.60275 | 0.0005 | PROPORTION | 1
0.0005 | PROPORTION | 1 | 0.0005 | 0.0287 |  |  |  |  | 0.0005 | PROPORTION | 0.92723 | 0.0005 | PROPORTION | 0.37187 | 0.0005 | PROPORTION | 0.41854 | 0.0005 | PROPORTION | 0.4764 | 0.0005 | PROPORTION | 0.60247 | 0.0005 | PROPORTION | 1
0.0005 | PROPORTION | 1 | 0.0005 | 0.0287 |  |  |  |  | 0.0005 | PROPORTION | 0.92723 | 0.0005 | PROPORTION | 0.37182 | 0.0005 | PROPORTION | 0.41833 | 0.0005 | PROPORTION | 0.47626 | 0.0005 | PROPORTION | 0.60225 | 0.0005 | PROPORTION | 1
0.0005 | PROPORTION | 1 | 0.0005 | 0.0287 |  |  |  |  | 0.0005 | PROPORTION | 0.92723 | 0.0005 | PROPORTION | 0.37176 | 0.0005 | PROPORTION | 0.41814 | 0.0005 | PROPORTION | 0.47608 | 0.0005 | PROPORTION | 0.60201 | 0.0005 | PROPORTION | 1
0.0005 | PROPORTION | 1 | 0.0005 | 0.0287 |  |  |  |  | 0.0005 | PROPORTION | 0.92723 | 0.0005 | PROPORTION | 0.37166 | 0.0005 | PROPORTION | 0.41797 | 0.0005 | PROPORTION | 0.47597 | 0.0005 | PROPORTION | 0.60172 | 0.0005 | PROPORTION | 1
0.0005 | PROPORTION | 1 | 0.0005 | 0.0287 |  |  |  |  | 0.0005 | PROPORTION | 0.92723 | 0.0005 | PROPORTION | 0.37159 | 0.0005 | PROPORTION | 0.41779 | 0.0005 | PROPORTION | 0.47584 | 0.0005 | PROPORTION | 0.60145 | 0.0005 | PROPORTION | 1
0.0005 | PROPORTION | 1 | 0.0005 | 0.0287 |  |  |  |  | 0.0005 | PROPORTION | 0.92723 | 0.0005 | PROPORTION | 0.37149 | 0.0005 | PROPORTION | 0.41755 | 0.0005 | PROPORTION | 0.47568 | 0.0005 | PROPORTION | 0.60114 | 0.0005 | PROPORTION | 1
0.0005 | PROPORTION | 1 | 0.0005 | 0.0287 |  |  |  |  | 0.0005 | PROPORTION | 0.92723 | 0.0005 | PROPORTION | 0.3714 | 0.0005 | PROPORTION | 0.41737 | 0.0005 | PROPORTION | 0.47547 | 0.0005 | PROPORTION | 0.60082 | 0.0005 | PROPORTION | 1
0.0005 | PROPORTION | 1 | 0.0005 | 0.0287 |  |  |  |  | 0.0005 | PROPORTION | 0.92723 | 0.0005 | PROPORTION | 0.3714 | 0.0005 | PROPORTION | 0.41718 | 0.0005 | PROPORTION | 0.47536 | 0.0005 | PROPORTION | 0.60057 | 0.0005 | PROPORTION | 1
0.0005 | PROPORTION | 1 | 0.0005 | 0.0287 |  |  |  |  | 0.0005 | PROPORTION | 0.92723 | 0.0005 | PROPORTION | 0.37124 | 0.0005 | PROPORTION | 0.41703 | 0.0005 | PROPORTION | 0.47522 | 0.0005 | PROPORTION | 0.60029 | 0.0005 | PROPORTION | 1
0.0005 | PROPORTION | 1 | 0.0005 | 0.0287 |  |  |  |  | 0.0005 | PROPORTION | 0.92723 | 0.0005 | PROPORTION | 0.37107 | 0.0005 | PROPORTION | 0.41683 | 0.0005 | PROPORTION | 0.4751 | 0.0005 | PROPORTION | 0.60001 | 0.0005 | PROPORTION | 1
0.0005 | PROPORTION | 1 | 0.0005 | 0.0287 |  |  |  |  | 0.0005 | PROPORTION | 0.92723 | 0.0005 | PROPORTION | 0.37095 | 0.0005 | PROPORTION | 0.41656 | 0.0005 | PROPORTION | 0.47496 | 0.0005 | PROPORTION | 0.59968 | 0.0005 | PROPORTION | 1
0.0005 | PROPORTION | 1 | 0.0005 | 0.0287 |  |  |  |  | 0.0005 | PROPORTION | 0.92723 | 0.0005 | PROPORTION | 0.37095 | 0.0005 | PROPORTION | 0.4164 | 0.0005 | PROPORTION | 0.47477 | 0.0005 | PROPORTION | 0.59942 | 0.0005 | PROPORTION | 1
0.0005 | PROPORTION | 1 | 0.0005 | 0.0287 |  |  |  |  | 0.0005 | PROPORTION | 0.92723 | 0.0005 | PROPORTION | 0.37095 | 0.0005 | PROPORTION | 0.41622 | 0.0005 | PROPORTION | 0.47465 | 0.0005 | PROPORTION | 0.59917 | 0.0005 | PROPORTION | 1
0.0005 | PROPORTION | 1 | 0.0005 | 0.0287 |  |  |  |  | 0.0005 | PROPORTION | 0.92723 | 0.0005 | PROPORTION | 0.37082 | 0.0005 | PROPORTION | 0.41603 | 0.0005 | PROPORTION | 0.47449 | 0.0005 | PROPORTION | 0.59886 | 0.0005 | PROPORTION | 1
0.0005 | PROPORTION | 1 | 0.0005 | 0.0287 |  |  |  |  | 0.0005 | PROPORTION | 0.92704 | 0.0005 | PROPORTION | 0.37064 | 0.0005 | PROPORTION | 0.41578 | 0.0005 | PROPORTION | 0.47432 | 0.0005 | PROPORTION | 0.59858 | 0.0005 | PROPORTION | 1
0.0005 | PROPORTION | 1 | 0.0005 | 0.0287 |  |  |  |  | 0.0005 | PROPORTION | 0.9268 | 0.0005 | PROPORTION | 0.3705 | 0.0005 | PROPORTION | 0.41557 | 0.0005 | PROPORTION | 0.47417 | 0.0005 | PROPORTION | 0.59836 | 0.0005 | PROPORTION | 1
0.0005 | PROPORTION | 1 | 0.0005 | 0.0287 |  |  |  |  | 0.0005 | PROPORTION | 0.92676 | 0.0005 | PROPORTION | 0.37035 | 0.0005 | PROPORTION | 0.41538 | 0.0005 | PROPORTION | 0.47401 | 0.0005 | PROPORTION | 0.59808 | 0.0005 | PROPORTION | 1
0.0005 | PROPORTION | 1 | 0.0005 | 0.0287 |  |  |  |  | 0.0005 | PROPORTION | 0.92676 | 0.0005 | PROPORTION | 0.37035 | 0.0005 | PROPORTION | 0.4152 | 0.0005 | PROPORTION | 0.47384 | 0.0005 | PROPORTION | 0.59781 | 0.0005 | PROPORTION | 1
0.0005 | PROPORTION | 1 | 0.0005 | 0.0287 |  |  |  |  | 0.0005 | PROPORTION | 0.92676 | 0.0005 | PROPORTION | 0.3703 | 0.0005 | PROPORTION | 0.41504 | 0.0005 | PROPORTION | 0.47369 | 0.0005 | PROPORTION | 0.59748 | 0.0005 | PROPORTION | 1
0.0005 | PROPORTION | 1 | 0.0005 | 0.0287 |  |  |  |  | 0.0005 | PROPORTION | 0.92676 | 0.0005 | PROPORTION | 0.37026 | 0.0005 | PROPORTION | 0.41482 | 0.0005 | PROPORTION | 0.47353 | 0.0005 | PROPORTION | 0.59727 | 0.0005 | PROPORTION | 1
0.0005 | PROPORTION | 1 | 0.0005 | 0.0287 |  |  |  |  | 0.0005 | PROPORTION | 0.92655 | 0.0005 | PROPORTION | 0.37005 | 0.0005 | PROPORTION | 0.41464 | 0.0005 | PROPORTION | 0.47337 | 0.0005 | PROPORTION | 0.59693 | 0.0005 | PROPORTION | 1
0.0005 | PROPORTION | 1 | 0.0005 | 0.0287 |  |  |  |  | 0.0005 | PROPORTION | 0.92647 | 0.0005 | PROPORTION | 0.36989 | 0.0005 | PROPORTION | 0.41444 | 0.0005 | PROPORTION | 0.47326 | 0.0005 | PROPORTION | 0.59667 | 0.0005 | PROPORTION | 1
0.0005 | PROPORTION | 1 | 0.0005 | 0.0287 |  |  |  |  | 0.0005 | PROPORTION | 0.92643 | 0.0005 | PROPORTION | 0.36982 | 0.0005 | PROPORTION | 0.41424 | 0.0005 | PROPORTION | 0.47307 | 0.0005 | PROPORTION | 0.59641 | 0.0005 | PROPORTION | 1
0.0005 | PROPORTION | 1 | 0.0005 | 0.0287 |  |  |  |  | 0.0005 | PROPORTION | 0.92643 | 0.0005 | PROPORTION | 0.36978 | 0.0005 | PROPORTION | 0.4141 | 0.0005 | PROPORTION | 0.47291 | 0.0005 | PROPORTION | 0.59613 | 0.0005 | PROPORTION | 1
0.0005 | PROPORTION | 1 | 0.0005 | 0.0287 |  |  |  |  | 0.0005 | PROPORTION | 0.9264 | 0.0005 | PROPORTION | 0.36974 | 0.0005 | PROPORTION | 0.41391 | 0.0005 | PROPORTION | 0.47272 | 0.0005 | PROPORTION | 0.59584 | 0.0005 | PROPORTION | 1
0.0005 | PROPORTION | 1 | 0.0005 | 0.0287 |  |  |  |  | 0.0005 | PROPORTION | 0.9264 | 0.0005 | PROPORTION | 0.3697 | 0.0005 | PROPORTION | 0.41371 | 0.0005 | PROPORTION | 0.47262 | 0.0005 | PROPORTION | 0.59554 | 0.0005 | PROPORTION | 1
0.0005 | PROPORTION | 1 | 0.0005 | 0.0287 |  |  |  |  | 0.0005 | PROPORTION | 0.9264 | 0.0005 | PROPORTION | 0.3695 | 0.0005 | PROPORTION | 0.41349 | 0.0005 | PROPORTION | 0.47249 | 0.0005 | PROPORTION | 0.59527 | 0.0005 | PROPORTION | 1
0.0005 | PROPORTION | 1 | 0.0005 | 0.0287 |  |  |  |  | 0.0005 | PROPORTION | 0.92629 | 0.0005 | PROPORTION | 0.36939 | 0.0005 | PROPORTION | 0.41329 | 0.0005 | PROPORTION | 0.47236 | 0.0005 | PROPORTION | 0.59497 | 0.0005 | PROPORTION | 1
0.0005 | PROPORTION | 1 | 0.0005 | 0.0287 |  |  |  |  | 0.0005 | PROPORTION | 0.92629 | 0.0005 | PROPORTION | 0.36928 | 0.0005 | PROPORTION | 0.41312 | 0.0005 | PROPORTION | 0.4722 | 0.0005 | PROPORTION | 0.59462 | 0.0005 | PROPORTION | 1
0.0005 | PROPORTION | 1 | 0.0005 | 0.0287 |  |  |  |  | 0.0005 | PROPORTION | 0.92624 | 0.0005 | PROPORTION | 0.36915 | 0.0005 | PROPORTION | 0.41291 | 0.0005 | PROPORTION | 0.47204 | 0.0005 | PROPORTION | 0.59439 | 0.0005 | PROPORTION | 1
0.0005 | PROPORTION | 1 | 0.0005 | 0.0287 |  |  |  |  | 0.0005 | PROPORTION | 0.92624 | 0.0005 | PROPORTION | 0.36915 | 0.0005 | PROPORTION | 0.41273 | 0.0005 | PROPORTION | 0.47183 | 0.0005 | PROPORTION | 0.59407 | 0.0005 | PROPORTION | 1
0.0005 | PROPORTION | 1 | 0.0005 | 0.0287 |  |  |  |  | 0.0005 | PROPORTION | 0.92615 | 0.0005 | PROPORTION | 0.36897 | 0.0005 | PROPORTION | 0.41254 | 0.0005 | PROPORTION | 0.47169 | 0.0005 | PROPORTION | 0.59378 | 0.0005 | PROPORTION | 1
0.0005 | PROPORTION | 1 | 0.0005 | 0.0287 |  |  |  |  | 0.0005 | PROPORTION | 0.92615 | 0.0005 | PROPORTION | 0.36893 | 0.0005 | PROPORTION | 0.41234 | 0.0005 | PROPORTION | 0.47153 | 0.0005 | PROPORTION | 0.59348 | 0.0005 | PROPORTION | 1
0.0005 | PROPORTION | 1 | 0.0005 | 0.0287 |  |  |  |  | 0.0005 | PROPORTION | 0.92615 | 0.0005 | PROPORTION | 0.36893 | 0.0005 | PROPORTION | 0.41216 | 0.0005 | PROPORTION | 0.4714 | 0.0005 | PROPORTION | 0.59321 | 0.0005 | PROPORTION | 1
0.0005 | PROPORTION | 1 | 0.0005 | 0.0287 |  |  |  |  | 0.0005 | PROPORTION | 0.92615 | 0.0005 | PROPORTION | 0.36889 | 0.0005 | PROPORTION | 0.41193 | 0.0005 | PROPORTION | 0.47125 | 0.0005 | PROPORTION | 0.59289 | 0.0005 | PROPORTION | 1
0.0005 | PROPORTION | 1 | 0.0005 | 0.0287 |  |  |  |  | 0.0005 | PROPORTION | 0.92615 | 0.0005 | PROPORTION | 0.3687 | 0.0005 | PROPORTION | 0.4117 | 0.0005 | PROPORTION | 0.47108 | 0.0005 | PROPORTION | 0.59263 | 0.0005 | PROPORTION | 1
0.0005 | PROPORTION | 1 | 0.0005 | 0.0287 |  |  |  |  | 0.0005 | PROPORTION | 0.92615 | 0.0005 | PROPORTION | 0.36862 | 0.0005 | PROPORTION | 0.41152 | 0.0005 | PROPORTION | 0.47091 | 0.0005 | PROPORTION | 0.59235 | 0.0005 | PROPORTION | 1
0.0005 | PROPORTION | 1 | 0.0005 | 0.0287 |  |  |  |  | 0.0005 | PROPORTION | 0.92615 | 0.0005 | PROPORTION | 0.3685 | 0.0005 | PROPORTION | 0.41132 | 0.0005 | PROPORTION | 0.47077 | 0.0005 | PROPORTION | 0.59205 | 0.0005 | PROPORTION | 1
0.0005 | PROPORTION | 1 | 0.0005 | 0.0287 |  |  |  |  | 0.0005 | PROPORTION | 0.92615 | 0.0005 | PROPORTION | 0.36843 | 0.0005 | PROPORTION | 0.41114 | 0.0005 | PROPORTION | 0.47056 | 0.0005 | PROPORTION | 0.59177 | 0.0005 | PROPORTION | 1
0.0005 | PROPORTION | 1 | 0.0005 | 0.0287 |  |  |  |  | 0.0005 | PROPORTION | 0.92615 | 0.0005 | PROPORTION | 0.36843 | 0.0005 | PROPORTION | 0.41092 | 0.0005 | PROPORTION | 0.47043 | 0.0005 | PROPORTION | 0.59147 | 0.0005 | PROPORTION | 1
0.0005 | PROPORTION | 1 | 0.0005 | 0.0287 |  |  |  |  | 0.0005 | PROPORTION | 0.92581 | 0.0005 | PROPORTION | 0.36835 | 0.0005 | PROPORTION | 0.41074 | 0.0005 | PROPORTION | 0.47028 | 0.0005 | PROPORTION | 0.59118 | 0.0005 | PROPORTION | 1
0.0005 | PROPORTION | 1 | 0.0005 | 0.0287 |  |  |  |  | 0.0005 | PROPORTION | 0.92573 | 0.0005 | PROPORTION | 0.36818 | 0.0005 | PROPORTION | 0.41057 | 0.0005 | PROPORTION | 0.47015 | 0.0005 | PROPORTION | 0.59088 | 0.0005 | PROPORTION | 1
0.0005 | PROPORTION | 1 | 0.0005 | 0.0287 |  |  |  |  | 0.0005 | PROPORTION | 0.92564 | 0.0005 | PROPORTION | 0.36818 | 0.0005 | PROPORTION | 0.41041 | 0.0005 | PROPORTION | 0.47002 | 0.0005 | PROPORTION | 0.59059 | 0.0005 | PROPORTION | 1
0.0005 | PROPORTION | 1 | 0.0005 | 0.0287 |  |  |  |  | 0.0005 | PROPORTION | 0.92564 | 0.0005 | PROPORTION | 0.36811 | 0.0005 | PROPORTION | 0.41017 | 0.0005 | PROPORTION | 0.46983 | 0.0005 | PROPORTION | 0.5903 | 0.0005 | PROPORTION | 1
0.0005 | PROPORTION | 1 | 0.0005 | 0.0287 |  |  |  |  | 0.0005 | PROPORTION | 0.92564 | 0.0005 | PROPORTION | 0.36787 | 0.0005 | PROPORTION | 0.40999 | 0.0005 | PROPORTION | 0.46968 | 0.0005 | PROPORTION | 0.59004 | 0.0005 | PROPORTION | 1
0.0005 | PROPORTION | 1 | 0.0005 | 0.0287 |  |  |  |  | 0.0005 | PROPORTION | 0.92564 | 0.0005 | PROPORTION | 0.36782 | 0.0005 | PROPORTION | 0.40973 | 0.0005 | PROPORTION | 0.4695 | 0.0005 | PROPORTION | 0.58976 | 0.0005 | PROPORTION | 1
0.0005 | PROPORTION | 1 | 0.0005 | 0.0287 |  |  |  |  | 0.0005 | PROPORTION | 0.92564 | 0.0005 | PROPORTION | 0.36773 | 0.0005 | PROPORTION | 0.40957 | 0.0005 | PROPORTION | 0.46936 | 0.0005 | PROPORTION | 0.58949 | 0.0005 | PROPORTION | 1
0.0005 | PROPORTION | 1 | 0.0005 | 0.0287 |  |  |  |  | 0.0005 | PROPORTION | 0.92564 | 0.0005 | PROPORTION | 0.3676 | 0.0005 | PROPORTION | 0.40937 | 0.0005 | PROPORTION | 0.46922 | 0.0005 | PROPORTION | 0.58921 | 0.0005 | PROPORTION | 1
0.0005 | PROPORTION | 1 | 0.0005 | 0.0287 |  |  |  |  | 0.0005 | PROPORTION | 0.92564 | 0.0005 | PROPORTION | 0.36745 | 0.0005 | PROPORTION | 0.40914 | 0.0005 | PROPORTION | 0.46903 | 0.0005 | PROPORTION | 0.58887 | 0.0005 | PROPORTION | 1
0.0005 | PROPORTION | 1 | 0.0005 | 0.0287 |  |  |  |  | 0.0005 | PROPORTION | 0.92564 | 0.0005 | PROPORTION | 0.3674 | 0.0005 | PROPORTION | 0.40893 | 0.0005 | PROPORTION | 0.46888 | 0.0005 | PROPORTION | 0.5886 | 0.0005 | PROPORTION | 1
0.0005 | PROPORTION | 1 | 0.0005 | 0.0287 |  |  |  |  | 0.0005 | PROPORTION | 0.92564 | 0.0005 | PROPORTION | 0.36731 | 0.0005 | PROPORTION | 0.40875 | 0.0005 | PROPORTION | 0.4687 | 0.0005 | PROPORTION | 0.58834 | 0.0005 | PROPORTION | 1
0.0005 | PROPORTION | 1 | 0.0005 | 0.0287 |  |  |  |  | 0.0005 | PROPORTION | 0.9254 | 0.0005 | PROPORTION | 0.36715 | 0.0005 | PROPORTION | 0.40854 | 0.0005 | PROPORTION | 0.46856 | 0.0005 | PROPORTION | 0.58797 | 0.0005 | PROPORTION | 1
0.0005 | PROPORTION | 1 | 0.0005 | 0.0287 |  |  |  |  | 0.0005 | PROPORTION | 0.92529 | 0.0005 | PROPORTION | 0.36715 | 0.0005 | PROPORTION | 0.40836 | 0.0005 | PROPORTION | 0.4684 | 0.0005 | PROPORTION | 0.58766 | 0.0005 | PROPORTION | 1
0.0005 | PROPORTION | 1 | 0.0005 | 0.0287 |  |  |  |  | 0.0005 | PROPORTION | 0.9251 | 0.0005 | PROPORTION | 0.36711 | 0.0005 | PROPORTION | 0.40816 | 0.0005 | PROPORTION | 0.46825 | 0.0005 | PROPORTION | 0.58739 | 0.0005 | PROPORTION | 1
0.0005 | PROPORTION | 1 | 0.0005 | 0.0287 |  |  |  |  | 0.0005 | PROPORTION | 0.92481 | 0.0005 | PROPORTION | 0.36691 | 0.0005 | PROPORTION | 0.40798 | 0.0005 | PROPORTION | 0.46807 | 0.0005 | PROPORTION | 0.58714 | 0.0005 | PROPORTION | 1
0.0005 | PROPORTION | 1 | 0.0005 | 0.0287 |  |  |  |  | 0.0005 | PROPORTION | 0.92481 | 0.0005 | PROPORTION | 0.36678 | 0.0005 | PROPORTION | 0.40782 | 0.0005 | PROPORTION | 0.4679 | 0.0005 | PROPORTION | 0.58683 | 0.0005 | PROPORTION | 1
0.0005 | PROPORTION | 1 | 0.0005 | 0.0287 |  |  |  |  | 0.0005 | PROPORTION | 0.92466 | 0.0005 | PROPORTION | 0.36678 | 0.0005 | PROPORTION | 0.40765 | 0.0005 | PROPORTION | 0.46778 | 0.0005 | PROPORTION | 0.58656 | 0.0005 | PROPORTION | 1
0.0005 | PROPORTION | 1 | 0.0005 | 0.0287 |  |  |  |  | 0.0005 | PROPORTION | 0.92464 | 0.0005 | PROPORTION | 0.3667 | 0.0005 | PROPORTION | 0.40746 | 0.0005 | PROPORTION | 0.46763 | 0.0005 | PROPORTION | 0.58633 | 0.0005 | PROPORTION | 1
0.0005 | PROPORTION | 1 | 0.0005 | 0.0287 |  |  |  |  | 0.0005 | PROPORTION | 0.9244 | 0.0005 | PROPORTION | 0.36665 | 0.0005 | PROPORTION | 0.40729 | 0.0005 | PROPORTION | 0.46744 | 0.0005 | PROPORTION | 0.58593 | 0.0005 | PROPORTION | 1
0.0005 | PROPORTION | 1 | 0.0005 | 0.0287 |  |  |  |  | 0.0005 | PROPORTION | 0.92409 | 0.0005 | PROPORTION | 0.36665 | 0.0005 | PROPORTION | 0.40709 | 0.0005 | PROPORTION | 0.46727 | 0.0005 | PROPORTION | 0.58568 | 0.0005 | PROPORTION | 1
0.0005 | PROPORTION | 1 | 0.0005 | 0.0287 |  |  |  |  | 0.0005 | PROPORTION | 0.92409 | 0.0005 | PROPORTION | 0.36653 | 0.0005 | PROPORTION | 0.40686 | 0.0005 | PROPORTION | 0.46711 | 0.0005 | PROPORTION | 0.58539 | 0.0005 | PROPORTION | 1
0.0005 | PROPORTION | 1 | 0.0005 | 0.0287 |  |  |  |  | 0.0005 | PROPORTION | 0.92408 | 0.0005 | PROPORTION | 0.3664 | 0.0005 | PROPORTION | 0.40662 | 0.0005 | PROPORTION | 0.46697 | 0.0005 | PROPORTION | 0.58504 | 0.0005 | PROPORTION | 1
0.0005 | PROPORTION | 1 | 0.0005 | 0.0287 |  |  |  |  | 0.0005 | PROPORTION | 0.92408 | 0.0005 | PROPORTION | 0.3663 | 0.0005 | PROPORTION | 0.40642 | 0.0005 | PROPORTION | 0.46683 | 0.0005 | PROPORTION | 0.58475 | 0.0005 | PROPORTION | 1
0.0005 | PROPORTION | 1 | 0.0005 | 0.0287 |  |  |  |  | 0.0005 | PROPORTION | 0.92408 | 0.0005 | PROPORTION | 0.36622 | 0.0005 | PROPORTION | 0.40624 | 0.0005 | PROPORTION | 0.46664 | 0.0005 | PROPORTION | 0.58446 | 0.0005 | PROPORTION | 1
0.0005 | PROPORTION | 1 | 0.0005 | 0.0287 |  |  |  |  | 0.0005 | PROPORTION | 0.92408 | 0.0005 | PROPORTION | 0.3661 | 0.0005 | PROPORTION | 0.40604 | 0.0005 | PROPORTION | 0.46643 | 0.0005 | PROPORTION | 0.58417 | 0.0005 | PROPORTION | 1
0.0005 | PROPORTION | 1 | 0.0005 | 0.0287 |  |  |  |  | 0.0005 | PROPORTION | 0.92387 | 0.0005 | PROPORTION | 0.36602 | 0.0005 | PROPORTION | 0.40582 | 0.0005 | PROPORTION | 0.46626 | 0.0005 | PROPORTION | 0.58391 | 0.0005 | PROPORTION | 1
0.0005 | PROPORTION | 1 | 0.0005 | 0.0287 |  |  |  |  | 0.0005 | PROPORTION | 0.92387 | 0.0005 | PROPORTION | 0.36589 | 0.0005 | PROPORTION | 0.40565 | 0.0005 | PROPORTION | 0.46607 | 0.0005 | PROPORTION | 0.58353 | 0.0005 | PROPORTION | 1
0.0005 | PROPORTION | 1 | 0.0005 | 0.0287 |  |  |  |  | 0.0005 | PROPORTION | 0.92387 | 0.0005 | PROPORTION | 0.36563 | 0.0005 | PROPORTION | 0.40544 | 0.0005 | PROPORTION | 0.46595 | 0.0005 | PROPORTION | 0.58325 | 0.0005 | PROPORTION | 1
0.0005 | PROPORTION | 1 | 0.0005 | 0.0287 |  |  |  |  | 0.0005 | PROPORTION | 0.92387 | 0.0005 | PROPORTION | 0.36563 | 0.0005 | PROPORTION | 0.40525 | 0.0005 | PROPORTION | 0.46573 | 0.0005 | PROPORTION | 0.58294 | 0.0005 | PROPORTION | 1
0.0005 | PROPORTION | 1 | 0.0005 | 0.0287 |  |  |  |  | 0.0005 | PROPORTION | 0.92387 | 0.0005 | PROPORTION | 0.36559 | 0.0005 | PROPORTION | 0.40507 | 0.0005 | PROPORTION | 0.4656 | 0.0005 | PROPORTION | 0.58269 | 0.0005 | PROPORTION | 1
0.0005 | PROPORTION | 1 | 0.0005 | 0.0287 |  |  |  |  | 0.0005 | PROPORTION | 0.92379 | 0.0005 | PROPORTION | 0.36555 | 0.0005 | PROPORTION | 0.4049 | 0.0005 | PROPORTION | 0.46546 | 0.0005 | PROPORTION | 0.58236 | 0.0005 | PROPORTION | 1
0.0005 | PROPORTION | 1 | 0.0005 | 0.0287 |  |  |  |  | 0.0005 | PROPORTION | 0.92379 | 0.0005 | PROPORTION | 0.36547 | 0.0005 | PROPORTION | 0.40468 | 0.0005 | PROPORTION | 0.46527 | 0.0005 | PROPORTION | 0.58206 | 0.0005 | PROPORTION | 1
0.0005 | PROPORTION | 1 | 0.0005 | 0.0287 |  |  |  |  | 0.0005 | PROPORTION | 0.92379 | 0.0005 | PROPORTION | 0.36543 | 0.0005 | PROPORTION | 0.40452 | 0.0005 | PROPORTION | 0.46513 | 0.0005 | PROPORTION | 0.58174 | 0.0005 | PROPORTION | 1
0.0005 | PROPORTION | 1 | 0.0005 | 0.0287 |  |  |  |  | 0.0005 | PROPORTION | 0.9237 | 0.0005 | PROPORTION | 0.36533 | 0.0005 | PROPORTION | 0.40435 | 0.0005 | PROPORTION | 0.46494 | 0.0005 | PROPORTION | 0.58141 | 0.0005 | PROPORTION | 1
0.0005 | PROPORTION | 1 | 0.0005 | 0.0287 |  |  |  |  | 0.0005 | PROPORTION | 0.92367 | 0.0005 | PROPORTION | 0.3651 | 0.0005 | PROPORTION | 0.40417 | 0.0005 | PROPORTION | 0.46477 | 0.0005 | PROPORTION | 0.58113 | 0.0005 | PROPORTION | 1
0.0005 | PROPORTION | 1 | 0.0005 | 0.0287 |  |  |  |  | 0.0005 | PROPORTION | 0.9235 | 0.0005 | PROPORTION | 0.36501 | 0.0005 | PROPORTION | 0.40389 | 0.0005 | PROPORTION | 0.46464 | 0.0005 | PROPORTION | 0.58088 | 0.0005 | PROPORTION | 1
0.0005 | PROPORTION | 1 | 0.0005 | 0.0287 |  |  |  |  | 0.0005 | PROPORTION | 0.92343 | 0.0005 | PROPORTION | 0.36497 | 0.0005 | PROPORTION | 0.40374 | 0.0005 | PROPORTION | 0.46445 | 0.0005 | PROPORTION | 0.58056 | 0.0005 | PROPORTION | 1
0.0005 | PROPORTION | 1 | 0.0005 | 0.0287 |  |  |  |  | 0.0005 | PROPORTION | 0.92343 | 0.0005 | PROPORTION | 0.36489 | 0.0005 | PROPORTION | 0.40354 | 0.0005 | PROPORTION | 0.46427 | 0.0005 | PROPORTION | 0.58023 | 0.0005 | PROPORTION | 1
0.0005 | PROPORTION | 1 | 0.0005 | 0.0287 |  |  |  |  | 0.0005 | PROPORTION | 0.92312 | 0.0005 | PROPORTION | 0.3648 | 0.0005 | PROPORTION | 0.40335 | 0.0005 | PROPORTION | 0.46414 | 0.0005 | PROPORTION | 0.57999 | 0.0005 | PROPORTION | 1
0.0005 | PROPORTION | 1 | 0.0005 | 0.0287 |  |  |  |  | 0.0005 | PROPORTION | 0.92307 | 0.0005 | PROPORTION | 0.3648 | 0.0005 | PROPORTION | 0.40314 | 0.0005 | PROPORTION | 0.46391 | 0.0005 | PROPORTION | 0.57963 | 0.0005 | PROPORTION | 1
0.0005 | PROPORTION | 1 | 0.0005 | 0.0287 |  |  |  |  | 0.0005 | PROPORTION | 0.92294 | 0.0005 | PROPORTION | 0.36468 | 0.0005 | PROPORTION | 0.4029 | 0.0005 | PROPORTION | 0.46378 | 0.0005 | PROPORTION | 0.57937 | 0.0005 | PROPORTION | 1
0.0005 | PROPORTION | 1 | 0.0005 | 0.0287 |  |  |  |  | 0.0005 | PROPORTION | 0.92284 | 0.0005 | PROPORTION | 0.36456 | 0.0005 | PROPORTION | 0.40274 | 0.0005 | PROPORTION | 0.46363 | 0.0005 | PROPORTION | 0.57905 | 0.0005 | PROPORTION | 1
0.0005 | PROPORTION | 1 | 0.0005 | 0.0287 |  |  |  |  | 0.0005 | PROPORTION | 0.92284 | 0.0005 | PROPORTION | 0.3644 | 0.0005 | PROPORTION | 0.40259 | 0.0005 | PROPORTION | 0.46348 | 0.0005 | PROPORTION | 0.57874 | 0.0005 | PROPORTION | 1
0.0005 | PROPORTION | 1 | 0.0005 | 0.0287 |  |  |  |  | 0.0005 | PROPORTION | 0.9226 | 0.0005 | PROPORTION | 0.3644 | 0.0005 | PROPORTION | 0.4024 | 0.0005 | PROPORTION | 0.46329 | 0.0005 | PROPORTION | 0.57839 | 0.0005 | PROPORTION | 1
0.0005 | PROPORTION | 1 | 0.0005 | 0.0287 |  |  |  |  | 0.0005 | PROPORTION | 0.92244 | 0.0005 | PROPORTION | 0.3644 | 0.0005 | PROPORTION | 0.40222 | 0.0005 | PROPORTION | 0.46319 | 0.0005 | PROPORTION | 0.57809 | 0.0005 | PROPORTION | 1
0.0005 | PROPORTION | 1 | 0.0005 | 0.0287 |  |  |  |  | 0.0005 | PROPORTION | 0.92218 | 0.0005 | PROPORTION | 0.36425 | 0.0005 | PROPORTION | 0.40201 | 0.0005 | PROPORTION | 0.463 | 0.0005 | PROPORTION | 0.57784 | 0.0005 | PROPORTION | 1
0.0005 | PROPORTION | 1 | 0.0005 | 0.0287 |  |  |  |  | 0.0005 | PROPORTION | 0.92216 | 0.0005 | PROPORTION | 0.36407 | 0.0005 | PROPORTION | 0.40178 | 0.0005 | PROPORTION | 0.46275 | 0.0005 | PROPORTION | 0.57747 | 0.0005 | PROPORTION | 1
0.0005 | PROPORTION | 1 | 0.0005 | 0.0287 |  |  |  |  | 0.0005 | PROPORTION | 0.92212 | 0.0005 | PROPORTION | 0.36395 | 0.0005 | PROPORTION | 0.40164 | 0.0005 | PROPORTION | 0.46252 | 0.0005 | PROPORTION | 0.57725 | 0.0005 | PROPORTION | 1
0.0005 | PROPORTION | 1 | 0.0005 | 0.0287 |  |  |  |  | 0.0005 | PROPORTION | 0.92212 | 0.0005 | PROPORTION | 0.3639 | 0.0005 | PROPORTION | 0.40142 | 0.0005 | PROPORTION | 0.46232 | 0.0005 | PROPORTION | 0.57686 | 0.0005 | PROPORTION | 1
0.0005 | PROPORTION | 1 | 0.0005 | 0.0287 |  |  |  |  | 0.0005 | PROPORTION | 0.922 | 0.0005 | PROPORTION | 0.36384 | 0.0005 | PROPORTION | 0.40121 | 0.0005 | PROPORTION | 0.46223 | 0.0005 | PROPORTION | 0.57657 | 0.0005 | PROPORTION | 1
0.0005 | PROPORTION | 1 | 0.0005 | 0.0287 |  |  |  |  | 0.0005 | PROPORTION | 0.922 | 0.0005 | PROPORTION | 0.36384 | 0.0005 | PROPORTION | 0.40102 | 0.0005 | PROPORTION | 0.46211 | 0.0005 | PROPORTION | 0.57626 | 0.0005 | PROPORTION | 1
0.0005 | PROPORTION | 1 | 0.0005 | 0.0287 |  |  |  |  | 0.0005 | PROPORTION | 0.92193 | 0.0005 | PROPORTION | 0.36376 | 0.0005 | PROPORTION | 0.40083 | 0.0005 | PROPORTION | 0.46188 | 0.0005 | PROPORTION | 0.57596 | 0.0005 | PROPORTION | 1
0.0005 | PROPORTION | 1 | 0.0005 | 0.0287 |  |  |  |  | 0.0005 | PROPORTION | 0.92193 | 0.0005 | PROPORTION | 0.36346 | 0.0005 | PROPORTION | 0.40065 | 0.0005 | PROPORTION | 0.46176 | 0.0005 | PROPORTION | 0.57564 | 0.0005 | PROPORTION | 1
0.0005 | PROPORTION | 1 | 0.0005 | 0.0287 |  |  |  |  | 0.0005 | PROPORTION | 0.92193 | 0.0005 | PROPORTION | 0.36339 | 0.0005 | PROPORTION | 0.40045 | 0.0005 | PROPORTION | 0.46152 | 0.0005 | PROPORTION | 0.57533 | 0.0005 | PROPORTION | 1
0.0005 | PROPORTION | 1 | 0.0005 | 0.0287 |  |  |  |  | 0.0005 | PROPORTION | 0.92193 | 0.0005 | PROPORTION | 0.36334 | 0.0005 | PROPORTION | 0.40024 | 0.0005 | PROPORTION | 0.4614 | 0.0005 | PROPORTION | 0.57507 | 0.0005 | PROPORTION | 1
0.0005 | PROPORTION | 1 | 0.0005 | 0.0287 |  |  |  |  | 0.0005 | PROPORTION | 0.92193 | 0.0005 | PROPORTION | 0.36334 | 0.0005 | PROPORTION | 0.40008 | 0.0005 | PROPORTION | 0.4612 | 0.0005 | PROPORTION | 0.57473 | 0.0005 | PROPORTION | 1
0.0005 | PROPORTION | 1 | 0.0005 | 0.0287 |  |  |  |  | 0.0005 | PROPORTION | 0.92193 | 0.0005 | PROPORTION | 0.36325 | 0.0005 | PROPORTION | 0.39985 | 0.0005 | PROPORTION | 0.46103 | 0.0005 | PROPORTION | 0.57442 | 0.0005 | PROPORTION | 1
0.0005 | PROPORTION | 1 | 0.0005 | 0.0287 |  |  |  |  | 0.0005 | PROPORTION | 0.92193 | 0.0005 | PROPORTION | 0.36313 | 0.0005 | PROPORTION | 0.3997 | 0.0005 | PROPORTION | 0.46083 | 0.0005 | PROPORTION | 0.57409 | 0.0005 | PROPORTION | 1
0.0005 | PROPORTION | 1 | 0.0005 | 0.0287 |  |  |  |  | 0.0005 | PROPORTION | 0.92193 | 0.0005 | PROPORTION | 0.36305 | 0.0005 | PROPORTION | 0.39948 | 0.0005 | PROPORTION | 0.46066 | 0.0005 | PROPORTION | 0.57381 | 0.0005 | PROPORTION | 1
0.0005 | PROPORTION | 1 | 0.0005 | 0.0287 |  |  |  |  | 0.0005 | PROPORTION | 0.92186 | 0.0005 | PROPORTION | 0.36293 | 0.0005 | PROPORTION | 0.39926 | 0.0005 | PROPORTION | 0.46051 | 0.0005 | PROPORTION | 0.57348 | 0.0005 | PROPORTION | 1
0.0005 | PROPORTION | 1 | 0.0005 | 0.0287 |  |  |  |  | 0.0005 | PROPORTION | 0.92185 | 0.0005 | PROPORTION | 0.36283 | 0.0005 | PROPORTION | 0.39904 | 0.0005 | PROPORTION | 0.4603 | 0.0005 | PROPORTION | 0.5732 | 0.0005 | PROPORTION | 1
0.0005 | PROPORTION | 1 | 0.0005 | 0.0287 |  |  |  |  | 0.0005 | PROPORTION | 0.92184 | 0.0005 | PROPORTION | 0.36269 | 0.0005 | PROPORTION | 0.39883 | 0.0005 | PROPORTION | 0.4601 | 0.0005 | PROPORTION | 0.57285 | 0.0005 | PROPORTION | 1
0.0005 | PROPORTION | 1 | 0.0005 | 0.0287 |  |  |  |  | 0.0005 | PROPORTION | 0.92182 | 0.0005 | PROPORTION | 0.36258 | 0.0005 | PROPORTION | 0.39868 | 0.0005 | PROPORTION | 0.45993 | 0.0005 | PROPORTION | 0.57259 | 0.0005 | PROPORTION | 1
0.0005 | PROPORTION | 1 | 0.0005 | 0.0287 |  |  |  |  | 0.0005 | PROPORTION | 0.92171 | 0.0005 | PROPORTION | 0.36253 | 0.0005 | PROPORTION | 0.39847 | 0.0005 | PROPORTION | 0.45967 | 0.0005 | PROPORTION | 0.57227 | 0.0005 | PROPORTION | 1
0.0005 | PROPORTION | 1 | 0.0005 | 0.0287 |  |  |  |  | 0.0005 | PROPORTION | 0.92171 | 0.0005 | PROPORTION | 0.36234 | 0.0005 | PROPORTION | 0.39831 | 0.0005 | PROPORTION | 0.4595 | 0.0005 | PROPORTION | 0.57193 | 0.0005 | PROPORTION | 1
0.0005 | PROPORTION | 1 | 0.0005 | 0.0287 |  |  |  |  | 0.0005 | PROPORTION | 0.92171 | 0.0005 | PROPORTION | 0.36229 | 0.0005 | PROPORTION | 0.39806 | 0.0005 | PROPORTION | 0.45939 | 0.0005 | PROPORTION | 0.57163 | 0.0005 | PROPORTION | 1
0.0005 | PROPORTION | 1 | 0.0005 | 0.0287 |  |  |  |  | 0.0005 | PROPORTION | 0.92171 | 0.0005 | PROPORTION | 0.36217 | 0.0005 | PROPORTION | 0.39783 | 0.0005 | PROPORTION | 0.45916 | 0.0005 | PROPORTION | 0.57137 | 0.0005 | PROPORTION | 1
0.0005 | PROPORTION | 1 | 0.0005 | 0.0287 |  |  |  |  | 0.0005 | PROPORTION | 0.92157 | 0.0005 | PROPORTION | 0.36208 | 0.0005 | PROPORTION | 0.39768 | 0.0005 | PROPORTION | 0.45903 | 0.0005 | PROPORTION | 0.57103 | 0.0005 | PROPORTION | 1
0.0005 | PROPORTION | 1 | 0.0005 | 0.0287 |  |  |  |  | 0.0005 | PROPORTION | 0.92144 | 0.0005 | PROPORTION | 0.36208 | 0.0005 | PROPORTION | 0.39755 | 0.0005 | PROPORTION | 0.45885 | 0.0005 | PROPORTION | 0.57067 | 0.0005 | PROPORTION | 1
0.0005 | PROPORTION | 1 | 0.0005 | 0.0287 |  |  |  |  | 0.0005 | PROPORTION | 0.92144 | 0.0005 | PROPORTION | 0.36193 | 0.0005 | PROPORTION | 0.3973 | 0.0005 | PROPORTION | 0.45866 | 0.0005 | PROPORTION | 0.57038 | 0.0005 | PROPORTION | 1
0.0005 | PROPORTION | 1 | 0.0005 | 0.0287 |  |  |  |  | 0.0005 | PROPORTION | 0.92101 | 0.0005 | PROPORTION | 0.36193 | 0.0005 | PROPORTION | 0.39709 | 0.0005 | PROPORTION | 0.45843 | 0.0005 | PROPORTION | 0.57005 | 0.0005 | PROPORTION | 1
0.0005 | PROPORTION | 1 | 0.0005 | 0.0287 |  |  |  |  | 0.0005 | PROPORTION | 0.91994 | 0.0005 | PROPORTION | 0.36182 | 0.0005 | PROPORTION | 0.3969 | 0.0005 | PROPORTION | 0.45825 | 0.0005 | PROPORTION | 0.56981 | 0.0005 | PROPORTION | 1
0.0005 | PROPORTION | 1 | 0.0005 | 0.0287 |  |  |  |  | 0.0005 | PROPORTION | 0.91987 | 0.0005 | PROPORTION | 0.36176 | 0.0005 | PROPORTION | 0.39674 | 0.0005 | PROPORTION | 0.45809 | 0.0005 | PROPORTION | 0.56946 | 0.0005 | PROPORTION | 1
0.0005 | PROPORTION | 1 | 0.0005 | 0.0287 |  |  |  |  | 0.0005 | PROPORTION | 0.91987 | 0.0005 | PROPORTION | 0.36165 | 0.0005 | PROPORTION | 0.39653 | 0.0005 | PROPORTION | 0.45792 | 0.0005 | PROPORTION | 0.56919 | 0.0005 | PROPORTION | 1
0.0005 | PROPORTION | 1 | 0.0005 | 0.0287 |  |  |  |  | 0.0005 | PROPORTION | 0.91987 | 0.0005 | PROPORTION | 0.36148 | 0.0005 | PROPORTION | 0.39636 | 0.0005 | PROPORTION | 0.4577 | 0.0005 | PROPORTION | 0.56887 | 0.0005 | PROPORTION | 1
0.0005 | PROPORTION | 1 | 0.0005 | 0.0287 |  |  |  |  | 0.0005 | PROPORTION | 0.91987 | 0.0005 | PROPORTION | 0.3613 | 0.0005 | PROPORTION | 0.3961 | 0.0005 | PROPORTION | 0.45749 | 0.0005 | PROPORTION | 0.56849 | 0.0005 | PROPORTION | 1
0.0005 | PROPORTION | 1 | 0.0005 | 0.0287 |  |  |  |  | 0.0005 | PROPORTION | 0.91987 | 0.0005 | PROPORTION | 0.3613 | 0.0005 | PROPORTION | 0.39592 | 0.0005 | PROPORTION | 0.45729 | 0.0005 | PROPORTION | 0.56817 | 0.0005 | PROPORTION | 1
0.0005 | PROPORTION | 1 | 0.0005 | 0.0287 |  |  |  |  | 0.0005 | PROPORTION | 0.91987 | 0.0005 | PROPORTION | 0.36121 | 0.0005 | PROPORTION | 0.39574 | 0.0005 | PROPORTION | 0.45716 | 0.0005 | PROPORTION | 0.56788 | 0.0005 | PROPORTION | 1
0.0005 | PROPORTION | 1 | 0.0005 | 0.0287 |  |  |  |  | 0.0005 | PROPORTION | 0.91984 | 0.0005 | PROPORTION | 0.36109 | 0.0005 | PROPORTION | 0.3955 | 0.0005 | PROPORTION | 0.45696 | 0.0005 | PROPORTION | 0.56755 | 0.0005 | PROPORTION | 1
0.0005 | PROPORTION | 1 | 0.0005 | 0.0287 |  |  |  |  | 0.0005 | PROPORTION | 0.91978 | 0.0005 | PROPORTION | 0.36105 | 0.0005 | PROPORTION | 0.39528 | 0.0005 | PROPORTION | 0.45673 | 0.0005 | PROPORTION | 0.56727 | 0.0005 | PROPORTION | 1
0.0005 | PROPORTION | 1 | 0.0005 | 0.0287 |  |  |  |  | 0.0005 | PROPORTION | 0.91978 | 0.0005 | PROPORTION | 0.36086 | 0.0005 | PROPORTION | 0.39513 | 0.0005 | PROPORTION | 0.45655 | 0.0005 | PROPORTION | 0.56696 | 0.0005 | PROPORTION | 1
0.0005 | PROPORTION | 1 | 0.0005 | 0.0287 |  |  |  |  | 0.0005 | PROPORTION | 0.91969 | 0.0005 | PROPORTION | 0.36079 | 0.0005 | PROPORTION | 0.39488 | 0.0005 | PROPORTION | 0.45634 | 0.0005 | PROPORTION | 0.56673 | 0.0005 | PROPORTION | 1
0.0005 | PROPORTION | 1 | 0.0005 | 0.0287 |  |  |  |  | 0.0005 | PROPORTION | 0.91945 | 0.0005 | PROPORTION | 0.36079 | 0.0005 | PROPORTION | 0.39468 | 0.0005 | PROPORTION | 0.45619 | 0.0005 | PROPORTION | 0.56632 | 0.0005 | PROPORTION | 1
0.0005 | PROPORTION | 1 | 0.0005 | 0.0287 |  |  |  |  | 0.0005 | PROPORTION | 0.91945 | 0.0005 | PROPORTION | 0.3606 | 0.0005 | PROPORTION | 0.39451 | 0.0005 | PROPORTION | 0.45592 | 0.0005 | PROPORTION | 0.56608 | 0.0005 | PROPORTION | 1
0.0005 | PROPORTION | 1 | 0.0005 | 0.0287 |  |  |  |  | 0.0005 | PROPORTION | 0.91945 | 0.0005 | PROPORTION | 0.36047 | 0.0005 | PROPORTION | 0.39429 | 0.0005 | PROPORTION | 0.45579 | 0.0005 | PROPORTION | 0.56577 | 0.0005 | PROPORTION | 1
0.0005 | PROPORTION | 1 | 0.0005 | 0.0287 |  |  |  |  | 0.0005 | PROPORTION | 0.91945 | 0.0005 | PROPORTION | 0.3604 | 0.0005 | PROPORTION | 0.39414 | 0.0005 | PROPORTION | 0.45557 | 0.0005 | PROPORTION | 0.56547 | 0.0005 | PROPORTION | 1
0.0005 | PROPORTION | 1 | 0.0005 | 0.0287 |  |  |  |  | 0.0005 | PROPORTION | 0.91945 | 0.0005 | PROPORTION | 0.36029 | 0.0005 | PROPORTION | 0.39396 | 0.0005 | PROPORTION | 0.45542 | 0.0005 | PROPORTION | 0.56514 | 0.0005 | PROPORTION | 1
0.0005 | PROPORTION | 1 | 0.0005 | 0.0287 |  |  |  |  | 0.0005 | PROPORTION | 0.91945 | 0.0005 | PROPORTION | 0.3602 | 0.0005 | PROPORTION | 0.39377 | 0.0005 | PROPORTION | 0.45525 | 0.0005 | PROPORTION | 0.56477 | 0.0005 | PROPORTION | 1
0.0005 | PROPORTION | 1 | 0.0005 | 0.0287 |  |  |  |  | 0.0005 | PROPORTION | 0.91945 | 0.0005 | PROPORTION | 0.36012 | 0.0005 | PROPORTION | 0.39356 | 0.0005 | PROPORTION | 0.45505 | 0.0005 | PROPORTION | 0.56454 | 0.0005 | PROPORTION | 1
0.0005 | PROPORTION | 1 | 0.0005 | 0.0287 |  |  |  |  | 0.0005 | PROPORTION | 0.91945 | 0.0005 | PROPORTION | 0.35996 | 0.0005 | PROPORTION | 0.39334 | 0.0005 | PROPORTION | 0.45481 | 0.0005 | PROPORTION | 0.56425 | 0.0005 | PROPORTION | 1
0.0005 | PROPORTION | 1 | 0.0005 | 0.0287 |  |  |  |  | 0.0005 | PROPORTION | 0.91943 | 0.0005 | PROPORTION | 0.35996 | 0.0005 | PROPORTION | 0.39316 | 0.0005 | PROPORTION | 0.45462 | 0.0005 | PROPORTION | 0.56393 | 0.0005 | PROPORTION | 1
0.0005 | PROPORTION | 1 | 0.0005 | 0.0287 |  |  |  |  | 0.0005 | PROPORTION | 0.91943 | 0.0005 | PROPORTION | 0.35985 | 0.0005 | PROPORTION | 0.39295 | 0.0005 | PROPORTION | 0.45445 | 0.0005 | PROPORTION | 0.56361 | 0.0005 | PROPORTION | 1
0.0005 | PROPORTION | 1 | 0.0005 | 0.0287 |  |  |  |  | 0.0005 | PROPORTION | 0.91943 | 0.0005 | PROPORTION | 0.35966 | 0.0005 | PROPORTION | 0.39278 | 0.0005 | PROPORTION | 0.45426 | 0.0005 | PROPORTION | 0.56332 | 0.0005 | PROPORTION | 1
0.0005 | PROPORTION | 1 | 0.0005 | 0.0287 |  |  |  |  | 0.0005 | PROPORTION | 0.91943 | 0.0005 | PROPORTION | 0.35956 | 0.0005 | PROPORTION | 0.39257 | 0.0005 | PROPORTION | 0.4541 | 0.0005 | PROPORTION | 0.56296 | 0.0005 | PROPORTION | 1
0.0005 | PROPORTION | 1 | 0.0005 | 0.0287 |  |  |  |  | 0.0005 | PROPORTION | 0.91943 | 0.0005 | PROPORTION | 0.35952 | 0.0005 | PROPORTION | 0.39236 | 0.0005 | PROPORTION | 0.45388 | 0.0005 | PROPORTION | 0.56267 | 0.0005 | PROPORTION | 1
0.0005 | PROPORTION | 1 | 0.0005 | 0.0287 |  |  |  |  | 0.0005 | PROPORTION | 0.91943 | 0.0005 | PROPORTION | 0.3594 | 0.0005 | PROPORTION | 0.39214 | 0.0005 | PROPORTION | 0.4537 | 0.0005 | PROPORTION | 0.56237 | 0.0005 | PROPORTION | 1
0.0005 | PROPORTION | 1 | 0.0005 | 0.0287 |  |  |  |  | 0.0005 | PROPORTION | 0.91943 | 0.0005 | PROPORTION | 0.35928 | 0.0005 | PROPORTION | 0.39198 | 0.0005 | PROPORTION | 0.45344 | 0.0005 | PROPORTION | 0.56208 | 0.0005 | PROPORTION | 1
0.0005 | PROPORTION | 1 | 0.0005 | 0.0287 |  |  |  |  | 0.0005 | PROPORTION | 0.91943 | 0.0005 | PROPORTION | 0.35928 | 0.0005 | PROPORTION | 0.3918 | 0.0005 | PROPORTION | 0.45327 | 0.0005 | PROPORTION | 0.56177 | 0.0005 | PROPORTION | 1
0.0005 | PROPORTION | 1 | 0.0005 | 0.0287 |  |  |  |  | 0.0005 | PROPORTION | 0.91943 | 0.0005 | PROPORTION | 0.35919 | 0.0005 | PROPORTION | 0.39154 | 0.0005 | PROPORTION | 0.45306 | 0.0005 | PROPORTION | 0.56138 | 0.0005 | PROPORTION | 1
0.0005 | PROPORTION | 1 | 0.0005 | 0.0287 |  |  |  |  | 0.0005 | PROPORTION | 0.91943 | 0.0005 | PROPORTION | 0.35907 | 0.0005 | PROPORTION | 0.39138 | 0.0005 | PROPORTION | 0.4529 | 0.0005 | PROPORTION | 0.56113 | 0.0005 | PROPORTION | 1
0.0005 | PROPORTION | 1 | 0.0005 | 0.0287 |  |  |  |  | 0.0005 | PROPORTION | 0.91943 | 0.0005 | PROPORTION | 0.35903 | 0.0005 | PROPORTION | 0.39116 | 0.0005 | PROPORTION | 0.45266 | 0.0005 | PROPORTION | 0.56082 | 0.0005 | PROPORTION | 1
0.0005 | PROPORTION | 1 | 0.0005 | 0.0287 |  |  |  |  | 0.0005 | PROPORTION | 0.91943 | 0.0005 | PROPORTION | 0.35896 | 0.0005 | PROPORTION | 0.39098 | 0.0005 | PROPORTION | 0.45249 | 0.0005 | PROPORTION | 0.56052 | 0.0005 | PROPORTION | 1
0.0005 | PROPORTION | 1 | 0.0005 | 0.0287 |  |  |  |  | 0.0005 | PROPORTION | 0.91943 | 0.0005 | PROPORTION | 0.35883 | 0.0005 | PROPORTION | 0.39073 | 0.0005 | PROPORTION | 0.4523 | 0.0005 | PROPORTION | 0.56026 | 0.0005 | PROPORTION | 1
0.0005 | PROPORTION | 1 | 0.0005 | 0.0287 |  |  |  |  | 0.0005 | PROPORTION | 0.91943 | 0.0005 | PROPORTION | 0.3586 | 0.0005 | PROPORTION | 0.39056 | 0.0005 | PROPORTION | 0.45209 | 0.0005 | PROPORTION | 0.55992 | 0.0005 | PROPORTION | 1
0.0005 | PROPORTION | 1 | 0.0005 | 0.0287 |  |  |  |  | 0.0005 | PROPORTION | 0.91943 | 0.0005 | PROPORTION | 0.35848 | 0.0005 | PROPORTION | 0.39034 | 0.0005 | PROPORTION | 0.45191 | 0.0005 | PROPORTION | 0.55959 | 0.0005 | PROPORTION | 1
0.0005 | PROPORTION | 1 | 0.0005 | 0.0287 |  |  |  |  | 0.0005 | PROPORTION | 0.91937 | 0.0005 | PROPORTION | 0.35848 | 0.0005 | PROPORTION | 0.39022 | 0.0005 | PROPORTION | 0.45169 | 0.0005 | PROPORTION | 0.55934 | 0.0005 | PROPORTION | 1
0.0005 | PROPORTION | 1 | 0.0005 | 0.0287 |  |  |  |  | 0.0005 | PROPORTION | 0.91925 | 0.0005 | PROPORTION | 0.35844 | 0.0005 | PROPORTION | 0.39001 | 0.0005 | PROPORTION | 0.45152 | 0.0005 | PROPORTION | 0.55897 | 0.0005 | PROPORTION | 1
0.0005 | PROPORTION | 1 | 0.0005 | 0.0287 |  |  |  |  | 0.0005 | PROPORTION | 0.91925 | 0.0005 | PROPORTION | 0.35839 | 0.0005 | PROPORTION | 0.38979 | 0.0005 | PROPORTION | 0.45126 | 0.0005 | PROPORTION | 0.55872 | 0.0005 | PROPORTION | 1
0.0005 | PROPORTION | 1 | 0.0005 | 0.0287 |  |  |  |  | 0.0005 | PROPORTION | 0.91925 | 0.0005 | PROPORTION | 0.35819 | 0.0005 | PROPORTION | 0.38962 | 0.0005 | PROPORTION | 0.45107 | 0.0005 | PROPORTION | 0.55838 | 0.0005 | PROPORTION | 1
0.0005 | PROPORTION | 1 | 0.0005 | 0.0287 |  |  |  |  | 0.0005 | PROPORTION | 0.91904 | 0.0005 | PROPORTION | 0.35812 | 0.0005 | PROPORTION | 0.38945 | 0.0005 | PROPORTION | 0.45082 | 0.0005 | PROPORTION | 0.55813 | 0.0005 | PROPORTION | 1
0.0005 | PROPORTION | 1 | 0.0005 | 0.0287 |  |  |  |  | 0.0005 | PROPORTION | 0.91898 | 0.0005 | PROPORTION | 0.35801 | 0.0005 | PROPORTION | 0.38917 | 0.0005 | PROPORTION | 0.45065 | 0.0005 | PROPORTION | 0.55781 | 0.0005 | PROPORTION | 1
0.0005 | PROPORTION | 1 | 0.0005 | 0.0287 |  |  |  |  | 0.0005 | PROPORTION | 0.91898 | 0.0005 | PROPORTION | 0.35789 | 0.0005 | PROPORTION | 0.38901 | 0.0005 | PROPORTION | 0.45042 | 0.0005 | PROPORTION | 0.55751 | 0.0005 | PROPORTION | 1
0.0005 | PROPORTION | 1 | 0.0005 | 0.0287 |  |  |  |  | 0.0005 | PROPORTION | 0.91893 | 0.0005 | PROPORTION | 0.35775 | 0.0005 | PROPORTION | 0.3888 | 0.0005 | PROPORTION | 0.45026 | 0.0005 | PROPORTION | 0.5572 | 0.0005 | PROPORTION | 1
0.0005 | PROPORTION | 1 | 0.0005 | 0.0287 |  |  |  |  | 0.0005 | PROPORTION | 0.91893 | 0.0005 | PROPORTION | 0.35775 | 0.0005 | PROPORTION | 0.38862 | 0.0005 | PROPORTION | 0.45005 | 0.0005 | PROPORTION | 0.55683 | 0.0005 | PROPORTION | 1
0.0005 | PROPORTION | 1 | 0.0005 | 0.0287 |  |  |  |  | 0.0005 | PROPORTION | 0.91886 | 0.0005 | PROPORTION | 0.3576 | 0.0005 | PROPORTION | 0.38844 | 0.0005 | PROPORTION | 0.44982 | 0.0005 | PROPORTION | 0.55659 | 0.0005 | PROPORTION | 1
0.0005 | PROPORTION | 1 | 0.0005 | 0.0287 |  |  |  |  | 0.0005 | PROPORTION | 0.91872 | 0.0005 | PROPORTION | 0.35749 | 0.0005 | PROPORTION | 0.38826 | 0.0005 | PROPORTION | 0.44965 | 0.0005 | PROPORTION | 0.5563 | 0.0005 | PROPORTION | 1
0.0005 | PROPORTION | 1 | 0.0005 | 0.0287 |  |  |  |  | 0.0005 | PROPORTION | 0.91871 | 0.0005 | PROPORTION | 0.35728 | 0.0005 | PROPORTION | 0.3881 | 0.0005 | PROPORTION | 0.44941 | 0.0005 | PROPORTION | 0.55593 | 0.0005 | PROPORTION | 1
0.0005 | PROPORTION | 1 | 0.0005 | 0.0287 |  |  |  |  | 0.0005 | PROPORTION | 0.91871 | 0.0005 | PROPORTION | 0.35718 | 0.0005 | PROPORTION | 0.38788 | 0.0005 | PROPORTION | 0.44926 | 0.0005 | PROPORTION | 0.55572 | 0.0005 | PROPORTION | 1
0.0005 | PROPORTION | 1 | 0.0005 | 0.0287 |  |  |  |  | 0.0005 | PROPORTION | 0.91871 | 0.0005 | PROPORTION | 0.35718 | 0.0005 | PROPORTION | 0.38768 | 0.0005 | PROPORTION | 0.44899 | 0.0005 | PROPORTION | 0.55525 | 0.0005 | PROPORTION | 1
0.0005 | PROPORTION | 1 | 0.0005 | 0.0287 |  |  |  |  | 0.0005 | PROPORTION | 0.91871 | 0.0005 | PROPORTION | 0.35718 | 0.0005 | PROPORTION | 0.38746 | 0.0005 | PROPORTION | 0.44881 | 0.0005 | PROPORTION | 0.55501 | 0.0005 | PROPORTION | 1
0.0005 | PROPORTION | 1 | 0.0005 | 0.0287 |  |  |  |  | 0.0005 | PROPORTION | 0.91871 | 0.0005 | PROPORTION | 0.35693 | 0.0005 | PROPORTION | 0.38724 | 0.0005 | PROPORTION | 0.44864 | 0.0005 | PROPORTION | 0.55473 | 0.0005 | PROPORTION | 1
0.0005 | PROPORTION | 1 | 0.0005 | 0.0287 |  |  |  |  | 0.0005 | PROPORTION | 0.91871 | 0.0005 | PROPORTION | 0.3567 | 0.0005 | PROPORTION | 0.38703 | 0.0005 | PROPORTION | 0.44842 | 0.0005 | PROPORTION | 0.55448 | 0.0005 | PROPORTION | 1
0.0005 | PROPORTION | 1 | 0.0005 | 0.0287 |  |  |  |  | 0.0005 | PROPORTION | 0.91871 | 0.0005 | PROPORTION | 0.3567 | 0.0005 | PROPORTION | 0.38682 | 0.0005 | PROPORTION | 0.44823 | 0.0005 | PROPORTION | 0.55407 | 0.0005 | PROPORTION | 1
0.0005 | PROPORTION | 1 | 0.0005 | 0.0287 |  |  |  |  | 0.0005 | PROPORTION | 0.91871 | 0.0005 | PROPORTION | 0.3567 | 0.0005 | PROPORTION | 0.38668 | 0.0005 | PROPORTION | 0.44805 | 0.0005 | PROPORTION | 0.55383 | 0.0005 | PROPORTION | 1
0.0005 | PROPORTION | 1 | 0.0005 | 0.0287 |  |  |  |  | 0.0005 | PROPORTION | 0.91871 | 0.0005 | PROPORTION | 0.35648 | 0.0005 | PROPORTION | 0.38646 | 0.0005 | PROPORTION | 0.44778 | 0.0005 | PROPORTION | 0.55351 | 0.0005 | PROPORTION | 1
0.0005 | PROPORTION | 1 | 0.0005 | 0.0287 |  |  |  |  | 0.0005 | PROPORTION | 0.91871 | 0.0005 | PROPORTION | 0.35644 | 0.0005 | PROPORTION | 0.38626 | 0.0005 | PROPORTION | 0.44749 | 0.0005 | PROPORTION | 0.55324 | 0.0005 | PROPORTION | 1
0.0005 | PROPORTION | 1 | 0.0005 | 0.0287 |  |  |  |  | 0.0005 | PROPORTION | 0.91871 | 0.0005 | PROPORTION | 0.3564 | 0.0005 | PROPORTION | 0.38612 | 0.0005 | PROPORTION | 0.44724 | 0.0005 | PROPORTION | 0.5529 | 0.0005 | PROPORTION | 1
0.0005 | PROPORTION | 1 | 0.0005 | 0.0287 |  |  |  |  | 0.0005 | PROPORTION | 0.91829 | 0.0005 | PROPORTION | 0.35627 | 0.0005 | PROPORTION | 0.38591 | 0.0005 | PROPORTION | 0.44709 | 0.0005 | PROPORTION | 0.55263 | 0.0005 | PROPORTION | 1
0.0005 | PROPORTION | 1 | 0.0005 | 0.0287 |  |  |  |  | 0.0005 | PROPORTION | 0.91826 | 0.0005 | PROPORTION | 0.35611 | 0.0005 | PROPORTION | 0.38568 | 0.0005 | PROPORTION | 0.44684 | 0.0005 | PROPORTION | 0.55233 | 0.0005 | PROPORTION | 1
0.0005 | PROPORTION | 1 | 0.0005 | 0.0287 |  |  |  |  | 0.0005 | PROPORTION | 0.91826 | 0.0005 | PROPORTION | 0.35603 | 0.0005 | PROPORTION | 0.3855 | 0.0005 | PROPORTION | 0.44666 | 0.0005 | PROPORTION | 0.55203 | 0.0005 | PROPORTION | 1
0.0005 | PROPORTION | 1 | 0.0005 | 0.0287 |  |  |  |  | 0.0005 | PROPORTION | 0.91821 | 0.0005 | PROPORTION | 0.35596 | 0.0005 | PROPORTION | 0.38531 | 0.0005 | PROPORTION | 0.4465 | 0.0005 | PROPORTION | 0.55173 | 0.0005 | PROPORTION | 1
0.0005 | PROPORTION | 1 | 0.0005 | 0.0287 |  |  |  |  | 0.0005 | PROPORTION | 0.9181 | 0.0005 | PROPORTION | 0.35575 | 0.0005 | PROPORTION | 0.38514 | 0.0005 | PROPORTION | 0.44625 | 0.0005 | PROPORTION | 0.55143 | 0.0005 | PROPORTION | 1
0.0005 | PROPORTION | 1 | 0.0005 | 0.0287 |  |  |  |  | 0.0005 | PROPORTION | 0.91807 | 0.0005 | PROPORTION | 0.35575 | 0.0005 | PROPORTION | 0.38494 | 0.0005 | PROPORTION | 0.446 | 0.0005 | PROPORTION | 0.55112 | 0.0005 | PROPORTION | 1
0.0005 | PROPORTION | 1 | 0.0005 | 0.0287 |  |  |  |  | 0.0005 | PROPORTION | 0.91807 | 0.0005 | PROPORTION | 0.35565 | 0.0005 | PROPORTION | 0.38476 | 0.0005 | PROPORTION | 0.44579 | 0.0005 | PROPORTION | 0.55083 | 0.0005 | PROPORTION | 1
0.0005 | PROPORTION | 1 | 0.0005 | 0.0287 |  |  |  |  | 0.0005 | PROPORTION | 0.91807 | 0.0005 | PROPORTION | 0.35557 | 0.0005 | PROPORTION | 0.38457 | 0.0005 | PROPORTION | 0.44555 | 0.0005 | PROPORTION | 0.55054 | 0.0005 | PROPORTION | 1
0.0005 | PROPORTION | 1 | 0.0005 | 0.0287 |  |  |  |  | 0.0005 | PROPORTION | 0.91803 | 0.0005 | PROPORTION | 0.35537 | 0.0005 | PROPORTION | 0.38434 | 0.0005 | PROPORTION | 0.44537 | 0.0005 | PROPORTION | 0.55025 | 0.0005 | PROPORTION | 1
0.0005 | PROPORTION | 1 | 0.0005 | 0.0287 |  |  |  |  | 0.0005 | PROPORTION | 0.91788 | 0.0005 | PROPORTION | 0.35537 | 0.0005 | PROPORTION | 0.38419 | 0.0005 | PROPORTION | 0.44513 | 0.0005 | PROPORTION | 0.54997 | 0.0005 | PROPORTION | 1
0.0005 | PROPORTION | 1 | 0.0005 | 0.0287 |  |  |  |  | 0.0005 | PROPORTION | 0.91788 | 0.0005 | PROPORTION | 0.35522 | 0.0005 | PROPORTION | 0.38397 | 0.0005 | PROPORTION | 0.4449 | 0.0005 | PROPORTION | 0.54965 | 0.0005 | PROPORTION | 1
0.0005 | PROPORTION | 1 | 0.0005 | 0.0287 |  |  |  |  | 0.0005 | PROPORTION | 0.91772 | 0.0005 | PROPORTION | 0.35505 | 0.0005 | PROPORTION | 0.38377 | 0.0005 | PROPORTION | 0.44471 | 0.0005 | PROPORTION | 0.54934 | 0.0005 | PROPORTION | 1
0.0005 | PROPORTION | 1 | 0.0005 | 0.0287 |  |  |  |  | 0.0005 | PROPORTION | 0.91772 | 0.0005 | PROPORTION | 0.35498 | 0.0005 | PROPORTION | 0.3836 | 0.0005 | PROPORTION | 0.44446 | 0.0005 | PROPORTION | 0.54904 | 0.0005 | PROPORTION | 1
0.0005 | PROPORTION | 1 | 0.0005 | 0.0287 |  |  |  |  | 0.0005 | PROPORTION | 0.91772 | 0.0005 | PROPORTION | 0.35494 | 0.0005 | PROPORTION | 0.38343 | 0.0005 | PROPORTION | 0.44426 | 0.0005 | PROPORTION | 0.5488 | 0.0005 | PROPORTION | 1
0.0005 | PROPORTION | 1 | 0.0005 | 0.0287 |  |  |  |  | 0.0005 | PROPORTION | 0.91768 | 0.0005 | PROPORTION | 0.35489 | 0.0005 | PROPORTION | 0.38327 | 0.0005 | PROPORTION | 0.44399 | 0.0005 | PROPORTION | 0.54846 | 0.0005 | PROPORTION | 1
0.0005 | PROPORTION | 1 | 0.0005 | 0.0287 |  |  |  |  | 0.0005 | PROPORTION | 0.91766 | 0.0005 | PROPORTION | 0.35457 | 0.0005 | PROPORTION | 0.38311 | 0.0005 | PROPORTION | 0.44378 | 0.0005 | PROPORTION | 0.54819 | 0.0005 | PROPORTION | 1
0.0005 | PROPORTION | 1 | 0.0005 | 0.0287 |  |  |  |  | 0.0005 | PROPORTION | 0.91766 | 0.0005 | PROPORTION | 0.35453 | 0.0005 | PROPORTION | 0.38291 | 0.0005 | PROPORTION | 0.44354 | 0.0005 | PROPORTION | 0.54793 | 0.0005 | PROPORTION | 1
0.0005 | PROPORTION | 1 | 0.0005 | 0.0287 |  |  |  |  | 0.0005 | PROPORTION | 0.91766 | 0.0005 | PROPORTION | 0.35449 | 0.0005 | PROPORTION | 0.3827 | 0.0005 | PROPORTION | 0.44332 | 0.0005 | PROPORTION | 0.54767 | 0.0005 | PROPORTION | 1
0.0005 | PROPORTION | 1 | 0.0005 | 0.0287 |  |  |  |  | 0.0005 | PROPORTION | 0.91766 | 0.0005 | PROPORTION | 0.35425 | 0.0005 | PROPORTION | 0.38248 | 0.0005 | PROPORTION | 0.44314 | 0.0005 | PROPORTION | 0.5474 | 0.0005 | PROPORTION | 1
0.0005 | PROPORTION | 1 | 0.0005 | 0.0287 |  |  |  |  | 0.0005 | PROPORTION | 0.91766 | 0.0005 | PROPORTION | 0.35418 | 0.0005 | PROPORTION | 0.38225 | 0.0005 | PROPORTION | 0.4429 | 0.0005 | PROPORTION | 0.5471 | 0.0005 | PROPORTION | 1
0.0005 | PROPORTION | 1 | 0.0005 | 0.0287 |  |  |  |  | 0.0005 | PROPORTION | 0.91748 | 0.0005 | PROPORTION | 0.35401 | 0.0005 | PROPORTION | 0.38205 | 0.0005 | PROPORTION | 0.44266 | 0.0005 | PROPORTION | 0.54683 | 0.0005 | PROPORTION | 1
0.0005 | PROPORTION | 1 | 0.0005 | 0.0287 |  |  |  |  | 0.0005 | PROPORTION | 0.91744 | 0.0005 | PROPORTION | 0.35401 | 0.0005 | PROPORTION | 0.38191 | 0.0005 | PROPORTION | 0.44236 | 0.0005 | PROPORTION | 0.54649 | 0.0005 | PROPORTION | 1
0.0005 | PROPORTION | 1 | 0.0005 | 0.0287 |  |  |  |  | 0.0005 | PROPORTION | 0.91742 | 0.0005 | PROPORTION | 0.35389 | 0.0005 | PROPORTION | 0.38168 | 0.0005 | PROPORTION | 0.44218 | 0.0005 | PROPORTION | 0.54628 | 0.0005 | PROPORTION | 1
0.0005 | PROPORTION | 1 | 0.0005 | 0.0287 |  |  |  |  | 0.0005 | PROPORTION | 0.91702 | 0.0005 | PROPORTION | 0.35385 | 0.0005 | PROPORTION | 0.38148 | 0.0005 | PROPORTION | 0.442 | 0.0005 | PROPORTION | 0.54594 | 0.0005 | PROPORTION | 1
0.0005 | PROPORTION | 1 | 0.0005 | 0.0287 |  |  |  |  | 0.0005 | PROPORTION | 0.91702 | 0.0005 | PROPORTION | 0.35366 | 0.0005 | PROPORTION | 0.38129 | 0.0005 | PROPORTION | 0.44169 | 0.0005 | PROPORTION | 0.54569 | 0.0005 | PROPORTION | 1
0.0005 | PROPORTION | 1 | 0.0005 | 0.0287 |  |  |  |  | 0.0005 | PROPORTION | 0.9169 | 0.0005 | PROPORTION | 0.35366 | 0.0005 | PROPORTION | 0.3811 | 0.0005 | PROPORTION | 0.44148 | 0.0005 | PROPORTION | 0.54539 | 0.0005 | PROPORTION | 1
0.0005 | PROPORTION | 1 | 0.0005 | 0.0287 |  |  |  |  | 0.0005 | PROPORTION | 0.91662 | 0.0005 | PROPORTION | 0.35366 | 0.0005 | PROPORTION | 0.38094 | 0.0005 | PROPORTION | 0.44121 | 0.0005 | PROPORTION | 0.54504 | 0.0005 | PROPORTION | 1
0.0005 | PROPORTION | 1 | 0.0005 | 0.0287 |  |  |  |  | 0.0005 | PROPORTION | 0.9166 | 0.0005 | PROPORTION | 0.35349 | 0.0005 | PROPORTION | 0.38078 | 0.0005 | PROPORTION | 0.44093 | 0.0005 | PROPORTION | 0.54483 | 0.0005 | PROPORTION | 1
0.0005 | PROPORTION | 1 | 0.0005 | 0.0287 |  |  |  |  | 0.0005 | PROPORTION | 0.91655 | 0.0005 | PROPORTION | 0.35333 | 0.0005 | PROPORTION | 0.38055 | 0.0005 | PROPORTION | 0.44079 | 0.0005 | PROPORTION | 0.5445 | 0.0005 | PROPORTION | 1
0.0005 | PROPORTION | 1 | 0.0005 | 0.0287 |  |  |  |  | 0.0005 | PROPORTION | 0.91655 | 0.0005 | PROPORTION | 0.35328 | 0.0005 | PROPORTION | 0.38034 | 0.0005 | PROPORTION | 0.44055 | 0.0005 | PROPORTION | 0.54426 | 0.0005 | PROPORTION | 1
0.0005 | PROPORTION | 1 | 0.0005 | 0.0287 |  |  |  |  | 0.0005 | PROPORTION | 0.91652 | 0.0005 | PROPORTION | 0.35316 | 0.0005 | PROPORTION | 0.38018 | 0.0005 | PROPORTION | 0.4403 | 0.0005 | PROPORTION | 0.54396 | 0.0005 | PROPORTION | 1
0.0005 | PROPORTION | 1 | 0.0005 | 0.0287 |  |  |  |  | 0.0005 | PROPORTION | 0.91649 | 0.0005 | PROPORTION | 0.35301 | 0.0005 | PROPORTION | 0.37999 | 0.0005 | PROPORTION | 0.44006 | 0.0005 | PROPORTION | 0.54372 | 0.0005 | PROPORTION | 1
0.0005 | PROPORTION | 1 | 0.0005 | 0.0287 |  |  |  |  | 0.0005 | PROPORTION | 0.91647 | 0.0005 | PROPORTION | 0.35285 | 0.0005 | PROPORTION | 0.37979 | 0.0005 | PROPORTION | 0.43986 | 0.0005 | PROPORTION | 0.54338 | 0.0005 | PROPORTION | 1
0.0005 | PROPORTION | 1 | 0.0005 | 0.0287 |  |  |  |  | 0.0005 | PROPORTION | 0.91647 | 0.0005 | PROPORTION | 0.3527 | 0.0005 | PROPORTION | 0.37959 | 0.0005 | PROPORTION | 0.43957 | 0.0005 | PROPORTION | 0.54309 | 0.0005 | PROPORTION | 1
0.0005 | PROPORTION | 1 | 0.0005 | 0.0287 |  |  |  |  | 0.0005 | PROPORTION | 0.91647 | 0.0005 | PROPORTION | 0.3527 | 0.0005 | PROPORTION | 0.37941 | 0.0005 | PROPORTION | 0.4394 | 0.0005 | PROPORTION | 0.5428 | 0.0005 | PROPORTION | 1
0.0005 | PROPORTION | 1 | 0.0005 | 0.0287 |  |  |  |  | 0.0005 | PROPORTION | 0.91647 | 0.0005 | PROPORTION | 0.3526 | 0.0005 | PROPORTION | 0.37925 | 0.0005 | PROPORTION | 0.43911 | 0.0005 | PROPORTION | 0.54252 | 0.0005 | PROPORTION | 1
0.0005 | PROPORTION | 1 | 0.0005 | 0.0287 |  |  |  |  | 0.0005 | PROPORTION | 0.91647 | 0.0005 | PROPORTION | 0.35255 | 0.0005 | PROPORTION | 0.37901 | 0.0005 | PROPORTION | 0.43892 | 0.0005 | PROPORTION | 0.54223 | 0.0005 | PROPORTION | 1
0.0005 | PROPORTION | 1 | 0.0005 | 0.0287 |  |  |  |  | 0.0005 | PROPORTION | 0.91647 | 0.0005 | PROPORTION | 0.35232 | 0.0005 | PROPORTION | 0.37883 | 0.0005 | PROPORTION | 0.43864 | 0.0005 | PROPORTION | 0.5419 | 0.0005 | PROPORTION | 1
0.0005 | PROPORTION | 1 | 0.0005 | 0.0287 |  |  |  |  | 0.0005 | PROPORTION | 0.91647 | 0.0005 | PROPORTION | 0.3522 | 0.0005 | PROPORTION | 0.37864 | 0.0005 | PROPORTION | 0.43846 | 0.0005 | PROPORTION | 0.54159 | 0.0005 | PROPORTION | 1
0.0005 | PROPORTION | 1 | 0.0005 | 0.0287 |  |  |  |  | 0.0005 | PROPORTION | 0.91642 | 0.0005 | PROPORTION | 0.35211 | 0.0005 | PROPORTION | 0.37846 | 0.0005 | PROPORTION | 0.43819 | 0.0005 | PROPORTION | 0.54134 | 0.0005 | PROPORTION | 1
0.0005 | PROPORTION | 1 | 0.0005 | 0.0287 |  |  |  |  | 0.0005 | PROPORTION | 0.91642 | 0.0005 | PROPORTION | 0.35204 | 0.0005 | PROPORTION | 0.37826 | 0.0005 | PROPORTION | 0.438 | 0.0005 | PROPORTION | 0.54109 | 0.0005 | PROPORTION | 1
0.0005 | PROPORTION | 1 | 0.0005 | 0.0287 |  |  |  |  | 0.0005 | PROPORTION | 0.91636 | 0.0005 | PROPORTION | 0.35195 | 0.0005 | PROPORTION | 0.3781 | 0.0005 | PROPORTION | 0.43782 | 0.0005 | PROPORTION | 0.54079 | 0.0005 | PROPORTION | 1
0.0005 | PROPORTION | 1 | 0.0005 | 0.0287 |  |  |  |  | 0.0005 | PROPORTION | 0.91629 | 0.0005 | PROPORTION | 0.35182 | 0.0005 | PROPORTION | 0.37791 | 0.0005 | PROPORTION | 0.43754 | 0.0005 | PROPORTION | 0.54046 | 0.0005 | PROPORTION | 1
0.0005 | PROPORTION | 1 | 0.0005 | 0.0287 |  |  |  |  | 0.0005 | PROPORTION | 0.91628 | 0.0005 | PROPORTION | 0.35171 | 0.0005 | PROPORTION | 0.37773 | 0.0005 | PROPORTION | 0.43729 | 0.0005 | PROPORTION | 0.54013 | 0.0005 | PROPORTION | 1
0.0005 | PROPORTION | 1 | 0.0005 | 0.0287 |  |  |  |  | 0.0005 | PROPORTION | 0.91617 | 0.0005 | PROPORTION | 0.35159 | 0.0005 | PROPORTION | 0.37755 | 0.0005 | PROPORTION | 0.43706 | 0.0005 | PROPORTION | 0.5399 | 0.0005 | PROPORTION | 1
0.0005 | PROPORTION | 1 | 0.0005 | 0.0287 |  |  |  |  | 0.0005 | PROPORTION | 0.91617 | 0.0005 | PROPORTION | 0.35143 | 0.0005 | PROPORTION | 0.37734 | 0.0005 | PROPORTION | 0.43677 | 0.0005 | PROPORTION | 0.53967 | 0.0005 | PROPORTION | 1
0.0005 | PROPORTION | 1 | 0.0005 | 0.0287 |  |  |  |  | 0.0005 | PROPORTION | 0.91606 | 0.0005 | PROPORTION | 0.35126 | 0.0005 | PROPORTION | 0.37719 | 0.0005 | PROPORTION | 0.4366 | 0.0005 | PROPORTION | 0.53931 | 0.0005 | PROPORTION | 1
0.0005 | PROPORTION | 1 | 0.0005 | 0.0287 |  |  |  |  | 0.0005 | PROPORTION | 0.91596 | 0.0005 | PROPORTION | 0.35109 | 0.0005 | PROPORTION | 0.37699 | 0.0005 | PROPORTION | 0.43632 | 0.0005 | PROPORTION | 0.53903 | 0.0005 | PROPORTION | 1
0.0005 | PROPORTION | 1 | 0.0005 | 0.0287 |  |  |  |  | 0.0005 | PROPORTION | 0.91596 | 0.0005 | PROPORTION | 0.35102 | 0.0005 | PROPORTION | 0.37688 | 0.0005 | PROPORTION | 0.4361 | 0.0005 | PROPORTION | 0.53878 | 0.0005 | PROPORTION | 1
0.0005 | PROPORTION | 1 | 0.0005 | 0.0287 |  |  |  |  | 0.0005 | PROPORTION | 0.91583 | 0.0005 | PROPORTION | 0.35094 | 0.0005 | PROPORTION | 0.37666 | 0.0005 | PROPORTION | 0.43586 | 0.0005 | PROPORTION | 0.53846 | 0.0005 | PROPORTION | 1
0.0005 | PROPORTION | 1 | 0.0005 | 0.0287 |  |  |  |  | 0.0005 | PROPORTION | 0.91583 | 0.0005 | PROPORTION | 0.35075 | 0.0005 | PROPORTION | 0.37646 | 0.0005 | PROPORTION | 0.43561 | 0.0005 | PROPORTION | 0.53824 | 0.0005 | PROPORTION | 1
0.0005 | PROPORTION | 1 | 0.0005 | 0.0287 |  |  |  |  | 0.0005 | PROPORTION | 0.91583 | 0.0005 | PROPORTION | 0.35066 | 0.0005 | PROPORTION | 0.37629 | 0.0005 | PROPORTION | 0.43538 | 0.0005 | PROPORTION | 0.53794 | 0.0005 | PROPORTION | 1
0.0005 | PROPORTION | 1 | 0.0005 | 0.0287 |  |  |  |  | 0.0005 | PROPORTION | 0.91581 | 0.0005 | PROPORTION | 0.35066 | 0.0005 | PROPORTION | 0.37616 | 0.0005 | PROPORTION | 0.43512 | 0.0005 | PROPORTION | 0.53764 | 0.0005 | PROPORTION | 1
0.0005 | PROPORTION | 1 | 0.0005 | 0.0287 |  |  |  |  | 0.0005 | PROPORTION | 0.91571 | 0.0005 | PROPORTION | 0.35049 | 0.0005 | PROPORTION | 0.37594 | 0.0005 | PROPORTION | 0.43495 | 0.0005 | PROPORTION | 0.53735 | 0.0005 | PROPORTION | 1
0.0005 | PROPORTION | 1 | 0.0005 | 0.0287 |  |  |  |  | 0.0005 | PROPORTION | 0.91571 | 0.0005 | PROPORTION | 0.35049 | 0.0005 | PROPORTION | 0.37572 | 0.0005 | PROPORTION | 0.43472 | 0.0005 | PROPORTION | 0.53709 | 0.0005 | PROPORTION | 1
0.0005 | PROPORTION | 1 | 0.0005 | 0.0287 |  |  |  |  | 0.0005 | PROPORTION | 0.91554 | 0.0005 | PROPORTION | 0.3503 | 0.0005 | PROPORTION | 0.37556 | 0.0005 | PROPORTION | 0.43447 | 0.0005 | PROPORTION | 0.53682 | 0.0005 | PROPORTION | 1
0.0005 | PROPORTION | 1 | 0.0005 | 0.0287 |  |  |  |  | 0.0005 | PROPORTION | 0.91554 | 0.0005 | PROPORTION | 0.35009 | 0.0005 | PROPORTION | 0.37536 | 0.0005 | PROPORTION | 0.4342 | 0.0005 | PROPORTION | 0.53657 | 0.0005 | PROPORTION | 1
0.0005 | PROPORTION | 1 | 0.0005 | 0.0287 |  |  |  |  | 0.0005 | PROPORTION | 0.91554 | 0.0005 | PROPORTION | 0.35005 | 0.0005 | PROPORTION | 0.37518 | 0.0005 | PROPORTION | 0.43399 | 0.0005 | PROPORTION | 0.53622 | 0.0005 | PROPORTION | 1
0.0005 | PROPORTION | 1 | 0.0005 | 0.0287 |  |  |  |  | 0.0005 | PROPORTION | 0.91554 | 0.0005 | PROPORTION | 0.35005 | 0.0005 | PROPORTION | 0.37503 | 0.0005 | PROPORTION | 0.4338 | 0.0005 | PROPORTION | 0.53598 | 0.0005 | PROPORTION | 1
0.0005 | PROPORTION | 1 | 0.0005 | 0.0287 |  |  |  |  | 0.0005 | PROPORTION | 0.91554 | 0.0005 | PROPORTION | 0.3498 | 0.0005 | PROPORTION | 0.37484 | 0.0005 | PROPORTION | 0.43347 | 0.0005 | PROPORTION | 0.53573 | 0.0005 | PROPORTION | 1
0.0005 | PROPORTION | 1 | 0.0005 | 0.0287 |  |  |  |  | 0.0005 | PROPORTION | 0.91554 | 0.0005 | PROPORTION | 0.34966 | 0.0005 | PROPORTION | 0.37467 | 0.0005 | PROPORTION | 0.43327 | 0.0005 | PROPORTION | 0.53547 | 0.0005 | PROPORTION | 1
0.0005 | PROPORTION | 1 | 0.0005 | 0.0287 |  |  |  |  | 0.0005 | PROPORTION | 0.91554 | 0.0005 | PROPORTION | 0.34966 | 0.0005 | PROPORTION | 0.3745 | 0.0005 | PROPORTION | 0.43306 | 0.0005 | PROPORTION | 0.53516 | 0.0005 | PROPORTION | 1
0.0005 | PROPORTION | 1 | 0.0005 | 0.0287 |  |  |  |  | 0.0005 | PROPORTION | 0.91554 | 0.0005 | PROPORTION | 0.3495 | 0.0005 | PROPORTION | 0.37435 | 0.0005 | PROPORTION | 0.4328 | 0.0005 | PROPORTION | 0.53491 | 0.0005 | PROPORTION | 1
0.0005 | PROPORTION | 1 | 0.0005 | 0.0287 |  |  |  |  | 0.0005 | PROPORTION | 0.91544 | 0.0005 | PROPORTION | 0.34926 | 0.0005 | PROPORTION | 0.37414 | 0.0005 | PROPORTION | 0.43256 | 0.0005 | PROPORTION | 0.53464 | 0.0005 | PROPORTION | 1
0.0005 | PROPORTION | 1 | 0.0005 | 0.0287 |  |  |  |  | 0.0005 | PROPORTION | 0.91531 | 0.0005 | PROPORTION | 0.34926 | 0.0005 | PROPORTION | 0.37394 | 0.0005 | PROPORTION | 0.4323 | 0.0005 | PROPORTION | 0.53435 | 0.0005 | PROPORTION | 1
0.0005 | PROPORTION | 1 | 0.0005 | 0.0287 |  |  |  |  | 0.0005 | PROPORTION | 0.91531 | 0.0005 | PROPORTION | 0.34898 | 0.0005 | PROPORTION | 0.37377 | 0.0005 | PROPORTION | 0.43205 | 0.0005 | PROPORTION | 0.53404 | 0.0005 | PROPORTION | 1
0.0005 | PROPORTION | 1 | 0.0005 | 0.0287 |  |  |  |  | 0.0005 | PROPORTION | 0.91531 | 0.0005 | PROPORTION | 0.34894 | 0.0005 | PROPORTION | 0.37354 | 0.0005 | PROPORTION | 0.43185 | 0.0005 | PROPORTION | 0.5338 | 0.0005 | PROPORTION | 1
0.0005 | PROPORTION | 1 | 0.0005 | 0.0287 |  |  |  |  | 0.0005 | PROPORTION | 0.91531 | 0.0005 | PROPORTION | 0.34884 | 0.0005 | PROPORTION | 0.3734 | 0.0005 | PROPORTION | 0.43159 | 0.0005 | PROPORTION | 0.53352 | 0.0005 | PROPORTION | 1
0.0005 | PROPORTION | 1 | 0.0005 | 0.0287 |  |  |  |  | 0.0005 | PROPORTION | 0.91531 | 0.0005 | PROPORTION | 0.34884 | 0.0005 | PROPORTION | 0.37324 | 0.0005 | PROPORTION | 0.43136 | 0.0005 | PROPORTION | 0.53325 | 0.0005 | PROPORTION | 1
0.0005 | PROPORTION | 1 | 0.0005 | 0.0287 |  |  |  |  | 0.0005 | PROPORTION | 0.91528 | 0.0005 | PROPORTION | 0.34872 | 0.0005 | PROPORTION | 0.37308 | 0.0005 | PROPORTION | 0.43112 | 0.0005 | PROPORTION | 0.53292 | 0.0005 | PROPORTION | 1
0.0005 | PROPORTION | 1 | 0.0005 | 0.0287 |  |  |  |  | 0.0005 | PROPORTION | 0.9152 | 0.0005 | PROPORTION | 0.34849 | 0.0005 | PROPORTION | 0.3729 | 0.0005 | PROPORTION | 0.43085 | 0.0005 | PROPORTION | 0.53271 | 0.0005 | PROPORTION | 1
0.0005 | PROPORTION | 1 | 0.0005 | 0.0287 |  |  |  |  | 0.0005 | PROPORTION | 0.91519 | 0.0005 | PROPORTION | 0.34837 | 0.0005 | PROPORTION | 0.37274 | 0.0005 | PROPORTION | 0.43057 | 0.0005 | PROPORTION | 0.53244 | 0.0005 | PROPORTION | 1
0.0005 | PROPORTION | 1 | 0.0005 | 0.0287 |  |  |  |  | 0.0005 | PROPORTION | 0.91519 | 0.0005 | PROPORTION | 0.34823 | 0.0005 | PROPORTION | 0.37257 | 0.0005 | PROPORTION | 0.43031 | 0.0005 | PROPORTION | 0.53221 | 0.0005 | PROPORTION | 1
0.0005 | PROPORTION | 1 | 0.0005 | 0.0287 |  |  |  |  | 0.0005 | PROPORTION | 0.91513 | 0.0005 | PROPORTION | 0.34812 | 0.0005 | PROPORTION | 0.37238 | 0.0005 | PROPORTION | 0.43009 | 0.0005 | PROPORTION | 0.53196 | 0.0005 | PROPORTION | 1
0.0005 | PROPORTION | 1 | 0.0005 | 0.0287 |  |  |  |  | 0.0005 | PROPORTION | 0.91496 | 0.0005 | PROPORTION | 0.34807 | 0.0005 | PROPORTION | 0.37215 | 0.0005 | PROPORTION | 0.4298 | 0.0005 | PROPORTION | 0.53159 | 0.0005 | PROPORTION | 1
0.0005 | PROPORTION | 1 | 0.0005 | 0.0287 |  |  |  |  | 0.0005 | PROPORTION | 0.91487 | 0.0005 | PROPORTION | 0.34802 | 0.0005 | PROPORTION | 0.37204 | 0.0005 | PROPORTION | 0.42961 | 0.0005 | PROPORTION | 0.53139 | 0.0005 | PROPORTION | 1
0.0005 | PROPORTION | 1 | 0.0005 | 0.0287 |  |  |  |  | 0.0005 | PROPORTION | 0.91486 | 0.0005 | PROPORTION | 0.34785 | 0.0005 | PROPORTION | 0.37187 | 0.0005 | PROPORTION | 0.4294 | 0.0005 | PROPORTION | 0.5311 | 0.0005 | PROPORTION | 1
0.0005 | PROPORTION | 1 | 0.0005 | 0.0287 |  |  |  |  | 0.0005 | PROPORTION | 0.91486 | 0.0005 | PROPORTION | 0.34771 | 0.0005 | PROPORTION | 0.37164 | 0.0005 | PROPORTION | 0.42915 | 0.0005 | PROPORTION | 0.53082 | 0.0005 | PROPORTION | 1
0.0005 | PROPORTION | 1 | 0.0005 | 0.0287 |  |  |  |  | 0.0005 | PROPORTION | 0.91486 | 0.0005 | PROPORTION | 0.34764 | 0.0005 | PROPORTION | 0.37153 | 0.0005 | PROPORTION | 0.42886 | 0.0005 | PROPORTION | 0.53052 | 0.0005 | PROPORTION | 1
0.0005 | PROPORTION | 1 | 0.0005 | 0.0287 |  |  |  |  | 0.0005 | PROPORTION | 0.91484 | 0.0005 | PROPORTION | 0.34744 | 0.0005 | PROPORTION | 0.37135 | 0.0005 | PROPORTION | 0.42859 | 0.0005 | PROPORTION | 0.5303 | 0.0005 | PROPORTION | 1
0.0005 | PROPORTION | 1 | 0.0005 | 0.0287 |  |  |  |  | 0.0005 | PROPORTION | 0.9148 | 0.0005 | PROPORTION | 0.34724 | 0.0005 | PROPORTION | 0.37116 | 0.0005 | PROPORTION | 0.42831 | 0.0005 | PROPORTION | 0.52996 | 0.0005 | PROPORTION | 1
0.0005 | PROPORTION | 1 | 0.0005 | 0.0287 |  |  |  |  | 0.0005 | PROPORTION | 0.91478 | 0.0005 | PROPORTION | 0.3472 | 0.0005 | PROPORTION | 0.371 | 0.0005 | PROPORTION | 0.42802 | 0.0005 | PROPORTION | 0.52976 | 0.0005 | PROPORTION | 1
0.0005 | PROPORTION | 1 | 0.0005 | 0.0287 |  |  |  |  | 0.0005 | PROPORTION | 0.91478 | 0.0005 | PROPORTION | 0.3471 | 0.0005 | PROPORTION | 0.37081 | 0.0005 | PROPORTION | 0.4279 | 0.0005 | PROPORTION | 0.52944 | 0.0005 | PROPORTION | 1
0.0005 | PROPORTION | 1 | 0.0005 | 0.0287 |  |  |  |  | 0.0005 | PROPORTION | 0.91478 | 0.0005 | PROPORTION | 0.34702 | 0.0005 | PROPORTION | 0.37062 | 0.0005 | PROPORTION | 0.42763 | 0.0005 | PROPORTION | 0.52925 | 0.0005 | PROPORTION | 1
0.0005 | PROPORTION | 1 | 0.0005 | 0.0287 |  |  |  |  | 0.0005 | PROPORTION | 0.91478 | 0.0005 | PROPORTION | 0.3469 | 0.0005 | PROPORTION | 0.3705 | 0.0005 | PROPORTION | 0.42735 | 0.0005 | PROPORTION | 0.5289 | 0.0005 | PROPORTION | 1
0.0005 | PROPORTION | 1 | 0.0005 | 0.0287 |  |  |  |  | 0.0005 | PROPORTION | 0.91469 | 0.0005 | PROPORTION | 0.34677 | 0.0005 | PROPORTION | 0.37036 | 0.0005 | PROPORTION | 0.42713 | 0.0005 | PROPORTION | 0.52856 | 0.0005 | PROPORTION | 1
0.0005 | PROPORTION | 1 | 0.0005 | 0.0287 |  |  |  |  | 0.0005 | PROPORTION | 0.9146 | 0.0005 | PROPORTION | 0.34662 | 0.0005 | PROPORTION | 0.37021 | 0.0005 | PROPORTION | 0.42684 | 0.0005 | PROPORTION | 0.52833 | 0.0005 | PROPORTION | 1
0.0005 | PROPORTION | 1 | 0.0005 | 0.0287 |  |  |  |  | 0.0005 | PROPORTION | 0.91442 | 0.0005 | PROPORTION | 0.34653 | 0.0005 | PROPORTION | 0.36999 | 0.0005 | PROPORTION | 0.42663 | 0.0005 | PROPORTION | 0.52811 | 0.0005 | PROPORTION | 1
0.0005 | PROPORTION | 1 | 0.0005 | 0.0287 |  |  |  |  | 0.0005 | PROPORTION | 0.91442 | 0.0005 | PROPORTION | 0.34646 | 0.0005 | PROPORTION | 0.36987 | 0.0005 | PROPORTION | 0.42632 | 0.0005 | PROPORTION | 0.52783 | 0.0005 | PROPORTION | 1
0.0005 | PROPORTION | 1 | 0.0005 | 0.0287 |  |  |  |  | 0.0005 | PROPORTION | 0.91442 | 0.0005 | PROPORTION | 0.34624 | 0.0005 | PROPORTION | 0.36969 | 0.0005 | PROPORTION | 0.42605 | 0.0005 | PROPORTION | 0.52755 | 0.0005 | PROPORTION | 1
0.0005 | PROPORTION | 1 | 0.0005 | 0.0287 |  |  |  |  | 0.0005 | PROPORTION | 0.91442 | 0.0005 | PROPORTION | 0.34611 | 0.0005 | PROPORTION | 0.36951 | 0.0005 | PROPORTION | 0.42581 | 0.0005 | PROPORTION | 0.52731 | 0.0005 | PROPORTION | 1
0.0005 | PROPORTION | 1 | 0.0005 | 0.0287 |  |  |  |  | 0.0005 | PROPORTION | 0.91442 | 0.0005 | PROPORTION | 0.34611 | 0.0005 | PROPORTION | 0.36936 | 0.0005 | PROPORTION | 0.42555 | 0.0005 | PROPORTION | 0.52703 | 0.0005 | PROPORTION | 1
0.0005 | PROPORTION | 1 | 0.0005 | 0.0287 |  |  |  |  | 0.0005 | PROPORTION | 0.91442 | 0.0005 | PROPORTION | 0.34603 | 0.0005 | PROPORTION | 0.36919 | 0.0005 | PROPORTION | 0.42526 | 0.0005 | PROPORTION | 0.52677 | 0.0005 | PROPORTION | 1
0.0005 | PROPORTION | 1 | 0.0005 | 0.0287 |  |  |  |  | 0.0005 | PROPORTION | 0.91437 | 0.0005 | PROPORTION | 0.34583 | 0.0005 | PROPORTION | 0.36898 | 0.0005 | PROPORTION | 0.42498 | 0.0005 | PROPORTION | 0.52653 | 0.0005 | PROPORTION | 1
0.0005 | PROPORTION | 1 | 0.0005 | 0.0287 |  |  |  |  | 0.0005 | PROPORTION | 0.91437 | 0.0005 | PROPORTION | 0.34567 | 0.0005 | PROPORTION | 0.36882 | 0.0005 | PROPORTION | 0.42472 | 0.0005 | PROPORTION | 0.52625 | 0.0005 | PROPORTION | 1
0.0005 | PROPORTION | 1 | 0.0005 | 0.0287 |  |  |  |  | 0.0005 | PROPORTION | 0.91433 | 0.0005 | PROPORTION | 0.34567 | 0.0005 | PROPORTION | 0.36864 | 0.0005 | PROPORTION | 0.42446 | 0.0005 | PROPORTION | 0.52605 | 0.0005 | PROPORTION | 1
0.0005 | PROPORTION | 1 | 0.0005 | 0.0287 |  |  |  |  | 0.0005 | PROPORTION | 0.91433 | 0.0005 | PROPORTION | 0.34543 | 0.0005 | PROPORTION | 0.36848 | 0.0005 | PROPORTION | 0.42419 | 0.0005 | PROPORTION | 0.52571 | 0.0005 | PROPORTION | 1
0.0005 | PROPORTION | 1 | 0.0005 | 0.0287 |  |  |  |  | 0.0005 | PROPORTION | 0.91431 | 0.0005 | PROPORTION | 0.34538 | 0.0005 | PROPORTION | 0.36832 | 0.0005 | PROPORTION | 0.4239 | 0.0005 | PROPORTION | 0.52551 | 0.0005 | PROPORTION | 1
0.0005 | PROPORTION | 1 | 0.0005 | 0.0287 |  |  |  |  | 0.0005 | PROPORTION | 0.91429 | 0.0005 | PROPORTION | 0.34526 | 0.0005 | PROPORTION | 0.36812 | 0.0005 | PROPORTION | 0.42363 | 0.0005 | PROPORTION | 0.52516 | 0.0005 | PROPORTION | 1
0.0005 | PROPORTION | 1 | 0.0005 | 0.0287 |  |  |  |  | 0.0005 | PROPORTION | 0.91429 | 0.0005 | PROPORTION | 0.34504 | 0.0005 | PROPORTION | 0.36798 | 0.0005 | PROPORTION | 0.4234 | 0.0005 | PROPORTION | 0.52497 | 0.0005 | PROPORTION | 1
0.0005 | PROPORTION | 1 | 0.0005 | 0.0287 |  |  |  |  | 0.0005 | PROPORTION | 0.91416 | 0.0005 | PROPORTION | 0.345 | 0.0005 | PROPORTION | 0.36781 | 0.0005 | PROPORTION | 0.4231 | 0.0005 | PROPORTION | 0.52474 | 0.0005 | PROPORTION | 1
0.0005 | PROPORTION | 1 | 0.0005 | 0.0287 |  |  |  |  | 0.0005 | PROPORTION | 0.91411 | 0.0005 | PROPORTION | 0.34481 | 0.0005 | PROPORTION | 0.36759 | 0.0005 | PROPORTION | 0.42289 | 0.0005 | PROPORTION | 0.52442 | 0.0005 | PROPORTION | 1
0.0005 | PROPORTION | 1 | 0.0005 | 0.0287 |  |  |  |  | 0.0005 | PROPORTION | 0.91411 | 0.0005 | PROPORTION | 0.34468 | 0.0005 | PROPORTION | 0.36743 | 0.0005 | PROPORTION | 0.42267 | 0.0005 | PROPORTION | 0.52419 | 0.0005 | PROPORTION | 1
0.0005 | PROPORTION | 1 | 0.0005 | 0.0287 |  |  |  |  | 0.0005 | PROPORTION | 0.91411 | 0.0005 | PROPORTION | 0.34468 | 0.0005 | PROPORTION | 0.3673 | 0.0005 | PROPORTION | 0.42235 | 0.0005 | PROPORTION | 0.52399 | 0.0005 | PROPORTION | 1
0.0005 | PROPORTION | 1 | 0.0005 | 0.0287 |  |  |  |  | 0.0005 | PROPORTION | 0.91411 | 0.0005 | PROPORTION | 0.34461 | 0.0005 | PROPORTION | 0.36717 | 0.0005 | PROPORTION | 0.42206 | 0.0005 | PROPORTION | 0.52372 | 0.0005 | PROPORTION | 1
0.0005 | PROPORTION | 1 | 0.0005 | 0.0287 |  |  |  |  | 0.0005 | PROPORTION | 0.91411 | 0.0005 | PROPORTION | 0.34451 | 0.0005 | PROPORTION | 0.36702 | 0.0005 | PROPORTION | 0.42179 | 0.0005 | PROPORTION | 0.52347 | 0.0005 | PROPORTION | 1
0.0005 | PROPORTION | 1 | 0.0005 | 0.0287 |  |  |  |  | 0.0005 | PROPORTION | 0.91411 | 0.0005 | PROPORTION | 0.34431 | 0.0005 | PROPORTION | 0.36684 | 0.0005 | PROPORTION | 0.42156 | 0.0005 | PROPORTION | 0.52317 | 0.0005 | PROPORTION | 1
0.0005 | PROPORTION | 1 | 0.0005 | 0.0287 |  |  |  |  | 0.0005 | PROPORTION | 0.91411 | 0.0005 | PROPORTION | 0.34431 | 0.0005 | PROPORTION | 0.36669 | 0.0005 | PROPORTION | 0.42128 | 0.0005 | PROPORTION | 0.52292 | 0.0005 | PROPORTION | 1
0.0005 | PROPORTION | 1 | 0.0005 | 0.0287 |  |  |  |  | 0.0005 | PROPORTION | 0.91411 | 0.0005 | PROPORTION | 0.34431 | 0.0005 | PROPORTION | 0.36649 | 0.0005 | PROPORTION | 0.42097 | 0.0005 | PROPORTION | 0.52272 | 0.0005 | PROPORTION | 1
0.0005 | PROPORTION | 1 | 0.0005 | 0.0287 |  |  |  |  | 0.0005 | PROPORTION | 0.91411 | 0.0005 | PROPORTION | 0.34399 | 0.0005 | PROPORTION | 0.36635 | 0.0005 | PROPORTION | 0.4207 | 0.0005 | PROPORTION | 0.52241 | 0.0005 | PROPORTION | 1
0.0005 | PROPORTION | 1 | 0.0005 | 0.0287 |  |  |  |  | 0.0005 | PROPORTION | 0.91411 | 0.0005 | PROPORTION | 0.34386 | 0.0005 | PROPORTION | 0.36622 | 0.0005 | PROPORTION | 0.42048 | 0.0005 | PROPORTION | 0.52219 | 0.0005 | PROPORTION | 1
0.0005 | PROPORTION | 1 | 0.0005 | 0.0287 |  |  |  |  | 0.0005 | PROPORTION | 0.91411 | 0.0005 | PROPORTION | 0.34371 | 0.0005 | PROPORTION | 0.36602 | 0.0005 | PROPORTION | 0.42012 | 0.0005 | PROPORTION | 0.52189 | 0.0005 | PROPORTION | 1
0.0005 | PROPORTION | 1 | 0.0005 | 0.0287 |  |  |  |  | 0.0005 | PROPORTION | 0.91411 | 0.0005 | PROPORTION | 0.34361 | 0.0005 | PROPORTION | 0.36589 | 0.0005 | PROPORTION | 0.41991 | 0.0005 | PROPORTION | 0.52163 | 0.0005 | PROPORTION | 1
0.0005 | PROPORTION | 1 | 0.0005 | 0.0287 |  |  |  |  | 0.0005 | PROPORTION | 0.91411 | 0.0005 | PROPORTION | 0.34344 | 0.0005 | PROPORTION | 0.3657 | 0.0005 | PROPORTION | 0.41954 | 0.0005 | PROPORTION | 0.52136 | 0.0005 | PROPORTION | 1
0.0005 | PROPORTION | 1 | 0.0005 | 0.0287 |  |  |  |  | 0.0005 | PROPORTION | 0.91411 | 0.0005 | PROPORTION | 0.34333 | 0.0005 | PROPORTION | 0.36554 | 0.0005 | PROPORTION | 0.41927 | 0.0005 | PROPORTION | 0.52113 | 0.0005 | PROPORTION | 1
0.0005 | PROPORTION | 1 | 0.0005 | 0.0287 |  |  |  |  | 0.0005 | PROPORTION | 0.91411 | 0.0005 | PROPORTION | 0.34323 | 0.0005 | PROPORTION | 0.3654 | 0.0005 | PROPORTION | 0.41904 | 0.0005 | PROPORTION | 0.52082 | 0.0005 | PROPORTION | 1
0.0005 | PROPORTION | 1 | 0.0005 | 0.0287 |  |  |  |  | 0.0005 | PROPORTION | 0.91411 | 0.0005 | PROPORTION | 0.34314 | 0.0005 | PROPORTION | 0.36527 | 0.0005 | PROPORTION | 0.41875 | 0.0005 | PROPORTION | 0.52061 | 0.0005 | PROPORTION | 1
0.0005 | PROPORTION | 1 | 0.0005 | 0.0287 |  |  |  |  | 0.0005 | PROPORTION | 0.91411 | 0.0005 | PROPORTION | 0.34298 | 0.0005 | PROPORTION | 0.36504 | 0.0005 | PROPORTION | 0.41848 | 0.0005 | PROPORTION | 0.52034 | 0.0005 | PROPORTION | 1
0.0005 | PROPORTION | 1 | 0.0005 | 0.0287 |  |  |  |  | 0.0005 | PROPORTION | 0.91411 | 0.0005 | PROPORTION | 0.34293 | 0.0005 | PROPORTION | 0.36491 | 0.0005 | PROPORTION | 0.41829 | 0.0005 | PROPORTION | 0.52012 | 0.0005 | PROPORTION | 1
0.0005 | PROPORTION | 1 | 0.0005 | 0.0287 |  |  |  |  | 0.0005 | PROPORTION | 0.91411 | 0.0005 | PROPORTION | 0.34285 | 0.0005 | PROPORTION | 0.36475 | 0.0005 | PROPORTION | 0.41802 | 0.0005 | PROPORTION | 0.51985 | 0.0005 | PROPORTION | 1
0.0005 | PROPORTION | 1 | 0.0005 | 0.0287 |  |  |  |  | 0.0005 | PROPORTION | 0.91411 | 0.0005 | PROPORTION | 0.34273 | 0.0005 | PROPORTION | 0.36458 | 0.0005 | PROPORTION | 0.41766 | 0.0005 | PROPORTION | 0.51958 | 0.0005 | PROPORTION | 1
0.0005 | PROPORTION | 1 | 0.0005 | 0.0287 |  |  |  |  | 0.0005 | PROPORTION | 0.91411 | 0.0005 | PROPORTION | 0.34253 | 0.0005 | PROPORTION | 0.36442 | 0.0005 | PROPORTION | 0.41738 | 0.0005 | PROPORTION | 0.51935 | 0.0005 | PROPORTION | 1
0.0005 | PROPORTION | 1 | 0.0005 | 0.0287 |  |  |  |  | 0.0005 | PROPORTION | 0.91403 | 0.0005 | PROPORTION | 0.34249 | 0.0005 | PROPORTION | 0.36424 | 0.0005 | PROPORTION | 0.41715 | 0.0005 | PROPORTION | 0.51908 | 0.0005 | PROPORTION | 1
0.0005 | PROPORTION | 1 | 0.0005 | 0.0287 |  |  |  |  | 0.0005 | PROPORTION | 0.91402 | 0.0005 | PROPORTION | 0.34242 | 0.0005 | PROPORTION | 0.36412 | 0.0005 | PROPORTION | 0.41686 | 0.0005 | PROPORTION | 0.51881 | 0.0005 | PROPORTION | 1
0.0005 | PROPORTION | 1 | 0.0005 | 0.0287 |  |  |  |  | 0.0005 | PROPORTION | 0.91398 | 0.0005 | PROPORTION | 0.34238 | 0.0005 | PROPORTION | 0.36393 | 0.0005 | PROPORTION | 0.4166 | 0.0005 | PROPORTION | 0.51858 | 0.0005 | PROPORTION | 1
0.0005 | PROPORTION | 1 | 0.0005 | 0.0287 |  |  |  |  | 0.0005 | PROPORTION | 0.91375 | 0.0005 | PROPORTION | 0.34219 | 0.0005 | PROPORTION | 0.36379 | 0.0005 | PROPORTION | 0.4163 | 0.0005 | PROPORTION | 0.5183 | 0.0005 | PROPORTION | 1
0.0005 | PROPORTION | 1 | 0.0005 | 0.0287 |  |  |  |  | 0.0005 | PROPORTION | 0.91339 | 0.0005 | PROPORTION | 0.34203 | 0.0005 | PROPORTION | 0.3636 | 0.0005 | PROPORTION | 0.41603 | 0.0005 | PROPORTION | 0.51809 | 0.0005 | PROPORTION | 1
0.0005 | PROPORTION | 1 | 0.0005 | 0.0287 |  |  |  |  | 0.0005 | PROPORTION | 0.91339 | 0.0005 | PROPORTION | 0.34194 | 0.0005 | PROPORTION | 0.36344 | 0.0005 | PROPORTION | 0.41566 | 0.0005 | PROPORTION | 0.51778 | 0.0005 | PROPORTION | 1
0.0005 | PROPORTION | 1 | 0.0005 | 0.0287 |  |  |  |  | 0.0005 | PROPORTION | 0.91324 | 0.0005 | PROPORTION | 0.34171 | 0.0005 | PROPORTION | 0.36332 | 0.0005 | PROPORTION | 0.41545 | 0.0005 | PROPORTION | 0.51758 | 0.0005 | PROPORTION | 1
0.0005 | PROPORTION | 1 | 0.0005 | 0.0287 |  |  |  |  | 0.0005 | PROPORTION | 0.91322 | 0.0005 | PROPORTION | 0.34159 | 0.0005 | PROPORTION | 0.36314 | 0.0005 | PROPORTION | 0.41513 | 0.0005 | PROPORTION | 0.51725 | 0.0005 | PROPORTION | 1
0.0005 | PROPORTION | 1 | 0.0005 | 0.0287 |  |  |  |  | 0.0005 | PROPORTION | 0.9132 | 0.0005 | PROPORTION | 0.34159 | 0.0005 | PROPORTION | 0.36299 | 0.0005 | PROPORTION | 0.41485 | 0.0005 | PROPORTION | 0.51702 | 0.0005 | PROPORTION | 1
0.0005 | PROPORTION | 1 | 0.0005 | 0.0287 |  |  |  |  | 0.0005 | PROPORTION | 0.91317 | 0.0005 | PROPORTION | 0.34131 | 0.0005 | PROPORTION | 0.36292 | 0.0005 | PROPORTION | 0.41458 | 0.0005 | PROPORTION | 0.51677 | 0.0005 | PROPORTION | 1
0.0005 | PROPORTION | 1 | 0.0005 | 0.0287 |  |  |  |  | 0.0005 | PROPORTION | 0.91317 | 0.0005 | PROPORTION | 0.34119 | 0.0005 | PROPORTION | 0.3627 | 0.0005 | PROPORTION | 0.41429 | 0.0005 | PROPORTION | 0.51661 | 0.0005 | PROPORTION | 1
0.0005 | PROPORTION | 1 | 0.0005 | 0.0287 |  |  |  |  | 0.0005 | PROPORTION | 0.9131 | 0.0005 | PROPORTION | 0.34104 | 0.0005 | PROPORTION | 0.36256 | 0.0005 | PROPORTION | 0.41395 | 0.0005 | PROPORTION | 0.51633 | 0.0005 | PROPORTION | 1
0.0005 | PROPORTION | 1 | 0.0005 | 0.0287 |  |  |  |  | 0.0005 | PROPORTION | 0.9131 | 0.0005 | PROPORTION | 0.34095 | 0.0005 | PROPORTION | 0.3624 | 0.0005 | PROPORTION | 0.41368 | 0.0005 | PROPORTION | 0.51608 | 0.0005 | PROPORTION | 1
0.0005 | PROPORTION | 1 | 0.0005 | 0.0287 |  |  |  |  | 0.0005 | PROPORTION | 0.9131 | 0.0005 | PROPORTION | 0.34087 | 0.0005 | PROPORTION | 0.36226 | 0.0005 | PROPORTION | 0.41336 | 0.0005 | PROPORTION | 0.51579 | 0.0005 | PROPORTION | 1
0.0005 | PROPORTION | 1 | 0.0005 | 0.0287 |  |  |  |  | 0.0005 | PROPORTION | 0.91307 | 0.0005 | PROPORTION | 0.34074 | 0.0005 | PROPORTION | 0.36214 | 0.0005 | PROPORTION | 0.41309 | 0.0005 | PROPORTION | 0.51558 | 0.0005 | PROPORTION | 1
0.0005 | PROPORTION | 1 | 0.0005 | 0.0287 |  |  |  |  | 0.0005 | PROPORTION | 0.91307 | 0.0005 | PROPORTION | 0.34062 | 0.0005 | PROPORTION | 0.36197 | 0.0005 | PROPORTION | 0.41284 | 0.0005 | PROPORTION | 0.5153 | 0.0005 | PROPORTION | 1
0.0005 | PROPORTION | 1 | 0.0005 | 0.0287 |  |  |  |  | 0.0005 | PROPORTION | 0.91303 | 0.0005 | PROPORTION | 0.34054 | 0.0005 | PROPORTION | 0.36181 | 0.0005 | PROPORTION | 0.41253 | 0.0005 | PROPORTION | 0.51507 | 0.0005 | PROPORTION | 1
0.0005 | PROPORTION | 1 | 0.0005 | 0.0287 |  |  |  |  | 0.0005 | PROPORTION | 0.91303 | 0.0005 | PROPORTION | 0.34033 | 0.0005 | PROPORTION | 0.36168 | 0.0005 | PROPORTION | 0.41225 | 0.0005 | PROPORTION | 0.51477 | 0.0005 | PROPORTION | 1
0.0005 | PROPORTION | 1 | 0.0005 | 0.0287 |  |  |  |  | 0.0005 | PROPORTION | 0.91303 | 0.0005 | PROPORTION | 0.34024 | 0.0005 | PROPORTION | 0.36145 | 0.0005 | PROPORTION | 0.41196 | 0.0005 | PROPORTION | 0.51453 | 0.0005 | PROPORTION | 1
0.0005 | PROPORTION | 1 | 0.0005 | 0.0287 |  |  |  |  | 0.0005 | PROPORTION | 0.91275 | 0.0005 | PROPORTION | 0.34016 | 0.0005 | PROPORTION | 0.36136 | 0.0005 | PROPORTION | 0.41166 | 0.0005 | PROPORTION | 0.51428 | 0.0005 | PROPORTION | 1
0.0005 | PROPORTION | 1 | 0.0005 | 0.0287 |  |  |  |  | 0.0005 | PROPORTION | 0.91252 | 0.0005 | PROPORTION | 0.34007 | 0.0005 | PROPORTION | 0.36117 | 0.0005 | PROPORTION | 0.41137 | 0.0005 | PROPORTION | 0.51407 | 0.0005 | PROPORTION | 1
0.0005 | PROPORTION | 1 | 0.0005 | 0.0287 |  |  |  |  | 0.0005 | PROPORTION | 0.91252 | 0.0005 | PROPORTION | 0.33997 | 0.0005 | PROPORTION | 0.36102 | 0.0005 | PROPORTION | 0.41108 | 0.0005 | PROPORTION | 0.51386 | 0.0005 | PROPORTION | 1
0.0005 | PROPORTION | 1 | 0.0005 | 0.0287 |  |  |  |  | 0.0005 | PROPORTION | 0.91239 | 0.0005 | PROPORTION | 0.33986 | 0.0005 | PROPORTION | 0.36088 | 0.0005 | PROPORTION | 0.41079 | 0.0005 | PROPORTION | 0.51364 | 0.0005 | PROPORTION | 1
0.0005 | PROPORTION | 1 | 0.0005 | 0.0287 |  |  |  |  | 0.0005 | PROPORTION | 0.91239 | 0.0005 | PROPORTION | 0.3397 | 0.0005 | PROPORTION | 0.36075 | 0.0005 | PROPORTION | 0.41045 | 0.0005 | PROPORTION | 0.51329 | 0.0005 | PROPORTION | 1
0.0005 | PROPORTION | 1 | 0.0005 | 0.0287 |  |  |  |  | 0.0005 | PROPORTION | 0.91197 | 0.0005 | PROPORTION | 0.33949 | 0.0005 | PROPORTION | 0.36054 | 0.0005 | PROPORTION | 0.41017 | 0.0005 | PROPORTION | 0.51305 | 0.0005 | PROPORTION | 1
0.0005 | PROPORTION | 1 | 0.0005 | 0.0287 |  |  |  |  | 0.0005 | PROPORTION | 0.9117 | 0.0005 | PROPORTION | 0.33944 | 0.0005 | PROPORTION | 0.36038 | 0.0005 | PROPORTION | 0.40989 | 0.0005 | PROPORTION | 0.51285 | 0.0005 | PROPORTION | 1
0.0005 | PROPORTION | 1 | 0.0005 | 0.0287 |  |  |  |  | 0.0005 | PROPORTION | 0.9117 | 0.0005 | PROPORTION | 0.33933 | 0.0005 | PROPORTION | 0.36022 | 0.0005 | PROPORTION | 0.40955 | 0.0005 | PROPORTION | 0.51258 | 0.0005 | PROPORTION | 1
0.0005 | PROPORTION | 1 | 0.0005 | 0.0287 |  |  |  |  | 0.0005 | PROPORTION | 0.91162 | 0.0005 | PROPORTION | 0.33913 | 0.0005 | PROPORTION | 0.3601 | 0.0005 | PROPORTION | 0.40931 | 0.0005 | PROPORTION | 0.51231 | 0.0005 | PROPORTION | 1
0.0005 | PROPORTION | 1 | 0.0005 | 0.0287 |  |  |  |  | 0.0005 | PROPORTION | 0.91151 | 0.0005 | PROPORTION | 0.33904 | 0.0005 | PROPORTION | 0.35993 | 0.0005 | PROPORTION | 0.40899 | 0.0005 | PROPORTION | 0.5121 | 0.0005 | PROPORTION | 1
0.0005 | PROPORTION | 1 | 0.0005 | 0.0287 |  |  |  |  | 0.0005 | PROPORTION | 0.91151 | 0.0005 | PROPORTION | 0.33895 | 0.0005 | PROPORTION | 0.35981 | 0.0005 | PROPORTION | 0.40869 | 0.0005 | PROPORTION | 0.51182 | 0.0005 | PROPORTION | 1
0.0005 | PROPORTION | 1 | 0.0005 | 0.0287 |  |  |  |  | 0.0005 | PROPORTION | 0.91151 | 0.0005 | PROPORTION | 0.33883 | 0.0005 | PROPORTION | 0.35964 | 0.0005 | PROPORTION | 0.40839 | 0.0005 | PROPORTION | 0.51163 | 0.0005 | PROPORTION | 1
0.0005 | PROPORTION | 1 | 0.0005 | 0.0287 |  |  |  |  | 0.0005 | PROPORTION | 0.91151 | 0.0005 | PROPORTION | 0.33854 | 0.0005 | PROPORTION | 0.35947 | 0.0005 | PROPORTION | 0.40809 | 0.0005 | PROPORTION | 0.51134 | 0.0005 | PROPORTION | 1
0.0005 | PROPORTION | 1 | 0.0005 | 0.0287 |  |  |  |  | 0.0005 | PROPORTION | 0.91151 | 0.0005 | PROPORTION | 0.33849 | 0.0005 | PROPORTION | 0.35929 | 0.0005 | PROPORTION | 0.40779 | 0.0005 | PROPORTION | 0.5111 | 0.0005 | PROPORTION | 1
0.0005 | PROPORTION | 1 | 0.0005 | 0.0287 |  |  |  |  | 0.0005 | PROPORTION | 0.91151 | 0.0005 | PROPORTION | 0.33832 | 0.0005 | PROPORTION | 0.35919 | 0.0005 | PROPORTION | 0.40749 | 0.0005 | PROPORTION | 0.51087 | 0.0005 | PROPORTION | 1
0.0005 | PROPORTION | 1 | 0.0005 | 0.0287 |  |  |  |  | 0.0005 | PROPORTION | 0.91128 | 0.0005 | PROPORTION | 0.3382 | 0.0005 | PROPORTION | 0.35903 | 0.0005 | PROPORTION | 0.40724 | 0.0005 | PROPORTION | 0.51068 | 0.0005 | PROPORTION | 1
0.0005 | PROPORTION | 1 | 0.0005 | 0.0287 |  |  |  |  | 0.0005 | PROPORTION | 0.9112 | 0.0005 | PROPORTION | 0.33802 | 0.0005 | PROPORTION | 0.35889 | 0.0005 | PROPORTION | 0.40684 | 0.0005 | PROPORTION | 0.5104 | 0.0005 | PROPORTION | 1
0.0005 | PROPORTION | 1 | 0.0005 | 0.0287 |  |  |  |  | 0.0005 | PROPORTION | 0.9112 | 0.0005 | PROPORTION | 0.3379 | 0.0005 | PROPORTION | 0.35872 | 0.0005 | PROPORTION | 0.40654 | 0.0005 | PROPORTION | 0.51016 | 0.0005 | PROPORTION | 1
0.0005 | PROPORTION | 1 | 0.0005 | 0.0287 |  |  |  |  | 0.0005 | PROPORTION | 0.9112 | 0.0005 | PROPORTION | 0.33774 | 0.0005 | PROPORTION | 0.35859 | 0.0005 | PROPORTION | 0.40623 | 0.0005 | PROPORTION | 0.50997 | 0.0005 | PROPORTION | 1
0.0005 | PROPORTION | 1 | 0.0005 | 0.0287 |  |  |  |  | 0.0005 | PROPORTION | 0.9112 | 0.0005 | PROPORTION | 0.33774 | 0.0005 | PROPORTION | 0.35845 | 0.0005 | PROPORTION | 0.40592 | 0.0005 | PROPORTION | 0.50971 | 0.0005 | PROPORTION | 1
0.0005 | PROPORTION | 1 | 0.0005 | 0.0287 |  |  |  |  | 0.0005 | PROPORTION | 0.9112 | 0.0005 | PROPORTION | 0.3375 | 0.0005 | PROPORTION | 0.35827 | 0.0005 | PROPORTION | 0.40555 | 0.0005 | PROPORTION | 0.50945 | 0.0005 | PROPORTION | 1
0.0005 | PROPORTION | 1 | 0.0005 | 0.0287 |  |  |  |  | 0.0005 | PROPORTION | 0.9112 | 0.0005 | PROPORTION | 0.33732 | 0.0005 | PROPORTION | 0.35809 | 0.0005 | PROPORTION | 0.40528 | 0.0005 | PROPORTION | 0.50922 | 0.0005 | PROPORTION | 1
0.0005 | PROPORTION | 1 | 0.0005 | 0.0287 |  |  |  |  | 0.0005 | PROPORTION | 0.91104 | 0.0005 | PROPORTION | 0.33727 | 0.0005 | PROPORTION | 0.35795 | 0.0005 | PROPORTION | 0.40489 | 0.0005 | PROPORTION | 0.50903 | 0.0005 | PROPORTION | 1
0.0005 | PROPORTION | 1 | 0.0005 | 0.0287 |  |  |  |  | 0.0005 | PROPORTION | 0.91104 | 0.0005 | PROPORTION | 0.3371 | 0.0005 | PROPORTION | 0.35783 | 0.0005 | PROPORTION | 0.40456 | 0.0005 | PROPORTION | 0.50877 | 0.0005 | PROPORTION | 1
0.0005 | PROPORTION | 1 | 0.0005 | 0.0287 |  |  |  |  | 0.0005 | PROPORTION | 0.91104 | 0.0005 | PROPORTION | 0.33692 | 0.0005 | PROPORTION | 0.35767 | 0.0005 | PROPORTION | 0.40432 | 0.0005 | PROPORTION | 0.50851 | 0.0005 | PROPORTION | 1
0.0005 | PROPORTION | 1 | 0.0005 | 0.0287 |  |  |  |  | 0.0005 | PROPORTION | 0.91103 | 0.0005 | PROPORTION | 0.33688 | 0.0005 | PROPORTION | 0.35757 | 0.0005 | PROPORTION | 0.40394 | 0.0005 | PROPORTION | 0.50828 | 0.0005 | PROPORTION | 1
0.0005 | PROPORTION | 1 | 0.0005 | 0.0287 |  |  |  |  | 0.0005 | PROPORTION | 0.91093 | 0.0005 | PROPORTION | 0.33671 | 0.0005 | PROPORTION | 0.3574 | 0.0005 | PROPORTION | 0.40365 | 0.0005 | PROPORTION | 0.50805 | 0.0005 | PROPORTION | 1
0.0005 | PROPORTION | 1 | 0.0005 | 0.0287 |  |  |  |  | 0.0005 | PROPORTION | 0.91089 | 0.0005 | PROPORTION | 0.33663 | 0.0005 | PROPORTION | 0.35725 | 0.0005 | PROPORTION | 0.40339 | 0.0005 | PROPORTION | 0.50778 | 0.0005 | PROPORTION | 1
0.0005 | PROPORTION | 1 | 0.0005 | 0.0287 |  |  |  |  | 0.0005 | PROPORTION | 0.91078 | 0.0005 | PROPORTION | 0.33639 | 0.0005 | PROPORTION | 0.3571 | 0.0005 | PROPORTION | 0.40302 | 0.0005 | PROPORTION | 0.50755 | 0.0005 | PROPORTION | 1
0.0005 | PROPORTION | 1 | 0.0005 | 0.0287 |  |  |  |  | 0.0005 | PROPORTION | 0.91078 | 0.0005 | PROPORTION | 0.33622 | 0.0005 | PROPORTION | 0.35696 | 0.0005 | PROPORTION | 0.40274 | 0.0005 | PROPORTION | 0.50734 | 0.0005 | PROPORTION | 1
0.0005 | PROPORTION | 1 | 0.0005 | 0.0287 |  |  |  |  | 0.0005 | PROPORTION | 0.91074 | 0.0005 | PROPORTION | 0.33615 | 0.0005 | PROPORTION | 0.35677 | 0.0005 | PROPORTION | 0.40239 | 0.0005 | PROPORTION | 0.50709 | 0.0005 | PROPORTION | 1
0.0005 | PROPORTION | 1 | 0.0005 | 0.0287 |  |  |  |  | 0.0005 | PROPORTION | 0.91057 | 0.0005 | PROPORTION | 0.33589 | 0.0005 | PROPORTION | 0.35659 | 0.0005 | PROPORTION | 0.40203 | 0.0005 | PROPORTION | 0.50686 | 0.0005 | PROPORTION | 1
0.0005 | PROPORTION | 1 | 0.0005 | 0.0287 |  |  |  |  | 0.0005 | PROPORTION | 0.91052 | 0.0005 | PROPORTION | 0.33585 | 0.0005 | PROPORTION | 0.35651 | 0.0005 | PROPORTION | 0.40173 | 0.0005 | PROPORTION | 0.50662 | 0.0005 | PROPORTION | 1
0.0005 | PROPORTION | 1 | 0.0005 | 0.0287 |  |  |  |  | 0.0005 | PROPORTION | 0.91041 | 0.0005 | PROPORTION | 0.33556 | 0.0005 | PROPORTION | 0.35637 | 0.0005 | PROPORTION | 0.40144 | 0.0005 | PROPORTION | 0.50638 | 0.0005 | PROPORTION | 1
0.0005 | PROPORTION | 1 | 0.0005 | 0.0287 |  |  |  |  | 0.0005 | PROPORTION | 0.91041 | 0.0005 | PROPORTION | 0.33547 | 0.0005 | PROPORTION | 0.35621 | 0.0005 | PROPORTION | 0.40108 | 0.0005 | PROPORTION | 0.50615 | 0.0005 | PROPORTION | 1
0.0005 | PROPORTION | 1 | 0.0005 | 0.0287 |  |  |  |  | 0.0005 | PROPORTION | 0.91036 | 0.0005 | PROPORTION | 0.33535 | 0.0005 | PROPORTION | 0.35608 | 0.0005 | PROPORTION | 0.40079 | 0.0005 | PROPORTION | 0.50594 | 0.0005 | PROPORTION | 1
0.0005 | PROPORTION | 1 | 0.0005 | 0.0287 |  |  |  |  | 0.0005 | PROPORTION | 0.91032 | 0.0005 | PROPORTION | 0.33523 | 0.0005 | PROPORTION | 0.35594 | 0.0005 | PROPORTION | 0.40047 | 0.0005 | PROPORTION | 0.50573 | 0.0005 | PROPORTION | 1
0.0005 | PROPORTION | 1 | 0.0005 | 0.0287 |  |  |  |  | 0.0005 | PROPORTION | 0.91017 | 0.0005 | PROPORTION | 0.33511 | 0.0005 | PROPORTION | 0.35584 | 0.0005 | PROPORTION | 0.40024 | 0.0005 | PROPORTION | 0.50548 | 0.0005 | PROPORTION | 1
0.0005 | PROPORTION | 1 | 0.0005 | 0.0287 |  |  |  |  | 0.0005 | PROPORTION | 0.91009 | 0.0005 | PROPORTION | 0.33498 | 0.0005 | PROPORTION | 0.3557 | 0.0005 | PROPORTION | 0.39984 | 0.0005 | PROPORTION | 0.50527 | 0.0005 | PROPORTION | 1
0.0005 | PROPORTION | 1 | 0.0005 | 0.0287 |  |  |  |  | 0.0005 | PROPORTION | 0.90995 | 0.0005 | PROPORTION | 0.33485 | 0.0005 | PROPORTION | 0.35552 | 0.0005 | PROPORTION | 0.39953 | 0.0005 | PROPORTION | 0.505 | 0.0005 | PROPORTION | 1
0.0005 | PROPORTION | 1 | 0.0005 | 0.0287 |  |  |  |  | 0.0005 | PROPORTION | 0.90995 | 0.0005 | PROPORTION | 0.33458 | 0.0005 | PROPORTION | 0.35537 | 0.0005 | PROPORTION | 0.39915 | 0.0005 | PROPORTION | 0.50476 | 0.0005 | PROPORTION | 1
0.0005 | PROPORTION | 1 | 0.0005 | 0.0287 |  |  |  |  | 0.0005 | PROPORTION | 0.90989 | 0.0005 | PROPORTION | 0.33454 | 0.0005 | PROPORTION | 0.35525 | 0.0005 | PROPORTION | 0.3988 | 0.0005 | PROPORTION | 0.50454 | 0.0005 | PROPORTION | 1
0.0005 | PROPORTION | 1 | 0.0005 | 0.0287 |  |  |  |  | 0.0005 | PROPORTION | 0.90971 | 0.0005 | PROPORTION | 0.33441 | 0.0005 | PROPORTION | 0.35514 | 0.0005 | PROPORTION | 0.39853 | 0.0005 | PROPORTION | 0.50429 | 0.0005 | PROPORTION | 1
0.0005 | PROPORTION | 1 | 0.0005 | 0.0287 |  |  |  |  | 0.0005 | PROPORTION | 0.9097 | 0.0005 | PROPORTION | 0.33422 | 0.0005 | PROPORTION | 0.35497 | 0.0005 | PROPORTION | 0.39815 | 0.0005 | PROPORTION | 0.50405 | 0.0005 | PROPORTION | 1
0.0005 | PROPORTION | 1 | 0.0005 | 0.0287 |  |  |  |  | 0.0005 | PROPORTION | 0.90954 | 0.0005 | PROPORTION | 0.33414 | 0.0005 | PROPORTION | 0.35482 | 0.0005 | PROPORTION | 0.3978 | 0.0005 | PROPORTION | 0.50388 | 0.0005 | PROPORTION | 1
0.0005 | PROPORTION | 1 | 0.0005 | 0.0287 |  |  |  |  | 0.0005 | PROPORTION | 0.90954 | 0.0005 | PROPORTION | 0.33388 | 0.0005 | PROPORTION | 0.35465 | 0.0005 | PROPORTION | 0.39748 | 0.0005 | PROPORTION | 0.50366 | 0.0005 | PROPORTION | 1
0.0005 | PROPORTION | 1 | 0.0005 | 0.0287 |  |  |  |  | 0.0005 | PROPORTION | 0.90948 | 0.0005 | PROPORTION | 0.33376 | 0.0005 | PROPORTION | 0.35455 | 0.0005 | PROPORTION | 0.39712 | 0.0005 | PROPORTION | 0.50341 | 0.0005 | PROPORTION | 1
0.0005 | PROPORTION | 1 | 0.0005 | 0.0287 |  |  |  |  | 0.0005 | PROPORTION | 0.90948 | 0.0005 | PROPORTION | 0.33355 | 0.0005 | PROPORTION | 0.35439 | 0.0005 | PROPORTION | 0.39683 | 0.0005 | PROPORTION | 0.5032 | 0.0005 | PROPORTION | 1
0.0005 | PROPORTION | 1 | 0.0005 | 0.0287 |  |  |  |  | 0.0005 | PROPORTION | 0.90948 | 0.0005 | PROPORTION | 0.33341 | 0.0005 | PROPORTION | 0.35424 | 0.0005 | PROPORTION | 0.39645 | 0.0005 | PROPORTION | 0.50303 | 0.0005 | PROPORTION | 1
0.0005 | PROPORTION | 1 | 0.0005 | 0.0287 |  |  |  |  | 0.0005 | PROPORTION | 0.90948 | 0.0005 | PROPORTION | 0.33328 | 0.0005 | PROPORTION | 0.35409 | 0.0005 | PROPORTION | 0.39615 | 0.0005 | PROPORTION | 0.50275 | 0.0005 | PROPORTION | 1
0.0005 | PROPORTION | 1 | 0.0005 | 0.0287 |  |  |  |  | 0.0005 | PROPORTION | 0.90948 | 0.0005 | PROPORTION | 0.33312 | 0.0005 | PROPORTION | 0.354 | 0.0005 | PROPORTION | 0.39588 | 0.0005 | PROPORTION | 0.50252 | 0.0005 | PROPORTION | 1
0.0005 | PROPORTION | 1 | 0.0005 | 0.0287 |  |  |  |  | 0.0005 | PROPORTION | 0.90948 | 0.0005 | PROPORTION | 0.33299 | 0.0005 | PROPORTION | 0.35384 | 0.0005 | PROPORTION | 0.39554 | 0.0005 | PROPORTION | 0.50225 | 0.0005 | PROPORTION | 1
0.0005 | PROPORTION | 1 | 0.0005 | 0.0287 |  |  |  |  | 0.0005 | PROPORTION | 0.90948 | 0.0005 | PROPORTION | 0.33267 | 0.0005 | PROPORTION | 0.35373 | 0.0005 | PROPORTION | 0.39518 | 0.0005 | PROPORTION | 0.50204 | 0.0005 | PROPORTION | 1
0.0005 | PROPORTION | 1 | 0.0005 | 0.0287 |  |  |  |  | 0.0005 | PROPORTION | 0.90948 | 0.0005 | PROPORTION | 0.33267 | 0.0005 | PROPORTION | 0.35362 | 0.0005 | PROPORTION | 0.39489 | 0.0005 | PROPORTION | 0.50179 | 0.0005 | PROPORTION | 1
0.0005 | PROPORTION | 1 | 0.0005 | 0.0287 |  |  |  |  | 0.0005 | PROPORTION | 0.90939 | 0.0005 | PROPORTION | 0.33243 | 0.0005 | PROPORTION | 0.35345 | 0.0005 | PROPORTION | 0.39457 | 0.0005 | PROPORTION | 0.50161 | 0.0005 | PROPORTION | 1
0.0005 | PROPORTION | 1 | 0.0005 | 0.0287 |  |  |  |  | 0.0005 | PROPORTION | 0.90936 | 0.0005 | PROPORTION | 0.33235 | 0.0005 | PROPORTION | 0.3533 | 0.0005 | PROPORTION | 0.39427 | 0.0005 | PROPORTION | 0.50138 | 0.0005 | PROPORTION | 1
0.0005 | PROPORTION | 1 | 0.0005 | 0.0287 |  |  |  |  | 0.0005 | PROPORTION | 0.90936 | 0.0005 | PROPORTION | 0.33213 | 0.0005 | PROPORTION | 0.35316 | 0.0005 | PROPORTION | 0.39388 | 0.0005 | PROPORTION | 0.50114 | 0.0005 | PROPORTION | 1
0.0005 | PROPORTION | 1 | 0.0005 | 0.0287 |  |  |  |  | 0.0005 | PROPORTION | 0.90936 | 0.0005 | PROPORTION | 0.33213 | 0.0005 | PROPORTION | 0.35304 | 0.0005 | PROPORTION | 0.39362 | 0.0005 | PROPORTION | 0.50094 | 0.0005 | PROPORTION | 1
0.0005 | PROPORTION | 1 | 0.0005 | 0.0287 |  |  |  |  | 0.0005 | PROPORTION | 0.90932 | 0.0005 | PROPORTION | 0.33194 | 0.0005 | PROPORTION | 0.35289 | 0.0005 | PROPORTION | 0.39326 | 0.0005 | PROPORTION | 0.50064 | 0.0005 | PROPORTION | 1
0.0005 | PROPORTION | 1 | 0.0005 | 0.0287 |  |  |  |  | 0.0005 | PROPORTION | 0.9092 | 0.0005 | PROPORTION | 0.33168 | 0.0005 | PROPORTION | 0.35274 | 0.0005 | PROPORTION | 0.39295 | 0.0005 | PROPORTION | 0.50047 | 0.0005 | PROPORTION | 1
0.0005 | PROPORTION | 1 | 0.0005 | 0.0287 |  |  |  |  | 0.0005 | PROPORTION | 0.90917 | 0.0005 | PROPORTION | 0.33157 | 0.0005 | PROPORTION | 0.35262 | 0.0005 | PROPORTION | 0.39259 | 0.0005 | PROPORTION | 0.50021 | 0.0005 | PROPORTION | 1
0.0005 | PROPORTION | 1 | 0.0005 | 0.0287 |  |  |  |  | 0.0005 | PROPORTION | 0.90917 | 0.0005 | PROPORTION | 0.33139 | 0.0005 | PROPORTION | 0.35244 | 0.0005 | PROPORTION | 0.3923 | 0.0005 | PROPORTION | 0.49998 | 0.0005 | PROPORTION | 1
0.0005 | PROPORTION | 1 | 0.0005 | 0.0287 |  |  |  |  | 0.0005 | PROPORTION | 0.90917 | 0.0005 | PROPORTION | 0.33115 | 0.0005 | PROPORTION | 0.35233 | 0.0005 | PROPORTION | 0.39192 | 0.0005 | PROPORTION | 0.49973 | 0.0005 | PROPORTION | 1
0.0005 | PROPORTION | 1 | 0.0005 | 0.0287 |  |  |  |  | 0.0005 | PROPORTION | 0.90917 | 0.0005 | PROPORTION | 0.33096 | 0.0005 | PROPORTION | 0.35217 | 0.0005 | PROPORTION | 0.39154 | 0.0005 | PROPORTION | 0.49952 | 0.0005 | PROPORTION | 1
0.0005 | PROPORTION | 1 | 0.0005 | 0.0287 |  |  |  |  | 0.0005 | PROPORTION | 0.90917 | 0.0005 | PROPORTION | 0.33083 | 0.0005 | PROPORTION | 0.35202 | 0.0005 | PROPORTION | 0.39126 | 0.0005 | PROPORTION | 0.49931 | 0.0005 | PROPORTION | 1
0.0005 | PROPORTION | 1 | 0.0005 | 0.0287 |  |  |  |  | 0.0005 | PROPORTION | 0.90917 | 0.0005 | PROPORTION | 0.33057 | 0.0005 | PROPORTION | 0.35188 | 0.0005 | PROPORTION | 0.39089 | 0.0005 | PROPORTION | 0.49911 | 0.0005 | PROPORTION | 1
0.0005 | PROPORTION | 1 | 0.0005 | 0.0287 |  |  |  |  | 0.0005 | PROPORTION | 0.90914 | 0.0005 | PROPORTION | 0.33057 | 0.0005 | PROPORTION | 0.35173 | 0.0005 | PROPORTION | 0.3906 | 0.0005 | PROPORTION | 0.49888 | 0.0005 | PROPORTION | 1
0.0005 | PROPORTION | 1 | 0.0005 | 0.0287 |  |  |  |  | 0.0005 | PROPORTION | 0.90914 | 0.0005 | PROPORTION | 0.33026 | 0.0005 | PROPORTION | 0.35164 | 0.0005 | PROPORTION | 0.3903 | 0.0005 | PROPORTION | 0.49866 | 0.0005 | PROPORTION | 1
0.0005 | PROPORTION | 1 | 0.0005 | 0.0287 |  |  |  |  | 0.0005 | PROPORTION | 0.90914 | 0.0005 | PROPORTION | 0.33026 | 0.0005 | PROPORTION | 0.35151 | 0.0005 | PROPORTION | 0.38999 | 0.0005 | PROPORTION | 0.49847 | 0.0005 | PROPORTION | 1
0.0005 | PROPORTION | 1 | 0.0005 | 0.0287 |  |  |  |  | 0.0005 | PROPORTION | 0.90896 | 0.0005 | PROPORTION | 0.33002 | 0.0005 | PROPORTION | 0.35132 | 0.0005 | PROPORTION | 0.38956 | 0.0005 | PROPORTION | 0.49821 | 0.0005 | PROPORTION | 1
0.0005 | PROPORTION | 1 | 0.0005 | 0.0287 |  |  |  |  | 0.0005 | PROPORTION | 0.90876 | 0.0005 | PROPORTION | 0.32988 | 0.0005 | PROPORTION | 0.35119 | 0.0005 | PROPORTION | 0.38928 | 0.0005 | PROPORTION | 0.49801 | 0.0005 | PROPORTION | 1
0.0005 | PROPORTION | 1 | 0.0005 | 0.0287 |  |  |  |  | 0.0005 | PROPORTION | 0.90853 | 0.0005 | PROPORTION | 0.32972 | 0.0005 | PROPORTION | 0.3511 | 0.0005 | PROPORTION | 0.38892 | 0.0005 | PROPORTION | 0.4978 | 0.0005 | PROPORTION | 1
0.0005 | PROPORTION | 1 | 0.0005 | 0.0287 |  |  |  |  | 0.0005 | PROPORTION | 0.90853 | 0.0005 | PROPORTION | 0.32962 | 0.0005 | PROPORTION | 0.35098 | 0.0005 | PROPORTION | 0.38859 | 0.0005 | PROPORTION | 0.49754 | 0.0005 | PROPORTION | 1
0.0005 | PROPORTION | 1 | 0.0005 | 0.0287 |  |  |  |  | 0.0005 | PROPORTION | 0.9085 | 0.0005 | PROPORTION | 0.32944 | 0.0005 | PROPORTION | 0.3508 | 0.0005 | PROPORTION | 0.3883 | 0.0005 | PROPORTION | 0.49735 | 0.0005 | PROPORTION | 1
0.0005 | PROPORTION | 1 | 0.0005 | 0.0287 |  |  |  |  | 0.0005 | PROPORTION | 0.90823 | 0.0005 | PROPORTION | 0.32922 | 0.0005 | PROPORTION | 0.35066 | 0.0005 | PROPORTION | 0.3879 | 0.0005 | PROPORTION | 0.49708 | 0.0005 | PROPORTION | 1
0.0005 | PROPORTION | 1 | 0.0005 | 0.0287 |  |  |  |  | 0.0005 | PROPORTION | 0.90812 | 0.0005 | PROPORTION | 0.32894 | 0.0005 | PROPORTION | 0.35058 | 0.0005 | PROPORTION | 0.3876 | 0.0005 | PROPORTION | 0.4969 | 0.0005 | PROPORTION | 1
0.0005 | PROPORTION | 1 | 0.0005 | 0.0287 |  |  |  |  | 0.0005 | PROPORTION | 0.90786 | 0.0005 | PROPORTION | 0.32876 | 0.0005 | PROPORTION | 0.35041 | 0.0005 | PROPORTION | 0.38728 | 0.0005 | PROPORTION | 0.49672 | 0.0005 | PROPORTION | 1
0.0005 | PROPORTION | 1 | 0.0005 | 0.0287 |  |  |  |  | 0.0005 | PROPORTION | 0.90778 | 0.0005 | PROPORTION | 0.32849 | 0.0005 | PROPORTION | 0.35031 | 0.0005 | PROPORTION | 0.38697 | 0.0005 | PROPORTION | 0.49648 | 0.0005 | PROPORTION | 1
0.0005 | PROPORTION | 1 | 0.0005 | 0.0287 |  |  |  |  | 0.0005 | PROPORTION | 0.90778 | 0.0005 | PROPORTION | 0.3284 | 0.0005 | PROPORTION | 0.35017 | 0.0005 | PROPORTION | 0.38662 | 0.0005 | PROPORTION | 0.4963 | 0.0005 | PROPORTION | 1
0.0005 | PROPORTION | 1 | 0.0005 | 0.0287 |  |  |  |  | 0.0005 | PROPORTION | 0.90762 | 0.0005 | PROPORTION | 0.32819 | 0.0005 | PROPORTION | 0.34999 | 0.0005 | PROPORTION | 0.38629 | 0.0005 | PROPORTION | 0.49611 | 0.0005 | PROPORTION | 1
0.0005 | PROPORTION | 1 | 0.0005 | 0.0287 |  |  |  |  | 0.0005 | PROPORTION | 0.90762 | 0.0005 | PROPORTION | 0.3281 | 0.0005 | PROPORTION | 0.34991 | 0.0005 | PROPORTION | 0.38596 | 0.0005 | PROPORTION | 0.49591 | 0.0005 | PROPORTION | 1
0.0005 | PROPORTION | 1 | 0.0005 | 0.0287 |  |  |  |  | 0.0005 | PROPORTION | 0.90762 | 0.0005 | PROPORTION | 0.32786 | 0.0005 | PROPORTION | 0.34974 | 0.0005 | PROPORTION | 0.38563 | 0.0005 | PROPORTION | 0.49565 | 0.0005 | PROPORTION | 1
0.0005 | PROPORTION | 1 | 0.0005 | 0.0287 |  |  |  |  | 0.0005 | PROPORTION | 0.90758 | 0.0005 | PROPORTION | 0.32775 | 0.0005 | PROPORTION | 0.34966 | 0.0005 | PROPORTION | 0.38525 | 0.0005 | PROPORTION | 0.49545 | 0.0005 | PROPORTION | 1
0.0005 | PROPORTION | 1 | 0.0005 | 0.0287 |  |  |  |  | 0.0005 | PROPORTION | 0.90758 | 0.0005 | PROPORTION | 0.32757 | 0.0005 | PROPORTION | 0.3495 | 0.0005 | PROPORTION | 0.38498 | 0.0005 | PROPORTION | 0.4952 | 0.0005 | PROPORTION | 1
0.0005 | PROPORTION | 1 | 0.0005 | 0.0287 |  |  |  |  | 0.0005 | PROPORTION | 0.90758 | 0.0005 | PROPORTION | 0.32745 | 0.0005 | PROPORTION | 0.34931 | 0.0005 | PROPORTION | 0.38466 | 0.0005 | PROPORTION | 0.49505 | 0.0005 | PROPORTION | 1
0.0005 | PROPORTION | 1 | 0.0005 | 0.0287 |  |  |  |  | 0.0005 | PROPORTION | 0.90758 | 0.0005 | PROPORTION | 0.32725 | 0.0005 | PROPORTION | 0.34921 | 0.0005 | PROPORTION | 0.38429 | 0.0005 | PROPORTION | 0.4948 | 0.0005 | PROPORTION | 1
0.0005 | PROPORTION | 1 | 0.0005 | 0.0287 |  |  |  |  | 0.0005 | PROPORTION | 0.90758 | 0.0005 | PROPORTION | 0.32716 | 0.0005 | PROPORTION | 0.34911 | 0.0005 | PROPORTION | 0.38397 | 0.0005 | PROPORTION | 0.49454 | 0.0005 | PROPORTION | 1
0.0005 | PROPORTION | 1 | 0.0005 | 0.0287 |  |  |  |  | 0.0005 | PROPORTION | 0.90751 | 0.0005 | PROPORTION | 0.32678 | 0.0005 | PROPORTION | 0.34896 | 0.0005 | PROPORTION | 0.38367 | 0.0005 | PROPORTION | 0.49432 | 0.0005 | PROPORTION | 1
0.0005 | PROPORTION | 1 | 0.0005 | 0.0287 |  |  |  |  | 0.0005 | PROPORTION | 0.90746 | 0.0005 | PROPORTION | 0.32665 | 0.0005 | PROPORTION | 0.3488 | 0.0005 | PROPORTION | 0.3833 | 0.0005 | PROPORTION | 0.49417 | 0.0005 | PROPORTION | 1
0.0005 | PROPORTION | 1 | 0.0005 | 0.0287 |  |  |  |  | 0.0005 | PROPORTION | 0.90746 | 0.0005 | PROPORTION | 0.32653 | 0.0005 | PROPORTION | 0.34869 | 0.0005 | PROPORTION | 0.38298 | 0.0005 | PROPORTION | 0.49396 | 0.0005 | PROPORTION | 1
0.0005 | PROPORTION | 1 | 0.0005 | 0.0287 |  |  |  |  | 0.0005 | PROPORTION | 0.90741 | 0.0005 | PROPORTION | 0.32621 | 0.0005 | PROPORTION | 0.34856 | 0.0005 | PROPORTION | 0.38264 | 0.0005 | PROPORTION | 0.49374 | 0.0005 | PROPORTION | 1
0.0005 | PROPORTION | 1 | 0.0005 | 0.0287 |  |  |  |  | 0.0005 | PROPORTION | 0.90739 | 0.0005 | PROPORTION | 0.32608 | 0.0005 | PROPORTION | 0.34848 | 0.0005 | PROPORTION | 0.38233 | 0.0005 | PROPORTION | 0.49357 | 0.0005 | PROPORTION | 1
0.0005 | PROPORTION | 1 | 0.0005 | 0.0287 |  |  |  |  | 0.0005 | PROPORTION | 0.90729 | 0.0005 | PROPORTION | 0.32595 | 0.0005 | PROPORTION | 0.34832 | 0.0005 | PROPORTION | 0.38198 | 0.0005 | PROPORTION | 0.49338 | 0.0005 | PROPORTION | 1
0.0005 | PROPORTION | 1 | 0.0005 | 0.0287 |  |  |  |  | 0.0005 | PROPORTION | 0.90729 | 0.0005 | PROPORTION | 0.3257 | 0.0005 | PROPORTION | 0.34818 | 0.0005 | PROPORTION | 0.3817 | 0.0005 | PROPORTION | 0.49312 | 0.0005 | PROPORTION | 1
0.0005 | PROPORTION | 1 | 0.0005 | 0.0287 |  |  |  |  | 0.0005 | PROPORTION | 0.90729 | 0.0005 | PROPORTION | 0.32551 | 0.0005 | PROPORTION | 0.348 | 0.0005 | PROPORTION | 0.38136 | 0.0005 | PROPORTION | 0.49296 | 0.0005 | PROPORTION | 1
0.0005 | PROPORTION | 1 | 0.0005 | 0.0287 |  |  |  |  | 0.0005 | PROPORTION | 0.90729 | 0.0005 | PROPORTION | 0.32539 | 0.0005 | PROPORTION | 0.34788 | 0.0005 | PROPORTION | 0.38106 | 0.0005 | PROPORTION | 0.49274 | 0.0005 | PROPORTION | 1
0.0005 | PROPORTION | 1 | 0.0005 | 0.0287 |  |  |  |  | 0.0005 | PROPORTION | 0.90729 | 0.0005 | PROPORTION | 0.32527 | 0.0005 | PROPORTION | 0.34775 | 0.0005 | PROPORTION | 0.38069 | 0.0005 | PROPORTION | 0.49252 | 0.0005 | PROPORTION | 1
0.0005 | PROPORTION | 1 | 0.0005 | 0.0287 |  |  |  |  | 0.0005 | PROPORTION | 0.90729 | 0.0005 | PROPORTION | 0.32511 | 0.0005 | PROPORTION | 0.3476 | 0.0005 | PROPORTION | 0.38045 | 0.0005 | PROPORTION | 0.49231 | 0.0005 | PROPORTION | 1
0.0005 | PROPORTION | 1 | 0.0005 | 0.0287 |  |  |  |  | 0.0005 | PROPORTION | 0.90711 | 0.0005 | PROPORTION | 0.32489 | 0.0005 | PROPORTION | 0.34748 | 0.0005 | PROPORTION | 0.38006 | 0.0005 | PROPORTION | 0.49209 | 0.0005 | PROPORTION | 1
0.0005 | PROPORTION | 1 | 0.0005 | 0.0287 |  |  |  |  | 0.0005 | PROPORTION | 0.90711 | 0.0005 | PROPORTION | 0.32472 | 0.0005 | PROPORTION | 0.34736 | 0.0005 | PROPORTION | 0.3797 | 0.0005 | PROPORTION | 0.4919 | 0.0005 | PROPORTION | 1
0.0005 | PROPORTION | 1 | 0.0005 | 0.0287 |  |  |  |  | 0.0005 | PROPORTION | 0.90704 | 0.0005 | PROPORTION | 0.32445 | 0.0005 | PROPORTION | 0.34718 | 0.0005 | PROPORTION | 0.37941 | 0.0005 | PROPORTION | 0.49165 | 0.0005 | PROPORTION | 1
0.0005 | PROPORTION | 1 | 0.0005 | 0.0287 |  |  |  |  | 0.0005 | PROPORTION | 0.90697 | 0.0005 | PROPORTION | 0.32424 | 0.0005 | PROPORTION | 0.34708 | 0.0005 | PROPORTION | 0.37901 | 0.0005 | PROPORTION | 0.49142 | 0.0005 | PROPORTION | 1
0.0005 | PROPORTION | 1 | 0.0005 | 0.0287 |  |  |  |  | 0.0005 | PROPORTION | 0.90675 | 0.0005 | PROPORTION | 0.32409 | 0.0005 | PROPORTION | 0.34701 | 0.0005 | PROPORTION | 0.3787 | 0.0005 | PROPORTION | 0.49124 | 0.0005 | PROPORTION | 1
0.0005 | PROPORTION | 1 | 0.0005 | 0.0287 |  |  |  |  | 0.0005 | PROPORTION | 0.90675 | 0.0005 | PROPORTION | 0.32387 | 0.0005 | PROPORTION | 0.34684 | 0.0005 | PROPORTION | 0.37835 | 0.0005 | PROPORTION | 0.491 | 0.0005 | PROPORTION | 1
0.0005 | PROPORTION | 1 | 0.0005 | 0.0287 |  |  |  |  | 0.0005 | PROPORTION | 0.90664 | 0.0005 | PROPORTION | 0.32371 | 0.0005 | PROPORTION | 0.34669 | 0.0005 | PROPORTION | 0.37798 | 0.0005 | PROPORTION | 0.4908 | 0.0005 | PROPORTION | 1
0.0005 | PROPORTION | 1 | 0.0005 | 0.0287 |  |  |  |  | 0.0005 | PROPORTION | 0.90664 | 0.0005 | PROPORTION | 0.32362 | 0.0005 | PROPORTION | 0.34656 | 0.0005 | PROPORTION | 0.37775 | 0.0005 | PROPORTION | 0.4906 | 0.0005 | PROPORTION | 1
0.0005 | PROPORTION | 1 | 0.0005 | 0.0287 |  |  |  |  | 0.0005 | PROPORTION | 0.90655 | 0.0005 | PROPORTION | 0.32314 | 0.0005 | PROPORTION | 0.34642 | 0.0005 | PROPORTION | 0.37731 | 0.0005 | PROPORTION | 0.49034 | 0.0005 | PROPORTION | 1
0.0005 | PROPORTION | 1 | 0.0005 | 0.0287 |  |  |  |  | 0.0005 | PROPORTION | 0.90655 | 0.0005 | PROPORTION | 0.32301 | 0.0005 | PROPORTION | 0.3463 | 0.0005 | PROPORTION | 0.37709 | 0.0005 | PROPORTION | 0.49013 | 0.0005 | PROPORTION | 1
0.0005 | PROPORTION | 1 | 0.0005 | 0.0287 |  |  |  |  | 0.0005 | PROPORTION | 0.90655 | 0.0005 | PROPORTION | 0.32292 | 0.0005 | PROPORTION | 0.34617 | 0.0005 | PROPORTION | 0.37674 | 0.0005 | PROPORTION | 0.48993 | 0.0005 | PROPORTION | 1
0.0005 | PROPORTION | 1 | 0.0005 | 0.0287 |  |  |  |  | 0.0005 | PROPORTION | 0.90655 | 0.0005 | PROPORTION | 0.32252 | 0.0005 | PROPORTION | 0.34606 | 0.0005 | PROPORTION | 0.37649 | 0.0005 | PROPORTION | 0.48979 | 0.0005 | PROPORTION | 1
0.0005 | PROPORTION | 1 | 0.0005 | 0.0287 |  |  |  |  | 0.0005 | PROPORTION | 0.90655 | 0.0005 | PROPORTION | 0.32248 | 0.0005 | PROPORTION | 0.34588 | 0.0005 | PROPORTION | 0.37617 | 0.0005 | PROPORTION | 0.48953 | 0.0005 | PROPORTION | 1
0.0005 | PROPORTION | 1 | 0.0005 | 0.0287 |  |  |  |  | 0.0005 | PROPORTION | 0.90655 | 0.0005 | PROPORTION | 0.32223 | 0.0005 | PROPORTION | 0.34577 | 0.0005 | PROPORTION | 0.37577 | 0.0005 | PROPORTION | 0.4893 | 0.0005 | PROPORTION | 1
0.0005 | PROPORTION | 1 | 0.0005 | 0.0287 |  |  |  |  | 0.0005 | PROPORTION | 0.90655 | 0.0005 | PROPORTION | 0.32216 | 0.0005 | PROPORTION | 0.34564 | 0.0005 | PROPORTION | 0.37549 | 0.0005 | PROPORTION | 0.48913 | 0.0005 | PROPORTION | 1
0.0005 | PROPORTION | 1 | 0.0005 | 0.0287 |  |  |  |  | 0.0005 | PROPORTION | 0.90655 | 0.0005 | PROPORTION | 0.32187 | 0.0005 | PROPORTION | 0.3455 | 0.0005 | PROPORTION | 0.37521 | 0.0005 | PROPORTION | 0.48887 | 0.0005 | PROPORTION | 1
0.0005 | PROPORTION | 1 | 0.0005 | 0.0287 |  |  |  |  | 0.0005 | PROPORTION | 0.90655 | 0.0005 | PROPORTION | 0.32172 | 0.0005 | PROPORTION | 0.34536 | 0.0005 | PROPORTION | 0.37484 | 0.0005 | PROPORTION | 0.48871 | 0.0005 | PROPORTION | 1
0.0005 | PROPORTION | 1 | 0.0005 | 0.0287 |  |  |  |  | 0.0005 | PROPORTION | 0.90655 | 0.0005 | PROPORTION | 0.3214 | 0.0005 | PROPORTION | 0.34525 | 0.0005 | PROPORTION | 0.37449 | 0.0005 | PROPORTION | 0.4885 | 0.0005 | PROPORTION | 1
0.0005 | PROPORTION | 1 | 0.0005 | 0.0287 |  |  |  |  | 0.0005 | PROPORTION | 0.90655 | 0.0005 | PROPORTION | 0.32132 | 0.0005 | PROPORTION | 0.34508 | 0.0005 | PROPORTION | 0.37422 | 0.0005 | PROPORTION | 0.48833 | 0.0005 | PROPORTION | 1
0.0005 | PROPORTION | 1 | 0.0005 | 0.0287 |  |  |  |  | 0.0005 | PROPORTION | 0.90654 | 0.0005 | PROPORTION | 0.32111 | 0.0005 | PROPORTION | 0.34496 | 0.0005 | PROPORTION | 0.37388 | 0.0005 | PROPORTION | 0.48813 | 0.0005 | PROPORTION | 1
0.0005 | PROPORTION | 1 | 0.0005 | 0.0287 |  |  |  |  | 0.0005 | PROPORTION | 0.9065 | 0.0005 | PROPORTION | 0.32091 | 0.0005 | PROPORTION | 0.34485 | 0.0005 | PROPORTION | 0.37354 | 0.0005 | PROPORTION | 0.48789 | 0.0005 | PROPORTION | 1
0.0005 | PROPORTION | 1 | 0.0005 | 0.0287 |  |  |  |  | 0.0005 | PROPORTION | 0.90621 | 0.0005 | PROPORTION | 0.32062 | 0.0005 | PROPORTION | 0.34471 | 0.0005 | PROPORTION | 0.37328 | 0.0005 | PROPORTION | 0.48769 | 0.0005 | PROPORTION | 1
0.0005 | PROPORTION | 1 | 0.0005 | 0.0287 |  |  |  |  | 0.0005 | PROPORTION | 0.90621 | 0.0005 | PROPORTION | 0.32058 | 0.0005 | PROPORTION | 0.3445 | 0.0005 | PROPORTION | 0.37296 | 0.0005 | PROPORTION | 0.48747 | 0.0005 | PROPORTION | 1
0.0005 | PROPORTION | 1 | 0.0005 | 0.0287 |  |  |  |  | 0.0005 | PROPORTION | 0.90621 | 0.0005 | PROPORTION | 0.32032 | 0.0005 | PROPORTION | 0.34442 | 0.0005 | PROPORTION | 0.37257 | 0.0005 | PROPORTION | 0.48724 | 0.0005 | PROPORTION | 1
0.0005 | PROPORTION | 1 | 0.0005 | 0.0287 |  |  |  |  | 0.0005 | PROPORTION | 0.90621 | 0.0005 | PROPORTION | 0.32008 | 0.0005 | PROPORTION | 0.34437 | 0.0005 | PROPORTION | 0.37229 | 0.0005 | PROPORTION | 0.48707 | 0.0005 | PROPORTION | 1
0.0005 | PROPORTION | 1 | 0.0005 | 0.0287 |  |  |  |  | 0.0005 | PROPORTION | 0.90621 | 0.0005 | PROPORTION | 0.31992 | 0.0005 | PROPORTION | 0.34421 | 0.0005 | PROPORTION | 0.37195 | 0.0005 | PROPORTION | 0.48692 | 0.0005 | PROPORTION | 1
0.0005 | PROPORTION | 1 | 0.0005 | 0.0287 |  |  |  |  | 0.0005 | PROPORTION | 0.90613 | 0.0005 | PROPORTION | 0.31977 | 0.0005 | PROPORTION | 0.34408 | 0.0005 | PROPORTION | 0.37167 | 0.0005 | PROPORTION | 0.4867 | 0.0005 | PROPORTION | 1
0.0005 | PROPORTION | 1 | 0.0005 | 0.0287 |  |  |  |  | 0.0005 | PROPORTION | 0.90595 | 0.0005 | PROPORTION | 0.31949 | 0.0005 | PROPORTION | 0.34393 | 0.0005 | PROPORTION | 0.37143 | 0.0005 | PROPORTION | 0.4865 | 0.0005 | PROPORTION | 1
0.0005 | PROPORTION | 1 | 0.0005 | 0.0287 |  |  |  |  | 0.0005 | PROPORTION | 0.90595 | 0.0005 | PROPORTION | 0.3194 | 0.0005 | PROPORTION | 0.3438 | 0.0005 | PROPORTION | 0.37103 | 0.0005 | PROPORTION | 0.48628 | 0.0005 | PROPORTION | 1
0.0005 | PROPORTION | 1 | 0.0005 | 0.0287 |  |  |  |  | 0.0005 | PROPORTION | 0.90582 | 0.0005 | PROPORTION | 0.31927 | 0.0005 | PROPORTION | 0.34369 | 0.0005 | PROPORTION | 0.37076 | 0.0005 | PROPORTION | 0.48612 | 0.0005 | PROPORTION | 1
0.0005 | PROPORTION | 1 | 0.0005 | 0.0287 |  |  |  |  | 0.0005 | PROPORTION | 0.90578 | 0.0005 | PROPORTION | 0.31883 | 0.0005 | PROPORTION | 0.34357 | 0.0005 | PROPORTION | 0.37045 | 0.0005 | PROPORTION | 0.48592 | 0.0005 | PROPORTION | 1
0.0005 | PROPORTION | 1 | 0.0005 | 0.0287 |  |  |  |  | 0.0005 | PROPORTION | 0.90557 | 0.0005 | PROPORTION | 0.31873 | 0.0005 | PROPORTION | 0.34342 | 0.0005 | PROPORTION | 0.37009 | 0.0005 | PROPORTION | 0.48577 | 0.0005 | PROPORTION | 1
0.0005 | PROPORTION | 1 | 0.0005 | 0.0287 |  |  |  |  | 0.0005 | PROPORTION | 0.90557 | 0.0005 | PROPORTION | 0.3186 | 0.0005 | PROPORTION | 0.34325 | 0.0005 | PROPORTION | 0.36979 | 0.0005 | PROPORTION | 0.48556 | 0.0005 | PROPORTION | 1
0.0005 | PROPORTION | 1 | 0.0005 | 0.0287 |  |  |  |  | 0.0005 | PROPORTION | 0.90557 | 0.0005 | PROPORTION | 0.31836 | 0.0005 | PROPORTION | 0.34317 | 0.0005 | PROPORTION | 0.3695 | 0.0005 | PROPORTION | 0.48533 | 0.0005 | PROPORTION | 1
0.0005 | PROPORTION | 1 | 0.0005 | 0.0287 |  |  |  |  | 0.0005 | PROPORTION | 0.90557 | 0.0005 | PROPORTION | 0.31804 | 0.0005 | PROPORTION | 0.34295 | 0.0005 | PROPORTION | 0.36921 | 0.0005 | PROPORTION | 0.4851 | 0.0005 | PROPORTION | 1
0.0005 | PROPORTION | 1 | 0.0005 | 0.0287 |  |  |  |  | 0.0005 | PROPORTION | 0.90556 | 0.0005 | PROPORTION | 0.31789 | 0.0005 | PROPORTION | 0.34284 | 0.0005 | PROPORTION | 0.36895 | 0.0005 | PROPORTION | 0.48495 | 0.0005 | PROPORTION | 1
0.0005 | PROPORTION | 1 | 0.0005 | 0.0287 |  |  |  |  | 0.0005 | PROPORTION | 0.9053 | 0.0005 | PROPORTION | 0.31761 | 0.0005 | PROPORTION | 0.34275 | 0.0005 | PROPORTION | 0.36863 | 0.0005 | PROPORTION | 0.48473 | 0.0005 | PROPORTION | 1
0.0005 | PROPORTION | 1 | 0.0005 | 0.0287 |  |  |  |  | 0.0005 | PROPORTION | 0.90523 | 0.0005 | PROPORTION | 0.31752 | 0.0005 | PROPORTION | 0.34257 | 0.0005 | PROPORTION | 0.36831 | 0.0005 | PROPORTION | 0.48451 | 0.0005 | PROPORTION | 1
0.0005 | PROPORTION | 1 | 0.0005 | 0.0287 |  |  |  |  | 0.0005 | PROPORTION | 0.90478 | 0.0005 | PROPORTION | 0.31729 | 0.0005 | PROPORTION | 0.34244 | 0.0005 | PROPORTION | 0.36796 | 0.0005 | PROPORTION | 0.48429 | 0.0005 | PROPORTION | 1
0.0005 | PROPORTION | 1 | 0.0005 | 0.0287 |  |  |  |  | 0.0005 | PROPORTION | 0.90478 | 0.0005 | PROPORTION | 0.31704 | 0.0005 | PROPORTION | 0.34234 | 0.0005 | PROPORTION | 0.36769 | 0.0005 | PROPORTION | 0.48415 | 0.0005 | PROPORTION | 1
0.0005 | PROPORTION | 1 | 0.0005 | 0.0287 |  |  |  |  | 0.0005 | PROPORTION | 0.90463 | 0.0005 | PROPORTION | 0.31687 | 0.0005 | PROPORTION | 0.34221 | 0.0005 | PROPORTION | 0.36731 | 0.0005 | PROPORTION | 0.48391 | 0.0005 | PROPORTION | 1
0.0005 | PROPORTION | 1 | 0.0005 | 0.0287 |  |  |  |  | 0.0005 | PROPORTION | 0.90443 | 0.0005 | PROPORTION | 0.3165 | 0.0005 | PROPORTION | 0.34207 | 0.0005 | PROPORTION | 0.36694 | 0.0005 | PROPORTION | 0.48368 | 0.0005 | PROPORTION | 1
0.0005 | PROPORTION | 1 | 0.0005 | 0.0287 |  |  |  |  | 0.0005 | PROPORTION | 0.90439 | 0.0005 | PROPORTION | 0.31634 | 0.0005 | PROPORTION | 0.34192 | 0.0005 | PROPORTION | 0.36668 | 0.0005 | PROPORTION | 0.48352 | 0.0005 | PROPORTION | 1
0.0005 | PROPORTION | 1 | 0.0005 | 0.0287 |  |  |  |  | 0.0005 | PROPORTION | 0.90438 | 0.0005 | PROPORTION | 0.31603 | 0.0005 | PROPORTION | 0.34176 | 0.0005 | PROPORTION | 0.36639 | 0.0005 | PROPORTION | 0.48331 | 0.0005 | PROPORTION | 1
0.0005 | PROPORTION | 1 | 0.0005 | 0.0287 |  |  |  |  | 0.0005 | PROPORTION | 0.90438 | 0.0005 | PROPORTION | 0.31586 | 0.0005 | PROPORTION | 0.34171 | 0.0005 | PROPORTION | 0.3661 | 0.0005 | PROPORTION | 0.48314 | 0.0005 | PROPORTION | 1
0.0005 | PROPORTION | 1 | 0.0005 | 0.0287 |  |  |  |  | 0.0005 | PROPORTION | 0.90438 | 0.0005 | PROPORTION | 0.31561 | 0.0005 | PROPORTION | 0.3416 | 0.0005 | PROPORTION | 0.36575 | 0.0005 | PROPORTION | 0.48297 | 0.0005 | PROPORTION | 1
0.0005 | PROPORTION | 1 | 0.0005 | 0.0287 |  |  |  |  | 0.0005 | PROPORTION | 0.90438 | 0.0005 | PROPORTION | 0.3153 | 0.0005 | PROPORTION | 0.34142 | 0.0005 | PROPORTION | 0.36548 | 0.0005 | PROPORTION | 0.48271 | 0.0005 | PROPORTION | 1
0.0005 | PROPORTION | 1 | 0.0005 | 0.0287 |  |  |  |  | 0.0005 | PROPORTION | 0.90424 | 0.0005 | PROPORTION | 0.31521 | 0.0005 | PROPORTION | 0.34131 | 0.0005 | PROPORTION | 0.36516 | 0.0005 | PROPORTION | 0.48252 | 0.0005 | PROPORTION | 1
0.0005 | PROPORTION | 1 | 0.0005 | 0.0287 |  |  |  |  | 0.0005 | PROPORTION | 0.90416 | 0.0005 | PROPORTION | 0.31501 | 0.0005 | PROPORTION | 0.3412 | 0.0005 | PROPORTION | 0.36484 | 0.0005 | PROPORTION | 0.48233 | 0.0005 | PROPORTION | 1
0.0005 | PROPORTION | 1 | 0.0005 | 0.0287 |  |  |  |  | 0.0005 | PROPORTION | 0.90413 | 0.0005 | PROPORTION | 0.31464 | 0.0005 | PROPORTION | 0.341 | 0.0005 | PROPORTION | 0.36448 | 0.0005 | PROPORTION | 0.48213 | 0.0005 | PROPORTION | 1
0.0005 | PROPORTION | 1 | 0.0005 | 0.0287 |  |  |  |  | 0.0005 | PROPORTION | 0.90413 | 0.0005 | PROPORTION | 0.31432 | 0.0005 | PROPORTION | 0.34088 | 0.0005 | PROPORTION | 0.36425 | 0.0005 | PROPORTION | 0.48194 | 0.0005 | PROPORTION | 1
0.0005 | PROPORTION | 1 | 0.0005 | 0.0287 |  |  |  |  | 0.0005 | PROPORTION | 0.90405 | 0.0005 | PROPORTION | 0.31418 | 0.0005 | PROPORTION | 0.34077 | 0.0005 | PROPORTION | 0.36384 | 0.0005 | PROPORTION | 0.48176 | 0.0005 | PROPORTION | 1
0.0005 | PROPORTION | 1 | 0.0005 | 0.0287 |  |  |  |  | 0.0005 | PROPORTION | 0.90405 | 0.0005 | PROPORTION | 0.31386 | 0.0005 | PROPORTION | 0.34066 | 0.0005 | PROPORTION | 0.36354 | 0.0005 | PROPORTION | 0.48156 | 0.0005 | PROPORTION | 1
0.0005 | PROPORTION | 1 | 0.0005 | 0.0287 |  |  |  |  | 0.0005 | PROPORTION | 0.90401 | 0.0005 | PROPORTION | 0.31372 | 0.0005 | PROPORTION | 0.34054 | 0.0005 | PROPORTION | 0.36327 | 0.0005 | PROPORTION | 0.48136 | 0.0005 | PROPORTION | 1
0.0005 | PROPORTION | 1 | 0.0005 | 0.0287 |  |  |  |  | 0.0005 | PROPORTION | 0.90393 | 0.0005 | PROPORTION | 0.31326 | 0.0005 | PROPORTION | 0.34037 | 0.0005 | PROPORTION | 0.36301 | 0.0005 | PROPORTION | 0.48116 | 0.0005 | PROPORTION | 1
0.0005 | PROPORTION | 1 | 0.0005 | 0.0287 |  |  |  |  | 0.0005 | PROPORTION | 0.90387 | 0.0005 | PROPORTION | 0.31309 | 0.0005 | PROPORTION | 0.34024 | 0.0005 | PROPORTION | 0.36269 | 0.0005 | PROPORTION | 0.48092 | 0.0005 | PROPORTION | 1
0.0005 | PROPORTION | 1 | 0.0005 | 0.0287 |  |  |  |  | 0.0005 | PROPORTION | 0.90387 | 0.0005 | PROPORTION | 0.31289 | 0.0005 | PROPORTION | 0.34016 | 0.0005 | PROPORTION | 0.36245 | 0.0005 | PROPORTION | 0.48073 | 0.0005 | PROPORTION | 1
0.0005 | PROPORTION | 1 | 0.0005 | 0.0287 |  |  |  |  | 0.0005 | PROPORTION | 0.90387 | 0.0005 | PROPORTION | 0.31263 | 0.0005 | PROPORTION | 0.34001 | 0.0005 | PROPORTION | 0.36213 | 0.0005 | PROPORTION | 0.48058 | 0.0005 | PROPORTION | 1
0.0005 | PROPORTION | 1 | 0.0005 | 0.0287 |  |  |  |  | 0.0005 | PROPORTION | 0.90387 | 0.0005 | PROPORTION | 0.31225 | 0.0005 | PROPORTION | 0.33994 | 0.0005 | PROPORTION | 0.36183 | 0.0005 | PROPORTION | 0.48037 | 0.0005 | PROPORTION | 1
0.0005 | PROPORTION | 1 | 0.0005 | 0.0287 |  |  |  |  | 0.0005 | PROPORTION | 0.90387 | 0.0005 | PROPORTION | 0.31211 | 0.0005 | PROPORTION | 0.33981 | 0.0005 | PROPORTION | 0.36157 | 0.0005 | PROPORTION | 0.48016 | 0.0005 | PROPORTION | 1
0.0005 | PROPORTION | 1 | 0.0005 | 0.0287 |  |  |  |  | 0.0005 | PROPORTION | 0.90387 | 0.0005 | PROPORTION | 0.31174 | 0.0005 | PROPORTION | 0.33967 | 0.0005 | PROPORTION | 0.36125 | 0.0005 | PROPORTION | 0.47995 | 0.0005 | PROPORTION | 1
0.0005 | PROPORTION | 1 | 0.0005 | 0.0287 |  |  |  |  | 0.0005 | PROPORTION | 0.90387 | 0.0005 | PROPORTION | 0.3116 | 0.0005 | PROPORTION | 0.33953 | 0.0005 | PROPORTION | 0.36101 | 0.0005 | PROPORTION | 0.47982 | 0.0005 | PROPORTION | 1
0.0005 | PROPORTION | 1 | 0.0005 | 0.0287 |  |  |  |  | 0.0005 | PROPORTION | 0.90387 | 0.0005 | PROPORTION | 0.3113 | 0.0005 | PROPORTION | 0.33941 | 0.0005 | PROPORTION | 0.36068 | 0.0005 | PROPORTION | 0.47961 | 0.0005 | PROPORTION | 1
0.0005 | PROPORTION | 1 | 0.0005 | 0.0287 |  |  |  |  | 0.0005 | PROPORTION | 0.90387 | 0.0005 | PROPORTION | 0.31104 | 0.0005 | PROPORTION | 0.33928 | 0.0005 | PROPORTION | 0.36039 | 0.0005 | PROPORTION | 0.4794 | 0.0005 | PROPORTION | 1
0.0005 | PROPORTION | 1 | 0.0005 | 0.0287 |  |  |  |  | 0.0005 | PROPORTION | 0.90387 | 0.0005 | PROPORTION | 0.31069 | 0.0005 | PROPORTION | 0.33909 | 0.0005 | PROPORTION | 0.36009 | 0.0005 | PROPORTION | 0.47921 | 0.0005 | PROPORTION | 1
0.0005 | PROPORTION | 1 | 0.0005 | 0.0287 |  |  |  |  | 0.0005 | PROPORTION | 0.90387 | 0.0005 | PROPORTION | 0.31049 | 0.0005 | PROPORTION | 0.33901 | 0.0005 | PROPORTION | 0.35984 | 0.0005 | PROPORTION | 0.47902 | 0.0005 | PROPORTION | 1
0.0005 | PROPORTION | 1 | 0.0005 | 0.0287 |  |  |  |  | 0.0005 | PROPORTION | 0.90387 | 0.0005 | PROPORTION | 0.31019 | 0.0005 | PROPORTION | 0.3389 | 0.0005 | PROPORTION | 0.35953 | 0.0005 | PROPORTION | 0.47882 | 0.0005 | PROPORTION | 1
0.0005 | PROPORTION | 1 | 0.0005 | 0.0287 |  |  |  |  | 0.0005 | PROPORTION | 0.90385 | 0.0005 | PROPORTION | 0.30987 | 0.0005 | PROPORTION | 0.33872 | 0.0005 | PROPORTION | 0.35928 | 0.0005 | PROPORTION | 0.47862 | 0.0005 | PROPORTION | 1
0.0005 | PROPORTION | 1 | 0.0005 | 0.0287 |  |  |  |  | 0.0005 | PROPORTION | 0.90366 | 0.0005 | PROPORTION | 0.30962 | 0.0005 | PROPORTION | 0.3386 | 0.0005 | PROPORTION | 0.35902 | 0.0005 | PROPORTION | 0.47836 | 0.0005 | PROPORTION | 1
0.0005 | PROPORTION | 1 | 0.0005 | 0.0287 |  |  |  |  | 0.0005 | PROPORTION | 0.90344 | 0.0005 | PROPORTION | 0.30928 | 0.0005 | PROPORTION | 0.33853 | 0.0005 | PROPORTION | 0.35867 | 0.0005 | PROPORTION | 0.47825 | 0.0005 | PROPORTION | 1
0.0005 | PROPORTION | 1 | 0.0005 | 0.0287 |  |  |  |  | 0.0005 | PROPORTION | 0.90341 | 0.0005 | PROPORTION | 0.30911 | 0.0005 | PROPORTION | 0.3384 | 0.0005 | PROPORTION | 0.35839 | 0.0005 | PROPORTION | 0.47801 | 0.0005 | PROPORTION | 1
0.0005 | PROPORTION | 1 | 0.0005 | 0.0287 |  |  |  |  | 0.0005 | PROPORTION | 0.90323 | 0.0005 | PROPORTION | 0.3088 | 0.0005 | PROPORTION | 0.33825 | 0.0005 | PROPORTION | 0.35811 | 0.0005 | PROPORTION | 0.47784 | 0.0005 | PROPORTION | 1
0.0005 | PROPORTION | 1 | 0.0005 | 0.0287 |  |  |  |  | 0.0005 | PROPORTION | 0.90323 | 0.0005 | PROPORTION | 0.30843 | 0.0005 | PROPORTION | 0.33809 | 0.0005 | PROPORTION | 0.35788 | 0.0005 | PROPORTION | 0.47771 | 0.0005 | PROPORTION | 1
0.0005 | PROPORTION | 1 | 0.0005 | 0.0287 |  |  |  |  | 0.0005 | PROPORTION | 0.90293 | 0.0005 | PROPORTION | 0.30814 | 0.0005 | PROPORTION | 0.338 | 0.0005 | PROPORTION | 0.35756 | 0.0005 | PROPORTION | 0.47751 | 0.0005 | PROPORTION | 1
0.0005 | PROPORTION | 1 | 0.0005 | 0.0287 |  |  |  |  | 0.0005 | PROPORTION | 0.90275 | 0.0005 | PROPORTION | 0.30766 | 0.0005 | PROPORTION | 0.33783 | 0.0005 | PROPORTION | 0.35724 | 0.0005 | PROPORTION | 0.47725 | 0.0005 | PROPORTION | 1
0.0005 | PROPORTION | 1 | 0.0005 | 0.0287 |  |  |  |  | 0.0005 | PROPORTION | 0.9027 | 0.0005 | PROPORTION | 0.30731 | 0.0005 | PROPORTION | 0.33773 | 0.0005 | PROPORTION | 0.35698 | 0.0005 | PROPORTION | 0.47709 | 0.0005 | PROPORTION | 1
0.0005 | PROPORTION | 1 | 0.0005 | 0.0287 |  |  |  |  | 0.0005 | PROPORTION | 0.90247 | 0.0005 | PROPORTION | 0.30703 | 0.0005 | PROPORTION | 0.33761 | 0.0005 | PROPORTION | 0.3567 | 0.0005 | PROPORTION | 0.47685 | 0.0005 | PROPORTION | 1
0.0005 | PROPORTION | 1 | 0.0005 | 0.0287 |  |  |  |  | 0.0005 | PROPORTION | 0.90247 | 0.0005 | PROPORTION | 0.30673 | 0.0005 | PROPORTION | 0.33749 | 0.0005 | PROPORTION | 0.35634 | 0.0005 | PROPORTION | 0.47672 | 0.0005 | PROPORTION | 1
0.0005 | PROPORTION | 1 | 0.0005 | 0.0287 |  |  |  |  | 0.0005 | PROPORTION | 0.90239 | 0.0005 | PROPORTION | 0.30621 | 0.0005 | PROPORTION | 0.3373 | 0.0005 | PROPORTION | 0.35612 | 0.0005 | PROPORTION | 0.47649 | 0.0005 | PROPORTION | 1
0.0005 | PROPORTION | 1 | 0.0005 | 0.0287 |  |  |  |  | 0.0005 | PROPORTION | 0.90237 | 0.0005 | PROPORTION | 0.30599 | 0.0005 | PROPORTION | 0.33722 | 0.0005 | PROPORTION | 0.35583 | 0.0005 | PROPORTION | 0.47627 | 0.0005 | PROPORTION | 1
0.0005 | PROPORTION | 1 | 0.0005 | 0.0287 |  |  |  |  | 0.0005 | PROPORTION | 0.90237 | 0.0005 | PROPORTION | 0.30557 | 0.0005 | PROPORTION | 0.33708 | 0.0005 | PROPORTION | 0.3556 | 0.0005 | PROPORTION | 0.47613 | 0.0005 | PROPORTION | 1
0.0005 | PROPORTION | 1 | 0.0005 | 0.0287 |  |  |  |  | 0.0005 | PROPORTION | 0.90237 | 0.0005 | PROPORTION | 0.30524 | 0.0005 | PROPORTION | 0.33695 | 0.0005 | PROPORTION | 0.35529 | 0.0005 | PROPORTION | 0.47591 | 0.0005 | PROPORTION | 1
0.0005 | PROPORTION | 1 | 0.0005 | 0.0287 |  |  |  |  | 0.0005 | PROPORTION | 0.90237 | 0.0005 | PROPORTION | 0.30495 | 0.0005 | PROPORTION | 0.33682 | 0.0005 | PROPORTION | 0.35498 | 0.0005 | PROPORTION | 0.47573 | 0.0005 | PROPORTION | 1
0.0005 | PROPORTION | 1 | 0.0005 | 0.0287 |  |  |  |  | 0.0005 | PROPORTION | 0.90237 | 0.0005 | PROPORTION | 0.30449 | 0.0005 | PROPORTION | 0.33674 | 0.0005 | PROPORTION | 0.35474 | 0.0005 | PROPORTION | 0.47559 | 0.0005 | PROPORTION | 1
0.0005 | PROPORTION | 1 | 0.0005 | 0.0287 |  |  |  |  | 0.0005 | PROPORTION | 0.90235 | 0.0005 | PROPORTION | 0.30423 | 0.0005 | PROPORTION | 0.3366 | 0.0005 | PROPORTION | 0.35444 | 0.0005 | PROPORTION | 0.47538 | 0.0005 | PROPORTION | 1
0.0005 | PROPORTION | 1 | 0.0005 | 0.0287 |  |  |  |  | 0.0005 | PROPORTION | 0.90233 | 0.0005 | PROPORTION | 0.30366 | 0.0005 | PROPORTION | 0.33641 | 0.0005 | PROPORTION | 0.35418 | 0.0005 | PROPORTION | 0.47515 | 0.0005 | PROPORTION | 1
0.0005 | PROPORTION | 1 | 0.0005 | 0.0287 |  |  |  |  | 0.0005 | PROPORTION | 0.90233 | 0.0005 | PROPORTION | 0.30336 | 0.0005 | PROPORTION | 0.33633 | 0.0005 | PROPORTION | 0.35393 | 0.0005 | PROPORTION | 0.47498 | 0.0005 | PROPORTION | 1
0.0005 | PROPORTION | 1 | 0.0005 | 0.0287 |  |  |  |  | 0.0005 | PROPORTION | 0.9023 | 0.0005 | PROPORTION | 0.3028 | 0.0005 | PROPORTION | 0.33615 | 0.0005 | PROPORTION | 0.35364 | 0.0005 | PROPORTION | 0.4748 | 0.0005 | PROPORTION | 1
0.0005 | PROPORTION | 1 | 0.0005 | 0.0287 |  |  |  |  | 0.0005 | PROPORTION | 0.9023 | 0.0005 | PROPORTION | 0.30244 | 0.0005 | PROPORTION | 0.336 | 0.0005 | PROPORTION | 0.35334 | 0.0005 | PROPORTION | 0.47461 | 0.0005 | PROPORTION | 1
0.0005 | PROPORTION | 1 | 0.0005 | 0.0287 |  |  |  |  | 0.0005 | PROPORTION | 0.9023 | 0.0005 | PROPORTION | 0.30219 | 0.0005 | PROPORTION | 0.3359 | 0.0005 | PROPORTION | 0.35307 | 0.0005 | PROPORTION | 0.47444 | 0.0005 | PROPORTION | 1
0.0005 | PROPORTION | 1 | 0.0005 | 0.0287 |  |  |  |  | 0.0005 | PROPORTION | 0.9023 | 0.0005 | PROPORTION | 0.30178 | 0.0005 | PROPORTION | 0.33581 | 0.0005 | PROPORTION | 0.35279 | 0.0005 | PROPORTION | 0.47424 | 0.0005 | PROPORTION | 1
0.0005 | PROPORTION | 1 | 0.0005 | 0.0287 |  |  |  |  | 0.0005 | PROPORTION | 0.90226 | 0.0005 | PROPORTION | 0.30135 | 0.0005 | PROPORTION | 0.33569 | 0.0005 | PROPORTION | 0.35253 | 0.0005 | PROPORTION | 0.47406 | 0.0005 | PROPORTION | 1
0.0005 | PROPORTION | 1 | 0.0005 | 0.0287 |  |  |  |  | 0.0005 | PROPORTION | 0.90208 | 0.0005 | PROPORTION | 0.30106 | 0.0005 | PROPORTION | 0.33553 | 0.0005 | PROPORTION | 0.35228 | 0.0005 | PROPORTION | 0.47388 | 0.0005 | PROPORTION | 1
0.0005 | PROPORTION | 1 | 0.0005 | 0.0287 |  |  |  |  | 0.0005 | PROPORTION | 0.90208 | 0.0005 | PROPORTION | 0.30048 | 0.0005 | PROPORTION | 0.33542 | 0.0005 | PROPORTION | 0.35203 | 0.0005 | PROPORTION | 0.47366 | 0.0005 | PROPORTION | 1
0.0005 | PROPORTION | 1 | 0.0005 | 0.0287 |  |  |  |  | 0.0005 | PROPORTION | 0.90206 | 0.0005 | PROPORTION | 0.30006 | 0.0005 | PROPORTION | 0.33529 | 0.0005 | PROPORTION | 0.35175 | 0.0005 | PROPORTION | 0.47347 | 0.0005 | PROPORTION | 1
0.0005 | PROPORTION | 1 | 0.0005 | 0.0287 |  |  |  |  | 0.0005 | PROPORTION | 0.90206 | 0.0005 | PROPORTION | 0.29961 | 0.0005 | PROPORTION | 0.3351 | 0.0005 | PROPORTION | 0.35144 | 0.0005 | PROPORTION | 0.47327 | 0.0005 | PROPORTION | 1
0.0005 | PROPORTION | 1 | 0.0005 | 0.0287 |  |  |  |  | 0.0005 | PROPORTION | 0.90206 | 0.0005 | PROPORTION | 0.29937 | 0.0005 | PROPORTION | 0.33496 | 0.0005 | PROPORTION | 0.35123 | 0.0005 | PROPORTION | 0.47308 | 0.0005 | PROPORTION | 1
0.0005 | PROPORTION | 1 | 0.0005 | 0.0287 |  |  |  |  | 0.0005 | PROPORTION | 0.90206 | 0.0005 | PROPORTION | 0.29898 | 0.0005 | PROPORTION | 0.33485 | 0.0005 | PROPORTION | 0.3509 | 0.0005 | PROPORTION | 0.47286 | 0.0005 | PROPORTION | 1
0.0005 | PROPORTION | 1 | 0.0005 | 0.0287 |  |  |  |  | 0.0005 | PROPORTION | 0.90206 | 0.0005 | PROPORTION | 0.2985 | 0.0005 | PROPORTION | 0.33471 | 0.0005 | PROPORTION | 0.35072 | 0.0005 | PROPORTION | 0.4727 | 0.0005 | PROPORTION | 1
0.0005 | PROPORTION | 1 | 0.0005 | 0.0287 |  |  |  |  | 0.0005 | PROPORTION | 0.90206 | 0.0005 | PROPORTION | 0.29812 | 0.0005 | PROPORTION | 0.33458 | 0.0005 | PROPORTION | 0.35044 | 0.0005 | PROPORTION | 0.47257 | 0.0005 | PROPORTION | 1
0.0005 | PROPORTION | 1 | 0.0005 | 0.0287 |  |  |  |  | 0.0005 | PROPORTION | 0.90206 | 0.0005 | PROPORTION | 0.29767 | 0.0005 | PROPORTION | 0.33443 | 0.0005 | PROPORTION | 0.35017 | 0.0005 | PROPORTION | 0.47233 | 0.0005 | PROPORTION | 1
0.0005 | PROPORTION | 1 | 0.0005 | 0.0287 |  |  |  |  | 0.0005 | PROPORTION | 0.90206 | 0.0005 | PROPORTION | 0.29738 | 0.0005 | PROPORTION | 0.33434 | 0.0005 | PROPORTION | 0.34992 | 0.0005 | PROPORTION | 0.47213 | 0.0005 | PROPORTION | 1
0.0005 | PROPORTION | 1 | 0.0005 | 0.0287 |  |  |  |  | 0.0005 | PROPORTION | 0.90206 | 0.0005 | PROPORTION | 0.29682 | 0.0005 | PROPORTION | 0.3342 | 0.0005 | PROPORTION | 0.34969 | 0.0005 | PROPORTION | 0.47193 | 0.0005 | PROPORTION | 1
0.0005 | PROPORTION | 1 | 0.0005 | 0.0287 |  |  |  |  | 0.0005 | PROPORTION | 0.90206 | 0.0005 | PROPORTION | 0.29649 | 0.0005 | PROPORTION | 0.33403 | 0.0005 | PROPORTION | 0.3494 | 0.0005 | PROPORTION | 0.47176 | 0.0005 | PROPORTION | 1
0.0005 | PROPORTION | 1 | 0.0005 | 0.0287 |  |  |  |  | 0.0005 | PROPORTION | 0.90206 | 0.0005 | PROPORTION | 0.29612 | 0.0005 | PROPORTION | 0.33387 | 0.0005 | PROPORTION | 0.34914 | 0.0005 | PROPORTION | 0.47155 | 0.0005 | PROPORTION | 1
0.0005 | PROPORTION | 1 | 0.0005 | 0.0287 |  |  |  |  | 0.0005 | PROPORTION | 0.90206 | 0.0005 | PROPORTION | 0.29587 | 0.0005 | PROPORTION | 0.33376 | 0.0005 | PROPORTION | 0.34887 | 0.0005 | PROPORTION | 0.47139 | 0.0005 | PROPORTION | 1
0.0005 | PROPORTION | 1 | 0.0005 | 0.0287 |  |  |  |  | 0.0005 | PROPORTION | 0.90206 | 0.0005 | PROPORTION | 0.29522 | 0.0005 | PROPORTION | 0.33362 | 0.0005 | PROPORTION | 0.34867 | 0.0005 | PROPORTION | 0.47123 | 0.0005 | PROPORTION | 1
0.0005 | PROPORTION | 1 | 0.0005 | 0.0287 |  |  |  |  | 0.0005 | PROPORTION | 0.90206 | 0.0005 | PROPORTION | 0.29494 | 0.0005 | PROPORTION | 0.33351 | 0.0005 | PROPORTION | 0.34837 | 0.0005 | PROPORTION | 0.47103 | 0.0005 | PROPORTION | 1
0.0005 | PROPORTION | 1 | 0.0005 | 0.0287 |  |  |  |  | 0.0005 | PROPORTION | 0.90206 | 0.0005 | PROPORTION | 0.29441 | 0.0005 | PROPORTION | 0.33338 | 0.0005 | PROPORTION | 0.34818 | 0.0005 | PROPORTION | 0.4708 | 0.0005 | PROPORTION | 1
0.0005 | PROPORTION | 1 | 0.0005 | 0.0287 |  |  |  |  | 0.0005 | PROPORTION | 0.90206 | 0.0005 | PROPORTION | 0.29407 | 0.0005 | PROPORTION | 0.33326 | 0.0005 | PROPORTION | 0.34785 | 0.0005 | PROPORTION | 0.47058 | 0.0005 | PROPORTION | 1
0.0005 | PROPORTION | 1 | 0.0005 | 0.0287 |  |  |  |  | 0.0005 | PROPORTION | 0.90206 | 0.0005 | PROPORTION | 0.29359 | 0.0005 | PROPORTION | 0.33316 | 0.0005 | PROPORTION | 0.34757 | 0.0005 | PROPORTION | 0.47044 | 0.0005 | PROPORTION | 1
0.0005 | PROPORTION | 1 | 0.0005 | 0.0287 |  |  |  |  | 0.0005 | PROPORTION | 0.90206 | 0.0005 | PROPORTION | 0.2931 | 0.0005 | PROPORTION | 0.33302 | 0.0005 | PROPORTION | 0.34735 | 0.0005 | PROPORTION | 0.47028 | 0.0005 | PROPORTION | 1
0.0005 | PROPORTION | 1 | 0.0005 | 0.0287 |  |  |  |  | 0.0005 | PROPORTION | 0.9018 | 0.0005 | PROPORTION | 0.29265 | 0.0005 | PROPORTION | 0.33281 | 0.0005 | PROPORTION | 0.34707 | 0.0005 | PROPORTION | 0.47008 | 0.0005 | PROPORTION | 1
0.0005 | PROPORTION | 1 | 0.0005 | 0.0287 |  |  |  |  | 0.0005 | PROPORTION | 0.90177 | 0.0005 | PROPORTION | 0.29224 | 0.0005 | PROPORTION | 0.33274 | 0.0005 | PROPORTION | 0.3468 | 0.0005 | PROPORTION | 0.46988 | 0.0005 | PROPORTION | 1
0.0005 | PROPORTION | 1 | 0.0005 | 0.0287 |  |  |  |  | 0.0005 | PROPORTION | 0.90175 | 0.0005 | PROPORTION | 0.29178 | 0.0005 | PROPORTION | 0.33261 | 0.0005 | PROPORTION | 0.34657 | 0.0005 | PROPORTION | 0.4697 | 0.0005 | PROPORTION | 1
0.0005 | PROPORTION | 1 | 0.0005 | 0.0287 |  |  |  |  | 0.0005 | PROPORTION | 0.90175 | 0.0005 | PROPORTION | 0.29128 | 0.0005 | PROPORTION | 0.33246 | 0.0005 | PROPORTION | 0.34636 | 0.0005 | PROPORTION | 0.46947 | 0.0005 | PROPORTION | 1
0.0005 | PROPORTION | 1 | 0.0005 | 0.0287 |  |  |  |  | 0.0005 | PROPORTION | 0.90169 | 0.0005 | PROPORTION | 0.29109 | 0.0005 | PROPORTION | 0.3323 | 0.0005 | PROPORTION | 0.34604 | 0.0005 | PROPORTION | 0.46929 | 0.0005 | PROPORTION | 1
0.0005 | PROPORTION | 1 | 0.0005 | 0.0287 |  |  |  |  | 0.0005 | PROPORTION | 0.90164 | 0.0005 | PROPORTION | 0.29067 | 0.0005 | PROPORTION | 0.33215 | 0.0005 | PROPORTION | 0.34588 | 0.0005 | PROPORTION | 0.46913 | 0.0005 | PROPORTION | 1
0.0005 | PROPORTION | 1 | 0.0005 | 0.0287 |  |  |  |  | 0.0005 | PROPORTION | 0.90136 | 0.0005 | PROPORTION | 0.2901 | 0.0005 | PROPORTION | 0.33205 | 0.0005 | PROPORTION | 0.34562 | 0.0005 | PROPORTION | 0.46892 | 0.0005 | PROPORTION | 1
0.0005 | PROPORTION | 1 | 0.0005 | 0.0287 |  |  |  |  | 0.0005 | PROPORTION | 0.90131 | 0.0005 | PROPORTION | 0.28974 | 0.0005 | PROPORTION | 0.33188 | 0.0005 | PROPORTION | 0.34531 | 0.0005 | PROPORTION | 0.46872 | 0.0005 | PROPORTION | 1
0.0005 | PROPORTION | 1 | 0.0005 | 0.0287 |  |  |  |  | 0.0005 | PROPORTION | 0.9013 | 0.0005 | PROPORTION | 0.28928 | 0.0005 | PROPORTION | 0.33171 | 0.0005 | PROPORTION | 0.34507 | 0.0005 | PROPORTION | 0.46852 | 0.0005 | PROPORTION | 1
0.0005 | PROPORTION | 1 | 0.0005 | 0.0287 |  |  |  |  | 0.0005 | PROPORTION | 0.9013 | 0.0005 | PROPORTION | 0.28872 | 0.0005 | PROPORTION | 0.33158 | 0.0005 | PROPORTION | 0.34481 | 0.0005 | PROPORTION | 0.46834 | 0.0005 | PROPORTION | 1
0.0005 | PROPORTION | 1 | 0.0005 | 0.0287 |  |  |  |  | 0.0005 | PROPORTION | 0.9013 | 0.0005 | PROPORTION | 0.28835 | 0.0005 | PROPORTION | 0.33141 | 0.0005 | PROPORTION | 0.34462 | 0.0005 | PROPORTION | 0.46813 | 0.0005 | PROPORTION | 1
0.0005 | PROPORTION | 1 | 0.0005 | 0.0287 |  |  |  |  | 0.0005 | PROPORTION | 0.90127 | 0.0005 | PROPORTION | 0.28799 | 0.0005 | PROPORTION | 0.33132 | 0.0005 | PROPORTION | 0.34443 | 0.0005 | PROPORTION | 0.46799 | 0.0005 | PROPORTION | 1
0.0005 | PROPORTION | 1 | 0.0005 | 0.0287 |  |  |  |  | 0.0005 | PROPORTION | 0.90121 | 0.0005 | PROPORTION | 0.28744 | 0.0005 | PROPORTION | 0.33119 | 0.0005 | PROPORTION | 0.34415 | 0.0005 | PROPORTION | 0.46784 | 0.0005 | PROPORTION | 1
0.0005 | PROPORTION | 1 | 0.0005 | 0.0287 |  |  |  |  | 0.0005 | PROPORTION | 0.90067 | 0.0005 | PROPORTION | 0.28711 | 0.0005 | PROPORTION | 0.33102 | 0.0005 | PROPORTION | 0.34396 | 0.0005 | PROPORTION | 0.46758 | 0.0005 | PROPORTION | 1
0.0005 | PROPORTION | 1 | 0.0005 | 0.0287 |  |  |  |  | 0.0005 | PROPORTION | 0.90067 | 0.0005 | PROPORTION | 0.28662 | 0.0005 | PROPORTION | 0.33091 | 0.0005 | PROPORTION | 0.34372 | 0.0005 | PROPORTION | 0.4674 | 0.0005 | PROPORTION | 1
0.0005 | PROPORTION | 1 | 0.0005 | 0.0287 |  |  |  |  | 0.0005 | PROPORTION | 0.90057 | 0.0005 | PROPORTION | 0.28621 | 0.0005 | PROPORTION | 0.33077 | 0.0005 | PROPORTION | 0.34351 | 0.0005 | PROPORTION | 0.4672 | 0.0005 | PROPORTION | 1
0.0005 | PROPORTION | 1 | 0.0005 | 0.0287 |  |  |  |  | 0.0005 | PROPORTION | 0.90041 | 0.0005 | PROPORTION | 0.28576 | 0.0005 | PROPORTION | 0.33065 | 0.0005 | PROPORTION | 0.34323 | 0.0005 | PROPORTION | 0.46702 | 0.0005 | PROPORTION | 1
0.0005 | PROPORTION | 1 | 0.0005 | 0.0287 |  |  |  |  | 0.0005 | PROPORTION | 0.90036 | 0.0005 | PROPORTION | 0.28527 | 0.0005 | PROPORTION | 0.33046 | 0.0005 | PROPORTION | 0.34301 | 0.0005 | PROPORTION | 0.46679 | 0.0005 | PROPORTION | 1
0.0005 | PROPORTION | 1 | 0.0005 | 0.0287 |  |  |  |  | 0.0005 | PROPORTION | 0.90022 | 0.0005 | PROPORTION | 0.2849 | 0.0005 | PROPORTION | 0.33036 | 0.0005 | PROPORTION | 0.34277 | 0.0005 | PROPORTION | 0.4666 | 0.0005 | PROPORTION | 1
0.0005 | PROPORTION | 1 | 0.0005 | 0.0287 |  |  |  |  | 0.0005 | PROPORTION | 0.90022 | 0.0005 | PROPORTION | 0.28434 | 0.0005 | PROPORTION | 0.3302 | 0.0005 | PROPORTION | 0.34251 | 0.0005 | PROPORTION | 0.46647 | 0.0005 | PROPORTION | 1
0.0005 | PROPORTION | 1 | 0.0005 | 0.0287 |  |  |  |  | 0.0005 | PROPORTION | 0.90003 | 0.0005 | PROPORTION | 0.28379 | 0.0005 | PROPORTION | 0.33013 | 0.0005 | PROPORTION | 0.34224 | 0.0005 | PROPORTION | 0.4663 | 0.0005 | PROPORTION | 1
0.0005 | PROPORTION | 1 | 0.0005 | 0.0287 |  |  |  |  | 0.0005 | PROPORTION | 0.89993 | 0.0005 | PROPORTION | 0.28342 | 0.0005 | PROPORTION | 0.33002 | 0.0005 | PROPORTION | 0.34207 | 0.0005 | PROPORTION | 0.46605 | 0.0005 | PROPORTION | 1
0.0005 | PROPORTION | 1 | 0.0005 | 0.0287 |  |  |  |  | 0.0005 | PROPORTION | 0.89991 | 0.0005 | PROPORTION | 0.28299 | 0.0005 | PROPORTION | 0.32985 | 0.0005 | PROPORTION | 0.3419 | 0.0005 | PROPORTION | 0.46591 | 0.0005 | PROPORTION | 1
0.0005 | PROPORTION | 1 | 0.0005 | 0.0287 |  |  |  |  | 0.0005 | PROPORTION | 0.89987 | 0.0005 | PROPORTION | 0.28256 | 0.0005 | PROPORTION | 0.32969 | 0.0005 | PROPORTION | 0.34161 | 0.0005 | PROPORTION | 0.46572 | 0.0005 | PROPORTION | 1
0.0005 | PROPORTION | 1 | 0.0005 | 0.0287 |  |  |  |  | 0.0005 | PROPORTION | 0.89978 | 0.0005 | PROPORTION | 0.28216 | 0.0005 | PROPORTION | 0.32956 | 0.0005 | PROPORTION | 0.34137 | 0.0005 | PROPORTION | 0.46549 | 0.0005 | PROPORTION | 1
0.0005 | PROPORTION | 1 | 0.0005 | 0.0287 |  |  |  |  | 0.0005 | PROPORTION | 0.89978 | 0.0005 | PROPORTION | 0.28173 | 0.0005 | PROPORTION | 0.32945 | 0.0005 | PROPORTION | 0.34113 | 0.0005 | PROPORTION | 0.46532 | 0.0005 | PROPORTION | 1
0.0005 | PROPORTION | 1 | 0.0005 | 0.0287 |  |  |  |  | 0.0005 | PROPORTION | 0.89967 | 0.0005 | PROPORTION | 0.28123 | 0.0005 | PROPORTION | 0.32928 | 0.0005 | PROPORTION | 0.34091 | 0.0005 | PROPORTION | 0.46516 | 0.0005 | PROPORTION | 1
0.0005 | PROPORTION | 1 | 0.0005 | 0.0287 |  |  |  |  | 0.0005 | PROPORTION | 0.89967 | 0.0005 | PROPORTION | 0.28097 | 0.0005 | PROPORTION | 0.32914 | 0.0005 | PROPORTION | 0.34072 | 0.0005 | PROPORTION | 0.46494 | 0.0005 | PROPORTION | 1
0.0005 | PROPORTION | 1 | 0.0005 | 0.0287 |  |  |  |  | 0.0005 | PROPORTION | 0.89945 | 0.0005 | PROPORTION | 0.28053 | 0.0005 | PROPORTION | 0.32895 | 0.0005 | PROPORTION | 0.3405 | 0.0005 | PROPORTION | 0.4648 | 0.0005 | PROPORTION | 1
0.0005 | PROPORTION | 1 | 0.0005 | 0.0287 |  |  |  |  | 0.0005 | PROPORTION | 0.89942 | 0.0005 | PROPORTION | 0.28012 | 0.0005 | PROPORTION | 0.32883 | 0.0005 | PROPORTION | 0.34023 | 0.0005 | PROPORTION | 0.46462 | 0.0005 | PROPORTION | 1
0.0005 | PROPORTION | 1 | 0.0005 | 0.0287 |  |  |  |  | 0.0005 | PROPORTION | 0.89942 | 0.0005 | PROPORTION | 0.2796 | 0.0005 | PROPORTION | 0.32872 | 0.0005 | PROPORTION | 0.33999 | 0.0005 | PROPORTION | 0.4644 | 0.0005 | PROPORTION | 1
0.0005 | PROPORTION | 1 | 0.0005 | 0.0287 |  |  |  |  | 0.0005 | PROPORTION | 0.89921 | 0.0005 | PROPORTION | 0.27902 | 0.0005 | PROPORTION | 0.32862 | 0.0005 | PROPORTION | 0.33979 | 0.0005 | PROPORTION | 0.46422 | 0.0005 | PROPORTION | 1
0.0005 | PROPORTION | 1 | 0.0005 | 0.0287 |  |  |  |  | 0.0005 | PROPORTION | 0.89903 | 0.0005 | PROPORTION | 0.27865 | 0.0005 | PROPORTION | 0.32853 | 0.0005 | PROPORTION | 0.33955 | 0.0005 | PROPORTION | 0.46407 | 0.0005 | PROPORTION | 1
0.0005 | PROPORTION | 1 | 0.0005 | 0.0287 |  |  |  |  | 0.0005 | PROPORTION | 0.899 | 0.0005 | PROPORTION | 0.27823 | 0.0005 | PROPORTION | 0.32837 | 0.0005 | PROPORTION | 0.33935 | 0.0005 | PROPORTION | 0.46385 | 0.0005 | PROPORTION | 1
0.0005 | PROPORTION | 1 | 0.0005 | 0.0287 |  |  |  |  | 0.0005 | PROPORTION | 0.89848 | 0.0005 | PROPORTION | 0.27771 | 0.0005 | PROPORTION | 0.32818 | 0.0005 | PROPORTION | 0.33912 | 0.0005 | PROPORTION | 0.46365 | 0.0005 | PROPORTION | 1
0.0005 | PROPORTION | 1 | 0.0005 | 0.0287 |  |  |  |  | 0.0005 | PROPORTION | 0.89848 | 0.0005 | PROPORTION | 0.27722 | 0.0005 | PROPORTION | 0.32803 | 0.0005 | PROPORTION | 0.33888 | 0.0005 | PROPORTION | 0.46347 | 0.0005 | PROPORTION | 1
0.0005 | PROPORTION | 1 | 0.0005 | 0.0287 |  |  |  |  | 0.0005 | PROPORTION | 0.89848 | 0.0005 | PROPORTION | 0.27678 | 0.0005 | PROPORTION | 0.32788 | 0.0005 | PROPORTION | 0.33861 | 0.0005 | PROPORTION | 0.4633 | 0.0005 | PROPORTION | 1
0.0005 | PROPORTION | 1 | 0.0005 | 0.0287 |  |  |  |  | 0.0005 | PROPORTION | 0.89823 | 0.0005 | PROPORTION | 0.27655 | 0.0005 | PROPORTION | 0.32777 | 0.0005 | PROPORTION | 0.33835 | 0.0005 | PROPORTION | 0.4631 | 0.0005 | PROPORTION | 1
0.0005 | PROPORTION | 1 | 0.0005 | 0.0287 |  |  |  |  | 0.0005 | PROPORTION | 0.89814 | 0.0005 | PROPORTION | 0.27608 | 0.0005 | PROPORTION | 0.32766 | 0.0005 | PROPORTION | 0.33813 | 0.0005 | PROPORTION | 0.46291 | 0.0005 | PROPORTION | 1
0.0005 | PROPORTION | 1 | 0.0005 | 0.0287 |  |  |  |  | 0.0005 | PROPORTION | 0.89811 | 0.0005 | PROPORTION | 0.27563 | 0.0005 | PROPORTION | 0.32748 | 0.0005 | PROPORTION | 0.33795 | 0.0005 | PROPORTION | 0.46271 | 0.0005 | PROPORTION | 1
0.0005 | PROPORTION | 1 | 0.0005 | 0.0287 |  |  |  |  | 0.0005 | PROPORTION | 0.8981 | 0.0005 | PROPORTION | 0.27543 | 0.0005 | PROPORTION | 0.32734 | 0.0005 | PROPORTION | 0.3378 | 0.0005 | PROPORTION | 0.46254 | 0.0005 | PROPORTION | 1
0.0005 | PROPORTION | 1 | 0.0005 | 0.0287 |  |  |  |  | 0.0005 | PROPORTION | 0.8981 | 0.0005 | PROPORTION | 0.27504 | 0.0005 | PROPORTION | 0.32719 | 0.0005 | PROPORTION | 0.33758 | 0.0005 | PROPORTION | 0.46235 | 0.0005 | PROPORTION | 1
0.0005 | PROPORTION | 1 | 0.0005 | 0.0287 |  |  |  |  | 0.0005 | PROPORTION | 0.89796 | 0.0005 | PROPORTION | 0.27456 | 0.0005 | PROPORTION | 0.32708 | 0.0005 | PROPORTION | 0.33732 | 0.0005 | PROPORTION | 0.46213 | 0.0005 | PROPORTION | 1
0.0005 | PROPORTION | 1 | 0.0005 | 0.0287 |  |  |  |  | 0.0005 | PROPORTION | 0.89793 | 0.0005 | PROPORTION | 0.27408 | 0.0005 | PROPORTION | 0.32689 | 0.0005 | PROPORTION | 0.33713 | 0.0005 | PROPORTION | 0.46196 | 0.0005 | PROPORTION | 1
0.0005 | PROPORTION | 1 | 0.0005 | 0.0287 |  |  |  |  | 0.0005 | PROPORTION | 0.89781 | 0.0005 | PROPORTION | 0.27382 | 0.0005 | PROPORTION | 0.32673 | 0.0005 | PROPORTION | 0.33685 | 0.0005 | PROPORTION | 0.46174 | 0.0005 | PROPORTION | 1
0.0005 | PROPORTION | 1 | 0.0005 | 0.0287 |  |  |  |  | 0.0005 | PROPORTION | 0.89781 | 0.0005 | PROPORTION | 0.2735 | 0.0005 | PROPORTION | 0.32659 | 0.0005 | PROPORTION | 0.33668 | 0.0005 | PROPORTION | 0.46157 | 0.0005 | PROPORTION | 1
0.0005 | PROPORTION | 1 | 0.0005 | 0.0287 |  |  |  |  | 0.0005 | PROPORTION | 0.89781 | 0.0005 | PROPORTION | 0.27312 | 0.0005 | PROPORTION | 0.32644 | 0.0005 | PROPORTION | 0.33644 | 0.0005 | PROPORTION | 0.46136 | 0.0005 | PROPORTION | 1
0.0005 | PROPORTION | 1 | 0.0005 | 0.0287 |  |  |  |  | 0.0005 | PROPORTION | 0.89781 | 0.0005 | PROPORTION | 0.27268 | 0.0005 | PROPORTION | 0.32631 | 0.0005 | PROPORTION | 0.33612 | 0.0005 | PROPORTION | 0.4612 | 0.0005 | PROPORTION | 1
0.0005 | PROPORTION | 1 | 0.0005 | 0.0287 |  |  |  |  | 0.0005 | PROPORTION | 0.89778 | 0.0005 | PROPORTION | 0.27216 | 0.0005 | PROPORTION | 0.3262 | 0.0005 | PROPORTION | 0.336 | 0.0005 | PROPORTION | 0.46098 | 0.0005 | PROPORTION | 1
0.0005 | PROPORTION | 1 | 0.0005 | 0.0287 |  |  |  |  | 0.0005 | PROPORTION | 0.89756 | 0.0005 | PROPORTION | 0.27188 | 0.0005 | PROPORTION | 0.32606 | 0.0005 | PROPORTION | 0.33579 | 0.0005 | PROPORTION | 0.46077 | 0.0005 | PROPORTION | 1
0.0005 | PROPORTION | 1 | 0.0005 | 0.0287 |  |  |  |  | 0.0005 | PROPORTION | 0.89731 | 0.0005 | PROPORTION | 0.27158 | 0.0005 | PROPORTION | 0.32591 | 0.0005 | PROPORTION | 0.33557 | 0.0005 | PROPORTION | 0.46061 | 0.0005 | PROPORTION | 1
0.0005 | PROPORTION | 1 | 0.0005 | 0.0287 |  |  |  |  | 0.0005 | PROPORTION | 0.89721 | 0.0005 | PROPORTION | 0.27122 | 0.0005 | PROPORTION | 0.32575 | 0.0005 | PROPORTION | 0.33531 | 0.0005 | PROPORTION | 0.46042 | 0.0005 | PROPORTION | 1
0.0005 | PROPORTION | 1 | 0.0005 | 0.0287 |  |  |  |  | 0.0005 | PROPORTION | 0.89721 | 0.0005 | PROPORTION | 0.27082 | 0.0005 | PROPORTION | 0.32557 | 0.0005 | PROPORTION | 0.33508 | 0.0005 | PROPORTION | 0.46023 | 0.0005 | PROPORTION | 1
0.0005 | PROPORTION | 1 | 0.0005 | 0.0287 |  |  |  |  | 0.0005 | PROPORTION | 0.89721 | 0.0005 | PROPORTION | 0.27055 | 0.0005 | PROPORTION | 0.32544 | 0.0005 | PROPORTION | 0.33489 | 0.0005 | PROPORTION | 0.46005 | 0.0005 | PROPORTION | 1
0.0005 | PROPORTION | 1 | 0.0005 | 0.0287 |  |  |  |  | 0.0005 | PROPORTION | 0.89721 | 0.0005 | PROPORTION | 0.2701 | 0.0005 | PROPORTION | 0.32528 | 0.0005 | PROPORTION | 0.33471 | 0.0005 | PROPORTION | 0.45989 | 0.0005 | PROPORTION | 1
0.0005 | PROPORTION | 1 | 0.0005 | 0.0287 |  |  |  |  | 0.0005 | PROPORTION | 0.89709 | 0.0005 | PROPORTION | 0.26969 | 0.0005 | PROPORTION | 0.32513 | 0.0005 | PROPORTION | 0.33453 | 0.0005 | PROPORTION | 0.45962 | 0.0005 | PROPORTION | 1
0.0005 | PROPORTION | 1 | 0.0005 | 0.0287 |  |  |  |  | 0.0005 | PROPORTION | 0.89702 | 0.0005 | PROPORTION | 0.26922 | 0.0005 | PROPORTION | 0.32503 | 0.0005 | PROPORTION | 0.33429 | 0.0005 | PROPORTION | 0.45946 | 0.0005 | PROPORTION | 1
0.0005 | PROPORTION | 1 | 0.0005 | 0.0287 |  |  |  |  | 0.0005 | PROPORTION | 0.89702 | 0.0005 | PROPORTION | 0.26893 | 0.0005 | PROPORTION | 0.32489 | 0.0005 | PROPORTION | 0.33408 | 0.0005 | PROPORTION | 0.45931 | 0.0005 | PROPORTION | 1
0.0005 | PROPORTION | 1 | 0.0005 | 0.0287 |  |  |  |  | 0.0005 | PROPORTION | 0.897 | 0.0005 | PROPORTION | 0.26872 | 0.0005 | PROPORTION | 0.32469 | 0.0005 | PROPORTION | 0.33388 | 0.0005 | PROPORTION | 0.45911 | 0.0005 | PROPORTION | 1
0.0005 | PROPORTION | 1 | 0.0005 | 0.0287 |  |  |  |  | 0.0005 | PROPORTION | 0.89692 | 0.0005 | PROPORTION | 0.2684 | 0.0005 | PROPORTION | 0.32457 | 0.0005 | PROPORTION | 0.33362 | 0.0005 | PROPORTION | 0.45889 | 0.0005 | PROPORTION | 1
0.0005 | PROPORTION | 1 | 0.0005 | 0.0287 |  |  |  |  | 0.0005 | PROPORTION | 0.89692 | 0.0005 | PROPORTION | 0.26796 | 0.0005 | PROPORTION | 0.32444 | 0.0005 | PROPORTION | 0.33343 | 0.0005 | PROPORTION | 0.45873 | 0.0005 | PROPORTION | 1
0.0005 | PROPORTION | 1 | 0.0005 | 0.0287 |  |  |  |  | 0.0005 | PROPORTION | 0.89674 | 0.0005 | PROPORTION | 0.26744 | 0.0005 | PROPORTION | 0.3243 | 0.0005 | PROPORTION | 0.33318 | 0.0005 | PROPORTION | 0.4585 | 0.0005 | PROPORTION | 1
0.0005 | PROPORTION | 1 | 0.0005 | 0.0287 |  |  |  |  | 0.0005 | PROPORTION | 0.89671 | 0.0005 | PROPORTION | 0.26719 | 0.0005 | PROPORTION | 0.32414 | 0.0005 | PROPORTION | 0.33294 | 0.0005 | PROPORTION | 0.45835 | 0.0005 | PROPORTION | 1
0.0005 | PROPORTION | 1 | 0.0005 | 0.0287 |  |  |  |  | 0.0005 | PROPORTION | 0.89671 | 0.0005 | PROPORTION | 0.26668 | 0.0005 | PROPORTION | 0.32396 | 0.0005 | PROPORTION | 0.33276 | 0.0005 | PROPORTION | 0.45819 | 0.0005 | PROPORTION | 1
0.0005 | PROPORTION | 1 | 0.0005 | 0.0287 |  |  |  |  | 0.0005 | PROPORTION | 0.89669 | 0.0005 | PROPORTION | 0.26651 | 0.0005 | PROPORTION | 0.32381 | 0.0005 | PROPORTION | 0.33247 | 0.0005 | PROPORTION | 0.45795 | 0.0005 | PROPORTION | 1
0.0005 | PROPORTION | 1 | 0.0005 | 0.0287 |  |  |  |  | 0.0005 | PROPORTION | 0.89667 | 0.0005 | PROPORTION | 0.2663 | 0.0005 | PROPORTION | 0.32367 | 0.0005 | PROPORTION | 0.33231 | 0.0005 | PROPORTION | 0.45777 | 0.0005 | PROPORTION | 1
0.0005 | PROPORTION | 1 | 0.0005 | 0.0287 |  |  |  |  | 0.0005 | PROPORTION | 0.89647 | 0.0005 | PROPORTION | 0.26583 | 0.0005 | PROPORTION | 0.32347 | 0.0005 | PROPORTION | 0.33208 | 0.0005 | PROPORTION | 0.45758 | 0.0005 | PROPORTION | 1
0.0005 | PROPORTION | 1 | 0.0005 | 0.0287 |  |  |  |  | 0.0005 | PROPORTION | 0.89647 | 0.0005 | PROPORTION | 0.26555 | 0.0005 | PROPORTION | 0.3233 | 0.0005 | PROPORTION | 0.33189 | 0.0005 | PROPORTION | 0.45738 | 0.0005 | PROPORTION | 1
0.0005 | PROPORTION | 1 | 0.0005 | 0.0287 |  |  |  |  | 0.0005 | PROPORTION | 0.89647 | 0.0005 | PROPORTION | 0.26522 | 0.0005 | PROPORTION | 0.32312 | 0.0005 | PROPORTION | 0.33166 | 0.0005 | PROPORTION | 0.45716 | 0.0005 | PROPORTION | 1
0.0005 | PROPORTION | 1 | 0.0005 | 0.0287 |  |  |  |  | 0.0005 | PROPORTION | 0.89647 | 0.0005 | PROPORTION | 0.26482 | 0.0005 | PROPORTION | 0.32298 | 0.0005 | PROPORTION | 0.33146 | 0.0005 | PROPORTION | 0.45703 | 0.0005 | PROPORTION | 1
0.0005 | PROPORTION | 1 | 0.0005 | 0.0287 |  |  |  |  | 0.0005 | PROPORTION | 0.89647 | 0.0005 | PROPORTION | 0.26457 | 0.0005 | PROPORTION | 0.32288 | 0.0005 | PROPORTION | 0.33128 | 0.0005 | PROPORTION | 0.4568 | 0.0005 | PROPORTION | 1
0.0005 | PROPORTION | 1 | 0.0005 | 0.0287 |  |  |  |  | 0.0005 | PROPORTION | 0.89647 | 0.0005 | PROPORTION | 0.26416 | 0.0005 | PROPORTION | 0.32269 | 0.0005 | PROPORTION | 0.33112 | 0.0005 | PROPORTION | 0.45657 | 0.0005 | PROPORTION | 1
0.0005 | PROPORTION | 1 | 0.0005 | 0.0287 |  |  |  |  | 0.0005 | PROPORTION | 0.89647 | 0.0005 | PROPORTION | 0.26379 | 0.0005 | PROPORTION | 0.32257 | 0.0005 | PROPORTION | 0.33088 | 0.0005 | PROPORTION | 0.4564 | 0.0005 | PROPORTION | 1
0.0005 | PROPORTION | 1 | 0.0005 | 0.0287 |  |  |  |  | 0.0005 | PROPORTION | 0.89647 | 0.0005 | PROPORTION | 0.26356 | 0.0005 | PROPORTION | 0.32244 | 0.0005 | PROPORTION | 0.33066 | 0.0005 | PROPORTION | 0.45619 | 0.0005 | PROPORTION | 1
0.0005 | PROPORTION | 1 | 0.0005 | 0.0287 |  |  |  |  | 0.0005 | PROPORTION | 0.89647 | 0.0005 | PROPORTION | 0.2633 | 0.0005 | PROPORTION | 0.32222 | 0.0005 | PROPORTION | 0.33046 | 0.0005 | PROPORTION | 0.45606 | 0.0005 | PROPORTION | 1
0.0005 | PROPORTION | 1 | 0.0005 | 0.0287 |  |  |  |  | 0.0005 | PROPORTION | 0.89637 | 0.0005 | PROPORTION | 0.26283 | 0.0005 | PROPORTION | 0.3221 | 0.0005 | PROPORTION | 0.33032 | 0.0005 | PROPORTION | 0.45586 | 0.0005 | PROPORTION | 1
0.0005 | PROPORTION | 1 | 0.0005 | 0.0287 |  |  |  |  | 0.0005 | PROPORTION | 0.89632 | 0.0005 | PROPORTION | 0.26246 | 0.0005 | PROPORTION | 0.32196 | 0.0005 | PROPORTION | 0.33003 | 0.0005 | PROPORTION | 0.45569 | 0.0005 | PROPORTION | 1
0.0005 | PROPORTION | 1 | 0.0005 | 0.0287 |  |  |  |  | 0.0005 | PROPORTION | 0.89625 | 0.0005 | PROPORTION | 0.26213 | 0.0005 | PROPORTION | 0.32181 | 0.0005 | PROPORTION | 0.32974 | 0.0005 | PROPORTION | 0.45544 | 0.0005 | PROPORTION | 1
0.0005 | PROPORTION | 1 | 0.0005 | 0.0287 |  |  |  |  | 0.0005 | PROPORTION | 0.89618 | 0.0005 | PROPORTION | 0.26179 | 0.0005 | PROPORTION | 0.32162 | 0.0005 | PROPORTION | 0.32955 | 0.0005 | PROPORTION | 0.45524 | 0.0005 | PROPORTION | 1
0.0005 | PROPORTION | 1 | 0.0005 | 0.0287 |  |  |  |  | 0.0005 | PROPORTION | 0.89618 | 0.0005 | PROPORTION | 0.2615 | 0.0005 | PROPORTION | 0.32147 | 0.0005 | PROPORTION | 0.32933 | 0.0005 | PROPORTION | 0.45509 | 0.0005 | PROPORTION | 1
0.0005 | PROPORTION | 1 | 0.0005 | 0.0287 |  |  |  |  | 0.0005 | PROPORTION | 0.89618 | 0.0005 | PROPORTION | 0.26124 | 0.0005 | PROPORTION | 0.32129 | 0.0005 | PROPORTION | 0.32909 | 0.0005 | PROPORTION | 0.45488 | 0.0005 | PROPORTION | 1
0.0005 | PROPORTION | 1 | 0.0005 | 0.0287 |  |  |  |  | 0.0005 | PROPORTION | 0.89611 | 0.0005 | PROPORTION | 0.26081 | 0.0005 | PROPORTION | 0.32114 | 0.0005 | PROPORTION | 0.32893 | 0.0005 | PROPORTION | 0.45466 | 0.0005 | PROPORTION | 1
0.0005 | PROPORTION | 1 | 0.0005 | 0.0287 |  |  |  |  | 0.0005 | PROPORTION | 0.89611 | 0.0005 | PROPORTION | 0.26069 | 0.0005 | PROPORTION | 0.32102 | 0.0005 | PROPORTION | 0.32866 | 0.0005 | PROPORTION | 0.45445 | 0.0005 | PROPORTION | 1
0.0005 | PROPORTION | 1 | 0.0005 | 0.0287 |  |  |  |  | 0.0005 | PROPORTION | 0.89602 | 0.0005 | PROPORTION | 0.26025 | 0.0005 | PROPORTION | 0.32082 | 0.0005 | PROPORTION | 0.32846 | 0.0005 | PROPORTION | 0.45426 | 0.0005 | PROPORTION | 1
0.0005 | PROPORTION | 1 | 0.0005 | 0.0287 |  |  |  |  | 0.0005 | PROPORTION | 0.89602 | 0.0005 | PROPORTION | 0.25985 | 0.0005 | PROPORTION | 0.32068 | 0.0005 | PROPORTION | 0.32833 | 0.0005 | PROPORTION | 0.45409 | 0.0005 | PROPORTION | 1
0.0005 | PROPORTION | 1 | 0.0005 | 0.0287 |  |  |  |  | 0.0005 | PROPORTION | 0.89602 | 0.0005 | PROPORTION | 0.2596 | 0.0005 | PROPORTION | 0.3205 | 0.0005 | PROPORTION | 0.32809 | 0.0005 | PROPORTION | 0.45386 | 0.0005 | PROPORTION | 1
0.0005 | PROPORTION | 1 | 0.0005 | 0.0287 |  |  |  |  | 0.0005 | PROPORTION | 0.89602 | 0.0005 | PROPORTION | 0.25937 | 0.0005 | PROPORTION | 0.32036 | 0.0005 | PROPORTION | 0.32789 | 0.0005 | PROPORTION | 0.45365 | 0.0005 | PROPORTION | 1
0.0005 | PROPORTION | 1 | 0.0005 | 0.0287 |  |  |  |  | 0.0005 | PROPORTION | 0.896 | 0.0005 | PROPORTION | 0.25892 | 0.0005 | PROPORTION | 0.32021 | 0.0005 | PROPORTION | 0.32766 | 0.0005 | PROPORTION | 0.45342 | 0.0005 | PROPORTION | 1
0.0005 | PROPORTION | 1 | 0.0005 | 0.0287 |  |  |  |  | 0.0005 | PROPORTION | 0.89559 | 0.0005 | PROPORTION | 0.25867 | 0.0005 | PROPORTION | 0.32003 | 0.0005 | PROPORTION | 0.32747 | 0.0005 | PROPORTION | 0.45329 | 0.0005 | PROPORTION | 1
0.0005 | PROPORTION | 1 | 0.0005 | 0.0287 |  |  |  |  | 0.0005 | PROPORTION | 0.89558 | 0.0005 | PROPORTION | 0.25839 | 0.0005 | PROPORTION | 0.3199 | 0.0005 | PROPORTION | 0.32728 | 0.0005 | PROPORTION | 0.45305 | 0.0005 | PROPORTION | 1
0.0005 | PROPORTION | 1 | 0.0005 | 0.0287 |  |  |  |  | 0.0005 | PROPORTION | 0.89558 | 0.0005 | PROPORTION | 0.2581 | 0.0005 | PROPORTION | 0.31968 | 0.0005 | PROPORTION | 0.32704 | 0.0005 | PROPORTION | 0.45287 | 0.0005 | PROPORTION | 1
0.0005 | PROPORTION | 1 | 0.0005 | 0.0287 |  |  |  |  | 0.0005 | PROPORTION | 0.89558 | 0.0005 | PROPORTION | 0.2578 | 0.0005 | PROPORTION | 0.31954 | 0.0005 | PROPORTION | 0.32688 | 0.0005 | PROPORTION | 0.45269 | 0.0005 | PROPORTION | 1
0.0005 | PROPORTION | 1 | 0.0005 | 0.0287 |  |  |  |  | 0.0005 | PROPORTION | 0.89553 | 0.0005 | PROPORTION | 0.25753 | 0.0005 | PROPORTION | 0.31938 | 0.0005 | PROPORTION | 0.32662 | 0.0005 | PROPORTION | 0.45247 | 0.0005 | PROPORTION | 1
0.0005 | PROPORTION | 1 | 0.0005 | 0.0287 |  |  |  |  | 0.0005 | PROPORTION | 0.89544 | 0.0005 | PROPORTION | 0.25725 | 0.0005 | PROPORTION | 0.31922 | 0.0005 | PROPORTION | 0.32639 | 0.0005 | PROPORTION | 0.45225 | 0.0005 | PROPORTION | 1
0.0005 | PROPORTION | 1 | 0.0005 | 0.0287 |  |  |  |  | 0.0005 | PROPORTION | 0.89506 | 0.0005 | PROPORTION | 0.25686 | 0.0005 | PROPORTION | 0.31903 | 0.0005 | PROPORTION | 0.32613 | 0.0005 | PROPORTION | 0.45203 | 0.0005 | PROPORTION | 1
0.0005 | PROPORTION | 1 | 0.0005 | 0.0287 |  |  |  |  | 0.0005 | PROPORTION | 0.89506 | 0.0005 | PROPORTION | 0.25657 | 0.0005 | PROPORTION | 0.31882 | 0.0005 | PROPORTION | 0.32593 | 0.0005 | PROPORTION | 0.45188 | 0.0005 | PROPORTION | 1
0.0005 | PROPORTION | 1 | 0.0005 | 0.0287 |  |  |  |  | 0.0005 | PROPORTION | 0.89506 | 0.0005 | PROPORTION | 0.25621 | 0.0005 | PROPORTION | 0.31873 | 0.0005 | PROPORTION | 0.32574 | 0.0005 | PROPORTION | 0.45165 | 0.0005 | PROPORTION | 1
0.0005 | PROPORTION | 1 | 0.0005 | 0.0287 |  |  |  |  | 0.0005 | PROPORTION | 0.89506 | 0.0005 | PROPORTION | 0.25604 | 0.0005 | PROPORTION | 0.31854 | 0.0005 | PROPORTION | 0.32553 | 0.0005 | PROPORTION | 0.45147 | 0.0005 | PROPORTION | 1
0.0005 | PROPORTION | 1 | 0.0005 | 0.0287 |  |  |  |  | 0.0005 | PROPORTION | 0.89503 | 0.0005 | PROPORTION | 0.25575 | 0.0005 | PROPORTION | 0.31838 | 0.0005 | PROPORTION | 0.32529 | 0.0005 | PROPORTION | 0.45123 | 0.0005 | PROPORTION | 1
0.0005 | PROPORTION | 1 | 0.0005 | 0.0287 |  |  |  |  | 0.0005 | PROPORTION | 0.89482 | 0.0005 | PROPORTION | 0.25544 | 0.0005 | PROPORTION | 0.31823 | 0.0005 | PROPORTION | 0.32513 | 0.0005 | PROPORTION | 0.45103 | 0.0005 | PROPORTION | 1
0.0005 | PROPORTION | 1 | 0.0005 | 0.0287 |  |  |  |  | 0.0005 | PROPORTION | 0.89467 | 0.0005 | PROPORTION | 0.25535 | 0.0005 | PROPORTION | 0.31805 | 0.0005 | PROPORTION | 0.3249 | 0.0005 | PROPORTION | 0.45086 | 0.0005 | PROPORTION | 1
0.0005 | PROPORTION | 1 | 0.0005 | 0.0287 |  |  |  |  | 0.0005 | PROPORTION | 0.89467 | 0.0005 | PROPORTION | 0.25488 | 0.0005 | PROPORTION | 0.31793 | 0.0005 | PROPORTION | 0.32469 | 0.0005 | PROPORTION | 0.45062 | 0.0005 | PROPORTION | 1
0.0005 | PROPORTION | 1 | 0.0005 | 0.0287 |  |  |  |  | 0.0005 | PROPORTION | 0.8943 | 0.0005 | PROPORTION | 0.25478 | 0.0005 | PROPORTION | 0.31776 | 0.0005 | PROPORTION | 0.32445 | 0.0005 | PROPORTION | 0.45043 | 0.0005 | PROPORTION | 1
0.0005 | PROPORTION | 1 | 0.0005 | 0.0287 |  |  |  |  | 0.0005 | PROPORTION | 0.8943 | 0.0005 | PROPORTION | 0.25443 | 0.0005 | PROPORTION | 0.31758 | 0.0005 | PROPORTION | 0.32428 | 0.0005 | PROPORTION | 0.45023 | 0.0005 | PROPORTION | 1
0.0005 | PROPORTION | 1 | 0.0005 | 0.0287 |  |  |  |  | 0.0005 | PROPORTION | 0.8943 | 0.0005 | PROPORTION | 0.25418 | 0.0005 | PROPORTION | 0.31746 | 0.0005 | PROPORTION | 0.32402 | 0.0005 | PROPORTION | 0.45003 | 0.0005 | PROPORTION | 1
0.0005 | PROPORTION | 1 | 0.0005 | 0.0287 |  |  |  |  | 0.0005 | PROPORTION | 0.8942 | 0.0005 | PROPORTION | 0.25394 | 0.0005 | PROPORTION | 0.31725 | 0.0005 | PROPORTION | 0.32388 | 0.0005 | PROPORTION | 0.44981 | 0.0005 | PROPORTION | 1
0.0005 | PROPORTION | 1 | 0.0005 | 0.0287 |  |  |  |  | 0.0005 | PROPORTION | 0.8942 | 0.0005 | PROPORTION | 0.25367 | 0.0005 | PROPORTION | 0.31708 | 0.0005 | PROPORTION | 0.32362 | 0.0005 | PROPORTION | 0.44958 | 0.0005 | PROPORTION | 1
0.0005 | PROPORTION | 1 | 0.0005 | 0.0287 |  |  |  |  | 0.0005 | PROPORTION | 0.89404 | 0.0005 | PROPORTION | 0.2534 | 0.0005 | PROPORTION | 0.31693 | 0.0005 | PROPORTION | 0.32344 | 0.0005 | PROPORTION | 0.44943 | 0.0005 | PROPORTION | 1
0.0005 | PROPORTION | 1 | 0.0005 | 0.0287 |  |  |  |  | 0.0005 | PROPORTION | 0.89393 | 0.0005 | PROPORTION | 0.25313 | 0.0005 | PROPORTION | 0.31677 | 0.0005 | PROPORTION | 0.3232 | 0.0005 | PROPORTION | 0.44921 | 0.0005 | PROPORTION | 1
0.0005 | PROPORTION | 1 | 0.0005 | 0.0287 |  |  |  |  | 0.0005 | PROPORTION | 0.89385 | 0.0005 | PROPORTION | 0.25293 | 0.0005 | PROPORTION | 0.31659 | 0.0005 | PROPORTION | 0.32297 | 0.0005 | PROPORTION | 0.44899 | 0.0005 | PROPORTION | 1
0.0005 | PROPORTION | 1 | 0.0005 | 0.0287 |  |  |  |  | 0.0005 | PROPORTION | 0.89385 | 0.0005 | PROPORTION | 0.25254 | 0.0005 | PROPORTION | 0.31641 | 0.0005 | PROPORTION | 0.3228 | 0.0005 | PROPORTION | 0.44882 | 0.0005 | PROPORTION | 1
0.0005 | PROPORTION | 1 | 0.0005 | 0.0287 |  |  |  |  | 0.0005 | PROPORTION | 0.89385 | 0.0005 | PROPORTION | 0.25237 | 0.0005 | PROPORTION | 0.31629 | 0.0005 | PROPORTION | 0.32259 | 0.0005 | PROPORTION | 0.44853 | 0.0005 | PROPORTION | 1
0.0005 | PROPORTION | 1 | 0.0005 | 0.0287 |  |  |  |  | 0.0005 | PROPORTION | 0.89385 | 0.0005 | PROPORTION | 0.25196 | 0.0005 | PROPORTION | 0.3161 | 0.0005 | PROPORTION | 0.32232 | 0.0005 | PROPORTION | 0.4484 | 0.0005 | PROPORTION | 1
0.0005 | PROPORTION | 1 | 0.0005 | 0.0287 |  |  |  |  | 0.0005 | PROPORTION | 0.89385 | 0.0005 | PROPORTION | 0.25177 | 0.0005 | PROPORTION | 0.31592 | 0.0005 | PROPORTION | 0.32211 | 0.0005 | PROPORTION | 0.44808 | 0.0005 | PROPORTION | 1
0.0005 | PROPORTION | 1 | 0.0005 | 0.0287 |  |  |  |  | 0.0005 | PROPORTION | 0.89385 | 0.0005 | PROPORTION | 0.25159 | 0.0005 | PROPORTION | 0.31574 | 0.0005 | PROPORTION | 0.32193 | 0.0005 | PROPORTION | 0.44791 | 0.0005 | PROPORTION | 1
0.0005 | PROPORTION | 1 | 0.0005 | 0.0287 |  |  |  |  | 0.0005 | PROPORTION | 0.89385 | 0.0005 | PROPORTION | 0.25136 | 0.0005 | PROPORTION | 0.31559 | 0.0005 | PROPORTION | 0.32165 | 0.0005 | PROPORTION | 0.44777 | 0.0005 | PROPORTION | 1
0.0005 | PROPORTION | 1 | 0.0005 | 0.0287 |  |  |  |  | 0.0005 | PROPORTION | 0.89385 | 0.0005 | PROPORTION | 0.25104 | 0.0005 | PROPORTION | 0.31541 | 0.0005 | PROPORTION | 0.32145 | 0.0005 | PROPORTION | 0.44756 | 0.0005 | PROPORTION | 1
0.0005 | PROPORTION | 1 | 0.0005 | 0.0287 |  |  |  |  | 0.0005 | PROPORTION | 0.89385 | 0.0005 | PROPORTION | 0.25088 | 0.0005 | PROPORTION | 0.31521 | 0.0005 | PROPORTION | 0.32129 | 0.0005 | PROPORTION | 0.44734 | 0.0005 | PROPORTION | 1
0.0005 | PROPORTION | 1 | 0.0005 | 0.0287 |  |  |  |  | 0.0005 | PROPORTION | 0.89385 | 0.0005 | PROPORTION | 0.25036 | 0.0005 | PROPORTION | 0.31502 | 0.0005 | PROPORTION | 0.32108 | 0.0005 | PROPORTION | 0.44715 | 0.0005 | PROPORTION | 1
0.0005 | PROPORTION | 1 | 0.0005 | 0.0287 |  |  |  |  | 0.0005 | PROPORTION | 0.89385 | 0.0005 | PROPORTION | 0.25016 | 0.0005 | PROPORTION | 0.31487 | 0.0005 | PROPORTION | 0.32086 | 0.0005 | PROPORTION | 0.44695 | 0.0005 | PROPORTION | 1
0.0005 | PROPORTION | 1 | 0.0005 | 0.0287 |  |  |  |  | 0.0005 | PROPORTION | 0.89379 | 0.0005 | PROPORTION | 0.24987 | 0.0005 | PROPORTION | 0.31471 | 0.0005 | PROPORTION | 0.32065 | 0.0005 | PROPORTION | 0.4467 | 0.0005 | PROPORTION | 1
0.0005 | PROPORTION | 1 | 0.0005 | 0.0287 |  |  |  |  | 0.0005 | PROPORTION | 0.89379 | 0.0005 | PROPORTION | 0.24959 | 0.0005 | PROPORTION | 0.31458 | 0.0005 | PROPORTION | 0.32039 | 0.0005 | PROPORTION | 0.44645 | 0.0005 | PROPORTION | 1
0.0005 | PROPORTION | 1 | 0.0005 | 0.0287 |  |  |  |  | 0.0005 | PROPORTION | 0.89379 | 0.0005 | PROPORTION | 0.24954 | 0.0005 | PROPORTION | 0.3144 | 0.0005 | PROPORTION | 0.3202 | 0.0005 | PROPORTION | 0.44624 | 0.0005 | PROPORTION | 1
0.0005 | PROPORTION | 1 | 0.0005 | 0.0287 |  |  |  |  | 0.0005 | PROPORTION | 0.89379 | 0.0005 | PROPORTION | 0.24933 | 0.0005 | PROPORTION | 0.31424 | 0.0005 | PROPORTION | 0.3199 | 0.0005 | PROPORTION | 0.44603 | 0.0005 | PROPORTION | 1
0.0005 | PROPORTION | 1 | 0.0005 | 0.0287 |  |  |  |  | 0.0005 | PROPORTION | 0.89363 | 0.0005 | PROPORTION | 0.24912 | 0.0005 | PROPORTION | 0.31404 | 0.0005 | PROPORTION | 0.3197 | 0.0005 | PROPORTION | 0.44578 | 0.0005 | PROPORTION | 1
0.0005 | PROPORTION | 1 | 0.0005 | 0.0287 |  |  |  |  | 0.0005 | PROPORTION | 0.89363 | 0.0005 | PROPORTION | 0.24868 | 0.0005 | PROPORTION | 0.31383 | 0.0005 | PROPORTION | 0.31947 | 0.0005 | PROPORTION | 0.44556 | 0.0005 | PROPORTION | 1
0.0005 | PROPORTION | 1 | 0.0005 | 0.0287 |  |  |  |  | 0.0005 | PROPORTION | 0.89363 | 0.0005 | PROPORTION | 0.24838 | 0.0005 | PROPORTION | 0.31368 | 0.0005 | PROPORTION | 0.3193 | 0.0005 | PROPORTION | 0.44534 | 0.0005 | PROPORTION | 1
0.0005 | PROPORTION | 1 | 0.0005 | 0.0287 |  |  |  |  | 0.0005 | PROPORTION | 0.89344 | 0.0005 | PROPORTION | 0.24816 | 0.0005 | PROPORTION | 0.31351 | 0.0005 | PROPORTION | 0.31902 | 0.0005 | PROPORTION | 0.4451 | 0.0005 | PROPORTION | 1
0.0005 | PROPORTION | 1 | 0.0005 | 0.0287 |  |  |  |  | 0.0005 | PROPORTION | 0.89344 | 0.0005 | PROPORTION | 0.2478 | 0.0005 | PROPORTION | 0.31325 | 0.0005 | PROPORTION | 0.3188 | 0.0005 | PROPORTION | 0.44489 | 0.0005 | PROPORTION | 1
0.0005 | PROPORTION | 1 | 0.0005 | 0.0287 |  |  |  |  | 0.0005 | PROPORTION | 0.8933 | 0.0005 | PROPORTION | 0.24768 | 0.0005 | PROPORTION | 0.31317 | 0.0005 | PROPORTION | 0.31859 | 0.0005 | PROPORTION | 0.44472 | 0.0005 | PROPORTION | 1
0.0005 | PROPORTION | 1 | 0.0005 | 0.0287 |  |  |  |  | 0.0005 | PROPORTION | 0.89326 | 0.0005 | PROPORTION | 0.24747 | 0.0005 | PROPORTION | 0.31291 | 0.0005 | PROPORTION | 0.31839 | 0.0005 | PROPORTION | 0.44445 | 0.0005 | PROPORTION | 1
0.0005 | PROPORTION | 1 | 0.0005 | 0.0287 |  |  |  |  | 0.0005 | PROPORTION | 0.89325 | 0.0005 | PROPORTION | 0.24736 | 0.0005 | PROPORTION | 0.31277 | 0.0005 | PROPORTION | 0.31814 | 0.0005 | PROPORTION | 0.44423 | 0.0005 | PROPORTION | 1
0.0005 | PROPORTION | 1 | 0.0005 | 0.0287 |  |  |  |  | 0.0005 | PROPORTION | 0.89309 | 0.0005 | PROPORTION | 0.24703 | 0.0005 | PROPORTION | 0.31264 | 0.0005 | PROPORTION | 0.31793 | 0.0005 | PROPORTION | 0.44402 | 0.0005 | PROPORTION | 1
0.0005 | PROPORTION | 1 | 0.0005 | 0.0287 |  |  |  |  | 0.0005 | PROPORTION | 0.89309 | 0.0005 | PROPORTION | 0.24675 | 0.0005 | PROPORTION | 0.31238 | 0.0005 | PROPORTION | 0.31766 | 0.0005 | PROPORTION | 0.44375 | 0.0005 | PROPORTION | 1
0.0005 | PROPORTION | 1 | 0.0005 | 0.0287 |  |  |  |  | 0.0005 | PROPORTION | 0.89278 | 0.0005 | PROPORTION | 0.24659 | 0.0005 | PROPORTION | 0.3122 | 0.0005 | PROPORTION | 0.31746 | 0.0005 | PROPORTION | 0.44353 | 0.0005 | PROPORTION | 1
0.0005 | PROPORTION | 1 | 0.0005 | 0.0287 |  |  |  |  | 0.0005 | PROPORTION | 0.89246 | 0.0005 | PROPORTION | 0.24634 | 0.0005 | PROPORTION | 0.31204 | 0.0005 | PROPORTION | 0.31722 | 0.0005 | PROPORTION | 0.44332 | 0.0005 | PROPORTION | 1
0.0005 | PROPORTION | 1 | 0.0005 | 0.0287 |  |  |  |  | 0.0005 | PROPORTION | 0.89245 | 0.0005 | PROPORTION | 0.24615 | 0.0005 | PROPORTION | 0.31187 | 0.0005 | PROPORTION | 0.31697 | 0.0005 | PROPORTION | 0.44311 | 0.0005 | PROPORTION | 1
0.0005 | PROPORTION | 1 | 0.0005 | 0.0287 |  |  |  |  | 0.0005 | PROPORTION | 0.89237 | 0.0005 | PROPORTION | 0.24594 | 0.0005 | PROPORTION | 0.31167 | 0.0005 | PROPORTION | 0.31674 | 0.0005 | PROPORTION | 0.44282 | 0.0005 | PROPORTION | 1
0.0005 | PROPORTION | 1 | 0.0005 | 0.0287 |  |  |  |  | 0.0005 | PROPORTION | 0.89236 | 0.0005 | PROPORTION | 0.24577 | 0.0005 | PROPORTION | 0.31152 | 0.0005 | PROPORTION | 0.31649 | 0.0005 | PROPORTION | 0.44264 | 0.0005 | PROPORTION | 1
0.0005 | PROPORTION | 1 | 0.0005 | 0.0287 |  |  |  |  | 0.0005 | PROPORTION | 0.89236 | 0.0005 | PROPORTION | 0.24543 | 0.0005 | PROPORTION | 0.31129 | 0.0005 | PROPORTION | 0.31627 | 0.0005 | PROPORTION | 0.44242 | 0.0005 | PROPORTION | 1
0.0005 | PROPORTION | 1 | 0.0005 | 0.0287 |  |  |  |  | 0.0005 | PROPORTION | 0.89233 | 0.0005 | PROPORTION | 0.24519 | 0.0005 | PROPORTION | 0.31109 | 0.0005 | PROPORTION | 0.31603 | 0.0005 | PROPORTION | 0.44217 | 0.0005 | PROPORTION | 1
0.0005 | PROPORTION | 1 | 0.0005 | 0.0287 |  |  |  |  | 0.0005 | PROPORTION | 0.89231 | 0.0005 | PROPORTION | 0.245 | 0.0005 | PROPORTION | 0.31091 | 0.0005 | PROPORTION | 0.31581 | 0.0005 | PROPORTION | 0.44194 | 0.0005 | PROPORTION | 1
0.0005 | PROPORTION | 1 | 0.0005 | 0.0287 |  |  |  |  | 0.0005 | PROPORTION | 0.89224 | 0.0005 | PROPORTION | 0.24478 | 0.0005 | PROPORTION | 0.31068 | 0.0005 | PROPORTION | 0.31559 | 0.0005 | PROPORTION | 0.44172 | 0.0005 | PROPORTION | 1
0.0005 | PROPORTION | 1 | 0.0005 | 0.0287 |  |  |  |  | 0.0005 | PROPORTION | 0.89206 | 0.0005 | PROPORTION | 0.24454 | 0.0005 | PROPORTION | 0.31058 | 0.0005 | PROPORTION | 0.31531 | 0.0005 | PROPORTION | 0.44148 | 0.0005 | PROPORTION | 1
0.0005 | PROPORTION | 1 | 0.0005 | 0.0287 |  |  |  |  | 0.0005 | PROPORTION | 0.89206 | 0.0005 | PROPORTION | 0.24433 | 0.0005 | PROPORTION | 0.31032 | 0.0005 | PROPORTION | 0.31513 | 0.0005 | PROPORTION | 0.44127 | 0.0005 | PROPORTION | 1
0.0005 | PROPORTION | 1 | 0.0005 | 0.0287 |  |  |  |  | 0.0005 | PROPORTION | 0.8918 | 0.0005 | PROPORTION | 0.24429 | 0.0005 | PROPORTION | 0.31013 | 0.0005 | PROPORTION | 0.31483 | 0.0005 | PROPORTION | 0.441 | 0.0005 | PROPORTION | 1
0.0005 | PROPORTION | 1 | 0.0005 | 0.0287 |  |  |  |  | 0.0005 | PROPORTION | 0.89177 | 0.0005 | PROPORTION | 0.24405 | 0.0005 | PROPORTION | 0.30996 | 0.0005 | PROPORTION | 0.31453 | 0.0005 | PROPORTION | 0.44074 | 0.0005 | PROPORTION | 1
0.0005 | PROPORTION | 1 | 0.0005 | 0.0287 |  |  |  |  | 0.0005 | PROPORTION | 0.89173 | 0.0005 | PROPORTION | 0.24384 | 0.0005 | PROPORTION | 0.30977 | 0.0005 | PROPORTION | 0.31437 | 0.0005 | PROPORTION | 0.44049 | 0.0005 | PROPORTION | 1
0.0005 | PROPORTION | 1 | 0.0005 | 0.0287 |  |  |  |  | 0.0005 | PROPORTION | 0.89173 | 0.0005 | PROPORTION | 0.24353 | 0.0005 | PROPORTION | 0.30952 | 0.0005 | PROPORTION | 0.31413 | 0.0005 | PROPORTION | 0.44025 | 0.0005 | PROPORTION | 1
0.0005 | PROPORTION | 1 | 0.0005 | 0.0287 |  |  |  |  | 0.0005 | PROPORTION | 0.89173 | 0.0005 | PROPORTION | 0.24332 | 0.0005 | PROPORTION | 0.30937 | 0.0005 | PROPORTION | 0.31387 | 0.0005 | PROPORTION | 0.43999 | 0.0005 | PROPORTION | 1
0.0005 | PROPORTION | 1 | 0.0005 | 0.0287 |  |  |  |  | 0.0005 | PROPORTION | 0.89173 | 0.0005 | PROPORTION | 0.24305 | 0.0005 | PROPORTION | 0.30915 | 0.0005 | PROPORTION | 0.31361 | 0.0005 | PROPORTION | 0.43977 | 0.0005 | PROPORTION | 1
0.0005 | PROPORTION | 1 | 0.0005 | 0.0287 |  |  |  |  | 0.0005 | PROPORTION | 0.89173 | 0.0005 | PROPORTION | 0.24282 | 0.0005 | PROPORTION | 0.30897 | 0.0005 | PROPORTION | 0.31342 | 0.0005 | PROPORTION | 0.43958 | 0.0005 | PROPORTION | 1
0.0005 | PROPORTION | 1 | 0.0005 | 0.0287 |  |  |  |  | 0.0005 | PROPORTION | 0.89173 | 0.0005 | PROPORTION | 0.2426 | 0.0005 | PROPORTION | 0.30881 | 0.0005 | PROPORTION | 0.31318 | 0.0005 | PROPORTION | 0.43939 | 0.0005 | PROPORTION | 1
0.0005 | PROPORTION | 1 | 0.0005 | 0.0287 |  |  |  |  | 0.0005 | PROPORTION | 0.89173 | 0.0005 | PROPORTION | 0.24229 | 0.0005 | PROPORTION | 0.30858 | 0.0005 | PROPORTION | 0.31292 | 0.0005 | PROPORTION | 0.43909 | 0.0005 | PROPORTION | 1
0.0005 | PROPORTION | 1 | 0.0005 | 0.0287 |  |  |  |  | 0.0005 | PROPORTION | 0.89173 | 0.0005 | PROPORTION | 0.24224 | 0.0005 | PROPORTION | 0.30841 | 0.0005 | PROPORTION | 0.31267 | 0.0005 | PROPORTION | 0.43886 | 0.0005 | PROPORTION | 1
0.0005 | PROPORTION | 1 | 0.0005 | 0.0287 |  |  |  |  | 0.0005 | PROPORTION | 0.89173 | 0.0005 | PROPORTION | 0.24201 | 0.0005 | PROPORTION | 0.30816 | 0.0005 | PROPORTION | 0.31243 | 0.0005 | PROPORTION | 0.43864 | 0.0005 | PROPORTION | 1
0.0005 | PROPORTION | 1 | 0.0005 | 0.0287 |  |  |  |  | 0.0005 | PROPORTION | 0.89173 | 0.0005 | PROPORTION | 0.24188 | 0.0005 | PROPORTION | 0.30795 | 0.0005 | PROPORTION | 0.31214 | 0.0005 | PROPORTION | 0.43839 | 0.0005 | PROPORTION | 1
0.0005 | PROPORTION | 1 | 0.0005 | 0.0287 |  |  |  |  | 0.0005 | PROPORTION | 0.89161 | 0.0005 | PROPORTION | 0.24166 | 0.0005 | PROPORTION | 0.30777 | 0.0005 | PROPORTION | 0.31195 | 0.0005 | PROPORTION | 0.43818 | 0.0005 | PROPORTION | 1
0.0005 | PROPORTION | 1 | 0.0005 | 0.0287 |  |  |  |  | 0.0005 | PROPORTION | 0.89155 | 0.0005 | PROPORTION | 0.2415 | 0.0005 | PROPORTION | 0.30757 | 0.0005 | PROPORTION | 0.31166 | 0.0005 | PROPORTION | 0.4379 | 0.0005 | PROPORTION | 1
0.0005 | PROPORTION | 1 | 0.0005 | 0.0287 |  |  |  |  | 0.0005 | PROPORTION | 0.89155 | 0.0005 | PROPORTION | 0.24119 | 0.0005 | PROPORTION | 0.30735 | 0.0005 | PROPORTION | 0.31136 | 0.0005 | PROPORTION | 0.43763 | 0.0005 | PROPORTION | 1
0.0005 | PROPORTION | 1 | 0.0005 | 0.0287 |  |  |  |  | 0.0005 | PROPORTION | 0.89155 | 0.0005 | PROPORTION | 0.24098 | 0.0005 | PROPORTION | 0.30715 | 0.0005 | PROPORTION | 0.31111 | 0.0005 | PROPORTION | 0.43743 | 0.0005 | PROPORTION | 1
0.0005 | PROPORTION | 1 | 0.0005 | 0.0287 |  |  |  |  | 0.0005 | PROPORTION | 0.89155 | 0.0005 | PROPORTION | 0.24082 | 0.0005 | PROPORTION | 0.30695 | 0.0005 | PROPORTION | 0.31086 | 0.0005 | PROPORTION | 0.43716 | 0.0005 | PROPORTION | 1
0.0005 | PROPORTION | 1 | 0.0005 | 0.0287 |  |  |  |  | 0.0005 | PROPORTION | 0.89155 | 0.0005 | PROPORTION | 0.24066 | 0.0005 | PROPORTION | 0.30674 | 0.0005 | PROPORTION | 0.31056 | 0.0005 | PROPORTION | 0.43692 | 0.0005 | PROPORTION | 1
0.0005 | PROPORTION | 1 | 0.0005 | 0.0287 |  |  |  |  | 0.0005 | PROPORTION | 0.89155 | 0.0005 | PROPORTION | 0.24035 | 0.0005 | PROPORTION | 0.30651 | 0.0005 | PROPORTION | 0.31028 | 0.0005 | PROPORTION | 0.43669 | 0.0005 | PROPORTION | 1
0.0005 | PROPORTION | 1 | 0.0005 | 0.0287 |  |  |  |  | 0.0005 | PROPORTION | 0.89128 | 0.0005 | PROPORTION | 0.24014 | 0.0005 | PROPORTION | 0.30632 | 0.0005 | PROPORTION | 0.31007 | 0.0005 | PROPORTION | 0.43646 | 0.0005 | PROPORTION | 1
0.0005 | PROPORTION | 1 | 0.0005 | 0.0287 |  |  |  |  | 0.0005 | PROPORTION | 0.89106 | 0.0005 | PROPORTION | 0.2399 | 0.0005 | PROPORTION | 0.30617 | 0.0005 | PROPORTION | 0.30978 | 0.0005 | PROPORTION | 0.43623 | 0.0005 | PROPORTION | 1
0.0005 | PROPORTION | 1 | 0.0005 | 0.0287 |  |  |  |  | 0.0005 | PROPORTION | 0.89106 | 0.0005 | PROPORTION | 0.2397 | 0.0005 | PROPORTION | 0.30597 | 0.0005 | PROPORTION | 0.30959 | 0.0005 | PROPORTION | 0.43589 | 0.0005 | PROPORTION | 1
0.0005 | PROPORTION | 1 | 0.0005 | 0.0287 |  |  |  |  | 0.0005 | PROPORTION | 0.89094 | 0.0005 | PROPORTION | 0.23947 | 0.0005 | PROPORTION | 0.30569 | 0.0005 | PROPORTION | 0.30932 | 0.0005 | PROPORTION | 0.43568 | 0.0005 | PROPORTION | 1
0.0005 | PROPORTION | 1 | 0.0005 | 0.0287 |  |  |  |  | 0.0005 | PROPORTION | 0.8908 | 0.0005 | PROPORTION | 0.23933 | 0.0005 | PROPORTION | 0.30552 | 0.0005 | PROPORTION | 0.30914 | 0.0005 | PROPORTION | 0.43543 | 0.0005 | PROPORTION | 1
0.0005 | PROPORTION | 1 | 0.0005 | 0.0287 |  |  |  |  | 0.0005 | PROPORTION | 0.89075 | 0.0005 | PROPORTION | 0.23912 | 0.0005 | PROPORTION | 0.30527 | 0.0005 | PROPORTION | 0.30879 | 0.0005 | PROPORTION | 0.43514 | 0.0005 | PROPORTION | 1
0.0005 | PROPORTION | 1 | 0.0005 | 0.0287 |  |  |  |  | 0.0005 | PROPORTION | 0.89075 | 0.0005 | PROPORTION | 0.23912 | 0.0005 | PROPORTION | 0.30512 | 0.0005 | PROPORTION | 0.30853 | 0.0005 | PROPORTION | 0.43493 | 0.0005 | PROPORTION | 1
0.0005 | PROPORTION | 1 | 0.0005 | 0.0287 |  |  |  |  | 0.0005 | PROPORTION | 0.89075 | 0.0005 | PROPORTION | 0.23873 | 0.0005 | PROPORTION | 0.30489 | 0.0005 | PROPORTION | 0.30829 | 0.0005 | PROPORTION | 0.4346 | 0.0005 | PROPORTION | 1
0.0005 | PROPORTION | 1 | 0.0005 | 0.0287 |  |  |  |  | 0.0005 | PROPORTION | 0.89049 | 0.0005 | PROPORTION | 0.2386 | 0.0005 | PROPORTION | 0.30467 | 0.0005 | PROPORTION | 0.30796 | 0.0005 | PROPORTION | 0.43441 | 0.0005 | PROPORTION | 1
0.0005 | PROPORTION | 1 | 0.0005 | 0.0287 |  |  |  |  | 0.0005 | PROPORTION | 0.89048 | 0.0005 | PROPORTION | 0.23844 | 0.0005 | PROPORTION | 0.30449 | 0.0005 | PROPORTION | 0.30775 | 0.0005 | PROPORTION | 0.43405 | 0.0005 | PROPORTION | 1
0.0005 | PROPORTION | 1 | 0.0005 | 0.0287 |  |  |  |  | 0.0005 | PROPORTION | 0.89048 | 0.0005 | PROPORTION | 0.23809 | 0.0005 | PROPORTION | 0.30429 | 0.0005 | PROPORTION | 0.30742 | 0.0005 | PROPORTION | 0.43383 | 0.0005 | PROPORTION | 1
0.0005 | PROPORTION | 1 | 0.0005 | 0.0287 |  |  |  |  | 0.0005 | PROPORTION | 0.89048 | 0.0005 | PROPORTION | 0.23801 | 0.0005 | PROPORTION | 0.30408 | 0.0005 | PROPORTION | 0.30712 | 0.0005 | PROPORTION | 0.4336 | 0.0005 | PROPORTION | 1
0.0005 | PROPORTION | 1 | 0.0005 | 0.0287 |  |  |  |  | 0.0005 | PROPORTION | 0.89048 | 0.0005 | PROPORTION | 0.23765 | 0.0005 | PROPORTION | 0.30384 | 0.0005 | PROPORTION | 0.30688 | 0.0005 | PROPORTION | 0.43332 | 0.0005 | PROPORTION | 1
0.0005 | PROPORTION | 1 | 0.0005 | 0.0287 |  |  |  |  | 0.0005 | PROPORTION | 0.89048 | 0.0005 | PROPORTION | 0.2376 | 0.0005 | PROPORTION | 0.30365 | 0.0005 | PROPORTION | 0.30669 | 0.0005 | PROPORTION | 0.43304 | 0.0005 | PROPORTION | 1
0.0005 | PROPORTION | 1 | 0.0005 | 0.0287 |  |  |  |  | 0.0005 | PROPORTION | 0.89048 | 0.0005 | PROPORTION | 0.23735 | 0.0005 | PROPORTION | 0.30344 | 0.0005 | PROPORTION | 0.30642 | 0.0005 | PROPORTION | 0.43275 | 0.0005 | PROPORTION | 1
0.0005 | PROPORTION | 1 | 0.0005 | 0.0287 |  |  |  |  | 0.0005 | PROPORTION | 0.89048 | 0.0005 | PROPORTION | 0.2373 | 0.0005 | PROPORTION | 0.30321 | 0.0005 | PROPORTION | 0.30614 | 0.0005 | PROPORTION | 0.43244 | 0.0005 | PROPORTION | 1
0.0005 | PROPORTION | 1 | 0.0005 | 0.0287 |  |  |  |  | 0.0005 | PROPORTION | 0.89048 | 0.0005 | PROPORTION | 0.23704 | 0.0005 | PROPORTION | 0.30302 | 0.0005 | PROPORTION | 0.3059 | 0.0005 | PROPORTION | 0.43223 | 0.0005 | PROPORTION | 1
0.0005 | PROPORTION | 1 | 0.0005 | 0.0287 |  |  |  |  | 0.0005 | PROPORTION | 0.89048 | 0.0005 | PROPORTION | 0.23672 | 0.0005 | PROPORTION | 0.30276 | 0.0005 | PROPORTION | 0.3056 | 0.0005 | PROPORTION | 0.43194 | 0.0005 | PROPORTION | 1
0.0005 | PROPORTION | 1 | 0.0005 | 0.0287 |  |  |  |  | 0.0005 | PROPORTION | 0.89048 | 0.0005 | PROPORTION | 0.23655 | 0.0005 | PROPORTION | 0.30257 | 0.0005 | PROPORTION | 0.30535 | 0.0005 | PROPORTION | 0.43167 | 0.0005 | PROPORTION | 1
0.0005 | PROPORTION | 1 | 0.0005 | 0.0287 |  |  |  |  | 0.0005 | PROPORTION | 0.89048 | 0.0005 | PROPORTION | 0.23651 | 0.0005 | PROPORTION | 0.30238 | 0.0005 | PROPORTION | 0.30501 | 0.0005 | PROPORTION | 0.43138 | 0.0005 | PROPORTION | 1
0.0005 | PROPORTION | 1 | 0.0005 | 0.0287 |  |  |  |  | 0.0005 | PROPORTION | 0.89048 | 0.0005 | PROPORTION | 0.23623 | 0.0005 | PROPORTION | 0.30211 | 0.0005 | PROPORTION | 0.30481 | 0.0005 | PROPORTION | 0.43109 | 0.0005 | PROPORTION | 1
0.0005 | PROPORTION | 1 | 0.0005 | 0.0287 |  |  |  |  | 0.0005 | PROPORTION | 0.89048 | 0.0005 | PROPORTION | 0.23614 | 0.0005 | PROPORTION | 0.30184 | 0.0005 | PROPORTION | 0.30448 | 0.0005 | PROPORTION | 0.43081 | 0.0005 | PROPORTION | 1
0.0005 | PROPORTION | 1 | 0.0005 | 0.0287 |  |  |  |  | 0.0005 | PROPORTION | 0.89048 | 0.0005 | PROPORTION | 0.23595 | 0.0005 | PROPORTION | 0.3016 | 0.0005 | PROPORTION | 0.30421 | 0.0005 | PROPORTION | 0.43049 | 0.0005 | PROPORTION | 1
0.0005 | PROPORTION | 1 | 0.0005 | 0.0287 |  |  |  |  | 0.0005 | PROPORTION | 0.89048 | 0.0005 | PROPORTION | 0.23576 | 0.0005 | PROPORTION | 0.30141 | 0.0005 | PROPORTION | 0.30391 | 0.0005 | PROPORTION | 0.43022 | 0.0005 | PROPORTION | 1
0.0005 | PROPORTION | 1 | 0.0005 | 0.0287 |  |  |  |  | 0.0005 | PROPORTION | 0.89048 | 0.0005 | PROPORTION | 0.23567 | 0.0005 | PROPORTION | 0.30113 | 0.0005 | PROPORTION | 0.30366 | 0.0005 | PROPORTION | 0.42986 | 0.0005 | PROPORTION | 1
0.0005 | PROPORTION | 1 | 0.0005 | 0.0287 |  |  |  |  | 0.0005 | PROPORTION | 0.89048 | 0.0005 | PROPORTION | 0.23547 | 0.0005 | PROPORTION | 0.30094 | 0.0005 | PROPORTION | 0.30335 | 0.0005 | PROPORTION | 0.42959 | 0.0005 | PROPORTION | 1
0.0005 | PROPORTION | 1 | 0.0005 | 0.0287 |  |  |  |  | 0.0005 | PROPORTION | 0.89048 | 0.0005 | PROPORTION | 0.2354 | 0.0005 | PROPORTION | 0.3007 | 0.0005 | PROPORTION | 0.30305 | 0.0005 | PROPORTION | 0.42931 | 0.0005 | PROPORTION | 1
0.0005 | PROPORTION | 1 | 0.0005 | 0.0287 |  |  |  |  | 0.0005 | PROPORTION | 0.89024 | 0.0005 | PROPORTION | 0.23503 | 0.0005 | PROPORTION | 0.30047 | 0.0005 | PROPORTION | 0.30283 | 0.0005 | PROPORTION | 0.42901 | 0.0005 | PROPORTION | 1
0.0005 | PROPORTION | 1 | 0.0005 | 0.0287 |  |  |  |  | 0.0005 | PROPORTION | 0.89014 | 0.0005 | PROPORTION | 0.23494 | 0.0005 | PROPORTION | 0.30021 | 0.0005 | PROPORTION | 0.30253 | 0.0005 | PROPORTION | 0.42869 | 0.0005 | PROPORTION | 1
0.0005 | PROPORTION | 1 | 0.0005 | 0.0287 |  |  |  |  | 0.0005 | PROPORTION | 0.89014 | 0.0005 | PROPORTION | 0.23478 | 0.0005 | PROPORTION | 0.29995 | 0.0005 | PROPORTION | 0.30227 | 0.0005 | PROPORTION | 0.4284 | 0.0005 | PROPORTION | 1
0.0005 | PROPORTION | 1 | 0.0005 | 0.0287 |  |  |  |  | 0.0005 | PROPORTION | 0.89014 | 0.0005 | PROPORTION | 0.2345 | 0.0005 | PROPORTION | 0.2997 | 0.0005 | PROPORTION | 0.30197 | 0.0005 | PROPORTION | 0.42809 | 0.0005 | PROPORTION | 1
0.0005 | PROPORTION | 1 | 0.0005 | 0.0287 |  |  |  |  | 0.0005 | PROPORTION | 0.89009 | 0.0005 | PROPORTION | 0.23443 | 0.0005 | PROPORTION | 0.29946 | 0.0005 | PROPORTION | 0.30167 | 0.0005 | PROPORTION | 0.42781 | 0.0005 | PROPORTION | 1
0.0005 | PROPORTION | 1 | 0.0005 | 0.0287 |  |  |  |  | 0.0005 | PROPORTION | 0.88962 | 0.0005 | PROPORTION | 0.23415 | 0.0005 | PROPORTION | 0.29918 | 0.0005 | PROPORTION | 0.30138 | 0.0005 | PROPORTION | 0.42748 | 0.0005 | PROPORTION | 1
0.0005 | PROPORTION | 1 | 0.0005 | 0.0287 |  |  |  |  | 0.0005 | PROPORTION | 0.88954 | 0.0005 | PROPORTION | 0.23398 | 0.0005 | PROPORTION | 0.2989 | 0.0005 | PROPORTION | 0.30108 | 0.0005 | PROPORTION | 0.42715 | 0.0005 | PROPORTION | 1
0.0005 | PROPORTION | 1 | 0.0005 | 0.0287 |  |  |  |  | 0.0005 | PROPORTION | 0.88954 | 0.0005 | PROPORTION | 0.23371 | 0.0005 | PROPORTION | 0.29866 | 0.0005 | PROPORTION | 0.30084 | 0.0005 | PROPORTION | 0.42688 | 0.0005 | PROPORTION | 1
0.0005 | PROPORTION | 1 | 0.0005 | 0.0287 |  |  |  |  | 0.0005 | PROPORTION | 0.88954 | 0.0005 | PROPORTION | 0.23342 | 0.0005 | PROPORTION | 0.29846 | 0.0005 | PROPORTION | 0.30051 | 0.0005 | PROPORTION | 0.42648 | 0.0005 | PROPORTION | 1
0.0005 | PROPORTION | 1 | 0.0005 | 0.0287 |  |  |  |  | 0.0005 | PROPORTION | 0.88954 | 0.0005 | PROPORTION | 0.23333 | 0.0005 | PROPORTION | 0.29818 | 0.0005 | PROPORTION | 0.30026 | 0.0005 | PROPORTION | 0.42621 | 0.0005 | PROPORTION | 1
0.0005 | PROPORTION | 1 | 0.0005 | 0.0287 |  |  |  |  | 0.0005 | PROPORTION | 0.88954 | 0.0005 | PROPORTION | 0.23322 | 0.0005 | PROPORTION | 0.29794 | 0.0005 | PROPORTION | 0.29989 | 0.0005 | PROPORTION | 0.42588 | 0.0005 | PROPORTION | 1
0.0005 | PROPORTION | 1 | 0.0005 | 0.0287 |  |  |  |  | 0.0005 | PROPORTION | 0.88954 | 0.0005 | PROPORTION | 0.23306 | 0.0005 | PROPORTION | 0.29764 | 0.0005 | PROPORTION | 0.29955 | 0.0005 | PROPORTION | 0.42549 | 0.0005 | PROPORTION | 1
0.0005 | PROPORTION | 1 | 0.0005 | 0.0287 |  |  |  |  | 0.0005 | PROPORTION | 0.88954 | 0.0005 | PROPORTION | 0.23263 | 0.0005 | PROPORTION | 0.29734 | 0.0005 | PROPORTION | 0.2993 | 0.0005 | PROPORTION | 0.42518 | 0.0005 | PROPORTION | 1
0.0005 | PROPORTION | 1 | 0.0005 | 0.0287 |  |  |  |  | 0.0005 | PROPORTION | 0.88954 | 0.0005 | PROPORTION | 0.2325 | 0.0005 | PROPORTION | 0.29708 | 0.0005 | PROPORTION | 0.29902 | 0.0005 | PROPORTION | 0.42479 | 0.0005 | PROPORTION | 1
0.0005 | PROPORTION | 1 | 0.0005 | 0.0287 |  |  |  |  | 0.0005 | PROPORTION | 0.88954 | 0.0005 | PROPORTION | 0.23246 | 0.0005 | PROPORTION | 0.29679 | 0.0005 | PROPORTION | 0.29873 | 0.0005 | PROPORTION | 0.42446 | 0.0005 | PROPORTION | 1
0.0005 | PROPORTION | 1 | 0.0005 | 0.0287 |  |  |  |  | 0.0005 | PROPORTION | 0.88949 | 0.0005 | PROPORTION | 0.23217 | 0.0005 | PROPORTION | 0.29646 | 0.0005 | PROPORTION | 0.29851 | 0.0005 | PROPORTION | 0.42409 | 0.0005 | PROPORTION | 1
0.0005 | PROPORTION | 1 | 0.0005 | 0.0287 |  |  |  |  | 0.0005 | PROPORTION | 0.88943 | 0.0005 | PROPORTION | 0.2319 | 0.0005 | PROPORTION | 0.29618 | 0.0005 | PROPORTION | 0.29818 | 0.0005 | PROPORTION | 0.4237 | 0.0005 | PROPORTION | 1
0.0005 | PROPORTION | 1 | 0.0005 | 0.0287 |  |  |  |  | 0.0005 | PROPORTION | 0.8894 | 0.0005 | PROPORTION | 0.23171 | 0.0005 | PROPORTION | 0.29582 | 0.0005 | PROPORTION | 0.29787 | 0.0005 | PROPORTION | 0.42336 | 0.0005 | PROPORTION | 1
0.0005 | PROPORTION | 1 | 0.0005 | 0.0287 |  |  |  |  | 0.0005 | PROPORTION | 0.8894 | 0.0005 | PROPORTION | 0.2315 | 0.0005 | PROPORTION | 0.2955 | 0.0005 | PROPORTION | 0.29757 | 0.0005 | PROPORTION | 0.423 | 0.0005 | PROPORTION | 1
0.0005 | PROPORTION | 1 | 0.0005 | 0.0287 |  |  |  |  | 0.0005 | PROPORTION | 0.88903 | 0.0005 | PROPORTION | 0.23134 | 0.0005 | PROPORTION | 0.2952 | 0.0005 | PROPORTION | 0.29728 | 0.0005 | PROPORTION | 0.42264 | 0.0005 | PROPORTION | 1
0.0005 | PROPORTION | 1 | 0.0005 | 0.0287 |  |  |  |  | 0.0005 | PROPORTION | 0.88893 | 0.0005 | PROPORTION | 0.23106 | 0.0005 | PROPORTION | 0.29487 | 0.0005 | PROPORTION | 0.29696 | 0.0005 | PROPORTION | 0.42219 | 0.0005 | PROPORTION | 1
0.0005 | PROPORTION | 1 | 0.0005 | 0.0287 |  |  |  |  | 0.0005 | PROPORTION | 0.88893 | 0.0005 | PROPORTION | 0.23079 | 0.0005 | PROPORTION | 0.29453 | 0.0005 | PROPORTION | 0.29671 | 0.0005 | PROPORTION | 0.42185 | 0.0005 | PROPORTION | 1
0.0005 | PROPORTION | 1 | 0.0005 | 0.0287 |  |  |  |  | 0.0005 | PROPORTION | 0.88893 | 0.0005 | PROPORTION | 0.23071 | 0.0005 | PROPORTION | 0.2942 | 0.0005 | PROPORTION | 0.29638 | 0.0005 | PROPORTION | 0.42152 | 0.0005 | PROPORTION | 1
0.0005 | PROPORTION | 1 | 0.0005 | 0.0287 |  |  |  |  | 0.0005 | PROPORTION | 0.88889 | 0.0005 | PROPORTION | 0.23047 | 0.0005 | PROPORTION | 0.29382 | 0.0005 | PROPORTION | 0.29608 | 0.0005 | PROPORTION | 0.42105 | 0.0005 | PROPORTION | 1
0.0005 | PROPORTION | 1 | 0.0005 | 0.0287 |  |  |  |  | 0.0005 | PROPORTION | 0.88889 | 0.0005 | PROPORTION | 0.23025 | 0.0005 | PROPORTION | 0.29349 | 0.0005 | PROPORTION | 0.29582 | 0.0005 | PROPORTION | 0.42068 | 0.0005 | PROPORTION | 1
0.0005 | PROPORTION | 1 | 0.0005 | 0.0287 |  |  |  |  | 0.0005 | PROPORTION | 0.88878 | 0.0005 | PROPORTION | 0.22998 | 0.0005 | PROPORTION | 0.29313 | 0.0005 | PROPORTION | 0.29553 | 0.0005 | PROPORTION | 0.42022 | 0.0005 | PROPORTION | 1
0.0005 | PROPORTION | 1 | 0.0005 | 0.0287 |  |  |  |  | 0.0005 | PROPORTION | 0.88867 | 0.0005 | PROPORTION | 0.22989 | 0.0005 | PROPORTION | 0.29281 | 0.0005 | PROPORTION | 0.29512 | 0.0005 | PROPORTION | 0.41988 | 0.0005 | PROPORTION | 1
0.0005 | PROPORTION | 1 | 0.0005 | 0.0287 |  |  |  |  | 0.0005 | PROPORTION | 0.88835 | 0.0005 | PROPORTION | 0.22957 | 0.0005 | PROPORTION | 0.29242 | 0.0005 | PROPORTION | 0.29476 | 0.0005 | PROPORTION | 0.41951 | 0.0005 | PROPORTION | 1
0.0005 | PROPORTION | 1 | 0.0005 | 0.0287 |  |  |  |  | 0.0005 | PROPORTION | 0.88824 | 0.0005 | PROPORTION | 0.2295 | 0.0005 | PROPORTION | 0.29201 | 0.0005 | PROPORTION | 0.29441 | 0.0005 | PROPORTION | 0.41901 | 0.0005 | PROPORTION | 1
0.0005 | PROPORTION | 1 | 0.0005 | 0.0287 |  |  |  |  | 0.0005 | PROPORTION | 0.88824 | 0.0005 | PROPORTION | 0.22917 | 0.0005 | PROPORTION | 0.29167 | 0.0005 | PROPORTION | 0.29411 | 0.0005 | PROPORTION | 0.41857 | 0.0005 | PROPORTION | 1
0.0005 | PROPORTION | 1 | 0.0005 | 0.0287 |  |  |  |  | 0.0005 | PROPORTION | 0.88818 | 0.0005 | PROPORTION | 0.22901 | 0.0005 | PROPORTION | 0.29127 | 0.0005 | PROPORTION | 0.29369 | 0.0005 | PROPORTION | 0.41813 | 0.0005 | PROPORTION | 1
0.0005 | PROPORTION | 1 | 0.0005 | 0.0287 |  |  |  |  | 0.0005 | PROPORTION | 0.88818 | 0.0005 | PROPORTION | 0.2288 | 0.0005 | PROPORTION | 0.29099 | 0.0005 | PROPORTION | 0.29328 | 0.0005 | PROPORTION | 0.41771 | 0.0005 | PROPORTION | 1
0.0005 | PROPORTION | 1 | 0.0005 | 0.0287 |  |  |  |  | 0.0005 | PROPORTION | 0.88818 | 0.0005 | PROPORTION | 0.22852 | 0.0005 | PROPORTION | 0.29053 | 0.0005 | PROPORTION | 0.29297 | 0.0005 | PROPORTION | 0.41723 | 0.0005 | PROPORTION | 1
0.0005 | PROPORTION | 1 | 0.0005 | 0.0287 |  |  |  |  | 0.0005 | PROPORTION | 0.88806 | 0.0005 | PROPORTION | 0.22833 | 0.0005 | PROPORTION | 0.29013 | 0.0005 | PROPORTION | 0.29259 | 0.0005 | PROPORTION | 0.41679 | 0.0005 | PROPORTION | 1
0.0005 | PROPORTION | 1 | 0.0005 | 0.0287 |  |  |  |  | 0.0005 | PROPORTION | 0.88806 | 0.0005 | PROPORTION | 0.228 | 0.0005 | PROPORTION | 0.28971 | 0.0005 | PROPORTION | 0.29216 | 0.0005 | PROPORTION | 0.41631 | 0.0005 | PROPORTION | 1
0.0005 | PROPORTION | 1 | 0.0005 | 0.0287 |  |  |  |  | 0.0005 | PROPORTION | 0.88795 | 0.0005 | PROPORTION | 0.22793 | 0.0005 | PROPORTION | 0.28935 | 0.0005 | PROPORTION | 0.29174 | 0.0005 | PROPORTION | 0.41585 | 0.0005 | PROPORTION | 1
0.0005 | PROPORTION | 1 | 0.0005 | 0.0287 |  |  |  |  | 0.0005 | PROPORTION | 0.8876 | 0.0005 | PROPORTION | 0.22764 | 0.0005 | PROPORTION | 0.28893 | 0.0005 | PROPORTION | 0.29135 | 0.0005 | PROPORTION | 0.41532 | 0.0005 | PROPORTION | 1
0.0005 | PROPORTION | 1 | 0.0005 | 0.0287 |  |  |  |  | 0.0005 | PROPORTION | 0.8866 | 0.0005 | PROPORTION | 0.22748 | 0.0005 | PROPORTION | 0.28854 | 0.0005 | PROPORTION | 0.29091 | 0.0005 | PROPORTION | 0.41482 | 0.0005 | PROPORTION | 1
0.0005 | PROPORTION | 1 | 0.0005 | 0.0287 |  |  |  |  | 0.0005 | PROPORTION | 0.88658 | 0.0005 | PROPORTION | 0.22728 | 0.0005 | PROPORTION | 0.28799 | 0.0005 | PROPORTION | 0.29041 | 0.0005 | PROPORTION | 0.41426 | 0.0005 | PROPORTION | 1
0.0005 | PROPORTION | 1 | 0.0005 | 0.0287 |  |  |  |  | 0.0005 | PROPORTION | 0.88654 | 0.0005 | PROPORTION | 0.22708 | 0.0005 | PROPORTION | 0.28751 | 0.0005 | PROPORTION | 0.28993 | 0.0005 | PROPORTION | 0.41371 | 0.0005 | PROPORTION | 1
0.0005 | PROPORTION | 1 | 0.0005 | 0.0287 |  |  |  |  | 0.0005 | PROPORTION | 0.88654 | 0.0005 | PROPORTION | 0.22675 | 0.0005 | PROPORTION | 0.28713 | 0.0005 | PROPORTION | 0.28948 | 0.0005 | PROPORTION | 0.41316 | 0.0005 | PROPORTION | 1
0.0005 | PROPORTION | 1 | 0.0005 | 0.0287 |  |  |  |  | 0.0005 | PROPORTION | 0.88654 | 0.0005 | PROPORTION | 0.22648 | 0.0005 | PROPORTION | 0.28658 | 0.0005 | PROPORTION | 0.28896 | 0.0005 | PROPORTION | 0.41256 | 0.0005 | PROPORTION | 1
0.0005 | PROPORTION | 1 | 0.0005 | 0.0287 |  |  |  |  | 0.0005 | PROPORTION | 0.88639 | 0.0005 | PROPORTION | 0.22613 | 0.0005 | PROPORTION | 0.28609 | 0.0005 | PROPORTION | 0.28841 | 0.0005 | PROPORTION | 0.41197 | 0.0005 | PROPORTION | 1
0.0005 | PROPORTION | 1 | 0.0005 | 0.0287 |  |  |  |  | 0.0005 | PROPORTION | 0.88637 | 0.0005 | PROPORTION | 0.22604 | 0.0005 | PROPORTION | 0.28553 | 0.0005 | PROPORTION | 0.2879 | 0.0005 | PROPORTION | 0.4114 | 0.0005 | PROPORTION | 1
0.0005 | PROPORTION | 1 | 0.0005 | 0.0287 |  |  |  |  | 0.0005 | PROPORTION | 0.88615 | 0.0005 | PROPORTION | 0.22564 | 0.0005 | PROPORTION | 0.28498 | 0.0005 | PROPORTION | 0.28737 | 0.0005 | PROPORTION | 0.4108 | 0.0005 | PROPORTION | 1
0.0005 | PROPORTION | 1 | 0.0005 | 0.0287 |  |  |  |  | 0.0005 | PROPORTION | 0.88615 | 0.0005 | PROPORTION | 0.22527 | 0.0005 | PROPORTION | 0.28441 | 0.0005 | PROPORTION | 0.28681 | 0.0005 | PROPORTION | 0.41009 | 0.0005 | PROPORTION | 1
0.0005 | PROPORTION | 1 | 0.0005 | 0.0287 |  |  |  |  | 0.0005 | PROPORTION | 0.88599 | 0.0005 | PROPORTION | 0.22512 | 0.0005 | PROPORTION | 0.28372 | 0.0005 | PROPORTION | 0.28635 | 0.0005 | PROPORTION | 0.40942 | 0.0005 | PROPORTION | 1
0.0005 | PROPORTION | 1 | 0.0005 | 0.0287 |  |  |  |  | 0.0005 | PROPORTION | 0.88448 | 0.0005 | PROPORTION | 0.22475 | 0.0005 | PROPORTION | 0.28299 | 0.0005 | PROPORTION | 0.28577 | 0.0005 | PROPORTION | 0.40877 | 0.0005 | PROPORTION | 1
0.0005 | PROPORTION | 1 | 0.0005 | 0.0287 |  |  |  |  | 0.0005 | PROPORTION | 0.88344 | 0.0005 | PROPORTION | 0.22424 | 0.0005 | PROPORTION | 0.28231 | 0.0005 | PROPORTION | 0.28514 | 0.0005 | PROPORTION | 0.40802 | 0.0005 | PROPORTION | 1
0.0005 | PROPORTION | 1 | 0.0005 | 0.0287 |  |  |  |  | 0.0005 | PROPORTION | 0.88343 | 0.0005 | PROPORTION | 0.22374 | 0.0005 | PROPORTION | 0.28158 | 0.0005 | PROPORTION | 0.28446 | 0.0005 | PROPORTION | 0.40713 | 0.0005 | PROPORTION | 1
0.0005 | PROPORTION | 1 | 0.0005 | 0.0287 |  |  |  |  | 0.0005 | PROPORTION | 0.8828 | 0.0005 | PROPORTION | 0.22344 | 0.0005 | PROPORTION | 0.28088 | 0.0005 | PROPORTION | 0.28377 | 0.0005 | PROPORTION | 0.40635 | 0.0005 | PROPORTION | 1
0.0005 | PROPORTION | 1 | 0.0005 | 0.0287 |  |  |  |  | 0.0005 | PROPORTION | 0.8828 | 0.0005 | PROPORTION | 0.22315 | 0.0005 | PROPORTION | 0.28 | 0.0005 | PROPORTION | 0.28311 | 0.0005 | PROPORTION | 0.40546 | 0.0005 | PROPORTION | 1
0.0005 | PROPORTION | 1 | 0.0005 | 0.0287 |  |  |  |  | 0.0005 | PROPORTION | 0.88268 | 0.0005 | PROPORTION | 0.22268 | 0.0005 | PROPORTION | 0.27926 | 0.0005 | PROPORTION | 0.28238 | 0.0005 | PROPORTION | 0.40451 | 0.0005 | PROPORTION | 1
0.0005 | PROPORTION | 1 | 0.0005 | 0.0287 |  |  |  |  | 0.0005 | PROPORTION | 0.88177 | 0.0005 | PROPORTION | 0.22216 | 0.0005 | PROPORTION | 0.27852 | 0.0005 | PROPORTION | 0.28156 | 0.0005 | PROPORTION | 0.40335 | 0.0005 | PROPORTION | 1
0.0005 | PROPORTION | 1 | 0.0005 | 0.0287 |  |  |  |  | 0.0005 | PROPORTION | 0.88167 | 0.0005 | PROPORTION | 0.22171 | 0.0005 | PROPORTION | 0.27746 | 0.0005 | PROPORTION | 0.28069 | 0.0005 | PROPORTION | 0.40196 | 0.0005 | PROPORTION | 1
0.0005 | PROPORTION | 1 | 0.0005 | 0.0287 |  |  |  |  | 0.0005 | PROPORTION | 0.88167 | 0.0005 | PROPORTION | 0.22123 | 0.0005 | PROPORTION | 0.27624 | 0.0005 | PROPORTION | 0.27972 | 0.0005 | PROPORTION | 0.40049 | 0.0005 | PROPORTION | 1
0.0005 | PROPORTION | 1 | 0.0005 | 0.0287 |  |  |  |  | 0.0005 | PROPORTION | 0.88167 | 0.0005 | PROPORTION | 0.22068 | 0.0005 | PROPORTION | 0.27512 | 0.0005 | PROPORTION | 0.2788 | 0.0005 | PROPORTION | 0.39891 | 0.0005 | PROPORTION | 1
0.0005 | PROPORTION | 1 | 0.0005 | 0.0287 |  |  |  |  | 0.0005 | PROPORTION | 0.88167 | 0.0005 | PROPORTION | 0.22008 | 0.0005 | PROPORTION | 0.2739 | 0.0005 | PROPORTION | 0.27757 | 0.0005 | PROPORTION | 0.39699 | 0.0005 | PROPORTION | 1
0.0005 | PROPORTION | 1 | 0.0005 | 0.0287 |  |  |  |  | 0.0005 | PROPORTION | 0.88167 | 0.0005 | PROPORTION | 0.21899 | 0.0005 | PROPORTION | 0.27242 | 0.0005 | PROPORTION | 0.27626 | 0.0005 | PROPORTION | 0.39431 | 0.0005 | PROPORTION | 1
0.0005 | PROPORTION | 1 | 0.0005 | 0.0287 |  |  |  |  | 0.0005 | PROPORTION | 0.87867 | 0.0005 | PROPORTION | 0.21799 | 0.0005 | PROPORTION | 0.27078 | 0.0005 | PROPORTION | 0.27448 | 0.0005 | PROPORTION | 0.39161 | 0.0005 | PROPORTION | 1
0.0005 | PROPORTION | 1 | 0.0005 | 0.0287 |  |  |  |  | 0.0005 | PROPORTION | 0.87867 | 0.0005 | PROPORTION | 0.21655 | 0.0005 | PROPORTION | 0.26863 | 0.0005 | PROPORTION | 0.27127 | 0.0005 | PROPORTION | 0.38748 | 0.0005 | PROPORTION | 1
0.0005 | PROPORTION | 1 | 0.0005 | 0.0287 |  |  |  |  | 0.0005 | PROPORTION | 0.87867 | 0.0005 | PROPORTION | 0.2124 | 0.0005 | PROPORTION | 0.25803 | 0.0005 | PROPORTION | 0.25957 | 0.0005 | PROPORTION | 0.38184 | 0.0005 | PROPORTION | 1